## Preface and Contents
2023 Annual Technology Baseline (ATB)
NREL annually documents a realistic and timely set of input assumptions (e.g., technology cost, fuel costs), and a diverse set of potential futures (standard scenarios) to inform electric sector analysis in the United States. The products of this work, including assessments of current and projected technology cost and performance for both renewable and conventional electricity generation technologies, as well as market projections of more than a dozen scenarios produced with NREL's Regional Energy Deployment Systems (ReEDS) model, are applied consistently in NREL's analyses throughout the following year. This annual process is supported by the Office of Strategic Programs of the U.S. Department of Energy’s Office of Energy Efficiency and Renewable Energy (EERE). The specific products from this effort including the following:
* An Annual Technology Baseline (ATB) workbook documenting detailed cost and performance data (both current and projected) for both renewable and conventional technologies.
* An ATB web application describing each of the technologies and providing additional context for their treatment in the workbook.
* A Standard Scenarios annual report describing the identified scenarios, associated assumptions (including technology cost and performance assumptions from the ATB).
These products can be accessed at atb.nrel.gov.
New to this Edition
The 2023 ATB adds retrofit cases for Coal and Natural Gas. Financial cases have been updated to reflect the recent increases in interest rates, and the markets case incorporates a subset of tax credits from the Inflation Reduction Act.
Eratta since intitial Publication
2024-01-18
The capacity factors for utility-scale PV were corrected to better account for degradation over the lifetime of the system. This also affects utility-scale PV-plus-Battery.
The project finance factor equation in the documentation was corrected to match the equation in the Excel spreadsheet.
Labels for geothermal equity and leverage during construction were corrected to match CFF equations
The stated lifetime assumption for commercial and residential batteries in the data workbook were corrected to match the website
2023-07-21
The overnight capital cost (OCC) of the utility-scale PV-plus-Battery system was reduced to represent a 60-MWdc battery with a 100-MWac PV array. The previous representation was correct for the cost of a 100-MWdc battery with a 100-MWac PV array.
Corrected the representative wind plant O&M values in the documentation (no changes were made to the data).
Added links to fossil energy advanced case references, both in the documentation and in the data master spreadsheet.
Contents
Financial Definitions
Wind: Land-based
Wind: Distributed
Wind: Offshore
Solar: PV: Utility
Solar: PV: Commercial
Solar: PV: Residential
Solar: CSP
Geothermal
Hydropower
Natural Gas
Coal
Nuclear
Biopower
Battery_Storage
PV+Battery
Pumped Hydro Storage
Summary (for Tableau)
References
For full references for all citations in this workbook, see
https://atb.nrel.gov/electricity/2023/references
Recommended Citation
NREL (National Renewable Energy Laboratory). 2023. 2023 Annual Technology Baseline. Golden, CO: National Renewable Energy Laboratory.
Online
atb.nrel.gov | 2023 Annual Technology Baseline (ATB)
Contact
https://atb.nrel.gov/contact
DISCLAIMER AGREEMENT
These detailed electricity generation technology cost and performance data ("Data") are provided by the National Renewable Energy Laboratory ("NREL"), which is operated by the Alliance for Sustainable Energy LLC ("Alliance") for the U.S. Department of Energy (the "DOE").
It is recognized that disclosure of these Data are provided under the following conditions and warnings: (1) these Data have been prepared for reference purposes only; (2) these Data consist of forecasts, estimates, or assumptions made on a best-efforts basis, based upon expectations of current and future conditions at the time they were developed; and (3) these Data were prepared with existing information and are subject to change without notice.
The user understands that DOE/NREL/ALLIANCE are not obligated to provide the user with any support, consulting, training or assistance of any kind with regard to the use of the Data or to provide the user with any updates, revisions or new versions thereof. DOE, NREL, and ALLIANCE do not guarantee or endorse any results generated by use of the Data, and user is entirely responsible for the results and any reliance on the results or the Data in general.
USER AGREES TO INDEMNIFY DOE/NREL/ALLIANCE AND ITS SUBSIDIARIES, AFFILIATES, OFFICERS, AGENTS, AND EMPLOYEES AGAINST ANY CLAIM OR DEMAND, INCLUDING REASONABLE ATTORNEYS' FEES, RELATED TO USER’S USE OF THE DATA. THE DATA ARE PROVIDED BY DOE/NREL/ALLIANCE "AS IS," AND ANY EXPRESS OR IMPLIED WARRANTIES, INCLUDING BUT NOT LIMITED TO THE IMPLIED WARRANTIES OF MERCHANTABILITY AND FITNESS FOR A PARTICULAR PURPOSE ARE DISCLAIMED. IN NO EVENT SHALL DOE/NREL/ALLIANCE BE LIABLE FOR ANY SPECIAL, INDIRECT OR CONSEQUENTIAL DAMAGES OR ANY DAMAGES WHATSOEVER, INCLUDING BUT NOT LIMITED TO CLAIMS ASSOCIATED WITH THE LOSS OF DATA OR PROFITS, THAT MAY RESULT FROM AN ACTION IN CONTRACT, NEGLIGENCE OR OTHER TORTIOUS CLAIM THAT ARISES OUT OF OR IN CONNECTION WITH THE ACCESS, USE OR PERFORMANCE OF THE DATA.

## Financial Definitions
Electricity Generation Technology LCOE equation for Standard Scenarios – ReEDS Model Inputs and Annual Technology Baseline presentation of technology assumptions. |  |  | Sample Numbers from PV
Note: Costs associated with a given year are for systems that come online in that year. For example, the overnight capital cost (OCC) for a technology in 2023 represents the OCC of a system that begins commercial operation in 2023. The capacity factor for a technology in 2023 represents the expected annualized lifetime energy production for a system that begins commercial operation in 2023.
Levelized Cost of Energy ($/MWh) | LCOE = ((FCR * CAPEX + FOM)*1000/(CF * 8760)) + VOM + Fuel |  | 39.0339
| LCOE = ((CRF * ProFinFactor * ConFinFactor * (OCC * CapRegMult + GCC) + FOM) * 1000 / (CF * 8760)) + VOM + Fuel |  | 39.0339
Fixed Charge Rate | FCR = CRF * ProFinFactor | Amount of revenue per dollar of investment required that must be collected annually from customers to pay the carrying charges on that investment. | 0.057587
CAPEX | CAPEX = ConFinFActor * (OCC * CapRegMult + GCC) | Capital expenditures required to achieve commercial operation of the generation plant | 1290.8063
Capital Recovery Factor | CRF = WACC / (1 - (1 / (1 + WACC)^t)) note: WACC real | *ReEDS uses: CRF = (WACC - 1) / (1 - (1 / WACC)^t) | 5.473%
| t = cost recovery period (CRP) |  | 30
| WACC = ((1+((1-DF)*((1+RROE)*(1+i)-1)) + (DF*((1+IR)*(1+i)-1)*(1-TR))) / (1+i)) - 1 | but uses a WACC that is equal to 1 + the WACC rate, and returns a CRF that is 1+CRF | 3.553%
| DF = debt fraction | *ReEDS uses: WACC = (1 + ((1 - DF)*(RROE*i - 1)) + (DF*(IR*i - 1)*(1-TR))) / i | 73.8%
| RROE = rate of return on equity (real) | but uses RROE, i, and IR that are equal to 1 + the rates, and returns a WACC that is 1+WACC | 6.146%
| i = average inflation rate over project lifetime |  | 2.5%
| IR = interest rate (real) |  | 4.39%
Project Finance factor | ProFinFactor = (1 - TR * PVD) / (1 - TR) |  | 1.0521
| TR = combined state/federal tax rate |  | 25.74%
| PVD = present value of depreciation = summation from y=1 to y=M+1 of (FDy * fy) |  | 0.84958 | Year | MACRS (Fdy) | fy = depreciation factor in year y
| M = # years in MACRS depreciation schedule |  | 6 | 1 | 0.2 | 0.94214
| FDy = fraction of capital depreciated in year y |  |  | 2 | 0.32 | 0.88762
| fy = depreciation factor in year y |  |  | 3 | 0.192 | 0.83626
| i = average inflation rate over project lifetime |  | 2.5% | 4 | 0.1152 | 0.78787
|  |  |  | 5 | 0.1152 | 0.74228
|  |  |  | 6 | 0.0576 | 0.69932
Construction Finance Factor | ConFinFactor = summation from y=0 to y=C-1 of (FCy * AIy) |  | 1.0361
FCy = fraction of capital spent in year y
| AIy =1 + ((1 + IDC)(year+0.5) - 1) | *ReEDS uses: AIy =1 + (1 - TR) * (IDC(year+0.5) - 1) |  | Construction Duration yrs |  |  |  | Accumulated Interest - Year 1 | 1.032
| Nominal Rate of Return on Equity |  | 8.8% | Year | Capital | Percent of Leverage During Construction | Percent of Equity During Construction | Accumulated Interest - Year 2 | 1.0991
| Equity Premium During Construction |  | 2% | Index | Fraction |  |  | Accumulated Interest - Year 3 | 1.1705
| IDC = interest during construction | but uses an IDC that is equal to 1 + the interest rate | 6.5% |  |  |  |  | Accumulated Equity Cost - Year 1 | 1.0526
| y = year index, starting at 0 | [6 empty] | Accumulated Equity Cost - Year 2 | 1.1663
| C = construction duration (years) |  | 1 | 0 | 100% | 80% | 20% | Accumulated Equity Cost - Year 3 | 1.2923
|  |  |  | 1 | 0% | 80% | 20%
Overnight Capital Cost | OCC = input in $/kW |  | 1245.8151 | 2 | 0% | 80% | 20%
Capital Regional Multiplier | CapRegMult = 1 for ATB | CapRegMult = 1 for ATB | 1
Grid Connection Costs | GCC = GF + OnSpurCost + Off SpurCost |  | 0
| GF | grid feature = 0 for ATB
| OnSpurCost | Onshore Spur Line Costs = 0 for ATB
| Off SpurCost | Offshore (underwater) Spur Line Costs
Fixed Operating Expenses | FOM = input in $/kW
22.5289
* 1000 | conversion factor from $/kW inputs to $/MWh output
Capacity Factor | CF = input as % |  | 28.33%
* 8760 | conversion factor for hours per year
Variable Operating Expenses | VOM = input in $/MWh |  | 0
Fuel | Fuel = input in $/MWh |  | 0
Overnight LCOE | =((OCC*CRF*(1-TR*PVD))/(8760*CF*(1-TR))+FOM/(8760*CF))*1000)+VOM | This is similar to the LCOE used in the TCDB (Transparent Cost database)
Definitions:
AI | Accumulated Interest | Accumulated interest is a function of the interest during construction and the tax rate.
C | Construction Duration | Number of years in construction period
CapRegMult | Capital Regional Multiplier | Capital cost multipliers to account for regional variations that affect plant costs, e.g. labor rates, etc. Separate multipliers are applied to land-based and offshore wind plants, PV, CSP, coal, gas, nuclear, etc. No multipliers for geothermal or hydropower due to site specific nature of plant cost estimates.
CF | Capacity Factor (%) | Generally defined as the ratio of actual annual output to output at rated capacity for an entire year.
ConFinFactor | Construction Finance Factor | Portion of all-in capital cost associated with construction period financing. ConFinFactor is a function of C, FC, and IDC.
CRF | Capital Recovery Factor | The ratio of a constant annuity to the present value of receiving that annuity for a given length of time. (Default in ReEDS is 8.89% real); CRF is a function of WACC and t.
DF | Debt Fraction | Fraction of capital financed with debt. 1-DF is assumed financed with equity. (50% for all technologies in ReEDS)
EMRP | Expected Market Risk Premium | The market risk premium is the difference between the expected return on a market portfolio and the risk-free rate.
f | Depreciation Factor | The depreciation factor is a function of the discount rate.
FC | Capital Fraction | Fraction of capital spent in each year of construction, 1 to C.
FD | Depreciation Fraction | Fraction of capital depreciated in each year, 1 to M.
FOM | Fixed Operation and Maintenance Expenses ($/MW-year) | Annual expenditures to operate and maintain equipment that are not incurred on a per-unit-energy basis.
Fuel | fuel cost ($/MWh) | Fuel costs are converted to $/MWh from various units.
GCC | Grid Connection Costs | Distance-based costs of spur lines over land, offshore wind plant export cable costs and construction-period transit costs
GF | Grid Feature | Point of interconnection at the high voltage transmission network, including substation, transmission lines, load center, or BA center. (Default in ReEDS is $0/kW for substation and load center and $14/kW for others)
i | Inflation Rate | Assumed average inflation rate over project lifetime based on historical data. (2.5% in ReEDS)
ICC | Installed Capital Cost ($/MW) | Total capital expenditure to achieve commercial operation up to the plant gate. This intermediate value is used only in presentation of technology cost assumptions with historic market data. It is not required to calculate LCOE.
IDC | Interest During Construction | Interest rate for financing project during construction period.
IR | Interest Rate (real) | Assumed interest rate on debt. (5.4% for all technologies in ReEDS, 8% nominal)
M | Depreciation period (years) | Number of years in MACRS depreciation schedule.
OCC | Overnight Capital Cost ($/MW) | Capital expenditures excluding construction period financing. Includes onsite electrical equipment (e.g., switchyard), a nominal-distance spur line (<1 mi), and necessary upgrades at a transmission substation.
OffDist | Offshore Distance | Total offshore distance covered by the offshore export cables
OffSpurCost | Offshore (underwater) Spur Line Costs | Cost for offshore (underwater) export cables from the offshore wind plant to land; OffSpurCost is a function of OffDist and OffDistFactor.
OffDistFactor | Offshore Distance Factor | Incremental capital expenditure for offshore wind plant export cable length between landfall and offshore wind plant site.
OnDist | Onshore Distance | Total onshore distance covered by the onshore transmission spur lines
OnRegTransMult | Onshore Regional Transmission Multiplier | Transmission cost multipliers to account for regional variations that affect onshore transmission line costs, e.g. labor rates, terrain, siting, etc.
OnSpurCost | Onshore Spur Line Costs | Cost for onshore transmission lines from the plant gate to the grid feature; OnSpurCost is a function of OnDist, OnTransCost, and OnRegTransMult.
OnTransCost | Onshore Transmission Costs (for spur line) | Base onshore transmission line costs (Default in ReEDS is $3922/MW-mile)
ProFinFactor | Project Finance factor | Technology-specific financial multiplier to account for any applicable differences in depreciation schedule, and tax policies. ProFinFactor is a function of TR, WACC, i, M, and FD
PVD | Present Value of Depreciation | PVD is a function of FD, f and y.
RROE | Rate of Return on Equity (real) | Assumed rate of return on the share of assets financed with equity. (10% for all technologies in ReEDS, 13% nominal)
t | Economic Lifetime (years) | Length of time for paying off assets (20 years for all technologies in ReEDS)
TR | Tax Rate | Combined state and federal tax rate (40%)
VOM | Variable Operation and Maintenance Expenses ($/MWh) | Operating and maintenance costs incurred on a per-unit-energy basis.
WACC | Weighted Average Cost of Capital (real) | The average expected rate that is paid to finance assets. (Default in ReEDS is 6.2% real); WACC is a function of DF, RROE, IR, i, and TR.
y | year index, starting at 0
Notes:
CapRegMult = 1 | ATB assumes that all plants represent typical equipment costs and do not include regionally specific labor or material cost increments.
GCC = 0 | ATB assumes that base plant cost includes small spur line to connect with grid for all technologies in overnight capital cost. An exception is made for offshore wind plants where the export cable and construction-period transit costs based on a 30 km distance from shore are represented in GCC. Specific transmission lines based on geographically determined distances between ReEDS regions and existing transmission features for wind and solar are not included in ATB.
Inputs in ATB are in $/kW, in ReEDS they are $/MW
2018$ to 2019$ Multiplier: | 1.0181
2019$ to 2020$ Multiplier: | 1.0123
2020$ to 2021$ Multiplier: | 1.047
Inflation example: | Source Year Value in 2018 Dollars | Value in 2021 Dollars
| 1000 | 1079.0415
| Source Year Value in 2020 Dollars | Value in 2021 Dollars
| 1000 | 1046.9802
2021 to 2022 OCC multiplier | 1.035 | Sources indicated a price increase in real terms (above CPI) between 2021 and 2022. Technologies without a specific source with a different number used this technology neutral modifier to account for this increase.
References:
NREL 2022
BNEF 2022
Wood Mackenzie 2022
Note on D117: [Threaded comment] Your version of Excel allows you to read this threaded comment; however, any edits to it will get removed if the file is opened in a newer version of Excel. Learn more: https://go.microsoft.com/fwlink/?linkid=870924 Comment: TODO: make these more specific once the equivalent sections of the definitions page is done and everything is nice in zotero

## Financial and CRP Inputs
Financial Assumptions and CRP
| The R&D case presents results without tax credits and with long term, steady state financial data. LCOE improvement is based on R&D improvements alone. The Market case presents market and policy changes over time. |  |  | The cost recovery period represents the period over which the initial capital investment to build a plant is recovered. 30 is the default to allow comparisons consistent with typical renewable project lifetimes.
| Modify the financial scenario by clicking on the blue cell below |  | Reference financial scenarios. Do not modify | Modify the capital recovery period by clicking on the blue cell below |  | Reference capital recovery periods. Do not modify. |  | CRP values used by "TechLife" CRP. | For custom CRP, modify these values and select "custom" in cell E 5.
| Chosen Financial Case |  | Possible Financial Cases | Chosen Capital Recovery Period |  | Possible Capital Recovery Periods | Technology Names | Tech Life CRPs | Custom CRP
| R&D | ▼ | Market | TechLife | ▼ | 20 | Offshore Wind | 30 | 30
|  |  | R&D |  |  | 30 | Land-Based Wind | 30 | 30
[6 empty] | TechLife | Distributed Wind | 30 | 30
[6 empty] | Custom | Solar - Utility PV | 30 | 30
[7 empty] | Solar - PV Dist. Comm | 30 | 30
[7 empty] | Solar - PV Dist. Res | 30 | 30
[7 empty] | Solar - CSP | 30 | 30
[7 empty] | Geothermal | 30 | 30
[7 empty] | Hydropower | 100 | 100
[7 empty] | Nuclear | 60 | 60
[7 empty] | Biopower | 45 | 45
[7 empty] | Utility-Scale PV-Plus-Battery | 30 | 30
[7 empty] | Pumped Storage Hydropower | 100 | 100

## Land-Based Wind
Land-Based Wind | [9 empty] | https://atb.nrel.gov/electricity/2023/land-based_wind
Inputs
Calculated
Input from other tab
| X |  |  | Assumptions
[5 empty] | Technology |  | Base Year: |  |  | 2021
All values are given in 2021 U.S. dollars, see references at the bottom of this worksheet for dollar year conversions where source dollar years don't match 2021.
Land-Based Wind Classes
[7 empty] | Technology Classification | Name | Tech | Resource | Scale | Maturity | Wind Classes | Wind Speed Range (m/s) | Weighted Average Wind Speed (m/s)
[8 empty] | Land-Based Wind - Class 1 - Technology 1 | Wind Turbine Technology 1 | Class1 | Utility | Y | Class1 | > 9.0 | 9.5
[8 empty] | Land-Based Wind - Class 2 - Technology 1 | Wind Turbine Technology 1 | Class2 | Utility | Y | Class2 | 8.8 - 9.0 | 8.9
[8 empty] | Land-Based Wind - Class 3 - Technology 1 | Wind Turbine Technology 1 | Class3 | Utility | Y | Class3 | 8.6 - 8.8 | 8.7
[8 empty] | Land-Based Wind - Class 4 - Technology 1 | Wind Turbine Technology 1 | Class4 | Utility | Y | Class4 | 8.4 - 8.6 | 8.5
[8 empty] | Land-Based Wind - Class 5 - Technology 1 | Wind Turbine Technology 1 | Class5 | Utility | Y | Class5 | 8.1 - 8.4 | 8.2
[8 empty] | Land-Based Wind - Class 6 - Technology 1 | Wind Turbine Technology 1 | Class6 | Utility | Y | Class6 | 7.6 - 8.1 | 7.8
[8 empty] | Land-Based Wind - Class 7 - Technology 1 | Wind Turbine Technology 1 | Class7 | Utility | Y | Class7 | 7.1 - 7.6 | 7.4
[8 empty] | Land-Based Wind - Class 8 - Technology 2 | Wind Turbine Technology 2 | Class8 | Utility | Y | Class8 | 6.5 - 7.1 | 6.8
[8 empty] | Land-Based Wind - Class 9 - Technology 3 | Wind Turbine Technology 3 | Class9 | Utility | Y | Class9 | 5.9 - 6.5 | 6.2
[8 empty] | Land-Based Wind - Class 10 - Technology 4 | Wind Turbine Technology 4 | Class10 | Utility | Y | Class10 | 1.7 - 5.9 | 5.2
Wind speeds presented in table are assumed to be 110 meters above the surface
[14 empty] | Financial Case |  | R&D
[5 empty] | Finance |  | Financial Assumptions: | [6 empty] | Capital Recovery Period |  | 30
[7 empty] | Capital Recovery Period (Years) |  |  |  |  | 30
[7 empty] | Depreciation Period |  |  |  |  | 5
[7 empty] | Equity Premium During Construction |  |  |  |  | 2%
[7 empty] | Construction Duration yrs |  |  |  |  | 3
[7 empty] | Year | Capital | Percent of Leverage During Construction | Percent of Equity During Construction
[7 empty] | Index | Fraction
[7 empty] | 0 | 80% | 80% | 20%
[7 empty] | 1 | 10% | 80% | 20%
[7 empty] | 2 | 10% | 80% | 20%
[10 empty] | 2021 | 2022 | 2023 | 2024 | 2025 | 2026 | 2027 | 2028 | 2029 | 2030 | 2031 | 2032 | 2033 | 2034 | 2035 | 2036 | 2037 | 2038 | 2039 | 2040 | 2041 | 2042 | 2043 | 2044 | 2045 | 2046 | 2047 | 2048 | 2049 | 2050
[7 empty] | Assumptions | Inflation Rate | * | 2.5% | 2.5% | 2.5% | 2.5% | 2.5% | 2.5% | 2.5% | 2.5% | 2.5% | 2.5% | 2.5% | 2.5% | 2.5% | 2.5% | 2.5% | 2.5% | 2.5% | 2.5% | 2.5% | 2.5% | 2.5% | 2.5% | 2.5% | 2.5% | 2.5% | 2.5% | 2.5% | 2.5% | 2.5% | 2.5%
[8 empty] | Interest Rate Nominal | Advanced | bar: 2021 to 2050
[8 empty] | Interest Rate Nominal | Moderate | bar: 2021 to 2050
[8 empty] | Interest Rate Nominal | Conservative | bar: 2021 to 2050
[8 empty] | Calculated Interest Rate Real | Advanced | 4.39% | 4.39% | 4.39% | 4.39% | 4.39% | 4.39% | 4.39% | 4.39% | 4.39% | 4.39% | 4.39% | 4.39% | 4.39% | 4.39% | 4.39% | 4.39% | 4.39% | 4.39% | 4.39% | 4.39% | 4.39% | 4.39% | 4.39% | 4.39% | 4.39% | 4.39% | 4.39% | 4.39% | 4.39% | 4.39%
[8 empty] | Calculated Interest Rate Real | Moderate | 4.39% | 4.39% | 4.39% | 4.39% | 4.39% | 4.39% | 4.39% | 4.39% | 4.39% | 4.39% | 4.39% | 4.39% | 4.39% | 4.39% | 4.39% | 4.39% | 4.39% | 4.39% | 4.39% | 4.39% | 4.39% | 4.39% | 4.39% | 4.39% | 4.39% | 4.39% | 4.39% | 4.39% | 4.39% | 4.39%
[8 empty] | Calculated Interest Rate Real | Conservative | 4.39% | 4.39% | 4.39% | 4.39% | 4.39% | 4.39% | 4.39% | 4.39% | 4.39% | 4.39% | 4.39% | 4.39% | 4.39% | 4.39% | 4.39% | 4.39% | 4.39% | 4.39% | 4.39% | 4.39% | 4.39% | 4.39% | 4.39% | 4.39% | 4.39% | 4.39% | 4.39% | 4.39% | 4.39% | 4.39%
[8 empty] | Interest During Construction - Nominal | * | 6.5% | 6.5% | 6.5% | 6.5% | 6.5% | 6.5% | 6.5% | 6.5% | 6.5% | 6.5% | 6.5% | 6.5% | 6.5% | 6.5% | 6.5% | 6.5% | 6.5% | 6.5% | 6.5% | 6.5% | 6.5% | 6.5% | 6.5% | 6.5% | 6.5% | 6.5% | 6.5% | 6.5% | 6.5% | 6.5%
[8 empty] | Rate of Return on Equity Nominal | Advanced | 10% | 10% | 10% | 10% | 10% | 10% | 10% | 10% | 10% | 10% | 10% | 10% | 10% | 10% | 10% | 10% | 10% | 10% | 10% | 10% | 10% | 10% | 10% | 10% | 10% | 10% | 10% | 10% | 10% | 10%
[8 empty] | Rate of Return on Equity Nominal | Moderate | 10% | 10% | 10% | 10% | 10% | 10% | 10% | 10% | 10% | 10% | 10% | 10% | 10% | 10% | 10% | 10% | 10% | 10% | 10% | 10% | 10% | 10% | 10% | 10% | 10% | 10% | 10% | 10% | 10% | 10%
[8 empty] | Rate of Return on Equity Nominal | Conservative | 10% | 10% | 10% | 10% | 10% | 10% | 10% | 10% | 10% | 10% | 10% | 10% | 10% | 10% | 10% | 10% | 10% | 10% | 10% | 10% | 10% | 10% | 10% | 10% | 10% | 10% | 10% | 10% | 10% | 10%
[8 empty] | Calculated Rate of Return on Equity Real | Advanced | 7.317% | 7.317% | 7.317% | 7.317% | 7.317% | 7.317% | 7.317% | 7.317% | 7.317% | 7.317% | 7.317% | 7.317% | 7.317% | 7.317% | 7.317% | 7.317% | 7.317% | 7.317% | 7.317% | 7.317% | 7.317% | 7.317% | 7.317% | 7.317% | 7.317% | 7.317% | 7.317% | 7.317% | 7.317% | 7.317%
[8 empty] | Calculated Rate of Return on Equity Real | Moderate | 7.317% | 7.317% | 7.317% | 7.317% | 7.317% | 7.317% | 7.317% | 7.317% | 7.317% | 7.317% | 7.317% | 7.317% | 7.317% | 7.317% | 7.317% | 7.317% | 7.317% | 7.317% | 7.317% | 7.317% | 7.317% | 7.317% | 7.317% | 7.317% | 7.317% | 7.317% | 7.317% | 7.317% | 7.317% | 7.317%
[8 empty] | Calculated Rate of Return on Equity Real | Conservative | 7.317% | 7.317% | 7.317% | 7.317% | 7.317% | 7.317% | 7.317% | 7.317% | 7.317% | 7.317% | 7.317% | 7.317% | 7.317% | 7.317% | 7.317% | 7.317% | 7.317% | 7.317% | 7.317% | 7.317% | 7.317% | 7.317% | 7.317% | 7.317% | 7.317% | 7.317% | 7.317% | 7.317% | 7.317% | 7.317%
[8 empty] | Debt Fraction | Advanced | 71.53% | 71.53% | 71.53% | 71.53% | 71.53% | 71.53% | 71.53% | 71.53% | 71.53% | 71.53% | 71.53% | 71.53% | 71.53% | 71.53% | 71.53% | 71.53% | 71.53% | 71.53% | 71.53% | 71.53% | 71.53% | 71.53% | 71.53% | 71.53% | 71.53% | 71.53% | 71.53% | 71.53% | 71.53% | 71.53%
[8 empty] | Debt Fraction | Moderate | 71.53% | 71.53% | 71.53% | 71.53% | 71.53% | 71.53% | 71.53% | 71.53% | 71.53% | 71.53% | 71.53% | 71.53% | 71.53% | 71.53% | 71.53% | 71.53% | 71.53% | 71.53% | 71.53% | 71.53% | 71.53% | 71.53% | 71.53% | 71.53% | 71.53% | 71.53% | 71.53% | 71.53% | 71.53% | 71.53%
[8 empty] | Debt Fraction | Conservative | 71.53% | 71.53% | 71.53% | 71.53% | 71.53% | 71.53% | 71.53% | 71.53% | 71.53% | 71.53% | 71.53% | 71.53% | 71.53% | 71.53% | 71.53% | 71.53% | 71.53% | 71.53% | 71.53% | 71.53% | 71.53% | 71.53% | 71.53% | 71.53% | 71.53% | 71.53% | 71.53% | 71.53% | 71.53% | 71.53%
[8 empty] | Tax Rate (Federal and State) | * | 25.74% | 25.74% | 25.74% | 25.74% | 25.74% | 25.74% | 25.74% | 25.74% | 25.74% | 25.74% | 25.74% | 25.74% | 25.74% | 25.74% | 25.74% | 25.74% | 25.74% | 25.74% | 25.74% | 25.74% | 25.74% | 25.74% | 25.74% | 25.74% | 25.74% | 25.74% | 25.74% | 25.74% | 25.74% | 25.74%
[8 empty] | WACC Nominal | Advanced | 6.565% | 6.565% | 6.565% | 6.565% | 6.565% | 6.565% | 6.565% | 6.565% | 6.565% | 6.565% | 6.565% | 6.565% | 6.565% | 6.565% | 6.565% | 6.565% | 6.565% | 6.565% | 6.565% | 6.565% | 6.565% | 6.565% | 6.565% | 6.565% | 6.565% | 6.565% | 6.565% | 6.565% | 6.565% | 6.565%
[8 empty] | WACC Nominal | Moderate | 6.565% | 6.565% | 6.565% | 6.565% | 6.565% | 6.565% | 6.565% | 6.565% | 6.565% | 6.565% | 6.565% | 6.565% | 6.565% | 6.565% | 6.565% | 6.565% | 6.565% | 6.565% | 6.565% | 6.565% | 6.565% | 6.565% | 6.565% | 6.565% | 6.565% | 6.565% | 6.565% | 6.565% | 6.565% | 6.565%
[8 empty] | WACC Nominal | Conservative | 6.565% | 6.565% | 6.565% | 6.565% | 6.565% | 6.565% | 6.565% | 6.565% | 6.565% | 6.565% | 6.565% | 6.565% | 6.565% | 6.565% | 6.565% | 6.565% | 6.565% | 6.565% | 6.565% | 6.565% | 6.565% | 6.565% | 6.565% | 6.565% | 6.565% | 6.565% | 6.565% | 6.565% | 6.565% | 6.565%
[8 empty] | WACC Real | Advanced | 3.966% | 3.966% | 3.966% | 3.966% | 3.966% | 3.966% | 3.966% | 3.966% | 3.966% | 3.966% | 3.966% | 3.966% | 3.966% | 3.966% | 3.966% | 3.966% | 3.966% | 3.966% | 3.966% | 3.966% | 3.966% | 3.966% | 3.966% | 3.966% | 3.966% | 3.966% | 3.966% | 3.966% | 3.966% | 3.966%
[8 empty] | WACC Real | Moderate | 3.966% | 3.966% | 3.966% | 3.966% | 3.966% | 3.966% | 3.966% | 3.966% | 3.966% | 3.966% | 3.966% | 3.966% | 3.966% | 3.966% | 3.966% | 3.966% | 3.966% | 3.966% | 3.966% | 3.966% | 3.966% | 3.966% | 3.966% | 3.966% | 3.966% | 3.966% | 3.966% | 3.966% | 3.966% | 3.966%
[8 empty] | WACC Real | Conservative | 3.966% | 3.966% | 3.966% | 3.966% | 3.966% | 3.966% | 3.966% | 3.966% | 3.966% | 3.966% | 3.966% | 3.966% | 3.966% | 3.966% | 3.966% | 3.966% | 3.966% | 3.966% | 3.966% | 3.966% | 3.966% | 3.966% | 3.966% | 3.966% | 3.966% | 3.966% | 3.966% | 3.966% | 3.966% | 3.966%
[8 empty] | Capital Recovery Factor (CRF) Nominal | Advanced | 7.71% | 7.71% | 7.71% | 7.71% | 7.71% | 7.71% | 7.71% | 7.71% | 7.71% | 7.71% | 7.71% | 7.71% | 7.71% | 7.71% | 7.71% | 7.71% | 7.71% | 7.71% | 7.71% | 7.71% | 7.71% | 7.71% | 7.71% | 7.71% | 7.71% | 7.71% | 7.71% | 7.71% | 7.71% | 7.71%
[8 empty] | Capital Recovery Factor (CRF) Nominal | Moderate | 7.71% | 7.71% | 7.71% | 7.71% | 7.71% | 7.71% | 7.71% | 7.71% | 7.71% | 7.71% | 7.71% | 7.71% | 7.71% | 7.71% | 7.71% | 7.71% | 7.71% | 7.71% | 7.71% | 7.71% | 7.71% | 7.71% | 7.71% | 7.71% | 7.71% | 7.71% | 7.71% | 7.71% | 7.71% | 7.71%
[8 empty] | Capital Recovery Factor (CRF) Nominal | Conservative | 7.71% | 7.71% | 7.71% | 7.71% | 7.71% | 7.71% | 7.71% | 7.71% | 7.71% | 7.71% | 7.71% | 7.71% | 7.71% | 7.71% | 7.71% | 7.71% | 7.71% | 7.71% | 7.71% | 7.71% | 7.71% | 7.71% | 7.71% | 7.71% | 7.71% | 7.71% | 7.71% | 7.71% | 7.71% | 7.71%
[8 empty] | Capital Recovery Factor (CRF) Real | Advanced | 5.759% | 5.759% | 5.759% | 5.759% | 5.759% | 5.759% | 5.759% | 5.759% | 5.759% | 5.759% | 5.759% | 5.759% | 5.759% | 5.759% | 5.759% | 5.759% | 5.759% | 5.759% | 5.759% | 5.759% | 5.759% | 5.759% | 5.759% | 5.759% | 5.759% | 5.759% | 5.759% | 5.759% | 5.759% | 5.759%
[8 empty] | Capital Recovery Factor (CRF) Real | Moderate | 5.759% | 5.759% | 5.759% | 5.759% | 5.759% | 5.759% | 5.759% | 5.759% | 5.759% | 5.759% | 5.759% | 5.759% | 5.759% | 5.759% | 5.759% | 5.759% | 5.759% | 5.759% | 5.759% | 5.759% | 5.759% | 5.759% | 5.759% | 5.759% | 5.759% | 5.759% | 5.759% | 5.759% | 5.759% | 5.759%
[8 empty] | Capital Recovery Factor (CRF) Real | Conservative | 5.759% | 5.759% | 5.759% | 5.759% | 5.759% | 5.759% | 5.759% | 5.759% | 5.759% | 5.759% | 5.759% | 5.759% | 5.759% | 5.759% | 5.759% | 5.759% | 5.759% | 5.759% | 5.759% | 5.759% | 5.759% | 5.759% | 5.759% | 5.759% | 5.759% | 5.759% | 5.759% | 5.759% | 5.759% | 5.759%
|  |  | X | Future Projections
Base Year
[10 empty] | 2021 | 2022 | 2023 | 2024 | 2025 | 2026 | 2027 | 2028 | 2029 | 2030 | 2031 | 2032 | 2033 | 2034 | 2035 | 2036 | 2037 | 2038 | 2039 | 2040 | 2041 | 2042 | 2043 | 2044 | 2045 | 2046 | 2047 | 2048 | 2049 | 2050
[5 empty] | Techno-Economic Cost and Performance Parameters |  | Net Capacity Factor (%) | Land-Based Wind - Class 1 - Technology 1 | Advanced | 49.81% | 50.56% | 51.32% | 52.07% | 52.84% | 53.6% | 54.37% | 55.15% | 55.92% | 56.71% | 56.75% | 56.8% | 56.85% | 56.9% | 56.95% | 57% | 57.05% | 57.1% | 57.15% | 57.19% | 57.24% | 57.29% | 57.34% | 57.39% | 57.44% | 57.49% | 57.54% | 57.59% | 57.64% | 57.69%
[8 empty] | Land-Based Wind - Class 1 - Technology 1 | Moderate | 49.81% | 50.2% | 50.58% | 50.96% | 51.35% | 51.73% | 52.11% | 52.49% | 52.88% | 53.26% | 53.3% | 53.35% | 53.39% | 53.43% | 53.47% | 53.52% | 53.56% | 53.6% | 53.65% | 53.69% | 53.73% | 53.78% | 53.82% | 53.86% | 53.9% | 53.95% | 53.99% | 54.03% | 54.08% | 54.12%
[8 empty] | Land-Based Wind - Class 1 - Technology 1 | Conservative | 49.81% | 49.88% | 49.95% | 50.02% | 50.09% | 50.16% | 50.22% | 50.29% | 50.36% | 50.43% | 50.49% | 50.55% | 50.61% | 50.68% | 50.74% | 50.8% | 50.86% | 50.92% | 50.98% | 51.04% | 51.11% | 51.17% | 51.23% | 51.29% | 51.35% | 51.41% | 51.48% | 51.54% | 51.6% | 51.66%
[8 empty] | Land-Based Wind - Class 2 - Technology 1 | Advanced | 46.74% | 47.45% | 48.17% | 48.89% | 49.62% | 50.35% | 51.08% | 51.82% | 52.57% | 53.31% | 53.35% | 53.39% | 53.43% | 53.47% | 53.51% | 53.55% | 53.59% | 53.64% | 53.68% | 53.72% | 53.76% | 53.8% | 53.84% | 53.88% | 53.92% | 53.96% | 54% | 54.04% | 54.08% | 54.12%
[8 empty] | Land-Based Wind - Class 2 - Technology 1 | Moderate | 46.74% | 47.1% | 47.46% | 47.81% | 48.17% | 48.53% | 48.89% | 49.25% | 49.61% | 49.97% | 50.01% | 50.05% | 50.09% | 50.13% | 50.17% | 50.21% | 50.25% | 50.29% | 50.33% | 50.37% | 50.41% | 50.45% | 50.49% | 50.53% | 50.57% | 50.61% | 50.65% | 50.7% | 50.74% | 50.78%
[8 empty] | Land-Based Wind - Class 2 - Technology 1 | Conservative | 46.74% | 46.8% | 46.87% | 46.93% | 46.99% | 47.06% | 47.12% | 47.19% | 47.25% | 47.31% | 47.37% | 47.43% | 47.49% | 47.54% | 47.6% | 47.66% | 47.72% | 47.78% | 47.83% | 47.89% | 47.95% | 48.01% | 48.06% | 48.12% | 48.18% | 48.24% | 48.29% | 48.35% | 48.41% | 48.47%
[8 empty] | Land-Based Wind - Class 3 - Technology 1 | Advanced | 45.68% | 46.39% | 47.09% | 47.8% | 48.52% | 49.24% | 49.96% | 50.69% | 51.42% | 52.15% | 52.19% | 52.23% | 52.26% | 52.3% | 52.34% | 52.38% | 52.41% | 52.45% | 52.49% | 52.53% | 52.56% | 52.6% | 52.64% | 52.68% | 52.71% | 52.75% | 52.79% | 52.83% | 52.86% | 52.9%
[8 empty] | Land-Based Wind - Class 3 - Technology 1 | Moderate | 45.68% | 46.03% | 46.39% | 46.74% | 47.09% | 47.44% | 47.79% | 48.14% | 48.49% | 48.84% | 48.88% | 48.92% | 48.96% | 49% | 49.04% | 49.08% | 49.12% | 49.16% | 49.2% | 49.24% | 49.28% | 49.32% | 49.36% | 49.4% | 49.43% | 49.47% | 49.51% | 49.55% | 49.59% | 49.63%
[8 empty] | Land-Based Wind - Class 3 - Technology 1 | Conservative | 45.68% | 45.75% | 45.81% | 45.87% | 45.93% | 46% | 46.06% | 46.12% | 46.19% | 46.25% | 46.3% | 46.36% | 46.42% | 46.47% | 46.53% | 46.59% | 46.64% | 46.7% | 46.76% | 46.81% | 46.87% | 46.92% | 46.98% | 47.04% | 47.09% | 47.15% | 47.21% | 47.26% | 47.32% | 47.38%
[8 empty] | Land-Based Wind - Class 4 - Technology 1 | Advanced | 44.47% | 45.16% | 45.85% | 46.55% | 47.25% | 47.95% | 48.66% | 49.37% | 50.09% | 50.81% | 50.85% | 50.88% | 50.91% | 50.95% | 50.98% | 51.02% | 51.05% | 51.08% | 51.12% | 51.15% | 51.19% | 51.22% | 51.26% | 51.29% | 51.32% | 51.36% | 51.39% | 51.43% | 51.46% | 51.49%
[8 empty] | Land-Based Wind - Class 4 - Technology 1 | Moderate | 44.47% | 44.81% | 45.15% | 45.49% | 45.84% | 46.18% | 46.52% | 46.86% | 47.2% | 47.54% | 47.58% | 47.62% | 47.66% | 47.7% | 47.74% | 47.77% | 47.81% | 47.85% | 47.89% | 47.93% | 47.97% | 48% | 48.04% | 48.08% | 48.12% | 48.16% | 48.2% | 48.24% | 48.27% | 48.31%
[8 empty] | Land-Based Wind - Class 4 - Technology 1 | Conservative | 44.47% | 44.53% | 44.59% | 44.65% | 44.71% | 44.77% | 44.84% | 44.9% | 44.96% | 45.02% | 45.07% | 45.13% | 45.18% | 45.24% | 45.29% | 45.35% | 45.4% | 45.46% | 45.51% | 45.57% | 45.62% | 45.68% | 45.73% | 45.79% | 45.84% | 45.9% | 45.95% | 46.01% | 46.06% | 46.12%
[8 empty] | Land-Based Wind - Class 5 - Technology 1 | Advanced | 43.01% | 43.68% | 44.36% | 45.04% | 45.72% | 46.41% | 47.1% | 47.8% | 48.5% | 49.2% | 49.23% | 49.26% | 49.29% | 49.32% | 49.35% | 49.39% | 49.42% | 49.45% | 49.48% | 49.51% | 49.54% | 49.57% | 49.6% | 49.63% | 49.66% | 49.69% | 49.72% | 49.75% | 49.78% | 49.81%
[8 empty] | Land-Based Wind - Class 5 - Technology 1 | Moderate | 43.01% | 43.34% | 43.67% | 44% | 44.33% | 44.66% | 44.99% | 45.32% | 45.65% | 45.98% | 46.02% | 46.06% | 46.1% | 46.13% | 46.17% | 46.21% | 46.24% | 46.28% | 46.32% | 46.36% | 46.39% | 46.43% | 46.47% | 46.5% | 46.54% | 46.58% | 46.62% | 46.65% | 46.69% | 46.73%
[8 empty] | Land-Based Wind - Class 5 - Technology 1 | Conservative | 43.01% | 43.07% | 43.13% | 43.19% | 43.25% | 43.31% | 43.36% | 43.42% | 43.48% | 43.54% | 43.6% | 43.65% | 43.7% | 43.75% | 43.81% | 43.86% | 43.91% | 43.97% | 44.02% | 44.07% | 44.13% | 44.18% | 44.23% | 44.29% | 44.34% | 44.39% | 44.44% | 44.5% | 44.55% | 44.6%
[8 empty] | Land-Based Wind - Class 6 - Technology 1 | Advanced | 40.74% | 41.39% | 42.04% | 42.69% | 43.35% | 44.01% | 44.68% | 45.35% | 46.03% | 46.7% | 46.73% | 46.75% | 46.78% | 46.8% | 46.82% | 46.85% | 46.87% | 46.89% | 46.92% | 46.94% | 46.97% | 46.99% | 47.01% | 47.04% | 47.06% | 47.08% | 47.11% | 47.13% | 47.16% | 47.18%
[8 empty] | Land-Based Wind - Class 6 - Technology 1 | Moderate | 40.74% | 41.06% | 41.37% | 41.68% | 41.99% | 42.31% | 42.62% | 42.93% | 43.25% | 43.56% | 43.6% | 43.63% | 43.67% | 43.7% | 43.74% | 43.77% | 43.81% | 43.84% | 43.88% | 43.91% | 43.95% | 43.98% | 44.02% | 44.05% | 44.09% | 44.12% | 44.16% | 44.19% | 44.23% | 44.26%
[8 empty] | Land-Based Wind - Class 6 - Technology 1 | Conservative | 40.74% | 40.8% | 40.85% | 40.91% | 40.97% | 41.02% | 41.08% | 41.13% | 41.19% | 41.25% | 41.3% | 41.35% | 41.4% | 41.45% | 41.5% | 41.55% | 41.6% | 41.65% | 41.7% | 41.75% | 41.8% | 41.85% | 41.9% | 41.95% | 42% | 42.05% | 42.1% | 42.15% | 42.2% | 42.25%
[8 empty] | Land-Based Wind - Class 7 - Technology 1 | Advanced | 37.58% | 38.19% | 38.81% | 39.43% | 40.05% | 40.67% | 41.31% | 41.94% | 42.58% | 43.22% | 43.24% | 43.25% | 43.27% | 43.28% | 43.3% | 43.31% | 43.33% | 43.34% | 43.36% | 43.37% | 43.39% | 43.4% | 43.42% | 43.43% | 43.45% | 43.46% | 43.48% | 43.49% | 43.51% | 43.52%
[8 empty] | Land-Based Wind - Class 7 - Technology 1 | Moderate | 37.58% | 37.87% | 38.16% | 38.45% | 38.74% | 39.03% | 39.32% | 39.6% | 39.89% | 40.18% | 40.21% | 40.25% | 40.28% | 40.31% | 40.34% | 40.38% | 40.41% | 40.44% | 40.47% | 40.51% | 40.54% | 40.57% | 40.6% | 40.64% | 40.67% | 40.7% | 40.73% | 40.77% | 40.8% | 40.83%
[8 empty] | Land-Based Wind - Class 7 - Technology 1 | Conservative | 37.58% | 37.64% | 37.69% | 37.74% | 37.79% | 37.84% | 37.89% | 37.94% | 38% | 38.05% | 38.09% | 38.14% | 38.19% | 38.23% | 38.28% | 38.33% | 38.37% | 38.42% | 38.47% | 38.51% | 38.56% | 38.6% | 38.65% | 38.7% | 38.74% | 38.79% | 38.84% | 38.88% | 38.93% | 38.98%
[8 empty] | Land-Based Wind - Class 8 - Technology 2 | Advanced | 33.94% | 34.51% | 35.08% | 35.66% | 36.24% | 36.82% | 37.41% | 38% | 38.6% | 39.2% | 39.23% | 39.26% | 39.28% | 39.31% | 39.33% | 39.36% | 39.39% | 39.41% | 39.44% | 39.47% | 39.49% | 39.52% | 39.55% | 39.57% | 39.6% | 39.62% | 39.65% | 39.68% | 39.7% | 39.73%
[8 empty] | Land-Based Wind - Class 8 - Technology 2 | Moderate | 33.94% | 34.2% | 34.46% | 34.72% | 34.98% | 35.24% | 35.5% | 35.76% | 36.02% | 36.29% | 36.31% | 36.34% | 36.37% | 36.4% | 36.43% | 36.46% | 36.49% | 36.52% | 36.55% | 36.58% | 36.61% | 36.64% | 36.67% | 36.7% | 36.73% | 36.75% | 36.78% | 36.81% | 36.84% | 36.87%
[8 empty] | Land-Based Wind - Class 8 - Technology 2 | Conservative | 33.94% | 33.99% | 34.03% | 34.08% | 34.13% | 34.17% | 34.22% | 34.26% | 34.31% | 34.36% | 34.4% | 34.44% | 34.48% | 34.53% | 34.57% | 34.61% | 34.65% | 34.69% | 34.74% | 34.78% | 34.82% | 34.86% | 34.9% | 34.94% | 34.99% | 35.03% | 35.07% | 35.11% | 35.15% | 35.2%
[8 empty] | Land-Based Wind - Class 9 - Technology 3 | Advanced | 32.8% | 33.36% | 33.92% | 34.48% | 35.05% | 35.62% | 36.2% | 36.78% | 37.36% | 37.95% | 37.98% | 38% | 38.03% | 38.05% | 38.08% | 38.11% | 38.13% | 38.16% | 38.18% | 38.21% | 38.23% | 38.26% | 38.28% | 38.31% | 38.34% | 38.36% | 38.39% | 38.41% | 38.44% | 38.46%
[8 empty] | Land-Based Wind - Class 9 - Technology 3 | Moderate | 32.8% | 33.06% | 33.31% | 33.56% | 33.81% | 34.06% | 34.32% | 34.57% | 34.82% | 35.07% | 35.1% | 35.13% | 35.16% | 35.19% | 35.21% | 35.24% | 35.27% | 35.3% | 35.33% | 35.36% | 35.38% | 35.41% | 35.44% | 35.47% | 35.5% | 35.53% | 35.55% | 35.58% | 35.61% | 35.64%
[8 empty] | Land-Based Wind - Class 9 - Technology 3 | Conservative | 32.8% | 32.85% | 32.9% | 32.94% | 32.98% | 33.03% | 33.07% | 33.12% | 33.16% | 33.21% | 33.25% | 33.29% | 33.33% | 33.37% | 33.41% | 33.45% | 33.49% | 33.53% | 33.57% | 33.62% | 33.66% | 33.7% | 33.74% | 33.78% | 33.82% | 33.86% | 33.9% | 33.94% | 33.98% | 34.02%
[8 empty] | Land-Based Wind - Class 10 - Technology 4 | Advanced | 25.84% | 26.32% | 26.8% | 27.28% | 27.77% | 28.26% | 28.76% | 29.26% | 29.76% | 30.27% | 30.29% | 30.31% | 30.33% | 30.35% | 30.37% | 30.39% | 30.42% | 30.44% | 30.46% | 30.48% | 30.5% | 30.52% | 30.54% | 30.56% | 30.58% | 30.6% | 30.62% | 30.64% | 30.66% | 30.68%
[8 empty] | Land-Based Wind - Class 10 - Technology 4 | Moderate | 25.84% | 26.04% | 26.24% | 26.43% | 26.63% | 26.83% | 27.03% | 27.23% | 27.43% | 27.63% | 27.65% | 27.67% | 27.69% | 27.71% | 27.74% | 27.76% | 27.78% | 27.8% | 27.83% | 27.85% | 27.87% | 27.89% | 27.92% | 27.94% | 27.96% | 27.98% | 28.01% | 28.03% | 28.05% | 28.07%
[8 empty] | Land-Based Wind - Class 10 - Technology 4 | Conservative | 25.84% | 25.87% | 25.91% | 25.95% | 25.98% | 26.02% | 26.05% | 26.09% | 26.12% | 26.16% | 26.19% | 26.22% | 26.25% | 26.29% | 26.32% | 26.35% | 26.38% | 26.41% | 26.45% | 26.48% | 26.51% | 26.54% | 26.57% | 26.6% | 26.64% | 26.67% | 26.7% | 26.73% | 26.76% | 26.8%
[10 empty] | 2021 | 2022 | 2023 | 2024 | 2025 | 2026 | 2027 | 2028 | 2029 | 2030 | 2031 | 2032 | 2033 | 2034 | 2035 | 2036 | 2037 | 2038 | 2039 | 2040 | 2041 | 2042 | 2043 | 2044 | 2045 | 2046 | 2047 | 2048 | 2049 | 2050
[7 empty] | Annual Energy Production (kWh/kW) | Land-Based Wind - Class 1 - Technology 1 | Advanced | 4363.794 | 4429.4253 | 4495.4157 | 4561.7651 | 4628.4736 | 4695.5411 | 4762.9677 | 4830.7534 | 4898.8981 | 4967.4018 | 4971.6804 | 4975.9603 | 4980.2415 | 4984.5239 | 4988.8076 | 4993.0925 | 4997.3787 | 5001.6662 | 5005.9549 | 5010.2449 | 5014.5362 | 5018.8287 | 5023.1225 | 5027.4175 | 5031.7138 | 5036.0114 | 5040.3103 | 5044.6104 | 5048.9117 | 5053.2144
[8 empty] | Land-Based Wind - Class 1 - Technology 1 | Moderate | 4363.794 | 4397.3156 | 4430.8372 | 4464.3588 | 4497.8804 | 4531.402 | 4564.9236 | 4598.4452 | 4631.9668 | 4665.4884 | 4669.2596 | 4673.0308 | 4676.8019 | 4680.5731 | 4684.3443 | 4688.1155 | 4691.8867 | 4695.6578 | 4699.429 | 4703.2002 | 4706.9714 | 4710.7426 | 4714.5137 | 4718.2849 | 4722.0561 | 4725.8273 | 4729.5985 | 4733.3696 | 4737.1408 | 4740.912
[8 empty] | Land-Based Wind - Class 1 - Technology 1 | Conservative | 4363.794 | 4369.78 | 4375.766 | 4381.752 | 4387.738 | 4393.724 | 4399.71 | 4405.696 | 4411.682 | 4417.668 | 4423.0554 | 4428.4428 | 4433.8302 | 4439.2176 | 4444.605 | 4449.9924 | 4455.3798 | 4460.7672 | 4466.1546 | 4471.542 | 4476.9294 | 4482.3168 | 4487.7042 | 4493.0916 | 4498.479 | 4503.8664 | 4509.2538 | 4514.6412 | 4520.0286 | 4525.416
[8 empty] | Land-Based Wind - Class 2 - Technology 1 | Advanced | 4094.1612 | 4156.7226 | 4219.6431 | 4282.9227 | 4346.5612 | 4410.5589 | 4474.9156 | 4539.6313 | 4604.7061 | 4670.14 | 4673.677 | 4677.2146 | 4680.7528 | 4684.2915 | 4687.8307 | 4691.3704 | 4694.9107 | 4698.4515 | 4701.9929 | 4705.5348 | 4709.0772 | 4712.6202 | 4716.1637 | 4719.7077 | 4723.2523 | 4726.7974 | 4730.3431 | 4733.8893 | 4737.436 | 4740.9832
[8 empty] | Land-Based Wind - Class 2 - Technology 1 | Moderate | 4094.1612 | 4125.6115 | 4157.0619 | 4188.5122 | 4219.9626 | 4251.4129 | 4282.8633 | 4314.3136 | 4345.764 | 4377.2143 | 4380.7525 | 4384.2906 | 4387.8288 | 4391.367 | 4394.9051 | 4398.4433 | 4401.9815 | 4405.5196 | 4409.0578 | 4412.596 | 4416.1341 | 4419.6723 | 4423.2105 | 4426.7486 | 4430.2868 | 4433.8249 | 4437.3631 | 4440.9013 | 4444.4394 | 4447.9776
[8 empty] | Land-Based Wind - Class 2 - Technology 1 | Conservative | 4094.1612 | 4099.7773 | 4105.3935 | 4111.0096 | 4116.6257 | 4122.2419 | 4127.858 | 4133.4741 | 4139.0903 | 4144.7064 | 4149.7609 | 4154.8154 | 4159.87 | 4164.9245 | 4169.979 | 4175.0335 | 4180.088 | 4185.1426 | 4190.1971 | 4195.2516 | 4200.3061 | 4205.3606 | 4210.4152 | 4215.4697 | 4220.5242 | 4225.5787 | 4230.6332 | 4235.6878 | 4240.7423 | 4245.7968
[8 empty] | Land-Based Wind - Class 3 - Technology 1 | Advanced | 4001.9184 | 4063.4296 | 4125.2999 | 4187.5292 | 4250.1175 | 4313.0649 | 4376.3714 | 4440.0369 | 4504.0615 | 4568.4451 | 4571.7285 | 4575.0122 | 4578.2961 | 4581.5804 | 4584.8649 | 4588.1497 | 4591.4348 | 4594.7202 | 4598.0059 | 4601.2919 | 4604.5781 | 4607.8647 | 4611.1515 | 4614.4386 | 4617.726 | 4621.0137 | 4624.3017 | 4627.5899 | 4630.8785 | 4634.1673
[8 empty] | Land-Based Wind - Class 3 - Technology 1 | Moderate | 4001.9184 | 4032.6602 | 4063.4019 | 4094.1437 | 4124.8854 | 4155.6272 | 4186.369 | 4217.1107 | 4247.8525 | 4278.5942 | 4282.0527 | 4285.5111 | 4288.9696 | 4292.428 | 4295.8865 | 4299.3449 | 4302.8034 | 4306.2618 | 4309.7203 | 4313.1787 | 4316.6372 | 4320.0956 | 4323.5541 | 4327.0125 | 4330.471 | 4333.9294 | 4337.3879 | 4340.8463 | 4344.3048 | 4347.7632
[8 empty] | Land-Based Wind - Class 3 - Technology 1 | Conservative | 4001.9184 | 4007.408 | 4012.8976 | 4018.3872 | 4023.8768 | 4029.3664 | 4034.856 | 4040.3456 | 4045.8352 | 4051.3248 | 4056.2654 | 4061.2061 | 4066.1467 | 4071.0874 | 4076.028 | 4080.9686 | 4085.9093 | 4090.8499 | 4095.7906 | 4100.7312 | 4105.6718 | 4110.6125 | 4115.5531 | 4120.4938 | 4125.4344 | 4130.375 | 4135.3157 | 4140.2563 | 4145.197 | 4150.1376
[8 empty] | Land-Based Wind - Class 4 - Technology 1 | Advanced | 3895.4844 | 3955.7838 | 4016.4423 | 4077.4598 | 4138.8363 | 4200.5719 | 4262.6666 | 4325.1203 | 4387.9331 | 4451.1049 | 4454.0956 | 4457.0862 | 4460.0769 | 4463.0676 | 4466.0582 | 4469.0489 | 4472.0396 | 4475.0302 | 4478.0209 | 4481.0116 | 4484.0022 | 4486.9929 | 4489.9836 | 4492.9742 | 4495.9649 | 4498.9555 | 4501.9462 | 4504.9369 | 4507.9275 | 4510.9182
[8 empty] | Land-Based Wind - Class 4 - Technology 1 | Moderate | 3895.4844 | 3925.4086 | 3955.3327 | 3985.2569 | 4015.181 | 4045.1052 | 4075.0294 | 4104.9535 | 4134.8777 | 4164.8018 | 4168.1683 | 4171.5348 | 4174.9012 | 4178.2677 | 4181.6342 | 4185.0006 | 4188.3671 | 4191.7336 | 4195.1001 | 4198.4665 | 4201.833 | 4205.1995 | 4208.5659 | 4211.9324 | 4215.2989 | 4218.6653 | 4222.0318 | 4225.3983 | 4228.7647 | 4232.1312
[8 empty] | Land-Based Wind - Class 4 - Technology 1 | Conservative | 3895.4844 | 3900.828 | 3906.1716 | 3911.5152 | 3916.8588 | 3922.2024 | 3927.546 | 3932.8896 | 3938.2332 | 3943.5768 | 3948.386 | 3953.1953 | 3958.0045 | 3962.8138 | 3967.623 | 3972.4322 | 3977.2415 | 3982.0507 | 3986.86 | 3991.6692 | 3996.4784 | 4001.2877 | 4006.0969 | 4010.9062 | 4015.7154 | 4020.5246 | 4025.3339 | 4030.1431 | 4034.9524 | 4039.7616
[8 empty] | Land-Based Wind - Class 5 - Technology 1 | Advanced | 3767.7636 | 3826.6088 | 3885.8131 | 3945.3765 | 4005.2989 | 4065.5803 | 4126.2209 | 4187.2204 | 4248.579 | 4310.2967 | 4312.9361 | 4315.5751 | 4318.2139 | 4320.8522 | 4323.4902 | 4326.1279 | 4328.7653 | 4331.4022 | 4334.0389 | 4336.6752 | 4339.3111 | 4341.9468 | 4344.582 | 4347.2169 | 4349.8515 | 4352.4858 | 4355.1196 | 4357.7532 | 4360.3864 | 4363.0192
[8 empty] | Land-Based Wind - Class 5 - Technology 1 | Moderate | 3767.7636 | 3796.7066 | 3825.6497 | 3854.5927 | 3883.5358 | 3912.4788 | 3941.4218 | 3970.3649 | 3999.3079 | 4028.251 | 4031.5071 | 4034.7631 | 4038.0192 | 4041.2753 | 4044.5314 | 4047.7875 | 4051.0436 | 4054.2997 | 4057.5558 | 4060.8119 | 4064.068 | 4067.3241 | 4070.5802 | 4073.8362 | 4077.0923 | 4080.3484 | 4083.6045 | 4086.8606 | 4090.1167 | 4093.3728
[8 empty] | Land-Based Wind - Class 5 - Technology 1 | Conservative | 3767.7636 | 3772.932 | 3778.1004 | 3783.2688 | 3788.4372 | 3793.6056 | 3798.774 | 3803.9424 | 3809.1108 | 3814.2792 | 3818.9308 | 3823.5823 | 3828.2339 | 3832.8854 | 3837.537 | 3842.1886 | 3846.8401 | 3851.4917 | 3856.1432 | 3860.7948 | 3865.4464 | 3870.0979 | 3874.7495 | 3879.401 | 3884.0526 | 3888.7042 | 3893.3557 | 3898.0073 | 3902.6588 | 3907.3104
[8 empty] | Land-Based Wind - Class 6 - Technology 1 | Advanced | 3569.0868 | 3625.67 | 3682.6123 | 3739.9136 | 3797.574 | 3855.5934 | 3913.9719 | 3972.7094 | 4031.806 | 4091.2616 | 4093.3546 | 4095.4467 | 4097.538 | 4099.6283 | 4101.7178 | 4103.8064 | 4105.8941 | 4107.9809 | 4110.0669 | 4112.152 | 4114.2361 | 4116.3195 | 4118.4019 | 4120.4834 | 4122.5641 | 4124.6439 | 4126.7228 | 4128.8008 | 4130.8779 | 4132.9542
[8 empty] | Land-Based Wind - Class 6 - Technology 1 | Moderate | 3569.0868 | 3596.5037 | 3623.9205 | 3651.3374 | 3678.7542 | 3706.1711 | 3733.5879 | 3761.0048 | 3788.4216 | 3815.8385 | 3818.9229 | 3822.0073 | 3825.0917 | 3828.1761 | 3831.2605 | 3834.3449 | 3837.4293 | 3840.5136 | 3843.598 | 3846.6824 | 3849.7668 | 3852.8512 | 3855.9356 | 3859.02 | 3862.1044 | 3865.1888 | 3868.2732 | 3871.3576 | 3874.442 | 3877.5264
[8 empty] | Land-Based Wind - Class 6 - Technology 1 | Conservative | 3569.0868 | 3573.9827 | 3578.8785 | 3583.7744 | 3588.6703 | 3593.5661 | 3598.462 | 3603.3579 | 3608.2537 | 3613.1496 | 3617.5559 | 3621.9622 | 3626.3684 | 3630.7747 | 3635.181 | 3639.5873 | 3643.9936 | 3648.3998 | 3652.8061 | 3657.2124 | 3661.6187 | 3666.025 | 3670.4312 | 3674.8375 | 3679.2438 | 3683.6501 | 3688.0564 | 3692.4626 | 3696.8689 | 3701.2752
[8 empty] | Land-Based Wind - Class 7 - Technology 1 | Advanced | 3292.3584 | 3345.7909 | 3399.5825 | 3453.7332 | 3508.2429 | 3563.1116 | 3618.3394 | 3673.9263 | 3729.8722 | 3786.1771 | 3787.509 | 3788.8393 | 3790.168 | 3791.4951 | 3792.8205 | 3794.1443 | 3795.4664 | 3796.787 | 3798.1059 | 3799.4232 | 3800.7388 | 3802.0528 | 3803.3652 | 3804.676 | 3805.9852 | 3807.2927 | 3808.5986 | 3809.9028 | 3811.2055 | 3812.5065
[8 empty] | Land-Based Wind - Class 7 - Technology 1 | Moderate | 3292.3584 | 3317.6495 | 3342.9406 | 3368.2317 | 3393.5228 | 3418.8139 | 3444.105 | 3469.3961 | 3494.6871 | 3519.9782 | 3522.8235 | 3525.6687 | 3528.514 | 3531.3592 | 3534.2045 | 3537.0497 | 3539.895 | 3542.7402 | 3545.5855 | 3548.4307 | 3551.276 | 3554.1212 | 3556.9665 | 3559.8117 | 3562.657 | 3565.5022 | 3568.3475 | 3571.1927 | 3574.038 | 3576.8832
[8 empty] | Land-Based Wind - Class 7 - Technology 1 | Conservative | 3292.3584 | 3296.8747 | 3301.3909 | 3305.9072 | 3310.4235 | 3314.9397 | 3319.456 | 3323.9723 | 3328.4885 | 3333.0048 | 3337.0694 | 3341.1341 | 3345.1987 | 3349.2634 | 3353.328 | 3357.3926 | 3361.4573 | 3365.5219 | 3369.5866 | 3373.6512 | 3377.7158 | 3381.7805 | 3385.8451 | 3389.9098 | 3393.9744 | 3398.039 | 3402.1037 | 3406.1683 | 3410.233 | 3414.2976
[8 empty] | Land-Based Wind - Class 8 - Technology 2 | Advanced | 2973.0564 | 3022.8535 | 3073.0097 | 3123.525 | 3174.3993 | 3225.6326 | 3277.225 | 3329.1765 | 3381.487 | 3434.1565 | 3436.4639 | 3438.7713 | 3441.0787 | 3443.3861 | 3445.6934 | 3448.0008 | 3450.3082 | 3452.6156 | 3454.923 | 3457.2304 | 3459.5377 | 3461.8451 | 3464.1525 | 3466.4599 | 3468.7673 | 3471.0747 | 3473.382 | 3475.6894 | 3477.9968 | 3480.3042
[8 empty] | Land-Based Wind - Class 8 - Technology 2 | Moderate | 2973.0564 | 2995.8947 | 3018.733 | 3041.5713 | 3064.4096 | 3087.2479 | 3110.0862 | 3132.9245 | 3155.7627 | 3178.601 | 3181.1703 | 3183.7397 | 3186.309 | 3188.8783 | 3191.4476 | 3194.0169 | 3196.5862 | 3199.1555 | 3201.7248 | 3204.2941 | 3206.8634 | 3209.4327 | 3212.002 | 3214.5714 | 3217.1407 | 3219.71 | 3222.2793 | 3224.8486 | 3227.4179 | 3229.9872
[8 empty] | Land-Based Wind - Class 8 - Technology 2 | Conservative | 2973.0564 | 2977.1347 | 2981.2129 | 2985.2912 | 2989.3695 | 2993.4477 | 2997.526 | 3001.6043 | 3005.6825 | 3009.7608 | 3013.4312 | 3017.1017 | 3020.7721 | 3024.4426 | 3028.113 | 3031.7834 | 3035.4539 | 3039.1243 | 3042.7948 | 3046.4652 | 3050.1356 | 3053.8061 | 3057.4765 | 3061.147 | 3064.8174 | 3068.4878 | 3072.1583 | 3075.8287 | 3079.4992 | 3083.1696
[8 empty] | Land-Based Wind - Class 9 - Technology 3 | Advanced | 2873.718 | 2922.3841 | 2971.4093 | 3020.7935 | 3070.5368 | 3120.6391 | 3171.1005 | 3221.921 | 3273.1005 | 3324.639 | 3326.8728 | 3329.1066 | 3331.3404 | 3333.5742 | 3335.808 | 3338.0418 | 3340.2756 | 3342.5094 | 3344.7432 | 3346.977 | 3349.2108 | 3351.4446 | 3353.6784 | 3355.9122 | 3358.146 | 3360.3798 | 3362.6136 | 3364.8474 | 3367.0812 | 3369.315
[8 empty] | Land-Based Wind - Class 9 - Technology 3 | Moderate | 2873.718 | 2895.7932 | 2917.8684 | 2939.9436 | 2962.0188 | 2984.094 | 3006.1692 | 3028.2444 | 3050.3196 | 3072.3948 | 3074.8783 | 3077.3617 | 3079.8452 | 3082.3286 | 3084.8121 | 3087.2956 | 3089.779 | 3092.2625 | 3094.7459 | 3097.2294 | 3099.7129 | 3102.1963 | 3104.6798 | 3107.1632 | 3109.6467 | 3112.1302 | 3114.6136 | 3117.0971 | 3119.5805 | 3122.064
[8 empty] | Land-Based Wind - Class 9 - Technology 3 | Conservative | 2873.718 | 2877.66 | 2881.602 | 2885.544 | 2889.486 | 2893.428 | 2897.37 | 2901.312 | 2905.254 | 2909.196 | 2912.7438 | 2916.2916 | 2919.8394 | 2923.3872 | 2926.935 | 2930.4828 | 2934.0306 | 2937.5784 | 2941.1262 | 2944.674 | 2948.2218 | 2951.7696 | 2955.3174 | 2958.8652 | 2962.413 | 2965.9608 | 2969.5086 | 2973.0564 | 2976.6042 | 2980.152
[8 empty] | Land-Based Wind - Class 10 - Technology 4 | Advanced | 2263.4964 | 2305.2149 | 2347.2924 | 2389.729 | 2432.5246 | 2475.6793 | 2519.193 | 2563.0658 | 2607.2976 | 2651.8885 | 2653.6703 | 2655.4521 | 2657.2339 | 2659.0157 | 2660.7974 | 2662.5792 | 2664.361 | 2666.1428 | 2667.9246 | 2669.7064 | 2671.4881 | 2673.2699 | 2675.0517 | 2676.8335 | 2678.6153 | 2680.3971 | 2682.1788 | 2683.9606 | 2685.7424 | 2687.5242
[8 empty] | Land-Based Wind - Class 10 - Technology 4 | Moderate | 2263.4964 | 2280.884 | 2298.2717 | 2315.6593 | 2333.0469 | 2350.4345 | 2367.8222 | 2385.2098 | 2402.5974 | 2419.985 | 2421.9411 | 2423.8973 | 2425.8534 | 2427.8095 | 2429.7656 | 2431.7217 | 2433.6778 | 2435.6339 | 2437.59 | 2439.5461 | 2441.5022 | 2443.4583 | 2445.4144 | 2447.3706 | 2449.3267 | 2451.2828 | 2453.2389 | 2455.195 | 2457.1511 | 2459.1072
[8 empty] | Land-Based Wind - Class 10 - Technology 4 | Conservative | 2263.4964 | 2266.6013 | 2269.7063 | 2272.8112 | 2275.9161 | 2279.0211 | 2282.126 | 2285.2309 | 2288.3359 | 2291.4408 | 2294.2352 | 2297.0297 | 2299.8241 | 2302.6186 | 2305.413 | 2308.2074 | 2311.0019 | 2313.7963 | 2316.5908 | 2319.3852 | 2322.1796 | 2324.9741 | 2327.7685 | 2330.563 | 2333.3574 | 2336.1518 | 2338.9463 | 2341.7407 | 2344.5352 | 2347.3296
[10 empty] | 2021 | 2022 | 2023 | 2024 | 2025 | 2026 | 2027 | 2028 | 2029 | 2030 | 2031 | 2032 | 2033 | 2034 | 2035 | 2036 | 2037 | 2038 | 2039 | 2040 | 2041 | 2042 | 2043 | 2044 | 2045 | 2046 | 2047 | 2048 | 2049 | 2050
[7 empty] | CAPEX ($/kW) | Land-Based Wind - Class 1 - Technology 1 | Advanced | 1363 | 1533.3167 | 1434.0015 | 1273.9566 | 1244.2755 | 1214.5944 | 1184.9133 | 1155.2322 | 1125.5511 | 1095.8699 | 1083.5552 | 1071.2404 | 1058.9257 | 1046.6109 | 1034.2961 | 1021.9814 | 1009.6666 | 997.3519 | 985.0371 | 972.7223 | 960.4076 | 948.0928 | 935.7781 | 923.4633 | 911.1485 | 898.8338 | 886.519 | 874.2043 | 861.8895 | 849.5747
[8 empty] | Land-Based Wind - Class 1 - Technology 1 | Moderate | 1363 | 1540.2333 | 1447.2333 | 1292 | 1268.3333 | 1244.6667 | 1221 | 1197.3333 | 1173.6667 | 1150 | 1138.6766 | 1127.3532 | 1116.0298 | 1104.7064 | 1093.383 | 1082.0596 | 1070.7362 | 1059.4129 | 1048.0895 | 1036.7661 | 1025.4427 | 1014.1193 | 1002.7959 | 991.4725 | 980.1491 | 968.8257 | 957.5023 | 946.1789 | 934.8555 | 923.5321
[8 empty] | Land-Based Wind - Class 1 - Technology 1 | Conservative | 1363 | 1556.0722 | 1477.5338 | 1333.3189 | 1323.4252 | 1313.5315 | 1303.6378 | 1293.7441 | 1283.8504 | 1273.9566 | 1265.3665 | 1256.7764 | 1248.1862 | 1239.5961 | 1231.0059 | 1222.4158 | 1213.8257 | 1205.2355 | 1196.6454 | 1188.0552 | 1179.4651 | 1170.875 | 1162.2848 | 1153.6947 | 1145.1045 | 1136.5144 | 1127.9243 | 1119.3341 | 1110.744 | 1102.1538
[8 empty] | Land-Based Wind - Class 2 - Technology 1 | Advanced | 1363 | 1533.3167 | 1434.0015 | 1273.9566 | 1244.2755 | 1214.5944 | 1184.9133 | 1155.2322 | 1125.5511 | 1095.8699 | 1083.5552 | 1071.2404 | 1058.9257 | 1046.6109 | 1034.2961 | 1021.9814 | 1009.6666 | 997.3519 | 985.0371 | 972.7223 | 960.4076 | 948.0928 | 935.7781 | 923.4633 | 911.1485 | 898.8338 | 886.519 | 874.2043 | 861.8895 | 849.5747
[8 empty] | Land-Based Wind - Class 2 - Technology 1 | Moderate | 1363 | 1540.2333 | 1447.2333 | 1292 | 1268.3333 | 1244.6667 | 1221 | 1197.3333 | 1173.6667 | 1150 | 1138.6766 | 1127.3532 | 1116.0298 | 1104.7064 | 1093.383 | 1082.0596 | 1070.7362 | 1059.4129 | 1048.0895 | 1036.7661 | 1025.4427 | 1014.1193 | 1002.7959 | 991.4725 | 980.1491 | 968.8257 | 957.5023 | 946.1789 | 934.8555 | 923.5321
[8 empty] | Land-Based Wind - Class 2 - Technology 1 | Conservative | 1363 | 1556.0722 | 1477.5338 | 1333.3189 | 1323.4252 | 1313.5315 | 1303.6378 | 1293.7441 | 1283.8504 | 1273.9566 | 1265.3665 | 1256.7764 | 1248.1862 | 1239.5961 | 1231.0059 | 1222.4158 | 1213.8257 | 1205.2355 | 1196.6454 | 1188.0552 | 1179.4651 | 1170.875 | 1162.2848 | 1153.6947 | 1145.1045 | 1136.5144 | 1127.9243 | 1119.3341 | 1110.744 | 1102.1538
[8 empty] | Land-Based Wind - Class 3 - Technology 1 | Advanced | 1363 | 1533.3167 | 1434.0015 | 1273.9566 | 1244.2755 | 1214.5944 | 1184.9133 | 1155.2322 | 1125.5511 | 1095.8699 | 1083.5552 | 1071.2404 | 1058.9257 | 1046.6109 | 1034.2961 | 1021.9814 | 1009.6666 | 997.3519 | 985.0371 | 972.7223 | 960.4076 | 948.0928 | 935.7781 | 923.4633 | 911.1485 | 898.8338 | 886.519 | 874.2043 | 861.8895 | 849.5747
[8 empty] | Land-Based Wind - Class 3 - Technology 1 | Moderate | 1363 | 1540.2333 | 1447.2333 | 1292 | 1268.3333 | 1244.6667 | 1221 | 1197.3333 | 1173.6667 | 1150 | 1138.6766 | 1127.3532 | 1116.0298 | 1104.7064 | 1093.383 | 1082.0596 | 1070.7362 | 1059.4129 | 1048.0895 | 1036.7661 | 1025.4427 | 1014.1193 | 1002.7959 | 991.4725 | 980.1491 | 968.8257 | 957.5023 | 946.1789 | 934.8555 | 923.5321
[8 empty] | Land-Based Wind - Class 3 - Technology 1 | Conservative | 1363 | 1556.0722 | 1477.5338 | 1333.3189 | 1323.4252 | 1313.5315 | 1303.6378 | 1293.7441 | 1283.8504 | 1273.9566 | 1265.3665 | 1256.7764 | 1248.1862 | 1239.5961 | 1231.0059 | 1222.4158 | 1213.8257 | 1205.2355 | 1196.6454 | 1188.0552 | 1179.4651 | 1170.875 | 1162.2848 | 1153.6947 | 1145.1045 | 1136.5144 | 1127.9243 | 1119.3341 | 1110.744 | 1102.1538
[8 empty] | Land-Based Wind - Class 4 - Technology 1 | Advanced | 1363 | 1533.3167 | 1434.0015 | 1273.9566 | 1244.2755 | 1214.5944 | 1184.9133 | 1155.2322 | 1125.5511 | 1095.8699 | 1083.5552 | 1071.2404 | 1058.9257 | 1046.6109 | 1034.2961 | 1021.9814 | 1009.6666 | 997.3519 | 985.0371 | 972.7223 | 960.4076 | 948.0928 | 935.7781 | 923.4633 | 911.1485 | 898.8338 | 886.519 | 874.2043 | 861.8895 | 849.5747
[8 empty] | Land-Based Wind - Class 4 - Technology 1 | Moderate | 1363 | 1540.2333 | 1447.2333 | 1292 | 1268.3333 | 1244.6667 | 1221 | 1197.3333 | 1173.6667 | 1150 | 1138.6766 | 1127.3532 | 1116.0298 | 1104.7064 | 1093.383 | 1082.0596 | 1070.7362 | 1059.4129 | 1048.0895 | 1036.7661 | 1025.4427 | 1014.1193 | 1002.7959 | 991.4725 | 980.1491 | 968.8257 | 957.5023 | 946.1789 | 934.8555 | 923.5321
[8 empty] | Land-Based Wind - Class 4 - Technology 1 | Conservative | 1363 | 1556.0722 | 1477.5338 | 1333.3189 | 1323.4252 | 1313.5315 | 1303.6378 | 1293.7441 | 1283.8504 | 1273.9566 | 1265.3665 | 1256.7764 | 1248.1862 | 1239.5961 | 1231.0059 | 1222.4158 | 1213.8257 | 1205.2355 | 1196.6454 | 1188.0552 | 1179.4651 | 1170.875 | 1162.2848 | 1153.6947 | 1145.1045 | 1136.5144 | 1127.9243 | 1119.3341 | 1110.744 | 1102.1538
[8 empty] | Land-Based Wind - Class 5 - Technology 1 | Advanced | 1363 | 1533.3167 | 1434.0015 | 1273.9566 | 1244.2755 | 1214.5944 | 1184.9133 | 1155.2322 | 1125.5511 | 1095.8699 | 1083.5552 | 1071.2404 | 1058.9257 | 1046.6109 | 1034.2961 | 1021.9814 | 1009.6666 | 997.3519 | 985.0371 | 972.7223 | 960.4076 | 948.0928 | 935.7781 | 923.4633 | 911.1485 | 898.8338 | 886.519 | 874.2043 | 861.8895 | 849.5747
[8 empty] | Land-Based Wind - Class 5 - Technology 1 | Moderate | 1363 | 1540.2333 | 1447.2333 | 1292 | 1268.3333 | 1244.6667 | 1221 | 1197.3333 | 1173.6667 | 1150 | 1138.6766 | 1127.3532 | 1116.0298 | 1104.7064 | 1093.383 | 1082.0596 | 1070.7362 | 1059.4129 | 1048.0895 | 1036.7661 | 1025.4427 | 1014.1193 | 1002.7959 | 991.4725 | 980.1491 | 968.8257 | 957.5023 | 946.1789 | 934.8555 | 923.5321
[8 empty] | Land-Based Wind - Class 5 - Technology 1 | Conservative | 1363 | 1556.0722 | 1477.5338 | 1333.3189 | 1323.4252 | 1313.5315 | 1303.6378 | 1293.7441 | 1283.8504 | 1273.9566 | 1265.3665 | 1256.7764 | 1248.1862 | 1239.5961 | 1231.0059 | 1222.4158 | 1213.8257 | 1205.2355 | 1196.6454 | 1188.0552 | 1179.4651 | 1170.875 | 1162.2848 | 1153.6947 | 1145.1045 | 1136.5144 | 1127.9243 | 1119.3341 | 1110.744 | 1102.1538
[8 empty] | Land-Based Wind - Class 6 - Technology 1 | Advanced | 1363 | 1533.3167 | 1434.0015 | 1273.9566 | 1244.2755 | 1214.5944 | 1184.9133 | 1155.2322 | 1125.5511 | 1095.8699 | 1083.5552 | 1071.2404 | 1058.9257 | 1046.6109 | 1034.2961 | 1021.9814 | 1009.6666 | 997.3519 | 985.0371 | 972.7223 | 960.4076 | 948.0928 | 935.7781 | 923.4633 | 911.1485 | 898.8338 | 886.519 | 874.2043 | 861.8895 | 849.5747
[8 empty] | Land-Based Wind - Class 6 - Technology 1 | Moderate | 1363 | 1540.2333 | 1447.2333 | 1292 | 1268.3333 | 1244.6667 | 1221 | 1197.3333 | 1173.6667 | 1150 | 1138.6766 | 1127.3532 | 1116.0298 | 1104.7064 | 1093.383 | 1082.0596 | 1070.7362 | 1059.4129 | 1048.0895 | 1036.7661 | 1025.4427 | 1014.1193 | 1002.7959 | 991.4725 | 980.1491 | 968.8257 | 957.5023 | 946.1789 | 934.8555 | 923.5321
[8 empty] | Land-Based Wind - Class 6 - Technology 1 | Conservative | 1363 | 1556.0722 | 1477.5338 | 1333.3189 | 1323.4252 | 1313.5315 | 1303.6378 | 1293.7441 | 1283.8504 | 1273.9566 | 1265.3665 | 1256.7764 | 1248.1862 | 1239.5961 | 1231.0059 | 1222.4158 | 1213.8257 | 1205.2355 | 1196.6454 | 1188.0552 | 1179.4651 | 1170.875 | 1162.2848 | 1153.6947 | 1145.1045 | 1136.5144 | 1127.9243 | 1119.3341 | 1110.744 | 1102.1538
[8 empty] | Land-Based Wind - Class 7 - Technology 1 | Advanced | 1363 | 1533.3167 | 1434.0015 | 1273.9566 | 1244.2755 | 1214.5944 | 1184.9133 | 1155.2322 | 1125.5511 | 1095.8699 | 1083.5552 | 1071.2404 | 1058.9257 | 1046.6109 | 1034.2961 | 1021.9814 | 1009.6666 | 997.3519 | 985.0371 | 972.7223 | 960.4076 | 948.0928 | 935.7781 | 923.4633 | 911.1485 | 898.8338 | 886.519 | 874.2043 | 861.8895 | 849.5747
[8 empty] | Land-Based Wind - Class 7 - Technology 1 | Moderate | 1363 | 1540.2333 | 1447.2333 | 1292 | 1268.3333 | 1244.6667 | 1221 | 1197.3333 | 1173.6667 | 1150 | 1138.6766 | 1127.3532 | 1116.0298 | 1104.7064 | 1093.383 | 1082.0596 | 1070.7362 | 1059.4129 | 1048.0895 | 1036.7661 | 1025.4427 | 1014.1193 | 1002.7959 | 991.4725 | 980.1491 | 968.8257 | 957.5023 | 946.1789 | 934.8555 | 923.5321
[8 empty] | Land-Based Wind - Class 7 - Technology 1 | Conservative | 1363 | 1556.0722 | 1477.5338 | 1333.3189 | 1323.4252 | 1313.5315 | 1303.6378 | 1293.7441 | 1283.8504 | 1273.9566 | 1265.3665 | 1256.7764 | 1248.1862 | 1239.5961 | 1231.0059 | 1222.4158 | 1213.8257 | 1205.2355 | 1196.6454 | 1188.0552 | 1179.4651 | 1170.875 | 1162.2848 | 1153.6947 | 1145.1045 | 1136.5144 | 1127.9243 | 1119.3341 | 1110.744 | 1102.1538
[8 empty] | Land-Based Wind - Class 8 - Technology 2 | Advanced | 1489 | 1666.775 | 1550.713 | 1370.1086 | 1330.4781 | 1290.8476 | 1251.2172 | 1211.5867 | 1171.9562 | 1132.3257 | 1119.4095 | 1106.4932 | 1093.577 | 1080.6607 | 1067.7445 | 1054.8282 | 1041.912 | 1028.9957 | 1016.0795 | 1003.1632 | 990.247 | 977.3307 | 964.4145 | 951.4982 | 938.582 | 925.6657 | 912.7495 | 899.8332 | 886.917 | 874.0007
[8 empty] | Land-Based Wind - Class 8 - Technology 2 | Moderate | 1489 | 1675.9333 | 1568.2333 | 1394 | 1362.3333 | 1330.6667 | 1299 | 1267.3333 | 1235.6667 | 1204 | 1192.2239 | 1180.4478 | 1168.6716 | 1156.8955 | 1145.1194 | 1133.3433 | 1121.5672 | 1109.791 | 1098.0149 | 1086.2388 | 1074.4627 | 1062.6866 | 1050.9104 | 1039.1343 | 1027.3582 | 1015.5821 | 1003.806 | 992.0298 | 980.2537 | 968.4776
[8 empty] | Land-Based Wind - Class 8 - Technology 2 | Conservative | 1489 | 1697.8488 | 1610.1587 | 1451.1709 | 1438.5612 | 1425.9515 | 1413.3418 | 1400.7321 | 1388.1224 | 1375.5127 | 1366.4131 | 1357.3134 | 1348.2137 | 1339.114 | 1330.0144 | 1320.9147 | 1311.815 | 1302.7153 | 1293.6157 | 1284.516 | 1275.4163 | 1266.3166 | 1257.217 | 1248.1173 | 1239.0176 | 1229.9179 | 1220.8183 | 1211.7186 | 1202.6189 | 1193.5192
[8 empty] | Land-Based Wind - Class 9 - Technology 3 | Advanced | 1416 | 1604.7596 | 1512.3749 | 1354.3295 | 1333.7726 | 1313.2158 | 1292.659 | 1272.1021 | 1251.5453 | 1230.9884 | 1217.4534 | 1203.9184 | 1190.3834 | 1176.8483 | 1163.3133 | 1149.7783 | 1136.2433 | 1122.7083 | 1109.1732 | 1095.6382 | 1082.1032 | 1068.5682 | 1055.0332 | 1041.4981 | 1027.9631 | 1014.4281 | 1000.8931 | 987.3581 | 973.823 | 960.288
[8 empty] | Land-Based Wind - Class 9 - Technology 3 | Moderate | 1416 | 1608.85 | 1520.2 | 1365 | 1348 | 1331 | 1314 | 1297 | 1280 | 1263 | 1251.043 | 1239.086 | 1227.129 | 1215.172 | 1203.215 | 1191.2579 | 1179.3009 | 1167.3439 | 1155.3869 | 1143.4299 | 1131.4729 | 1119.5159 | 1107.5589 | 1095.6019 | 1083.6449 | 1071.6878 | 1059.7308 | 1047.7738 | 1035.8168 | 1023.8598
[8 empty] | Land-Based Wind - Class 9 - Technology 3 | Conservative | 1416 | 1620.5199 | 1542.525 | 1395.4432 | 1388.5909 | 1381.7386 | 1374.8863 | 1368.034 | 1361.1818 | 1354.3295 | 1344.9401 | 1335.5508 | 1326.1614 | 1316.7721 | 1307.3827 | 1297.9934 | 1288.604 | 1279.2146 | 1269.8253 | 1260.4359 | 1251.0466 | 1241.6572 | 1232.2679 | 1222.8785 | 1213.4892 | 1204.0998 | 1194.7105 | 1185.3211 | 1175.9318 | 1166.5424
[8 empty] | Land-Based Wind - Class 10 - Technology 4 | Advanced | 1961 | 2186.9433 | 2026.6175 | 1783.0694 | 1723.7591 | 1664.4489 | 1605.1387 | 1545.8285 | 1486.5183 | 1427.2081 | 1410.5441 | 1393.8801 | 1377.2161 | 1360.5521 | 1343.8882 | 1327.2242 | 1310.5602 | 1293.8962 | 1277.2322 | 1260.5683 | 1243.9043 | 1227.2403 | 1210.5763 | 1193.9123 | 1177.2483 | 1160.5844 | 1143.9204 | 1127.2564 | 1110.5924 | 1093.9284
[8 empty] | Land-Based Wind - Class 10 - Technology 4 | Moderate | 1961 | 2200.8444 | 2053.2111 | 1819.3333 | 1772.1111 | 1724.8889 | 1677.6667 | 1630.4444 | 1583.2222 | 1536 | 1521.2503 | 1506.5006 | 1491.751 | 1477.0013 | 1462.2516 | 1447.5019 | 1432.7523 | 1418.0026 | 1403.2529 | 1388.5032 | 1373.7536 | 1359.0039 | 1344.2542 | 1329.5045 | 1314.7549 | 1300.0052 | 1285.2555 | 1270.5058 | 1255.7562 | 1241.0065
[8 empty] | Land-Based Wind - Class 10 - Technology 4 | Conservative | 1961 | 2233.3238 | 2115.3456 | 1904.0622 | 1885.0829 | 1866.1037 | 1847.1244 | 1828.1451 | 1809.1659 | 1790.1866 | 1778.626 | 1767.0654 | 1755.5048 | 1743.9442 | 1732.3837 | 1720.8231 | 1709.2625 | 1697.7019 | 1686.1413 | 1674.5807 | 1663.0201 | 1651.4596 | 1639.899 | 1628.3384 | 1616.7778 | 1605.2172 | 1593.6566 | 1582.096 | 1570.5355 | 1558.9749
[10 empty] | 2021 | 2022 | 2023 | 2024 | 2025 | 2026 | 2027 | 2028 | 2029 | 2030 | 2031 | 2032 | 2033 | 2034 | 2035 | 2036 | 2037 | 2038 | 2039 | 2040 | 2041 | 2042 | 2043 | 2044 | 2045 | 2046 | 2047 | 2048 | 2049 | 2050
[7 empty] | Construction Financing Cost ($/kW) | Land-Based Wind - Class 1 - Technology 1 | Advanced | 79.117 | 89.0032 | 83.2383 | 73.9483 | 72.2255 | 70.5026 | 68.7797 | 67.0568 | 65.334 | 63.6111 | 62.8963 | 62.1814 | 61.4666 | 60.7518 | 60.037 | 59.3221 | 58.6073 | 57.8925 | 57.1777 | 56.4628 | 55.748 | 55.0332 | 54.3184 | 53.6035 | 52.8887 | 52.1739 | 51.4591 | 50.7442 | 50.0294 | 49.3146
[8 empty] | Land-Based Wind - Class 1 - Technology 1 | Moderate | 79.117 | 89.4047 | 84.0064 | 74.9957 | 73.6219 | 72.2482 | 70.8744 | 69.5006 | 68.1269 | 66.7531 | 66.0958 | 65.4386 | 64.7813 | 64.124 | 63.4667 | 62.8094 | 62.1522 | 61.4949 | 60.8376 | 60.1803 | 59.523 | 58.8658 | 58.2085 | 57.5512 | 56.8939 | 56.2366 | 55.5794 | 54.9221 | 54.2648 | 53.6075
[8 empty] | Land-Based Wind - Class 1 - Technology 1 | Conservative | 79.117 | 90.3241 | 85.7652 | 77.3941 | 76.8198 | 76.2455 | 75.6712 | 75.0969 | 74.5226 | 73.9483 | 73.4497 | 72.9511 | 72.4525 | 71.9538 | 71.4552 | 70.9566 | 70.458 | 69.9593 | 69.4607 | 68.9621 | 68.4635 | 67.9648 | 67.4662 | 66.9676 | 66.469 | 65.9703 | 65.4717 | 64.9731 | 64.4745 | 63.9758
[8 empty] | Land-Based Wind - Class 2 - Technology 1 | Advanced | 79.117 | 89.0032 | 83.2383 | 73.9483 | 72.2255 | 70.5026 | 68.7797 | 67.0568 | 65.334 | 63.6111 | 62.8963 | 62.1814 | 61.4666 | 60.7518 | 60.037 | 59.3221 | 58.6073 | 57.8925 | 57.1777 | 56.4628 | 55.748 | 55.0332 | 54.3184 | 53.6035 | 52.8887 | 52.1739 | 51.4591 | 50.7442 | 50.0294 | 49.3146
[8 empty] | Land-Based Wind - Class 2 - Technology 1 | Moderate | 79.117 | 89.4047 | 84.0064 | 74.9957 | 73.6219 | 72.2482 | 70.8744 | 69.5006 | 68.1269 | 66.7531 | 66.0958 | 65.4386 | 64.7813 | 64.124 | 63.4667 | 62.8094 | 62.1522 | 61.4949 | 60.8376 | 60.1803 | 59.523 | 58.8658 | 58.2085 | 57.5512 | 56.8939 | 56.2366 | 55.5794 | 54.9221 | 54.2648 | 53.6075
[8 empty] | Land-Based Wind - Class 2 - Technology 1 | Conservative | 79.117 | 90.3241 | 85.7652 | 77.3941 | 76.8198 | 76.2455 | 75.6712 | 75.0969 | 74.5226 | 73.9483 | 73.4497 | 72.9511 | 72.4525 | 71.9538 | 71.4552 | 70.9566 | 70.458 | 69.9593 | 69.4607 | 68.9621 | 68.4635 | 67.9648 | 67.4662 | 66.9676 | 66.469 | 65.9703 | 65.4717 | 64.9731 | 64.4745 | 63.9758
[8 empty] | Land-Based Wind - Class 3 - Technology 1 | Advanced | 79.117 | 89.0032 | 83.2383 | 73.9483 | 72.2255 | 70.5026 | 68.7797 | 67.0568 | 65.334 | 63.6111 | 62.8963 | 62.1814 | 61.4666 | 60.7518 | 60.037 | 59.3221 | 58.6073 | 57.8925 | 57.1777 | 56.4628 | 55.748 | 55.0332 | 54.3184 | 53.6035 | 52.8887 | 52.1739 | 51.4591 | 50.7442 | 50.0294 | 49.3146
[8 empty] | Land-Based Wind - Class 3 - Technology 1 | Moderate | 79.117 | 89.4047 | 84.0064 | 74.9957 | 73.6219 | 72.2482 | 70.8744 | 69.5006 | 68.1269 | 66.7531 | 66.0958 | 65.4386 | 64.7813 | 64.124 | 63.4667 | 62.8094 | 62.1522 | 61.4949 | 60.8376 | 60.1803 | 59.523 | 58.8658 | 58.2085 | 57.5512 | 56.8939 | 56.2366 | 55.5794 | 54.9221 | 54.2648 | 53.6075
[8 empty] | Land-Based Wind - Class 3 - Technology 1 | Conservative | 79.117 | 90.3241 | 85.7652 | 77.3941 | 76.8198 | 76.2455 | 75.6712 | 75.0969 | 74.5226 | 73.9483 | 73.4497 | 72.9511 | 72.4525 | 71.9538 | 71.4552 | 70.9566 | 70.458 | 69.9593 | 69.4607 | 68.9621 | 68.4635 | 67.9648 | 67.4662 | 66.9676 | 66.469 | 65.9703 | 65.4717 | 64.9731 | 64.4745 | 63.9758
[8 empty] | Land-Based Wind - Class 4 - Technology 1 | Advanced | 79.117 | 89.0032 | 83.2383 | 73.9483 | 72.2255 | 70.5026 | 68.7797 | 67.0568 | 65.334 | 63.6111 | 62.8963 | 62.1814 | 61.4666 | 60.7518 | 60.037 | 59.3221 | 58.6073 | 57.8925 | 57.1777 | 56.4628 | 55.748 | 55.0332 | 54.3184 | 53.6035 | 52.8887 | 52.1739 | 51.4591 | 50.7442 | 50.0294 | 49.3146
[8 empty] | Land-Based Wind - Class 4 - Technology 1 | Moderate | 79.117 | 89.4047 | 84.0064 | 74.9957 | 73.6219 | 72.2482 | 70.8744 | 69.5006 | 68.1269 | 66.7531 | 66.0958 | 65.4386 | 64.7813 | 64.124 | 63.4667 | 62.8094 | 62.1522 | 61.4949 | 60.8376 | 60.1803 | 59.523 | 58.8658 | 58.2085 | 57.5512 | 56.8939 | 56.2366 | 55.5794 | 54.9221 | 54.2648 | 53.6075
[8 empty] | Land-Based Wind - Class 4 - Technology 1 | Conservative | 79.117 | 90.3241 | 85.7652 | 77.3941 | 76.8198 | 76.2455 | 75.6712 | 75.0969 | 74.5226 | 73.9483 | 73.4497 | 72.9511 | 72.4525 | 71.9538 | 71.4552 | 70.9566 | 70.458 | 69.9593 | 69.4607 | 68.9621 | 68.4635 | 67.9648 | 67.4662 | 66.9676 | 66.469 | 65.9703 | 65.4717 | 64.9731 | 64.4745 | 63.9758
[8 empty] | Land-Based Wind - Class 5 - Technology 1 | Advanced | 79.117 | 89.0032 | 83.2383 | 73.9483 | 72.2255 | 70.5026 | 68.7797 | 67.0568 | 65.334 | 63.6111 | 62.8963 | 62.1814 | 61.4666 | 60.7518 | 60.037 | 59.3221 | 58.6073 | 57.8925 | 57.1777 | 56.4628 | 55.748 | 55.0332 | 54.3184 | 53.6035 | 52.8887 | 52.1739 | 51.4591 | 50.7442 | 50.0294 | 49.3146
[8 empty] | Land-Based Wind - Class 5 - Technology 1 | Moderate | 79.117 | 89.4047 | 84.0064 | 74.9957 | 73.6219 | 72.2482 | 70.8744 | 69.5006 | 68.1269 | 66.7531 | 66.0958 | 65.4386 | 64.7813 | 64.124 | 63.4667 | 62.8094 | 62.1522 | 61.4949 | 60.8376 | 60.1803 | 59.523 | 58.8658 | 58.2085 | 57.5512 | 56.8939 | 56.2366 | 55.5794 | 54.9221 | 54.2648 | 53.6075
[8 empty] | Land-Based Wind - Class 5 - Technology 1 | Conservative | 79.117 | 90.3241 | 85.7652 | 77.3941 | 76.8198 | 76.2455 | 75.6712 | 75.0969 | 74.5226 | 73.9483 | 73.4497 | 72.9511 | 72.4525 | 71.9538 | 71.4552 | 70.9566 | 70.458 | 69.9593 | 69.4607 | 68.9621 | 68.4635 | 67.9648 | 67.4662 | 66.9676 | 66.469 | 65.9703 | 65.4717 | 64.9731 | 64.4745 | 63.9758
[8 empty] | Land-Based Wind - Class 6 - Technology 1 | Advanced | 79.117 | 89.0032 | 83.2383 | 73.9483 | 72.2255 | 70.5026 | 68.7797 | 67.0568 | 65.334 | 63.6111 | 62.8963 | 62.1814 | 61.4666 | 60.7518 | 60.037 | 59.3221 | 58.6073 | 57.8925 | 57.1777 | 56.4628 | 55.748 | 55.0332 | 54.3184 | 53.6035 | 52.8887 | 52.1739 | 51.4591 | 50.7442 | 50.0294 | 49.3146
[8 empty] | Land-Based Wind - Class 6 - Technology 1 | Moderate | 79.117 | 89.4047 | 84.0064 | 74.9957 | 73.6219 | 72.2482 | 70.8744 | 69.5006 | 68.1269 | 66.7531 | 66.0958 | 65.4386 | 64.7813 | 64.124 | 63.4667 | 62.8094 | 62.1522 | 61.4949 | 60.8376 | 60.1803 | 59.523 | 58.8658 | 58.2085 | 57.5512 | 56.8939 | 56.2366 | 55.5794 | 54.9221 | 54.2648 | 53.6075
[8 empty] | Land-Based Wind - Class 6 - Technology 1 | Conservative | 79.117 | 90.3241 | 85.7652 | 77.3941 | 76.8198 | 76.2455 | 75.6712 | 75.0969 | 74.5226 | 73.9483 | 73.4497 | 72.9511 | 72.4525 | 71.9538 | 71.4552 | 70.9566 | 70.458 | 69.9593 | 69.4607 | 68.9621 | 68.4635 | 67.9648 | 67.4662 | 66.9676 | 66.469 | 65.9703 | 65.4717 | 64.9731 | 64.4745 | 63.9758
[8 empty] | Land-Based Wind - Class 7 - Technology 1 | Advanced | 79.117 | 89.0032 | 83.2383 | 73.9483 | 72.2255 | 70.5026 | 68.7797 | 67.0568 | 65.334 | 63.6111 | 62.8963 | 62.1814 | 61.4666 | 60.7518 | 60.037 | 59.3221 | 58.6073 | 57.8925 | 57.1777 | 56.4628 | 55.748 | 55.0332 | 54.3184 | 53.6035 | 52.8887 | 52.1739 | 51.4591 | 50.7442 | 50.0294 | 49.3146
[8 empty] | Land-Based Wind - Class 7 - Technology 1 | Moderate | 79.117 | 89.4047 | 84.0064 | 74.9957 | 73.6219 | 72.2482 | 70.8744 | 69.5006 | 68.1269 | 66.7531 | 66.0958 | 65.4386 | 64.7813 | 64.124 | 63.4667 | 62.8094 | 62.1522 | 61.4949 | 60.8376 | 60.1803 | 59.523 | 58.8658 | 58.2085 | 57.5512 | 56.8939 | 56.2366 | 55.5794 | 54.9221 | 54.2648 | 53.6075
[8 empty] | Land-Based Wind - Class 7 - Technology 1 | Conservative | 79.117 | 90.3241 | 85.7652 | 77.3941 | 76.8198 | 76.2455 | 75.6712 | 75.0969 | 74.5226 | 73.9483 | 73.4497 | 72.9511 | 72.4525 | 71.9538 | 71.4552 | 70.9566 | 70.458 | 69.9593 | 69.4607 | 68.9621 | 68.4635 | 67.9648 | 67.4662 | 66.9676 | 66.469 | 65.9703 | 65.4717 | 64.9731 | 64.4745 | 63.9758
[8 empty] | Land-Based Wind - Class 8 - Technology 2 | Advanced | 86.4308 | 96.7499 | 90.013 | 79.5296 | 77.2292 | 74.9288 | 72.6284 | 70.328 | 68.0276 | 65.7272 | 64.9775 | 64.2277 | 63.478 | 62.7282 | 61.9785 | 61.2288 | 60.479 | 59.7293 | 58.9795 | 58.2298 | 57.4801 | 56.7303 | 55.9806 | 55.2309 | 54.4811 | 53.7314 | 52.9816 | 52.2319 | 51.4822 | 50.7324
[8 empty] | Land-Based Wind - Class 8 - Technology 2 | Moderate | 86.4308 | 97.2816 | 91.03 | 80.9164 | 79.0783 | 77.2401 | 75.402 | 73.5639 | 71.7257 | 69.8876 | 69.2041 | 68.5205 | 67.8369 | 67.1534 | 66.4698 | 65.7863 | 65.1027 | 64.4191 | 63.7356 | 63.052 | 62.3685 | 61.6849 | 61.0014 | 60.3178 | 59.6342 | 58.9507 | 58.2671 | 57.5836 | 56.9 | 56.2164
[8 empty] | Land-Based Wind - Class 8 - Technology 2 | Conservative | 86.4308 | 98.5537 | 93.4636 | 84.235 | 83.503 | 82.7711 | 82.0391 | 81.3072 | 80.5752 | 79.8433 | 79.3151 | 78.7869 | 78.2587 | 77.7305 | 77.2023 | 76.6741 | 76.1459 | 75.6177 | 75.0895 | 74.5613 | 74.0331 | 73.5049 | 72.9767 | 72.4485 | 71.9203 | 71.3921 | 70.8639 | 70.3357 | 69.8075 | 69.2793
[8 empty] | Land-Based Wind - Class 9 - Technology 3 | Advanced | 82.1934 | 93.1502 | 87.7876 | 78.6137 | 77.4204 | 76.2272 | 75.0339 | 73.8407 | 72.6474 | 71.4542 | 70.6685 | 69.8829 | 69.0972 | 68.3116 | 67.5259 | 66.7403 | 65.9546 | 65.1689 | 64.3833 | 63.5976 | 62.812 | 62.0263 | 61.2407 | 60.455 | 59.6693 | 58.8837 | 58.098 | 57.3124 | 56.5267 | 55.7411
[8 empty] | Land-Based Wind - Class 9 - Technology 3 | Moderate | 82.1934 | 93.3876 | 88.2418 | 79.2331 | 78.2463 | 77.2595 | 76.2727 | 75.2859 | 74.2991 | 73.3123 | 72.6183 | 71.9242 | 71.2302 | 70.5361 | 69.8421 | 69.148 | 68.4539 | 67.7599 | 67.0658 | 66.3718 | 65.6777 | 64.9836 | 64.2896 | 63.5955 | 62.9015 | 62.2074 | 61.5133 | 60.8193 | 60.1252 | 59.4312
[8 empty] | Land-Based Wind - Class 9 - Technology 3 | Conservative | 82.1934 | 94.065 | 89.5377 | 81.0002 | 80.6024 | 80.2047 | 79.8069 | 79.4092 | 79.0114 | 78.6137 | 78.0687 | 77.5236 | 76.9786 | 76.4336 | 75.8886 | 75.3436 | 74.7986 | 74.2535 | 73.7085 | 73.1635 | 72.6185 | 72.0735 | 71.5285 | 70.9834 | 70.4384 | 69.8934 | 69.3484 | 68.8034 | 68.2584 | 67.7133
[8 empty] | Land-Based Wind - Class 10 - Technology 4 | Advanced | 113.8286 | 126.9437 | 117.6374 | 103.5004 | 100.0577 | 96.6149 | 93.1722 | 89.7295 | 86.2867 | 82.844 | 81.8767 | 80.9094 | 79.9422 | 78.9749 | 78.0076 | 77.0403 | 76.073 | 75.1058 | 74.1385 | 73.1712 | 72.2039 | 71.2366 | 70.2693 | 69.3021 | 68.3348 | 67.3675 | 66.4002 | 65.4329 | 64.4657 | 63.4984
[8 empty] | Land-Based Wind - Class 10 - Technology 4 | Moderate | 113.8286 | 127.7506 | 119.1811 | 105.6054 | 102.8643 | 100.1232 | 97.3822 | 94.6411 | 91.9 | 89.159 | 88.3028 | 87.4466 | 86.5905 | 85.7343 | 84.8781 | 84.022 | 83.1658 | 82.3097 | 81.4535 | 80.5973 | 79.7412 | 78.885 | 78.0288 | 77.1727 | 76.3165 | 75.4604 | 74.6042 | 73.748 | 72.8919 | 72.0357
[8 empty] | Land-Based Wind - Class 10 - Technology 4 | Conservative | 113.8286 | 129.636 | 122.7878 | 110.5236 | 109.4219 | 108.3202 | 107.2185 | 106.1169 | 105.0152 | 103.9135 | 103.2425 | 102.5714 | 101.9004 | 101.2293 | 100.5583 | 99.8872 | 99.2162 | 98.5451 | 97.8741 | 97.203 | 96.532 | 95.8609 | 95.1899 | 94.5188 | 93.8478 | 93.1768 | 92.5057 | 91.8347 | 91.1636 | 90.4926
[10 empty] | 2021 | 2022 | 2023 | 2024 | 2025 | 2026 | 2027 | 2028 | 2029 | 2030 | 2031 | 2032 | 2033 | 2034 | 2035 | 2036 | 2037 | 2038 | 2039 | 2040 | 2041 | 2042 | 2043 | 2044 | 2045 | 2046 | 2047 | 2048 | 2049 | 2050
[7 empty] | Overnight Capital Cost ($/kW) | Land-Based Wind - Class 1 - Technology 1 | Advanced | 1283.883 | 1444.3135 | 1350.7632 | 1200.0083 | 1172.0501 | 1144.0918 | 1116.1336 | 1088.1753 | 1060.2171 | 1032.2589 | 1020.6589 | 1009.059 | 997.4591 | 985.8591 | 974.2592 | 962.6593 | 951.0593 | 939.4594 | 927.8594 | 916.2595 | 904.6596 | 893.0596 | 881.4597 | 869.8598 | 858.2598 | 846.6599 | 835.06 | 823.46 | 811.8601 | 800.2602
[8 empty] | Land-Based Wind - Class 1 - Technology 1 | Moderate | 1283.883 | 1450.8286 | 1363.2269 | 1217.0043 | 1194.7114 | 1172.4185 | 1150.1256 | 1127.8327 | 1105.5398 | 1083.2469 | 1072.5808 | 1061.9146 | 1051.2485 | 1040.5824 | 1029.9163 | 1019.2502 | 1008.5841 | 997.918 | 987.2519 | 976.5857 | 965.9196 | 955.2535 | 944.5874 | 933.9213 | 923.2552 | 912.5891 | 901.9229 | 891.2568 | 880.5907 | 869.9246
[8 empty] | Land-Based Wind - Class 1 - Technology 1 | Conservative | 1283.883 | 1465.7482 | 1391.7686 | 1255.9248 | 1246.6054 | 1237.286 | 1227.9666 | 1218.6471 | 1209.3277 | 1200.0083 | 1191.9168 | 1183.8253 | 1175.7338 | 1167.6422 | 1159.5507 | 1151.4592 | 1143.3677 | 1135.2762 | 1127.1847 | 1119.0932 | 1111.0016 | 1102.9101 | 1094.8186 | 1086.7271 | 1078.6356 | 1070.5441 | 1062.4525 | 1054.361 | 1046.2695 | 1038.178
[8 empty] | Land-Based Wind - Class 2 - Technology 1 | Advanced | 1283.883 | 1444.3135 | 1350.7632 | 1200.0083 | 1172.0501 | 1144.0918 | 1116.1336 | 1088.1753 | 1060.2171 | 1032.2589 | 1020.6589 | 1009.059 | 997.4591 | 985.8591 | 974.2592 | 962.6593 | 951.0593 | 939.4594 | 927.8594 | 916.2595 | 904.6596 | 893.0596 | 881.4597 | 869.8598 | 858.2598 | 846.6599 | 835.06 | 823.46 | 811.8601 | 800.2602
[8 empty] | Land-Based Wind - Class 2 - Technology 1 | Moderate | 1283.883 | 1450.8286 | 1363.2269 | 1217.0043 | 1194.7114 | 1172.4185 | 1150.1256 | 1127.8327 | 1105.5398 | 1083.2469 | 1072.5808 | 1061.9146 | 1051.2485 | 1040.5824 | 1029.9163 | 1019.2502 | 1008.5841 | 997.918 | 987.2519 | 976.5857 | 965.9196 | 955.2535 | 944.5874 | 933.9213 | 923.2552 | 912.5891 | 901.9229 | 891.2568 | 880.5907 | 869.9246
[8 empty] | Land-Based Wind - Class 2 - Technology 1 | Conservative | 1283.883 | 1465.7482 | 1391.7686 | 1255.9248 | 1246.6054 | 1237.286 | 1227.9666 | 1218.6471 | 1209.3277 | 1200.0083 | 1191.9168 | 1183.8253 | 1175.7338 | 1167.6422 | 1159.5507 | 1151.4592 | 1143.3677 | 1135.2762 | 1127.1847 | 1119.0932 | 1111.0016 | 1102.9101 | 1094.8186 | 1086.7271 | 1078.6356 | 1070.5441 | 1062.4525 | 1054.361 | 1046.2695 | 1038.178
[8 empty] | Land-Based Wind - Class 3 - Technology 1 | Advanced | 1283.883 | 1444.3135 | 1350.7632 | 1200.0083 | 1172.0501 | 1144.0918 | 1116.1336 | 1088.1753 | 1060.2171 | 1032.2589 | 1020.6589 | 1009.059 | 997.4591 | 985.8591 | 974.2592 | 962.6593 | 951.0593 | 939.4594 | 927.8594 | 916.2595 | 904.6596 | 893.0596 | 881.4597 | 869.8598 | 858.2598 | 846.6599 | 835.06 | 823.46 | 811.8601 | 800.2602
[8 empty] | Land-Based Wind - Class 3 - Technology 1 | Moderate | 1283.883 | 1450.8286 | 1363.2269 | 1217.0043 | 1194.7114 | 1172.4185 | 1150.1256 | 1127.8327 | 1105.5398 | 1083.2469 | 1072.5808 | 1061.9146 | 1051.2485 | 1040.5824 | 1029.9163 | 1019.2502 | 1008.5841 | 997.918 | 987.2519 | 976.5857 | 965.9196 | 955.2535 | 944.5874 | 933.9213 | 923.2552 | 912.5891 | 901.9229 | 891.2568 | 880.5907 | 869.9246
[8 empty] | Land-Based Wind - Class 3 - Technology 1 | Conservative | 1283.883 | 1465.7482 | 1391.7686 | 1255.9248 | 1246.6054 | 1237.286 | 1227.9666 | 1218.6471 | 1209.3277 | 1200.0083 | 1191.9168 | 1183.8253 | 1175.7338 | 1167.6422 | 1159.5507 | 1151.4592 | 1143.3677 | 1135.2762 | 1127.1847 | 1119.0932 | 1111.0016 | 1102.9101 | 1094.8186 | 1086.7271 | 1078.6356 | 1070.5441 | 1062.4525 | 1054.361 | 1046.2695 | 1038.178
[8 empty] | Land-Based Wind - Class 4 - Technology 1 | Advanced | 1283.883 | 1444.3135 | 1350.7632 | 1200.0083 | 1172.0501 | 1144.0918 | 1116.1336 | 1088.1753 | 1060.2171 | 1032.2589 | 1020.6589 | 1009.059 | 997.4591 | 985.8591 | 974.2592 | 962.6593 | 951.0593 | 939.4594 | 927.8594 | 916.2595 | 904.6596 | 893.0596 | 881.4597 | 869.8598 | 858.2598 | 846.6599 | 835.06 | 823.46 | 811.8601 | 800.2602
[8 empty] | Land-Based Wind - Class 4 - Technology 1 | Moderate | 1283.883 | 1450.8286 | 1363.2269 | 1217.0043 | 1194.7114 | 1172.4185 | 1150.1256 | 1127.8327 | 1105.5398 | 1083.2469 | 1072.5808 | 1061.9146 | 1051.2485 | 1040.5824 | 1029.9163 | 1019.2502 | 1008.5841 | 997.918 | 987.2519 | 976.5857 | 965.9196 | 955.2535 | 944.5874 | 933.9213 | 923.2552 | 912.5891 | 901.9229 | 891.2568 | 880.5907 | 869.9246
[8 empty] | Land-Based Wind - Class 4 - Technology 1 | Conservative | 1283.883 | 1465.7482 | 1391.7686 | 1255.9248 | 1246.6054 | 1237.286 | 1227.9666 | 1218.6471 | 1209.3277 | 1200.0083 | 1191.9168 | 1183.8253 | 1175.7338 | 1167.6422 | 1159.5507 | 1151.4592 | 1143.3677 | 1135.2762 | 1127.1847 | 1119.0932 | 1111.0016 | 1102.9101 | 1094.8186 | 1086.7271 | 1078.6356 | 1070.5441 | 1062.4525 | 1054.361 | 1046.2695 | 1038.178
[8 empty] | Land-Based Wind - Class 5 - Technology 1 | Advanced | 1283.883 | 1444.3135 | 1350.7632 | 1200.0083 | 1172.0501 | 1144.0918 | 1116.1336 | 1088.1753 | 1060.2171 | 1032.2589 | 1020.6589 | 1009.059 | 997.4591 | 985.8591 | 974.2592 | 962.6593 | 951.0593 | 939.4594 | 927.8594 | 916.2595 | 904.6596 | 893.0596 | 881.4597 | 869.8598 | 858.2598 | 846.6599 | 835.06 | 823.46 | 811.8601 | 800.2602
[8 empty] | Land-Based Wind - Class 5 - Technology 1 | Moderate | 1283.883 | 1450.8286 | 1363.2269 | 1217.0043 | 1194.7114 | 1172.4185 | 1150.1256 | 1127.8327 | 1105.5398 | 1083.2469 | 1072.5808 | 1061.9146 | 1051.2485 | 1040.5824 | 1029.9163 | 1019.2502 | 1008.5841 | 997.918 | 987.2519 | 976.5857 | 965.9196 | 955.2535 | 944.5874 | 933.9213 | 923.2552 | 912.5891 | 901.9229 | 891.2568 | 880.5907 | 869.9246
[8 empty] | Land-Based Wind - Class 5 - Technology 1 | Conservative | 1283.883 | 1465.7482 | 1391.7686 | 1255.9248 | 1246.6054 | 1237.286 | 1227.9666 | 1218.6471 | 1209.3277 | 1200.0083 | 1191.9168 | 1183.8253 | 1175.7338 | 1167.6422 | 1159.5507 | 1151.4592 | 1143.3677 | 1135.2762 | 1127.1847 | 1119.0932 | 1111.0016 | 1102.9101 | 1094.8186 | 1086.7271 | 1078.6356 | 1070.5441 | 1062.4525 | 1054.361 | 1046.2695 | 1038.178
[8 empty] | Land-Based Wind - Class 6 - Technology 1 | Advanced | 1283.883 | 1444.3135 | 1350.7632 | 1200.0083 | 1172.0501 | 1144.0918 | 1116.1336 | 1088.1753 | 1060.2171 | 1032.2589 | 1020.6589 | 1009.059 | 997.4591 | 985.8591 | 974.2592 | 962.6593 | 951.0593 | 939.4594 | 927.8594 | 916.2595 | 904.6596 | 893.0596 | 881.4597 | 869.8598 | 858.2598 | 846.6599 | 835.06 | 823.46 | 811.8601 | 800.2602
[8 empty] | Land-Based Wind - Class 6 - Technology 1 | Moderate | 1283.883 | 1450.8286 | 1363.2269 | 1217.0043 | 1194.7114 | 1172.4185 | 1150.1256 | 1127.8327 | 1105.5398 | 1083.2469 | 1072.5808 | 1061.9146 | 1051.2485 | 1040.5824 | 1029.9163 | 1019.2502 | 1008.5841 | 997.918 | 987.2519 | 976.5857 | 965.9196 | 955.2535 | 944.5874 | 933.9213 | 923.2552 | 912.5891 | 901.9229 | 891.2568 | 880.5907 | 869.9246
[8 empty] | Land-Based Wind - Class 6 - Technology 1 | Conservative | 1283.883 | 1465.7482 | 1391.7686 | 1255.9248 | 1246.6054 | 1237.286 | 1227.9666 | 1218.6471 | 1209.3277 | 1200.0083 | 1191.9168 | 1183.8253 | 1175.7338 | 1167.6422 | 1159.5507 | 1151.4592 | 1143.3677 | 1135.2762 | 1127.1847 | 1119.0932 | 1111.0016 | 1102.9101 | 1094.8186 | 1086.7271 | 1078.6356 | 1070.5441 | 1062.4525 | 1054.361 | 1046.2695 | 1038.178
[8 empty] | Land-Based Wind - Class 7 - Technology 1 | Advanced | 1283.883 | 1444.3135 | 1350.7632 | 1200.0083 | 1172.0501 | 1144.0918 | 1116.1336 | 1088.1753 | 1060.2171 | 1032.2589 | 1020.6589 | 1009.059 | 997.4591 | 985.8591 | 974.2592 | 962.6593 | 951.0593 | 939.4594 | 927.8594 | 916.2595 | 904.6596 | 893.0596 | 881.4597 | 869.8598 | 858.2598 | 846.6599 | 835.06 | 823.46 | 811.8601 | 800.2602
[8 empty] | Land-Based Wind - Class 7 - Technology 1 | Moderate | 1283.883 | 1450.8286 | 1363.2269 | 1217.0043 | 1194.7114 | 1172.4185 | 1150.1256 | 1127.8327 | 1105.5398 | 1083.2469 | 1072.5808 | 1061.9146 | 1051.2485 | 1040.5824 | 1029.9163 | 1019.2502 | 1008.5841 | 997.918 | 987.2519 | 976.5857 | 965.9196 | 955.2535 | 944.5874 | 933.9213 | 923.2552 | 912.5891 | 901.9229 | 891.2568 | 880.5907 | 869.9246
[8 empty] | Land-Based Wind - Class 7 - Technology 1 | Conservative | 1283.883 | 1465.7482 | 1391.7686 | 1255.9248 | 1246.6054 | 1237.286 | 1227.9666 | 1218.6471 | 1209.3277 | 1200.0083 | 1191.9168 | 1183.8253 | 1175.7338 | 1167.6422 | 1159.5507 | 1151.4592 | 1143.3677 | 1135.2762 | 1127.1847 | 1119.0932 | 1111.0016 | 1102.9101 | 1094.8186 | 1086.7271 | 1078.6356 | 1070.5441 | 1062.4525 | 1054.361 | 1046.2695 | 1038.178
[8 empty] | Land-Based Wind - Class 8 - Technology 2 | Advanced | 1402.5692 | 1570.025 | 1460.7 | 1290.579 | 1253.2489 | 1215.9188 | 1178.5888 | 1141.2587 | 1103.9286 | 1066.5985 | 1054.432 | 1042.2655 | 1030.099 | 1017.9325 | 1005.766 | 993.5995 | 981.433 | 969.2664 | 957.0999 | 944.9334 | 932.7669 | 920.6004 | 908.4339 | 896.2674 | 884.1009 | 871.9343 | 859.7678 | 847.6013 | 835.4348 | 823.2683
[8 empty] | Land-Based Wind - Class 8 - Technology 2 | Moderate | 1402.5692 | 1578.6518 | 1477.2034 | 1313.0836 | 1283.2551 | 1253.4265 | 1223.598 | 1193.7695 | 1163.9409 | 1134.1124 | 1123.0198 | 1111.9273 | 1100.8347 | 1089.7421 | 1078.6496 | 1067.557 | 1056.4645 | 1045.3719 | 1034.2793 | 1023.1868 | 1012.0942 | 1001.0016 | 989.9091 | 978.8165 | 967.724 | 956.6314 | 945.5388 | 934.4463 | 923.3537 | 912.2612
[8 empty] | Land-Based Wind - Class 8 - Technology 2 | Conservative | 1402.5692 | 1599.2952 | 1516.6951 | 1366.936 | 1355.0582 | 1343.1805 | 1331.3027 | 1319.425 | 1307.5472 | 1295.6695 | 1287.098 | 1278.5265 | 1269.955 | 1261.3836 | 1252.8121 | 1244.2406 | 1235.6691 | 1227.0977 | 1218.5262 | 1209.9547 | 1201.3832 | 1192.8118 | 1184.2403 | 1175.6688 | 1167.0973 | 1158.5259 | 1149.9544 | 1141.3829 | 1132.8115 | 1124.24
[8 empty] | Land-Based Wind - Class 9 - Technology 3 | Advanced | 1333.8066 | 1511.6094 | 1424.5873 | 1275.7158 | 1256.3522 | 1236.9886 | 1217.625 | 1198.2614 | 1178.8978 | 1159.5342 | 1146.7849 | 1134.0355 | 1121.2861 | 1108.5368 | 1095.7874 | 1083.038 | 1070.2887 | 1057.5393 | 1044.79 | 1032.0406 | 1019.2912 | 1006.5419 | 993.7925 | 981.0431 | 968.2938 | 955.5444 | 942.795 | 930.0457 | 917.2963 | 904.5469
[8 empty] | Land-Based Wind - Class 9 - Technology 3 | Moderate | 1333.8066 | 1515.4624 | 1431.9582 | 1285.7669 | 1269.7537 | 1253.7405 | 1237.7273 | 1221.7141 | 1205.7009 | 1189.6877 | 1178.4247 | 1167.1618 | 1155.8988 | 1144.6359 | 1133.3729 | 1122.1099 | 1110.847 | 1099.584 | 1088.3211 | 1077.0581 | 1065.7952 | 1054.5322 | 1043.2693 | 1032.0063 | 1020.7434 | 1009.4804 | 998.2175 | 986.9545 | 975.6916 | 964.4286
[8 empty] | Land-Based Wind - Class 9 - Technology 3 | Conservative | 1333.8066 | 1526.4549 | 1452.9873 | 1314.443 | 1307.9885 | 1301.5339 | 1295.0794 | 1288.6249 | 1282.1703 | 1275.7158 | 1266.8715 | 1258.0271 | 1249.1828 | 1240.3385 | 1231.4941 | 1222.6498 | 1213.8054 | 1204.9611 | 1196.1168 | 1187.2724 | 1178.4281 | 1169.5838 | 1160.7394 | 1151.8951 | 1143.0507 | 1134.2064 | 1125.3621 | 1116.5177 | 1107.6734 | 1098.8291
[8 empty] | Land-Based Wind - Class 10 - Technology 4 | Advanced | 1847.1714 | 2059.9995 | 1908.9801 | 1679.569 | 1623.7015 | 1567.834 | 1511.9665 | 1456.099 | 1400.2316 | 1344.3641 | 1328.6674 | 1312.9707 | 1297.274 | 1281.5773 | 1265.8806 | 1250.1839 | 1234.4872 | 1218.7905 | 1203.0938 | 1187.3971 | 1171.7004 | 1156.0037 | 1140.307 | 1124.6103 | 1108.9135 | 1093.2168 | 1077.5201 | 1061.8234 | 1046.1267 | 1030.43
[8 empty] | Land-Based Wind - Class 10 - Technology 4 | Moderate | 1847.1714 | 2073.0938 | 1934.03 | 1713.728 | 1669.2468 | 1624.7657 | 1580.2845 | 1535.8033 | 1491.3222 | 1446.841 | 1432.9475 | 1419.054 | 1405.1605 | 1391.267 | 1377.3735 | 1363.48 | 1349.5864 | 1335.6929 | 1321.7994 | 1307.9059 | 1294.0124 | 1280.1189 | 1266.2254 | 1252.3319 | 1238.4383 | 1224.5448 | 1210.6513 | 1196.7578 | 1182.8643 | 1168.9708
[8 empty] | Land-Based Wind - Class 10 - Technology 4 | Conservative | 1847.1714 | 2103.6879 | 1992.5578 | 1793.5386 | 1775.661 | 1757.7834 | 1739.9058 | 1722.0283 | 1704.1507 | 1686.2731 | 1675.3835 | 1664.494 | 1653.6045 | 1642.7149 | 1631.8254 | 1620.9358 | 1610.0463 | 1599.1568 | 1588.2672 | 1577.3777 | 1566.4881 | 1555.5986 | 1544.7091 | 1533.8195 | 1522.93 | 1512.0405 | 1501.1509 | 1490.2614 | 1479.3718 | 1468.4823
[10 empty] | 2021 | 2022 | 2023 | 2024 | 2025 | 2026 | 2027 | 2028 | 2029 | 2030 | 2031 | 2032 | 2033 | 2034 | 2035 | 2036 | 2037 | 2038 | 2039 | 2040 | 2041 | 2042 | 2043 | 2044 | 2045 | 2046 | 2047 | 2048 | 2049 | 2050
[7 empty] | Fixed Operation and Maintenance Expenses ($/kW-yr) | Land-Based Wind - Class 1 - Technology 1 | Advanced | 30.3 | 29.5669 | 28.8337 | 28.1006 | 27.3675 | 26.6343 | 25.9012 | 25.168 | 24.4349 | 23.7018 | 23.2892 | 22.8767 | 22.4642 | 22.0516 | 21.6391 | 21.2265 | 20.814 | 20.4015 | 19.9889 | 19.5764 | 19.1638 | 18.7513 | 18.3388 | 17.9262 | 17.5137 | 17.1011 | 16.6886 | 16.2761 | 15.8635 | 15.451
[8 empty] | Land-Based Wind - Class 1 - Technology 1 | Moderate | 30.3 | 29.9333 | 29.5667 | 29.2 | 28.8333 | 28.4667 | 28.1 | 27.7333 | 27.3667 | 27 | 26.815 | 26.63 | 26.445 | 26.26 | 26.075 | 25.89 | 25.705 | 25.52 | 25.335 | 25.15 | 24.965 | 24.78 | 24.595 | 24.41 | 24.225 | 24.04 | 23.855 | 23.67 | 23.485 | 23.3
[8 empty] | Land-Based Wind - Class 1 - Technology 1 | Conservative | 30.3 | 30.1167 | 29.9334 | 29.7501 | 29.5669 | 29.3836 | 29.2003 | 29.017 | 28.8337 | 28.6504 | 28.5473 | 28.4442 | 28.341 | 28.2379 | 28.1348 | 28.0316 | 27.9285 | 27.8254 | 27.7222 | 27.6191 | 27.516 | 27.4128 | 27.3097 | 27.2066 | 27.1034 | 27.0003 | 26.8972 | 26.794 | 26.6909 | 26.5877
[8 empty] | Land-Based Wind - Class 2 - Technology 1 | Advanced | 30.3 | 29.5669 | 28.8337 | 28.1006 | 27.3675 | 26.6343 | 25.9012 | 25.168 | 24.4349 | 23.7018 | 23.2892 | 22.8767 | 22.4642 | 22.0516 | 21.6391 | 21.2265 | 20.814 | 20.4015 | 19.9889 | 19.5764 | 19.1638 | 18.7513 | 18.3388 | 17.9262 | 17.5137 | 17.1011 | 16.6886 | 16.2761 | 15.8635 | 15.451
[8 empty] | Land-Based Wind - Class 2 - Technology 1 | Moderate | 30.3 | 29.9333 | 29.5667 | 29.2 | 28.8333 | 28.4667 | 28.1 | 27.7333 | 27.3667 | 27 | 26.815 | 26.63 | 26.445 | 26.26 | 26.075 | 25.89 | 25.705 | 25.52 | 25.335 | 25.15 | 24.965 | 24.78 | 24.595 | 24.41 | 24.225 | 24.04 | 23.855 | 23.67 | 23.485 | 23.3
[8 empty] | Land-Based Wind - Class 2 - Technology 1 | Conservative | 30.3 | 30.1167 | 29.9334 | 29.7501 | 29.5669 | 29.3836 | 29.2003 | 29.017 | 28.8337 | 28.6504 | 28.5473 | 28.4442 | 28.341 | 28.2379 | 28.1348 | 28.0316 | 27.9285 | 27.8254 | 27.7222 | 27.6191 | 27.516 | 27.4128 | 27.3097 | 27.2066 | 27.1034 | 27.0003 | 26.8972 | 26.794 | 26.6909 | 26.5877
[8 empty] | Land-Based Wind - Class 3 - Technology 1 | Advanced | 30.3 | 29.5669 | 28.8337 | 28.1006 | 27.3675 | 26.6343 | 25.9012 | 25.168 | 24.4349 | 23.7018 | 23.2892 | 22.8767 | 22.4642 | 22.0516 | 21.6391 | 21.2265 | 20.814 | 20.4015 | 19.9889 | 19.5764 | 19.1638 | 18.7513 | 18.3388 | 17.9262 | 17.5137 | 17.1011 | 16.6886 | 16.2761 | 15.8635 | 15.451
[8 empty] | Land-Based Wind - Class 3 - Technology 1 | Moderate | 30.3 | 29.9333 | 29.5667 | 29.2 | 28.8333 | 28.4667 | 28.1 | 27.7333 | 27.3667 | 27 | 26.815 | 26.63 | 26.445 | 26.26 | 26.075 | 25.89 | 25.705 | 25.52 | 25.335 | 25.15 | 24.965 | 24.78 | 24.595 | 24.41 | 24.225 | 24.04 | 23.855 | 23.67 | 23.485 | 23.3
[8 empty] | Land-Based Wind - Class 3 - Technology 1 | Conservative | 30.3 | 30.1167 | 29.9334 | 29.7501 | 29.5669 | 29.3836 | 29.2003 | 29.017 | 28.8337 | 28.6504 | 28.5473 | 28.4442 | 28.341 | 28.2379 | 28.1348 | 28.0316 | 27.9285 | 27.8254 | 27.7222 | 27.6191 | 27.516 | 27.4128 | 27.3097 | 27.2066 | 27.1034 | 27.0003 | 26.8972 | 26.794 | 26.6909 | 26.5877
[8 empty] | Land-Based Wind - Class 4 - Technology 1 | Advanced | 30.3 | 29.5669 | 28.8337 | 28.1006 | 27.3675 | 26.6343 | 25.9012 | 25.168 | 24.4349 | 23.7018 | 23.2892 | 22.8767 | 22.4642 | 22.0516 | 21.6391 | 21.2265 | 20.814 | 20.4015 | 19.9889 | 19.5764 | 19.1638 | 18.7513 | 18.3388 | 17.9262 | 17.5137 | 17.1011 | 16.6886 | 16.2761 | 15.8635 | 15.451
[8 empty] | Land-Based Wind - Class 4 - Technology 1 | Moderate | 30.3 | 29.9333 | 29.5667 | 29.2 | 28.8333 | 28.4667 | 28.1 | 27.7333 | 27.3667 | 27 | 26.815 | 26.63 | 26.445 | 26.26 | 26.075 | 25.89 | 25.705 | 25.52 | 25.335 | 25.15 | 24.965 | 24.78 | 24.595 | 24.41 | 24.225 | 24.04 | 23.855 | 23.67 | 23.485 | 23.3
[8 empty] | Land-Based Wind - Class 4 - Technology 1 | Conservative | 30.3 | 30.1167 | 29.9334 | 29.7501 | 29.5669 | 29.3836 | 29.2003 | 29.017 | 28.8337 | 28.6504 | 28.5473 | 28.4442 | 28.341 | 28.2379 | 28.1348 | 28.0316 | 27.9285 | 27.8254 | 27.7222 | 27.6191 | 27.516 | 27.4128 | 27.3097 | 27.2066 | 27.1034 | 27.0003 | 26.8972 | 26.794 | 26.6909 | 26.5877
[8 empty] | Land-Based Wind - Class 5 - Technology 1 | Advanced | 30.3 | 29.5669 | 28.8337 | 28.1006 | 27.3675 | 26.6343 | 25.9012 | 25.168 | 24.4349 | 23.7018 | 23.2892 | 22.8767 | 22.4642 | 22.0516 | 21.6391 | 21.2265 | 20.814 | 20.4015 | 19.9889 | 19.5764 | 19.1638 | 18.7513 | 18.3388 | 17.9262 | 17.5137 | 17.1011 | 16.6886 | 16.2761 | 15.8635 | 15.451
[8 empty] | Land-Based Wind - Class 5 - Technology 1 | Moderate | 30.3 | 29.9333 | 29.5667 | 29.2 | 28.8333 | 28.4667 | 28.1 | 27.7333 | 27.3667 | 27 | 26.815 | 26.63 | 26.445 | 26.26 | 26.075 | 25.89 | 25.705 | 25.52 | 25.335 | 25.15 | 24.965 | 24.78 | 24.595 | 24.41 | 24.225 | 24.04 | 23.855 | 23.67 | 23.485 | 23.3
[8 empty] | Land-Based Wind - Class 5 - Technology 1 | Conservative | 30.3 | 30.1167 | 29.9334 | 29.7501 | 29.5669 | 29.3836 | 29.2003 | 29.017 | 28.8337 | 28.6504 | 28.5473 | 28.4442 | 28.341 | 28.2379 | 28.1348 | 28.0316 | 27.9285 | 27.8254 | 27.7222 | 27.6191 | 27.516 | 27.4128 | 27.3097 | 27.2066 | 27.1034 | 27.0003 | 26.8972 | 26.794 | 26.6909 | 26.5877
[8 empty] | Land-Based Wind - Class 6 - Technology 1 | Advanced | 30.3 | 29.5669 | 28.8337 | 28.1006 | 27.3675 | 26.6343 | 25.9012 | 25.168 | 24.4349 | 23.7018 | 23.2892 | 22.8767 | 22.4642 | 22.0516 | 21.6391 | 21.2265 | 20.814 | 20.4015 | 19.9889 | 19.5764 | 19.1638 | 18.7513 | 18.3388 | 17.9262 | 17.5137 | 17.1011 | 16.6886 | 16.2761 | 15.8635 | 15.451
[8 empty] | Land-Based Wind - Class 6 - Technology 1 | Moderate | 30.3 | 29.9333 | 29.5667 | 29.2 | 28.8333 | 28.4667 | 28.1 | 27.7333 | 27.3667 | 27 | 26.815 | 26.63 | 26.445 | 26.26 | 26.075 | 25.89 | 25.705 | 25.52 | 25.335 | 25.15 | 24.965 | 24.78 | 24.595 | 24.41 | 24.225 | 24.04 | 23.855 | 23.67 | 23.485 | 23.3
[8 empty] | Land-Based Wind - Class 6 - Technology 1 | Conservative | 30.3 | 30.1167 | 29.9334 | 29.7501 | 29.5669 | 29.3836 | 29.2003 | 29.017 | 28.8337 | 28.6504 | 28.5473 | 28.4442 | 28.341 | 28.2379 | 28.1348 | 28.0316 | 27.9285 | 27.8254 | 27.7222 | 27.6191 | 27.516 | 27.4128 | 27.3097 | 27.2066 | 27.1034 | 27.0003 | 26.8972 | 26.794 | 26.6909 | 26.5877
[8 empty] | Land-Based Wind - Class 7 - Technology 1 | Advanced | 30.3 | 29.5669 | 28.8337 | 28.1006 | 27.3675 | 26.6343 | 25.9012 | 25.168 | 24.4349 | 23.7018 | 23.2892 | 22.8767 | 22.4642 | 22.0516 | 21.6391 | 21.2265 | 20.814 | 20.4015 | 19.9889 | 19.5764 | 19.1638 | 18.7513 | 18.3388 | 17.9262 | 17.5137 | 17.1011 | 16.6886 | 16.2761 | 15.8635 | 15.451
[8 empty] | Land-Based Wind - Class 7 - Technology 1 | Moderate | 30.3 | 29.9333 | 29.5667 | 29.2 | 28.8333 | 28.4667 | 28.1 | 27.7333 | 27.3667 | 27 | 26.815 | 26.63 | 26.445 | 26.26 | 26.075 | 25.89 | 25.705 | 25.52 | 25.335 | 25.15 | 24.965 | 24.78 | 24.595 | 24.41 | 24.225 | 24.04 | 23.855 | 23.67 | 23.485 | 23.3
[8 empty] | Land-Based Wind - Class 7 - Technology 1 | Conservative | 30.3 | 30.1167 | 29.9334 | 29.7501 | 29.5669 | 29.3836 | 29.2003 | 29.017 | 28.8337 | 28.6504 | 28.5473 | 28.4442 | 28.341 | 28.2379 | 28.1348 | 28.0316 | 27.9285 | 27.8254 | 27.7222 | 27.6191 | 27.516 | 27.4128 | 27.3097 | 27.2066 | 27.1034 | 27.0003 | 26.8972 | 26.794 | 26.6909 | 26.5877
[8 empty] | Land-Based Wind - Class 8 - Technology 2 | Advanced | 28.5 | 27.8104 | 27.1208 | 26.4313 | 25.7417 | 25.0521 | 24.3625 | 23.6729 | 22.9833 | 22.2938 | 21.9057 | 21.5177 | 21.1297 | 20.7416 | 20.3536 | 19.9656 | 19.5775 | 19.1895 | 18.8015 | 18.4134 | 18.0254 | 17.6374 | 17.2493 | 16.8613 | 16.4733 | 16.0852 | 15.6972 | 15.3092 | 14.9211 | 14.5331
[8 empty] | Land-Based Wind - Class 8 - Technology 2 | Moderate | 28.5 | 28.0667 | 27.6333 | 27.2 | 26.7667 | 26.3333 | 25.9 | 25.4667 | 25.0333 | 24.6 | 24.435 | 24.27 | 24.105 | 23.94 | 23.775 | 23.61 | 23.445 | 23.28 | 23.115 | 22.95 | 22.785 | 22.62 | 22.455 | 22.29 | 22.125 | 21.96 | 21.795 | 21.63 | 21.465 | 21.3
[8 empty] | Land-Based Wind - Class 8 - Technology 2 | Conservative | 28.5 | 28.3276 | 28.1552 | 27.9828 | 27.8104 | 27.638 | 27.4656 | 27.2932 | 27.1208 | 26.9484 | 26.8514 | 26.7544 | 26.6574 | 26.5604 | 26.4634 | 26.3664 | 26.2694 | 26.1724 | 26.0754 | 25.9784 | 25.8813 | 25.7843 | 25.6873 | 25.5903 | 25.4933 | 25.3963 | 25.2993 | 25.2023 | 25.1053 | 25.0083
[8 empty] | Land-Based Wind - Class 9 - Technology 3 | Advanced | 38.4 | 37.4709 | 36.5418 | 35.6126 | 34.6835 | 33.7544 | 32.8253 | 31.8961 | 30.967 | 30.0379 | 29.5151 | 28.9922 | 28.4694 | 27.9466 | 27.4238 | 26.901 | 26.3781 | 25.8553 | 25.3325 | 24.8097 | 24.2868 | 23.764 | 23.2412 | 22.7184 | 22.1956 | 21.6727 | 21.1499 | 20.6271 | 20.1043 | 19.5814
[8 empty] | Land-Based Wind - Class 9 - Technology 3 | Moderate | 38.4 | 38.0333 | 37.6667 | 37.3 | 36.9333 | 36.5667 | 36.2 | 35.8333 | 35.4667 | 35.1 | 34.825 | 34.55 | 34.275 | 34 | 33.725 | 33.45 | 33.175 | 32.9 | 32.625 | 32.35 | 32.075 | 31.8 | 31.525 | 31.25 | 30.975 | 30.7 | 30.425 | 30.15 | 29.875 | 29.6
[8 empty] | Land-Based Wind - Class 9 - Technology 3 | Conservative | 38.4 | 38.1677 | 37.9354 | 37.7032 | 37.4709 | 37.2386 | 37.0063 | 36.774 | 36.5418 | 36.3095 | 36.1788 | 36.0481 | 35.9174 | 35.7867 | 35.6559 | 35.5252 | 35.3945 | 35.2638 | 35.1331 | 35.0024 | 34.8717 | 34.741 | 34.6103 | 34.4796 | 34.3489 | 34.2182 | 34.0875 | 33.9568 | 33.8261 | 33.6954
[8 empty] | Land-Based Wind - Class 10 - Technology 4 | Advanced | 30.3 | 29.5669 | 28.8337 | 28.1006 | 27.3675 | 26.6343 | 25.9012 | 25.168 | 24.4349 | 23.7018 | 23.2892 | 22.8767 | 22.4642 | 22.0516 | 21.6391 | 21.2265 | 20.814 | 20.4015 | 19.9889 | 19.5764 | 19.1638 | 18.7513 | 18.3388 | 17.9262 | 17.5137 | 17.1011 | 16.6886 | 16.2761 | 15.8635 | 15.451
[8 empty] | Land-Based Wind - Class 10 - Technology 4 | Moderate | 30.3 | 29.9333 | 29.5667 | 29.2 | 28.8333 | 28.4667 | 28.1 | 27.7333 | 27.3667 | 27 | 26.815 | 26.63 | 26.445 | 26.26 | 26.075 | 25.89 | 25.705 | 25.52 | 25.335 | 25.15 | 24.965 | 24.78 | 24.595 | 24.41 | 24.225 | 24.04 | 23.855 | 23.67 | 23.485 | 23.3
[8 empty] | Land-Based Wind - Class 10 - Technology 4 | Conservative | 30.3 | 30.1167 | 29.9334 | 29.7501 | 29.5669 | 29.3836 | 29.2003 | 29.017 | 28.8337 | 28.6504 | 28.5473 | 28.4442 | 28.341 | 28.2379 | 28.1348 | 28.0316 | 27.9285 | 27.8254 | 27.7222 | 27.6191 | 27.516 | 27.4128 | 27.3097 | 27.2066 | 27.1034 | 27.0003 | 26.8972 | 26.794 | 26.6909 | 26.5877
[10 empty] | 2021 | 2022 | 2023 | 2024 | 2025 | 2026 | 2027 | 2028 | 2029 | 2030 | 2031 | 2032 | 2033 | 2034 | 2035 | 2036 | 2037 | 2038 | 2039 | 2040 | 2041 | 2042 | 2043 | 2044 | 2045 | 2046 | 2047 | 2048 | 2049 | 2050
[7 empty] | Variable Operation and Maintenance Expenses ($/MWh) | Land-Based Wind - Class 1 - Technology 1 | Advanced | 0 | 0 | 0 | 0 | 0 | 0 | 0 | 0 | 0 | 0 | 0 | 0 | 0 | 0 | 0 | 0 | 0 | 0 | 0 | 0 | 0 | 0 | 0 | 0 | 0 | 0 | 0 | 0 | 0 | 0
[8 empty] | Land-Based Wind - Class 1 - Technology 1 | Moderate | 0 | 0 | 0 | 0 | 0 | 0 | 0 | 0 | 0 | 0 | 0 | 0 | 0 | 0 | 0 | 0 | 0 | 0 | 0 | 0 | 0 | 0 | 0 | 0 | 0 | 0 | 0 | 0 | 0 | 0
[8 empty] | Land-Based Wind - Class 1 - Technology 1 | Conservative | 0 | 0 | 0 | 0 | 0 | 0 | 0 | 0 | 0 | 0 | 0 | 0 | 0 | 0 | 0 | 0 | 0 | 0 | 0 | 0 | 0 | 0 | 0 | 0 | 0 | 0 | 0 | 0 | 0 | 0
[8 empty] | Land-Based Wind - Class 2 - Technology 1 | Advanced | 0 | 0 | 0 | 0 | 0 | 0 | 0 | 0 | 0 | 0 | 0 | 0 | 0 | 0 | 0 | 0 | 0 | 0 | 0 | 0 | 0 | 0 | 0 | 0 | 0 | 0 | 0 | 0 | 0 | 0
[8 empty] | Land-Based Wind - Class 2 - Technology 1 | Moderate | 0 | 0 | 0 | 0 | 0 | 0 | 0 | 0 | 0 | 0 | 0 | 0 | 0 | 0 | 0 | 0 | 0 | 0 | 0 | 0 | 0 | 0 | 0 | 0 | 0 | 0 | 0 | 0 | 0 | 0
[8 empty] | Land-Based Wind - Class 2 - Technology 1 | Conservative | 0 | 0 | 0 | 0 | 0 | 0 | 0 | 0 | 0 | 0 | 0 | 0 | 0 | 0 | 0 | 0 | 0 | 0 | 0 | 0 | 0 | 0 | 0 | 0 | 0 | 0 | 0 | 0 | 0 | 0
[8 empty] | Land-Based Wind - Class 3 - Technology 1 | Advanced | 0 | 0 | 0 | 0 | 0 | 0 | 0 | 0 | 0 | 0 | 0 | 0 | 0 | 0 | 0 | 0 | 0 | 0 | 0 | 0 | 0 | 0 | 0 | 0 | 0 | 0 | 0 | 0 | 0 | 0
[8 empty] | Land-Based Wind - Class 3 - Technology 1 | Moderate | 0 | 0 | 0 | 0 | 0 | 0 | 0 | 0 | 0 | 0 | 0 | 0 | 0 | 0 | 0 | 0 | 0 | 0 | 0 | 0 | 0 | 0 | 0 | 0 | 0 | 0 | 0 | 0 | 0 | 0
[8 empty] | Land-Based Wind - Class 3 - Technology 1 | Conservative | 0 | 0 | 0 | 0 | 0 | 0 | 0 | 0 | 0 | 0 | 0 | 0 | 0 | 0 | 0 | 0 | 0 | 0 | 0 | 0 | 0 | 0 | 0 | 0 | 0 | 0 | 0 | 0 | 0 | 0
[8 empty] | Land-Based Wind - Class 4 - Technology 1 | Advanced | 0 | 0 | 0 | 0 | 0 | 0 | 0 | 0 | 0 | 0 | 0 | 0 | 0 | 0 | 0 | 0 | 0 | 0 | 0 | 0 | 0 | 0 | 0 | 0 | 0 | 0 | 0 | 0 | 0 | 0
[8 empty] | Land-Based Wind - Class 4 - Technology 1 | Moderate | 0 | 0 | 0 | 0 | 0 | 0 | 0 | 0 | 0 | 0 | 0 | 0 | 0 | 0 | 0 | 0 | 0 | 0 | 0 | 0 | 0 | 0 | 0 | 0 | 0 | 0 | 0 | 0 | 0 | 0
[8 empty] | Land-Based Wind - Class 4 - Technology 1 | Conservative | 0 | 0 | 0 | 0 | 0 | 0 | 0 | 0 | 0 | 0 | 0 | 0 | 0 | 0 | 0 | 0 | 0 | 0 | 0 | 0 | 0 | 0 | 0 | 0 | 0 | 0 | 0 | 0 | 0 | 0
[8 empty] | Land-Based Wind - Class 5 - Technology 1 | Advanced | 0 | 0 | 0 | 0 | 0 | 0 | 0 | 0 | 0 | 0 | 0 | 0 | 0 | 0 | 0 | 0 | 0 | 0 | 0 | 0 | 0 | 0 | 0 | 0 | 0 | 0 | 0 | 0 | 0 | 0
[8 empty] | Land-Based Wind - Class 5 - Technology 1 | Moderate | 0 | 0 | 0 | 0 | 0 | 0 | 0 | 0 | 0 | 0 | 0 | 0 | 0 | 0 | 0 | 0 | 0 | 0 | 0 | 0 | 0 | 0 | 0 | 0 | 0 | 0 | 0 | 0 | 0 | 0
[8 empty] | Land-Based Wind - Class 5 - Technology 1 | Conservative | 0 | 0 | 0 | 0 | 0 | 0 | 0 | 0 | 0 | 0 | 0 | 0 | 0 | 0 | 0 | 0 | 0 | 0 | 0 | 0 | 0 | 0 | 0 | 0 | 0 | 0 | 0 | 0 | 0 | 0
[8 empty] | Land-Based Wind - Class 6 - Technology 1 | Advanced | 0 | 0 | 0 | 0 | 0 | 0 | 0 | 0 | 0 | 0 | 0 | 0 | 0 | 0 | 0 | 0 | 0 | 0 | 0 | 0 | 0 | 0 | 0 | 0 | 0 | 0 | 0 | 0 | 0 | 0
[8 empty] | Land-Based Wind - Class 6 - Technology 1 | Moderate | 0 | 0 | 0 | 0 | 0 | 0 | 0 | 0 | 0 | 0 | 0 | 0 | 0 | 0 | 0 | 0 | 0 | 0 | 0 | 0 | 0 | 0 | 0 | 0 | 0 | 0 | 0 | 0 | 0 | 0
[8 empty] | Land-Based Wind - Class 6 - Technology 1 | Conservative | 0 | 0 | 0 | 0 | 0 | 0 | 0 | 0 | 0 | 0 | 0 | 0 | 0 | 0 | 0 | 0 | 0 | 0 | 0 | 0 | 0 | 0 | 0 | 0 | 0 | 0 | 0 | 0 | 0 | 0
[8 empty] | Land-Based Wind - Class 7 - Technology 1 | Advanced | 0 | 0 | 0 | 0 | 0 | 0 | 0 | 0 | 0 | 0 | 0 | 0 | 0 | 0 | 0 | 0 | 0 | 0 | 0 | 0 | 0 | 0 | 0 | 0 | 0 | 0 | 0 | 0 | 0 | 0
[8 empty] | Land-Based Wind - Class 7 - Technology 1 | Moderate | 0 | 0 | 0 | 0 | 0 | 0 | 0 | 0 | 0 | 0 | 0 | 0 | 0 | 0 | 0 | 0 | 0 | 0 | 0 | 0 | 0 | 0 | 0 | 0 | 0 | 0 | 0 | 0 | 0 | 0
[8 empty] | Land-Based Wind - Class 7 - Technology 1 | Conservative | 0 | 0 | 0 | 0 | 0 | 0 | 0 | 0 | 0 | 0 | 0 | 0 | 0 | 0 | 0 | 0 | 0 | 0 | 0 | 0 | 0 | 0 | 0 | 0 | 0 | 0 | 0 | 0 | 0 | 0
[8 empty] | Land-Based Wind - Class 8 - Technology 2 | Advanced | 0 | 0 | 0 | 0 | 0 | 0 | 0 | 0 | 0 | 0 | 0 | 0 | 0 | 0 | 0 | 0 | 0 | 0 | 0 | 0 | 0 | 0 | 0 | 0 | 0 | 0 | 0 | 0 | 0 | 0
[8 empty] | Land-Based Wind - Class 8 - Technology 2 | Moderate | 0 | 0 | 0 | 0 | 0 | 0 | 0 | 0 | 0 | 0 | 0 | 0 | 0 | 0 | 0 | 0 | 0 | 0 | 0 | 0 | 0 | 0 | 0 | 0 | 0 | 0 | 0 | 0 | 0 | 0
[8 empty] | Land-Based Wind - Class 8 - Technology 2 | Conservative | 0 | 0 | 0 | 0 | 0 | 0 | 0 | 0 | 0 | 0 | 0 | 0 | 0 | 0 | 0 | 0 | 0 | 0 | 0 | 0 | 0 | 0 | 0 | 0 | 0 | 0 | 0 | 0 | 0 | 0
[8 empty] | Land-Based Wind - Class 9 - Technology 3 | Advanced | 0 | 0 | 0 | 0 | 0 | 0 | 0 | 0 | 0 | 0 | 0 | 0 | 0 | 0 | 0 | 0 | 0 | 0 | 0 | 0 | 0 | 0 | 0 | 0 | 0 | 0 | 0 | 0 | 0 | 0
[8 empty] | Land-Based Wind - Class 9 - Technology 3 | Moderate | 0 | 0 | 0 | 0 | 0 | 0 | 0 | 0 | 0 | 0 | 0 | 0 | 0 | 0 | 0 | 0 | 0 | 0 | 0 | 0 | 0 | 0 | 0 | 0 | 0 | 0 | 0 | 0 | 0 | 0
[8 empty] | Land-Based Wind - Class 9 - Technology 3 | Conservative | 0 | 0 | 0 | 0 | 0 | 0 | 0 | 0 | 0 | 0 | 0 | 0 | 0 | 0 | 0 | 0 | 0 | 0 | 0 | 0 | 0 | 0 | 0 | 0 | 0 | 0 | 0 | 0 | 0 | 0
[8 empty] | Land-Based Wind - Class 10 - Technology 4 | Advanced | 0 | 0 | 0 | 0 | 0 | 0 | 0 | 0 | 0 | 0 | 0 | 0 | 0 | 0 | 0 | 0 | 0 | 0 | 0 | 0 | 0 | 0 | 0 | 0 | 0 | 0 | 0 | 0 | 0 | 0
[8 empty] | Land-Based Wind - Class 10 - Technology 4 | Moderate | 0 | 0 | 0 | 0 | 0 | 0 | 0 | 0 | 0 | 0 | 0 | 0 | 0 | 0 | 0 | 0 | 0 | 0 | 0 | 0 | 0 | 0 | 0 | 0 | 0 | 0 | 0 | 0 | 0 | 0
[8 empty] | Land-Based Wind - Class 10 - Technology 4 | Conservative | 0 | 0 | 0 | 0 | 0 | 0 | 0 | 0 | 0 | 0 | 0 | 0 | 0 | 0 | 0 | 0 | 0 | 0 | 0 | 0 | 0 | 0 | 0 | 0 | 0 | 0 | 0 | 0 | 0 | 0
[10 empty] | 2021 | 2022 | 2023 | 2024 | 2025 | 2026 | 2027 | 2028 | 2029 | 2030 | 2031 | 2032 | 2033 | 2034 | 2035 | 2036 | 2037 | 2038 | 2039 | 2040 | 2041 | 2042 | 2043 | 2044 | 2045 | 2046 | 2047 | 2048 | 2049 | 2050
[5 empty] | Grid Connection Costs |  | Grid Connection Costs (GCC) ($/kW) | Land-Based Wind - Class 1 - Technology 1 | Advanced | 0 | 0 | 0 | 0 | 0 | 0 | 0 | 0 | 0 | 0 | 0 | 0 | 0 | 0 | 0 | 0 | 0 | 0 | 0 | 0 | 0 | 0 | 0 | 0 | 0 | 0 | 0 | 0 | 0 | 0
[8 empty] | Land-Based Wind - Class 1 - Technology 1 | Moderate | 0 | 0 | 0 | 0 | 0 | 0 | 0 | 0 | 0 | 0 | 0 | 0 | 0 | 0 | 0 | 0 | 0 | 0 | 0 | 0 | 0 | 0 | 0 | 0 | 0 | 0 | 0 | 0 | 0 | 0
[8 empty] | Land-Based Wind - Class 1 - Technology 1 | Conservative | 0 | 0 | 0 | 0 | 0 | 0 | 0 | 0 | 0 | 0 | 0 | 0 | 0 | 0 | 0 | 0 | 0 | 0 | 0 | 0 | 0 | 0 | 0 | 0 | 0 | 0 | 0 | 0 | 0 | 0
[8 empty] | Land-Based Wind - Class 2 - Technology 1 | Advanced | 0 | 0 | 0 | 0 | 0 | 0 | 0 | 0 | 0 | 0 | 0 | 0 | 0 | 0 | 0 | 0 | 0 | 0 | 0 | 0 | 0 | 0 | 0 | 0 | 0 | 0 | 0 | 0 | 0 | 0
[8 empty] | Land-Based Wind - Class 2 - Technology 1 | Moderate | 0 | 0 | 0 | 0 | 0 | 0 | 0 | 0 | 0 | 0 | 0 | 0 | 0 | 0 | 0 | 0 | 0 | 0 | 0 | 0 | 0 | 0 | 0 | 0 | 0 | 0 | 0 | 0 | 0 | 0
[8 empty] | Land-Based Wind - Class 2 - Technology 1 | Conservative | 0 | 0 | 0 | 0 | 0 | 0 | 0 | 0 | 0 | 0 | 0 | 0 | 0 | 0 | 0 | 0 | 0 | 0 | 0 | 0 | 0 | 0 | 0 | 0 | 0 | 0 | 0 | 0 | 0 | 0
[8 empty] | Land-Based Wind - Class 3 - Technology 1 | Advanced | 0 | 0 | 0 | 0 | 0 | 0 | 0 | 0 | 0 | 0 | 0 | 0 | 0 | 0 | 0 | 0 | 0 | 0 | 0 | 0 | 0 | 0 | 0 | 0 | 0 | 0 | 0 | 0 | 0 | 0
[8 empty] | Land-Based Wind - Class 3 - Technology 1 | Moderate | 0 | 0 | 0 | 0 | 0 | 0 | 0 | 0 | 0 | 0 | 0 | 0 | 0 | 0 | 0 | 0 | 0 | 0 | 0 | 0 | 0 | 0 | 0 | 0 | 0 | 0 | 0 | 0 | 0 | 0
[8 empty] | Land-Based Wind - Class 3 - Technology 1 | Conservative | 0 | 0 | 0 | 0 | 0 | 0 | 0 | 0 | 0 | 0 | 0 | 0 | 0 | 0 | 0 | 0 | 0 | 0 | 0 | 0 | 0 | 0 | 0 | 0 | 0 | 0 | 0 | 0 | 0 | 0
[8 empty] | Land-Based Wind - Class 4 - Technology 1 | Advanced | 0 | 0 | 0 | 0 | 0 | 0 | 0 | 0 | 0 | 0 | 0 | 0 | 0 | 0 | 0 | 0 | 0 | 0 | 0 | 0 | 0 | 0 | 0 | 0 | 0 | 0 | 0 | 0 | 0 | 0
[8 empty] | Land-Based Wind - Class 4 - Technology 1 | Moderate | 0 | 0 | 0 | 0 | 0 | 0 | 0 | 0 | 0 | 0 | 0 | 0 | 0 | 0 | 0 | 0 | 0 | 0 | 0 | 0 | 0 | 0 | 0 | 0 | 0 | 0 | 0 | 0 | 0 | 0
[8 empty] | Land-Based Wind - Class 4 - Technology 1 | Conservative | 0 | 0 | 0 | 0 | 0 | 0 | 0 | 0 | 0 | 0 | 0 | 0 | 0 | 0 | 0 | 0 | 0 | 0 | 0 | 0 | 0 | 0 | 0 | 0 | 0 | 0 | 0 | 0 | 0 | 0
[8 empty] | Land-Based Wind - Class 5 - Technology 1 | Advanced | 0 | 0 | 0 | 0 | 0 | 0 | 0 | 0 | 0 | 0 | 0 | 0 | 0 | 0 | 0 | 0 | 0 | 0 | 0 | 0 | 0 | 0 | 0 | 0 | 0 | 0 | 0 | 0 | 0 | 0
[8 empty] | Land-Based Wind - Class 5 - Technology 1 | Moderate | 0 | 0 | 0 | 0 | 0 | 0 | 0 | 0 | 0 | 0 | 0 | 0 | 0 | 0 | 0 | 0 | 0 | 0 | 0 | 0 | 0 | 0 | 0 | 0 | 0 | 0 | 0 | 0 | 0 | 0
[8 empty] | Land-Based Wind - Class 5 - Technology 1 | Conservative | 0 | 0 | 0 | 0 | 0 | 0 | 0 | 0 | 0 | 0 | 0 | 0 | 0 | 0 | 0 | 0 | 0 | 0 | 0 | 0 | 0 | 0 | 0 | 0 | 0 | 0 | 0 | 0 | 0 | 0
[8 empty] | Land-Based Wind - Class 6 - Technology 1 | Advanced | 0 | 0 | 0 | 0 | 0 | 0 | 0 | 0 | 0 | 0 | 0 | 0 | 0 | 0 | 0 | 0 | 0 | 0 | 0 | 0 | 0 | 0 | 0 | 0 | 0 | 0 | 0 | 0 | 0 | 0
[8 empty] | Land-Based Wind - Class 6 - Technology 1 | Moderate | 0 | 0 | 0 | 0 | 0 | 0 | 0 | 0 | 0 | 0 | 0 | 0 | 0 | 0 | 0 | 0 | 0 | 0 | 0 | 0 | 0 | 0 | 0 | 0 | 0 | 0 | 0 | 0 | 0 | 0
[8 empty] | Land-Based Wind - Class 6 - Technology 1 | Conservative | 0 | 0 | 0 | 0 | 0 | 0 | 0 | 0 | 0 | 0 | 0 | 0 | 0 | 0 | 0 | 0 | 0 | 0 | 0 | 0 | 0 | 0 | 0 | 0 | 0 | 0 | 0 | 0 | 0 | 0
[8 empty] | Land-Based Wind - Class 7 - Technology 1 | Advanced | 0 | 0 | 0 | 0 | 0 | 0 | 0 | 0 | 0 | 0 | 0 | 0 | 0 | 0 | 0 | 0 | 0 | 0 | 0 | 0 | 0 | 0 | 0 | 0 | 0 | 0 | 0 | 0 | 0 | 0
[8 empty] | Land-Based Wind - Class 7 - Technology 1 | Moderate | 0 | 0 | 0 | 0 | 0 | 0 | 0 | 0 | 0 | 0 | 0 | 0 | 0 | 0 | 0 | 0 | 0 | 0 | 0 | 0 | 0 | 0 | 0 | 0 | 0 | 0 | 0 | 0 | 0 | 0
[8 empty] | Land-Based Wind - Class 7 - Technology 1 | Conservative | 0 | 0 | 0 | 0 | 0 | 0 | 0 | 0 | 0 | 0 | 0 | 0 | 0 | 0 | 0 | 0 | 0 | 0 | 0 | 0 | 0 | 0 | 0 | 0 | 0 | 0 | 0 | 0 | 0 | 0
[8 empty] | Land-Based Wind - Class 8 - Technology 2 | Advanced | 0 | 0 | 0 | 0 | 0 | 0 | 0 | 0 | 0 | 0 | 0 | 0 | 0 | 0 | 0 | 0 | 0 | 0 | 0 | 0 | 0 | 0 | 0 | 0 | 0 | 0 | 0 | 0 | 0 | 0
[8 empty] | Land-Based Wind - Class 8 - Technology 2 | Moderate | 0 | 0 | 0 | 0 | 0 | 0 | 0 | 0 | 0 | 0 | 0 | 0 | 0 | 0 | 0 | 0 | 0 | 0 | 0 | 0 | 0 | 0 | 0 | 0 | 0 | 0 | 0 | 0 | 0 | 0
[8 empty] | Land-Based Wind - Class 8 - Technology 2 | Conservative | 0 | 0 | 0 | 0 | 0 | 0 | 0 | 0 | 0 | 0 | 0 | 0 | 0 | 0 | 0 | 0 | 0 | 0 | 0 | 0 | 0 | 0 | 0 | 0 | 0 | 0 | 0 | 0 | 0 | 0
[8 empty] | Land-Based Wind - Class 9 - Technology 3 | Advanced | 0 | 0 | 0 | 0 | 0 | 0 | 0 | 0 | 0 | 0 | 0 | 0 | 0 | 0 | 0 | 0 | 0 | 0 | 0 | 0 | 0 | 0 | 0 | 0 | 0 | 0 | 0 | 0 | 0 | 0
[8 empty] | Land-Based Wind - Class 9 - Technology 3 | Moderate | 0 | 0 | 0 | 0 | 0 | 0 | 0 | 0 | 0 | 0 | 0 | 0 | 0 | 0 | 0 | 0 | 0 | 0 | 0 | 0 | 0 | 0 | 0 | 0 | 0 | 0 | 0 | 0 | 0 | 0
[8 empty] | Land-Based Wind - Class 9 - Technology 3 | Conservative | 0 | 0 | 0 | 0 | 0 | 0 | 0 | 0 | 0 | 0 | 0 | 0 | 0 | 0 | 0 | 0 | 0 | 0 | 0 | 0 | 0 | 0 | 0 | 0 | 0 | 0 | 0 | 0 | 0 | 0
[8 empty] | Land-Based Wind - Class 10 - Technology 4 | Advanced | 0 | 0 | 0 | 0 | 0 | 0 | 0 | 0 | 0 | 0 | 0 | 0 | 0 | 0 | 0 | 0 | 0 | 0 | 0 | 0 | 0 | 0 | 0 | 0 | 0 | 0 | 0 | 0 | 0 | 0
[8 empty] | Land-Based Wind - Class 10 - Technology 4 | Moderate | 0 | 0 | 0 | 0 | 0 | 0 | 0 | 0 | 0 | 0 | 0 | 0 | 0 | 0 | 0 | 0 | 0 | 0 | 0 | 0 | 0 | 0 | 0 | 0 | 0 | 0 | 0 | 0 | 0 | 0
[8 empty] | Land-Based Wind - Class 10 - Technology 4 | Conservative | 0 | 0 | 0 | 0 | 0 | 0 | 0 | 0 | 0 | 0 | 0 | 0 | 0 | 0 | 0 | 0 | 0 | 0 | 0 | 0 | 0 | 0 | 0 | 0 | 0 | 0 | 0 | 0 | 0 | 0
[10 empty] | 2021 | 2022 | 2023 | 2024 | 2025 | 2026 | 2027 | 2028 | 2029 | 2030 | 2031 | 2032 | 2033 | 2034 | 2035 | 2036 | 2037 | 2038 | 2039 | 2040 | 2041 | 2042 | 2043 | 2044 | 2045 | 2046 | 2047 | 2048 | 2049 | 2050
[5 empty] | LCOE |  | Levelized Cost of Energy ($/MWh) | Land-Based Wind - Class 1 - Technology 1 | Advanced | 25.9258 | 27.713 | 25.8004 | 23.1323 | 22.2507 | 21.3926 | 20.5572 | 19.7435 | 18.951 | 18.1789 | 17.9298 | 17.6811 | 17.4327 | 17.1849 | 16.9374 | 16.6903 | 16.4437 | 16.1975 | 15.9517 | 15.7063 | 15.4614 | 15.2168 | 14.9727 | 14.729 | 14.4857 | 14.2428 | 14.0003 | 13.7582 | 13.5166 | 13.2753
[8 empty] | Land-Based Wind - Class 1 - Technology 1 | Moderate | 25.9258 | 28.0943 | 26.5234 | 24.1289 | 23.5478 | 22.9752 | 22.4111 | 21.8552 | 21.3074 | 20.7674 | 20.5636 | 20.3602 | 20.1571 | 19.9543 | 19.7518 | 19.5497 | 19.3478 | 19.1464 | 18.9452 | 18.7443 | 18.5438 | 18.3436 | 18.1437 | 17.9442 | 17.7449 | 17.546 | 17.3474 | 17.1491 | 16.9511 | 16.7535
[8 empty] | Land-Based Wind - Class 1 - Technology 1 | Conservative | 25.9258 | 28.5336 | 27.3618 | 25.2824 | 25.0691 | 24.8564 | 24.6442 | 24.4327 | 24.2217 | 24.0113 | 23.8407 | 23.6705 | 23.5007 | 23.3314 | 23.1624 | 22.9939 | 22.8258 | 22.6581 | 22.4907 | 22.3238 | 22.1573 | 21.9912 | 21.8255 | 21.6602 | 21.4953 | 21.3307 | 21.1666 | 21.0029 | 20.8395 | 20.6766
[8 empty] | Land-Based Wind - Class 2 - Technology 1 | Advanced | 27.6332 | 29.5311 | 27.4866 | 24.6383 | 23.6939 | 22.7749 | 21.8804 | 21.0097 | 20.1618 | 19.3361 | 19.073 | 18.8104 | 18.5481 | 18.2863 | 18.0248 | 17.7638 | 17.5031 | 17.2428 | 16.9829 | 16.7234 | 16.4643 | 16.2056 | 15.9472 | 15.6893 | 15.4317 | 15.1745 | 14.9177 | 14.6613 | 14.4053 | 14.1496
[8 empty] | Land-Based Wind - Class 2 - Technology 1 | Moderate | 27.6332 | 29.9445 | 28.2701 | 25.718 | 25.0986 | 24.4883 | 23.8871 | 23.2946 | 22.7106 | 22.1351 | 21.9179 | 21.7011 | 21.4846 | 21.2684 | 21.0526 | 20.8372 | 20.622 | 20.4073 | 20.1929 | 19.9788 | 19.7651 | 19.5517 | 19.3386 | 19.1259 | 18.9136 | 18.7015 | 18.4899 | 18.2785 | 18.0675 | 17.8568
[8 empty] | Land-Based Wind - Class 2 - Technology 1 | Conservative | 27.6332 | 30.4127 | 29.1638 | 26.9474 | 26.7201 | 26.4934 | 26.2673 | 26.0418 | 25.8169 | 25.5926 | 25.4108 | 25.2294 | 25.0484 | 24.8679 | 24.6879 | 24.5082 | 24.329 | 24.1503 | 23.9719 | 23.794 | 23.6165 | 23.4395 | 23.2629 | 23.0867 | 22.9109 | 22.7355 | 22.5606 | 22.3861 | 22.212 | 22.0383
[8 empty] | Land-Based Wind - Class 3 - Technology 1 | Advanced | 28.2702 | 30.2091 | 28.1152 | 25.1996 | 24.2316 | 23.2897 | 22.3731 | 21.4809 | 20.6123 | 19.7665 | 19.4984 | 19.2306 | 18.9632 | 18.6962 | 18.4296 | 18.1634 | 17.8976 | 17.6321 | 17.367 | 17.1023 | 16.8379 | 16.574 | 16.3104 | 16.0472 | 15.7843 | 15.5219 | 15.2598 | 14.9981 | 14.7367 | 14.4757
[8 empty] | Land-Based Wind - Class 3 - Technology 1 | Moderate | 28.2702 | 30.6347 | 28.9218 | 26.3107 | 25.6771 | 25.0528 | 24.4376 | 23.8315 | 23.2341 | 22.6453 | 22.4231 | 22.2013 | 21.9798 | 21.7586 | 21.5379 | 21.3174 | 21.0974 | 20.8777 | 20.6583 | 20.4393 | 20.2206 | 20.0023 | 19.7844 | 19.5668 | 19.3495 | 19.1326 | 18.916 | 18.6998 | 18.4839 | 18.2684
[8 empty] | Land-Based Wind - Class 3 - Technology 1 | Conservative | 28.2702 | 31.1137 | 29.836 | 27.5686 | 27.336 | 27.104 | 26.8727 | 26.642 | 26.4119 | 26.1825 | 25.9965 | 25.8109 | 25.6258 | 25.4411 | 25.2569 | 25.0731 | 24.8898 | 24.7069 | 24.5245 | 24.3425 | 24.1609 | 23.9798 | 23.7991 | 23.6188 | 23.439 | 23.2596 | 23.0806 | 22.9021 | 22.7239 | 22.5462
[8 empty] | Land-Based Wind - Class 4 - Technology 1 | Advanced | 29.0426 | 31.0312 | 28.8772 | 25.8798 | 24.8831 | 23.9134 | 22.9699 | 22.0517 | 21.1578 | 20.2876 | 20.0133 | 19.7394 | 19.4659 | 19.1927 | 18.9199 | 18.6475 | 18.3754 | 18.1037 | 17.8323 | 17.5613 | 17.2907 | 17.0205 | 16.7506 | 16.481 | 16.2118 | 15.943 | 15.6745 | 15.4064 | 15.1387 | 14.8713
[8 empty] | Land-Based Wind - Class 4 - Technology 1 | Moderate | 29.0426 | 31.4717 | 29.712 | 27.0296 | 26.3786 | 25.7373 | 25.1053 | 24.4826 | 23.8689 | 23.264 | 23.0357 | 22.8078 | 22.5803 | 22.3531 | 22.1263 | 21.8999 | 21.6738 | 21.4481 | 21.2227 | 20.9978 | 20.7731 | 20.5489 | 20.3249 | 20.1014 | 19.8782 | 19.6554 | 19.4329 | 19.2107 | 18.989 | 18.7675
[8 empty] | Land-Based Wind - Class 4 - Technology 1 | Conservative | 29.0426 | 31.9638 | 30.6512 | 28.3218 | 28.0829 | 27.8446 | 27.6069 | 27.3699 | 27.1336 | 26.8979 | 26.7068 | 26.5161 | 26.326 | 26.1362 | 25.947 | 25.7582 | 25.5699 | 25.382 | 25.1945 | 25.0076 | 24.821 | 24.635 | 24.4493 | 24.2641 | 24.0794 | 23.8951 | 23.7112 | 23.5278 | 23.3448 | 23.1623
[8 empty] | Land-Based Wind - Class 5 - Technology 1 | Advanced | 30.0271 | 32.0787 | 29.848 | 26.7462 | 25.7127 | 24.7074 | 23.7295 | 22.7779 | 21.8518 | 20.9503 | 20.6683 | 20.3867 | 20.1054 | 19.8244 | 19.5438 | 19.2635 | 18.9836 | 18.704 | 18.4247 | 18.1458 | 17.8673 | 17.589 | 17.3111 | 17.0336 | 16.7564 | 16.4795 | 16.203 | 15.9268 | 15.6509 | 15.3754
[8 empty] | Land-Based Wind - Class 5 - Technology 1 | Moderate | 30.0271 | 32.5386 | 30.7192 | 27.9459 | 27.2728 | 26.6097 | 25.9564 | 25.3125 | 24.678 | 24.0526 | 23.8166 | 23.581 | 23.3457 | 23.1109 | 22.8764 | 22.6423 | 22.4085 | 22.1752 | 21.9422 | 21.7095 | 21.4773 | 21.2454 | 21.0139 | 20.7828 | 20.552 | 20.3216 | 20.0916 | 19.862 | 19.6327 | 19.4037
[8 empty] | Land-Based Wind - Class 5 - Technology 1 | Conservative | 30.0271 | 33.0473 | 31.6903 | 29.2819 | 29.0348 | 28.7885 | 28.5428 | 28.2977 | 28.0534 | 27.8097 | 27.6121 | 27.415 | 27.2184 | 27.0222 | 26.8265 | 26.6314 | 26.4366 | 26.2424 | 26.0486 | 25.8553 | 25.6624 | 25.47 | 25.2781 | 25.0866 | 24.8956 | 24.7051 | 24.515 | 24.3253 | 24.1362 | 23.9474
[8 empty] | Land-Based Wind - Class 6 - Technology 1 | Advanced | 31.6986 | 33.8565 | 31.4949 | 28.2156 | 27.1192 | 26.0531 | 25.0163 | 24.0078 | 23.0267 | 22.072 | 21.777 | 21.4824 | 21.1882 | 20.8942 | 20.6005 | 20.3071 | 20.014 | 19.7212 | 19.4288 | 19.1366 | 18.8447 | 18.5531 | 18.2619 | 17.9709 | 17.6802 | 17.3898 | 17.0997 | 16.8099 | 16.5204 | 16.2312
[8 empty] | Land-Based Wind - Class 6 - Technology 1 | Moderate | 31.6986 | 34.3499 | 32.4292 | 29.5015 | 28.791 | 28.091 | 27.4013 | 26.7216 | 26.0518 | 25.3915 | 25.1424 | 24.8937 | 24.6453 | 24.3974 | 24.1498 | 23.9027 | 23.6559 | 23.4096 | 23.1636 | 22.918 | 22.6729 | 22.4281 | 22.1837 | 21.9397 | 21.6961 | 21.4529 | 21.21 | 20.9676 | 20.7255 | 20.4839
[8 empty] | Land-Based Wind - Class 6 - Technology 1 | Conservative | 31.6986 | 34.887 | 33.4543 | 30.9119 | 30.6511 | 30.391 | 30.1316 | 29.873 | 29.615 | 29.3577 | 29.1491 | 28.9411 | 28.7335 | 28.5264 | 28.3199 | 28.1138 | 27.9083 | 27.7032 | 27.4986 | 27.2945 | 27.0909 | 26.8878 | 26.6852 | 26.4831 | 26.2815 | 26.0803 | 25.8796 | 25.6794 | 25.4797 | 25.2805
[8 empty] | Land-Based Wind - Class 7 - Technology 1 | Advanced | 34.3629 | 36.6887 | 34.117 | 30.5536 | 29.3557 | 28.1917 | 27.0602 | 25.9603 | 24.8907 | 23.8505 | 23.5356 | 23.2209 | 22.9064 | 22.5922 | 22.2782 | 21.9645 | 21.6509 | 21.3376 | 21.0246 | 20.7117 | 20.3991 | 20.0867 | 19.7745 | 19.4626 | 19.1508 | 18.8393 | 18.528 | 18.217 | 17.9061 | 17.5955
[8 empty] | Land-Based Wind - Class 7 - Technology 1 | Moderate | 34.3629 | 37.237 | 35.1549 | 31.9812 | 31.2109 | 30.4521 | 29.7044 | 28.9676 | 28.2415 | 27.5258 | 27.2557 | 26.986 | 26.7168 | 26.448 | 26.1796 | 25.9117 | 25.6442 | 25.3772 | 25.1105 | 24.8443 | 24.5785 | 24.3132 | 24.0483 | 23.7838 | 23.5197 | 23.256 | 22.9928 | 22.73 | 22.4675 | 22.2056
[8 empty] | Land-Based Wind - Class 7 - Technology 1 | Conservative | 34.3629 | 37.8193 | 36.2662 | 33.5101 | 33.2274 | 32.9454 | 32.6642 | 32.3838 | 32.1042 | 31.8253 | 31.5992 | 31.3736 | 31.1486 | 30.9241 | 30.7002 | 30.4768 | 30.254 | 30.0317 | 29.8099 | 29.5887 | 29.368 | 29.1478 | 28.9282 | 28.7091 | 28.4905 | 28.2724 | 28.0549 | 27.8378 | 27.6213 | 27.4053
[8 empty] | Land-Based Wind - Class 8 - Technology 2 | Advanced | 40.0236 | 42.7103 | 39.4935 | 35.12 | 33.5812 | 32.0873 | 30.6369 | 29.2282 | 27.8599 | 26.5304 | 26.1713 | 25.8126 | 25.4544 | 25.0967 | 24.7395 | 24.3827 | 24.0264 | 23.6706 | 23.3153 | 22.9605 | 22.6061 | 22.2522 | 21.8988 | 21.5458 | 21.1933 | 20.8413 | 20.4897 | 20.1386 | 19.788 | 19.4378
[8 empty] | Land-Based Wind - Class 8 - Technology 2 | Moderate | 40.0236 | 43.3659 | 40.7261 | 36.7964 | 35.7527 | 34.7245 | 33.7114 | 32.7131 | 31.7292 | 30.7594 | 30.4577 | 30.1565 | 29.8558 | 29.5556 | 29.2558 | 28.9566 | 28.6578 | 28.3595 | 28.0617 | 27.7643 | 27.4674 | 27.1711 | 26.8751 | 26.5797 | 26.2847 | 25.9902 | 25.6962 | 25.4026 | 25.1095 | 24.8169
[8 empty] | Land-Based Wind - Class 8 - Technology 2 | Conservative | 40.0236 | 44.1742 | 42.2683 | 38.9162 | 38.5491 | 38.183 | 37.8179 | 37.4537 | 37.0906 | 36.7284 | 36.468 | 36.2082 | 35.949 | 35.6904 | 35.4325 | 35.1752 | 34.9185 | 34.6625 | 34.407 | 34.1522 | 33.898 | 33.6444 | 33.3914 | 33.139 | 32.8872 | 32.636 | 32.3855 | 32.1355 | 31.8861 | 31.6373
[8 empty] | Land-Based Wind - Class 9 - Technology 3 | Advanced | 43.3083 | 46.1946 | 43.2302 | 39.0363 | 37.6944 | 36.3912 | 35.1251 | 33.8949 | 32.6994 | 31.5372 | 31.1117 | 30.6867 | 30.2622 | 29.8383 | 29.415 | 28.9923 | 28.5701 | 28.1485 | 27.7275 | 27.307 | 26.8871 | 26.4677 | 26.0489 | 25.6307 | 25.213 | 24.7959 | 24.3793 | 23.9633 | 23.5478 | 23.1329
[8 empty] | Land-Based Wind - Class 9 - Technology 3 | Moderate | 43.3083 | 46.8989 | 44.572 | 40.9043 | 40.1269 | 39.361 | 38.6063 | 37.8626 | 37.1297 | 36.4073 | 36.0521 | 35.6975 | 35.3435 | 34.99 | 34.6372 | 34.2848 | 33.9331 | 33.5819 | 33.2313 | 32.8812 | 32.5318 | 32.1828 | 31.8344 | 31.4866 | 31.1394 | 30.7926 | 30.4465 | 30.1009 | 29.7558 | 29.4113
[8 empty] | Land-Based Wind - Class 9 - Technology 3 | Conservative | 43.3083 | 47.4876 | 45.6971 | 42.4564 | 42.174 | 41.8923 | 41.6114 | 41.3313 | 41.0519 | 40.7733 | 40.4828 | 40.1931 | 39.9041 | 39.6157 | 39.3281 | 39.0412 | 38.7549 | 38.4694 | 38.1845 | 37.9003 | 37.6168 | 37.334 | 37.0519 | 36.7704 | 36.4897 | 36.2095 | 35.9301 | 35.6513 | 35.3732 | 35.0958
[8 empty] | Land-Based Wind - Class 10 - Technology 4 | Advanced | 66.0384 | 70.482 | 64.7552 | 57.1047 | 54.3169 | 51.6179 | 49.0045 | 46.4733 | 44.0213 | 41.6454 | 41.0803 | 40.516 | 39.9525 | 39.3897 | 38.8276 | 38.2664 | 37.7058 | 37.146 | 36.587 | 36.0287 | 35.4712 | 34.9144 | 34.3583 | 33.803 | 33.2484 | 32.6946 | 32.1415 | 31.5891 | 31.0375 | 30.4866
[8 empty] | Land-Based Wind - Class 10 - Technology 4 | Moderate | 66.0384 | 71.7649 | 67.1585 | 60.3578 | 58.5207 | 56.7108 | 54.9275 | 53.1701 | 51.4382 | 49.7312 | 49.2445 | 48.7587 | 48.2736 | 47.7893 | 47.3057 | 46.823 | 46.341 | 45.8598 | 45.3793 | 44.8997 | 44.4208 | 43.9427 | 43.4653 | 42.9887 | 42.5128 | 42.0378 | 41.5634 | 41.0899 | 40.6171 | 40.145
[8 empty] | Land-Based Wind - Class 10 - Technology 4 | Conservative | 66.0384 | 73.1689 | 69.829 | 64.0034 | 63.3287 | 62.6559 | 61.9849 | 61.3157 | 60.6484 | 59.9829 | 59.5586 | 59.1354 | 58.7132 | 58.292 | 57.8719 | 57.4527 | 57.0346 | 56.6175 | 56.2014 | 55.7863 | 55.3722 | 54.9591 | 54.547 | 54.1359 | 53.7258 | 53.3166 | 52.9084 | 52.5012 | 52.095 | 51.6897
[10 empty] | 2021 | 2022 | 2023 | 2024 | 2025 | 2026 | 2027 | 2028 | 2029 | 2030 | 2031 | 2032 | 2033 | 2034 | 2035 | 2036 | 2037 | 2038 | 2039 | 2040 | 2041 | 2042 | 2043 | 2044 | 2045 | 2046 | 2047 | 2048 | 2049 | 2050
[5 empty] | Additional Factors |  | Tax Credit | 10 year CRF | Advanced | 12.31% | 12.31% | 12.31% | 12.31% | 12.31% | 12.31% | 12.31% | 12.31% | 12.31% | 12.31% | 12.31% | 12.31% | 12.31% | 12.31% | 12.31% | 12.31% | 12.31% | 12.31% | 12.31% | 12.31% | 12.31% | 12.31% | 12.31% | 12.31% | 12.31% | 12.31% | 12.31% | 12.31% | 12.31% | 12.31%
[8 empty] | 10 year CRF | Moderate | 12.31% | 12.31% | 12.31% | 12.31% | 12.31% | 12.31% | 12.31% | 12.31% | 12.31% | 12.31% | 12.31% | 12.31% | 12.31% | 12.31% | 12.31% | 12.31% | 12.31% | 12.31% | 12.31% | 12.31% | 12.31% | 12.31% | 12.31% | 12.31% | 12.31% | 12.31% | 12.31% | 12.31% | 12.31% | 12.31%
[8 empty] | 10 year CRF | Conservative | 12.31% | 12.31% | 12.31% | 12.31% | 12.31% | 12.31% | 12.31% | 12.31% | 12.31% | 12.31% | 12.31% | 12.31% | 12.31% | 12.31% | 12.31% | 12.31% | 12.31% | 12.31% | 12.31% | 12.31% | 12.31% | 12.31% | 12.31% | 12.31% | 12.31% | 12.31% | 12.31% | 12.31% | 12.31% | 12.31%
[8 empty] | ITC Schedule | * | bar: 2021 to 2050
[8 empty] | PTC | Advanced | 0 | 0 | 0 | 0 | 0 | 0 | 0 | 0 | 0 | 0 | 0 | 0 | 0 | 0 | 0 | 0 | 0 | 0 | 0 | 0 | 0 | 0 | 0 | 0 | 0 | 0 | 0 | 0 | 0 | 0
[8 empty] | PTC | Moderate | 0 | 0 | 0 | 0 | 0 | 0 | 0 | 0 | 0 | 0 | 0 | 0 | 0 | 0 | 0 | 0 | 0 | 0 | 0 | 0 | 0 | 0 | 0 | 0 | 0 | 0 | 0 | 0 | 0 | 0
[8 empty] | PTC | Conservative | 0 | 0 | 0 | 0 | 0 | 0 | 0 | 0 | 0 | 0 | 0 | 0 | 0 | 0 | 0 | 0 | 0 | 0 | 0 | 0 | 0 | 0 | 0 | 0 | 0 | 0 | 0 | 0 | 0 | 0
[8 empty] | PVD | Advanced | 0.8406 | 0.8406 | 0.8406 | 0.8406 | 0.8406 | 0.8406 | 0.8406 | 0.8406 | 0.8406 | 0.8406 | 0.8406 | 0.8406 | 0.8406 | 0.8406 | 0.8406 | 0.8406 | 0.8406 | 0.8406 | 0.8406 | 0.8406 | 0.8406 | 0.8406 | 0.8406 | 0.8406 | 0.8406 | 0.8406 | 0.8406 | 0.8406 | 0.8406 | 0.8406
[8 empty] | PVD | Moderate | 0.8406 | 0.8406 | 0.8406 | 0.8406 | 0.8406 | 0.8406 | 0.8406 | 0.8406 | 0.8406 | 0.8406 | 0.8406 | 0.8406 | 0.8406 | 0.8406 | 0.8406 | 0.8406 | 0.8406 | 0.8406 | 0.8406 | 0.8406 | 0.8406 | 0.8406 | 0.8406 | 0.8406 | 0.8406 | 0.8406 | 0.8406 | 0.8406 | 0.8406 | 0.8406
[8 empty] | PVD | Conservative | 0.8406 | 0.8406 | 0.8406 | 0.8406 | 0.8406 | 0.8406 | 0.8406 | 0.8406 | 0.8406 | 0.8406 | 0.8406 | 0.8406 | 0.8406 | 0.8406 | 0.8406 | 0.8406 | 0.8406 | 0.8406 | 0.8406 | 0.8406 | 0.8406 | 0.8406 | 0.8406 | 0.8406 | 0.8406 | 0.8406 | 0.8406 | 0.8406 | 0.8406 | 0.8406
[8 empty] | PFF | Advanced | 1.0552 | 1.0552 | 1.0552 | 1.0552 | 1.0552 | 1.0552 | 1.0552 | 1.0552 | 1.0552 | 1.0552 | 1.0552 | 1.0552 | 1.0552 | 1.0552 | 1.0552 | 1.0552 | 1.0552 | 1.0552 | 1.0552 | 1.0552 | 1.0552 | 1.0552 | 1.0552 | 1.0552 | 1.0552 | 1.0552 | 1.0552 | 1.0552 | 1.0552 | 1.0552
[8 empty] | PFF | Moderate | 1.0552 | 1.0552 | 1.0552 | 1.0552 | 1.0552 | 1.0552 | 1.0552 | 1.0552 | 1.0552 | 1.0552 | 1.0552 | 1.0552 | 1.0552 | 1.0552 | 1.0552 | 1.0552 | 1.0552 | 1.0552 | 1.0552 | 1.0552 | 1.0552 | 1.0552 | 1.0552 | 1.0552 | 1.0552 | 1.0552 | 1.0552 | 1.0552 | 1.0552 | 1.0552
[8 empty] | PFF | Conservative | 1.0552 | 1.0552 | 1.0552 | 1.0552 | 1.0552 | 1.0552 | 1.0552 | 1.0552 | 1.0552 | 1.0552 | 1.0552 | 1.0552 | 1.0552 | 1.0552 | 1.0552 | 1.0552 | 1.0552 | 1.0552 | 1.0552 | 1.0552 | 1.0552 | 1.0552 | 1.0552 | 1.0552 | 1.0552 | 1.0552 | 1.0552 | 1.0552 | 1.0552 | 1.0552
[6 empty] | MACRS | Depreciation Factor | Year (Advanced) |  | 2021 | 2022 | 2023 | 2024 | 2025 | 2026 | 2027 | 2028 | 2029 | 2030 | 2031 | 2032 | 2033 | 2034 | 2035 | 2036 | 2037 | 2038 | 2039 | 2040 | 2041 | 2042 | 2043 | 2044 | 2045 | 2046 | 2047 | 2048 | 2049 | 2050
[6 empty] | 0.2 |  | 1 |  | 0.93839 | 0.93839 | 0.93839 | 0.93839 | 0.93839 | 0.93839 | 0.93839 | 0.93839 | 0.93839 | 0.93839 | 0.93839 | 0.93839 | 0.93839 | 0.93839 | 0.93839 | 0.93839 | 0.93839 | 0.93839 | 0.93839 | 0.93839 | 0.93839 | 0.93839 | 0.93839 | 0.93839 | 0.93839 | 0.93839 | 0.93839 | 0.93839 | 0.93839 | 0.93839
[6 empty] | 0.32 |  | 2 |  | 0.88058 | 0.88058 | 0.88058 | 0.88058 | 0.88058 | 0.88058 | 0.88058 | 0.88058 | 0.88058 | 0.88058 | 0.88058 | 0.88058 | 0.88058 | 0.88058 | 0.88058 | 0.88058 | 0.88058 | 0.88058 | 0.88058 | 0.88058 | 0.88058 | 0.88058 | 0.88058 | 0.88058 | 0.88058 | 0.88058 | 0.88058 | 0.88058 | 0.88058 | 0.88058
[6 empty] | 0.192 |  | 3 |  | 0.82633 | 0.82633 | 0.82633 | 0.82633 | 0.82633 | 0.82633 | 0.82633 | 0.82633 | 0.82633 | 0.82633 | 0.82633 | 0.82633 | 0.82633 | 0.82633 | 0.82633 | 0.82633 | 0.82633 | 0.82633 | 0.82633 | 0.82633 | 0.82633 | 0.82633 | 0.82633 | 0.82633 | 0.82633 | 0.82633 | 0.82633 | 0.82633 | 0.82633 | 0.82633
[6 empty] | 0.1152 |  | 4 |  | 0.77542 | 0.77542 | 0.77542 | 0.77542 | 0.77542 | 0.77542 | 0.77542 | 0.77542 | 0.77542 | 0.77542 | 0.77542 | 0.77542 | 0.77542 | 0.77542 | 0.77542 | 0.77542 | 0.77542 | 0.77542 | 0.77542 | 0.77542 | 0.77542 | 0.77542 | 0.77542 | 0.77542 | 0.77542 | 0.77542 | 0.77542 | 0.77542 | 0.77542 | 0.77542
[6 empty] | 0.1152 |  | 5 |  | 0.72765 | 0.72765 | 0.72765 | 0.72765 | 0.72765 | 0.72765 | 0.72765 | 0.72765 | 0.72765 | 0.72765 | 0.72765 | 0.72765 | 0.72765 | 0.72765 | 0.72765 | 0.72765 | 0.72765 | 0.72765 | 0.72765 | 0.72765 | 0.72765 | 0.72765 | 0.72765 | 0.72765 | 0.72765 | 0.72765 | 0.72765 | 0.72765 | 0.72765 | 0.72765
[6 empty] | 0.0576 |  | 6 |  | 0.68282 | 0.68282 | 0.68282 | 0.68282 | 0.68282 | 0.68282 | 0.68282 | 0.68282 | 0.68282 | 0.68282 | 0.68282 | 0.68282 | 0.68282 | 0.68282 | 0.68282 | 0.68282 | 0.68282 | 0.68282 | 0.68282 | 0.68282 | 0.68282 | 0.68282 | 0.68282 | 0.68282 | 0.68282 | 0.68282 | 0.68282 | 0.68282 | 0.68282 | 0.68282
[8 empty] | Year (Moderate) |  | 2021 | 2022 | 2023 | 2024 | 2025 | 2026 | 2027 | 2028 | 2029 | 2030 | 2031 | 2032 | 2033 | 2034 | 2035 | 2036 | 2037 | 2038 | 2039 | 2040 | 2041 | 2042 | 2043 | 2044 | 2045 | 2046 | 2047 | 2048 | 2049 | 2050
[8 empty] | 1 |  | 0.93839 | 0.93839 | 0.93839 | 0.93839 | 0.93839 | 0.93839 | 0.93839 | 0.93839 | 0.93839 | 0.93839 | 0.93839 | 0.93839 | 0.93839 | 0.93839 | 0.93839 | 0.93839 | 0.93839 | 0.93839 | 0.93839 | 0.93839 | 0.93839 | 0.93839 | 0.93839 | 0.93839 | 0.93839 | 0.93839 | 0.93839 | 0.93839 | 0.93839 | 0.93839
[8 empty] | 2 |  | 0.88058 | 0.88058 | 0.88058 | 0.88058 | 0.88058 | 0.88058 | 0.88058 | 0.88058 | 0.88058 | 0.88058 | 0.88058 | 0.88058 | 0.88058 | 0.88058 | 0.88058 | 0.88058 | 0.88058 | 0.88058 | 0.88058 | 0.88058 | 0.88058 | 0.88058 | 0.88058 | 0.88058 | 0.88058 | 0.88058 | 0.88058 | 0.88058 | 0.88058 | 0.88058
[8 empty] | 3 |  | 0.82633 | 0.82633 | 0.82633 | 0.82633 | 0.82633 | 0.82633 | 0.82633 | 0.82633 | 0.82633 | 0.82633 | 0.82633 | 0.82633 | 0.82633 | 0.82633 | 0.82633 | 0.82633 | 0.82633 | 0.82633 | 0.82633 | 0.82633 | 0.82633 | 0.82633 | 0.82633 | 0.82633 | 0.82633 | 0.82633 | 0.82633 | 0.82633 | 0.82633 | 0.82633
[8 empty] | 4 |  | 0.77542 | 0.77542 | 0.77542 | 0.77542 | 0.77542 | 0.77542 | 0.77542 | 0.77542 | 0.77542 | 0.77542 | 0.77542 | 0.77542 | 0.77542 | 0.77542 | 0.77542 | 0.77542 | 0.77542 | 0.77542 | 0.77542 | 0.77542 | 0.77542 | 0.77542 | 0.77542 | 0.77542 | 0.77542 | 0.77542 | 0.77542 | 0.77542 | 0.77542 | 0.77542
[8 empty] | 5 |  | 0.72765 | 0.72765 | 0.72765 | 0.72765 | 0.72765 | 0.72765 | 0.72765 | 0.72765 | 0.72765 | 0.72765 | 0.72765 | 0.72765 | 0.72765 | 0.72765 | 0.72765 | 0.72765 | 0.72765 | 0.72765 | 0.72765 | 0.72765 | 0.72765 | 0.72765 | 0.72765 | 0.72765 | 0.72765 | 0.72765 | 0.72765 | 0.72765 | 0.72765 | 0.72765
[8 empty] | 6 |  | 0.68282 | 0.68282 | 0.68282 | 0.68282 | 0.68282 | 0.68282 | 0.68282 | 0.68282 | 0.68282 | 0.68282 | 0.68282 | 0.68282 | 0.68282 | 0.68282 | 0.68282 | 0.68282 | 0.68282 | 0.68282 | 0.68282 | 0.68282 | 0.68282 | 0.68282 | 0.68282 | 0.68282 | 0.68282 | 0.68282 | 0.68282 | 0.68282 | 0.68282 | 0.68282
[8 empty] | Year (Conservative) |  | 2021 | 2022 | 2023 | 2024 | 2025 | 2026 | 2027 | 2028 | 2029 | 2030 | 2031 | 2032 | 2033 | 2034 | 2035 | 2036 | 2037 | 2038 | 2039 | 2040 | 2041 | 2042 | 2043 | 2044 | 2045 | 2046 | 2047 | 2048 | 2049 | 2050
[8 empty] | 1 |  | 0.93839 | 0.93839 | 0.93839 | 0.93839 | 0.93839 | 0.93839 | 0.93839 | 0.93839 | 0.93839 | 0.93839 | 0.93839 | 0.93839 | 0.93839 | 0.93839 | 0.93839 | 0.93839 | 0.93839 | 0.93839 | 0.93839 | 0.93839 | 0.93839 | 0.93839 | 0.93839 | 0.93839 | 0.93839 | 0.93839 | 0.93839 | 0.93839 | 0.93839 | 0.93839
[8 empty] | 2 |  | 0.88058 | 0.88058 | 0.88058 | 0.88058 | 0.88058 | 0.88058 | 0.88058 | 0.88058 | 0.88058 | 0.88058 | 0.88058 | 0.88058 | 0.88058 | 0.88058 | 0.88058 | 0.88058 | 0.88058 | 0.88058 | 0.88058 | 0.88058 | 0.88058 | 0.88058 | 0.88058 | 0.88058 | 0.88058 | 0.88058 | 0.88058 | 0.88058 | 0.88058 | 0.88058
[8 empty] | 3 |  | 0.82633 | 0.82633 | 0.82633 | 0.82633 | 0.82633 | 0.82633 | 0.82633 | 0.82633 | 0.82633 | 0.82633 | 0.82633 | 0.82633 | 0.82633 | 0.82633 | 0.82633 | 0.82633 | 0.82633 | 0.82633 | 0.82633 | 0.82633 | 0.82633 | 0.82633 | 0.82633 | 0.82633 | 0.82633 | 0.82633 | 0.82633 | 0.82633 | 0.82633 | 0.82633
[8 empty] | 4 |  | 0.77542 | 0.77542 | 0.77542 | 0.77542 | 0.77542 | 0.77542 | 0.77542 | 0.77542 | 0.77542 | 0.77542 | 0.77542 | 0.77542 | 0.77542 | 0.77542 | 0.77542 | 0.77542 | 0.77542 | 0.77542 | 0.77542 | 0.77542 | 0.77542 | 0.77542 | 0.77542 | 0.77542 | 0.77542 | 0.77542 | 0.77542 | 0.77542 | 0.77542 | 0.77542
[8 empty] | 5 |  | 0.72765 | 0.72765 | 0.72765 | 0.72765 | 0.72765 | 0.72765 | 0.72765 | 0.72765 | 0.72765 | 0.72765 | 0.72765 | 0.72765 | 0.72765 | 0.72765 | 0.72765 | 0.72765 | 0.72765 | 0.72765 | 0.72765 | 0.72765 | 0.72765 | 0.72765 | 0.72765 | 0.72765 | 0.72765 | 0.72765 | 0.72765 | 0.72765 | 0.72765 | 0.72765
[8 empty] | 6 |  | 0.68282 | 0.68282 | 0.68282 | 0.68282 | 0.68282 | 0.68282 | 0.68282 | 0.68282 | 0.68282 | 0.68282 | 0.68282 | 0.68282 | 0.68282 | 0.68282 | 0.68282 | 0.68282 | 0.68282 | 0.68282 | 0.68282 | 0.68282 | 0.68282 | 0.68282 | 0.68282 | 0.68282 | 0.68282 | 0.68282 | 0.68282 | 0.68282 | 0.68282 | 0.68282
[10 empty] | 2021 | 2022 | 2023 | 2024 | 2025 | 2026 | 2027 | 2028 | 2029 | 2030 | 2031 | 2032 | 2033 | 2034 | 2035 | 2036 | 2037 | 2038 | 2039 | 2040 | 2041 | 2042 | 2043 | 2044 | 2045 | 2046 | 2047 | 2048 | 2049 | 2050
[7 empty] | Construction Finance Factor | CFF | Advanced | 1.0616 | 1.0616 | 1.0616 | 1.0616 | 1.0616 | 1.0616 | 1.0616 | 1.0616 | 1.0616 | 1.0616 | 1.0616 | 1.0616 | 1.0616 | 1.0616 | 1.0616 | 1.0616 | 1.0616 | 1.0616 | 1.0616 | 1.0616 | 1.0616 | 1.0616 | 1.0616 | 1.0616 | 1.0616 | 1.0616 | 1.0616 | 1.0616 | 1.0616 | 1.0616
[8 empty] | CFF | Moderate | 1.0616 | 1.0616 | 1.0616 | 1.0616 | 1.0616 | 1.0616 | 1.0616 | 1.0616 | 1.0616 | 1.0616 | 1.0616 | 1.0616 | 1.0616 | 1.0616 | 1.0616 | 1.0616 | 1.0616 | 1.0616 | 1.0616 | 1.0616 | 1.0616 | 1.0616 | 1.0616 | 1.0616 | 1.0616 | 1.0616 | 1.0616 | 1.0616 | 1.0616 | 1.0616
[8 empty] | CFF | Conservative | 1.0616 | 1.0616 | 1.0616 | 1.0616 | 1.0616 | 1.0616 | 1.0616 | 1.0616 | 1.0616 | 1.0616 | 1.0616 | 1.0616 | 1.0616 | 1.0616 | 1.0616 | 1.0616 | 1.0616 | 1.0616 | 1.0616 | 1.0616 | 1.0616 | 1.0616 | 1.0616 | 1.0616 | 1.0616 | 1.0616 | 1.0616 | 1.0616 | 1.0616 | 1.0616
[8 empty] | Accumulated Interest - Year 1 | * | 1.032 | 1.032 | 1.032 | 1.032 | 1.032 | 1.032 | 1.032 | 1.032 | 1.032 | 1.032 | 1.032 | 1.032 | 1.032 | 1.032 | 1.032 | 1.032 | 1.032 | 1.032 | 1.032 | 1.032 | 1.032 | 1.032 | 1.032 | 1.032 | 1.032 | 1.032 | 1.032 | 1.032 | 1.032 | 1.032
[8 empty] | Accumulated Interest - Year 2 | * | 1.0991 | 1.0991 | 1.0991 | 1.0991 | 1.0991 | 1.0991 | 1.0991 | 1.0991 | 1.0991 | 1.0991 | 1.0991 | 1.0991 | 1.0991 | 1.0991 | 1.0991 | 1.0991 | 1.0991 | 1.0991 | 1.0991 | 1.0991 | 1.0991 | 1.0991 | 1.0991 | 1.0991 | 1.0991 | 1.0991 | 1.0991 | 1.0991 | 1.0991 | 1.0991
[8 empty] | Accumulated Interest - Year 3 | * | 1.1705 | 1.1705 | 1.1705 | 1.1705 | 1.1705 | 1.1705 | 1.1705 | 1.1705 | 1.1705 | 1.1705 | 1.1705 | 1.1705 | 1.1705 | 1.1705 | 1.1705 | 1.1705 | 1.1705 | 1.1705 | 1.1705 | 1.1705 | 1.1705 | 1.1705 | 1.1705 | 1.1705 | 1.1705 | 1.1705 | 1.1705 | 1.1705 | 1.1705 | 1.1705
[8 empty] | Accumulated Equity Cost - Year 1 | Advanced | 1.0583 | 1.0583 | 1.0583 | 1.0583 | 1.0583 | 1.0583 | 1.0583 | 1.0583 | 1.0583 | 1.0583 | 1.0583 | 1.0583 | 1.0583 | 1.0583 | 1.0583 | 1.0583 | 1.0583 | 1.0583 | 1.0583 | 1.0583 | 1.0583 | 1.0583 | 1.0583 | 1.0583 | 1.0583 | 1.0583 | 1.0583 | 1.0583 | 1.0583 | 1.0583
[8 empty] | Accumulated Equity Cost - Year 2 | Advanced | 1.1853 | 1.1853 | 1.1853 | 1.1853 | 1.1853 | 1.1853 | 1.1853 | 1.1853 | 1.1853 | 1.1853 | 1.1853 | 1.1853 | 1.1853 | 1.1853 | 1.1853 | 1.1853 | 1.1853 | 1.1853 | 1.1853 | 1.1853 | 1.1853 | 1.1853 | 1.1853 | 1.1853 | 1.1853 | 1.1853 | 1.1853 | 1.1853 | 1.1853 | 1.1853
[8 empty] | Accumulated Equity Cost - Year 3 | Advanced | 1.3275 | 1.3275 | 1.3275 | 1.3275 | 1.3275 | 1.3275 | 1.3275 | 1.3275 | 1.3275 | 1.3275 | 1.3275 | 1.3275 | 1.3275 | 1.3275 | 1.3275 | 1.3275 | 1.3275 | 1.3275 | 1.3275 | 1.3275 | 1.3275 | 1.3275 | 1.3275 | 1.3275 | 1.3275 | 1.3275 | 1.3275 | 1.3275 | 1.3275 | 1.3275
[8 empty] | Accumulated Equity Cost - Year 1 | Moderate | 1.0583 | 1.0583 | 1.0583 | 1.0583 | 1.0583 | 1.0583 | 1.0583 | 1.0583 | 1.0583 | 1.0583 | 1.0583 | 1.0583 | 1.0583 | 1.0583 | 1.0583 | 1.0583 | 1.0583 | 1.0583 | 1.0583 | 1.0583 | 1.0583 | 1.0583 | 1.0583 | 1.0583 | 1.0583 | 1.0583 | 1.0583 | 1.0583 | 1.0583 | 1.0583
[8 empty] | Accumulated Equity Cost - Year 2 | Moderate | 1.1853 | 1.1853 | 1.1853 | 1.1853 | 1.1853 | 1.1853 | 1.1853 | 1.1853 | 1.1853 | 1.1853 | 1.1853 | 1.1853 | 1.1853 | 1.1853 | 1.1853 | 1.1853 | 1.1853 | 1.1853 | 1.1853 | 1.1853 | 1.1853 | 1.1853 | 1.1853 | 1.1853 | 1.1853 | 1.1853 | 1.1853 | 1.1853 | 1.1853 | 1.1853
[8 empty] | Accumulated Equity Cost - Year 3 | Moderate | 1.3275 | 1.3275 | 1.3275 | 1.3275 | 1.3275 | 1.3275 | 1.3275 | 1.3275 | 1.3275 | 1.3275 | 1.3275 | 1.3275 | 1.3275 | 1.3275 | 1.3275 | 1.3275 | 1.3275 | 1.3275 | 1.3275 | 1.3275 | 1.3275 | 1.3275 | 1.3275 | 1.3275 | 1.3275 | 1.3275 | 1.3275 | 1.3275 | 1.3275 | 1.3275
[8 empty] | Accumulated Equity Cost - Year 1 | Conservative | 1.0583 | 1.0583 | 1.0583 | 1.0583 | 1.0583 | 1.0583 | 1.0583 | 1.0583 | 1.0583 | 1.0583 | 1.0583 | 1.0583 | 1.0583 | 1.0583 | 1.0583 | 1.0583 | 1.0583 | 1.0583 | 1.0583 | 1.0583 | 1.0583 | 1.0583 | 1.0583 | 1.0583 | 1.0583 | 1.0583 | 1.0583 | 1.0583 | 1.0583 | 1.0583
[8 empty] | Accumulated Equity Cost - Year 2 | Conservative | 1.1853 | 1.1853 | 1.1853 | 1.1853 | 1.1853 | 1.1853 | 1.1853 | 1.1853 | 1.1853 | 1.1853 | 1.1853 | 1.1853 | 1.1853 | 1.1853 | 1.1853 | 1.1853 | 1.1853 | 1.1853 | 1.1853 | 1.1853 | 1.1853 | 1.1853 | 1.1853 | 1.1853 | 1.1853 | 1.1853 | 1.1853 | 1.1853 | 1.1853 | 1.1853
[8 empty] | Accumulated Equity Cost - Year 3 | Conservative | 1.3275 | 1.3275 | 1.3275 | 1.3275 | 1.3275 | 1.3275 | 1.3275 | 1.3275 | 1.3275 | 1.3275 | 1.3275 | 1.3275 | 1.3275 | 1.3275 | 1.3275 | 1.3275 | 1.3275 | 1.3275 | 1.3275 | 1.3275 | 1.3275 | 1.3275 | 1.3275 | 1.3275 | 1.3275 | 1.3275 | 1.3275 | 1.3275 | 1.3275 | 1.3275
|  | X |  | Data Sources for Default Inputs | bar: 2021 to 2036
[5 empty] | Current Costs: |  |  |  |  | 2022: Citation; 2027: Dollar Year; 2028: Escalation Index
[5 empty] | Wind Speed Classes |  |  |  |  | 2022: Lopez et al., 2021
[5 empty] | Net Capacity Factor (%) |  |  |  |  | 2022: https://sam.nrel.gov/
[5 empty] | Overnight Capital Cost ($/kW) |  |  |  |  | 2022: Stehly et al., 2019;2020;2022
[5 empty] | Fixed Operating Expenses ($/kW-yr) |  |  |  |  | 2022: Stehly et al., 2019;2020;2022
[5 empty] | Variable Operating Expenses ($/MWh) |  |  |  |  | 2022: N/A
[5 empty] | Spur Line Cost ($/kW) |  |  |  |  | 2022: N/A
[5 empty] | Future Projections Costs: |  |  |  |  | 2022: Citation; 2027: Dollar Year; 2028: Escalation Index
[5 empty] | Net Capacity Factor (%) |  |  |  |  | 2022: https://sam.nrel.gov/
[5 empty] | Overnight Capital Cost ($/kW) |  |  |  |  | 2022: NREL 2015 Cost and Scaling Model*;; 2025: Eberle et al., 2019
2021 to 2022 overnight capital cost adjustments (%)
[5 empty] | Fixed Operating Expenses ($/kW-yr) |  |  |  |  | 2022: Wiser et al., 2019
[5 empty] | Variable Operating Expenses ($/MWh) |  |  |  |  | 2022: N/A
[5 empty] | Grid Connection Cost ($/kW) |  |  |  |  | 2022: N/A
[5 empty] | Spur Line Cost ($/kW) |  |  |  |  | 2022: N/A
*NREL's 2015 Cost and Scaling Model is used as an internal reference and is not publicly available.

## Offshore Wind
Offshore Wind | [9 empty] | https://atb.nrel.gov/electricity/2023/offshore_wind
Inputs
Calculated
Input from other tab
| X |  |  | Assumptions
[5 empty] | Technology |  | Base Year: |  |  | 2021
All values are given in 2021 U.S. dollars, see references at the bottom of this worksheet for dollar year conversions where source dollar years don't match 2021.
Offshore Wind Wind Speed Classes
[7 empty] | Technology Classification | Name | Tech | Resource | Scale | Maturity | Mounting System | Average Water Depth (m) | Average Distance Site to Cable Landfall (km) | Average CAPEX ($/kW) | Average OPEX ($/kW/yr) | Average Net CF (%) | Average Wind Speed (m/s) @ 100m | Potential Wind Plant Capacity (GW) | Potential Wind Plant Energy (TWh) | Share of total fixed-bottom / floating capacity (%)
[8 empty] | Offshore Wind - Class 1 | Fixed-Bottom | Class1 | Utility | Y | Fixed-Bottom | 22.9554 | 35.1963 | 3396.2021 | 109.6538 | 46.35% | 8.7414 | 13.57 | 55.1028 | 2.001%
[8 empty] | Offshore Wind - Class 2 | Fixed-Bottom | Class2 | Utility | Y |  | 24.2569 | 38.3038 | 3436.4404 | 112.0112 | 45.18% | 8.6167 | 13.57 | 53.4967 | 2.001%
[8 empty] | Offshore Wind - Class 3 | Fixed-Bottom | Class3 | Utility | Y |  | 27.8903 | 40.4223 | 3573.4553 | 114.0133 | 45.51% | 8.6324 | 27.13 | 105.4389 | 4%
[8 empty] | Offshore Wind - Class 4 | Fixed-Bottom | Class4 | Utility | Y |  | 32.2902 | 44.9336 | 3710.6817 | 115.0753 | 45.31% | 8.6145 | 54.26 | 214.1883 | 7.999%
[8 empty] | Offshore Wind - Class 5 | Fixed-Bottom | Class5 | Utility | Y |  | 32.0863 | 64.9909 | 3893.7105 | 118.2492 | 44.58% | 8.5865 | 108.53 | 419.4797 | 16%
[8 empty] | Offshore Wind - Class 6 | Fixed-Bottom | Class6 | Utility | Y |  | 33.144 | 73.5259 | 3866.1328 | 116.5796 | 38.32% | 7.834 | 217.06 | 732.416 | 32%
[8 empty] | Offshore Wind - Class 7 | Fixed-Bottom | Class7 | Utility | Y |  | 35.8976 | 76.5601 | 3900.9503 | 111.408 | 29.67% | 6.779 | 244.2 | 633.6871 | 36%
[8 empty] | Offshore Wind - Class 8 | Floating | Class8 | Utility | N | Floating | 159.3592 | 45.2476 | 4851.3007 | 80.6612 | 52.38% | 9.5934 | 27.6 | 126.3887 | 2%
[8 empty] | Offshore Wind - Class 9 | Floating | Class9 | Utility | N |  | 176.934 | 53.5778 | 4939.4133 | 81.573 | 51.1% | 9.4183 | 27.6 | 123.1785 | 2%
[8 empty] | Offshore Wind - Class 10 | Floating | Class10 | Utility | N |  | 167.2922 | 55.5996 | 5048.2399 | 84.8778 | 50.2% | 9.3037 | 55.19 | 240.853 | 4%
[8 empty] | Offshore Wind - Class 11 | Floating | Class11 | Utility | N |  | 128.3166 | 90.1718 | 5404.8509 | 91.8439 | 49.53% | 9.3288 | 110.38 | 477.1538 | 8%
[8 empty] | Offshore Wind - Class 12 | Floating | Class12 | Utility | N |  | 193.3462 | 122.1686 | 5635.7111 | 97.7029 | 46.68% | 9.0512 | 220.75 | 919.0147 | 16%
[8 empty] | Offshore Wind - Class 13 | Floating | Class13 | Utility | N |  | 608.4156 | 136.7671 | 5786.3437 | 100.1472 | 37.29% | 7.9635 | 441.5 | 1494.6552 | 32%
[8 empty] | Offshore Wind - Class 14 | Floating | Class14 | Utility | N |  | 635.0463 | 160.9186 | 5853.788 | 90.4082 | 30.7% | 7.0415 | 496.7 | 1339.7644 | 36%
[13 empty] | Total | [6 empty] | 2058.04 | 6934.818
[5 empty] | Finance |  | Financial Assumptions: | [6 empty] | Financial Case |  | R&D
[7 empty] | Capital Recovery Period (Years) |  |  |  |  | 30 |  | Capital Recovery Period |  | 30
[7 empty] | Depreciation Period |  |  |  |  | 5
[7 empty] | Equity Premium During Construction |  |  |  |  | 2%
[7 empty] | Construction Duration yrs |  |  |  |  | 3
[7 empty] | Year | Capital | Percent of Leverage During Construction | Percent of Equity During Construction
[7 empty] | Index | Fraction
[7 empty] | 0 | 40% | 80% | 20%
[7 empty] | 1 | 40% | 80% | 20%
[7 empty] | 2 | 20% | 80% | 20%
[10 empty] | 2021 | 2022 | 2023 | 2024 | 2025 | 2026 | 2027 | 2028 | 2029 | 2030 | 2031 | 2032 | 2033 | 2034 | 2035 | 2036 | 2037 | 2038 | 2039 | 2040 | 2041 | 2042 | 2043 | 2044 | 2045 | 2046 | 2047 | 2048 | 2049 | 2050
[7 empty] | Assumptions | Inflation Rate | * | 2.5% | 2.5% | 2.5% | 2.5% | 2.5% | 2.5% | 2.5% | 2.5% | 2.5% | 2.5% | 2.5% | 2.5% | 2.5% | 2.5% | 2.5% | 2.5% | 2.5% | 2.5% | 2.5% | 2.5% | 2.5% | 2.5% | 2.5% | 2.5% | 2.5% | 2.5% | 2.5% | 2.5% | 2.5% | 2.5%
[8 empty] | Interest Rate Nominal | Advanced | bar: 2021 to 2050
[8 empty] | Interest Rate Nominal | Moderate | bar: 2021 to 2050
[8 empty] | Interest Rate Nominal | Conservative | bar: 2021 to 2050
[8 empty] | Calculated Interest Rate Real | Advanced | 4.39% | 4.39% | 4.39% | 4.39% | 4.39% | 4.39% | 4.39% | 4.39% | 4.39% | 4.39% | 4.39% | 4.39% | 4.39% | 4.39% | 4.39% | 4.39% | 4.39% | 4.39% | 4.39% | 4.39% | 4.39% | 4.39% | 4.39% | 4.39% | 4.39% | 4.39% | 4.39% | 4.39% | 4.39% | 4.39%
[8 empty] | Calculated Interest Rate Real | Moderate | 4.39% | 4.39% | 4.39% | 4.39% | 4.39% | 4.39% | 4.39% | 4.39% | 4.39% | 4.39% | 4.39% | 4.39% | 4.39% | 4.39% | 4.39% | 4.39% | 4.39% | 4.39% | 4.39% | 4.39% | 4.39% | 4.39% | 4.39% | 4.39% | 4.39% | 4.39% | 4.39% | 4.39% | 4.39% | 4.39%
[8 empty] | Calculated Interest Rate Real | Conservative | 4.39% | 4.39% | 4.39% | 4.39% | 4.39% | 4.39% | 4.39% | 4.39% | 4.39% | 4.39% | 4.39% | 4.39% | 4.39% | 4.39% | 4.39% | 4.39% | 4.39% | 4.39% | 4.39% | 4.39% | 4.39% | 4.39% | 4.39% | 4.39% | 4.39% | 4.39% | 4.39% | 4.39% | 4.39% | 4.39%
[8 empty] | Interest During Construction - Nominal | * | bar: 2021 to 2050
[8 empty] | Rate of Return on Equity Nominal | Advanced | 11% | 11% | 11% | 11% | 11% | 11% | 11% | 11% | 11% | 11% | 11% | 11% | 11% | 11% | 11% | 11% | 11% | 11% | 11% | 11% | 11% | 11% | 11% | 11% | 11% | 11% | 11% | 11% | 11% | 11%
[8 empty] | Rate of Return on Equity Nominal | Moderate | 11% | 11% | 11% | 11% | 11% | 11% | 11% | 11% | 11% | 11% | 11% | 11% | 11% | 11% | 11% | 11% | 11% | 11% | 11% | 11% | 11% | 11% | 11% | 11% | 11% | 11% | 11% | 11% | 11% | 11%
[8 empty] | Rate of Return on Equity Nominal | Conservative | 11% | 11% | 11% | 11% | 11% | 11% | 11% | 11% | 11% | 11% | 11% | 11% | 11% | 11% | 11% | 11% | 11% | 11% | 11% | 11% | 11% | 11% | 11% | 11% | 11% | 11% | 11% | 11% | 11% | 11%
[8 empty] | Calculated Rate of Return on Equity Real | Advanced | 8.293% | 8.293% | 8.293% | 8.293% | 8.293% | 8.293% | 8.293% | 8.293% | 8.293% | 8.293% | 8.293% | 8.293% | 8.293% | 8.293% | 8.293% | 8.293% | 8.293% | 8.293% | 8.293% | 8.293% | 8.293% | 8.293% | 8.293% | 8.293% | 8.293% | 8.293% | 8.293% | 8.293% | 8.293% | 8.293%
[8 empty] | Calculated Rate of Return on Equity Real | Moderate | 8.293% | 8.293% | 8.293% | 8.293% | 8.293% | 8.293% | 8.293% | 8.293% | 8.293% | 8.293% | 8.293% | 8.293% | 8.293% | 8.293% | 8.293% | 8.293% | 8.293% | 8.293% | 8.293% | 8.293% | 8.293% | 8.293% | 8.293% | 8.293% | 8.293% | 8.293% | 8.293% | 8.293% | 8.293% | 8.293%
[8 empty] | Calculated Rate of Return on Equity Real | Conservative | 8.293% | 8.293% | 8.293% | 8.293% | 8.293% | 8.293% | 8.293% | 8.293% | 8.293% | 8.293% | 8.293% | 8.293% | 8.293% | 8.293% | 8.293% | 8.293% | 8.293% | 8.293% | 8.293% | 8.293% | 8.293% | 8.293% | 8.293% | 8.293% | 8.293% | 8.293% | 8.293% | 8.293% | 8.293% | 8.293%
[8 empty] | Debt Fraction | Advanced | 72.29% | 72.29% | 72.29% | 72.29% | 72.29% | 72.29% | 72.29% | 72.29% | 72.29% | 72.29% | 72.29% | 72.29% | 72.29% | 72.29% | 72.29% | 72.29% | 72.29% | 72.29% | 72.29% | 72.29% | 72.29% | 72.29% | 72.29% | 72.29% | 72.29% | 72.29% | 72.29% | 72.29% | 72.29% | 72.29%
[8 empty] | Debt Fraction | Moderate | 72.29% | 72.29% | 72.29% | 72.29% | 72.29% | 72.29% | 72.29% | 72.29% | 72.29% | 72.29% | 72.29% | 72.29% | 72.29% | 72.29% | 72.29% | 72.29% | 72.29% | 72.29% | 72.29% | 72.29% | 72.29% | 72.29% | 72.29% | 72.29% | 72.29% | 72.29% | 72.29% | 72.29% | 72.29% | 72.29%
[8 empty] | Debt Fraction | Conservative | 72.29% | 72.29% | 72.29% | 72.29% | 72.29% | 72.29% | 72.29% | 72.29% | 72.29% | 72.29% | 72.29% | 72.29% | 72.29% | 72.29% | 72.29% | 72.29% | 72.29% | 72.29% | 72.29% | 72.29% | 72.29% | 72.29% | 72.29% | 72.29% | 72.29% | 72.29% | 72.29% | 72.29% | 72.29% | 72.29%
[8 empty] | Tax Rate (Federal and State) | * | 25.74% | 25.74% | 25.74% | 25.74% | 25.74% | 25.74% | 25.74% | 25.74% | 25.74% | 25.74% | 25.74% | 25.74% | 25.74% | 25.74% | 25.74% | 25.74% | 25.74% | 25.74% | 25.74% | 25.74% | 25.74% | 25.74% | 25.74% | 25.74% | 25.74% | 25.74% | 25.74% | 25.74% | 25.74% | 25.74%
[8 empty] | WACC Nominal | Advanced | 6.806% | 6.806% | 6.806% | 6.806% | 6.806% | 6.806% | 6.806% | 6.806% | 6.806% | 6.806% | 6.806% | 6.806% | 6.806% | 6.806% | 6.806% | 6.806% | 6.806% | 6.806% | 6.806% | 6.806% | 6.806% | 6.806% | 6.806% | 6.806% | 6.806% | 6.806% | 6.806% | 6.806% | 6.806% | 6.806%
[8 empty] | WACC Nominal | Moderate | 6.806% | 6.806% | 6.806% | 6.806% | 6.806% | 6.806% | 6.806% | 6.806% | 6.806% | 6.806% | 6.806% | 6.806% | 6.806% | 6.806% | 6.806% | 6.806% | 6.806% | 6.806% | 6.806% | 6.806% | 6.806% | 6.806% | 6.806% | 6.806% | 6.806% | 6.806% | 6.806% | 6.806% | 6.806% | 6.806%
[8 empty] | WACC Nominal | Conservative | 6.806% | 6.806% | 6.806% | 6.806% | 6.806% | 6.806% | 6.806% | 6.806% | 6.806% | 6.806% | 6.806% | 6.806% | 6.806% | 6.806% | 6.806% | 6.806% | 6.806% | 6.806% | 6.806% | 6.806% | 6.806% | 6.806% | 6.806% | 6.806% | 6.806% | 6.806% | 6.806% | 6.806% | 6.806% | 6.806%
[8 empty] | WACC Real | Advanced | 4.201% | 4.201% | 4.201% | 4.201% | 4.201% | 4.201% | 4.201% | 4.201% | 4.201% | 4.201% | 4.201% | 4.201% | 4.201% | 4.201% | 4.201% | 4.201% | 4.201% | 4.201% | 4.201% | 4.201% | 4.201% | 4.201% | 4.201% | 4.201% | 4.201% | 4.201% | 4.201% | 4.201% | 4.201% | 4.201%
[8 empty] | WACC Real | Moderate | 4.201% | 4.201% | 4.201% | 4.201% | 4.201% | 4.201% | 4.201% | 4.201% | 4.201% | 4.201% | 4.201% | 4.201% | 4.201% | 4.201% | 4.201% | 4.201% | 4.201% | 4.201% | 4.201% | 4.201% | 4.201% | 4.201% | 4.201% | 4.201% | 4.201% | 4.201% | 4.201% | 4.201% | 4.201% | 4.201%
[8 empty] | WACC Real | Conservative | 4.201% | 4.201% | 4.201% | 4.201% | 4.201% | 4.201% | 4.201% | 4.201% | 4.201% | 4.201% | 4.201% | 4.201% | 4.201% | 4.201% | 4.201% | 4.201% | 4.201% | 4.201% | 4.201% | 4.201% | 4.201% | 4.201% | 4.201% | 4.201% | 4.201% | 4.201% | 4.201% | 4.201% | 4.201% | 4.201%
[8 empty] | Capital Recovery Factor (CRF) Nominal | Advanced | 7.902% | 7.902% | 7.902% | 7.902% | 7.902% | 7.902% | 7.902% | 7.902% | 7.902% | 7.902% | 7.902% | 7.902% | 7.902% | 7.902% | 7.902% | 7.902% | 7.902% | 7.902% | 7.902% | 7.902% | 7.902% | 7.902% | 7.902% | 7.902% | 7.902% | 7.902% | 7.902% | 7.902% | 7.902% | 7.902%
[8 empty] | Capital Recovery Factor (CRF) Nominal | Moderate | 7.902% | 7.902% | 7.902% | 7.902% | 7.902% | 7.902% | 7.902% | 7.902% | 7.902% | 7.902% | 7.902% | 7.902% | 7.902% | 7.902% | 7.902% | 7.902% | 7.902% | 7.902% | 7.902% | 7.902% | 7.902% | 7.902% | 7.902% | 7.902% | 7.902% | 7.902% | 7.902% | 7.902% | 7.902% | 7.902%
[8 empty] | Capital Recovery Factor (CRF) Nominal | Conservative | 7.902% | 7.902% | 7.902% | 7.902% | 7.902% | 7.902% | 7.902% | 7.902% | 7.902% | 7.902% | 7.902% | 7.902% | 7.902% | 7.902% | 7.902% | 7.902% | 7.902% | 7.902% | 7.902% | 7.902% | 7.902% | 7.902% | 7.902% | 7.902% | 7.902% | 7.902% | 7.902% | 7.902% | 7.902% | 7.902%
[8 empty] | Capital Recovery Factor (CRF) Real | Advanced | 5.925% | 5.925% | 5.925% | 5.925% | 5.925% | 5.925% | 5.925% | 5.925% | 5.925% | 5.925% | 5.925% | 5.925% | 5.925% | 5.925% | 5.925% | 5.925% | 5.925% | 5.925% | 5.925% | 5.925% | 5.925% | 5.925% | 5.925% | 5.925% | 5.925% | 5.925% | 5.925% | 5.925% | 5.925% | 5.925%
[8 empty] | Capital Recovery Factor (CRF) Real | Moderate | 5.925% | 5.925% | 5.925% | 5.925% | 5.925% | 5.925% | 5.925% | 5.925% | 5.925% | 5.925% | 5.925% | 5.925% | 5.925% | 5.925% | 5.925% | 5.925% | 5.925% | 5.925% | 5.925% | 5.925% | 5.925% | 5.925% | 5.925% | 5.925% | 5.925% | 5.925% | 5.925% | 5.925% | 5.925% | 5.925%
[8 empty] | Capital Recovery Factor (CRF) Real | Conservative | 5.925% | 5.925% | 5.925% | 5.925% | 5.925% | 5.925% | 5.925% | 5.925% | 5.925% | 5.925% | 5.925% | 5.925% | 5.925% | 5.925% | 5.925% | 5.925% | 5.925% | 5.925% | 5.925% | 5.925% | 5.925% | 5.925% | 5.925% | 5.925% | 5.925% | 5.925% | 5.925% | 5.925% | 5.925% | 5.925%
|  |  | X | Future Projections
Base Year
[10 empty] | 2021 | 2022 | 2023 | 2024 | 2025 | 2026 | 2027 | 2028 | 2029 | 2030 | 2031 | 2032 | 2033 | 2034 | 2035 | 2036 | 2037 | 2038 | 2039 | 2040 | 2041 | 2042 | 2043 | 2044 | 2045 | 2046 | 2047 | 2048 | 2049 | 2050
[5 empty] | Techno-Economic Cost and Performance Parameters |  | Net Capacity Factor (%) | Offshore Wind - Class 1 | Advanced | 46.89% | 47.71% | 48.46% | 49.15% | 49.81% | 50.43% | 51.03% | 51.61% | 52.18% | 52.73% | 53% | 53.25% | 53.5% | 53.74% | 53.98% | 54.2% | 54.43% | 54.65% | 54.86% | 55.07% | 55.28% | 55.48% | 55.68% | 55.88% | 56.07% | 56.26% | 56.45% | 56.64% | 56.83% | 57.01%
[8 empty] | Offshore Wind - Class 1 | Moderate | 46.35% | 47% | 47.59% | 48.13% | 48.63% | 49.12% | 49.58% | 50.03% | 50.47% | 50.89% | 51.11% | 51.32% | 51.52% | 51.71% | 51.9% | 52.08% | 52.26% | 52.44% | 52.61% | 52.78% | 52.95% | 53.11% | 53.27% | 53.43% | 53.59% | 53.74% | 53.9% | 54.05% | 54.2% | 54.35%
[8 empty] | Offshore Wind - Class 1 | Conservative | 45.06% | 45.33% | 45.57% | 45.79% | 45.99% | 46.18% | 46.36% | 46.53% | 46.69% | 46.85% | 46.96% | 47.06% | 47.16% | 47.25% | 47.35% | 47.44% | 47.52% | 47.61% | 47.69% | 47.78% | 47.86% | 47.94% | 48.02% | 48.1% | 48.17% | 48.25% | 48.32% | 48.4% | 48.47% | 48.54%
[8 empty] | Offshore Wind - Class 2 | Advanced | 45.71% | 46.52% | 47.26% | 47.94% | 48.59% | 49.21% | 49.8% | 50.38% | 50.94% | 51.49% | 51.75% | 52% | 52.25% | 52.49% | 52.72% | 52.94% | 53.16% | 53.38% | 53.59% | 53.8% | 54% | 54.2% | 54.4% | 54.6% | 54.79% | 54.98% | 55.17% | 55.36% | 55.54% | 55.72%
[8 empty] | Offshore Wind - Class 2 | Moderate | 45.18% | 45.82% | 46.39% | 46.93% | 47.43% | 47.91% | 48.37% | 48.82% | 49.25% | 49.67% | 49.88% | 50.09% | 50.29% | 50.48% | 50.67% | 50.85% | 51.03% | 51.2% | 51.37% | 51.54% | 51.7% | 51.87% | 52.03% | 52.18% | 52.34% | 52.49% | 52.64% | 52.79% | 52.94% | 53.09%
[8 empty] | Offshore Wind - Class 2 | Conservative | 43.92% | 44.18% | 44.42% | 44.63% | 44.83% | 45.01% | 45.19% | 45.36% | 45.53% | 45.68% | 45.79% | 45.89% | 45.98% | 46.08% | 46.17% | 46.26% | 46.35% | 46.43% | 46.52% | 46.6% | 46.68% | 46.76% | 46.84% | 46.91% | 46.99% | 47.06% | 47.14% | 47.21% | 47.29% | 47.36%
[8 empty] | Offshore Wind - Class 3 | Advanced | 46.05% | 46.86% | 47.6% | 48.29% | 48.94% | 49.56% | 50.15% | 50.73% | 51.29% | 51.84% | 52.11% | 52.36% | 52.61% | 52.84% | 53.08% | 53.3% | 53.52% | 53.74% | 53.95% | 54.16% | 54.37% | 54.57% | 54.77% | 54.96% | 55.16% | 55.35% | 55.54% | 55.72% | 55.91% | 56.09%
[8 empty] | Offshore Wind - Class 3 | Moderate | 45.51% | 46.16% | 46.73% | 47.27% | 47.78% | 48.26% | 48.72% | 49.16% | 49.6% | 50.02% | 50.23% | 50.44% | 50.64% | 50.83% | 51.02% | 51.2% | 51.38% | 51.56% | 51.73% | 51.89% | 52.06% | 52.22% | 52.38% | 52.54% | 52.7% | 52.85% | 53% | 53.15% | 53.3% | 53.45%
[8 empty] | Offshore Wind - Class 3 | Conservative | 44.24% | 44.51% | 44.75% | 44.96% | 45.16% | 45.35% | 45.52% | 45.69% | 45.86% | 46.02% | 46.12% | 46.22% | 46.32% | 46.41% | 46.51% | 46.6% | 46.68% | 46.77% | 46.85% | 46.93% | 47.02% | 47.09% | 47.17% | 47.25% | 47.33% | 47.4% | 47.48% | 47.55% | 47.62% | 47.7%
[8 empty] | Offshore Wind - Class 4 | Advanced | 45.84% | 46.65% | 47.39% | 48.07% | 48.72% | 49.34% | 49.94% | 50.51% | 51.08% | 51.62% | 51.89% | 52.14% | 52.39% | 52.62% | 52.86% | 53.08% | 53.3% | 53.52% | 53.73% | 53.94% | 54.14% | 54.35% | 54.54% | 54.74% | 54.93% | 55.12% | 55.31% | 55.5% | 55.68% | 55.87%
[8 empty] | Offshore Wind - Class 4 | Moderate | 45.31% | 45.95% | 46.53% | 47.06% | 47.57% | 48.05% | 48.51% | 48.95% | 49.38% | 49.81% | 50.02% | 50.22% | 50.42% | 50.62% | 50.8% | 50.99% | 51.16% | 51.34% | 51.51% | 51.68% | 51.84% | 52% | 52.16% | 52.32% | 52.48% | 52.63% | 52.78% | 52.93% | 53.08% | 53.23%
[8 empty] | Offshore Wind - Class 4 | Conservative | 44.04% | 44.31% | 44.54% | 44.76% | 44.96% | 45.14% | 45.32% | 45.49% | 45.65% | 45.81% | 45.92% | 46.02% | 46.11% | 46.21% | 46.3% | 46.39% | 46.48% | 46.56% | 46.65% | 46.73% | 46.81% | 46.89% | 46.97% | 47.04% | 47.12% | 47.2% | 47.27% | 47.34% | 47.42% | 47.49%
[8 empty] | Offshore Wind - Class 5 | Advanced | 45.11% | 45.91% | 46.64% | 47.33% | 47.97% | 48.58% | 49.18% | 49.75% | 50.31% | 50.86% | 51.12% | 51.37% | 51.61% | 51.85% | 52.08% | 52.3% | 52.52% | 52.74% | 52.95% | 53.15% | 53.36% | 53.56% | 53.76% | 53.95% | 54.14% | 54.33% | 54.52% | 54.7% | 54.89% | 55.07%
[8 empty] | Offshore Wind - Class 5 | Moderate | 44.58% | 45.22% | 45.79% | 46.32% | 46.82% | 47.3% | 47.76% | 48.2% | 48.63% | 49.05% | 49.26% | 49.47% | 49.66% | 49.85% | 50.04% | 50.22% | 50.4% | 50.57% | 50.74% | 50.91% | 51.07% | 51.23% | 51.39% | 51.55% | 51.7% | 51.86% | 52.01% | 52.16% | 52.3% | 52.45%
[8 empty] | Offshore Wind - Class 5 | Conservative | 43.33% | 43.6% | 43.83% | 44.04% | 44.24% | 44.43% | 44.6% | 44.77% | 44.93% | 45.09% | 45.19% | 45.29% | 45.39% | 45.48% | 45.57% | 45.66% | 45.75% | 45.83% | 45.92% | 46% | 46.08% | 46.16% | 46.24% | 46.31% | 46.39% | 46.46% | 46.54% | 46.61% | 46.68% | 46.76%
[8 empty] | Offshore Wind - Class 6 | Advanced | 38.78% | 39.53% | 40.22% | 40.86% | 41.47% | 42.05% | 42.62% | 43.17% | 43.7% | 44.23% | 44.47% | 44.7% | 44.93% | 45.15% | 45.37% | 45.58% | 45.78% | 45.98% | 46.18% | 46.38% | 46.57% | 46.76% | 46.95% | 47.13% | 47.31% | 47.49% | 47.67% | 47.85% | 48.03% | 48.2%
[8 empty] | Offshore Wind - Class 6 | Moderate | 38.32% | 38.91% | 39.44% | 39.94% | 40.41% | 40.86% | 41.3% | 41.72% | 42.13% | 42.54% | 42.73% | 42.92% | 43.11% | 43.28% | 43.46% | 43.63% | 43.79% | 43.96% | 44.12% | 44.27% | 44.43% | 44.58% | 44.73% | 44.88% | 45.03% | 45.17% | 45.32% | 45.46% | 45.6% | 45.74%
[8 empty] | Offshore Wind - Class 6 | Conservative | 37.22% | 37.46% | 37.67% | 37.87% | 38.05% | 38.23% | 38.39% | 38.55% | 38.7% | 38.85% | 38.95% | 39.04% | 39.13% | 39.22% | 39.3% | 39.39% | 39.47% | 39.55% | 39.63% | 39.7% | 39.78% | 39.86% | 39.93% | 40% | 40.07% | 40.15% | 40.22% | 40.29% | 40.36% | 40.42%
[8 empty] | Offshore Wind - Class 7 | Advanced | 30.05% | 30.72% | 31.34% | 31.93% | 32.49% | 33.03% | 33.56% | 34.08% | 34.58% | 35.08% | 35.29% | 35.5% | 35.71% | 35.9% | 36.1% | 36.29% | 36.48% | 36.66% | 36.84% | 37.02% | 37.2% | 37.37% | 37.55% | 37.72% | 37.89% | 38.06% | 38.22% | 38.39% | 38.55% | 38.71%
[8 empty] | Offshore Wind - Class 7 | Moderate | 29.67% | 30.19% | 30.67% | 31.13% | 31.56% | 31.98% | 32.38% | 32.78% | 33.16% | 33.54% | 33.72% | 33.89% | 34.05% | 34.21% | 34.37% | 34.52% | 34.67% | 34.82% | 34.97% | 35.11% | 35.25% | 35.4% | 35.53% | 35.67% | 35.81% | 35.94% | 36.08% | 36.21% | 36.34% | 36.47%
[8 empty] | Offshore Wind - Class 7 | Conservative | 28.78% | 28.98% | 29.17% | 29.35% | 29.51% | 29.67% | 29.82% | 29.96% | 30.1% | 30.24% | 30.33% | 30.41% | 30.49% | 30.57% | 30.65% | 30.72% | 30.8% | 30.87% | 30.94% | 31.01% | 31.08% | 31.15% | 31.22% | 31.29% | 31.36% | 31.42% | 31.49% | 31.55% | 31.62% | 31.68%
[8 empty] | Offshore Wind - Class 8 | Advanced | 52.69% | 53.29% | 53.86% | 54.4% | 54.92% | 55.43% | 55.93% | 56.41% | 56.89% | 57.37% | 57.56% | 57.75% | 57.93% | 58.11% | 58.29% | 58.47% | 58.64% | 58.81% | 58.98% | 59.14% | 59.31% | 59.47% | 59.63% | 59.79% | 59.95% | 60.1% | 60.26% | 60.42% | 60.57% | 60.72%
[8 empty] | Offshore Wind - Class 8 | Moderate | 52.38% | 52.85% | 53.28% | 53.7% | 54.1% | 54.49% | 54.87% | 55.24% | 55.61% | 55.97% | 56.13% | 56.28% | 56.43% | 56.57% | 56.72% | 56.86% | 57% | 57.13% | 57.27% | 57.4% | 57.54% | 57.67% | 57.8% | 57.93% | 58.05% | 58.18% | 58.31% | 58.43% | 58.55% | 58.68%
[8 empty] | Offshore Wind - Class 8 | Conservative | 51.65% | 51.83% | 52% | 52.16% | 52.31% | 52.45% | 52.59% | 52.73% | 52.86% | 52.99% | 53.07% | 53.14% | 53.22% | 53.29% | 53.36% | 53.43% | 53.5% | 53.57% | 53.63% | 53.7% | 53.77% | 53.83% | 53.9% | 53.96% | 54.02% | 54.09% | 54.15% | 54.21% | 54.27% | 54.34%
[8 empty] | Offshore Wind - Class 9 | Advanced | 51.41% | 52.01% | 52.57% | 53.11% | 53.63% | 54.13% | 54.63% | 55.11% | 55.59% | 56.06% | 56.25% | 56.44% | 56.62% | 56.8% | 56.98% | 57.15% | 57.32% | 57.49% | 57.66% | 57.82% | 57.99% | 58.15% | 58.31% | 58.47% | 58.63% | 58.78% | 58.94% | 59.09% | 59.25% | 59.4%
[8 empty] | Offshore Wind - Class 9 | Moderate | 51.1% | 51.57% | 52% | 52.42% | 52.82% | 53.2% | 53.58% | 53.95% | 54.32% | 54.68% | 54.83% | 54.98% | 55.13% | 55.27% | 55.42% | 55.56% | 55.69% | 55.83% | 55.97% | 56.1% | 56.23% | 56.36% | 56.49% | 56.62% | 56.74% | 56.87% | 57% | 57.12% | 57.24% | 57.37%
[8 empty] | Offshore Wind - Class 9 | Conservative | 50.39% | 50.57% | 50.74% | 50.89% | 51.04% | 51.18% | 51.32% | 51.46% | 51.59% | 51.72% | 51.8% | 51.87% | 51.94% | 52.02% | 52.09% | 52.16% | 52.22% | 52.29% | 52.36% | 52.43% | 52.49% | 52.56% | 52.62% | 52.68% | 52.75% | 52.81% | 52.87% | 52.93% | 52.99% | 53.06%
[8 empty] | Offshore Wind - Class 10 | Advanced | 50.51% | 51.1% | 51.66% | 52.2% | 52.71% | 53.22% | 53.71% | 54.19% | 54.67% | 55.14% | 55.33% | 55.52% | 55.7% | 55.88% | 56.05% | 56.22% | 56.39% | 56.56% | 56.73% | 56.89% | 57.06% | 57.22% | 57.38% | 57.53% | 57.69% | 57.85% | 58% | 58.16% | 58.31% | 58.46%
[8 empty] | Offshore Wind - Class 10 | Moderate | 50.2% | 50.66% | 51.1% | 51.51% | 51.91% | 52.29% | 52.67% | 53.04% | 53.4% | 53.76% | 53.91% | 54.06% | 54.21% | 54.36% | 54.5% | 54.64% | 54.77% | 54.91% | 55.04% | 55.18% | 55.31% | 55.44% | 55.56% | 55.69% | 55.82% | 55.94% | 56.07% | 56.19% | 56.32% | 56.44%
[8 empty] | Offshore Wind - Class 10 | Conservative | 49.5% | 49.68% | 49.84% | 50% | 50.15% | 50.29% | 50.43% | 50.56% | 50.69% | 50.82% | 50.9% | 50.97% | 51.04% | 51.12% | 51.19% | 51.25% | 51.32% | 51.39% | 51.46% | 51.52% | 51.59% | 51.65% | 51.72% | 51.78% | 51.84% | 51.91% | 51.97% | 52.03% | 52.09% | 52.15%
[8 empty] | Offshore Wind - Class 11 | Advanced | 49.83% | 50.42% | 50.98% | 51.51% | 52.03% | 52.53% | 53.02% | 53.5% | 53.98% | 54.45% | 54.64% | 54.82% | 55% | 55.18% | 55.36% | 55.53% | 55.7% | 55.86% | 56.03% | 56.19% | 56.36% | 56.52% | 56.68% | 56.83% | 56.99% | 57.15% | 57.3% | 57.45% | 57.61% | 57.76%
[8 empty] | Offshore Wind - Class 11 | Moderate | 49.53% | 49.99% | 50.42% | 50.83% | 51.22% | 51.61% | 51.98% | 52.35% | 52.72% | 53.07% | 53.23% | 53.38% | 53.52% | 53.67% | 53.81% | 53.95% | 54.08% | 54.22% | 54.35% | 54.48% | 54.61% | 54.74% | 54.87% | 55% | 55.12% | 55.25% | 55.37% | 55.5% | 55.62% | 55.74%
[8 empty] | Offshore Wind - Class 11 | Conservative | 48.83% | 49.01% | 49.17% | 49.33% | 49.47% | 49.62% | 49.75% | 49.89% | 50.02% | 50.15% | 50.22% | 50.3% | 50.37% | 50.44% | 50.51% | 50.58% | 50.65% | 50.71% | 50.78% | 50.85% | 50.91% | 50.98% | 51.04% | 51.1% | 51.16% | 51.23% | 51.29% | 51.35% | 51.41% | 51.47%
[8 empty] | Offshore Wind - Class 12 | Advanced | 46.97% | 47.55% | 48.1% | 48.63% | 49.14% | 49.63% | 50.12% | 50.6% | 51.07% | 51.53% | 51.72% | 51.9% | 52.08% | 52.25% | 52.42% | 52.59% | 52.76% | 52.92% | 53.09% | 53.25% | 53.41% | 53.57% | 53.72% | 53.88% | 54.04% | 54.19% | 54.34% | 54.49% | 54.64% | 54.79%
[8 empty] | Offshore Wind - Class 12 | Moderate | 46.68% | 47.13% | 47.56% | 47.96% | 48.35% | 48.73% | 49.1% | 49.47% | 49.82% | 50.18% | 50.33% | 50.48% | 50.62% | 50.76% | 50.9% | 51.04% | 51.17% | 51.3% | 51.43% | 51.56% | 51.69% | 51.82% | 51.95% | 52.07% | 52.2% | 52.32% | 52.44% | 52.57% | 52.69% | 52.81%
[8 empty] | Offshore Wind - Class 12 | Conservative | 46.01% | 46.19% | 46.35% | 46.5% | 46.64% | 46.78% | 46.92% | 47.05% | 47.18% | 47.3% | 47.38% | 47.45% | 47.52% | 47.59% | 47.66% | 47.73% | 47.8% | 47.86% | 47.93% | 47.99% | 48.06% | 48.12% | 48.18% | 48.25% | 48.31% | 48.37% | 48.43% | 48.49% | 48.55% | 48.61%
[8 empty] | Offshore Wind - Class 13 | Advanced | 37.54% | 38.08% | 38.6% | 39.1% | 39.59% | 40.07% | 40.53% | 41% | 41.45% | 41.9% | 42.08% | 42.25% | 42.42% | 42.58% | 42.74% | 42.9% | 43.06% | 43.22% | 43.37% | 43.53% | 43.68% | 43.83% | 43.98% | 44.13% | 44.28% | 44.43% | 44.58% | 44.72% | 44.87% | 45.01%
[8 empty] | Offshore Wind - Class 13 | Moderate | 37.29% | 37.71% | 38.11% | 38.49% | 38.86% | 39.22% | 39.58% | 39.93% | 40.28% | 40.62% | 40.76% | 40.9% | 41.03% | 41.17% | 41.3% | 41.43% | 41.56% | 41.68% | 41.81% | 41.93% | 42.05% | 42.18% | 42.3% | 42.42% | 42.54% | 42.66% | 42.77% | 42.89% | 43.01% | 43.13%
[8 empty] | Offshore Wind - Class 13 | Conservative | 36.71% | 36.87% | 37.02% | 37.16% | 37.3% | 37.43% | 37.56% | 37.68% | 37.8% | 37.93% | 38% | 38.06% | 38.13% | 38.2% | 38.26% | 38.33% | 38.39% | 38.45% | 38.51% | 38.58% | 38.64% | 38.7% | 38.76% | 38.82% | 38.88% | 38.94% | 39% | 39.05% | 39.11% | 39.17%
[8 empty] | Offshore Wind - Class 14 | Advanced | 30.92% | 31.44% | 31.94% | 32.42% | 32.9% | 33.36% | 33.81% | 34.27% | 34.71% | 35.16% | 35.32% | 35.48% | 35.64% | 35.8% | 35.95% | 36.11% | 36.26% | 36.41% | 36.56% | 36.71% | 36.86% | 37.01% | 37.15% | 37.3% | 37.44% | 37.59% | 37.73% | 37.87% | 38.01% | 38.15%
[8 empty] | Offshore Wind - Class 14 | Moderate | 30.7% | 31.1% | 31.48% | 31.85% | 32.21% | 32.56% | 32.91% | 33.25% | 33.59% | 33.92% | 34.06% | 34.19% | 34.32% | 34.44% | 34.57% | 34.69% | 34.81% | 34.94% | 35.06% | 35.18% | 35.3% | 35.41% | 35.53% | 35.65% | 35.76% | 35.88% | 35.99% | 36.11% | 36.22% | 36.34%
[8 empty] | Offshore Wind - Class 14 | Conservative | 30.19% | 30.34% | 30.48% | 30.62% | 30.74% | 30.87% | 30.99% | 31.11% | 31.23% | 31.35% | 31.42% | 31.48% | 31.55% | 31.61% | 31.67% | 31.73% | 31.79% | 31.85% | 31.91% | 31.97% | 32.03% | 32.09% | 32.15% | 32.21% | 32.27% | 32.32% | 32.38% | 32.44% | 32.5% | 32.55%
[10 empty] | 2021 | 2022 | 2023 | 2024 | 2025 | 2026 | 2027 | 2028 | 2029 | 2030 | 2031 | 2032 | 2033 | 2034 | 2035 | 2036 | 2037 | 2038 | 2039 | 2040 | 2041 | 2042 | 2043 | 2044 | 2045 | 2046 | 2047 | 2048 | 2049 | 2050
[7 empty] | Annual Energy Production (kWh/kW) | Offshore Wind - Class 1 | Advanced | 4107.7934 | 4179.807 | 4245.102 | 4305.7535 | 4363.0019 | 4417.6485 | 4470.2407 | 4521.1697 | 4570.7243 | 4619.124 | 4642.4496 | 4664.9265 | 4686.6641 | 4707.7517 | 4728.2634 | 4748.2614 | 4767.7982 | 4786.9186 | 4805.6612 | 4824.0597 | 4842.1431 | 4859.9371 | 4877.4644 | 4894.745 | 4911.7969 | 4928.6359 | 4945.2766 | 4961.7318 | 4978.0133 | 4994.1318
[8 empty] | Offshore Wind - Class 1 | Moderate | 4060.4334 | 4117.2327 | 4168.4489 | 4215.8121 | 4260.3552 | 4302.7444 | 4343.4345 | 4382.7501 | 4420.9307 | 4458.1581 | 4477.0538 | 4495.25 | 4512.8369 | 4529.8886 | 4546.4661 | 4562.6209 | 4578.3963 | 4593.8293 | 4608.9519 | 4623.7915 | 4638.3724 | 4652.7156 | 4666.8399 | 4680.7616 | 4694.4956 | 4708.0551 | 4721.4518 | 4734.6964 | 4747.7987 | 4760.7674
[8 empty] | Offshore Wind - Class 1 | Conservative | 3947.4064 | 3971.0648 | 3991.952 | 4010.9341 | 4028.5262 | 4045.0594 | 4060.7593 | 4075.7863 | 4090.2587 | 4104.2662 | 4113.4982 | 4122.3899 | 4130.9855 | 4139.3214 | 4147.4275 | 4155.3287 | 4163.0465 | 4170.5987 | 4178.0009 | 4185.2667 | 4192.4076 | 4199.434 | 4206.3549 | 4213.1784 | 4219.9117 | 4226.561 | 4233.1321 | 4239.6303 | 4246.0601 | 4252.4259
[8 empty] | Offshore Wind - Class 2 | Advanced | 4003.9631 | 4075.0342 | 4139.5579 | 4199.5564 | 4256.2386 | 4310.3853 | 4362.5301 | 4413.054 | 4462.2386 | 4510.2977 | 4533.3078 | 4555.4908 | 4576.9534 | 4597.7826 | 4618.0505 | 4637.8178 | 4657.1357 | 4676.0478 | 4694.5918 | 4712.8003 | 4730.7019 | 4748.3215 | 4765.6811 | 4782.8003 | 4799.6966 | 4816.3855 | 4832.881 | 4849.1959 | 4865.3415 | 4881.3282
[8 empty] | Offshore Wind - Class 2 | Moderate | 3957.5872 | 4013.6085 | 4064.1889 | 4111.0146 | 4155.0921 | 4197.0706 | 4237.3934 | 4276.3767 | 4314.2538 | 4351.2022 | 4369.8395 | 4387.7951 | 4405.157 | 4421.9973 | 4438.3755 | 4454.3418 | 4469.9383 | 4485.2012 | 4500.1616 | 4514.8462 | 4529.2787 | 4543.4796 | 4557.4671 | 4571.2572 | 4584.8644 | 4598.3015 | 4611.58 | 4624.7104 | 4637.7019 | 4650.5633
[8 empty] | Offshore Wind - Class 2 | Conservative | 3846.995 | 3870.2736 | 3890.8516 | 3909.5731 | 3926.9401 | 3943.2752 | 3958.7981 | 3973.6654 | 3987.9921 | 4001.8658 | 4010.9741 | 4019.7508 | 4028.239 | 4036.474 | 4044.485 | 4052.2966 | 4059.9292 | 4067.4005 | 4074.7257 | 4081.9179 | 4088.9884 | 4095.9474 | 4102.8035 | 4109.5648 | 4116.238 | 4122.8294 | 4129.3447 | 4135.7889 | 4142.1665 | 4148.4816
[8 empty] | Offshore Wind - Class 3 | Advanced | 4033.6302 | 4104.9706 | 4169.7147 | 4229.8997 | 4286.7438 | 4341.0333 | 4393.3059 | 4443.9456 | 4493.2358 | 4541.3922 | 4564.4925 | 4586.7595 | 4608.3007 | 4629.2037 | 4649.5413 | 4669.3745 | 4688.7549 | 4707.7265 | 4726.3273 | 4744.5901 | 4762.5436 | 4780.213 | 4797.6206 | 4814.7859 | 4831.7266 | 4848.4584 | 4864.9954 | 4881.3504 | 4897.5348 | 4913.5592
[8 empty] | Offshore Wind - Class 3 | Moderate | 3986.9731 | 4043.2167 | 4093.9788 | 4140.958 | 4185.1686 | 4227.2644 | 4267.6922 | 4306.7704 | 4344.7342 | 4381.7623 | 4400.4735 | 4418.4978 | 4435.924 | 4452.8247 | 4469.2599 | 4485.28 | 4500.9277 | 4516.2392 | 4531.2459 | 4545.9748 | 4560.4497 | 4574.6913 | 4588.7178 | 4602.5456 | 4616.189 | 4629.661 | 4642.9733 | 4656.1363 | 4669.1595 | 4682.0515
[8 empty] | Offshore Wind - Class 3 | Conservative | 3875.6852 | 3899.0723 | 3919.7387 | 3938.5347 | 3955.9659 | 3972.3576 | 3987.9312 | 4002.844 | 4017.2124 | 4031.1243 | 4040.268 | 4049.0775 | 4057.5964 | 4065.8602 | 4073.8984 | 4081.7356 | 4089.3925 | 4096.887 | 4104.2342 | 4111.4474 | 4118.5381 | 4125.5163 | 4132.3909 | 4139.17 | 4145.8603 | 4152.4683 | 4158.9996 | 4165.4592 | 4171.8517 | 4178.1813
[8 empty] | Offshore Wind - Class 4 | Advanced | 4015.4405 | 4086.6157 | 4151.2247 | 4211.2954 | 4268.0402 | 4322.2422 | 4374.4364 | 4425.0051 | 4474.2305 | 4522.3273 | 4545.3722 | 4567.5878 | 4589.0808 | 4609.9385 | 4630.2334 | 4650.0262 | 4669.3683 | 4688.3034 | 4706.8694 | 4725.0989 | 4743.0206 | 4760.6594 | 4778.0376 | 4795.1746 | 4812.0881 | 4828.7936 | 4845.3052 | 4861.6356 | 4877.7962 | 4893.7975
[8 empty] | Offshore Wind - Class 4 | Moderate | 3968.9558 | 4025.0631 | 4075.7138 | 4122.5989 | 4166.7278 | 4208.7517 | 4249.1151 | 4288.1351 | 4326.0458 | 4363.025 | 4381.6909 | 4399.6731 | 4417.0599 | 4433.9235 | 4450.3238 | 4466.3109 | 4481.9272 | 4497.2089 | 4512.1872 | 4526.889 | 4541.3379 | 4555.5545 | 4569.5571 | 4583.3618 | 4596.983 | 4610.4336 | 4623.7252 | 4636.8682 | 4649.872 | 4662.7452
[8 empty] | Offshore Wind - Class 4 | Conservative | 3858.0944 | 3881.415 | 3902.0272 | 3920.7775 | 3938.1694 | 3954.5263 | 3970.0689 | 3984.9538 | 3999.2966 | 4013.1851 | 4022.3071 | 4031.0965 | 4039.5965 | 4047.8427 | 4055.8643 | 4063.6857 | 4071.3277 | 4078.808 | 4086.1417 | 4093.342 | 4100.4204 | 4107.3868 | 4114.2501 | 4121.0182 | 4127.698 | 4134.2959 | 4140.8174 | 4147.2675 | 4153.6508 | 4159.9716
[8 empty] | Offshore Wind - Class 5 | Advanced | 3951.2978 | 4021.8907 | 4086.0232 | 4145.6905 | 4202.0856 | 4255.9788 | 4307.8966 | 4358.215 | 4407.2119 | 4455.0982 | 4477.9483 | 4499.9823 | 4521.3054 | 4542.0034 | 4562.1478 | 4581.7981 | 4601.0049 | 4619.8113 | 4638.2546 | 4656.3668 | 4674.1761 | 4691.7072 | 4708.9817 | 4726.0191 | 4742.8365 | 4759.4492 | 4775.8712 | 4792.1149 | 4808.1915 | 4824.1114
[8 empty] | Offshore Wind - Class 5 | Moderate | 3905.421 | 3961.0477 | 4011.3056 | 4057.8587 | 4101.7 | 4143.4702 | 4183.6067 | 4222.4214 | 4260.1446 | 4296.9514 | 4315.4577 | 4333.2913 | 4350.539 | 4367.2721 | 4383.5492 | 4399.4199 | 4414.9257 | 4430.1023 | 4444.9804 | 4459.5864 | 4473.9436 | 4488.0723 | 4501.9904 | 4515.7138 | 4529.2567 | 4542.6317 | 4555.8503 | 4568.9226 | 4581.8581 | 4594.665
[8 empty] | Offshore Wind - Class 5 | Conservative | 3796.0638 | 3819.1498 | 3839.571 | 3858.1603 | 3875.413 | 3891.6476 | 3907.0808 | 3921.867 | 3936.1199 | 3949.9257 | 3958.9713 | 3967.6896 | 3976.1233 | 3984.3072 | 3992.2701 | 4000.036 | 4007.6255 | 4015.0558 | 4022.3419 | 4029.4968 | 4036.5316 | 4043.4564 | 4050.2797 | 4057.0093 | 4063.6521 | 4070.2142 | 4076.7011 | 4083.1179 | 4089.469 | 4095.7584
[8 empty] | Offshore Wind - Class 6 | Advanced | 3397.3343 | 3462.8982 | 3522.9155 | 3579.0993 | 3632.4736 | 3683.6999 | 3733.2304 | 3781.3876 | 3828.4102 | 3874.4794 | 3895.6462 | 3916.1124 | 3935.9682 | 3955.2874 | 3974.1311 | 3992.5507 | 4010.5896 | 4028.2847 | 4045.668 | 4062.7672 | 4079.6062 | 4096.2064 | 4112.5863 | 4128.7626 | 4144.75 | 4160.5618 | 4176.2097 | 4191.7046 | 4207.0561 | 4222.273
[8 empty] | Offshore Wind - Class 6 | Moderate | 3356.7078 | 3408.1833 | 3455.0495 | 3498.7349 | 3540.0922 | 3579.6713 | 3617.8477 | 3654.8893 | 3690.9939 | 3726.3117 | 3743.4393 | 3759.9894 | 3776.0366 | 3791.6418 | 3806.8556 | 3821.7204 | 3836.2721 | 3850.541 | 3864.5537 | 3878.3328 | 3891.8983 | 3905.2676 | 3918.456 | 3931.4773 | 3944.3437 | 3957.0659 | 3969.6538 | 3982.1161 | 3994.4609 | 4006.6954
[8 empty] | Offshore Wind - Class 6 | Conservative | 3260.3412 | 3281.4007 | 3300.1724 | 3317.3714 | 3333.4228 | 3348.6001 | 3363.0893 | 3377.0231 | 3390.499 | 3403.5911 | 3411.9767 | 3420.0814 | 3427.9417 | 3435.5875 | 3443.0435 | 3450.3306 | 3457.466 | 3464.4649 | 3471.3399 | 3478.1023 | 3484.7616 | 3491.3263 | 3497.804 | 3504.2013 | 3510.524 | 3516.7775 | 3522.9664 | 3529.095 | 3535.1673 | 3541.1867
[8 empty] | Offshore Wind - Class 7 | Advanced | 2632.5123 | 2691.1329 | 2745.4686 | 2796.8428 | 2846.0466 | 2893.591 | 2939.8253 | 2984.9988 | 3029.2957 | 3072.8561 | 3091.6989 | 3110.0004 | 3127.8304 | 3145.2458 | 3162.294 | 3179.0145 | 3195.4409 | 3211.6017 | 3227.5216 | 3243.222 | 3258.7214 | 3274.0364 | 3289.1811 | 3304.1686 | 3319.0102 | 3333.716 | 3348.2953 | 3362.7564 | 3377.1066 | 3391.3529
[8 empty] | Offshore Wind - Class 7 | Moderate | 2599.1345 | 2644.8788 | 2687.0622 | 2726.7884 | 2764.716 | 2801.27 | 2836.7403 | 2871.334 | 2905.2038 | 2938.4657 | 2953.69 | 2968.468 | 2982.8576 | 2996.9057 | 3010.6515 | 3024.1277 | 3037.3619 | 3050.3777 | 3063.1955 | 3075.833 | 3088.3053 | 3100.6261 | 3112.8073 | 3124.8593 | 3136.7915 | 3148.6124 | 3160.3296 | 3171.9498 | 3183.4791 | 3194.9233
[8 empty] | Offshore Wind - Class 7 | Conservative | 2520.7031 | 2538.9649 | 2555.4592 | 2570.7386 | 2585.1314 | 2598.8489 | 2612.035 | 2624.7919 | 2637.195 | 2649.3017 | 2656.7762 | 2664.0336 | 2671.1022 | 2678.0051 | 2684.7615 | 2691.3872 | 2697.8959 | 2704.2991 | 2710.6066 | 2716.827 | 2722.9678 | 2729.0356 | 2735.0361 | 2740.9745 | 2746.8553 | 2752.6826 | 2758.4601 | 2764.191 | 2769.8783 | 2775.5248
[8 empty] | Offshore Wind - Class 8 | Advanced | 4615.4636 | 4668.3847 | 4718.0441 | 4765.4511 | 4811.2087 | 4855.7059 | 4899.2086 | 4941.9063 | 4983.9392 | 5025.4136 | 5042.3223 | 5058.8209 | 5074.9623 | 5090.7898 | 5106.3392 | 5121.6405 | 5136.7193 | 5151.5971 | 5166.2927 | 5180.8223 | 5195.1999 | 5209.438 | 5223.5474 | 5237.538 | 5251.4182 | 5265.196 | 5278.8781 | 5292.4708 | 5305.98 | 5319.4105
[8 empty] | Offshore Wind - Class 8 | Moderate | 4588.1239 | 4629.2443 | 4667.6499 | 4704.1819 | 4739.3426 | 4773.4559 | 4806.743 | 4839.3617 | 4871.4285 | 4903.0319 | 4916.7205 | 4930.069 | 4943.1212 | 4955.9131 | 4968.4745 | 4980.8303 | 4993.0017 | 5005.0065 | 5016.8604 | 5028.5767 | 5040.1672 | 5051.6421 | 5063.0106 | 5074.2805 | 5085.4592 | 5096.553 | 5107.5677 | 5118.5084 | 5129.3799 | 5140.1864
[8 empty] | Offshore Wind - Class 8 | Conservative | 4524.3593 | 4540.4643 | 4555.2159 | 4569.035 | 4582.1726 | 4594.7901 | 4606.9978 | 4618.8743 | 4630.4775 | 4641.8514 | 4648.65 | 4655.2806 | 4661.7647 | 4668.1204 | 4674.3623 | 4680.5028 | 4686.5523 | 4692.5198 | 4698.4129 | 4704.2382 | 4710.0016 | 4715.7081 | 4721.3622 | 4726.9678 | 4732.5286 | 4738.0476 | 4743.5278 | 4748.9716 | 4754.3814 | 4759.7592
[8 empty] | Offshore Wind - Class 9 | Advanced | 4503.5015 | 4555.9855 | 4605.2875 | 4652.3923 | 4697.8879 | 4742.1539 | 4785.4497 | 4827.9603 | 4869.8222 | 4911.1393 | 4927.9024 | 4944.2654 | 4960.2799 | 4975.9881 | 4991.4251 | 5006.6201 | 5021.5979 | 5036.3798 | 5050.9838 | 5065.4259 | 5079.7197 | 5093.8774 | 5107.9096 | 5121.8258 | 5135.6345 | 5149.3431 | 5162.9584 | 5176.4866 | 5189.9331 | 5203.3031
[8 empty] | Offshore Wind - Class 9 | Moderate | 4476.6159 | 4517.3736 | 4555.4828 | 4591.7642 | 4626.7078 | 4660.6296 | 4693.7455 | 4726.2093 | 4758.1346 | 4789.6078 | 4803.176 | 4816.4123 | 4829.3596 | 4842.053 | 4854.5214 | 4866.7894 | 4878.8773 | 4890.8028 | 4902.5811 | 4914.2252 | 4925.7464 | 4937.155 | 4948.4597 | 4959.6683 | 4970.7878 | 4981.8246 | 4992.7841 | 5003.6716 | 5014.4915 | 5025.2479
[8 empty] | Offshore Wind - Class 9 | Conservative | 4413.9817 | 4429.9072 | 4444.5123 | 4458.2078 | 4471.2383 | 4483.7615 | 4495.885 | 4507.6853 | 4519.219 | 4530.529 | 4537.2685 | 4543.844 | 4550.2768 | 4556.5842 | 4562.7806 | 4568.878 | 4574.8867 | 4580.8154 | 4586.6715 | 4592.4615 | 4598.1911 | 4603.8651 | 4609.4881 | 4615.0638 | 4620.5957 | 4626.0869 | 4631.5401 | 4636.9579 | 4642.3425 | 4647.696
[8 empty] | Offshore Wind - Class 10 | Advanced | 4424.3145 | 4476.4894 | 4525.5387 | 4572.4296 | 4617.7399 | 4661.8425 | 4704.992 | 4747.3701 | 4789.1112 | 4830.3171 | 4846.9771 | 4863.2442 | 4879.1689 | 4894.7928 | 4910.1503 | 4925.2701 | 4940.1765 | 4954.8905 | 4969.4297 | 4983.8099 | 4998.0445 | 5012.1453 | 5026.123 | 5039.9866 | 5053.7446 | 5067.4043 | 5080.9724 | 5094.4549 | 5107.8572 | 5121.1843
[8 empty] | Offshore Wind - Class 10 | Moderate | 4397.7502 | 4438.2513 | 4476.1508 | 4512.255 | 4547.045 | 4580.8315 | 4613.8262 | 4646.1804 | 4678.0057 | 4709.3869 | 4722.8698 | 4736.0268 | 4748.8999 | 4761.5236 | 4773.9263 | 4786.1321 | 4798.1611 | 4810.0305 | 4821.7553 | 4833.3482 | 4844.8206 | 4856.1822 | 4867.4418 | 4878.607 | 4889.6847 | 4900.6811 | 4911.6017 | 4922.4514 | 4933.2348 | 4943.9559
[8 empty] | Offshore Wind - Class 10 | Conservative | 4335.9155 | 4351.7139 | 4366.2155 | 4379.8235 | 4392.7783 | 4405.2349 | 4417.2987 | 4429.0452 | 4440.5297 | 4451.7945 | 4458.4922 | 4465.0288 | 4471.4252 | 4477.6984 | 4483.8626 | 4489.9296 | 4495.9095 | 4501.8107 | 4507.6407 | 4513.4057 | 4519.1113 | 4524.7625 | 4530.3634 | 4535.9179 | 4541.4294 | 4546.9009 | 4552.3351 | 4557.7345 | 4563.1013 | 4568.4376
[8 empty] | Offshore Wind - Class 11 | Advanced | 4364.9183 | 4416.8613 | 4465.721 | 4512.4516 | 4557.6229 | 4601.6029 | 4644.6426 | 4686.9215 | 4728.5718 | 4769.6943 | 4786.2771 | 4802.4722 | 4818.3296 | 4833.8903 | 4849.1881 | 4864.2514 | 4879.1043 | 4893.7673 | 4908.2581 | 4922.5918 | 4936.7819 | 4950.8401 | 4964.7768 | 4978.601 | 4992.321 | 5005.944 | 5019.4767 | 5032.9249 | 5046.2941 | 5059.5889
[8 empty] | Offshore Wind - Class 11 | Moderate | 4338.5949 | 4378.9036 | 4416.6458 | 4452.6171 | 4487.292 | 4520.9768 | 4553.8807 | 4586.1527 | 4617.9029 | 4649.2151 | 4662.6342 | 4675.7316 | 4688.5491 | 4701.1205 | 4713.4739 | 4725.633 | 4737.6178 | 4749.4451 | 4761.1298 | 4772.6844 | 4784.1201 | 4795.4465 | 4806.6722 | 4817.8049 | 4828.8513 | 4839.8174 | 4850.7087 | 4861.5302 | 4872.2862 | 4882.9808
[8 empty] | Offshore Wind - Class 11 | Conservative | 4277.3599 | 4293.0631 | 4307.4869 | 4321.0293 | 4333.9274 | 4346.3339 | 4358.3531 | 4370.0591 | 4381.5068 | 4392.7377 | 4399.404 | 4405.9114 | 4412.2805 | 4418.5281 | 4424.6682 | 4430.7124 | 4436.6706 | 4442.5512 | 4448.3615 | 4454.1078 | 4459.7955 | 4465.4295 | 4471.0139 | 4476.5525 | 4482.0487 | 4487.5054 | 4492.9253 | 4498.311 | 4503.6644 | 4508.9877
[8 empty] | Offshore Wind - Class 12 | Advanced | 4114.6329 | 4165.5989 | 4213.6597 | 4259.7146 | 4304.3003 | 4347.7634 | 4390.3408 | 4432.2012 | 4473.4694 | 4514.2403 | 4530.4975 | 4546.3894 | 4561.9631 | 4577.2573 | 4592.3038 | 4607.1294 | 4621.7567 | 4636.205 | 4650.4911 | 4664.6293 | 4678.6321 | 4692.5106 | 4706.2746 | 4719.9327 | 4733.4926 | 4746.9611 | 4760.3445 | 4773.6483 | 4786.8776 | 4800.0369
[8 empty] | Offshore Wind - Class 12 | Moderate | 4089.3248 | 4128.8225 | 4165.9022 | 4201.3133 | 4235.5029 | 4268.7597 | 4301.2807 | 4333.2063 | 4364.6404 | 4395.6617 | 4408.8114 | 4421.6582 | 4434.2411 | 4446.5921 | 4458.7379 | 4470.7005 | 4482.4989 | 4494.1489 | 4505.6645 | 4517.0576 | 4528.3386 | 4539.5166 | 4550.5998 | 4561.5954 | 4572.5096 | 4583.3482 | 4594.1163 | 4604.8186 | 4615.4592 | 4626.042
[8 empty] | Offshore Wind - Class 12 | Conservative | 4030.6166 | 4045.9185 | 4060.015 | 4073.2809 | 4085.9398 | 4098.1355 | 4109.9663 | 4121.502 | 4132.7944 | 4143.8824 | 4150.4166 | 4156.8011 | 4163.0552 | 4169.1948 | 4175.2331 | 4181.1811 | 4187.0481 | 4192.842 | 4198.5696 | 4204.2369 | 4209.8491 | 4215.4105 | 4220.9253 | 4226.3969 | 4231.8286 | 4237.2231 | 4242.5829 | 4247.9104 | 4253.2076 | 4258.4764
[8 empty] | Offshore Wind - Class 13 | Advanced | 3288.3104 | 3336.0505 | 3381.474 | 3425.2977 | 3467.95 | 3509.707 | 3550.7577 | 3591.2366 | 3631.2433 | 3670.8534 | 3686.0356 | 3700.9265 | 3715.5638 | 3729.978 | 3744.1947 | 3758.2353 | 3772.1178 | 3785.8576 | 3799.4679 | 3812.9603 | 3826.3448 | 3839.6301 | 3852.8242 | 3865.9337 | 3878.965 | 3891.9234 | 3904.8139 | 3917.6409 | 3930.4085 | 3943.1204
[8 empty] | Offshore Wind - Class 13 | Moderate | 3266.354 | 3303.1745 | 3338.0668 | 3371.6283 | 3404.2158 | 3436.0595 | 3467.3164 | 3498.0985 | 3528.4886 | 3558.5495 | 3570.8101 | 3582.8291 | 3594.6377 | 3606.2614 | 3617.7213 | 3629.0353 | 3640.2182 | 3651.2828 | 3662.2403 | 3673.1 | 3683.8704 | 3694.5587 | 3705.1713 | 3715.714 | 3726.1919 | 3736.6095 | 3746.9709 | 3757.2798 | 3767.5395 | 3777.753
[8 empty] | Offshore Wind - Class 13 | Conservative | 3215.9886 | 3229.9654 | 3242.981 | 3255.3342 | 3267.2034 | 3278.7032 | 3289.912 | 3300.8855 | 3311.6649 | 3322.2814 | 3328.3793 | 3334.3577 | 3340.2322 | 3346.0154 | 3351.7179 | 3357.3483 | 3362.9141 | 3368.4216 | 3373.8762 | 3379.2828 | 3384.6453 | 3389.9675 | 3395.2524 | 3400.503 | 3405.7216 | 3410.9106 | 3416.072 | 3421.2076 | 3426.319 | 3431.4077
[8 empty] | Offshore Wind - Class 14 | Advanced | 2709.0046 | 2754.4832 | 2798.0578 | 2840.3174 | 2881.6141 | 2922.1751 | 2962.1554 | 3001.6658 | 3040.7882 | 3079.5844 | 3094.013 | 3108.2022 | 3122.1828 | 3135.9802 | 3149.6152 | 3163.1055 | 3176.4658 | 3189.7088 | 3202.8454 | 3215.8851 | 3228.836 | 3241.7056 | 3254.5 | 3267.225 | 3279.8856 | 3292.4864 | 3305.0314 | 3317.5242 | 3329.9681 | 3342.3662
[8 empty] | Offshore Wind - Class 14 | Moderate | 2689.3981 | 2724.3417 | 2757.7003 | 2789.9653 | 2821.4296 | 2852.2826 | 2882.6532 | 2912.6336 | 2942.2919 | 2971.6795 | 2983.3168 | 2994.7555 | 3006.0212 | 3017.1349 | 3028.1141 | 3038.9733 | 3049.7247 | 3060.379 | 3070.9452 | 3081.431 | 3091.8434 | 3102.1883 | 3112.4711 | 3122.6963 | 3132.8683 | 3142.9907 | 3153.067 | 3163.1 | 3173.0927 | 3183.0474
[8 empty] | Offshore Wind - Class 14 | Conservative | 2644.8814 | 2657.9293 | 2670.1871 | 2681.9005 | 2693.216 | 2704.2279 | 2715.0007 | 2725.58 | 2735.9998 | 2746.2857 | 2752.0777 | 2757.7715 | 2763.3799 | 2768.9133 | 2774.3802 | 2779.788 | 2785.1426 | 2790.4493 | 2795.7126 | 2800.9364 | 2806.124 | 2811.2784 | 2816.4022 | 2821.4977 | 2826.567 | 2831.6119 | 2836.6342 | 2841.6352 | 2846.6164 | 2851.5789
[10 empty] | 2021 | 2022 | 2023 | 2024 | 2025 | 2026 | 2027 | 2028 | 2029 | 2030 | 2031 | 2032 | 2033 | 2034 | 2035 | 2036 | 2037 | 2038 | 2039 | 2040 | 2041 | 2042 | 2043 | 2044 | 2045 | 2046 | 2047 | 2048 | 2049 | 2050
[7 empty] | CAPEX ($/kW) | Offshore Wind - Class 1 | Advanced | 3149.9376 | 3327.1977 | 3068.7789 | 2765.6388 | 2689.1719 | 2624.52 | 2568.516 | 2519.1169 | 2474.928 | 2434.9542 | 2398.4611 | 2364.8906 | 2333.8092 | 2304.8731 | 2277.8052 | 2252.3788 | 2228.4061 | 2205.73 | 2184.2172 | 2163.7543 | 2144.2434 | 2125.6001 | 2107.7503 | 2090.6292 | 2074.1798 | 2058.3512 | 2043.0984 | 2028.3808 | 2014.1623 | 2000.41
[8 empty] | Offshore Wind - Class 1 | Moderate | 3396.2021 | 3613.2633 | 3351.3293 | 3034.3653 | 2962.3678 | 2901.4948 | 2848.7642 | 2802.2525 | 2760.6464 | 2723.0091 | 2688.6489 | 2657.0406 | 2627.7759 | 2600.5311 | 2575.0453 | 2551.105 | 2528.5336 | 2507.1828 | 2486.9275 | 2467.6606 | 2449.2901 | 2431.7365 | 2414.93 | 2398.8096 | 2383.3217 | 2368.4183 | 2354.0569 | 2340.1996 | 2326.8121 | 2313.8637
[8 empty] | Offshore Wind - Class 1 | Conservative | 3870.7654 | 4185.5618 | 3930.3863 | 3594.7914 | 3539.8787 | 3493.4506 | 3453.2328 | 3417.7582 | 3386.0251 | 3357.319 | 3331.1124 | 3307.0046 | 3284.6843 | 3263.9047 | 3244.4666 | 3226.2073 | 3208.9919 | 3192.7077 | 3177.2588 | 3162.5639 | 3148.5527 | 3135.1645 | 3122.3461 | 3110.0511 | 3098.2384 | 3086.8715 | 3075.9181 | 3065.3491 | 3055.1384 | 3045.2625
[8 empty] | Offshore Wind - Class 2 | Advanced | 3187.2581 | 3364.4423 | 3103.297 | 2798.4061 | 2721.0332 | 2655.6153 | 2598.9478 | 2548.9635 | 2504.251 | 2463.8036 | 2426.8781 | 2392.9098 | 2361.4602 | 2332.1813 | 2304.7926 | 2279.065 | 2254.8083 | 2231.8635 | 2210.0958 | 2189.3905 | 2169.6485 | 2150.7842 | 2132.7229 | 2115.399 | 2098.7547 | 2082.7386 | 2067.305 | 2052.4131 | 2038.0261 | 2024.1109
[8 empty] | Offshore Wind - Class 2 | Moderate | 3436.4404 | 3653.7101 | 3389.0255 | 3070.3166 | 2997.466 | 2935.8718 | 2882.5164 | 2835.4537 | 2793.3546 | 2755.2713 | 2720.5041 | 2688.5213 | 2658.9098 | 2631.3422 | 2605.5545 | 2581.3306 | 2558.4917 | 2536.888 | 2516.3926 | 2496.8974 | 2478.3094 | 2460.5477 | 2443.5421 | 2427.2308 | 2411.5593 | 2396.4793 | 2381.9478 | 2367.9263 | 2354.3802 | 2341.2784
[8 empty] | Offshore Wind - Class 2 | Conservative | 3916.6263 | 4232.4149 | 3974.5958 | 3637.3825 | 3581.8192 | 3534.8411 | 3494.1468 | 3458.2519 | 3426.1428 | 3397.0966 | 3370.5795 | 3346.1861 | 3323.6013 | 3302.5754 | 3282.907 | 3264.4314 | 3247.0121 | 3230.5349 | 3214.903 | 3200.034 | 3185.8568 | 3172.31 | 3159.3397 | 3146.899 | 3134.9463 | 3123.4448 | 3112.3616 | 3101.6674 | 3091.3357 | 3081.3429
[8 empty] | Offshore Wind - Class 3 | Advanced | 3314.3379 | 3501.6036 | 3229.5814 | 2909.9819 | 2829.524 | 2761.4979 | 2702.5709 | 2650.5937 | 2604.0985 | 2562.0384 | 2523.6406 | 2488.318 | 2455.6144 | 2425.1681 | 2396.6875 | 2369.934 | 2344.7102 | 2320.8506 | 2298.215 | 2276.6841 | 2256.1549 | 2236.5385 | 2217.7571 | 2199.7425 | 2182.4346 | 2165.7799 | 2149.731 | 2134.2453 | 2119.2846 | 2104.8146
[8 empty] | Offshore Wind - Class 3 | Moderate | 3573.4553 | 3802.6643 | 3526.9373 | 3192.7337 | 3116.9786 | 3052.9285 | 2997.4458 | 2948.5066 | 2904.729 | 2865.1273 | 2828.9738 | 2795.7158 | 2764.9237 | 2736.257 | 2709.441 | 2684.2513 | 2660.5018 | 2638.0367 | 2616.7242 | 2596.4517 | 2577.1225 | 2558.6527 | 2540.969 | 2524.0074 | 2507.711 | 2492.0298 | 2476.9189 | 2462.3384 | 2448.2522 | 2434.6279
[8 empty] | Offshore Wind - Class 3 | Conservative | 4072.7868 | 4404.9616 | 4136.3366 | 3782.4093 | 3724.6306 | 3675.7794 | 3633.4626 | 3596.1365 | 3562.7472 | 3532.5429 | 3504.9685 | 3479.6025 | 3456.1173 | 3434.2531 | 3413.8005 | 3394.5882 | 3376.4744 | 3359.3402 | 3343.0851 | 3327.6232 | 3312.8807 | 3298.7937 | 3285.3064 | 3272.3697 | 3259.9404 | 3247.9803 | 3236.4552 | 3225.3345 | 3214.591 | 3204.1997
[8 empty] | Offshore Wind - Class 4 | Advanced | 3441.6137 | 3637.5838 | 3354.8825 | 3021.7298 | 2938.1822 | 2867.5438 | 2806.3539 | 2752.3807 | 2704.1 | 2660.4247 | 2620.5524 | 2583.8734 | 2549.9139 | 2518.2984 | 2488.7241 | 2460.9433 | 2434.7508 | 2409.9749 | 2386.4701 | 2364.1123 | 2342.7949 | 2322.4252 | 2302.9225 | 2284.2161 | 2266.2435 | 2248.9493 | 2232.284 | 2216.2037 | 2200.6685 | 2185.6428
[8 empty] | Offshore Wind - Class 4 | Moderate | 3710.6817 | 3950.3357 | 3663.7752 | 3315.3398 | 3236.6755 | 3170.1658 | 3112.5525 | 3061.7339 | 3016.2752 | 2975.1527 | 2937.6109 | 2903.0757 | 2871.1012 | 2841.3336 | 2813.4878 | 2787.3308 | 2762.6693 | 2739.3415 | 2717.2105 | 2696.1596 | 2676.0881 | 2656.909 | 2638.5463 | 2620.9332 | 2604.0111 | 2587.7277 | 2572.0366 | 2556.8961 | 2542.269 | 2528.1215
[8 empty] | Offshore Wind - Class 4 | Conservative | 4229.1883 | 4576.0225 | 4296.8178 | 3927.6598 | 3867.6623 | 3816.9352 | 3772.9933 | 3734.2338 | 3699.5623 | 3668.1981 | 3639.5648 | 3613.2248 | 3588.8377 | 3566.1338 | 3544.8958 | 3524.9458 | 3506.1363 | 3488.3442 | 3471.4648 | 3455.4092 | 3440.1006 | 3425.4726 | 3411.4673 | 3398.0338 | 3385.1273 | 3372.7079 | 3360.7402 | 3349.1925 | 3338.0363 | 3327.246
[8 empty] | Offshore Wind - Class 5 | Advanced | 3611.3707 | 3808.361 | 3513.0471 | 3170.7762 | 3083.1076 | 3008.9849 | 2944.7769 | 2888.1414 | 2837.4793 | 2791.6498 | 2749.8107 | 2711.3225 | 2675.688 | 2642.5131 | 2611.48 | 2582.3289 | 2554.8445 | 2528.8465 | 2504.1824 | 2480.7218 | 2458.3529 | 2436.9784 | 2416.5138 | 2396.8847 | 2378.0256 | 2359.8783 | 2342.3911 | 2325.5176 | 2309.2162 | 2293.4493
[8 empty] | Offshore Wind - Class 5 | Moderate | 3893.7105 | 4135.796 | 3836.5024 | 3478.8684 | 3396.324 | 3326.5337 | 3266.0786 | 3212.7535 | 3165.0525 | 3121.9017 | 3082.5081 | 3046.2695 | 3012.7178 | 2981.4819 | 2952.2627 | 2924.8155 | 2898.9375 | 2874.4591 | 2851.2365 | 2829.1473 | 2808.0857 | 2787.9606 | 2768.6922 | 2750.2104 | 2732.4536 | 2715.367 | 2698.9019 | 2683.0146 | 2667.666 | 2652.8207
[8 empty] | Offshore Wind - Class 5 | Conservative | 4437.7924 | 4790.8575 | 4499.3896 | 4121.391 | 4058.4342 | 4005.2049 | 3959.0956 | 3918.4244 | 3882.0427 | 3849.1314 | 3819.0858 | 3791.4465 | 3765.8565 | 3742.0328 | 3719.7473 | 3698.8132 | 3679.076 | 3660.4062 | 3642.6943 | 3625.8467 | 3609.7831 | 3594.4336 | 3579.7374 | 3565.6413 | 3552.0982 | 3539.0662 | 3526.5082 | 3514.3909 | 3502.6845 | 3491.3619
[8 empty] | Offshore Wind - Class 6 | Advanced | 3585.7928 | 3785.9263 | 3492.005 | 3148.3188 | 3061.2712 | 2987.6734 | 2923.9202 | 2867.6858 | 2817.3825 | 2771.8776 | 2730.3349 | 2692.1193 | 2656.7371 | 2623.7972 | 2592.9839 | 2564.0393 | 2536.7495 | 2510.9357 | 2486.4462 | 2463.1518 | 2440.9413 | 2419.7182 | 2399.3986 | 2379.9085 | 2361.183 | 2343.1642 | 2325.8008 | 2309.0468 | 2292.8609 | 2277.2057
[8 empty] | Offshore Wind - Class 6 | Moderate | 3866.1328 | 4111.4324 | 3813.5229 | 3454.2289 | 3372.2691 | 3302.9732 | 3242.9462 | 3189.9988 | 3142.6356 | 3099.7904 | 3060.6759 | 3024.6939 | 2991.3799 | 2960.3652 | 2931.353 | 2904.1001 | 2878.4055 | 2854.1004 | 2831.0423 | 2809.1095 | 2788.1971 | 2768.2146 | 2749.0826 | 2730.7317 | 2713.1006 | 2696.1351 | 2679.7866 | 2664.0118 | 2648.7719 | 2634.0318
[8 empty] | Offshore Wind - Class 6 | Conservative | 4406.3612 | 4762.635 | 4472.4396 | 4092.2008 | 4029.6898 | 3976.8376 | 3931.0549 | 3890.6716 | 3854.5476 | 3821.8695 | 3792.0367 | 3764.5931 | 3739.1844 | 3715.5294 | 3693.4017 | 3672.6159 | 3653.0185 | 3634.4809 | 3616.8945 | 3600.1662 | 3584.2163 | 3568.9756 | 3554.3835 | 3540.3873 | 3526.94 | 3514.0003 | 3501.5313 | 3489.4998 | 3477.8763 | 3466.6339
[8 empty] | Offshore Wind - Class 7 | Advanced | 3618.0856 | 3843.1032 | 3542.9801 | 3176.6718 | 3088.8402 | 3014.5797 | 2950.2523 | 2893.5115 | 2842.7552 | 2796.8405 | 2754.9236 | 2716.3639 | 2680.6631 | 2647.4265 | 2616.3357 | 2587.1304 | 2559.5949 | 2533.5486 | 2508.8385 | 2485.3344 | 2462.9238 | 2441.5097 | 2421.007 | 2401.3414 | 2382.4472 | 2364.2662 | 2346.7465 | 2329.8416 | 2313.5098 | 2297.7137
[8 empty] | Offshore Wind - Class 7 | Moderate | 3900.9503 | 4173.5253 | 3869.1914 | 3485.3369 | 3402.639 | 3332.719 | 3272.1515 | 3218.7271 | 3170.9374 | 3127.7064 | 3088.2396 | 3051.9336 | 3018.3195 | 2987.0256 | 2957.752 | 2930.2538 | 2904.3277 | 2879.8038 | 2856.538 | 2834.4077 | 2813.307 | 2793.1444 | 2773.8402 | 2755.324 | 2737.5342 | 2720.4158 | 2703.9201 | 2688.0033 | 2672.6261 | 2657.7533
[8 empty] | Offshore Wind - Class 7 | Conservative | 4446.0438 | 4834.5627 | 4537.7268 | 4129.0542 | 4065.9803 | 4012.652 | 3966.457 | 3925.7101 | 3889.2608 | 3856.2883 | 3826.1869 | 3798.4962 | 3772.8586 | 3748.9906 | 3726.6636 | 3705.6906 | 3685.9167 | 3667.2122 | 3649.4674 | 3632.5885 | 3616.4949 | 3601.1169 | 3586.3935 | 3572.2711 | 3558.7028 | 3545.6466 | 3533.0652 | 3520.9254 | 3509.1972 | 3497.8536
[8 empty] | Offshore Wind - Class 8 | Advanced | 4510.4897 | 4796.8338 | 4429.478 | 3979.6456 | 3874.0194 | 3784.7137 | 3707.3535 | 3639.1171 | 3578.0775 | 3522.8605 | 3472.4513 | 3426.0793 | 3383.1456 | 3343.1752 | 3305.7855 | 3270.6632 | 3237.549 | 3206.2257 | 3176.5094 | 3148.2433 | 3121.2924 | 3095.5397 | 3070.8832 | 3047.2334 | 3024.5112 | 3002.6467 | 2981.5775 | 2961.2477 | 2941.6071 | 2922.6107
[8 empty] | Offshore Wind - Class 8 | Moderate | 4851.3007 | 5195.2255 | 4823.2113 | 4352.7489 | 4253.5482 | 4169.6751 | 4097.021 | 4032.9355 | 3975.609 | 3923.751 | 3876.4083 | 3832.8572 | 3792.5352 | 3754.9964 | 3719.8811 | 3686.8954 | 3655.7956 | 3626.3777 | 3598.4692 | 3571.9225 | 3546.6111 | 3522.425 | 3499.2684 | 3477.0572 | 3455.7173 | 3435.1829 | 3415.3953 | 3396.3022 | 3377.8565 | 3360.0156
[8 empty] | Offshore Wind - Class 8 | Conservative | 5478.9594 | 5954.3665 | 5590.1201 | 5091.1188 | 5013.9472 | 4948.6994 | 4892.1793 | 4842.325 | 4797.7288 | 4757.3866 | 4720.5571 | 4686.6772 | 4655.3094 | 4626.1066 | 4598.7892 | 4573.1285 | 4548.9349 | 4526.0497 | 4504.3387 | 4483.6872 | 4463.9965 | 4445.1813 | 4427.167 | 4409.8882 | 4393.2871 | 4377.3127 | 4361.9193 | 4347.0661 | 4332.7165 | 4318.8375
[8 empty] | Offshore Wind - Class 9 | Advanced | 4592.4122 | 4878.5209 | 4505.323 | 4051.9266 | 3944.3819 | 3853.4541 | 3774.689 | 3705.2131 | 3643.0649 | 3586.845 | 3535.5202 | 3488.306 | 3444.5925 | 3403.8962 | 3365.8273 | 3330.0671 | 3296.3515 | 3264.4593 | 3234.2033 | 3205.4238 | 3177.9834 | 3151.7629 | 3126.6586 | 3102.5792 | 3079.4444 | 3057.1828 | 3035.7309 | 3015.0318 | 2995.0345 | 2975.6931
[8 empty] | Offshore Wind - Class 9 | Moderate | 4939.4133 | 5283.6969 | 4905.798 | 4431.8064 | 4330.8039 | 4245.4075 | 4171.4338 | 4106.1843 | 4047.8167 | 3995.0167 | 3946.8142 | 3902.4721 | 3861.4178 | 3823.1971 | 3787.444 | 3753.8592 | 3722.1946 | 3692.2424 | 3663.8269 | 3636.7982 | 3611.027 | 3586.4016 | 3562.8244 | 3540.2099 | 3518.4824 | 3497.575 | 3477.428 | 3457.9881 | 3439.2073 | 3421.0424
[8 empty] | Offshore Wind - Class 9 | Conservative | 5578.4719 | 6055.7656 | 5685.8384 | 5183.5871 | 5105.0138 | 5038.581 | 4981.0343 | 4930.2745 | 4884.8683 | 4843.7934 | 4806.295 | 4771.7998 | 4739.8622 | 4710.129 | 4682.3155 | 4656.1887 | 4631.5557 | 4608.2549 | 4586.1495 | 4565.1229 | 4545.0746 | 4525.9177 | 4507.5762 | 4489.9835 | 4473.0809 | 4456.8164 | 4441.1434 | 4426.0204 | 4411.4102 | 4397.2791
[8 empty] | Offshore Wind - Class 10 | Advanced | 4693.5936 | 4988.0864 | 4606.3484 | 4141.1998 | 4031.2857 | 3938.3546 | 3857.854 | 3786.8475 | 3723.33 | 3665.8714 | 3613.4159 | 3565.1614 | 3520.4848 | 3478.8918 | 3439.9842 | 3403.4361 | 3368.9777 | 3336.3828 | 3305.4602 | 3276.0466 | 3248.0016 | 3221.2035 | 3195.5461 | 3170.9362 | 3147.2916 | 3124.5395 | 3102.615 | 3081.4599 | 3061.022 | 3041.2544
[8 empty] | Offshore Wind - Class 10 | Moderate | 5048.2399 | 5402.3622 | 5015.8035 | 4529.4493 | 4426.2215 | 4338.9436 | 4263.34 | 4196.653 | 4136.9994 | 4083.0361 | 4033.7716 | 3988.4525 | 3946.4937 | 3907.4309 | 3870.8901 | 3836.5653 | 3804.2031 | 3773.591 | 3744.5495 | 3716.9252 | 3690.5862 | 3665.4183 | 3641.3216 | 3618.2088 | 3596.0026 | 3574.6346 | 3554.0437 | 3534.1756 | 3514.981 | 3496.4159
[8 empty] | Offshore Wind - Class 10 | Conservative | 5701.3785 | 6191.7706 | 5813.3353 | 5297.7935 | 5217.489 | 5149.5925 | 5090.7779 | 5038.8998 | 4992.4932 | 4950.5133 | 4912.1887 | 4876.9335 | 4844.2922 | 4813.904 | 4785.4776 | 4758.7752 | 4733.5995 | 4709.7853 | 4687.1929 | 4665.703 | 4645.213 | 4625.634 | 4606.8884 | 4588.9082 | 4571.6332 | 4555.0103 | 4538.992 | 4523.5358 | 4508.6037 | 4494.1612
[8 empty] | Offshore Wind - Class 11 | Advanced | 5025.1522 | 5327.1415 | 4920.469 | 4433.7369 | 4316.0584 | 4216.5626 | 4130.3754 | 4054.353 | 3986.3485 | 3924.831 | 3868.67 | 3817.0068 | 3769.1742 | 3724.6431 | 3682.987 | 3643.8572 | 3606.9645 | 3572.0671 | 3538.9601 | 3507.4688 | 3477.4426 | 3448.7515 | 3421.2816 | 3394.9332 | 3369.6184 | 3345.2591 | 3321.7858 | 3299.1363 | 3277.2547 | 3256.0907
[8 empty] | Offshore Wind - Class 11 | Moderate | 5404.8509 | 5769.5769 | 5357.846 | 4849.4126 | 4738.8927 | 4645.4495 | 4564.5052 | 4493.1074 | 4429.2398 | 4371.4646 | 4318.7199 | 4270.1995 | 4225.2766 | 4183.4544 | 4144.3324 | 4107.5829 | 4072.9345 | 4040.16 | 4009.067 | 3979.4913 | 3951.2917 | 3924.3459 | 3898.547 | 3873.8015 | 3850.0266 | 3827.1492 | 3805.1038 | 3783.8321 | 3763.2816 | 3743.405
[8 empty] | Offshore Wind - Class 11 | Conservative | 6104.1277 | 6612.6437 | 6209.7638 | 5672.0331 | 5586.0559 | 5513.3632 | 5450.3939 | 5394.851 | 5345.1662 | 5300.2209 | 5259.189 | 5221.4433 | 5186.4963 | 5153.9614 | 5123.527 | 5094.9383 | 5067.9841 | 5042.4877 | 5018.2993 | 4995.2914 | 4973.354 | 4952.3919 | 4932.3221 | 4913.0717 | 4894.5764 | 4876.7792 | 4859.6294 | 4843.0814 | 4827.0945 | 4811.6318
[8 empty] | Offshore Wind - Class 12 | Advanced | 5239.7942 | 5541.7357 | 5119.6695 | 4623.1174 | 4500.4124 | 4396.6668 | 4306.7983 | 4227.5286 | 4156.6195 | 4092.4744 | 4033.9145 | 3980.0446 | 3930.1689 | 3883.7357 | 3840.3004 | 3799.4991 | 3761.0307 | 3724.6427 | 3690.1216 | 3657.2851 | 3625.9765 | 3596.0598 | 3567.4166 | 3539.9428 | 3513.5467 | 3488.1469 | 3463.671 | 3440.054 | 3417.2378 | 3395.1697
[8 empty] | Offshore Wind - Class 12 | Moderate | 5635.7111 | 6001.9938 | 5574.7534 | 5056.5481 | 4941.3075 | 4843.873 | 4759.4713 | 4685.0238 | 4618.4282 | 4558.1852 | 4503.1876 | 4452.5947 | 4405.7531 | 4362.1445 | 4321.3514 | 4283.0322 | 4246.9039 | 4212.7294 | 4180.3083 | 4149.4693 | 4120.0653 | 4091.9685 | 4065.0677 | 4039.2652 | 4014.4748 | 3990.6202 | 3967.6332 | 3945.4529 | 3924.0246 | 3903.299
[8 empty] | Offshore Wind - Class 12 | Conservative | 6364.8564 | 6879.022 | 6461.1602 | 5914.3056 | 5824.656 | 5748.8583 | 5683.1994 | 5625.2841 | 5573.4771 | 5526.612 | 5483.8275 | 5444.4695 | 5408.0298 | 5374.1052 | 5342.3709 | 5312.561 | 5284.4556 | 5257.8701 | 5232.6486 | 5208.6579 | 5185.7834 | 5163.926 | 5142.9989 | 5122.9263 | 5103.641 | 5085.0837 | 5067.2013 | 5049.9464 | 5033.2767 | 5017.1535
[8 empty] | Offshore Wind - Class 13 | Advanced | 5379.8445 | 5679.3731 | 5247.6264 | 4746.6851 | 4620.7004 | 4514.1819 | 4421.9113 | 4340.5229 | 4267.7185 | 4201.8589 | 4141.7339 | 4086.4241 | 4035.2153 | 3987.541 | 3942.9448 | 3901.053 | 3861.5564 | 3824.1958 | 3788.7519 | 3755.0378 | 3722.8924 | 3692.1761 | 3662.7673 | 3634.5591 | 3607.4575 | 3581.3789 | 3556.2487 | 3532.0005 | 3508.5744 | 3485.9166
[8 empty] | Offshore Wind - Class 13 | Moderate | 5786.3437 | 6151.0624 | 5714.0843 | 5191.7007 | 5073.3799 | 4973.3411 | 4886.6835 | 4810.2461 | 4741.8706 | 4680.0174 | 4623.5498 | 4571.6047 | 4523.511 | 4478.7369 | 4436.8535 | 4397.51 | 4360.4161 | 4325.3282 | 4292.0405 | 4260.3773 | 4230.1873 | 4201.3395 | 4173.7197 | 4147.2276 | 4121.7746 | 4097.2824 | 4073.6809 | 4050.9078 | 4028.9068 | 4007.6273
[8 empty] | Offshore Wind - Class 13 | Conservative | 6534.9777 | 7049.8729 | 6622.6453 | 6072.3845 | 5980.3387 | 5902.5151 | 5835.1012 | 5775.6379 | 5722.4462 | 5674.3285 | 5630.4004 | 5589.9905 | 5552.5768 | 5517.7455 | 5485.1629 | 5454.5563 | 5425.6997 | 5398.4036 | 5372.508 | 5347.876 | 5324.3902 | 5301.9485 | 5280.4621 | 5259.853 | 5240.0523 | 5220.9989 | 5202.6385 | 5184.9225 | 5167.8072 | 5151.2531
[8 empty] | Offshore Wind - Class 14 | Advanced | 5442.5508 | 5781.1258 | 5338.9181 | 4802.0114 | 4674.5583 | 4566.7982 | 4473.4522 | 4391.1151 | 4317.4621 | 4250.8349 | 4190.009 | 4134.0546 | 4082.2489 | 4034.0189 | 3988.9028 | 3946.5228 | 3906.5658 | 3868.7697 | 3832.9128 | 3798.8057 | 3766.2855 | 3735.2112 | 3705.4596 | 3676.9227 | 3649.5052 | 3623.1226 | 3597.6995 | 3573.1687 | 3549.4696 | 3526.5477
[8 empty] | Offshore Wind - Class 14 | Moderate | 5853.788 | 6261.2659 | 5813.4908 | 5252.214 | 5132.514 | 5031.3092 | 4943.6416 | 4866.3133 | 4797.1408 | 4734.5666 | 4677.4409 | 4624.8903 | 4576.236 | 4530.94 | 4488.5684 | 4448.7664 | 4411.2401 | 4375.7433 | 4342.0676 | 4310.0353 | 4279.4934 | 4250.3094 | 4222.3677 | 4195.5667 | 4169.8171 | 4145.0394 | 4121.1628 | 4098.1243 | 4075.8668 | 4054.3393
[8 empty] | Offshore Wind - Class 14 | Conservative | 6611.148 | 7176.1797 | 6737.8579 | 6143.1628 | 6050.0442 | 5971.3135 | 5903.1138 | 5842.9575 | 5789.1458 | 5740.4672 | 5696.0271 | 5655.1462 | 5617.2964 | 5582.0591 | 5549.0967 | 5518.1334 | 5488.9404 | 5461.3262 | 5435.1287 | 5410.2097 | 5386.4501 | 5363.7469 | 5342.01 | 5321.1607 | 5301.1291 | 5281.8537 | 5263.2793 | 5245.3568 | 5228.042 | 5211.295
[10 empty] | 2021 | 2022 | 2023 | 2024 | 2025 | 2026 | 2027 | 2028 | 2029 | 2030 | 2031 | 2032 | 2033 | 2034 | 2035 | 2036 | 2037 | 2038 | 2039 | 2040 | 2041 | 2042 | 2043 | 2044 | 2045 | 2046 | 2047 | 2048 | 2049 | 2050
[7 empty] | Construction Financing Cost ($/kW) | Offshore Wind - Class 1 | Advanced | 312.44 | 330.0223 | 304.3899 | 274.3217 | 266.737 | 260.3242 | 254.7692 | 249.8694 | 245.4863 | 241.5213 | 237.9016 | 234.5718 | 231.4888 | 228.6187 | 225.9338 | 223.4118 | 221.034 | 218.7847 | 216.6509 | 214.6212 | 212.6859 | 210.8367 | 209.0662 | 207.368 | 205.7364 | 204.1664 | 202.6534 | 201.1936 | 199.7833 | 198.4192
[8 empty] | Offshore Wind - Class 1 | Moderate | 336.8668 | 358.3969 | 332.4159 | 300.9765 | 293.8351 | 287.7971 | 282.5668 | 277.9534 | 273.8265 | 270.0933 | 266.6851 | 263.5499 | 260.6472 | 257.9448 | 255.4169 | 253.0422 | 250.8034 | 248.6856 | 246.6765 | 244.7654 | 242.9433 | 241.2022 | 239.5351 | 237.9362 | 236.3999 | 234.9217 | 233.4972 | 232.1227 | 230.7948 | 229.5104
[8 empty] | Offshore Wind - Class 1 | Conservative | 383.9384 | 415.1628 | 389.8521 | 356.5647 | 351.118 | 346.5128 | 342.5236 | 339.0049 | 335.8574 | 333.01 | 330.4106 | 328.0194 | 325.8054 | 323.7443 | 321.8163 | 320.0051 | 318.2976 | 316.6823 | 315.15 | 313.6924 | 312.3026 | 310.9747 | 309.7032 | 308.4837 | 307.312 | 306.1845 | 305.0981 | 304.0497 | 303.0369 | 302.0574
[8 empty] | Offshore Wind - Class 2 | Advanced | 316.1418 | 333.7166 | 307.8138 | 277.5719 | 269.8973 | 263.4085 | 257.7877 | 252.8298 | 248.3948 | 244.3829 | 240.7203 | 237.351 | 234.2315 | 231.3274 | 228.6107 | 226.0588 | 223.6528 | 221.3769 | 219.2178 | 217.164 | 215.2058 | 213.3347 | 211.5432 | 209.8249 | 208.1739 | 206.5853 | 205.0545 | 203.5774 | 202.1503 | 200.7701
[8 empty] | Offshore Wind - Class 2 | Moderate | 340.858 | 362.4088 | 336.155 | 304.5425 | 297.3165 | 291.207 | 285.9147 | 281.2466 | 277.0708 | 273.2933 | 269.8448 | 266.6725 | 263.7353 | 261.0009 | 258.443 | 256.0403 | 253.7749 | 251.6321 | 249.5991 | 247.6654 | 245.8217 | 244.0599 | 242.3732 | 240.7552 | 239.2008 | 237.705 | 236.2637 | 234.8729 | 233.5293 | 232.2297
[8 empty] | Offshore Wind - Class 2 | Conservative | 388.4873 | 419.8101 | 394.2372 | 360.7893 | 355.278 | 350.6183 | 346.5819 | 343.0215 | 339.8366 | 336.9555 | 334.3253 | 331.9057 | 329.6656 | 327.58 | 325.6291 | 323.7966 | 322.0688 | 320.4344 | 318.8839 | 317.409 | 316.0028 | 314.6591 | 313.3726 | 312.1386 | 310.953 | 309.8122 | 308.7129 | 307.6521 | 306.6273 | 305.6361
[8 empty] | Offshore Wind - Class 3 | Advanced | 328.7467 | 347.3215 | 320.3398 | 288.639 | 280.6584 | 273.911 | 268.066 | 262.9104 | 258.2986 | 254.1267 | 250.3181 | 246.8144 | 243.5706 | 240.5506 | 237.7257 | 235.072 | 232.5701 | 230.2035 | 227.9583 | 225.8226 | 223.7864 | 221.8406 | 219.9777 | 218.1909 | 216.4741 | 214.8221 | 213.2302 | 211.6942 | 210.2103 | 208.775
[8 empty] | Offshore Wind - Class 3 | Moderate | 354.4484 | 377.1835 | 349.8343 | 316.6849 | 309.1708 | 302.8177 | 297.3145 | 292.4602 | 288.1179 | 284.1899 | 280.6038 | 277.305 | 274.2508 | 271.4073 | 268.7475 | 266.2489 | 263.8932 | 261.6649 | 259.551 | 257.5401 | 255.6229 | 253.7909 | 252.0369 | 250.3544 | 248.738 | 247.1826 | 245.6838 | 244.2375 | 242.8403 | 241.489
[8 empty] | Offshore Wind - Class 3 | Conservative | 403.9767 | 436.9249 | 410.2802 | 375.1744 | 369.4434 | 364.5979 | 360.4005 | 356.6981 | 353.3863 | 350.3903 | 347.6553 | 345.1392 | 342.8097 | 340.641 | 338.6124 | 336.7067 | 334.91 | 333.2105 | 331.5982 | 330.0645 | 328.6022 | 327.2049 | 325.8671 | 324.584 | 323.3511 | 322.1648 | 321.0216 | 319.9186 | 318.8529 | 317.8222
[8 empty] | Offshore Wind - Class 4 | Advanced | 341.3711 | 360.8093 | 332.7683 | 299.7232 | 291.4361 | 284.4296 | 278.3602 | 273.0066 | 268.2177 | 263.8856 | 259.9307 | 256.2925 | 252.9241 | 249.7882 | 246.8547 | 244.0992 | 241.5012 | 239.0436 | 236.7122 | 234.4946 | 232.3801 | 230.3597 | 228.4252 | 226.5697 | 224.787 | 223.0716 | 221.4186 | 219.8236 | 218.2827 | 216.7923
[8 empty] | Offshore Wind - Class 4 | Moderate | 368.0598 | 391.8309 | 363.4072 | 328.8461 | 321.0435 | 314.4464 | 308.7318 | 303.6911 | 299.1821 | 295.1032 | 291.3795 | 287.954 | 284.7824 | 281.8298 | 279.0678 | 276.4733 | 274.0271 | 271.7133 | 269.5181 | 267.4301 | 265.4392 | 263.5369 | 261.7155 | 259.9684 | 258.29 | 256.6748 | 255.1184 | 253.6167 | 252.1658 | 250.7625
[8 empty] | Offshore Wind - Class 4 | Conservative | 419.4901 | 453.8923 | 426.1982 | 389.5817 | 383.6306 | 378.599 | 374.2404 | 370.3959 | 366.9569 | 363.8459 | 361.0058 | 358.3931 | 355.9742 | 353.7222 | 351.6156 | 349.6368 | 347.7711 | 346.0063 | 344.3321 | 342.7395 | 341.2211 | 339.7701 | 338.3809 | 337.0485 | 335.7683 | 334.5364 | 333.3494 | 332.204 | 331.0974 | 330.0271
[8 empty] | Offshore Wind - Class 5 | Advanced | 358.2092 | 377.7485 | 348.4566 | 314.507 | 305.8112 | 298.459 | 292.0903 | 286.4726 | 281.4475 | 276.9017 | 272.7517 | 268.9341 | 265.3995 | 262.1089 | 259.0308 | 256.1393 | 253.4132 | 250.8344 | 248.388 | 246.061 | 243.8422 | 241.7221 | 239.6922 | 237.7452 | 235.8746 | 234.0746 | 232.3401 | 230.6664 | 229.0495 | 227.4856
[8 empty] | Offshore Wind - Class 5 | Moderate | 386.2143 | 410.2266 | 380.5399 | 345.0664 | 336.8789 | 329.9564 | 323.9599 | 318.6707 | 313.9392 | 309.6591 | 305.7517 | 302.1572 | 298.8293 | 295.731 | 292.8328 | 290.1103 | 287.5435 | 285.1155 | 282.8121 | 280.621 | 278.532 | 276.5358 | 274.6245 | 272.7914 | 271.0301 | 269.3353 | 267.7021 | 266.1263 | 264.6038 | 263.1313
[8 empty] | Offshore Wind - Class 5 | Conservative | 440.1814 | 475.2016 | 446.2912 | 408.7978 | 402.5531 | 397.2733 | 392.6998 | 388.6656 | 385.057 | 381.7925 | 378.8123 | 376.0708 | 373.5326 | 371.1695 | 368.959 | 366.8826 | 364.9249 | 363.073 | 361.3162 | 359.6451 | 358.0517 | 356.5292 | 355.0715 | 353.6734 | 352.33 | 351.0374 | 349.7918 | 348.5899 | 347.4287 | 346.3056
[8 empty] | Offshore Wind - Class 6 | Advanced | 355.6722 | 375.5233 | 346.3694 | 312.2794 | 303.6452 | 296.3451 | 290.0215 | 284.4437 | 279.4541 | 274.9405 | 270.8199 | 267.0293 | 263.5198 | 260.2525 | 257.1962 | 254.3252 | 251.6183 | 249.0579 | 246.6288 | 244.3182 | 242.1152 | 240.0101 | 237.9946 | 236.0614 | 234.204 | 232.4167 | 230.6945 | 229.0327 | 227.4272 | 225.8744
[8 empty] | Offshore Wind - Class 6 | Moderate | 383.4789 | 407.81 | 378.2605 | 342.6224 | 334.4929 | 327.6195 | 321.6655 | 316.4136 | 311.7157 | 307.4659 | 303.5862 | 300.0172 | 296.7128 | 293.6365 | 290.7588 | 288.0556 | 285.5069 | 283.0961 | 280.809 | 278.6335 | 276.5592 | 274.5772 | 272.6795 | 270.8593 | 269.1105 | 267.4277 | 265.8061 | 264.2414 | 262.7297 | 261.2677
[8 empty] | Offshore Wind - Class 6 | Conservative | 437.0637 | 472.4023 | 443.618 | 405.9024 | 399.702 | 394.4596 | 389.9185 | 385.9129 | 382.3298 | 379.0884 | 376.1293 | 373.4072 | 370.887 | 368.5406 | 366.3458 | 364.2841 | 362.3402 | 360.5015 | 358.7571 | 357.0979 | 355.5158 | 354.0041 | 352.5567 | 351.1684 | 349.8346 | 348.5511 | 347.3143 | 346.1209 | 344.968 | 343.8529
[8 empty] | Offshore Wind - Class 7 | Advanced | 358.8753 | 381.1946 | 351.4256 | 315.0918 | 306.3798 | 299.014 | 292.6334 | 287.0053 | 281.9708 | 277.4166 | 273.2589 | 269.4341 | 265.893 | 262.5963 | 259.5124 | 256.6156 | 253.8843 | 251.3008 | 248.8499 | 246.5185 | 244.2956 | 242.1716 | 240.1379 | 238.1873 | 236.3132 | 234.5098 | 232.7721 | 231.0953 | 229.4753 | 227.9085
[8 empty] | Offshore Wind - Class 7 | Moderate | 386.9324 | 413.9689 | 383.7823 | 345.708 | 337.5053 | 330.57 | 324.5623 | 319.2632 | 314.523 | 310.2349 | 306.3202 | 302.7191 | 299.3849 | 296.2809 | 293.3773 | 290.6497 | 288.0781 | 285.6456 | 283.3379 | 281.1428 | 279.0499 | 277.05 | 275.1352 | 273.2986 | 271.534 | 269.8361 | 268.1999 | 266.6211 | 265.0958 | 263.6206
[8 empty] | Offshore Wind - Class 7 | Conservative | 440.9998 | 479.5367 | 450.0938 | 409.5579 | 403.3016 | 398.012 | 393.43 | 389.3883 | 385.7729 | 382.5024 | 379.5167 | 376.7701 | 374.2271 | 371.8596 | 369.645 | 367.5647 | 365.6034 | 363.7481 | 361.988 | 360.3138 | 358.7175 | 357.1922 | 355.7317 | 354.331 | 352.9851 | 351.6901 | 350.4422 | 349.238 | 348.0747 | 346.9495
[8 empty] | Offshore Wind - Class 8 | Advanced | 447.3922 | 475.7944 | 439.3567 | 394.7381 | 384.2611 | 375.403 | 367.7297 | 360.9614 | 354.9069 | 349.43 | 344.4299 | 339.8303 | 335.5717 | 331.6071 | 327.8984 | 324.4147 | 321.1301 | 318.0232 | 315.0756 | 312.2719 | 309.5987 | 307.0443 | 304.5987 | 302.2528 | 299.9991 | 297.8303 | 295.7405 | 293.724 | 291.7759 | 289.8916
[8 empty] | Offshore Wind - Class 8 | Moderate | 481.197 | 515.3106 | 478.4108 | 431.746 | 421.9063 | 413.587 | 406.3805 | 400.0239 | 394.3378 | 389.194 | 384.4981 | 380.1783 | 376.1788 | 372.4553 | 368.9723 | 365.7005 | 362.6157 | 359.6978 | 356.9295 | 354.2964 | 351.7858 | 349.3868 | 347.0899 | 344.8868 | 342.7701 | 340.7333 | 338.7706 | 336.8767 | 335.0471 | 333.2775
[8 empty] | Offshore Wind - Class 8 | Conservative | 543.454 | 590.6093 | 554.4799 | 504.9844 | 497.3297 | 490.8579 | 485.2517 | 480.3067 | 475.8832 | 471.8817 | 468.2286 | 464.8681 | 461.7567 | 458.8601 | 456.1505 | 453.6053 | 451.2055 | 448.9356 | 446.7821 | 444.7336 | 442.7805 | 440.9143 | 439.1275 | 437.4136 | 435.7669 | 434.1824 | 432.6556 | 431.1823 | 429.759 | 428.3823
[8 empty] | Offshore Wind - Class 9 | Advanced | 455.518 | 483.8969 | 446.8797 | 401.9076 | 391.2404 | 382.2213 | 374.4086 | 367.5174 | 361.3529 | 355.7765 | 350.6857 | 346.0025 | 341.6666 | 337.63 | 333.8539 | 330.3069 | 326.9627 | 323.7993 | 320.7983 | 317.9436 | 315.2218 | 312.6211 | 310.131 | 307.7426 | 305.4478 | 303.2397 | 301.1119 | 299.0588 | 297.0753 | 295.1568
[8 empty] | Offshore Wind - Class 9 | Moderate | 489.9368 | 524.086 | 486.6025 | 439.5876 | 429.5693 | 421.0989 | 413.7615 | 407.2894 | 401.5 | 396.2628 | 391.4816 | 387.0834 | 383.0112 | 379.2201 | 375.6738 | 372.3425 | 369.2018 | 366.2308 | 363.4123 | 360.7313 | 358.1751 | 355.7326 | 353.3939 | 351.1508 | 348.9957 | 346.9219 | 344.9235 | 342.9953 | 341.1325 | 339.3307
[8 empty] | Offshore Wind - Class 9 | Conservative | 553.3245 | 600.667 | 563.9742 | 514.1562 | 506.3626 | 499.7732 | 494.0651 | 489.0303 | 484.5265 | 480.4523 | 476.7329 | 473.3113 | 470.1435 | 467.1942 | 464.4354 | 461.8439 | 459.4006 | 457.0894 | 454.8968 | 452.8112 | 450.8226 | 448.9225 | 447.1032 | 445.3582 | 443.6816 | 442.0684 | 440.5138 | 439.0137 | 437.5645 | 436.1629
[8 empty] | Offshore Wind - Class 10 | Advanced | 465.5541 | 494.7646 | 456.9003 | 410.7626 | 399.8603 | 390.6425 | 382.6577 | 375.6146 | 369.3144 | 363.6151 | 358.4121 | 353.6258 | 349.1943 | 345.0687 | 341.2095 | 337.5843 | 334.1664 | 330.9334 | 327.8662 | 324.9487 | 322.1669 | 319.5088 | 316.9639 | 314.5228 | 312.1776 | 309.9208 | 307.7461 | 305.6478 | 303.6205 | 301.6598
[8 empty] | Offshore Wind - Class 10 | Moderate | 500.7312 | 535.8564 | 497.5139 | 449.2728 | 439.0337 | 430.3766 | 422.8776 | 416.2629 | 410.3459 | 404.9934 | 400.1068 | 395.6117 | 391.4498 | 387.5752 | 383.9508 | 380.5461 | 377.3361 | 374.2997 | 371.4191 | 368.6791 | 366.0665 | 363.5702 | 361.18 | 358.8875 | 356.6849 | 354.5654 | 352.523 | 350.5523 | 348.6484 | 346.8069
[8 empty] | Offshore Wind - Class 10 | Conservative | 565.5156 | 614.1572 | 576.6205 | 525.4843 | 517.5189 | 510.7843 | 504.9505 | 499.8048 | 495.2017 | 491.0378 | 487.2364 | 483.7395 | 480.5018 | 477.4876 | 474.668 | 472.0194 | 469.5223 | 467.1602 | 464.9192 | 462.7877 | 460.7553 | 458.8133 | 456.9539 | 455.1704 | 453.457 | 451.8081 | 450.2193 | 448.6862 | 447.2051 | 445.7726
[8 empty] | Offshore Wind - Class 11 | Advanced | 498.4412 | 528.3953 | 488.0577 | 439.7791 | 428.1067 | 418.2378 | 409.6889 | 402.1483 | 395.403 | 389.3011 | 383.7305 | 378.6061 | 373.8616 | 369.4446 | 365.3128 | 361.4315 | 357.7722 | 354.3107 | 351.0269 | 347.9033 | 344.925 | 342.0791 | 339.3544 | 336.7409 | 334.23 | 331.8138 | 329.4855 | 327.2389 | 325.0685 | 322.9692
[8 empty] | Offshore Wind - Class 11 | Moderate | 536.1032 | 572.2801 | 531.4408 | 481.0097 | 470.0473 | 460.7787 | 452.7499 | 445.668 | 439.3331 | 433.6024 | 428.3707 | 423.558 | 419.1021 | 414.9538 | 411.0733 | 407.4281 | 403.9914 | 400.7405 | 397.6564 | 394.7228 | 391.9257 | 389.253 | 386.694 | 384.2395 | 381.8813 | 379.6121 | 377.4255 | 375.3155 | 373.2771 | 371.3056
[8 empty] | Offshore Wind - Class 11 | Conservative | 605.464 | 655.9033 | 615.9419 | 562.6048 | 554.0768 | 546.8665 | 540.6206 | 535.1113 | 530.1831 | 525.725 | 521.6551 | 517.9111 | 514.4448 | 511.2177 | 508.1989 | 505.3632 | 502.6896 | 500.1607 | 497.7614 | 495.4793 | 493.3033 | 491.2241 | 489.2334 | 487.324 | 485.4895 | 483.7242 | 482.0231 | 480.3817 | 478.796 | 477.2622
[8 empty] | Offshore Wind - Class 12 | Advanced | 519.7313 | 549.6807 | 507.8163 | 458.5636 | 446.3926 | 436.1022 | 427.1882 | 419.3255 | 412.292 | 405.9295 | 400.121 | 394.7777 | 389.8306 | 385.2249 | 380.9166 | 376.8695 | 373.0539 | 369.4446 | 366.0205 | 362.7634 | 359.658 | 356.6905 | 353.8494 | 351.1243 | 348.5061 | 345.9867 | 343.559 | 341.2164 | 338.9533 | 336.7644
[8 empty] | Offshore Wind - Class 12 | Moderate | 559.0021 | 595.3334 | 552.9557 | 501.5553 | 490.1247 | 480.4602 | 472.0885 | 464.7041 | 458.0985 | 452.1231 | 446.6679 | 441.6496 | 437.0034 | 432.6779 | 428.6317 | 424.8308 | 421.2473 | 417.8575 | 414.6417 | 411.5828 | 408.6663 | 405.8794 | 403.2111 | 400.6518 | 398.1928 | 395.8267 | 393.5466 | 391.3466 | 389.2211 | 387.1654
[8 empty] | Offshore Wind - Class 12 | Conservative | 631.3255 | 682.3252 | 640.8778 | 586.6356 | 577.7434 | 570.225 | 563.7124 | 557.9678 | 552.8291 | 548.1806 | 543.9368 | 540.0329 | 536.4185 | 533.0536 | 529.9059 | 526.949 | 524.1613 | 521.5243 | 519.0226 | 516.643 | 514.3741 | 512.206 | 510.1303 | 508.1393 | 506.2264 | 504.3857 | 502.612 | 500.9005 | 499.247 | 497.6478
[8 empty] | Offshore Wind - Class 13 | Advanced | 533.6228 | 563.3329 | 520.5082 | 470.8202 | 458.3239 | 447.7584 | 438.6061 | 430.5333 | 423.3119 | 416.7793 | 410.8155 | 405.3294 | 400.2501 | 395.5213 | 391.0978 | 386.9426 | 383.0249 | 379.3192 | 375.8035 | 372.4595 | 369.271 | 366.2242 | 363.3072 | 360.5093 | 357.8211 | 355.2343 | 352.7417 | 350.3365 | 348.0129 | 345.7655
[8 empty] | Offshore Wind - Class 13 | Moderate | 573.9432 | 610.1194 | 566.7758 | 514.961 | 503.2248 | 493.3021 | 484.7066 | 477.1248 | 470.3427 | 464.2075 | 458.6065 | 453.4541 | 448.6837 | 444.2426 | 440.0882 | 436.1858 | 432.5065 | 429.0261 | 425.7244 | 422.5837 | 419.5892 | 416.7278 | 413.9882 | 411.3605 | 408.8358 | 406.4064 | 404.0654 | 401.8066 | 399.6243 | 397.5136
[8 empty] | Offshore Wind - Class 13 | Conservative | 648.1997 | 699.2717 | 656.8953 | 602.3154 | 593.1854 | 585.4661 | 578.7794 | 572.8813 | 567.6053 | 562.8325 | 558.4753 | 554.4671 | 550.756 | 547.3011 | 544.0693 | 541.0334 | 538.1712 | 535.4637 | 532.8951 | 530.4519 | 528.1224 | 525.8964 | 523.7652 | 521.721 | 519.7569 | 517.8671 | 516.0459 | 514.2887 | 512.591 | 510.949
[8 empty] | Offshore Wind - Class 14 | Advanced | 539.8426 | 573.4256 | 529.5634 | 476.308 | 463.666 | 452.9774 | 443.7184 | 435.5515 | 428.2459 | 421.6372 | 415.6039 | 410.0538 | 404.9153 | 400.1314 | 395.6564 | 391.4527 | 387.4894 | 383.7404 | 380.1838 | 376.8008 | 373.5751 | 370.4929 | 367.5418 | 364.7113 | 361.9918 | 359.3749 | 356.8532 | 354.42 | 352.0693 | 349.7957
[8 empty] | Offshore Wind - Class 14 | Moderate | 580.6329 | 621.0504 | 576.6359 | 520.9633 | 509.0903 | 499.0519 | 490.3562 | 482.6861 | 475.8249 | 469.6182 | 463.9519 | 458.7395 | 453.9135 | 449.4206 | 445.2178 | 441.2699 | 437.5477 | 434.0268 | 430.6865 | 427.5092 | 424.4798 | 421.5851 | 418.8136 | 416.1552 | 413.6011 | 411.1434 | 408.7751 | 406.4899 | 404.2822 | 402.1469
[8 empty] | Offshore Wind - Class 14 | Conservative | 655.7549 | 711.8 | 668.3232 | 609.3358 | 600.0995 | 592.2902 | 585.5255 | 579.5587 | 574.2211 | 569.3927 | 564.9848 | 560.9298 | 557.1755 | 553.6804 | 550.4108 | 547.3396 | 544.444 | 541.7049 | 539.1064 | 536.6347 | 534.278 | 532.0261 | 529.8701 | 527.802 | 525.8151 | 523.9032 | 522.0608 | 520.2831 | 518.5657 | 516.9045
[10 empty] | 2021 | 2022 | 2023 | 2024 | 2025 | 2026 | 2027 | 2028 | 2029 | 2030 | 2031 | 2032 | 2033 | 2034 | 2035 | 2036 | 2037 | 2038 | 2039 | 2040 | 2041 | 2042 | 2043 | 2044 | 2045 | 2046 | 2047 | 2048 | 2049 | 2050
[7 empty] | Overnight Capital Cost ($/kW) | Offshore Wind - Class 1 | Advanced | 2079.5964 | 2256.2229 | 2076.4353 | 1825.8814 | 1775.3977 | 1732.7144 | 1695.7404 | 1663.1271 | 1633.9534 | 1607.5627 | 1583.4698 | 1561.3065 | 1540.7865 | 1521.6828 | 1503.8125 | 1487.0259 | 1471.1991 | 1456.2283 | 1442.0255 | 1428.5158 | 1415.6347 | 1403.3263 | 1391.5418 | 1380.2385 | 1369.3785 | 1358.9285 | 1348.8585 | 1339.1419 | 1329.7548 | 1320.6755
[8 empty] | Offshore Wind - Class 1 | Moderate | 2242.1808 | 2450.2083 | 2267.618 | 2003.2953 | 1955.7624 | 1915.5739 | 1880.761 | 1850.0539 | 1822.5854 | 1797.7372 | 1775.0525 | 1754.1846 | 1734.864 | 1716.8769 | 1700.0511 | 1684.2457 | 1669.344 | 1655.2482 | 1641.8755 | 1629.1555 | 1617.0273 | 1605.4383 | 1594.3426 | 1583.6999 | 1573.4747 | 1563.6355 | 1554.1541 | 1545.0054 | 1536.167 | 1527.6184
[8 empty] | Offshore Wind - Class 1 | Conservative | 2555.4886 | 2838.2925 | 2659.4267 | 2373.2899 | 2337.0364 | 2306.3845 | 2279.8326 | 2256.4122 | 2235.4619 | 2216.5101 | 2199.2084 | 2183.2924 | 2168.5565 | 2154.8377 | 2142.0047 | 2129.9498 | 2118.5842 | 2107.8333 | 2097.6339 | 2087.9323 | 2078.6821 | 2069.8432 | 2061.3804 | 2053.2632 | 2045.4644 | 2037.96 | 2030.7285 | 2023.7509 | 2017.0097 | 2010.4897
[8 empty] | Offshore Wind - Class 2 | Advanced | 2085.9662 | 2263.1337 | 2082.7954 | 1831.4741 | 1780.8358 | 1738.0217 | 1700.9345 | 1668.2212 | 1638.9582 | 1612.4866 | 1588.3199 | 1566.0888 | 1545.5059 | 1526.3437 | 1508.4187 | 1491.5807 | 1475.7054 | 1460.6887 | 1446.4424 | 1432.8913 | 1419.9708 | 1407.6247 | 1395.8041 | 1384.4661 | 1373.5729 | 1363.0908 | 1352.99 | 1343.2437 | 1333.8278 | 1324.7207
[8 empty] | Offshore Wind - Class 2 | Moderate | 2249.0486 | 2457.7133 | 2274.5637 | 2009.4314 | 1961.7529 | 1921.4413 | 1886.5218 | 1855.7206 | 1828.168 | 1803.2436 | 1780.4895 | 1759.5577 | 1740.1779 | 1722.1357 | 1705.2584 | 1689.4046 | 1674.4572 | 1660.3182 | 1646.9046 | 1634.1456 | 1621.9802 | 1610.3557 | 1599.2261 | 1588.5508 | 1578.2943 | 1568.4249 | 1558.9144 | 1549.7378 | 1540.8723 | 1532.2975
[8 empty] | Offshore Wind - Class 2 | Conservative | 2563.3161 | 2846.9862 | 2667.5725 | 2380.5593 | 2344.1948 | 2313.449 | 2286.8158 | 2263.3236 | 2242.3092 | 2223.2993 | 2205.9446 | 2189.9799 | 2175.1988 | 2161.438 | 2148.5656 | 2136.4739 | 2125.0735 | 2114.2896 | 2104.059 | 2094.3277 | 2085.0491 | 2076.1831 | 2067.6945 | 2059.5524 | 2051.7297 | 2044.2023 | 2036.9487 | 2029.9496 | 2023.1878 | 2016.6478
[8 empty] | Offshore Wind - Class 3 | Advanced | 2194.4652 | 2380.8479 | 2191.1294 | 1926.736 | 1873.4638 | 1828.4228 | 1789.4065 | 1754.9917 | 1724.2067 | 1696.3582 | 1670.9345 | 1647.547 | 1625.8935 | 1605.7346 | 1586.8772 | 1569.1634 | 1552.4624 | 1536.6646 | 1521.6773 | 1507.4214 | 1493.8288 | 1480.8406 | 1468.4052 | 1456.4775 | 1445.0176 | 1433.9904 | 1423.3642 | 1413.1109 | 1403.2053 | 1393.6245
[8 empty] | Offshore Wind - Class 3 | Moderate | 2366.0302 | 2585.5482 | 2392.8724 | 2113.9496 | 2063.7911 | 2021.3827 | 1984.6469 | 1952.2436 | 1923.2579 | 1897.0372 | 1873.0995 | 1851.0789 | 1830.6911 | 1811.7105 | 1793.9553 | 1777.2769 | 1761.552 | 1746.6776 | 1732.5663 | 1719.1437 | 1706.3455 | 1694.1164 | 1682.4079 | 1671.1773 | 1660.3873 | 1650.0046 | 1639.9995 | 1630.3455 | 1621.0189 | 1611.9981
[8 empty] | Offshore Wind - Class 3 | Conservative | 2696.6439 | 2995.0687 | 2806.3231 | 2504.3812 | 2466.1252 | 2433.7802 | 2405.7617 | 2381.0476 | 2358.9401 | 2338.9415 | 2320.6841 | 2303.889 | 2288.3391 | 2273.8626 | 2260.3206 | 2247.5999 | 2235.6066 | 2224.2618 | 2213.4991 | 2203.2616 | 2193.5004 | 2184.1732 | 2175.2431 | 2166.6775 | 2158.4479 | 2150.529 | 2142.8981 | 2135.535 | 2128.4215 | 2121.5413
[8 empty] | Offshore Wind - Class 4 | Advanced | 2291.4389 | 2486.0579 | 2287.9558 | 2011.8787 | 1956.2525 | 1909.2211 | 1868.4807 | 1832.5451 | 1800.3996 | 1771.3205 | 1744.7733 | 1720.3523 | 1697.742 | 1676.6923 | 1657.0016 | 1638.505 | 1621.066 | 1604.5701 | 1588.9205 | 1574.0346 | 1559.8414 | 1546.2791 | 1533.2942 | 1520.8394 | 1508.8732 | 1497.3586 | 1486.2629 | 1475.5565 | 1465.2131 | 1455.209
[8 empty] | Offshore Wind - Class 4 | Moderate | 2470.5854 | 2699.804 | 2498.6138 | 2207.3653 | 2154.9903 | 2110.7079 | 2072.3488 | 2038.5136 | 2008.247 | 1980.8675 | 1955.872 | 1932.8784 | 1911.5896 | 1891.7703 | 1873.2305 | 1855.815 | 1839.3953 | 1823.8636 | 1809.1287 | 1795.1129 | 1781.7492 | 1768.9797 | 1756.7537 | 1745.0269 | 1733.7601 | 1722.9185 | 1712.4713 | 1702.3907 | 1692.6519 | 1683.2325
[8 empty] | Offshore Wind - Class 4 | Conservative | 2815.809 | 3127.4212 | 2930.3349 | 2615.0502 | 2575.1037 | 2541.3294 | 2512.0727 | 2486.2665 | 2463.1821 | 2442.2997 | 2423.2355 | 2405.6982 | 2389.4612 | 2374.3449 | 2360.2046 | 2346.9217 | 2334.3984 | 2322.5523 | 2311.3139 | 2300.624 | 2290.4315 | 2280.6922 | 2271.3674 | 2262.4233 | 2253.8301 | 2245.5612 | 2237.5931 | 2229.9046 | 2222.4768 | 2215.2925
[8 empty] | Offshore Wind - Class 5 | Advanced | 2331.875 | 2529.9283 | 2328.3304 | 2047.3815 | 1990.7736 | 1942.9123 | 1901.453 | 1864.8832 | 1832.1705 | 1802.5782 | 1775.5626 | 1750.7106 | 1727.7013 | 1706.2801 | 1686.242 | 1667.419 | 1649.6722 | 1632.8852 | 1616.9595 | 1601.8109 | 1587.3672 | 1573.5657 | 1560.3516 | 1547.677 | 1535.4996 | 1523.7819 | 1512.4903 | 1501.595 | 1491.0691 | 1480.8884
[8 empty] | Offshore Wind - Class 5 | Moderate | 2514.1828 | 2747.4463 | 2542.7058 | 2246.3177 | 2193.0185 | 2147.9547 | 2108.9186 | 2074.4864 | 2043.6857 | 2015.8231 | 1990.3865 | 1966.9871 | 1945.3226 | 1925.1535 | 1906.2866 | 1888.5638 | 1871.8543 | 1856.0485 | 1841.0536 | 1826.7905 | 1813.191 | 1800.1961 | 1787.7544 | 1775.8207 | 1764.355 | 1753.3222 | 1742.6906 | 1732.4321 | 1722.5215 | 1712.9358
[8 empty] | Offshore Wind - Class 5 | Conservative | 2865.4984 | 3182.6095 | 2982.0453 | 2661.1969 | 2620.5454 | 2586.1751 | 2556.4022 | 2530.1406 | 2506.6488 | 2485.3979 | 2465.9973 | 2448.1506 | 2431.627 | 2416.244 | 2401.8541 | 2388.3369 | 2375.5925 | 2363.5374 | 2352.1007 | 2341.2222 | 2330.8498 | 2320.9386 | 2311.4492 | 2302.3473 | 2293.6025 | 2285.1877 | 2277.0789 | 2269.2548 | 2261.6959 | 2254.3849
[8 empty] | Offshore Wind - Class 6 | Advanced | 2353.4626 | 2553.3494 | 2349.8852 | 2066.3354 | 2009.2034 | 1960.8991 | 1919.0559 | 1882.1476 | 1849.132 | 1819.2658 | 1792.0001 | 1766.9181 | 1743.6957 | 1722.0762 | 1701.8526 | 1682.8553 | 1664.9443 | 1648.0019 | 1631.9287 | 1616.6399 | 1602.0625 | 1588.1331 | 1574.7967 | 1562.0048 | 1549.7147 | 1537.8885 | 1526.4924 | 1515.4962 | 1504.8729 | 1494.5979
[8 empty] | Offshore Wind - Class 6 | Moderate | 2537.4581 | 2772.8811 | 2566.2452 | 2267.1133 | 2213.3207 | 2167.8397 | 2128.4422 | 2093.6912 | 2062.6053 | 2034.4848 | 2008.8127 | 1985.1967 | 1963.3317 | 1942.9759 | 1923.9342 | 1906.0474 | 1889.1832 | 1873.2311 | 1858.0974 | 1843.7022 | 1829.9768 | 1816.8617 | 1804.3048 | 1792.2605 | 1780.6888 | 1769.5537 | 1758.8237 | 1748.4703 | 1738.4679 | 1728.7935
[8 empty] | Offshore Wind - Class 6 | Conservative | 2892.0261 | 3212.0729 | 3009.6519 | 2685.8333 | 2644.8054 | 2610.1169 | 2580.0684 | 2553.5637 | 2529.8544 | 2508.4068 | 2488.8266 | 2470.8146 | 2454.1381 | 2438.6126 | 2424.0895 | 2410.4472 | 2397.5848 | 2385.4181 | 2373.8756 | 2362.8963 | 2352.4279 | 2342.425 | 2332.8478 | 2323.6616 | 2314.8358 | 2306.3431 | 2298.1593 | 2290.2627 | 2282.6338 | 2275.2551
[8 empty] | Offshore Wind - Class 7 | Advanced | 2568.4424 | 2786.5881 | 2564.5382 | 2255.0872 | 2192.7365 | 2140.0197 | 2094.3543 | 2054.0746 | 2018.0432 | 1985.4488 | 1955.6925 | 1928.3193 | 1902.9757 | 1879.3813 | 1857.3103 | 1836.5778 | 1817.0306 | 1798.5406 | 1780.9992 | 1764.3138 | 1748.4048 | 1733.2031 | 1718.6484 | 1704.688 | 1691.2752 | 1678.3687 | 1665.9316 | 1653.931 | 1642.3373 | 1631.1237
[8 empty] | Offshore Wind - Class 7 | Moderate | 2769.2452 | 3026.1732 | 2800.6619 | 2474.2055 | 2415.4991 | 2365.8635 | 2322.8673 | 2284.9419 | 2251.0165 | 2220.3272 | 2192.3101 | 2166.5369 | 2142.6746 | 2120.4593 | 2099.6783 | 2080.1576 | 2061.7529 | 2044.3436 | 2027.8275 | 2012.1174 | 1997.1382 | 1982.825 | 1969.1211 | 1955.9767 | 1943.3479 | 1931.1957 | 1919.4856 | 1908.1864 | 1897.2703 | 1886.7122
[8 empty] | Offshore Wind - Class 7 | Conservative | 3156.2016 | 3505.4835 | 3284.5722 | 2931.1739 | 2886.3983 | 2848.5412 | 2815.7478 | 2786.822 | 2760.947 | 2737.5402 | 2716.1714 | 2696.5141 | 2678.3143 | 2661.3706 | 2645.5209 | 2630.6323 | 2616.5951 | 2603.3169 | 2590.72 | 2578.7379 | 2567.3132 | 2556.3965 | 2545.9445 | 2535.9192 | 2526.2872 | 2517.0187 | 2508.0873 | 2499.4694 | 2491.1437 | 2483.091
[8 empty] | Offshore Wind - Class 8 | Advanced | 3169.8144 | 3445.9714 | 3176.3671 | 2796.7557 | 2722.5253 | 2659.7644 | 2605.3984 | 2557.4442 | 2514.5477 | 2475.7431 | 2440.3173 | 2407.7287 | 2377.5564 | 2349.4666 | 2323.1904 | 2298.5077 | 2275.2362 | 2253.2233 | 2232.3397 | 2212.4753 | 2193.5351 | 2175.437 | 2158.1093 | 2141.489 | 2125.5207 | 2110.1551 | 2095.3484 | 2081.0613 | 2067.2586 | 2053.9086
[8 empty] | Offshore Wind - Class 8 | Moderate | 3409.3245 | 3732.1698 | 3458.7121 | 3058.9597 | 2989.2449 | 2930.3018 | 2879.243 | 2834.206 | 2793.919 | 2757.475 | 2724.2042 | 2693.598 | 2665.2611 | 2638.8801 | 2614.2023 | 2591.0211 | 2569.1653 | 2548.4914 | 2528.8783 | 2510.2222 | 2492.4342 | 2475.4371 | 2459.1634 | 2443.5542 | 2428.5573 | 2414.1264 | 2400.2204 | 2386.8024 | 2373.8394 | 2361.3015
[8 empty] | Offshore Wind - Class 8 | Conservative | 3850.4211 | 4277.525 | 4008.6605 | 3577.8603 | 3523.6267 | 3477.7729 | 3438.0525 | 3403.0166 | 3371.676 | 3343.3249 | 3317.4424 | 3293.6328 | 3271.5886 | 3251.0659 | 3231.8682 | 3213.8348 | 3196.8324 | 3180.7495 | 3165.4917 | 3150.9785 | 3137.1406 | 3123.918 | 3111.2581 | 3099.1152 | 3087.4486 | 3076.2223 | 3065.4043 | 3054.966 | 3044.8816 | 3035.1279
[8 empty] | Offshore Wind - Class 9 | Advanced | 3181.8384 | 3459.0429 | 3188.4159 | 2807.3646 | 2732.8526 | 2669.8536 | 2615.2814 | 2567.1453 | 2524.0861 | 2485.1343 | 2449.5741 | 2416.8619 | 2386.5751 | 2358.3788 | 2332.0029 | 2307.2265 | 2283.8668 | 2261.7704 | 2240.8076 | 2220.8678 | 2201.8558 | 2183.689 | 2166.2956 | 2149.6123 | 2133.5834 | 2118.1595 | 2103.2966 | 2088.9553 | 2075.1003 | 2061.6996
[8 empty] | Offshore Wind - Class 9 | Moderate | 3422.257 | 3746.327 | 3471.832 | 3070.5632 | 3000.5839 | 2941.4173 | 2890.1648 | 2844.9569 | 2804.5171 | 2767.9348 | 2734.5378 | 2703.8155 | 2675.3712 | 2648.8901 | 2624.1187 | 2600.8496 | 2578.9108 | 2558.1586 | 2538.471 | 2519.7442 | 2501.8887 | 2484.8271 | 2468.4917 | 2452.8233 | 2437.7695 | 2423.2838 | 2409.3251 | 2395.8562 | 2382.844 | 2370.2585
[8 empty] | Offshore Wind - Class 9 | Conservative | 3865.0268 | 4293.7508 | 4023.8664 | 3591.4321 | 3536.9928 | 3490.965 | 3451.094 | 3415.9252 | 3384.4657 | 3356.0071 | 3330.0264 | 3306.1265 | 3283.9986 | 3263.3981 | 3244.1276 | 3226.0257 | 3208.9588 | 3192.8149 | 3177.4993 | 3162.931 | 3149.0407 | 3135.7678 | 3123.06 | 3110.871 | 3099.1601 | 3087.8912 | 3077.0322 | 3066.5543 | 3056.4317 | 3046.641
[8 empty] | Offshore Wind - Class 10 | Advanced | 3269.3734 | 3554.204 | 3276.1318 | 2884.5975 | 2808.0356 | 2743.3035 | 2687.2299 | 2637.7696 | 2593.5258 | 2553.5024 | 2516.9639 | 2483.3517 | 2452.2317 | 2423.2597 | 2396.1582 | 2370.7003 | 2346.6979 | 2323.9935 | 2302.454 | 2281.9657 | 2262.4307 | 2243.7641 | 2225.8922 | 2208.7499 | 2192.28 | 2176.4318 | 2161.16 | 2146.4242 | 2132.188 | 2118.4186
[8 empty] | Offshore Wind - Class 10 | Moderate | 3516.4061 | 3849.3915 | 3567.3449 | 3155.0369 | 3083.1324 | 3022.3381 | 2969.6756 | 2923.224 | 2881.6717 | 2844.083 | 2809.7672 | 2778.1997 | 2748.9728 | 2721.7632 | 2696.3104 | 2672.4011 | 2649.8588 | 2628.5356 | 2608.3064 | 2589.0644 | 2570.7177 | 2553.1867 | 2536.402 | 2520.3025 | 2504.8345 | 2489.9504 | 2475.6076 | 2461.7682 | 2448.398 | 2435.4663
[8 empty] | Offshore Wind - Class 10 | Conservative | 3971.3568 | 4411.8754 | 4134.5663 | 3690.2353 | 3634.2984 | 3587.0043 | 3546.0364 | 3509.9001 | 3477.5751 | 3448.3336 | 3421.6382 | 3397.0807 | 3374.3441 | 3353.1769 | 3333.3762 | 3314.7763 | 3297.2399 | 3280.6519 | 3264.9149 | 3249.9459 | 3235.6734 | 3222.0354 | 3208.9779 | 3196.4536 | 3184.4205 | 3172.8417 | 3161.6839 | 3150.9178 | 3140.5166 | 3130.4566
[8 empty] | Offshore Wind - Class 11 | Advanced | 3388.8316 | 3684.0695 | 3395.837 | 2989.9966 | 2910.6372 | 2843.5399 | 2785.4175 | 2734.1499 | 2688.2895 | 2646.8037 | 2608.9302 | 2574.0899 | 2541.8328 | 2511.8022 | 2483.7104 | 2457.3222 | 2432.4428 | 2408.9089 | 2386.5824 | 2365.3455 | 2345.0966 | 2325.7481 | 2307.2231 | 2289.4544 | 2272.3828 | 2255.9555 | 2240.1257 | 2224.8515 | 2210.0951 | 2195.8226
[8 empty] | Offshore Wind - Class 11 | Moderate | 3644.8905 | 3990.0428 | 3697.6906 | 3270.3174 | 3195.7857 | 3132.77 | 3078.1833 | 3030.0344 | 2986.9638 | 2948.0017 | 2912.4321 | 2879.7112 | 2849.4164 | 2821.2126 | 2794.8297 | 2770.0468 | 2746.6808 | 2724.5785 | 2703.6102 | 2683.6651 | 2664.6481 | 2646.4765 | 2629.0785 | 2612.3907 | 2596.3576 | 2580.9296 | 2566.0628 | 2551.7177 | 2537.859 | 2524.4547
[8 empty] | Offshore Wind - Class 11 | Conservative | 4116.4645 | 4573.0791 | 4285.6374 | 3825.0712 | 3767.0904 | 3718.0683 | 3675.6035 | 3638.1468 | 3604.6407 | 3574.3307 | 3546.6599 | 3521.2052 | 3497.6378 | 3475.6971 | 3455.173 | 3435.8935 | 3417.7163 | 3400.5222 | 3384.2102 | 3368.6943 | 3353.9002 | 3339.764 | 3326.2294 | 3313.2474 | 3300.7747 | 3288.7727 | 3277.2073 | 3266.0478 | 3255.2666 | 3244.839
[8 empty] | Offshore Wind - Class 12 | Advanced | 3425.1037 | 3723.5017 | 3432.1841 | 3021.9998 | 2941.791 | 2873.9755 | 2815.231 | 2763.4147 | 2717.0634 | 2675.1336 | 2636.8546 | 2601.6414 | 2569.0391 | 2538.687 | 2510.2946 | 2483.624 | 2458.4783 | 2434.6925 | 2412.127 | 2390.6627 | 2370.1972 | 2350.6415 | 2331.9183 | 2313.9594 | 2296.7051 | 2280.1019 | 2264.1027 | 2248.665 | 2233.7507 | 2219.3254
[8 empty] | Offshore Wind - Class 12 | Moderate | 3683.9033 | 4032.7499 | 3737.2685 | 3305.321 | 3229.9915 | 3166.3013 | 3111.1304 | 3062.4662 | 3018.9345 | 2979.5554 | 2943.605 | 2910.5339 | 2879.9149 | 2851.4092 | 2824.7439 | 2799.6958 | 2776.0797 | 2753.7408 | 2732.5481 | 2712.3895 | 2693.1689 | 2674.8029 | 2657.2186 | 2640.3522 | 2624.1475 | 2608.5544 | 2593.5284 | 2579.0298 | 2565.0227 | 2551.475
[8 empty] | Offshore Wind - Class 12 | Conservative | 4160.5248 | 4622.0266 | 4331.5084 | 3866.0126 | 3807.4112 | 3757.8644 | 3714.945 | 3677.0875 | 3643.2227 | 3612.5883 | 3584.6213 | 3558.8941 | 3535.0745 | 3512.899 | 3492.1552 | 3472.6693 | 3454.2976 | 3436.9194 | 3420.4328 | 3404.7508 | 3389.7984 | 3375.5108 | 3361.8314 | 3348.7105 | 3336.1043 | 3323.9739 | 3312.2847 | 3301.0057 | 3290.1091 | 3279.5699
[8 empty] | Offshore Wind - Class 13 | Advanced | 3428.8138 | 3727.535 | 3435.9018 | 3025.2732 | 2944.9775 | 2877.0885 | 2818.2804 | 2766.408 | 2720.0065 | 2678.0313 | 2639.7109 | 2604.4595 | 2571.8219 | 2541.4369 | 2513.0137 | 2486.3143 | 2461.1413 | 2437.3297 | 2414.7398 | 2393.2523 | 2372.7646 | 2353.1877 | 2334.4442 | 2316.4659 | 2299.1928 | 2282.5717 | 2266.5552 | 2251.1007 | 2236.1703 | 2221.7294
[8 empty] | Offshore Wind - Class 13 | Moderate | 3687.8937 | 4037.1181 | 3741.3167 | 3308.9013 | 3233.4902 | 3169.7311 | 3114.5004 | 3065.7834 | 3022.2046 | 2982.7828 | 2946.7936 | 2913.6866 | 2883.0344 | 2854.4978 | 2827.8037 | 2802.7284 | 2779.0868 | 2756.7237 | 2735.508 | 2715.3276 | 2696.0862 | 2677.7002 | 2660.0969 | 2643.2123 | 2626.9899 | 2611.3799 | 2596.3377 | 2581.8234 | 2567.8012 | 2554.2388
[8 empty] | Offshore Wind - Class 13 | Conservative | 4165.0314 | 4627.0332 | 4336.2003 | 3870.2002 | 3811.5354 | 3761.9349 | 3718.969 | 3681.0705 | 3647.169 | 3616.5015 | 3588.5042 | 3562.7491 | 3538.9037 | 3516.7042 | 3495.9378 | 3476.4309 | 3458.0393 | 3440.6423 | 3424.1378 | 3408.4388 | 3393.4703 | 3379.1672 | 3365.473 | 3352.3378 | 3339.7179 | 3327.5744 | 3315.8725 | 3304.5813 | 3293.673 | 3283.1223
[8 empty] | Offshore Wind - Class 14 | Advanced | 3766.685 | 4094.8419 | 3774.4715 | 3323.38 | 3235.1721 | 3160.5935 | 3095.9904 | 3039.0066 | 2988.0327 | 2941.9213 | 2899.8249 | 2861.0999 | 2825.2462 | 2791.8671 | 2760.6432 | 2731.3127 | 2703.6593 | 2677.5013 | 2652.6854 | 2629.0806 | 2606.574 | 2585.0681 | 2564.4776 | 2544.7277 | 2525.7526 | 2507.4937 | 2489.8989 | 2472.9215 | 2456.5198 | 2440.656
[8 empty] | Offshore Wind - Class 14 | Moderate | 4051.2944 | 4434.931 | 4109.9817 | 3634.9566 | 3552.1145 | 3482.0726 | 3421.3996 | 3367.8821 | 3320.0091 | 3276.7027 | 3237.1671 | 3200.7979 | 3167.1252 | 3135.7767 | 3106.4521 | 3078.9059 | 3052.9347 | 3028.368 | 3005.0617 | 2982.8928 | 2961.7553 | 2941.5576 | 2922.2197 | 2903.6713 | 2885.8504 | 2868.7022 | 2852.1778 | 2836.2332 | 2820.8293 | 2805.9305
[8 empty] | Offshore Wind - Class 14 | Conservative | 4575.4487 | 5082.9756 | 4763.4843 | 4251.5652 | 4187.1195 | 4132.6315 | 4085.4319 | 4043.7988 | 4006.5568 | 3972.8672 | 3942.1111 | 3913.8182 | 3887.6231 | 3863.236 | 3840.4234 | 3818.9943 | 3798.7904 | 3779.6791 | 3761.5483 | 3744.3024 | 3727.8588 | 3712.1463 | 3697.1027 | 3682.6732 | 3668.8098 | 3655.4696 | 3642.6147 | 3630.2109 | 3618.2276 | 3606.6373
[10 empty] | 2021 | 2022 | 2023 | 2024 | 2025 | 2026 | 2027 | 2028 | 2029 | 2030 | 2031 | 2032 | 2033 | 2034 | 2035 | 2036 | 2037 | 2038 | 2039 | 2040 | 2041 | 2042 | 2043 | 2044 | 2045 | 2046 | 2047 | 2048 | 2049 | 2050
[7 empty] | Fixed Operation and Maintenance Expenses ($/kW-yr) | Offshore Wind - Class 1 | Advanced | 101.5416 | 97.1971 | 93.6474 | 90.6461 | 88.0463 | 85.7532 | 83.7018 | 81.8462 | 80.1521 | 78.5937 | 77.1509 | 75.8076 | 74.551 | 73.3707 | 72.2579 | 71.2052 | 70.2065 | 69.2566 | 68.3509 | 67.4854 | 66.6568 | 65.862 | 65.0984 | 64.3636 | 63.6556 | 62.9723 | 62.3123 | 61.6739 | 61.0558 | 60.4566
[8 empty] | Offshore Wind - Class 1 | Moderate | 107.2968 | 103.4371 | 100.2835 | 97.6172 | 95.3076 | 93.2703 | 91.4479 | 89.7993 | 88.2943 | 86.9098 | 85.628 | 84.4346 | 83.3183 | 82.2697 | 81.2811 | 80.3459 | 79.4587 | 78.6148 | 77.8101 | 77.0412 | 76.3051 | 75.599 | 74.9206 | 74.2678 | 73.6388 | 73.0318 | 72.4454 | 71.8783 | 71.3291 | 70.7969
[8 empty] | Offshore Wind - Class 1 | Conservative | 118.1816 | 115.6016 | 113.4936 | 111.7113 | 110.1674 | 108.8056 | 107.5874 | 106.4855 | 105.4794 | 104.554 | 103.6971 | 102.8994 | 102.1532 | 101.4523 | 100.7914 | 100.1663 | 99.5732 | 99.0091 | 98.4713 | 97.9573 | 97.4652 | 96.9932 | 96.5398 | 96.1034 | 95.6829 | 95.2772 | 94.8852 | 94.5061 | 94.139 | 93.7832
[8 empty] | Offshore Wind - Class 2 | Advanced | 103.7247 | 99.2867 | 95.6607 | 92.5949 | 89.9392 | 87.5967 | 85.5013 | 83.6058 | 81.8753 | 80.2834 | 78.8095 | 77.4374 | 76.1538 | 74.9481 | 73.8113 | 72.736 | 71.7159 | 70.7455 | 69.8203 | 68.9363 | 68.0898 | 67.278 | 66.4979 | 65.7474 | 65.0241 | 64.3262 | 63.6519 | 62.9998 | 62.3684 | 61.7564
[8 empty] | Offshore Wind - Class 2 | Moderate | 109.6035 | 105.6609 | 102.4395 | 99.7159 | 97.3566 | 95.2755 | 93.4139 | 91.7299 | 90.1925 | 88.7783 | 87.4689 | 86.2499 | 85.1096 | 84.0384 | 83.0285 | 82.0732 | 81.1669 | 80.3049 | 79.4829 | 78.6975 | 77.9456 | 77.2243 | 76.5313 | 75.8645 | 75.2219 | 74.6019 | 74.0029 | 73.4236 | 72.8626 | 72.3189
[8 empty] | Offshore Wind - Class 2 | Conservative | 120.7224 | 118.0869 | 115.9336 | 114.113 | 112.5359 | 111.1448 | 109.9004 | 108.7748 | 107.7471 | 106.8018 | 105.9265 | 105.1116 | 104.3494 | 103.6334 | 102.9583 | 102.3197 | 101.7139 | 101.1377 | 100.5883 | 100.0633 | 99.5606 | 99.0785 | 98.6153 | 98.1695 | 97.74 | 97.3255 | 96.9251 | 96.5379 | 96.1629 | 95.7995
[8 empty] | Offshore Wind - Class 3 | Advanced | 105.5786 | 101.0614 | 97.3705 | 94.25 | 91.5468 | 89.1624 | 87.0296 | 85.1001 | 83.3387 | 81.7184 | 80.2181 | 78.8215 | 77.515 | 76.2877 | 75.1306 | 74.0361 | 72.9977 | 72.01 | 71.0683 | 70.1684 | 69.3069 | 68.4805 | 67.6865 | 66.9225 | 66.1863 | 65.4759 | 64.7896 | 64.1259 | 63.4831 | 62.8602
[8 empty] | Offshore Wind - Class 3 | Moderate | 111.5626 | 107.5495 | 104.2705 | 101.4982 | 99.0967 | 96.9784 | 95.0836 | 93.3695 | 91.8046 | 90.3651 | 89.0323 | 87.7915 | 86.6308 | 85.5405 | 84.5126 | 83.5402 | 82.6177 | 81.7402 | 80.9036 | 80.1042 | 79.3388 | 78.6046 | 77.8992 | 77.2205 | 76.5664 | 75.9353 | 75.3256 | 74.7359 | 74.165 | 73.6115
[8 empty] | Offshore Wind - Class 3 | Conservative | 122.8802 | 120.1976 | 118.0058 | 116.1526 | 114.5474 | 113.1314 | 111.8648 | 110.719 | 109.673 | 108.7107 | 107.8198 | 106.9904 | 106.2145 | 105.4857 | 104.7986 | 104.1486 | 103.532 | 102.9454 | 102.3862 | 101.8518 | 101.3402 | 100.8494 | 100.3779 | 99.9242 | 99.487 | 99.0651 | 98.6576 | 98.2634 | 97.8817 | 97.5118
[8 empty] | Offshore Wind - Class 4 | Advanced | 106.562 | 102.0027 | 98.2775 | 95.1279 | 92.3995 | 89.9929 | 87.8402 | 85.8928 | 84.115 | 82.4795 | 80.9653 | 79.5557 | 78.237 | 76.9983 | 75.8304 | 74.7257 | 73.6777 | 72.6808 | 71.7303 | 70.822 | 69.9524 | 69.1184 | 68.317 | 67.5459 | 66.8028 | 66.0858 | 65.3931 | 64.7232 | 64.0745 | 63.4457
[8 empty] | Offshore Wind - Class 4 | Moderate | 112.6017 | 108.5512 | 105.2417 | 102.4436 | 100.0197 | 97.8817 | 95.9692 | 94.2392 | 92.6597 | 91.2068 | 89.8616 | 88.6092 | 87.4377 | 86.3373 | 85.2998 | 84.3183 | 83.3873 | 82.5016 | 81.6572 | 80.8503 | 80.0778 | 79.3368 | 78.6248 | 77.9398 | 77.2796 | 76.6426 | 76.0273 | 75.4321 | 74.8558 | 74.2972
[8 empty] | Offshore Wind - Class 4 | Conservative | 124.0248 | 121.3172 | 119.105 | 117.2345 | 115.6143 | 114.1852 | 112.9068 | 111.7503 | 110.6945 | 109.7233 | 108.8241 | 107.987 | 107.2039 | 106.4683 | 105.7747 | 105.1187 | 104.4963 | 103.9043 | 103.3399 | 102.8005 | 102.2841 | 101.7888 | 101.3129 | 100.8549 | 100.4137 | 99.9879 | 99.5765 | 99.1787 | 98.7934 | 98.4201
[8 empty] | Offshore Wind - Class 5 | Advanced | 109.5011 | 104.8161 | 100.9881 | 97.7516 | 94.948 | 92.4751 | 90.2629 | 88.2618 | 86.435 | 84.7544 | 83.1984 | 81.7499 | 80.3949 | 79.122 | 77.9219 | 76.7867 | 75.7098 | 74.6854 | 73.7087 | 72.7754 | 71.8818 | 71.0247 | 70.2013 | 69.4089 | 68.6453 | 67.9085 | 67.1967 | 66.5083 | 65.8417 | 65.1956
[8 empty] | Offshore Wind - Class 5 | Moderate | 115.7074 | 111.5452 | 108.1444 | 105.2691 | 102.7784 | 100.5814 | 98.6162 | 96.8384 | 95.2154 | 93.7224 | 92.3401 | 91.0532 | 89.8494 | 88.7186 | 87.6524 | 86.6439 | 85.6872 | 84.7771 | 83.9094 | 83.0802 | 82.2864 | 81.525 | 80.7934 | 80.0894 | 79.4111 | 78.7565 | 78.1242 | 77.5126 | 76.9204 | 76.3464
[8 empty] | Offshore Wind - Class 5 | Conservative | 127.4455 | 124.6633 | 122.39 | 120.468 | 118.8031 | 117.3345 | 116.0209 | 114.8325 | 113.7476 | 112.7496 | 111.8256 | 110.9654 | 110.1607 | 109.4048 | 108.6921 | 108.018 | 107.3784 | 106.7701 | 106.1901 | 105.6358 | 105.1052 | 104.5962 | 104.1072 | 103.6366 | 103.1832 | 102.7457 | 102.323 | 101.9141 | 101.5183 | 101.1346
[8 empty] | Offshore Wind - Class 6 | Advanced | 107.9551 | 103.3362 | 99.5622 | 96.3714 | 93.6074 | 91.1694 | 88.9885 | 87.0156 | 85.2146 | 83.5577 | 82.0238 | 80.5956 | 79.2597 | 78.0049 | 76.8217 | 75.7026 | 74.6408 | 73.6309 | 72.668 | 71.7479 | 70.8669 | 70.0219 | 69.2101 | 68.4289 | 67.6761 | 66.9497 | 66.248 | 65.5693 | 64.9121 | 64.2751
[8 empty] | Offshore Wind - Class 6 | Moderate | 114.0737 | 109.9703 | 106.6175 | 103.7828 | 101.3272 | 99.1613 | 97.2238 | 95.4711 | 93.871 | 92.3991 | 91.0363 | 89.7676 | 88.5808 | 87.4659 | 86.4148 | 85.4206 | 84.4773 | 83.5801 | 82.7247 | 81.9072 | 81.1246 | 80.3739 | 79.6527 | 78.9586 | 78.2899 | 77.6446 | 77.0211 | 76.4182 | 75.8343 | 75.2685
[8 empty] | Offshore Wind - Class 6 | Conservative | 125.6461 | 122.9031 | 120.662 | 118.7671 | 117.1257 | 115.6779 | 114.3827 | 113.2112 | 112.1416 | 111.1577 | 110.2467 | 109.3986 | 108.6053 | 107.8601 | 107.1575 | 106.4929 | 105.8624 | 105.2626 | 104.6908 | 104.1444 | 103.6212 | 103.1194 | 102.6373 | 102.1734 | 101.7263 | 101.295 | 100.8782 | 100.4752 | 100.0849 | 99.7067
[8 empty] | Offshore Wind - Class 7 | Advanced | 103.1661 | 98.7521 | 95.1455 | 92.0963 | 89.4549 | 87.125 | 85.0409 | 83.1555 | 81.4344 | 79.851 | 78.3851 | 77.0203 | 75.7437 | 74.5445 | 73.4138 | 72.3443 | 71.3297 | 70.3646 | 69.4443 | 68.565 | 67.7232 | 66.9157 | 66.1398 | 65.3933 | 64.6739 | 63.9798 | 63.3091 | 62.6605 | 62.0325 | 61.4238
[8 empty] | Offshore Wind - Class 7 | Moderate | 109.0133 | 105.0919 | 101.8878 | 99.1789 | 96.8323 | 94.7624 | 92.9108 | 91.2359 | 89.7068 | 88.3002 | 86.9979 | 85.7854 | 84.6512 | 83.5859 | 82.5814 | 81.6312 | 80.7298 | 79.8724 | 79.0549 | 78.2737 | 77.5258 | 76.8084 | 76.1192 | 75.4559 | 74.8168 | 74.2002 | 73.6044 | 73.0282 | 72.4702 | 71.9295
[8 empty] | Offshore Wind - Class 7 | Conservative | 120.0723 | 117.451 | 115.3093 | 113.4985 | 111.9299 | 110.5463 | 109.3086 | 108.189 | 107.1669 | 106.2266 | 105.356 | 104.5456 | 103.7875 | 103.0753 | 102.4039 | 101.7687 | 101.1662 | 100.593 | 100.0466 | 99.5244 | 99.0244 | 98.5449 | 98.0842 | 97.6408 | 97.2136 | 96.8014 | 96.4032 | 96.018 | 95.645 | 95.2836
[8 empty] | Offshore Wind - Class 8 | Advanced | 74.7773 | 71.7495 | 69.2755 | 67.1838 | 65.3718 | 63.7736 | 62.3439 | 61.0507 | 59.87 | 58.7839 | 57.7783 | 56.8421 | 55.9663 | 55.1437 | 54.3681 | 53.6345 | 52.9384 | 52.2764 | 51.6452 | 51.042 | 50.4645 | 49.9106 | 49.3784 | 48.8662 | 48.3728 | 47.8966 | 47.4366 | 46.9916 | 46.5608 | 46.1433
[8 empty] | Offshore Wind - Class 8 | Moderate | 78.9273 | 76.2769 | 74.1114 | 72.2805 | 70.6945 | 69.2955 | 68.0441 | 66.912 | 65.8786 | 64.9278 | 64.0476 | 63.2282 | 62.4616 | 61.7415 | 61.0626 | 60.4204 | 59.8112 | 59.2317 | 58.6792 | 58.1512 | 57.6457 | 57.1608 | 56.695 | 56.2467 | 55.8148 | 55.398 | 54.9953 | 54.6058 | 54.2287 | 53.8632
[8 empty] | Offshore Wind - Class 8 | Conservative | 86.6835 | 85.0149 | 83.6516 | 82.4989 | 81.5004 | 80.6196 | 79.8318 | 79.1191 | 78.4684 | 77.8699 | 77.3157 | 76.7998 | 76.3172 | 75.8639 | 75.4365 | 75.0322 | 74.6487 | 74.2838 | 73.936 | 73.6036 | 73.2853 | 72.9801 | 72.6868 | 72.4046 | 72.1326 | 71.8702 | 71.6167 | 71.3715 | 71.1341 | 70.904
[8 empty] | Offshore Wind - Class 9 | Advanced | 75.6226 | 72.5605 | 70.0585 | 67.9432 | 66.1108 | 64.4945 | 63.0487 | 61.7408 | 60.5467 | 59.4483 | 58.4314 | 57.4846 | 56.599 | 55.767 | 54.9827 | 54.2407 | 53.5368 | 52.8673 | 52.2289 | 51.6189 | 51.0349 | 50.4747 | 49.9365 | 49.4186 | 48.9196 | 48.438 | 47.9728 | 47.5228 | 47.0871 | 46.6649
[8 empty] | Offshore Wind - Class 9 | Moderate | 79.8195 | 77.1392 | 74.9492 | 73.0975 | 71.4936 | 70.0788 | 68.8132 | 67.6684 | 66.6232 | 65.6618 | 64.7716 | 63.9429 | 63.1676 | 62.4394 | 61.7529 | 61.1034 | 60.4873 | 59.9012 | 59.3425 | 58.8085 | 58.2973 | 57.8069 | 57.3358 | 56.8825 | 56.4457 | 56.0242 | 55.6169 | 55.2231 | 54.8417 | 54.4721
[8 empty] | Offshore Wind - Class 9 | Conservative | 87.6633 | 85.9759 | 84.5971 | 83.4314 | 82.4216 | 81.5309 | 80.7342 | 80.0134 | 79.3554 | 78.7501 | 78.1897 | 77.668 | 77.1799 | 76.7215 | 76.2892 | 75.8803 | 75.4925 | 75.1235 | 74.7717 | 74.4356 | 74.1137 | 73.805 | 73.5084 | 73.223 | 72.948 | 72.6826 | 72.4263 | 72.1783 | 71.9382 | 71.7055
[8 empty] | Offshore Wind - Class 10 | Advanced | 78.6864 | 75.5002 | 72.8969 | 70.6958 | 68.7892 | 67.1074 | 65.603 | 64.2421 | 62.9997 | 61.8568 | 60.7987 | 59.8135 | 58.892 | 58.0264 | 57.2102 | 56.4382 | 55.7058 | 55.0092 | 54.3449 | 53.7102 | 53.1025 | 52.5197 | 51.9596 | 51.4208 | 50.9015 | 50.4004 | 49.9164 | 49.4482 | 48.9948 | 48.5555
[8 empty] | Offshore Wind - Class 10 | Moderate | 83.0533 | 80.2644 | 77.9856 | 76.059 | 74.3901 | 72.918 | 71.6011 | 70.4099 | 69.3224 | 68.322 | 67.3958 | 66.5334 | 65.7268 | 64.9691 | 64.2547 | 63.579 | 62.9379 | 62.3281 | 61.7466 | 61.1911 | 60.6591 | 60.1489 | 59.6587 | 59.187 | 58.7325 | 58.2939 | 57.8702 | 57.4604 | 57.0636 | 56.679
[8 empty] | Offshore Wind - Class 10 | Conservative | 91.2149 | 89.4591 | 88.0245 | 86.8115 | 85.7608 | 84.8341 | 84.005 | 83.2551 | 82.5704 | 81.9406 | 81.3575 | 80.8146 | 80.3068 | 79.8297 | 79.38 | 78.9546 | 78.551 | 78.167 | 77.801 | 77.4512 | 77.1163 | 76.7951 | 76.4865 | 76.1896 | 75.9034 | 75.6273 | 75.3605 | 75.1025 | 74.8527 | 74.6106
[8 empty] | Offshore Wind - Class 11 | Advanced | 85.1443 | 81.6966 | 78.8797 | 76.498 | 74.4349 | 72.6151 | 70.9872 | 69.5146 | 68.1702 | 66.9335 | 65.7885 | 64.7226 | 63.7254 | 62.7887 | 61.9056 | 61.0702 | 60.2777 | 59.5239 | 58.8051 | 58.1183 | 57.4608 | 56.83 | 56.2241 | 55.641 | 55.0791 | 54.5369 | 54.0131 | 53.5065 | 53.0159 | 52.5405
[8 empty] | Offshore Wind - Class 11 | Moderate | 89.8697 | 86.8518 | 84.3861 | 82.3013 | 80.4954 | 78.9025 | 77.4776 | 76.1886 | 75.0118 | 73.9293 | 72.9271 | 71.994 | 71.1211 | 70.3012 | 69.5282 | 68.797 | 68.1033 | 67.4435 | 66.8143 | 66.2131 | 65.6376 | 65.0855 | 64.555 | 64.0446 | 63.5528 | 63.0782 | 62.6197 | 62.1763 | 61.7469 | 61.3307
[8 empty] | Offshore Wind - Class 11 | Conservative | 98.7011 | 96.8012 | 95.2488 | 93.9363 | 92.7994 | 91.7966 | 90.8995 | 90.088 | 89.3471 | 88.6656 | 88.0346 | 87.4472 | 86.8977 | 86.3815 | 85.8949 | 85.4345 | 84.9978 | 84.5824 | 84.1863 | 83.8078 | 83.4454 | 83.0979 | 82.7639 | 82.4426 | 82.1329 | 81.8342 | 81.5455 | 81.2663 | 80.996 | 80.734
[8 empty] | Offshore Wind - Class 12 | Advanced | 86.287 | 82.793 | 79.9383 | 77.5246 | 75.4338 | 73.5896 | 71.9399 | 70.4475 | 69.0851 | 67.8318 | 66.6714 | 65.5912 | 64.5806 | 63.6314 | 62.7364 | 61.8898 | 61.0867 | 60.3227 | 59.5943 | 58.8983 | 58.2319 | 57.5927 | 56.9786 | 56.3877 | 55.8182 | 55.2688 | 54.738 | 54.2245 | 53.7274 | 53.2456
[8 empty] | Offshore Wind - Class 12 | Moderate | 95.6028 | 92.3924 | 89.7694 | 87.5516 | 85.6305 | 83.936 | 82.4201 | 81.0489 | 79.7971 | 78.6455 | 77.5793 | 76.5867 | 75.6582 | 74.786 | 73.9637 | 73.1858 | 72.4479 | 71.7459 | 71.0766 | 70.4371 | 69.8248 | 69.2375 | 68.6732 | 68.1303 | 67.6071 | 67.1022 | 66.6145 | 66.1427 | 65.6859 | 65.2432
[8 empty] | Offshore Wind - Class 12 | Conservative | 104.9976 | 102.9765 | 101.3251 | 99.9289 | 98.7194 | 97.6526 | 96.6983 | 95.835 | 95.0469 | 94.3219 | 93.6507 | 93.0258 | 92.4412 | 91.8921 | 91.3744 | 90.8847 | 90.4201 | 89.9782 | 89.5568 | 89.1542 | 88.7687 | 88.399 | 88.0437 | 87.7019 | 87.3725 | 87.0547 | 86.7476 | 86.4506 | 86.163 | 85.8843
[8 empty] | Offshore Wind - Class 13 | Advanced | 92.8419 | 89.0825 | 86.0109 | 83.4139 | 81.1642 | 79.1799 | 77.4049 | 75.7992 | 74.3333 | 72.9847 | 71.7362 | 70.5739 | 69.4866 | 68.4652 | 67.5023 | 66.5914 | 65.7272 | 64.9052 | 64.1215 | 63.3726 | 62.6556 | 61.9678 | 61.3071 | 60.6713 | 60.0586 | 59.4674 | 58.8962 | 58.3438 | 57.8089 | 57.2905
[8 empty] | Offshore Wind - Class 13 | Moderate | 97.9945 | 94.7038 | 92.0151 | 89.7419 | 87.7727 | 86.0358 | 84.482 | 83.0765 | 81.7934 | 80.613 | 79.5201 | 78.5027 | 77.551 | 76.6569 | 75.814 | 75.0167 | 74.2603 | 73.5408 | 72.8548 | 72.1992 | 71.5716 | 70.9696 | 70.3912 | 69.8347 | 69.2984 | 68.7809 | 68.2809 | 67.7974 | 67.3292 | 66.8754
[8 empty] | Offshore Wind - Class 13 | Conservative | 107.6243 | 105.5526 | 103.8599 | 102.4288 | 101.1891 | 100.0956 | 99.1174 | 98.2325 | 97.4247 | 96.6816 | 95.9935 | 95.353 | 94.7538 | 94.191 | 93.6603 | 93.1583 | 92.6821 | 92.2292 | 91.7973 | 91.3846 | 90.9894 | 90.6104 | 90.2463 | 89.8959 | 89.5583 | 89.2325 | 88.9177 | 88.6133 | 88.3186 | 88.0329
[8 empty] | Offshore Wind - Class 14 | Advanced | 83.8133 | 80.4195 | 77.6466 | 75.3022 | 73.2713 | 71.4799 | 69.8775 | 68.4279 | 67.1046 | 65.8872 | 64.7601 | 63.7108 | 62.7292 | 61.8072 | 60.9379 | 60.1156 | 59.3354 | 58.5934 | 57.8859 | 57.2098 | 56.5625 | 55.9417 | 55.3452 | 54.7712 | 54.2181 | 53.6844 | 53.1687 | 52.67 | 52.1872 | 51.7192
[8 empty] | Offshore Wind - Class 14 | Moderate | 88.4648 | 85.4941 | 83.0669 | 81.0148 | 79.2371 | 77.6691 | 76.2664 | 74.9976 | 73.8392 | 72.7736 | 71.787 | 70.8686 | 70.0094 | 69.2023 | 68.4413 | 67.7216 | 67.0387 | 66.3892 | 65.7699 | 65.1781 | 64.6115 | 64.068 | 63.5459 | 63.0435 | 62.5593 | 62.0922 | 61.6408 | 61.2043 | 60.7816 | 60.372
[8 empty] | Offshore Wind - Class 14 | Conservative | 97.1582 | 95.288 | 93.7599 | 92.4679 | 91.3487 | 90.3616 | 89.4785 | 88.6797 | 87.9504 | 87.2796 | 86.6585 | 86.0802 | 85.5393 | 85.0312 | 84.5521 | 84.099 | 83.6691 | 83.2602 | 82.8703 | 82.4977 | 82.141 | 81.7989 | 81.4701 | 81.1538 | 80.849 | 80.5549 | 80.2708 | 79.996 | 79.7299 | 79.472
[10 empty] | 2021 | 2022 | 2023 | 2024 | 2025 | 2026 | 2027 | 2028 | 2029 | 2030 | 2031 | 2032 | 2033 | 2034 | 2035 | 2036 | 2037 | 2038 | 2039 | 2040 | 2041 | 2042 | 2043 | 2044 | 2045 | 2046 | 2047 | 2048 | 2049 | 2050
[7 empty] | Variable Operation and Maintenance Expenses ($/MWh) | Offshore Wind - Class 1 | Advanced | 0 | 0 | 0 | 0 | 0 | 0 | 0 | 0 | 0 | 0 | 0 | 0 | 0 | 0 | 0 | 0 | 0 | 0 | 0 | 0 | 0 | 0 | 0 | 0 | 0 | 0 | 0 | 0 | 0 | 0
[8 empty] | Offshore Wind - Class 1 | Moderate | 0 | 0 | 0 | 0 | 0 | 0 | 0 | 0 | 0 | 0 | 0 | 0 | 0 | 0 | 0 | 0 | 0 | 0 | 0 | 0 | 0 | 0 | 0 | 0 | 0 | 0 | 0 | 0 | 0 | 0
[8 empty] | Offshore Wind - Class 1 | Conservative | 0 | 0 | 0 | 0 | 0 | 0 | 0 | 0 | 0 | 0 | 0 | 0 | 0 | 0 | 0 | 0 | 0 | 0 | 0 | 0 | 0 | 0 | 0 | 0 | 0 | 0 | 0 | 0 | 0 | 0
[8 empty] | Offshore Wind - Class 2 | Advanced | 0 | 0 | 0 | 0 | 0 | 0 | 0 | 0 | 0 | 0 | 0 | 0 | 0 | 0 | 0 | 0 | 0 | 0 | 0 | 0 | 0 | 0 | 0 | 0 | 0 | 0 | 0 | 0 | 0 | 0
[8 empty] | Offshore Wind - Class 2 | Moderate | 0 | 0 | 0 | 0 | 0 | 0 | 0 | 0 | 0 | 0 | 0 | 0 | 0 | 0 | 0 | 0 | 0 | 0 | 0 | 0 | 0 | 0 | 0 | 0 | 0 | 0 | 0 | 0 | 0 | 0
[8 empty] | Offshore Wind - Class 2 | Conservative | 0 | 0 | 0 | 0 | 0 | 0 | 0 | 0 | 0 | 0 | 0 | 0 | 0 | 0 | 0 | 0 | 0 | 0 | 0 | 0 | 0 | 0 | 0 | 0 | 0 | 0 | 0 | 0 | 0 | 0
[8 empty] | Offshore Wind - Class 3 | Advanced | 0 | 0 | 0 | 0 | 0 | 0 | 0 | 0 | 0 | 0 | 0 | 0 | 0 | 0 | 0 | 0 | 0 | 0 | 0 | 0 | 0 | 0 | 0 | 0 | 0 | 0 | 0 | 0 | 0 | 0
[8 empty] | Offshore Wind - Class 3 | Moderate | 0 | 0 | 0 | 0 | 0 | 0 | 0 | 0 | 0 | 0 | 0 | 0 | 0 | 0 | 0 | 0 | 0 | 0 | 0 | 0 | 0 | 0 | 0 | 0 | 0 | 0 | 0 | 0 | 0 | 0
[8 empty] | Offshore Wind - Class 3 | Conservative | 0 | 0 | 0 | 0 | 0 | 0 | 0 | 0 | 0 | 0 | 0 | 0 | 0 | 0 | 0 | 0 | 0 | 0 | 0 | 0 | 0 | 0 | 0 | 0 | 0 | 0 | 0 | 0 | 0 | 0
[8 empty] | Offshore Wind - Class 4 | Advanced | 0 | 0 | 0 | 0 | 0 | 0 | 0 | 0 | 0 | 0 | 0 | 0 | 0 | 0 | 0 | 0 | 0 | 0 | 0 | 0 | 0 | 0 | 0 | 0 | 0 | 0 | 0 | 0 | 0 | 0
[8 empty] | Offshore Wind - Class 4 | Moderate | 0 | 0 | 0 | 0 | 0 | 0 | 0 | 0 | 0 | 0 | 0 | 0 | 0 | 0 | 0 | 0 | 0 | 0 | 0 | 0 | 0 | 0 | 0 | 0 | 0 | 0 | 0 | 0 | 0 | 0
[8 empty] | Offshore Wind - Class 4 | Conservative | 0 | 0 | 0 | 0 | 0 | 0 | 0 | 0 | 0 | 0 | 0 | 0 | 0 | 0 | 0 | 0 | 0 | 0 | 0 | 0 | 0 | 0 | 0 | 0 | 0 | 0 | 0 | 0 | 0 | 0
[8 empty] | Offshore Wind - Class 5 | Advanced | 0 | 0 | 0 | 0 | 0 | 0 | 0 | 0 | 0 | 0 | 0 | 0 | 0 | 0 | 0 | 0 | 0 | 0 | 0 | 0 | 0 | 0 | 0 | 0 | 0 | 0 | 0 | 0 | 0 | 0
[8 empty] | Offshore Wind - Class 5 | Moderate | 0 | 0 | 0 | 0 | 0 | 0 | 0 | 0 | 0 | 0 | 0 | 0 | 0 | 0 | 0 | 0 | 0 | 0 | 0 | 0 | 0 | 0 | 0 | 0 | 0 | 0 | 0 | 0 | 0 | 0
[8 empty] | Offshore Wind - Class 5 | Conservative | 0 | 0 | 0 | 0 | 0 | 0 | 0 | 0 | 0 | 0 | 0 | 0 | 0 | 0 | 0 | 0 | 0 | 0 | 0 | 0 | 0 | 0 | 0 | 0 | 0 | 0 | 0 | 0 | 0 | 0
[8 empty] | Offshore Wind - Class 6 | Advanced | 0 | 0 | 0 | 0 | 0 | 0 | 0 | 0 | 0 | 0 | 0 | 0 | 0 | 0 | 0 | 0 | 0 | 0 | 0 | 0 | 0 | 0 | 0 | 0 | 0 | 0 | 0 | 0 | 0 | 0
[8 empty] | Offshore Wind - Class 6 | Moderate | 0 | 0 | 0 | 0 | 0 | 0 | 0 | 0 | 0 | 0 | 0 | 0 | 0 | 0 | 0 | 0 | 0 | 0 | 0 | 0 | 0 | 0 | 0 | 0 | 0 | 0 | 0 | 0 | 0 | 0
[8 empty] | Offshore Wind - Class 6 | Conservative | 0 | 0 | 0 | 0 | 0 | 0 | 0 | 0 | 0 | 0 | 0 | 0 | 0 | 0 | 0 | 0 | 0 | 0 | 0 | 0 | 0 | 0 | 0 | 0 | 0 | 0 | 0 | 0 | 0 | 0
[8 empty] | Offshore Wind - Class 7 | Advanced | 0 | 0 | 0 | 0 | 0 | 0 | 0 | 0 | 0 | 0 | 0 | 0 | 0 | 0 | 0 | 0 | 0 | 0 | 0 | 0 | 0 | 0 | 0 | 0 | 0 | 0 | 0 | 0 | 0 | 0
[8 empty] | Offshore Wind - Class 7 | Moderate | 0 | 0 | 0 | 0 | 0 | 0 | 0 | 0 | 0 | 0 | 0 | 0 | 0 | 0 | 0 | 0 | 0 | 0 | 0 | 0 | 0 | 0 | 0 | 0 | 0 | 0 | 0 | 0 | 0 | 0
[8 empty] | Offshore Wind - Class 7 | Conservative | 0 | 0 | 0 | 0 | 0 | 0 | 0 | 0 | 0 | 0 | 0 | 0 | 0 | 0 | 0 | 0 | 0 | 0 | 0 | 0 | 0 | 0 | 0 | 0 | 0 | 0 | 0 | 0 | 0 | 0
[8 empty] | Offshore Wind - Class 8 | Advanced | 0 | 0 | 0 | 0 | 0 | 0 | 0 | 0 | 0 | 0 | 0 | 0 | 0 | 0 | 0 | 0 | 0 | 0 | 0 | 0 | 0 | 0 | 0 | 0 | 0 | 0 | 0 | 0 | 0 | 0
[8 empty] | Offshore Wind - Class 8 | Moderate | 0 | 0 | 0 | 0 | 0 | 0 | 0 | 0 | 0 | 0 | 0 | 0 | 0 | 0 | 0 | 0 | 0 | 0 | 0 | 0 | 0 | 0 | 0 | 0 | 0 | 0 | 0 | 0 | 0 | 0
[8 empty] | Offshore Wind - Class 8 | Conservative | 0 | 0 | 0 | 0 | 0 | 0 | 0 | 0 | 0 | 0 | 0 | 0 | 0 | 0 | 0 | 0 | 0 | 0 | 0 | 0 | 0 | 0 | 0 | 0 | 0 | 0 | 0 | 0 | 0 | 0
[8 empty] | Offshore Wind - Class 9 | Advanced | 0 | 0 | 0 | 0 | 0 | 0 | 0 | 0 | 0 | 0 | 0 | 0 | 0 | 0 | 0 | 0 | 0 | 0 | 0 | 0 | 0 | 0 | 0 | 0 | 0 | 0 | 0 | 0 | 0 | 0
[8 empty] | Offshore Wind - Class 9 | Moderate | 0 | 0 | 0 | 0 | 0 | 0 | 0 | 0 | 0 | 0 | 0 | 0 | 0 | 0 | 0 | 0 | 0 | 0 | 0 | 0 | 0 | 0 | 0 | 0 | 0 | 0 | 0 | 0 | 0 | 0
[8 empty] | Offshore Wind - Class 9 | Conservative | 0 | 0 | 0 | 0 | 0 | 0 | 0 | 0 | 0 | 0 | 0 | 0 | 0 | 0 | 0 | 0 | 0 | 0 | 0 | 0 | 0 | 0 | 0 | 0 | 0 | 0 | 0 | 0 | 0 | 0
[8 empty] | Offshore Wind - Class 10 | Advanced | 0 | 0 | 0 | 0 | 0 | 0 | 0 | 0 | 0 | 0 | 0 | 0 | 0 | 0 | 0 | 0 | 0 | 0 | 0 | 0 | 0 | 0 | 0 | 0 | 0 | 0 | 0 | 0 | 0 | 0
[8 empty] | Offshore Wind - Class 10 | Moderate | 0 | 0 | 0 | 0 | 0 | 0 | 0 | 0 | 0 | 0 | 0 | 0 | 0 | 0 | 0 | 0 | 0 | 0 | 0 | 0 | 0 | 0 | 0 | 0 | 0 | 0 | 0 | 0 | 0 | 0
[8 empty] | Offshore Wind - Class 10 | Conservative | 0 | 0 | 0 | 0 | 0 | 0 | 0 | 0 | 0 | 0 | 0 | 0 | 0 | 0 | 0 | 0 | 0 | 0 | 0 | 0 | 0 | 0 | 0 | 0 | 0 | 0 | 0 | 0 | 0 | 0
[8 empty] | Offshore Wind - Class 11 | Advanced | 0 | 0 | 0 | 0 | 0 | 0 | 0 | 0 | 0 | 0 | 0 | 0 | 0 | 0 | 0 | 0 | 0 | 0 | 0 | 0 | 0 | 0 | 0 | 0 | 0 | 0 | 0 | 0 | 0 | 0
[8 empty] | Offshore Wind - Class 11 | Moderate | 0 | 0 | 0 | 0 | 0 | 0 | 0 | 0 | 0 | 0 | 0 | 0 | 0 | 0 | 0 | 0 | 0 | 0 | 0 | 0 | 0 | 0 | 0 | 0 | 0 | 0 | 0 | 0 | 0 | 0
[8 empty] | Offshore Wind - Class 11 | Conservative | 0 | 0 | 0 | 0 | 0 | 0 | 0 | 0 | 0 | 0 | 0 | 0 | 0 | 0 | 0 | 0 | 0 | 0 | 0 | 0 | 0 | 0 | 0 | 0 | 0 | 0 | 0 | 0 | 0 | 0
[8 empty] | Offshore Wind - Class 12 | Advanced | 0 | 0 | 0 | 0 | 0 | 0 | 0 | 0 | 0 | 0 | 0 | 0 | 0 | 0 | 0 | 0 | 0 | 0 | 0 | 0 | 0 | 0 | 0 | 0 | 0 | 0 | 0 | 0 | 0 | 0
[8 empty] | Offshore Wind - Class 12 | Moderate | 0 | 0 | 0 | 0 | 0 | 0 | 0 | 0 | 0 | 0 | 0 | 0 | 0 | 0 | 0 | 0 | 0 | 0 | 0 | 0 | 0 | 0 | 0 | 0 | 0 | 0 | 0 | 0 | 0 | 0
[8 empty] | Offshore Wind - Class 12 | Conservative | 0 | 0 | 0 | 0 | 0 | 0 | 0 | 0 | 0 | 0 | 0 | 0 | 0 | 0 | 0 | 0 | 0 | 0 | 0 | 0 | 0 | 0 | 0 | 0 | 0 | 0 | 0 | 0 | 0 | 0
[8 empty] | Offshore Wind - Class 13 | Advanced | 0 | 0 | 0 | 0 | 0 | 0 | 0 | 0 | 0 | 0 | 0 | 0 | 0 | 0 | 0 | 0 | 0 | 0 | 0 | 0 | 0 | 0 | 0 | 0 | 0 | 0 | 0 | 0 | 0 | 0
[8 empty] | Offshore Wind - Class 13 | Moderate | 0 | 0 | 0 | 0 | 0 | 0 | 0 | 0 | 0 | 0 | 0 | 0 | 0 | 0 | 0 | 0 | 0 | 0 | 0 | 0 | 0 | 0 | 0 | 0 | 0 | 0 | 0 | 0 | 0 | 0
[8 empty] | Offshore Wind - Class 13 | Conservative | 0 | 0 | 0 | 0 | 0 | 0 | 0 | 0 | 0 | 0 | 0 | 0 | 0 | 0 | 0 | 0 | 0 | 0 | 0 | 0 | 0 | 0 | 0 | 0 | 0 | 0 | 0 | 0 | 0 | 0
[8 empty] | Offshore Wind - Class 14 | Advanced | 0 | 0 | 0 | 0 | 0 | 0 | 0 | 0 | 0 | 0 | 0 | 0 | 0 | 0 | 0 | 0 | 0 | 0 | 0 | 0 | 0 | 0 | 0 | 0 | 0 | 0 | 0 | 0 | 0 | 0
[8 empty] | Offshore Wind - Class 14 | Moderate | 0 | 0 | 0 | 0 | 0 | 0 | 0 | 0 | 0 | 0 | 0 | 0 | 0 | 0 | 0 | 0 | 0 | 0 | 0 | 0 | 0 | 0 | 0 | 0 | 0 | 0 | 0 | 0 | 0 | 0
[8 empty] | Offshore Wind - Class 14 | Conservative | 0 | 0 | 0 | 0 | 0 | 0 | 0 | 0 | 0 | 0 | 0 | 0 | 0 | 0 | 0 | 0 | 0 | 0 | 0 | 0 | 0 | 0 | 0 | 0 | 0 | 0 | 0 | 0 | 0 | 0
[10 empty] | 2021 | 2022 | 2023 | 2024 | 2025 | 2026 | 2027 | 2028 | 2029 | 2030 | 2031 | 2032 | 2033 | 2034 | 2035 | 2036 | 2037 | 2038 | 2039 | 2040 | 2041 | 2042 | 2043 | 2044 | 2045 | 2046 | 2047 | 2048 | 2049 | 2050
[5 empty] | Grid Connection Costs |  | Grid Connection Costs (GCC) ($/kW) | Offshore Wind - Class 1 | Advanced | 757.9012 | 740.9525 | 687.9537 | 665.4357 | 647.0371 | 631.4813 | 618.0063 | 606.1205 | 595.4883 | 585.8702 | 577.0897 | 569.0123 | 561.5339 | 554.5716 | 548.0589 | 541.9411 | 536.1731 | 530.717 | 525.5408 | 520.6173 | 515.9228 | 511.4371 | 507.1422 | 503.0228 | 499.0649 | 495.2564 | 491.5865 | 488.0453 | 484.6242 | 481.3153
[8 empty] | Offshore Wind - Class 1 | Moderate | 817.1545 | 804.6581 | 751.2954 | 730.0935 | 712.7703 | 698.1238 | 685.4364 | 674.2453 | 664.2345 | 655.1786 | 646.9113 | 639.3061 | 632.2647 | 625.7094 | 619.5773 | 613.8171 | 608.3862 | 603.249 | 598.3754 | 593.7397 | 589.3196 | 585.096 | 581.0522 | 577.1736 | 573.447 | 569.8611 | 566.4057 | 563.0715 | 559.8504 | 556.7348
[8 empty] | Offshore Wind - Class 1 | Conservative | 931.3383 | 932.1065 | 881.1074 | 864.9367 | 851.7242 | 840.5533 | 830.8765 | 822.3411 | 814.7058 | 807.7989 | 801.4933 | 795.6928 | 790.3224 | 785.3226 | 780.6456 | 776.2523 | 772.1102 | 768.192 | 764.4749 | 760.9392 | 757.568 | 754.3467 | 751.2624 | 748.3042 | 745.4619 | 742.727 | 740.0915 | 737.5485 | 735.0917 | 732.7155
[8 empty] | Offshore Wind - Class 2 | Advanced | 785.1501 | 767.5921 | 712.6878 | 689.3602 | 670.3001 | 654.1851 | 640.2256 | 627.9124 | 616.8979 | 606.9341 | 597.8379 | 589.4701 | 581.7228 | 574.5102 | 567.7633 | 561.4255 | 555.4501 | 549.7979 | 544.4357 | 539.3351 | 534.4718 | 529.8248 | 525.3756 | 521.108 | 517.0078 | 513.0624 | 509.2605 | 505.5921 | 502.048 | 498.6201
[8 empty] | Offshore Wind - Class 2 | Moderate | 846.5337 | 833.588 | 778.3068 | 756.3427 | 738.3967 | 723.2235 | 710.0799 | 698.4865 | 688.1158 | 678.7343 | 670.1698 | 662.2911 | 654.9966 | 648.2056 | 641.853 | 635.8857 | 630.2596 | 624.9377 | 619.8889 | 615.0864 | 610.5075 | 606.132 | 601.9429 | 597.9247 | 594.0642 | 590.3494 | 586.7697 | 583.3157 | 579.9787 | 576.7512
[8 empty] | Offshore Wind - Class 2 | Conservative | 964.8229 | 965.6186 | 912.786 | 896.0339 | 882.3464 | 870.7738 | 860.7491 | 851.9068 | 843.997 | 836.8418 | 830.3095 | 824.3005 | 818.7369 | 813.5574 | 808.7123 | 804.161 | 799.8699 | 795.8109 | 791.9602 | 788.2973 | 784.8049 | 781.4678 | 778.2727 | 775.208 | 772.2636 | 769.4303 | 766.7001 | 764.0656 | 761.5205 | 759.0589
[8 empty] | Offshore Wind - Class 3 | Advanced | 791.1259 | 773.4343 | 718.1122 | 694.607 | 675.4018 | 659.1641 | 645.0984 | 632.6915 | 621.5932 | 611.5535 | 602.388 | 593.9566 | 586.1503 | 578.8829 | 572.0846 | 565.6986 | 559.6777 | 553.9825 | 548.5794 | 543.44 | 538.5398 | 533.8574 | 529.3743 | 525.0742 | 520.9428 | 516.9674 | 513.1366 | 509.4402 | 505.8691 | 502.4151
[8 empty] | Offshore Wind - Class 3 | Moderate | 852.9768 | 839.9326 | 784.2306 | 762.0993 | 744.0167 | 728.728 | 715.4844 | 703.8027 | 693.3531 | 683.9003 | 675.2705 | 667.3319 | 659.9819 | 653.1392 | 646.7382 | 640.7255 | 635.0566 | 629.6942 | 624.6069 | 619.7679 | 615.1541 | 610.7454 | 606.5243 | 602.4756 | 598.5857 | 594.8426 | 591.2357 | 587.7553 | 584.393 | 581.1409
[8 empty] | Offshore Wind - Class 3 | Conservative | 972.1662 | 972.968 | 919.7333 | 902.8537 | 889.062 | 877.4013 | 867.3004 | 858.3907 | 850.4207 | 843.211 | 836.6291 | 830.5743 | 824.9684 | 819.7495 | 814.8675 | 810.2815 | 805.9578 | 801.8679 | 797.9878 | 794.2971 | 790.7781 | 787.4156 | 784.1962 | 781.1082 | 778.1414 | 775.2865 | 772.5355 | 769.881 | 767.3165 | 764.8362
[8 empty] | Offshore Wind - Class 4 | Advanced | 808.8036 | 790.7166 | 734.1583 | 710.1279 | 690.4936 | 673.8931 | 659.5131 | 646.829 | 635.4826 | 625.2187 | 615.8484 | 607.2285 | 599.2478 | 591.818 | 584.8678 | 578.3391 | 572.1837 | 566.3612 | 560.8374 | 555.5831 | 550.5734 | 545.7864 | 541.2031 | 536.807 | 532.5833 | 528.519 | 524.6026 | 520.8236 | 517.1727 | 513.6415
[8 empty] | Offshore Wind - Class 4 | Moderate | 872.0365 | 858.7008 | 801.7542 | 779.1283 | 760.6417 | 745.0114 | 731.4719 | 719.5292 | 708.846 | 699.182 | 690.3594 | 682.2434 | 674.7291 | 667.7335 | 661.1896 | 655.0425 | 649.2469 | 643.7647 | 638.5637 | 633.6166 | 628.8997 | 624.3924 | 620.0771 | 615.9379 | 611.9611 | 608.1343 | 604.4468 | 600.8887 | 597.4512 | 594.1265
[8 empty] | Offshore Wind - Class 4 | Conservative | 993.8892 | 994.7089 | 940.2847 | 923.0279 | 908.928 | 897.0068 | 886.6802 | 877.5714 | 869.4233 | 862.0525 | 855.3235 | 849.1334 | 843.4023 | 838.0667 | 833.0756 | 828.3872 | 823.9669 | 819.7856 | 815.8188 | 812.0456 | 808.448 | 805.0103 | 801.719 | 798.562 | 795.5289 | 792.6102 | 789.7977 | 787.084 | 784.4622 | 781.9264
[8 empty] | Offshore Wind - Class 5 | Advanced | 921.2865 | 900.6842 | 836.2601 | 808.8877 | 786.5228 | 767.6136 | 751.2337 | 736.7856 | 723.8613 | 712.1699 | 701.4964 | 691.6778 | 682.5872 | 674.124 | 666.2073 | 658.7706 | 651.7591 | 645.1269 | 638.8349 | 632.8499 | 627.1434 | 621.6907 | 616.47 | 611.4625 | 606.6514 | 602.0219 | 597.5608 | 593.2562 | 589.0976 | 585.0754
[8 empty] | Offshore Wind - Class 5 | Moderate | 993.3134 | 978.1231 | 913.2567 | 887.4843 | 866.4266 | 848.6226 | 833.2001 | 819.5964 | 807.4276 | 796.4195 | 786.3699 | 777.1252 | 768.5659 | 760.5974 | 753.1434 | 746.1414 | 739.5397 | 733.2951 | 727.3709 | 721.7357 | 716.3628 | 711.2287 | 706.3132 | 701.5984 | 697.0685 | 692.7096 | 688.5092 | 684.4562 | 680.5407 | 676.7536
[8 empty] | Offshore Wind - Class 5 | Conservative | 1132.1126 | 1133.0463 | 1071.0531 | 1051.3964 | 1035.3356 | 1021.7565 | 1009.9937 | 999.6181 | 990.3369 | 981.941 | 974.2761 | 967.2252 | 960.697 | 954.6194 | 948.9342 | 943.5937 | 938.5586 | 933.7958 | 929.2774 | 924.9795 | 920.8815 | 916.9658 | 913.2167 | 909.6206 | 906.1657 | 902.8411 | 899.6375 | 896.5463 | 893.5599 | 890.6714
[8 empty] | Offshore Wind - Class 6 | Advanced | 876.658 | 857.0536 | 795.7504 | 769.704 | 748.4225 | 730.4292 | 714.8428 | 701.0946 | 688.7963 | 677.6713 | 667.5149 | 658.1719 | 649.5216 | 641.4684 | 633.9352 | 626.8588 | 620.1869 | 613.8759 | 607.8887 | 602.1937 | 596.7636 | 591.575 | 586.6072 | 581.8423 | 577.2643 | 572.859 | 568.614 | 564.518 | 560.5608 | 556.7334
[8 empty] | Offshore Wind - Class 6 | Moderate | 945.1958 | 930.7413 | 869.0172 | 844.4932 | 824.4556 | 807.514 | 792.8386 | 779.8939 | 768.3145 | 757.8397 | 748.2769 | 739.48 | 731.3354 | 723.7529 | 716.6599 | 709.9972 | 703.7153 | 697.7732 | 692.1359 | 686.7737 | 681.6611 | 676.7757 | 672.0983 | 667.6119 | 663.3014 | 659.1537 | 655.1568 | 651.3001 | 647.5743 | 643.9706
[8 empty] | Offshore Wind - Class 6 | Conservative | 1077.2714 | 1078.1598 | 1019.1697 | 1000.4651 | 985.1824 | 972.261 | 961.068 | 951.1951 | 942.3635 | 934.3743 | 927.0807 | 920.3713 | 914.1594 | 908.3762 | 902.9664 | 897.8846 | 893.0934 | 888.5613 | 884.2618 | 880.1721 | 876.2726 | 872.5465 | 868.9791 | 865.5572 | 862.2696 | 859.1061 | 856.0577 | 853.1162 | 850.2745 | 847.526
[8 empty] | Offshore Wind - Class 7 | Advanced | 690.7679 | 675.3205 | 627.0163 | 606.4928 | 589.7239 | 575.5461 | 563.2646 | 552.4316 | 542.7412 | 533.9751 | 525.9723 | 518.6104 | 511.7944 | 505.4489 | 499.513 | 493.9371 | 488.68 | 483.7072 | 478.9895 | 474.5021 | 470.2235 | 466.135 | 462.2207 | 458.4661 | 454.8588 | 451.3877 | 448.0428 | 444.8153 | 441.6972 | 438.6814
[8 empty] | Offshore Wind - Class 7 | Moderate | 744.7727 | 733.3832 | 684.7473 | 665.4234 | 649.6347 | 636.2855 | 624.7219 | 614.522 | 605.398 | 597.1443 | 589.6093 | 582.6777 | 576.2601 | 570.2854 | 564.6965 | 559.4465 | 554.4966 | 549.8145 | 545.3726 | 541.1475 | 537.1189 | 533.2694 | 529.5839 | 526.0487 | 522.6523 | 519.384 | 516.2347 | 513.1958 | 510.26 | 507.4205
[8 empty] | Offshore Wind - Class 7 | Conservative | 848.8424 | 849.5424 | 803.0608 | 788.3224 | 776.2803 | 766.0988 | 757.2793 | 749.4998 | 742.5409 | 736.2458 | 730.4988 | 725.212 | 720.3173 | 715.7604 | 711.4977 | 707.4935 | 703.7183 | 700.1472 | 696.7593 | 693.5368 | 690.4642 | 687.5282 | 684.7172 | 682.021 | 679.4305 | 676.9378 | 674.5357 | 672.218 | 669.9788 | 667.8131
[8 empty] | Offshore Wind - Class 8 | Advanced | 893.2831 | 875.068 | 813.7543 | 788.1517 | 767.2329 | 749.5463 | 734.2254 | 720.7115 | 708.6229 | 697.6874 | 687.7041 | 678.5203 | 670.0175 | 662.1015 | 654.6966 | 647.7408 | 641.1827 | 634.9792 | 629.094 | 623.4961 | 618.1586 | 613.0583 | 608.1752 | 603.4915 | 598.9915 | 594.6613 | 590.4886 | 586.4624 | 582.5727 | 578.8105
[8 empty] | Offshore Wind - Class 8 | Moderate | 960.7793 | 947.7451 | 886.0883 | 862.0432 | 842.3969 | 825.7862 | 811.3974 | 798.7056 | 787.3523 | 777.082 | 767.706 | 759.0809 | 751.0953 | 743.6609 | 736.7065 | 730.1738 | 724.0146 | 718.1885 | 712.6614 | 707.4039 | 702.3911 | 697.6011 | 693.0151 | 688.6163 | 684.39 | 680.3232 | 676.4044 | 672.6231 | 668.97 | 665.4367
[8 empty] | Offshore Wind - Class 8 | Conservative | 1085.0844 | 1086.2323 | 1026.9797 | 1008.2742 | 992.9907 | 980.0687 | 968.8751 | 959.0017 | 950.1696 | 942.18 | 934.8861 | 928.1763 | 921.964 | 916.1805 | 910.7705 | 905.6885 | 900.897 | 896.3647 | 892.0649 | 887.975 | 884.0753 | 880.3491 | 876.7814 | 873.3594 | 870.0717 | 866.908 | 863.8594 | 860.9178 | 858.0759 | 855.3272
[8 empty] | Offshore Wind - Class 9 | Advanced | 955.0558 | 935.5811 | 870.0274 | 842.6543 | 820.2889 | 801.3792 | 784.9989 | 770.5505 | 757.6259 | 745.9342 | 735.2605 | 725.4416 | 716.3508 | 707.8874 | 699.9705 | 692.5337 | 685.522 | 678.8896 | 672.5974 | 666.6123 | 660.9057 | 655.4528 | 650.232 | 645.2244 | 640.4132 | 635.7836 | 631.3223 | 627.0177 | 622.859 | 618.8366
[8 empty] | Offshore Wind - Class 9 | Moderate | 1027.2195 | 1013.284 | 947.3635 | 921.6556 | 900.6508 | 882.8914 | 867.5075 | 853.938 | 841.7996 | 830.8192 | 820.7948 | 811.5732 | 803.0354 | 795.0869 | 787.6515 | 780.6671 | 774.082 | 767.853 | 761.9436 | 756.3226 | 750.9632 | 745.842 | 740.9388 | 736.2357 | 731.7172 | 727.3692 | 723.1794 | 719.1366 | 715.2309 | 711.4532
[8 empty] | Offshore Wind - Class 9 | Conservative | 1160.1206 | 1161.3479 | 1097.9979 | 1077.9988 | 1061.6584 | 1047.8428 | 1035.8752 | 1025.319 | 1015.8761 | 1007.334 | 999.5357 | 992.362 | 985.7201 | 979.5367 | 973.7525 | 968.319 | 963.1963 | 958.3505 | 953.7534 | 949.3806 | 945.2113 | 941.2274 | 937.413 | 933.7544 | 930.2392 | 926.8568 | 923.5974 | 920.4523 | 917.4139 | 914.4752
[8 empty] | Offshore Wind - Class 10 | Advanced | 958.6661 | 939.1178 | 873.3162 | 845.8397 | 823.3898 | 804.4086 | 787.9664 | 773.4633 | 760.4898 | 748.7539 | 738.0399 | 728.1839 | 719.0587 | 710.5634 | 702.6165 | 695.1516 | 688.1134 | 681.4559 | 675.14 | 669.1323 | 663.4041 | 657.9306 | 652.69 | 647.6635 | 642.8341 | 638.1869 | 633.7089 | 629.3879 | 625.2135 | 621.176
[8 empty] | Offshore Wind - Class 10 | Moderate | 1031.1026 | 1017.1144 | 950.9447 | 925.1397 | 904.0554 | 886.2289 | 870.7869 | 857.166 | 844.9818 | 833.9598 | 823.8975 | 814.6411 | 806.071 | 798.0924 | 790.629 | 783.6182 | 777.0082 | 770.7557 | 764.8239 | 759.1817 | 753.8019 | 748.6614 | 743.7396 | 739.0189 | 734.4832 | 730.1188 | 725.9131 | 721.8551 | 717.9346 | 714.1427
[8 empty] | Offshore Wind - Class 10 | Conservative | 1164.5061 | 1165.738 | 1102.1485 | 1082.0739 | 1065.6717 | 1051.8038 | 1039.791 | 1029.1949 | 1019.7163 | 1011.1419 | 1003.3141 | 996.1133 | 989.4463 | 983.2395 | 977.4334 | 971.9794 | 966.8373 | 961.9733 | 957.3588 | 952.9695 | 948.7844 | 944.7854 | 940.9566 | 937.2841 | 933.7557 | 930.3605 | 927.0887 | 923.9318 | 920.8819 | 917.9321
[8 empty] | Offshore Wind - Class 11 | Advanced | 1137.8794 | 1114.6767 | 1036.5742 | 1003.9612 | 977.3145 | 954.785 | 935.269 | 918.0547 | 902.656 | 888.7262 | 876.0093 | 864.3108 | 853.4798 | 843.3963 | 833.9638 | 825.1034 | 816.7495 | 808.8475 | 801.3508 | 794.22 | 787.421 | 780.9243 | 774.7041 | 768.7379 | 763.0056 | 757.4898 | 752.1746 | 747.0459 | 742.0911 | 737.2988
[8 empty] | Offshore Wind - Class 11 | Moderate | 1223.8572 | 1207.254 | 1128.7146 | 1098.0855 | 1073.0598 | 1051.9008 | 1033.572 | 1017.4049 | 1002.9429 | 989.8605 | 977.9172 | 966.9304 | 956.7582 | 947.2881 | 938.4294 | 930.108 | 922.2623 | 914.8409 | 907.8003 | 901.1033 | 894.7179 | 888.6164 | 882.7746 | 877.1713 | 871.7878 | 866.6075 | 861.6156 | 856.7989 | 852.1455 | 847.6447
[8 empty] | Offshore Wind - Class 11 | Conservative | 1382.1992 | 1383.6614 | 1308.1845 | 1284.3571 | 1264.8887 | 1248.4284 | 1234.1698 | 1221.5929 | 1210.3424 | 1200.1651 | 1190.874 | 1182.327 | 1174.4137 | 1167.0466 | 1160.1551 | 1153.6816 | 1147.5782 | 1141.8048 | 1136.3277 | 1131.1179 | 1126.1504 | 1121.4038 | 1116.8593 | 1112.5003 | 1108.3123 | 1104.2823 | 1100.399 | 1096.6519 | 1093.0319 | 1089.5306
[8 empty] | Offshore Wind - Class 12 | Advanced | 1294.9591 | 1268.5533 | 1179.6691 | 1142.5541 | 1112.2288 | 1086.5892 | 1064.3792 | 1044.7885 | 1027.2641 | 1011.4113 | 996.9388 | 983.6255 | 971.2992 | 959.8238 | 949.0892 | 939.0056 | 929.4985 | 920.5056 | 911.9741 | 903.8589 | 896.1213 | 888.7277 | 881.6489 | 874.859 | 868.3355 | 862.0582 | 856.0092 | 850.1726 | 844.5338 | 839.0799
[8 empty] | Offshore Wind - Class 12 | Moderate | 1392.8058 | 1373.9106 | 1284.5291 | 1249.6718 | 1221.1913 | 1197.1114 | 1176.2525 | 1157.8536 | 1141.3952 | 1126.5067 | 1112.9147 | 1100.4112 | 1088.8348 | 1078.0574 | 1067.9758 | 1058.5056 | 1049.5769 | 1041.131 | 1033.1185 | 1025.497 | 1018.2301 | 1011.2863 | 1004.638 | 998.2612 | 992.1345 | 986.2391 | 980.5581 | 975.0765 | 969.7807 | 964.6586
[8 empty] | Offshore Wind - Class 12 | Conservative | 1573.0062 | 1574.6702 | 1488.7741 | 1461.6574 | 1439.5015 | 1420.7689 | 1404.542 | 1390.2288 | 1377.4253 | 1365.8431 | 1355.2693 | 1345.5424 | 1336.5368 | 1328.1526 | 1320.3098 | 1312.9427 | 1305.9967 | 1299.4264 | 1293.1932 | 1287.2641 | 1281.6109 | 1276.2091 | 1271.0372 | 1266.0765 | 1261.3103 | 1256.7241 | 1252.3046 | 1248.0403 | 1243.9205 | 1239.9359
[8 empty] | Offshore Wind - Class 13 | Advanced | 1417.4079 | 1388.5053 | 1291.2164 | 1250.5917 | 1217.399 | 1189.335 | 1165.0248 | 1143.5817 | 1124.4002 | 1107.0484 | 1091.2074 | 1076.6352 | 1063.1434 | 1050.5828 | 1038.8332 | 1027.7961 | 1017.3901 | 1007.5468 | 998.2086 | 989.3261 | 980.8568 | 972.7641 | 965.0159 | 957.584 | 950.4436 | 943.5728 | 936.9518 | 930.5632 | 924.3913 | 918.4217
[8 empty] | Offshore Wind - Class 13 | Moderate | 1524.5068 | 1503.8249 | 1405.9917 | 1367.8383 | 1336.6648 | 1310.3079 | 1287.4766 | 1267.3379 | 1249.3233 | 1233.027 | 1218.1497 | 1204.4639 | 1191.7929 | 1179.9964 | 1168.9615 | 1158.5959 | 1148.8228 | 1139.5784 | 1130.8082 | 1122.466 | 1114.5119 | 1106.9115 | 1099.6346 | 1092.6549 | 1085.9488 | 1079.496 | 1073.2778 | 1067.2778 | 1061.4813 | 1055.8749
[8 empty] | Offshore Wind - Class 13 | Conservative | 1721.7466 | 1723.568 | 1629.5497 | 1599.8689 | 1575.6179 | 1555.114 | 1537.3527 | 1521.6862 | 1507.6719 | 1494.9945 | 1483.421 | 1472.7743 | 1462.9171 | 1453.7402 | 1445.1558 | 1437.092 | 1429.4892 | 1422.2976 | 1415.475 | 1408.9853 | 1402.7976 | 1396.885 | 1391.224 | 1385.7942 | 1380.5774 | 1375.5574 | 1370.7201 | 1366.0525 | 1361.5432 | 1357.1818
[8 empty] | Offshore Wind - Class 14 | Advanced | 1136.0231 | 1112.8583 | 1034.8832 | 1002.3234 | 975.7201 | 953.2274 | 933.7433 | 916.5571 | 901.1835 | 887.2764 | 874.5802 | 862.9008 | 852.0874 | 842.0204 | 832.6033 | 823.7573 | 815.4171 | 807.528 | 800.0435 | 792.9244 | 786.1364 | 779.6503 | 773.4403 | 767.4838 | 761.7609 | 756.2541 | 750.9475 | 745.8272 | 740.8805 | 736.096
[8 empty] | Offshore Wind - Class 14 | Moderate | 1221.8606 | 1205.2845 | 1126.8733 | 1096.2941 | 1071.3092 | 1050.1847 | 1031.8859 | 1015.7451 | 1001.3068 | 988.2457 | 976.3218 | 965.3529 | 955.1973 | 945.7427 | 936.8985 | 928.5906 | 920.7577 | 913.3485 | 906.3194 | 899.6333 | 893.2583 | 887.1667 | 881.3344 | 875.7403 | 870.3655 | 865.1937 | 860.2099 | 855.4011 | 850.7553 | 846.2619
[8 empty] | Offshore Wind - Class 14 | Conservative | 1379.9443 | 1381.4041 | 1306.0504 | 1282.2618 | 1262.8252 | 1246.3917 | 1232.1564 | 1219.6 | 1208.3679 | 1198.2072 | 1188.9312 | 1180.3982 | 1172.4978 | 1165.1427 | 1158.2625 | 1151.7995 | 1145.706 | 1139.9421 | 1134.4739 | 1129.2726 | 1124.3132 | 1119.5744 | 1115.0373 | 1110.6854 | 1106.5042 | 1102.4808 | 1098.6038 | 1094.8629 | 1091.2487 | 1087.7531
[10 empty] | 2021 | 2022 | 2023 | 2024 | 2025 | 2026 | 2027 | 2028 | 2029 | 2030 | 2031 | 2032 | 2033 | 2034 | 2035 | 2036 | 2037 | 2038 | 2039 | 2040 | 2041 | 2042 | 2043 | 2044 | 2045 | 2046 | 2047 | 2048 | 2049 | 2050
[7 empty] | Offshore Spur Line Costs ($/kW) | Offshore Wind - Class 1 | Advanced | 757.9012 | 740.9525 | 687.9537 | 665.4357 | 647.0371 | 631.4813 | 618.0063 | 606.1205 | 595.4883 | 585.8702 | 577.0897 | 569.0123 | 561.5339 | 554.5716 | 548.0589 | 541.9411 | 536.1731 | 530.717 | 525.5408 | 520.6173 | 515.9228 | 511.4371 | 507.1422 | 503.0228 | 499.0649 | 495.2564 | 491.5865 | 488.0453 | 484.6242 | 481.3153
[8 empty] | Offshore Wind - Class 1 | Moderate | 817.1545 | 804.6581 | 751.2954 | 730.0935 | 712.7703 | 698.1238 | 685.4364 | 674.2453 | 664.2345 | 655.1786 | 646.9113 | 639.3061 | 632.2647 | 625.7094 | 619.5773 | 613.8171 | 608.3862 | 603.249 | 598.3754 | 593.7397 | 589.3196 | 585.096 | 581.0522 | 577.1736 | 573.447 | 569.8611 | 566.4057 | 563.0715 | 559.8504 | 556.7348
[8 empty] | Offshore Wind - Class 1 | Conservative | 931.3383 | 932.1065 | 881.1074 | 864.9367 | 851.7242 | 840.5533 | 830.8765 | 822.3411 | 814.7058 | 807.7989 | 801.4933 | 795.6928 | 790.3224 | 785.3226 | 780.6456 | 776.2523 | 772.1102 | 768.192 | 764.4749 | 760.9392 | 757.568 | 754.3467 | 751.2624 | 748.3042 | 745.4619 | 742.727 | 740.0915 | 737.5485 | 735.0917 | 732.7155
[8 empty] | Offshore Wind - Class 2 | Advanced | 785.1501 | 767.5921 | 712.6878 | 689.3602 | 670.3001 | 654.1851 | 640.2256 | 627.9124 | 616.8979 | 606.9341 | 597.8379 | 589.4701 | 581.7228 | 574.5102 | 567.7633 | 561.4255 | 555.4501 | 549.7979 | 544.4357 | 539.3351 | 534.4718 | 529.8248 | 525.3756 | 521.108 | 517.0078 | 513.0624 | 509.2605 | 505.5921 | 502.048 | 498.6201
[8 empty] | Offshore Wind - Class 2 | Moderate | 846.5337 | 833.588 | 778.3068 | 756.3427 | 738.3967 | 723.2235 | 710.0799 | 698.4865 | 688.1158 | 678.7343 | 670.1698 | 662.2911 | 654.9966 | 648.2056 | 641.853 | 635.8857 | 630.2596 | 624.9377 | 619.8889 | 615.0864 | 610.5075 | 606.132 | 601.9429 | 597.9247 | 594.0642 | 590.3494 | 586.7697 | 583.3157 | 579.9787 | 576.7512
[8 empty] | Offshore Wind - Class 2 | Conservative | 964.8229 | 965.6186 | 912.786 | 896.0339 | 882.3464 | 870.7738 | 860.7491 | 851.9068 | 843.997 | 836.8418 | 830.3095 | 824.3005 | 818.7369 | 813.5574 | 808.7123 | 804.161 | 799.8699 | 795.8109 | 791.9602 | 788.2973 | 784.8049 | 781.4678 | 778.2727 | 775.208 | 772.2636 | 769.4303 | 766.7001 | 764.0656 | 761.5205 | 759.0589
[8 empty] | Offshore Wind - Class 3 | Advanced | 791.1259 | 773.4343 | 718.1122 | 694.607 | 675.4018 | 659.1641 | 645.0984 | 632.6915 | 621.5932 | 611.5535 | 602.388 | 593.9566 | 586.1503 | 578.8829 | 572.0846 | 565.6986 | 559.6777 | 553.9825 | 548.5794 | 543.44 | 538.5398 | 533.8574 | 529.3743 | 525.0742 | 520.9428 | 516.9674 | 513.1366 | 509.4402 | 505.8691 | 502.4151
[8 empty] | Offshore Wind - Class 3 | Moderate | 852.9768 | 839.9326 | 784.2306 | 762.0993 | 744.0167 | 728.728 | 715.4844 | 703.8027 | 693.3531 | 683.9003 | 675.2705 | 667.3319 | 659.9819 | 653.1392 | 646.7382 | 640.7255 | 635.0566 | 629.6942 | 624.6069 | 619.7679 | 615.1541 | 610.7454 | 606.5243 | 602.4756 | 598.5857 | 594.8426 | 591.2357 | 587.7553 | 584.393 | 581.1409
[8 empty] | Offshore Wind - Class 3 | Conservative | 972.1662 | 972.968 | 919.7333 | 902.8537 | 889.062 | 877.4013 | 867.3004 | 858.3907 | 850.4207 | 843.211 | 836.6291 | 830.5743 | 824.9684 | 819.7495 | 814.8675 | 810.2815 | 805.9578 | 801.8679 | 797.9878 | 794.2971 | 790.7781 | 787.4156 | 784.1962 | 781.1082 | 778.1414 | 775.2865 | 772.5355 | 769.881 | 767.3165 | 764.8362
[8 empty] | Offshore Wind - Class 4 | Advanced | 808.8036 | 790.7166 | 734.1583 | 710.1279 | 690.4936 | 673.8931 | 659.5131 | 646.829 | 635.4826 | 625.2187 | 615.8484 | 607.2285 | 599.2478 | 591.818 | 584.8678 | 578.3391 | 572.1837 | 566.3612 | 560.8374 | 555.5831 | 550.5734 | 545.7864 | 541.2031 | 536.807 | 532.5833 | 528.519 | 524.6026 | 520.8236 | 517.1727 | 513.6415
[8 empty] | Offshore Wind - Class 4 | Moderate | 872.0365 | 858.7008 | 801.7542 | 779.1283 | 760.6417 | 745.0114 | 731.4719 | 719.5292 | 708.846 | 699.182 | 690.3594 | 682.2434 | 674.7291 | 667.7335 | 661.1896 | 655.0425 | 649.2469 | 643.7647 | 638.5637 | 633.6166 | 628.8997 | 624.3924 | 620.0771 | 615.9379 | 611.9611 | 608.1343 | 604.4468 | 600.8887 | 597.4512 | 594.1265
[8 empty] | Offshore Wind - Class 4 | Conservative | 993.8892 | 994.7089 | 940.2847 | 923.0279 | 908.928 | 897.0068 | 886.6802 | 877.5714 | 869.4233 | 862.0525 | 855.3235 | 849.1334 | 843.4023 | 838.0667 | 833.0756 | 828.3872 | 823.9669 | 819.7856 | 815.8188 | 812.0456 | 808.448 | 805.0103 | 801.719 | 798.562 | 795.5289 | 792.6102 | 789.7977 | 787.084 | 784.4622 | 781.9264
[8 empty] | Offshore Wind - Class 5 | Advanced | 921.2865 | 900.6842 | 836.2601 | 808.8877 | 786.5228 | 767.6136 | 751.2337 | 736.7856 | 723.8613 | 712.1699 | 701.4964 | 691.6778 | 682.5872 | 674.124 | 666.2073 | 658.7706 | 651.7591 | 645.1269 | 638.8349 | 632.8499 | 627.1434 | 621.6907 | 616.47 | 611.4625 | 606.6514 | 602.0219 | 597.5608 | 593.2562 | 589.0976 | 585.0754
[8 empty] | Offshore Wind - Class 5 | Moderate | 993.3134 | 978.1231 | 913.2567 | 887.4843 | 866.4266 | 848.6226 | 833.2001 | 819.5964 | 807.4276 | 796.4195 | 786.3699 | 777.1252 | 768.5659 | 760.5974 | 753.1434 | 746.1414 | 739.5397 | 733.2951 | 727.3709 | 721.7357 | 716.3628 | 711.2287 | 706.3132 | 701.5984 | 697.0685 | 692.7096 | 688.5092 | 684.4562 | 680.5407 | 676.7536
[8 empty] | Offshore Wind - Class 5 | Conservative | 1132.1126 | 1133.0463 | 1071.0531 | 1051.3964 | 1035.3356 | 1021.7565 | 1009.9937 | 999.6181 | 990.3369 | 981.941 | 974.2761 | 967.2252 | 960.697 | 954.6194 | 948.9342 | 943.5937 | 938.5586 | 933.7958 | 929.2774 | 924.9795 | 920.8815 | 916.9658 | 913.2167 | 909.6206 | 906.1657 | 902.8411 | 899.6375 | 896.5463 | 893.5599 | 890.6714
[8 empty] | Offshore Wind - Class 6 | Advanced | 876.658 | 857.0536 | 795.7504 | 769.704 | 748.4225 | 730.4292 | 714.8428 | 701.0946 | 688.7963 | 677.6713 | 667.5149 | 658.1719 | 649.5216 | 641.4684 | 633.9352 | 626.8588 | 620.1869 | 613.8759 | 607.8887 | 602.1937 | 596.7636 | 591.575 | 586.6072 | 581.8423 | 577.2643 | 572.859 | 568.614 | 564.518 | 560.5608 | 556.7334
[8 empty] | Offshore Wind - Class 6 | Moderate | 945.1958 | 930.7413 | 869.0172 | 844.4932 | 824.4556 | 807.514 | 792.8386 | 779.8939 | 768.3145 | 757.8397 | 748.2769 | 739.48 | 731.3354 | 723.7529 | 716.6599 | 709.9972 | 703.7153 | 697.7732 | 692.1359 | 686.7737 | 681.6611 | 676.7757 | 672.0983 | 667.6119 | 663.3014 | 659.1537 | 655.1568 | 651.3001 | 647.5743 | 643.9706
[8 empty] | Offshore Wind - Class 6 | Conservative | 1077.2714 | 1078.1598 | 1019.1697 | 1000.4651 | 985.1824 | 972.261 | 961.068 | 951.1951 | 942.3635 | 934.3743 | 927.0807 | 920.3713 | 914.1594 | 908.3762 | 902.9664 | 897.8846 | 893.0934 | 888.5613 | 884.2618 | 880.1721 | 876.2726 | 872.5465 | 868.9791 | 865.5572 | 862.2696 | 859.1061 | 856.0577 | 853.1162 | 850.2745 | 847.526
[8 empty] | Offshore Wind - Class 7 | Advanced | 690.7679 | 675.3205 | 627.0163 | 606.4928 | 589.7239 | 575.5461 | 563.2646 | 552.4316 | 542.7412 | 533.9751 | 525.9723 | 518.6104 | 511.7944 | 505.4489 | 499.513 | 493.9371 | 488.68 | 483.7072 | 478.9895 | 474.5021 | 470.2235 | 466.135 | 462.2207 | 458.4661 | 454.8588 | 451.3877 | 448.0428 | 444.8153 | 441.6972 | 438.6814
[8 empty] | Offshore Wind - Class 7 | Moderate | 744.7727 | 733.3832 | 684.7473 | 665.4234 | 649.6347 | 636.2855 | 624.7219 | 614.522 | 605.398 | 597.1443 | 589.6093 | 582.6777 | 576.2601 | 570.2854 | 564.6965 | 559.4465 | 554.4966 | 549.8145 | 545.3726 | 541.1475 | 537.1189 | 533.2694 | 529.5839 | 526.0487 | 522.6523 | 519.384 | 516.2347 | 513.1958 | 510.26 | 507.4205
[8 empty] | Offshore Wind - Class 7 | Conservative | 848.8424 | 849.5424 | 803.0608 | 788.3224 | 776.2803 | 766.0988 | 757.2793 | 749.4998 | 742.5409 | 736.2458 | 730.4988 | 725.212 | 720.3173 | 715.7604 | 711.4977 | 707.4935 | 703.7183 | 700.1472 | 696.7593 | 693.5368 | 690.4642 | 687.5282 | 684.7172 | 682.021 | 679.4305 | 676.9378 | 674.5357 | 672.218 | 669.9788 | 667.8131
[8 empty] | Offshore Wind - Class 8 | Advanced | 893.2831 | 875.068 | 813.7543 | 788.1517 | 767.2329 | 749.5463 | 734.2254 | 720.7115 | 708.6229 | 697.6874 | 687.7041 | 678.5203 | 670.0175 | 662.1015 | 654.6966 | 647.7408 | 641.1827 | 634.9792 | 629.094 | 623.4961 | 618.1586 | 613.0583 | 608.1752 | 603.4915 | 598.9915 | 594.6613 | 590.4886 | 586.4624 | 582.5727 | 578.8105
[8 empty] | Offshore Wind - Class 8 | Moderate | 960.7793 | 947.7451 | 886.0883 | 862.0432 | 842.3969 | 825.7862 | 811.3974 | 798.7056 | 787.3523 | 777.082 | 767.706 | 759.0809 | 751.0953 | 743.6609 | 736.7065 | 730.1738 | 724.0146 | 718.1885 | 712.6614 | 707.4039 | 702.3911 | 697.6011 | 693.0151 | 688.6163 | 684.39 | 680.3232 | 676.4044 | 672.6231 | 668.97 | 665.4367
[8 empty] | Offshore Wind - Class 8 | Conservative | 1085.0844 | 1086.2323 | 1026.9797 | 1008.2742 | 992.9907 | 980.0687 | 968.8751 | 959.0017 | 950.1696 | 942.18 | 934.8861 | 928.1763 | 921.964 | 916.1805 | 910.7705 | 905.6885 | 900.897 | 896.3647 | 892.0649 | 887.975 | 884.0753 | 880.3491 | 876.7814 | 873.3594 | 870.0717 | 866.908 | 863.8594 | 860.9178 | 858.0759 | 855.3272
[8 empty] | Offshore Wind - Class 9 | Advanced | 955.0558 | 935.5811 | 870.0274 | 842.6543 | 820.2889 | 801.3792 | 784.9989 | 770.5505 | 757.6259 | 745.9342 | 735.2605 | 725.4416 | 716.3508 | 707.8874 | 699.9705 | 692.5337 | 685.522 | 678.8896 | 672.5974 | 666.6123 | 660.9057 | 655.4528 | 650.232 | 645.2244 | 640.4132 | 635.7836 | 631.3223 | 627.0177 | 622.859 | 618.8366
[8 empty] | Offshore Wind - Class 9 | Moderate | 1027.2195 | 1013.284 | 947.3635 | 921.6556 | 900.6508 | 882.8914 | 867.5075 | 853.938 | 841.7996 | 830.8192 | 820.7948 | 811.5732 | 803.0354 | 795.0869 | 787.6515 | 780.6671 | 774.082 | 767.853 | 761.9436 | 756.3226 | 750.9632 | 745.842 | 740.9388 | 736.2357 | 731.7172 | 727.3692 | 723.1794 | 719.1366 | 715.2309 | 711.4532
[8 empty] | Offshore Wind - Class 9 | Conservative | 1160.1206 | 1161.3479 | 1097.9979 | 1077.9988 | 1061.6584 | 1047.8428 | 1035.8752 | 1025.319 | 1015.8761 | 1007.334 | 999.5357 | 992.362 | 985.7201 | 979.5367 | 973.7525 | 968.319 | 963.1963 | 958.3505 | 953.7534 | 949.3806 | 945.2113 | 941.2274 | 937.413 | 933.7544 | 930.2392 | 926.8568 | 923.5974 | 920.4523 | 917.4139 | 914.4752
[8 empty] | Offshore Wind - Class 10 | Advanced | 958.6661 | 939.1178 | 873.3162 | 845.8397 | 823.3898 | 804.4086 | 787.9664 | 773.4633 | 760.4898 | 748.7539 | 738.0399 | 728.1839 | 719.0587 | 710.5634 | 702.6165 | 695.1516 | 688.1134 | 681.4559 | 675.14 | 669.1323 | 663.4041 | 657.9306 | 652.69 | 647.6635 | 642.8341 | 638.1869 | 633.7089 | 629.3879 | 625.2135 | 621.176
[8 empty] | Offshore Wind - Class 10 | Moderate | 1031.1026 | 1017.1144 | 950.9447 | 925.1397 | 904.0554 | 886.2289 | 870.7869 | 857.166 | 844.9818 | 833.9598 | 823.8975 | 814.6411 | 806.071 | 798.0924 | 790.629 | 783.6182 | 777.0082 | 770.7557 | 764.8239 | 759.1817 | 753.8019 | 748.6614 | 743.7396 | 739.0189 | 734.4832 | 730.1188 | 725.9131 | 721.8551 | 717.9346 | 714.1427
[8 empty] | Offshore Wind - Class 10 | Conservative | 1164.5061 | 1165.738 | 1102.1485 | 1082.0739 | 1065.6717 | 1051.8038 | 1039.791 | 1029.1949 | 1019.7163 | 1011.1419 | 1003.3141 | 996.1133 | 989.4463 | 983.2395 | 977.4334 | 971.9794 | 966.8373 | 961.9733 | 957.3588 | 952.9695 | 948.7844 | 944.7854 | 940.9566 | 937.2841 | 933.7557 | 930.3605 | 927.0887 | 923.9318 | 920.8819 | 917.9321
[8 empty] | Offshore Wind - Class 11 | Advanced | 1137.8794 | 1114.6767 | 1036.5742 | 1003.9612 | 977.3145 | 954.785 | 935.269 | 918.0547 | 902.656 | 888.7262 | 876.0093 | 864.3108 | 853.4798 | 843.3963 | 833.9638 | 825.1034 | 816.7495 | 808.8475 | 801.3508 | 794.22 | 787.421 | 780.9243 | 774.7041 | 768.7379 | 763.0056 | 757.4898 | 752.1746 | 747.0459 | 742.0911 | 737.2988
[8 empty] | Offshore Wind - Class 11 | Moderate | 1223.8572 | 1207.254 | 1128.7146 | 1098.0855 | 1073.0598 | 1051.9008 | 1033.572 | 1017.4049 | 1002.9429 | 989.8605 | 977.9172 | 966.9304 | 956.7582 | 947.2881 | 938.4294 | 930.108 | 922.2623 | 914.8409 | 907.8003 | 901.1033 | 894.7179 | 888.6164 | 882.7746 | 877.1713 | 871.7878 | 866.6075 | 861.6156 | 856.7989 | 852.1455 | 847.6447
[8 empty] | Offshore Wind - Class 11 | Conservative | 1382.1992 | 1383.6614 | 1308.1845 | 1284.3571 | 1264.8887 | 1248.4284 | 1234.1698 | 1221.5929 | 1210.3424 | 1200.1651 | 1190.874 | 1182.327 | 1174.4137 | 1167.0466 | 1160.1551 | 1153.6816 | 1147.5782 | 1141.8048 | 1136.3277 | 1131.1179 | 1126.1504 | 1121.4038 | 1116.8593 | 1112.5003 | 1108.3123 | 1104.2823 | 1100.399 | 1096.6519 | 1093.0319 | 1089.5306
[8 empty] | Offshore Wind - Class 12 | Advanced | 1294.9591 | 1268.5533 | 1179.6691 | 1142.5541 | 1112.2288 | 1086.5892 | 1064.3792 | 1044.7885 | 1027.2641 | 1011.4113 | 996.9388 | 983.6255 | 971.2992 | 959.8238 | 949.0892 | 939.0056 | 929.4985 | 920.5056 | 911.9741 | 903.8589 | 896.1213 | 888.7277 | 881.6489 | 874.859 | 868.3355 | 862.0582 | 856.0092 | 850.1726 | 844.5338 | 839.0799
[8 empty] | Offshore Wind - Class 12 | Moderate | 1392.8058 | 1373.9106 | 1284.5291 | 1249.6718 | 1221.1913 | 1197.1114 | 1176.2525 | 1157.8536 | 1141.3952 | 1126.5067 | 1112.9147 | 1100.4112 | 1088.8348 | 1078.0574 | 1067.9758 | 1058.5056 | 1049.5769 | 1041.131 | 1033.1185 | 1025.497 | 1018.2301 | 1011.2863 | 1004.638 | 998.2612 | 992.1345 | 986.2391 | 980.5581 | 975.0765 | 969.7807 | 964.6586
[8 empty] | Offshore Wind - Class 12 | Conservative | 1573.0062 | 1574.6702 | 1488.7741 | 1461.6574 | 1439.5015 | 1420.7689 | 1404.542 | 1390.2288 | 1377.4253 | 1365.8431 | 1355.2693 | 1345.5424 | 1336.5368 | 1328.1526 | 1320.3098 | 1312.9427 | 1305.9967 | 1299.4264 | 1293.1932 | 1287.2641 | 1281.6109 | 1276.2091 | 1271.0372 | 1266.0765 | 1261.3103 | 1256.7241 | 1252.3046 | 1248.0403 | 1243.9205 | 1239.9359
[8 empty] | Offshore Wind - Class 13 | Advanced | 1417.4079 | 1388.5053 | 1291.2164 | 1250.5917 | 1217.399 | 1189.335 | 1165.0248 | 1143.5817 | 1124.4002 | 1107.0484 | 1091.2074 | 1076.6352 | 1063.1434 | 1050.5828 | 1038.8332 | 1027.7961 | 1017.3901 | 1007.5468 | 998.2086 | 989.3261 | 980.8568 | 972.7641 | 965.0159 | 957.584 | 950.4436 | 943.5728 | 936.9518 | 930.5632 | 924.3913 | 918.4217
[8 empty] | Offshore Wind - Class 13 | Moderate | 1524.5068 | 1503.8249 | 1405.9917 | 1367.8383 | 1336.6648 | 1310.3079 | 1287.4766 | 1267.3379 | 1249.3233 | 1233.027 | 1218.1497 | 1204.4639 | 1191.7929 | 1179.9964 | 1168.9615 | 1158.5959 | 1148.8228 | 1139.5784 | 1130.8082 | 1122.466 | 1114.5119 | 1106.9115 | 1099.6346 | 1092.6549 | 1085.9488 | 1079.496 | 1073.2778 | 1067.2778 | 1061.4813 | 1055.8749
[8 empty] | Offshore Wind - Class 13 | Conservative | 1721.7466 | 1723.568 | 1629.5497 | 1599.8689 | 1575.6179 | 1555.114 | 1537.3527 | 1521.6862 | 1507.6719 | 1494.9945 | 1483.421 | 1472.7743 | 1462.9171 | 1453.7402 | 1445.1558 | 1437.092 | 1429.4892 | 1422.2976 | 1415.475 | 1408.9853 | 1402.7976 | 1396.885 | 1391.224 | 1385.7942 | 1380.5774 | 1375.5574 | 1370.7201 | 1366.0525 | 1361.5432 | 1357.1818
[8 empty] | Offshore Wind - Class 14 | Advanced | 1136.0231 | 1112.8583 | 1034.8832 | 1002.3234 | 975.7201 | 953.2274 | 933.7433 | 916.5571 | 901.1835 | 887.2764 | 874.5802 | 862.9008 | 852.0874 | 842.0204 | 832.6033 | 823.7573 | 815.4171 | 807.528 | 800.0435 | 792.9244 | 786.1364 | 779.6503 | 773.4403 | 767.4838 | 761.7609 | 756.2541 | 750.9475 | 745.8272 | 740.8805 | 736.096
[8 empty] | Offshore Wind - Class 14 | Moderate | 1221.8606 | 1205.2845 | 1126.8733 | 1096.2941 | 1071.3092 | 1050.1847 | 1031.8859 | 1015.7451 | 1001.3068 | 988.2457 | 976.3218 | 965.3529 | 955.1973 | 945.7427 | 936.8985 | 928.5906 | 920.7577 | 913.3485 | 906.3194 | 899.6333 | 893.2583 | 887.1667 | 881.3344 | 875.7403 | 870.3655 | 865.1937 | 860.2099 | 855.4011 | 850.7553 | 846.2619
[8 empty] | Offshore Wind - Class 14 | Conservative | 1379.9443 | 1381.4041 | 1306.0504 | 1282.2618 | 1262.8252 | 1246.3917 | 1232.1564 | 1219.6 | 1208.3679 | 1198.2072 | 1188.9312 | 1180.3982 | 1172.4978 | 1165.1427 | 1158.2625 | 1151.7995 | 1145.706 | 1139.9421 | 1134.4739 | 1129.2726 | 1124.3132 | 1119.5744 | 1115.0373 | 1110.6854 | 1106.5042 | 1102.4808 | 1098.6038 | 1094.8629 | 1091.2487 | 1087.7531
[10 empty] | 2021 | 2022 | 2023 | 2024 | 2025 | 2026 | 2027 | 2028 | 2029 | 2030 | 2031 | 2032 | 2033 | 2034 | 2035 | 2036 | 2037 | 2038 | 2039 | 2040 | 2041 | 2042 | 2043 | 2044 | 2045 | 2046 | 2047 | 2048 | 2049 | 2050
[5 empty] | LCOE |  | Levelized Cost of Energy ($/MWh) | Offshore Wind - Class 1 | Advanced | 72.7421 | 73.1053 | 67.3323 | 61.2777 | 58.7802 | 56.6175 | 54.7079 | 52.9969 | 51.4463 | 50.0279 | 48.9734 | 47.9988 | 47.0928 | 46.2462 | 45.4517 | 44.7032 | 43.9957 | 43.3248 | 42.687 | 42.0792 | 41.4986 | 40.9428 | 40.41 | 39.8981 | 39.4057 | 38.9314 | 38.4737 | 38.0317 | 37.6043 | 37.1905
[8 empty] | Offshore Wind - Class 1 | Moderate | 78.8061 | 80.0832 | 74.4074 | 68.2305 | 65.9167 | 63.9078 | 62.1293 | 60.5312 | 59.0786 | 57.746 | 56.7353 | 55.7998 | 54.9289 | 54.114 | 53.3482 | 52.6257 | 51.9419 | 51.2926 | 50.6745 | 50.0846 | 49.5204 | 48.9797 | 48.4606 | 47.9613 | 47.4804 | 47.0165 | 46.5684 | 46.135 | 45.7155 | 45.3088
[8 empty] | Offshore Wind - Class 1 | Conservative | 91.3491 | 95.1196 | 90.0907 | 83.98 | 82.3764 | 80.9843 | 79.7509 | 78.6414 | 77.6314 | 76.7029 | 75.9235 | 75.2 | 74.5245 | 73.8907 | 73.2934 | 72.7284 | 72.1922 | 71.6816 | 71.1943 | 70.7281 | 70.2809 | 69.8513 | 69.4377 | 69.0389 | 68.6538 | 68.2814 | 67.9207 | 67.5711 | 67.2317 | 66.902
[8 empty] | Offshore Wind - Class 2 | Advanced | 75.7573 | 76.07 | 70.0576 | 63.78 | 61.1682 | 58.9059 | 56.908 | 55.1176 | 53.4947 | 52.0102 | 50.9109 | 49.8948 | 48.9501 | 48.0673 | 47.2388 | 46.4582 | 45.7202 | 45.0205 | 44.3552 | 43.7211 | 43.1154 | 42.5356 | 41.9797 | 41.4456 | 40.9319 | 40.4369 | 39.9594 | 39.4981 | 39.0521 | 38.6203
[8 empty] | Offshore Wind - Class 2 | Moderate | 82.0737 | 83.3359 | 77.4276 | 71.028 | 68.6087 | 66.5076 | 64.6468 | 62.9745 | 61.4542 | 60.0592 | 59.0051 | 58.0294 | 57.1208 | 56.2706 | 55.4716 | 54.7177 | 54.0041 | 53.3264 | 52.6813 | 52.0656 | 51.4766 | 50.9122 | 50.3702 | 49.8489 | 49.3467 | 48.8623 | 48.3944 | 47.9418 | 47.5037 | 47.0789
[8 empty] | Offshore Wind - Class 2 | Conservative | 95.1404 | 98.9971 | 93.7703 | 87.4539 | 85.7794 | 84.3252 | 83.0365 | 81.8768 | 80.8207 | 79.8498 | 79.0362 | 78.2809 | 77.5756 | 76.9137 | 76.2899 | 75.6997 | 75.1395 | 74.6061 | 74.0969 | 73.6096 | 73.1422 | 72.6931 | 72.2608 | 71.8438 | 71.4412 | 71.0517 | 70.6746 | 70.3089 | 69.9539 | 69.6089
[8 empty] | Offshore Wind - Class 3 | Advanced | 77.6328 | 78.0401 | 71.8577 | 65.3657 | 62.6929 | 60.3782 | 58.3343 | 56.5029 | 54.843 | 53.3247 | 52.1993 | 51.1591 | 50.1921 | 49.2884 | 48.4403 | 47.6414 | 46.8861 | 46.1699 | 45.489 | 44.8401 | 44.2202 | 43.6269 | 43.0579 | 42.5114 | 41.9857 | 41.4791 | 40.9905 | 40.5185 | 40.0621 | 39.6202
[8 empty] | Offshore Wind - Class 3 | Moderate | 84.1123 | 85.4999 | 79.4211 | 72.7962 | 70.3198 | 68.1696 | 66.2656 | 64.5547 | 62.9995 | 61.5726 | 60.4933 | 59.4944 | 58.5643 | 57.694 | 56.876 | 56.1044 | 55.3739 | 54.6804 | 54.0201 | 53.3899 | 52.7872 | 52.2095 | 51.6549 | 51.1214 | 50.6076 | 50.1119 | 49.6331 | 49.17 | 48.7216 | 48.287
[8 empty] | Offshore Wind - Class 3 | Conservative | 97.5162 | 101.5786 | 96.192 | 89.6347 | 87.9193 | 86.4299 | 85.1102 | 83.9229 | 82.8418 | 81.848 | 81.0148 | 80.2414 | 79.5193 | 78.8416 | 78.203 | 77.5988 | 77.0253 | 76.4793 | 75.9581 | 75.4594 | 74.9811 | 74.5214 | 74.079 | 73.6523 | 73.2402 | 72.8417 | 72.4558 | 72.0816 | 71.7184 | 71.3654
[8 empty] | Offshore Wind - Class 4 | Advanced | 80.2144 | 80.7049 | 74.2865 | 67.5247 | 64.7618 | 62.3694 | 60.2571 | 58.3645 | 56.6492 | 55.0803 | 53.9185 | 52.8448 | 51.8465 | 50.9137 | 50.0383 | 49.2136 | 48.434 | 47.6948 | 46.992 | 46.3221 | 45.6823 | 45.0699 | 44.4826 | 43.9185 | 43.3758 | 42.853 | 42.3486 | 41.8614 | 41.3903 | 40.9342
[8 empty] | Offshore Wind - Class 4 | Moderate | 86.9212 | 88.4321 | 82.1179 | 75.2122 | 72.6516 | 70.4285 | 68.4603 | 66.6917 | 65.0841 | 63.6092 | 62.4946 | 61.463 | 60.5025 | 59.6037 | 58.7591 | 57.9623 | 57.208 | 56.4918 | 55.81 | 55.1592 | 54.5368 | 53.9403 | 53.3676 | 52.8167 | 52.2861 | 51.7742 | 51.2797 | 50.8015 | 50.3385 | 49.8897
[8 empty] | Offshore Wind - Class 4 | Conservative | 100.7963 | 105.0892 | 99.486 | 92.6367 | 90.8621 | 89.3215 | 87.9566 | 86.7288 | 85.6108 | 84.5831 | 83.7219 | 82.9225 | 82.1761 | 81.4757 | 80.8156 | 80.1912 | 79.5984 | 79.0341 | 78.4954 | 77.98 | 77.4856 | 77.0105 | 76.5532 | 76.1122 | 75.6863 | 75.2744 | 74.8755 | 74.4888 | 74.1134 | 73.7486
[8 empty] | Offshore Wind - Class 5 | Advanced | 84.951 | 85.3624 | 78.5595 | 71.4777 | 68.5446 | 66.0049 | 63.7625 | 61.7533 | 59.9324 | 58.2667 | 57.0368 | 55.9 | 54.8431 | 53.8555 | 52.9286 | 52.0554 | 51.23 | 50.4472 | 49.703 | 48.9937 | 48.3162 | 47.6677 | 47.0458 | 46.4484 | 45.8737 | 45.32 | 44.7858 | 44.2698 | 43.7708 | 43.2878
[8 empty] | Offshore Wind - Class 5 | Moderate | 92.0655 | 93.5493 | 86.8567 | 79.6322 | 76.9135 | 74.5531 | 72.4632 | 70.5851 | 68.8779 | 67.3115 | 66.1309 | 65.038 | 64.0205 | 63.0683 | 62.1735 | 61.3293 | 60.5301 | 59.7712 | 59.0488 | 58.3593 | 57.6997 | 57.0676 | 56.4606 | 55.8769 | 55.3145 | 54.772 | 54.2479 | 53.7411 | 53.2503 | 52.7746
[8 empty] | Offshore Wind - Class 5 | Conservative | 106.786 | 111.2015 | 105.2639 | 98.1229 | 96.2391 | 94.6037 | 93.1547 | 91.851 | 90.6639 | 89.5726 | 88.6592 | 87.8113 | 87.0197 | 86.2767 | 85.5765 | 84.9141 | 84.2853 | 83.6866 | 83.115 | 82.5681 | 82.0435 | 81.5394 | 81.054 | 80.586 | 80.134 | 79.6968 | 79.2733 | 78.8628 | 78.4642 | 78.077
[8 empty] | Offshore Wind - Class 6 | Advanced | 97.8763 | 98.3088 | 90.3377 | 82.0144 | 78.5477 | 75.5423 | 72.8864 | 70.5051 | 68.3458 | 66.37 | 64.9478 | 63.6325 | 62.4091 | 61.2655 | 60.1917 | 59.1797 | 58.2226 | 57.3149 | 56.4515 | 55.6283 | 54.8418 | 54.0888 | 53.3666 | 52.6726 | 52.0049 | 51.3615 | 50.7406 | 50.1408 | 49.5607 | 48.999
[8 empty] | Offshore Wind - Class 6 | Moderate | 106.114 | 107.8148 | 99.982 | 91.4922 | 88.2798 | 85.4863 | 83.0097 | 80.7816 | 78.7543 | 76.8927 | 75.5225 | 74.2534 | 73.071 | 71.9639 | 70.923 | 69.9404 | 69.0097 | 68.1257 | 67.2836 | 66.4797 | 65.7103 | 64.9727 | 64.2642 | 63.5825 | 62.9256 | 62.2917 | 61.6792 | 61.0867 | 60.5128 | 59.9564
[8 empty] | Offshore Wind - Class 6 | Conservative | 123.1768 | 128.3499 | 121.4338 | 113.0548 | 110.8436 | 108.9204 | 107.2135 | 105.6753 | 104.2726 | 102.9812 | 101.9135 | 100.9215 | 99.9945 | 99.1238 | 98.3026 | 97.5251 | 96.7865 | 96.0827 | 95.4104 | 94.7666 | 94.1488 | 93.5546 | 92.9823 | 92.43 | 91.8963 | 91.3798 | 90.8793 | 90.3938 | 89.9222 | 89.4637
[8 empty] | Offshore Wind - Class 7 | Advanced | 125.2613 | 126.129 | 115.4731 | 104.0596 | 99.3998 | 95.3541 | 91.7752 | 88.5643 | 85.6518 | 82.9865 | 81.1575 | 79.4647 | 77.8887 | 76.4144 | 75.0292 | 73.7228 | 72.4866 | 71.3134 | 70.1971 | 69.1323 | 68.1144 | 67.1396 | 66.2042 | 65.3052 | 64.4399 | 63.6059 | 62.801 | 62.0232 | 61.2708 | 60.5423
[8 empty] | Offshore Wind - Class 7 | Moderate | 135.9352 | 138.5556 | 128.0951 | 116.4195 | 112.1003 | 108.3355 | 104.991 | 101.9776 | 99.2322 | 96.7089 | 94.9327 | 93.2857 | 91.7497 | 90.3102 | 88.9553 | 87.6752 | 86.4619 | 85.3084 | 84.2089 | 83.1583 | 82.1524 | 81.1874 | 80.2599 | 79.367 | 78.5061 | 77.6751 | 76.8717 | 76.0941 | 75.3408 | 74.6101
[8 empty] | Offshore Wind - Class 7 | Conservative | 158.0947 | 165.5084 | 156.3275 | 144.7383 | 141.7977 | 139.2317 | 136.9475 | 134.8831 | 132.9956 | 131.2535 | 129.847 | 128.5381 | 127.3131 | 126.1608 | 125.0724 | 124.0405 | 123.0589 | 122.1224 | 121.2267 | 120.3678 | 119.5426 | 118.7482 | 117.9821 | 117.2421 | 116.5262 | 115.8327 | 115.1601 | 114.507 | 113.872 | 113.2542
[8 empty] | Offshore Wind - Class 8 | Advanced | 77.403 | 79.7183 | 73.4787 | 66.3972 | 64.0142 | 61.9467 | 60.1159 | 58.4701 | 56.9731 | 55.5986 | 54.5867 | 53.6495 | 52.7765 | 51.9592 | 51.1905 | 50.4648 | 49.7775 | 49.1244 | 48.5023 | 47.9081 | 47.3395 | 46.7942 | 46.2703 | 45.7662 | 45.2803 | 44.8113 | 44.358 | 43.9195 | 43.4946 | 43.0827
[8 empty] | Offshore Wind - Class 8 | Moderate | 83.4207 | 86.7599 | 80.5908 | 73.3125 | 71.1231 | 69.2214 | 67.5351 | 66.0166 | 64.6329 | 63.36 | 62.4016 | 61.5132 | 60.6849 | 59.9086 | 59.1778 | 58.4874 | 57.8327 | 57.2101 | 56.6164 | 56.0489 | 55.5052 | 54.9833 | 54.4814 | 53.9979 | 53.5315 | 53.0809 | 52.6449 | 52.2227 | 51.8133 | 51.4159
[8 empty] | Offshore Wind - Class 8 | Conservative | 94.9987 | 100.8515 | 95.2179 | 87.838 | 86.3135 | 84.9955 | 83.8309 | 82.7851 | 81.834 | 80.9603 | 80.2265 | 79.5456 | 78.9101 | 78.3138 | 77.7518 | 77.22 | 76.7152 | 76.2345 | 75.7754 | 75.336 | 74.9144 | 74.5092 | 74.1189 | 73.7424 | 73.3786 | 73.0266 | 72.6855 | 72.3547 | 72.0334 | 71.7211
[8 empty] | Offshore Wind - Class 9 | Advanced | 80.6543 | 82.9858 | 76.4792 | 69.147 | 66.6536 | 64.4898 | 62.5734 | 60.8504 | 59.2829 | 57.8436 | 56.7882 | 55.8107 | 54.9001 | 54.0474 | 53.2455 | 52.4883 | 51.7711 | 51.0897 | 50.4404 | 49.8204 | 49.2269 | 48.6578 | 48.1109 | 47.5847 | 47.0774 | 46.5879 | 46.1147 | 45.6568 | 45.2133 | 44.7832
[8 empty] | Offshore Wind - Class 9 | Moderate | 86.9306 | 90.3258 | 83.8943 | 76.3636 | 74.073 | 72.0828 | 70.3176 | 68.7278 | 67.2788 | 65.9456 | 64.9455 | 64.0183 | 63.1538 | 62.3435 | 61.5807 | 60.8599 | 60.1764 | 59.5263 | 58.9063 | 58.3136 | 57.7458 | 57.2007 | 56.6764 | 56.1714 | 55.6841 | 55.2133 | 54.7578 | 54.3167 | 53.8889 | 53.4736
[8 empty] | Offshore Wind - Class 9 | Conservative | 99.0082 | 105.0188 | 99.151 | 91.5297 | 89.9366 | 88.5588 | 87.3412 | 86.2474 | 85.2525 | 84.3383 | 83.5719 | 82.8607 | 82.1968 | 81.5737 | 80.9865 | 80.4308 | 79.9031 | 79.4006 | 78.9207 | 78.4613 | 78.0205 | 77.5967 | 77.1885 | 76.7947 | 76.4141 | 76.0459 | 75.6891 | 75.3429 | 75.0067 | 74.6798
[8 empty] | Offshore Wind - Class 10 | Advanced | 84.2225 | 86.6491 | 79.8521 | 72.1809 | 69.5691 | 67.3018 | 65.2933 | 63.4871 | 61.8438 | 60.3346 | 59.2312 | 58.2091 | 57.2568 | 56.365 | 55.5263 | 54.7344 | 53.9841 | 53.2712 | 52.592 | 51.9433 | 51.3224 | 50.7269 | 50.1547 | 49.604 | 49.0732 | 48.5609 | 48.0657 | 47.5865 | 47.1223 | 46.6722
[8 empty] | Offshore Wind - Class 10 | Moderate | 90.7746 | 94.3147 | 87.5987 | 79.7206 | 77.3219 | 75.2371 | 73.3874 | 71.7211 | 70.2021 | 68.8043 | 67.7585 | 66.7889 | 65.8846 | 65.0371 | 64.2391 | 63.485 | 62.7698 | 62.0896 | 61.4408 | 60.8206 | 60.2263 | 59.6557 | 59.107 | 58.5783 | 58.0683 | 57.5754 | 57.0986 | 56.6367 | 56.1888 | 55.754
[8 empty] | Offshore Wind - Class 10 | Conservative | 103.3851 | 109.6635 | 103.5427 | 95.5725 | 93.9066 | 92.4654 | 91.1914 | 90.0467 | 89.0051 | 88.0479 | 87.2465 | 86.5027 | 85.8082 | 85.1564 | 84.542 | 83.9606 | 83.4085 | 82.8826 | 82.3803 | 81.8994 | 81.4379 | 80.9942 | 80.5669 | 80.1545 | 79.756 | 79.3703 | 78.9966 | 78.634 | 78.2819 | 77.9395
[8 empty] | Offshore Wind - Class 11 | Advanced | 91.6052 | 94.0292 | 86.6665 | 78.4861 | 75.6385 | 73.1661 | 70.9755 | 69.0052 | 67.2125 | 65.566 | 64.3647 | 63.252 | 62.2152 | 61.2442 | 60.3309 | 59.4686 | 58.6516 | 57.8752 | 57.1355 | 56.429 | 55.7527 | 55.104 | 54.4808 | 53.881 | 53.3028 | 52.7447 | 52.2052 | 51.6832 | 51.1776 | 50.6872
[8 empty] | Offshore Wind - Class 11 | Moderate | 98.7309 | 102.3491 | 95.0781 | 86.6906 | 84.0759 | 81.8027 | 79.7856 | 77.9681 | 76.311 | 74.786 | 73.6474 | 72.5917 | 71.607 | 70.684 | 69.8149 | 68.9935 | 68.2146 | 67.4736 | 66.7669 | 66.0912 | 65.4438 | 64.8222 | 64.2243 | 63.6483 | 63.0925 | 62.5554 | 62.0358 | 61.5325 | 61.0444 | 60.5706
[8 empty] | Offshore Wind - Class 11 | Conservative | 112.4473 | 119.0115 | 112.3952 | 103.9457 | 102.1317 | 100.562 | 99.174 | 97.9267 | 96.7916 | 95.7482 | 94.8756 | 94.0656 | 93.3093 | 92.5994 | 91.9302 | 91.2968 | 90.6952 | 90.1223 | 89.575 | 89.0509 | 88.5481 | 88.0645 | 87.5987 | 87.1493 | 86.7149 | 86.2945 | 85.8871 | 85.4918 | 85.1079 | 84.7345
[8 empty] | Offshore Wind - Class 12 | Advanced | 100.722 | 103.1903 | 95.0628 | 86.1681 | 83.0045 | 80.2562 | 77.8202 | 75.6284 | 73.6335 | 71.801 | 70.4777 | 69.2517 | 68.1091 | 67.0388 | 66.0319 | 65.0811 | 64.1801 | 63.3237 | 62.5077 | 61.7282 | 60.9819 | 60.2661 | 59.5782 | 58.9161 | 58.2778 | 57.6616 | 57.0659 | 56.4895 | 55.931 | 55.3894
[8 empty] | Offshore Wind - Class 12 | Moderate | 109.6867 | 113.4156 | 105.3537 | 96.2134 | 93.2792 | 90.7261 | 88.4589 | 86.4147 | 84.55 | 82.833 | 81.5629 | 80.3849 | 79.2858 | 78.2553 | 77.2847 | 76.3671 | 75.4968 | 74.6686 | 73.8786 | 73.1231 | 72.3991 | 71.7038 | 71.035 | 70.3905 | 69.7685 | 69.1674 | 68.5858 | 68.0223 | 67.4757 | 66.9451
[8 empty] | Offshore Wind - Class 12 | Conservative | 124.9443 | 131.9309 | 124.6205 | 115.4641 | 113.4363 | 111.6801 | 110.1259 | 108.7282 | 107.4554 | 106.2846 | 105.31 | 104.405 | 103.5595 | 102.7657 | 102.0171 | 101.3084 | 100.6351 | 99.9935 | 99.3806 | 98.7935 | 98.2299 | 97.6879 | 97.1656 | 96.6615 | 96.1742 | 95.7025 | 95.2452 | 94.8015 | 94.3703 | 93.951
[8 empty] | Offshore Wind - Class 13 | Advanced | 130.6931 | 133.3189 | 122.6235 | 111.1376 | 106.8469 | 103.1097 | 99.7903 | 96.7991 | 94.0733 | 91.5673 | 89.8299 | 88.2184 | 86.7151 | 85.3058 | 83.9787 | 82.7246 | 81.5353 | 80.4042 | 79.3257 | 78.2949 | 77.3075 | 76.3599 | 75.4489 | 74.5716 | 73.7256 | 72.9085 | 72.1186 | 71.3538 | 70.6127 | 69.8937
[8 empty] | Offshore Wind - Class 13 | Moderate | 140.9429 | 145.2904 | 134.7681 | 123.0494 | 119.1163 | 115.6836 | 112.6275 | 109.8661 | 107.3427 | 105.0156 | 103.3587 | 101.82 | 100.3828 | 99.0338 | 97.7621 | 96.5587 | 95.4161 | 94.3281 | 93.2893 | 92.2951 | 91.3417 | 90.4255 | 89.5436 | 88.6932 | 87.8721 | 87.0781 | 86.3094 | 85.5643 | 84.8414 | 84.1391
[8 empty] | Offshore Wind - Class 13 | Conservative | 160.723 | 169.3694 | 159.9174 | 148.2851 | 145.6026 | 143.2719 | 141.2031 | 139.3375 | 137.6341 | 136.0636 | 134.7811 | 133.5883 | 132.4725 | 131.4234 | 130.4327 | 129.4935 | 128.6002 | 127.748 | 126.9328 | 126.1511 | 125.3999 | 124.6767 | 123.979 | 123.305 | 122.6528 | 122.0209 | 121.4078 | 120.8123 | 120.2332 | 119.6695
[8 empty] | Offshore Wind - Class 14 | Advanced | 156.758 | 160.6355 | 147.2454 | 132.391 | 127.019 | 122.3335 | 118.1678 | 114.4116 | 110.9875 | 107.8391 | 105.7407 | 103.793 | 101.9747 | 100.2689 | 98.6618 | 97.1419 | 95.7 | 94.3279 | 93.019 | 91.7674 | 90.5681 | 89.4167 | 88.3094 | 87.2428 | 86.2139 | 85.22 | 84.2588 | 83.3281 | 82.426 | 81.5507
[8 empty] | Offshore Wind - Class 14 | Moderate | 169.2065 | 175.3127 | 162.1431 | 146.9335 | 142.008 | 137.7 | 133.8581 | 130.382 | 127.2017 | 124.2665 | 122.2519 | 120.3793 | 118.6287 | 116.984 | 115.4323 | 113.9627 | 112.5664 | 111.2359 | 109.9648 | 108.7475 | 107.5794 | 106.4563 | 105.3746 | 104.3312 | 103.3232 | 102.3481 | 101.4036 | 100.4878 | 99.5989 | 98.7352
[8 empty] | Offshore Wind - Class 14 | Conservative | 193.2742 | 204.935 | 193.1417 | 177.9295 | 174.601 | 171.7017 | 169.122 | 166.7903 | 164.6568 | 162.6858 | 161.1064 | 159.6357 | 158.2582 | 156.9615 | 155.7355 | 154.5719 | 153.464 | 152.4058 | 151.3926 | 150.4201 | 149.4846 | 148.5831 | 147.7127 | 146.8711 | 146.056 | 145.2656 | 144.4982 | 143.7522 | 143.0262 | 142.3191
[10 empty] | 2021 | 2022 | 2023 | 2024 | 2025 | 2026 | 2027 | 2028 | 2029 | 2030 | 2031 | 2032 | 2033 | 2034 | 2035 | 2036 | 2037 | 2038 | 2039 | 2040 | 2041 | 2042 | 2043 | 2044 | 2045 | 2046 | 2047 | 2048 | 2049 | 2050
[5 empty] | Additional Factors |  | Tax Credit | 10 year CRF | Advanced | 12.45% | 12.45% | 12.45% | 12.45% | 12.45% | 12.45% | 12.45% | 12.45% | 12.45% | 12.45% | 12.45% | 12.45% | 12.45% | 12.45% | 12.45% | 12.45% | 12.45% | 12.45% | 12.45% | 12.45% | 12.45% | 12.45% | 12.45% | 12.45% | 12.45% | 12.45% | 12.45% | 12.45% | 12.45% | 12.45%
[8 empty] | 10 year CRF | Moderate | 12.45% | 12.45% | 12.45% | 12.45% | 12.45% | 12.45% | 12.45% | 12.45% | 12.45% | 12.45% | 12.45% | 12.45% | 12.45% | 12.45% | 12.45% | 12.45% | 12.45% | 12.45% | 12.45% | 12.45% | 12.45% | 12.45% | 12.45% | 12.45% | 12.45% | 12.45% | 12.45% | 12.45% | 12.45% | 12.45%
[8 empty] | 10 year CRF | Conservative | 12.45% | 12.45% | 12.45% | 12.45% | 12.45% | 12.45% | 12.45% | 12.45% | 12.45% | 12.45% | 12.45% | 12.45% | 12.45% | 12.45% | 12.45% | 12.45% | 12.45% | 12.45% | 12.45% | 12.45% | 12.45% | 12.45% | 12.45% | 12.45% | 12.45% | 12.45% | 12.45% | 12.45% | 12.45% | 12.45%
[8 empty] | ITC Schedule | * | bar: 2021 to 2050
[8 empty] | PTC | Advanced | 0 | 0 | 0 | 0 | 0 | 0 | 0 | 0 | 0 | 0 | 0 | 0 | 0 | 0 | 0 | 0 | 0 | 0 | 0 | 0 | 0 | 0 | 0 | 0 | 0 | 0 | 0 | 0 | 0 | 0
[8 empty] | PTC | Moderate | 0 | 0 | 0 | 0 | 0 | 0 | 0 | 0 | 0 | 0 | 0 | 0 | 0 | 0 | 0 | 0 | 0 | 0 | 0 | 0 | 0 | 0 | 0 | 0 | 0 | 0 | 0 | 0 | 0 | 0
[8 empty] | PTC | Conservative | 0 | 0 | 0 | 0 | 0 | 0 | 0 | 0 | 0 | 0 | 0 | 0 | 0 | 0 | 0 | 0 | 0 | 0 | 0 | 0 | 0 | 0 | 0 | 0 | 0 | 0 | 0 | 0 | 0 | 0
[8 empty] | PVD | Advanced | 0.83557 | 0.83557 | 0.83557 | 0.83557 | 0.83557 | 0.83557 | 0.83557 | 0.83557 | 0.83557 | 0.83557 | 0.83557 | 0.83557 | 0.83557 | 0.83557 | 0.83557 | 0.83557 | 0.83557 | 0.83557 | 0.83557 | 0.83557 | 0.83557 | 0.83557 | 0.83557 | 0.83557 | 0.83557 | 0.83557 | 0.83557 | 0.83557 | 0.83557 | 0.83557
[8 empty] | PVD | Moderate | 0.83557 | 0.83557 | 0.83557 | 0.83557 | 0.83557 | 0.83557 | 0.83557 | 0.83557 | 0.83557 | 0.83557 | 0.83557 | 0.83557 | 0.83557 | 0.83557 | 0.83557 | 0.83557 | 0.83557 | 0.83557 | 0.83557 | 0.83557 | 0.83557 | 0.83557 | 0.83557 | 0.83557 | 0.83557 | 0.83557 | 0.83557 | 0.83557 | 0.83557 | 0.83557
[8 empty] | PVD | Conservative | 0.83557 | 0.83557 | 0.83557 | 0.83557 | 0.83557 | 0.83557 | 0.83557 | 0.83557 | 0.83557 | 0.83557 | 0.83557 | 0.83557 | 0.83557 | 0.83557 | 0.83557 | 0.83557 | 0.83557 | 0.83557 | 0.83557 | 0.83557 | 0.83557 | 0.83557 | 0.83557 | 0.83557 | 0.83557 | 0.83557 | 0.83557 | 0.83557 | 0.83557 | 0.83557
[8 empty] | PFF | Advanced | 1.057 | 1.057 | 1.057 | 1.057 | 1.057 | 1.057 | 1.057 | 1.057 | 1.057 | 1.057 | 1.057 | 1.057 | 1.057 | 1.057 | 1.057 | 1.057 | 1.057 | 1.057 | 1.057 | 1.057 | 1.057 | 1.057 | 1.057 | 1.057 | 1.057 | 1.057 | 1.057 | 1.057 | 1.057 | 1.057
[8 empty] | PFF | Moderate | 1.057 | 1.057 | 1.057 | 1.057 | 1.057 | 1.057 | 1.057 | 1.057 | 1.057 | 1.057 | 1.057 | 1.057 | 1.057 | 1.057 | 1.057 | 1.057 | 1.057 | 1.057 | 1.057 | 1.057 | 1.057 | 1.057 | 1.057 | 1.057 | 1.057 | 1.057 | 1.057 | 1.057 | 1.057 | 1.057
[8 empty] | PFF | Conservative | 1.057 | 1.057 | 1.057 | 1.057 | 1.057 | 1.057 | 1.057 | 1.057 | 1.057 | 1.057 | 1.057 | 1.057 | 1.057 | 1.057 | 1.057 | 1.057 | 1.057 | 1.057 | 1.057 | 1.057 | 1.057 | 1.057 | 1.057 | 1.057 | 1.057 | 1.057 | 1.057 | 1.057 | 1.057 | 1.057
[6 empty] | MACRS |  | Year (Advanced) |  | 2021 | 2022 | 2023 | 2024 | 2025 | 2026 | 2027 | 2028 | 2029 | 2030 | 2031 | 2032 | 2033 | 2034 | 2035 | 2036 | 2037 | 2038 | 2039 | 2040 | 2041 | 2042 | 2043 | 2044 | 2045 | 2046 | 2047 | 2048 | 2049 | 2050
[6 empty] | 0.2 | Depreciation Factor | 1 |  | 0.93628 | 0.93628 | 0.93628 | 0.93628 | 0.93628 | 0.93628 | 0.93628 | 0.93628 | 0.93628 | 0.93628 | 0.93628 | 0.93628 | 0.93628 | 0.93628 | 0.93628 | 0.93628 | 0.93628 | 0.93628 | 0.93628 | 0.93628 | 0.93628 | 0.93628 | 0.93628 | 0.93628 | 0.93628 | 0.93628 | 0.93628 | 0.93628 | 0.93628 | 0.93628
[6 empty] | 0.32 |  | 2 |  | 0.87662 | 0.87662 | 0.87662 | 0.87662 | 0.87662 | 0.87662 | 0.87662 | 0.87662 | 0.87662 | 0.87662 | 0.87662 | 0.87662 | 0.87662 | 0.87662 | 0.87662 | 0.87662 | 0.87662 | 0.87662 | 0.87662 | 0.87662 | 0.87662 | 0.87662 | 0.87662 | 0.87662 | 0.87662 | 0.87662 | 0.87662 | 0.87662 | 0.87662 | 0.87662
[6 empty] | 0.192 |  | 3 |  | 0.82076 | 0.82076 | 0.82076 | 0.82076 | 0.82076 | 0.82076 | 0.82076 | 0.82076 | 0.82076 | 0.82076 | 0.82076 | 0.82076 | 0.82076 | 0.82076 | 0.82076 | 0.82076 | 0.82076 | 0.82076 | 0.82076 | 0.82076 | 0.82076 | 0.82076 | 0.82076 | 0.82076 | 0.82076 | 0.82076 | 0.82076 | 0.82076 | 0.82076 | 0.82076
[6 empty] | 0.1152 |  | 4 |  | 0.76846 | 0.76846 | 0.76846 | 0.76846 | 0.76846 | 0.76846 | 0.76846 | 0.76846 | 0.76846 | 0.76846 | 0.76846 | 0.76846 | 0.76846 | 0.76846 | 0.76846 | 0.76846 | 0.76846 | 0.76846 | 0.76846 | 0.76846 | 0.76846 | 0.76846 | 0.76846 | 0.76846 | 0.76846 | 0.76846 | 0.76846 | 0.76846 | 0.76846 | 0.76846
[6 empty] | 0.1152 |  | 5 |  | 0.71949 | 0.71949 | 0.71949 | 0.71949 | 0.71949 | 0.71949 | 0.71949 | 0.71949 | 0.71949 | 0.71949 | 0.71949 | 0.71949 | 0.71949 | 0.71949 | 0.71949 | 0.71949 | 0.71949 | 0.71949 | 0.71949 | 0.71949 | 0.71949 | 0.71949 | 0.71949 | 0.71949 | 0.71949 | 0.71949 | 0.71949 | 0.71949 | 0.71949 | 0.71949
[6 empty] | 0.0576 |  | 6 |  | 0.67364 | 0.67364 | 0.67364 | 0.67364 | 0.67364 | 0.67364 | 0.67364 | 0.67364 | 0.67364 | 0.67364 | 0.67364 | 0.67364 | 0.67364 | 0.67364 | 0.67364 | 0.67364 | 0.67364 | 0.67364 | 0.67364 | 0.67364 | 0.67364 | 0.67364 | 0.67364 | 0.67364 | 0.67364 | 0.67364 | 0.67364 | 0.67364 | 0.67364 | 0.67364
[8 empty] | Year (Moderate) |  | 2021 | 2022 | 2023 | 2024 | 2025 | 2026 | 2027 | 2028 | 2029 | 2030 | 2031 | 2032 | 2033 | 2034 | 2035 | 2036 | 2037 | 2038 | 2039 | 2040 | 2041 | 2042 | 2043 | 2044 | 2045 | 2046 | 2047 | 2048 | 2049 | 2050
[8 empty] | 1 |  | 0.93628 | 0.93628 | 0.93628 | 0.93628 | 0.93628 | 0.93628 | 0.93628 | 0.93628 | 0.93628 | 0.93628 | 0.93628 | 0.93628 | 0.93628 | 0.93628 | 0.93628 | 0.93628 | 0.93628 | 0.93628 | 0.93628 | 0.93628 | 0.93628 | 0.93628 | 0.93628 | 0.93628 | 0.93628 | 0.93628 | 0.93628 | 0.93628 | 0.93628 | 0.93628
[8 empty] | 2 |  | 0.87662 | 0.87662 | 0.87662 | 0.87662 | 0.87662 | 0.87662 | 0.87662 | 0.87662 | 0.87662 | 0.87662 | 0.87662 | 0.87662 | 0.87662 | 0.87662 | 0.87662 | 0.87662 | 0.87662 | 0.87662 | 0.87662 | 0.87662 | 0.87662 | 0.87662 | 0.87662 | 0.87662 | 0.87662 | 0.87662 | 0.87662 | 0.87662 | 0.87662 | 0.87662
[8 empty] | 3 |  | 0.82076 | 0.82076 | 0.82076 | 0.82076 | 0.82076 | 0.82076 | 0.82076 | 0.82076 | 0.82076 | 0.82076 | 0.82076 | 0.82076 | 0.82076 | 0.82076 | 0.82076 | 0.82076 | 0.82076 | 0.82076 | 0.82076 | 0.82076 | 0.82076 | 0.82076 | 0.82076 | 0.82076 | 0.82076 | 0.82076 | 0.82076 | 0.82076 | 0.82076 | 0.82076
[8 empty] | 4 |  | 0.76846 | 0.76846 | 0.76846 | 0.76846 | 0.76846 | 0.76846 | 0.76846 | 0.76846 | 0.76846 | 0.76846 | 0.76846 | 0.76846 | 0.76846 | 0.76846 | 0.76846 | 0.76846 | 0.76846 | 0.76846 | 0.76846 | 0.76846 | 0.76846 | 0.76846 | 0.76846 | 0.76846 | 0.76846 | 0.76846 | 0.76846 | 0.76846 | 0.76846 | 0.76846
[8 empty] | 5 |  | 0.71949 | 0.71949 | 0.71949 | 0.71949 | 0.71949 | 0.71949 | 0.71949 | 0.71949 | 0.71949 | 0.71949 | 0.71949 | 0.71949 | 0.71949 | 0.71949 | 0.71949 | 0.71949 | 0.71949 | 0.71949 | 0.71949 | 0.71949 | 0.71949 | 0.71949 | 0.71949 | 0.71949 | 0.71949 | 0.71949 | 0.71949 | 0.71949 | 0.71949 | 0.71949
[8 empty] | 6 |  | 0.67364 | 0.67364 | 0.67364 | 0.67364 | 0.67364 | 0.67364 | 0.67364 | 0.67364 | 0.67364 | 0.67364 | 0.67364 | 0.67364 | 0.67364 | 0.67364 | 0.67364 | 0.67364 | 0.67364 | 0.67364 | 0.67364 | 0.67364 | 0.67364 | 0.67364 | 0.67364 | 0.67364 | 0.67364 | 0.67364 | 0.67364 | 0.67364 | 0.67364 | 0.67364
[8 empty] | Year (Conservative) |  | 2021 | 2022 | 2023 | 2024 | 2025 | 2026 | 2027 | 2028 | 2029 | 2030 | 2031 | 2032 | 2033 | 2034 | 2035 | 2036 | 2037 | 2038 | 2039 | 2040 | 2041 | 2042 | 2043 | 2044 | 2045 | 2046 | 2047 | 2048 | 2049 | 2050
[8 empty] | 1 |  | 0.93628 | 0.93628 | 0.93628 | 0.93628 | 0.93628 | 0.93628 | 0.93628 | 0.93628 | 0.93628 | 0.93628 | 0.93628 | 0.93628 | 0.93628 | 0.93628 | 0.93628 | 0.93628 | 0.93628 | 0.93628 | 0.93628 | 0.93628 | 0.93628 | 0.93628 | 0.93628 | 0.93628 | 0.93628 | 0.93628 | 0.93628 | 0.93628 | 0.93628 | 0.93628
[8 empty] | 2 |  | 0.87662 | 0.87662 | 0.87662 | 0.87662 | 0.87662 | 0.87662 | 0.87662 | 0.87662 | 0.87662 | 0.87662 | 0.87662 | 0.87662 | 0.87662 | 0.87662 | 0.87662 | 0.87662 | 0.87662 | 0.87662 | 0.87662 | 0.87662 | 0.87662 | 0.87662 | 0.87662 | 0.87662 | 0.87662 | 0.87662 | 0.87662 | 0.87662 | 0.87662 | 0.87662
[8 empty] | 3 |  | 0.82076 | 0.82076 | 0.82076 | 0.82076 | 0.82076 | 0.82076 | 0.82076 | 0.82076 | 0.82076 | 0.82076 | 0.82076 | 0.82076 | 0.82076 | 0.82076 | 0.82076 | 0.82076 | 0.82076 | 0.82076 | 0.82076 | 0.82076 | 0.82076 | 0.82076 | 0.82076 | 0.82076 | 0.82076 | 0.82076 | 0.82076 | 0.82076 | 0.82076 | 0.82076
[8 empty] | 4 |  | 0.76846 | 0.76846 | 0.76846 | 0.76846 | 0.76846 | 0.76846 | 0.76846 | 0.76846 | 0.76846 | 0.76846 | 0.76846 | 0.76846 | 0.76846 | 0.76846 | 0.76846 | 0.76846 | 0.76846 | 0.76846 | 0.76846 | 0.76846 | 0.76846 | 0.76846 | 0.76846 | 0.76846 | 0.76846 | 0.76846 | 0.76846 | 0.76846 | 0.76846 | 0.76846
[8 empty] | 5 |  | 0.71949 | 0.71949 | 0.71949 | 0.71949 | 0.71949 | 0.71949 | 0.71949 | 0.71949 | 0.71949 | 0.71949 | 0.71949 | 0.71949 | 0.71949 | 0.71949 | 0.71949 | 0.71949 | 0.71949 | 0.71949 | 0.71949 | 0.71949 | 0.71949 | 0.71949 | 0.71949 | 0.71949 | 0.71949 | 0.71949 | 0.71949 | 0.71949 | 0.71949 | 0.71949
[8 empty] | 6 |  | 0.67364 | 0.67364 | 0.67364 | 0.67364 | 0.67364 | 0.67364 | 0.67364 | 0.67364 | 0.67364 | 0.67364 | 0.67364 | 0.67364 | 0.67364 | 0.67364 | 0.67364 | 0.67364 | 0.67364 | 0.67364 | 0.67364 | 0.67364 | 0.67364 | 0.67364 | 0.67364 | 0.67364 | 0.67364 | 0.67364 | 0.67364 | 0.67364 | 0.67364 | 0.67364
[10 empty] | 2021 | 2022 | 2023 | 2024 | 2025 | 2026 | 2027 | 2028 | 2029 | 2030 | 2031 | 2032 | 2033 | 2034 | 2035 | 2036 | 2037 | 2038 | 2039 | 2040 | 2041 | 2042 | 2043 | 2044 | 2045 | 2046 | 2047 | 2048 | 2049 | 2050
[7 empty] | Construction Finance Factor | CFF | Advanced | 1.1101 | 1.1101 | 1.1101 | 1.1101 | 1.1101 | 1.1101 | 1.1101 | 1.1101 | 1.1101 | 1.1101 | 1.1101 | 1.1101 | 1.1101 | 1.1101 | 1.1101 | 1.1101 | 1.1101 | 1.1101 | 1.1101 | 1.1101 | 1.1101 | 1.1101 | 1.1101 | 1.1101 | 1.1101 | 1.1101 | 1.1101 | 1.1101 | 1.1101 | 1.1101
[8 empty] | CFF | Moderate | 1.1101 | 1.1101 | 1.1101 | 1.1101 | 1.1101 | 1.1101 | 1.1101 | 1.1101 | 1.1101 | 1.1101 | 1.1101 | 1.1101 | 1.1101 | 1.1101 | 1.1101 | 1.1101 | 1.1101 | 1.1101 | 1.1101 | 1.1101 | 1.1101 | 1.1101 | 1.1101 | 1.1101 | 1.1101 | 1.1101 | 1.1101 | 1.1101 | 1.1101 | 1.1101
[8 empty] | CFF | Conservative | 1.1101 | 1.1101 | 1.1101 | 1.1101 | 1.1101 | 1.1101 | 1.1101 | 1.1101 | 1.1101 | 1.1101 | 1.1101 | 1.1101 | 1.1101 | 1.1101 | 1.1101 | 1.1101 | 1.1101 | 1.1101 | 1.1101 | 1.1101 | 1.1101 | 1.1101 | 1.1101 | 1.1101 | 1.1101 | 1.1101 | 1.1101 | 1.1101 | 1.1101 | 1.1101
[8 empty] | Accumulated Interest - Year 1 | * | 1.0344 | 1.0344 | 1.0344 | 1.0344 | 1.0344 | 1.0344 | 1.0344 | 1.0344 | 1.0344 | 1.0344 | 1.0344 | 1.0344 | 1.0344 | 1.0344 | 1.0344 | 1.0344 | 1.0344 | 1.0344 | 1.0344 | 1.0344 | 1.0344 | 1.0344 | 1.0344 | 1.0344 | 1.0344 | 1.0344 | 1.0344 | 1.0344 | 1.0344 | 1.0344
[8 empty] | Accumulated Interest - Year 2 | * | 1.1068 | 1.1068 | 1.1068 | 1.1068 | 1.1068 | 1.1068 | 1.1068 | 1.1068 | 1.1068 | 1.1068 | 1.1068 | 1.1068 | 1.1068 | 1.1068 | 1.1068 | 1.1068 | 1.1068 | 1.1068 | 1.1068 | 1.1068 | 1.1068 | 1.1068 | 1.1068 | 1.1068 | 1.1068 | 1.1068 | 1.1068 | 1.1068 | 1.1068 | 1.1068
[8 empty] | Accumulated Interest - Year 3 | * | 1.1843 | 1.1843 | 1.1843 | 1.1843 | 1.1843 | 1.1843 | 1.1843 | 1.1843 | 1.1843 | 1.1843 | 1.1843 | 1.1843 | 1.1843 | 1.1843 | 1.1843 | 1.1843 | 1.1843 | 1.1843 | 1.1843 | 1.1843 | 1.1843 | 1.1843 | 1.1843 | 1.1843 | 1.1843 | 1.1843 | 1.1843 | 1.1843 | 1.1843 | 1.1843
[8 empty] | Accumulated Equity Cost - Year 1 | Advanced | 1.063 | 1.063 | 1.063 | 1.063 | 1.063 | 1.063 | 1.063 | 1.063 | 1.063 | 1.063 | 1.063 | 1.063 | 1.063 | 1.063 | 1.063 | 1.063 | 1.063 | 1.063 | 1.063 | 1.063 | 1.063 | 1.063 | 1.063 | 1.063 | 1.063 | 1.063 | 1.063 | 1.063 | 1.063 | 1.063
[8 empty] | Accumulated Equity Cost - Year 2 | Advanced | 1.2012 | 1.2012 | 1.2012 | 1.2012 | 1.2012 | 1.2012 | 1.2012 | 1.2012 | 1.2012 | 1.2012 | 1.2012 | 1.2012 | 1.2012 | 1.2012 | 1.2012 | 1.2012 | 1.2012 | 1.2012 | 1.2012 | 1.2012 | 1.2012 | 1.2012 | 1.2012 | 1.2012 | 1.2012 | 1.2012 | 1.2012 | 1.2012 | 1.2012 | 1.2012
[8 empty] | Accumulated Equity Cost - Year 3 | Advanced | 1.3574 | 1.3574 | 1.3574 | 1.3574 | 1.3574 | 1.3574 | 1.3574 | 1.3574 | 1.3574 | 1.3574 | 1.3574 | 1.3574 | 1.3574 | 1.3574 | 1.3574 | 1.3574 | 1.3574 | 1.3574 | 1.3574 | 1.3574 | 1.3574 | 1.3574 | 1.3574 | 1.3574 | 1.3574 | 1.3574 | 1.3574 | 1.3574 | 1.3574 | 1.3574
[8 empty] | Accumulated Equity Cost - Year 1 | Moderate | 1.063 | 1.063 | 1.063 | 1.063 | 1.063 | 1.063 | 1.063 | 1.063 | 1.063 | 1.063 | 1.063 | 1.063 | 1.063 | 1.063 | 1.063 | 1.063 | 1.063 | 1.063 | 1.063 | 1.063 | 1.063 | 1.063 | 1.063 | 1.063 | 1.063 | 1.063 | 1.063 | 1.063 | 1.063 | 1.063
[8 empty] | Accumulated Equity Cost - Year 2 | Moderate | 1.2012 | 1.2012 | 1.2012 | 1.2012 | 1.2012 | 1.2012 | 1.2012 | 1.2012 | 1.2012 | 1.2012 | 1.2012 | 1.2012 | 1.2012 | 1.2012 | 1.2012 | 1.2012 | 1.2012 | 1.2012 | 1.2012 | 1.2012 | 1.2012 | 1.2012 | 1.2012 | 1.2012 | 1.2012 | 1.2012 | 1.2012 | 1.2012 | 1.2012 | 1.2012
[8 empty] | Accumulated Equity Cost - Year 3 | Moderate | 1.3574 | 1.3574 | 1.3574 | 1.3574 | 1.3574 | 1.3574 | 1.3574 | 1.3574 | 1.3574 | 1.3574 | 1.3574 | 1.3574 | 1.3574 | 1.3574 | 1.3574 | 1.3574 | 1.3574 | 1.3574 | 1.3574 | 1.3574 | 1.3574 | 1.3574 | 1.3574 | 1.3574 | 1.3574 | 1.3574 | 1.3574 | 1.3574 | 1.3574 | 1.3574
[8 empty] | Accumulated Equity Cost - Year 1 | Conservative | 1.063 | 1.063 | 1.063 | 1.063 | 1.063 | 1.063 | 1.063 | 1.063 | 1.063 | 1.063 | 1.063 | 1.063 | 1.063 | 1.063 | 1.063 | 1.063 | 1.063 | 1.063 | 1.063 | 1.063 | 1.063 | 1.063 | 1.063 | 1.063 | 1.063 | 1.063 | 1.063 | 1.063 | 1.063 | 1.063
[8 empty] | Accumulated Equity Cost - Year 2 | Conservative | 1.2012 | 1.2012 | 1.2012 | 1.2012 | 1.2012 | 1.2012 | 1.2012 | 1.2012 | 1.2012 | 1.2012 | 1.2012 | 1.2012 | 1.2012 | 1.2012 | 1.2012 | 1.2012 | 1.2012 | 1.2012 | 1.2012 | 1.2012 | 1.2012 | 1.2012 | 1.2012 | 1.2012 | 1.2012 | 1.2012 | 1.2012 | 1.2012 | 1.2012 | 1.2012
[8 empty] | Accumulated Equity Cost - Year 3 | Conservative | 1.3574 | 1.3574 | 1.3574 | 1.3574 | 1.3574 | 1.3574 | 1.3574 | 1.3574 | 1.3574 | 1.3574 | 1.3574 | 1.3574 | 1.3574 | 1.3574 | 1.3574 | 1.3574 | 1.3574 | 1.3574 | 1.3574 | 1.3574 | 1.3574 | 1.3574 | 1.3574 | 1.3574 | 1.3574 | 1.3574 | 1.3574 | 1.3574 | 1.3574 | 1.3574
|  | X |  | Data Sources for Default Inputs
[5 empty] | Current Costs: |  |  |  |  | 2022: Citation; 2027: Dollar Year; 2028: Escalation Index
[5 empty] | Available Capacity (GW) |  |  |  |  | 2022: Musial et al., 2021
[5 empty] | Net Capacity Factor (%) |  |  |  |  | 2022: Musial et al., 2016
[5 empty] | Overnight Capital Cost ($/kW) |  |  |  |  | 2022: Beiter et al., 2019; 2023: Musial et al., 2019; 2024: Beiter et al. 2020
[5 empty] | Fixed Operating Expenses ($/kW-yr) |  |  |  |  | 2022: Beiter et al., 2019; 2023: Musial et al., 2019; 2024: Beiter et al. 2020
[5 empty] | Variable Operating Expenses ($/MWh) |  |  |  |  | 2022: N/A
[5 empty] | Spur Line Cost ($/kW) |  |  |  |  | 2022: Beiter et al., 2019; 2023: Musial et al., 2019; 2024: Beiter et al. 2020
[5 empty] | Future Projections Costs: |  |  |  |  | 2022: Citation; 2027: Dollar Year; 2028: Escalation Index
[5 empty] | Net Capacity Factor (%) |  |  |  |  | 2022: Adapted from Valpy et al., 2017; 2023: and Hundleby et al., 2017; 2024: Beiter et al. 2020
[5 empty] | Overnight Capital Cost ($/kW) |  |  |  |  | 2022: Adapted from Valpy et al., 2017; 2023: and Hundleby et al., 2017; 2024: Beiter et al. 2020
[5 empty] | 2021 to 2022 overnight capital cost adjustments (%) |  |  |  |  | 2022: Tyler indicated 15% for 2022 across all wind technologies. Confirm how applied. Originally: (Standard ATB technology multiplier of 3.5%. Also applied to Offshore Spur capital costs. Not applied to Operating Expenses.)
[5 empty] | Fixed Operating Expenses ($/kW-yr) |  |  |  |  | 2022: Adapted from Valpy et al., 2017; 2023: and Hundleby et al., 2017; 2024: Beiter et al. 2020
[5 empty] | Variable Operating Expenses ($/MWh) |  |  |  |  | 2022: N/A
[5 empty] | Grid Connection Cost ($/kW) |  |  |  |  | 2022: N/A
[5 empty] | Spur Line Cost ($/kW) |  |  |  |  | 2022: Beiter et al, 2019; 2023: Beiter et al. 2020
[10 empty] | 0 | 0 | 0 | 0 | 0 | 0 | 0 | 0 | 0 | 0 | 0 | 0 | 0 | 0 | 0 | 0 | 0 | 0 | 0 | 0 | 0 | 0 | 0 | 0 | 0 | 0 | 0 | 0 | 0 | 0 | 0 | 0 | 0 | 0 | 0

## Distributed Wind
Distributed Wind | [9 empty] | https://atb.nrel.gov/electricity/2023/distributed_wind
Inputs
Calculated
Input from other tab
| X |  |  | Assumptions
[5 empty] | Technology |  | Base Year: |  |  | 2021
All values are given in 2021 U.S. dollars, see references at the bottom of this worksheet for dollar year conversions where source dollar years don't match 2021.
Distributed Wind Classes
[7 empty] | Technology Classification | Name | Tech | Resource | Scale | Maturity | Average annual wind speed @ 110m above ground | Shear | Weibull K Factor
[8 empty] | Residential DW - Class 1 | Distributed Wind | Class1 | Residential | Y | 9.52 | 0.14 | 2
[8 empty] | Commercial DW - Class 1 | Distributed Wind | Class1 | Commercial | Y | 9.52 | 0.14 | 2
[8 empty] | Midsize DW - Class 1 | Distributed Wind | Class1 | Utility | Y | 9.52 | 0.14 | 2
[8 empty] | Large DW - Class 1 | Distributed Wind | Class1 | Utility | Y | 9.52 | 0.14 | 2
[8 empty] | Residential DW - Class 2 | Distributed Wind | Class2 | Residential | Y | 8.87 | 0.14 | 2
[8 empty] | Commercial DW - Class 2 | Distributed Wind | Class2 | Commercial | Y | 8.87 | 0.14 | 2
[8 empty] | Midsize DW - Class 2 | Distributed Wind | Class2 | Utility | Y | 8.87 | 0.14 | 2
[8 empty] | Large DW - Class 2 | Distributed Wind | Class2 | Utility | Y | 8.87 | 0.14 | 2
[8 empty] | Residential DW - Class 3 | Distributed Wind | Class3 | Residential | Y | 8.66 | 0.14 | 2
[8 empty] | Commercial DW - Class 3 | Distributed Wind | Class3 | Commercial | Y | 8.66 | 0.14 | 2
[8 empty] | Midsize DW - Class 3 | Distributed Wind | Class3 | Utility | Y | 8.66 | 0.14 | 2
[8 empty] | Large DW - Class 3 | Distributed Wind | Class3 | Utility | Y | 8.66 | 0.14 | 2
[8 empty] | Residential DW - Class 4 | Distributed Wind | Class4 | Residential | Y | 8.45 | 0.14 | 2
[8 empty] | Commercial DW - Class 4 | Distributed Wind | Class4 | Commercial | Y | 8.45 | 0.14 | 2
[8 empty] | Midsize DW - Class 4 | Distributed Wind | Class4 | Utility | Y | 8.45 | 0.14 | 2
[8 empty] | Large DW - Class 4 | Distributed Wind | Class4 | Utility | Y | 8.45 | 0.14 | 2
[8 empty] | Residential DW - Class 5 | Distributed Wind | Class5 | Residential | Y | 8.2 | 0.14 | 2
[8 empty] | Commercial DW - Class 5 | Distributed Wind | Class5 | Commercial | Y | 8.2 | 0.14 | 2
[8 empty] | Midsize DW - Class 5 | Distributed Wind | Class5 | Utility | Y | 8.2 | 0.14 | 2
[8 empty] | Large DW - Class 5 | Distributed Wind | Class5 | Utility | Y | 8.2 | 0.14 | 2
[8 empty] | Residential DW - Class 6 | Distributed Wind | Class6 | Residential | Y | 7.84 | 0.14 | 2
[8 empty] | Commercial DW - Class 6 | Distributed Wind | Class6 | Commercial | Y | 7.84 | 0.14 | 2
[8 empty] | Midsize DW - Class 6 | Distributed Wind | Class6 | Utility | Y | 7.84 | 0.14 | 2
[8 empty] | Large DW - Class 6 | Distributed Wind | Class6 | Utility | Y | 7.84 | 0.14 | 2
[8 empty] | Residential DW - Class 7 | Distributed Wind | Class7 | Residential | Y | 7.36 | 0.14 | 2
[8 empty] | Commercial DW - Class 7 | Distributed Wind | Class7 | Commercial | Y | 7.36 | 0.14 | 2
[8 empty] | Midsize DW - Class 7 | Distributed Wind | Class7 | Utility | Y | 7.36 | 0.14 | 2
[8 empty] | Large DW - Class 7 | Distributed Wind | Class7 | Utility | Y | 7.36 | 0.14 | 2
[8 empty] | Residential DW - Class 8 | Distributed Wind | Class8 | Residential | Y | 6.8 | 0.14 | 2
[8 empty] | Commercial DW - Class 8 | Distributed Wind | Class8 | Commercial | Y | 6.8 | 0.14 | 2
[8 empty] | Midsize DW - Class 8 | Distributed Wind | Class8 | Utility | Y | 6.8 | 0.14 | 2
[8 empty] | Large DW - Class 8 | Distributed Wind | Class8 | Utility | Y | 6.8 | 0.14 | 2
[8 empty] | Residential DW - Class 9 | Distributed Wind | Class9 | Residential | Y | 6.21 | 0.14 | 2
[8 empty] | Commercial DW - Class 9 | Distributed Wind | Class9 | Commercial | Y | 6.21 | 0.14 | 2
[8 empty] | Midsize DW - Class 9 | Distributed Wind | Class9 | Utility | Y | 6.21 | 0.14 | 2
[8 empty] | Large DW - Class 9 | Distributed Wind | Class9 | Utility | Y | 6.21 | 0.14 | 2
[8 empty] | Residential DW - Class 10 | Distributed Wind | Class10 | Residential | Y | 5.13 | 0.14 | 2
[8 empty] | Commercial DW - Class 10 | Distributed Wind | Class10 | Commercial | Y | 5.13 | 0.14 | 2
[8 empty] | Midsize DW - Class 10 | Distributed Wind | Class10 | Utility | Y | 5.13 | 0.14 | 2
[8 empty] | Large DW - Class 10 | Distributed Wind | Class10 | Utility | Y | 5.13 | 0.14 | 2
[5 empty] | Finance |  | Financial Assumptions: | [5 empty] | Financial Case |  | R&D
[7 empty] | Capital Recovery Period (Years) |  |  |  |  | 30 | Capital Recovery Period |  | 30
[7 empty] | Depreciation Period |  |  |  |  | 5
[7 empty] | Equity Premium During Construction |  |  |  |  | 2%
[7 empty] | Construction Duration yrs |  |  |  |  | 1
[7 empty] | Year | Capital | Percent of Leverage During Construction | Percent of Equity During Construction
[7 empty] | Index | Fraction
[7 empty] | 0 | 100% | 80% | 20%
[7 empty] | 1 | 0% | 80% | 20%
[7 empty] | 2 | 0% | 80% | 20%
[10 empty] | 2021 | 2022 | 2023 | 2024 | 2025 | 2026 | 2027 | 2028 | 2029 | 2030 | 2031 | 2032 | 2033 | 2034 | 2035 | 2036 | 2037 | 2038 | 2039 | 2040 | 2041 | 2042 | 2043 | 2044 | 2045 | 2046 | 2047 | 2048 | 2049 | 2050
[7 empty] | Assumptions | Inflation Rate | * | 2.5% | 2.5% | 2.5% | 2.5% | 2.5% | 2.5% | 2.5% | 2.5% | 2.5% | 2.5% | 2.5% | 2.5% | 2.5% | 2.5% | 2.5% | 2.5% | 2.5% | 2.5% | 2.5% | 2.5% | 2.5% | 2.5% | 2.5% | 2.5% | 2.5% | 2.5% | 2.5% | 2.5% | 2.5% | 2.5%
[8 empty] | Interest Rate Nominal | Advanced | bar: 2021 to 2050
[8 empty] | Interest Rate Nominal | Moderate | bar: 2021 to 2050
[8 empty] | Interest Rate Nominal | Conservative | bar: 2021 to 2050
[8 empty] | Calculated Interest Rate Real | Advanced | 4.39% | 4.39% | 4.39% | 4.39% | 4.39% | 4.39% | 4.39% | 4.39% | 4.39% | 4.39% | 4.39% | 4.39% | 4.39% | 4.39% | 4.39% | 4.39% | 4.39% | 4.39% | 4.39% | 4.39% | 4.39% | 4.39% | 4.39% | 4.39% | 4.39% | 4.39% | 4.39% | 4.39% | 4.39% | 4.39%
[8 empty] | Calculated Interest Rate Real | Moderate | 4.39% | 4.39% | 4.39% | 4.39% | 4.39% | 4.39% | 4.39% | 4.39% | 4.39% | 4.39% | 4.39% | 4.39% | 4.39% | 4.39% | 4.39% | 4.39% | 4.39% | 4.39% | 4.39% | 4.39% | 4.39% | 4.39% | 4.39% | 4.39% | 4.39% | 4.39% | 4.39% | 4.39% | 4.39% | 4.39%
[8 empty] | Calculated Interest Rate Real | Conservative | 4.39% | 4.39% | 4.39% | 4.39% | 4.39% | 4.39% | 4.39% | 4.39% | 4.39% | 4.39% | 4.39% | 4.39% | 4.39% | 4.39% | 4.39% | 4.39% | 4.39% | 4.39% | 4.39% | 4.39% | 4.39% | 4.39% | 4.39% | 4.39% | 4.39% | 4.39% | 4.39% | 4.39% | 4.39% | 4.39%
[8 empty] | Interest During Construction - Nominal | * | 6.5% | 6.5% | 6.5% | 6.5% | 6.5% | 6.5% | 6.5% | 6.5% | 6.5% | 6.5% | 6.5% | 6.5% | 6.5% | 6.5% | 6.5% | 6.5% | 6.5% | 6.5% | 6.5% | 6.5% | 6.5% | 6.5% | 6.5% | 6.5% | 6.5% | 6.5% | 6.5% | 6.5% | 6.5% | 6.5%
[8 empty] | Rate of Return on Equity Nominal | Advanced | 10% | 10% | 10% | 10% | 10% | 10% | 10% | 10% | 10% | 10% | 10% | 10% | 10% | 10% | 10% | 10% | 10% | 10% | 10% | 10% | 10% | 10% | 10% | 10% | 10% | 10% | 10% | 10% | 10% | 10%
[8 empty] | Rate of Return on Equity Nominal | Moderate | 10% | 10% | 10% | 10% | 10% | 10% | 10% | 10% | 10% | 10% | 10% | 10% | 10% | 10% | 10% | 10% | 10% | 10% | 10% | 10% | 10% | 10% | 10% | 10% | 10% | 10% | 10% | 10% | 10% | 10%
[8 empty] | Rate of Return on Equity Nominal | Conservative | 10% | 10% | 10% | 10% | 10% | 10% | 10% | 10% | 10% | 10% | 10% | 10% | 10% | 10% | 10% | 10% | 10% | 10% | 10% | 10% | 10% | 10% | 10% | 10% | 10% | 10% | 10% | 10% | 10% | 10%
[8 empty] | Calculated Rate of Return on Equity Real | Advanced | 7.317% | 7.317% | 7.317% | 7.317% | 7.317% | 7.317% | 7.317% | 7.317% | 7.317% | 7.317% | 7.317% | 7.317% | 7.317% | 7.317% | 7.317% | 7.317% | 7.317% | 7.317% | 7.317% | 7.317% | 7.317% | 7.317% | 7.317% | 7.317% | 7.317% | 7.317% | 7.317% | 7.317% | 7.317% | 7.317%
[8 empty] | Calculated Rate of Return on Equity Real | Moderate | 7.317% | 7.317% | 7.317% | 7.317% | 7.317% | 7.317% | 7.317% | 7.317% | 7.317% | 7.317% | 7.317% | 7.317% | 7.317% | 7.317% | 7.317% | 7.317% | 7.317% | 7.317% | 7.317% | 7.317% | 7.317% | 7.317% | 7.317% | 7.317% | 7.317% | 7.317% | 7.317% | 7.317% | 7.317% | 7.317%
[8 empty] | Calculated Rate of Return on Equity Real | Conservative | 7.317% | 7.317% | 7.317% | 7.317% | 7.317% | 7.317% | 7.317% | 7.317% | 7.317% | 7.317% | 7.317% | 7.317% | 7.317% | 7.317% | 7.317% | 7.317% | 7.317% | 7.317% | 7.317% | 7.317% | 7.317% | 7.317% | 7.317% | 7.317% | 7.317% | 7.317% | 7.317% | 7.317% | 7.317% | 7.317%
[8 empty] | Debt Fraction | Advanced | 71.51% | 71.51% | 71.51% | 71.51% | 71.51% | 71.51% | 71.51% | 71.51% | 71.51% | 71.51% | 71.51% | 71.51% | 71.51% | 71.51% | 71.51% | 71.51% | 71.51% | 71.51% | 71.51% | 71.51% | 71.51% | 71.51% | 71.51% | 71.51% | 71.51% | 71.51% | 71.51% | 71.51% | 71.51% | 71.51%
[8 empty] | Debt Fraction | Moderate | 71.51% | 71.51% | 71.51% | 71.51% | 71.51% | 71.51% | 71.51% | 71.51% | 71.51% | 71.51% | 71.51% | 71.51% | 71.51% | 71.51% | 71.51% | 71.51% | 71.51% | 71.51% | 71.51% | 71.51% | 71.51% | 71.51% | 71.51% | 71.51% | 71.51% | 71.51% | 71.51% | 71.51% | 71.51% | 71.51%
[8 empty] | Debt Fraction | Conservative | 71.51% | 71.51% | 71.51% | 71.51% | 71.51% | 71.51% | 71.51% | 71.51% | 71.51% | 71.51% | 71.51% | 71.51% | 71.51% | 71.51% | 71.51% | 71.51% | 71.51% | 71.51% | 71.51% | 71.51% | 71.51% | 71.51% | 71.51% | 71.51% | 71.51% | 71.51% | 71.51% | 71.51% | 71.51% | 71.51%
[8 empty] | Tax Rate (Federal and State) | * | 25.74% | 25.74% | 25.74% | 25.74% | 25.74% | 25.74% | 25.74% | 25.74% | 25.74% | 25.74% | 25.74% | 25.74% | 25.74% | 25.74% | 25.74% | 25.74% | 25.74% | 25.74% | 25.74% | 25.74% | 25.74% | 25.74% | 25.74% | 25.74% | 25.74% | 25.74% | 25.74% | 25.74% | 25.74% | 25.74%
[8 empty] | WACC Nominal | Advanced | 6.566% | 6.566% | 6.566% | 6.566% | 6.566% | 6.566% | 6.566% | 6.566% | 6.566% | 6.566% | 6.566% | 6.566% | 6.566% | 6.566% | 6.566% | 6.566% | 6.566% | 6.566% | 6.566% | 6.566% | 6.566% | 6.566% | 6.566% | 6.566% | 6.566% | 6.566% | 6.566% | 6.566% | 6.566% | 6.566%
[8 empty] | WACC Nominal | Moderate | 6.566% | 6.566% | 6.566% | 6.566% | 6.566% | 6.566% | 6.566% | 6.566% | 6.566% | 6.566% | 6.566% | 6.566% | 6.566% | 6.566% | 6.566% | 6.566% | 6.566% | 6.566% | 6.566% | 6.566% | 6.566% | 6.566% | 6.566% | 6.566% | 6.566% | 6.566% | 6.566% | 6.566% | 6.566% | 6.566%
[8 empty] | WACC Nominal | Conservative | 6.566% | 6.566% | 6.566% | 6.566% | 6.566% | 6.566% | 6.566% | 6.566% | 6.566% | 6.566% | 6.566% | 6.566% | 6.566% | 6.566% | 6.566% | 6.566% | 6.566% | 6.566% | 6.566% | 6.566% | 6.566% | 6.566% | 6.566% | 6.566% | 6.566% | 6.566% | 6.566% | 6.566% | 6.566% | 6.566%
[8 empty] | WACC Real | Advanced | 3.967% | 3.967% | 3.967% | 3.967% | 3.967% | 3.967% | 3.967% | 3.967% | 3.967% | 3.967% | 3.967% | 3.967% | 3.967% | 3.967% | 3.967% | 3.967% | 3.967% | 3.967% | 3.967% | 3.967% | 3.967% | 3.967% | 3.967% | 3.967% | 3.967% | 3.967% | 3.967% | 3.967% | 3.967% | 3.967%
[8 empty] | WACC Real | Moderate | 3.967% | 3.967% | 3.967% | 3.967% | 3.967% | 3.967% | 3.967% | 3.967% | 3.967% | 3.967% | 3.967% | 3.967% | 3.967% | 3.967% | 3.967% | 3.967% | 3.967% | 3.967% | 3.967% | 3.967% | 3.967% | 3.967% | 3.967% | 3.967% | 3.967% | 3.967% | 3.967% | 3.967% | 3.967% | 3.967%
[8 empty] | WACC Real | Conservative | 3.967% | 3.967% | 3.967% | 3.967% | 3.967% | 3.967% | 3.967% | 3.967% | 3.967% | 3.967% | 3.967% | 3.967% | 3.967% | 3.967% | 3.967% | 3.967% | 3.967% | 3.967% | 3.967% | 3.967% | 3.967% | 3.967% | 3.967% | 3.967% | 3.967% | 3.967% | 3.967% | 3.967% | 3.967% | 3.967%
[8 empty] | Capital Recovery Factor (CRF) Nominal | Advanced | 7.71% | 7.71% | 7.71% | 7.71% | 7.71% | 7.71% | 7.71% | 7.71% | 7.71% | 7.71% | 7.71% | 7.71% | 7.71% | 7.71% | 7.71% | 7.71% | 7.71% | 7.71% | 7.71% | 7.71% | 7.71% | 7.71% | 7.71% | 7.71% | 7.71% | 7.71% | 7.71% | 7.71% | 7.71% | 7.71%
[8 empty] | Capital Recovery Factor (CRF) Nominal | Moderate | 7.71% | 7.71% | 7.71% | 7.71% | 7.71% | 7.71% | 7.71% | 7.71% | 7.71% | 7.71% | 7.71% | 7.71% | 7.71% | 7.71% | 7.71% | 7.71% | 7.71% | 7.71% | 7.71% | 7.71% | 7.71% | 7.71% | 7.71% | 7.71% | 7.71% | 7.71% | 7.71% | 7.71% | 7.71% | 7.71%
[8 empty] | Capital Recovery Factor (CRF) Nominal | Conservative | 7.71% | 7.71% | 7.71% | 7.71% | 7.71% | 7.71% | 7.71% | 7.71% | 7.71% | 7.71% | 7.71% | 7.71% | 7.71% | 7.71% | 7.71% | 7.71% | 7.71% | 7.71% | 7.71% | 7.71% | 7.71% | 7.71% | 7.71% | 7.71% | 7.71% | 7.71% | 7.71% | 7.71% | 7.71% | 7.71%
[8 empty] | Capital Recovery Factor (CRF) Real | Advanced | 5.76% | 5.76% | 5.76% | 5.76% | 5.76% | 5.76% | 5.76% | 5.76% | 5.76% | 5.76% | 5.76% | 5.76% | 5.76% | 5.76% | 5.76% | 5.76% | 5.76% | 5.76% | 5.76% | 5.76% | 5.76% | 5.76% | 5.76% | 5.76% | 5.76% | 5.76% | 5.76% | 5.76% | 5.76% | 5.76%
[8 empty] | Capital Recovery Factor (CRF) Real | Moderate | 5.76% | 5.76% | 5.76% | 5.76% | 5.76% | 5.76% | 5.76% | 5.76% | 5.76% | 5.76% | 5.76% | 5.76% | 5.76% | 5.76% | 5.76% | 5.76% | 5.76% | 5.76% | 5.76% | 5.76% | 5.76% | 5.76% | 5.76% | 5.76% | 5.76% | 5.76% | 5.76% | 5.76% | 5.76% | 5.76%
[8 empty] | Capital Recovery Factor (CRF) Real | Conservative | 5.76% | 5.76% | 5.76% | 5.76% | 5.76% | 5.76% | 5.76% | 5.76% | 5.76% | 5.76% | 5.76% | 5.76% | 5.76% | 5.76% | 5.76% | 5.76% | 5.76% | 5.76% | 5.76% | 5.76% | 5.76% | 5.76% | 5.76% | 5.76% | 5.76% | 5.76% | 5.76% | 5.76% | 5.76% | 5.76%
|  |  | X | Future Projections
Base Year
[10 empty] | 2021 | 2022 | 2023 | 2024 | 2025 | 2026 | 2027 | 2028 | 2029 | 2030 | 2031 | 2032 | 2033 | 2034 | 2035 | 2036 | 2037 | 2038 | 2039 | 2040 | 2041 | 2042 | 2043 | 2044 | 2045 | 2046 | 2047 | 2048 | 2049 | 2050
[5 empty] | Techno-Economic Cost and Performance Parameters |  | Net Capacity Factor (%) | Residential DW - Class 1 | Advanced | 39.76% | 40.83% | 41.9% | 42.97% | 44.04% | 45.11% | 46.18% | 47.25% | 48.32% | 49.4% | 49.4% | 49.4% | 49.4% | 49.4% | 49.4% | 49.4% | 49.4% | 49.4% | 49.4% | 49.4% | 49.4% | 49.4% | 49.4% | 49.4% | 49.4% | 49.4% | 49.4% | 49.4% | 49.4% | 49.4%
[8 empty] | Residential DW - Class 1 | Moderate | 39.76% | 40.83% | 41.9% | 42.97% | 44.04% | 45.11% | 46.18% | 47.25% | 48.32% | 49.4% | 49.4% | 49.4% | 49.4% | 49.4% | 49.4% | 49.4% | 49.4% | 49.4% | 49.4% | 49.4% | 49.4% | 49.4% | 49.4% | 49.4% | 49.4% | 49.4% | 49.4% | 49.4% | 49.4% | 49.4%
[8 empty] | Residential DW - Class 1 | Conservative | 39.76% | 40.83% | 41.9% | 42.97% | 44.04% | 45.11% | 46.18% | 47.25% | 48.32% | 49.4% | 49.4% | 49.4% | 49.4% | 49.4% | 49.4% | 49.4% | 49.4% | 49.4% | 49.4% | 49.4% | 49.4% | 49.4% | 49.4% | 49.4% | 49.4% | 49.4% | 49.4% | 49.4% | 49.4% | 49.4%
[8 empty] | Commercial DW - Class 1 | Advanced | 45.21% | 46.54% | 47.88% | 49.22% | 50.56% | 51.89% | 53.23% | 54.57% | 55.91% | 57.24% | 57.24% | 57.24% | 57.24% | 57.24% | 57.24% | 57.24% | 57.24% | 57.24% | 57.24% | 57.24% | 57.24% | 57.24% | 57.24% | 57.24% | 57.24% | 57.24% | 57.24% | 57.24% | 57.24% | 57.24%
[8 empty] | Commercial DW - Class 1 | Moderate | 45.21% | 46.54% | 47.88% | 49.22% | 50.56% | 51.89% | 53.23% | 54.57% | 55.91% | 57.24% | 57.24% | 57.24% | 57.24% | 57.24% | 57.24% | 57.24% | 57.24% | 57.24% | 57.24% | 57.24% | 57.24% | 57.24% | 57.24% | 57.24% | 57.24% | 57.24% | 57.24% | 57.24% | 57.24% | 57.24%
[8 empty] | Commercial DW - Class 1 | Conservative | 45.21% | 46.54% | 47.88% | 49.22% | 50.56% | 51.89% | 53.23% | 54.57% | 55.91% | 57.24% | 57.24% | 57.24% | 57.24% | 57.24% | 57.24% | 57.24% | 57.24% | 57.24% | 57.24% | 57.24% | 57.24% | 57.24% | 57.24% | 57.24% | 57.24% | 57.24% | 57.24% | 57.24% | 57.24% | 57.24%
[8 empty] | Midsize DW - Class 1 | Advanced | 42.35% | 44.13% | 45.91% | 47.69% | 49.48% | 51.26% | 53.04% | 54.82% | 56.6% | 58.38% | 58.38% | 58.38% | 58.38% | 58.38% | 58.38% | 58.38% | 58.38% | 58.38% | 58.38% | 58.38% | 58.38% | 58.38% | 58.38% | 58.38% | 58.38% | 58.38% | 58.38% | 58.38% | 58.38% | 58.38%
[8 empty] | Midsize DW - Class 1 | Moderate | 42.35% | 44.13% | 45.91% | 47.69% | 49.48% | 51.26% | 53.04% | 54.82% | 56.6% | 58.38% | 58.38% | 58.38% | 58.38% | 58.38% | 58.38% | 58.38% | 58.38% | 58.38% | 58.38% | 58.38% | 58.38% | 58.38% | 58.38% | 58.38% | 58.38% | 58.38% | 58.38% | 58.38% | 58.38% | 58.38%
[8 empty] | Midsize DW - Class 1 | Conservative | 42.35% | 44.13% | 45.91% | 47.69% | 49.48% | 51.26% | 53.04% | 54.82% | 56.6% | 58.38% | 58.38% | 58.38% | 58.38% | 58.38% | 58.38% | 58.38% | 58.38% | 58.38% | 58.38% | 58.38% | 58.38% | 58.38% | 58.38% | 58.38% | 58.38% | 58.38% | 58.38% | 58.38% | 58.38% | 58.38%
[8 empty] | Large DW - Class 1 | Advanced | 47.66% | 49.07% | 50.49% | 51.9% | 53.31% | 54.72% | 56.13% | 57.54% | 58.95% | 60.36% | 60.36% | 60.36% | 60.36% | 60.36% | 60.36% | 60.36% | 60.36% | 60.36% | 60.36% | 60.36% | 60.36% | 60.36% | 60.36% | 60.36% | 60.36% | 60.36% | 60.36% | 60.36% | 60.36% | 60.36%
[8 empty] | Large DW - Class 1 | Moderate | 47.66% | 49.07% | 50.49% | 51.9% | 53.31% | 54.72% | 56.13% | 57.54% | 58.95% | 60.36% | 60.36% | 60.36% | 60.36% | 60.36% | 60.36% | 60.36% | 60.36% | 60.36% | 60.36% | 60.36% | 60.36% | 60.36% | 60.36% | 60.36% | 60.36% | 60.36% | 60.36% | 60.36% | 60.36% | 60.36%
[8 empty] | Large DW - Class 1 | Conservative | 47.66% | 49.07% | 50.49% | 51.9% | 53.31% | 54.72% | 56.13% | 57.54% | 58.95% | 60.36% | 60.36% | 60.36% | 60.36% | 60.36% | 60.36% | 60.36% | 60.36% | 60.36% | 60.36% | 60.36% | 60.36% | 60.36% | 60.36% | 60.36% | 60.36% | 60.36% | 60.36% | 60.36% | 60.36% | 60.36%
[8 empty] | Residential DW - Class 2 | Advanced | 36.63% | 37.7% | 38.77% | 39.83% | 40.9% | 41.97% | 43.03% | 44.1% | 45.17% | 46.24% | 46.24% | 46.24% | 46.24% | 46.24% | 46.24% | 46.24% | 46.24% | 46.24% | 46.24% | 46.24% | 46.24% | 46.24% | 46.24% | 46.24% | 46.24% | 46.24% | 46.24% | 46.24% | 46.24% | 46.24%
[8 empty] | Residential DW - Class 2 | Moderate | 36.63% | 37.7% | 38.77% | 39.83% | 40.9% | 41.97% | 43.03% | 44.1% | 45.17% | 46.24% | 46.24% | 46.24% | 46.24% | 46.24% | 46.24% | 46.24% | 46.24% | 46.24% | 46.24% | 46.24% | 46.24% | 46.24% | 46.24% | 46.24% | 46.24% | 46.24% | 46.24% | 46.24% | 46.24% | 46.24%
[8 empty] | Residential DW - Class 2 | Conservative | 36.63% | 37.7% | 38.77% | 39.83% | 40.9% | 41.97% | 43.03% | 44.1% | 45.17% | 46.24% | 46.24% | 46.24% | 46.24% | 46.24% | 46.24% | 46.24% | 46.24% | 46.24% | 46.24% | 46.24% | 46.24% | 46.24% | 46.24% | 46.24% | 46.24% | 46.24% | 46.24% | 46.24% | 46.24% | 46.24%
[8 empty] | Commercial DW - Class 2 | Advanced | 41.2% | 42.6% | 43.99% | 45.38% | 46.77% | 48.17% | 49.56% | 50.95% | 52.35% | 53.74% | 53.74% | 53.74% | 53.74% | 53.74% | 53.74% | 53.74% | 53.74% | 53.74% | 53.74% | 53.74% | 53.74% | 53.74% | 53.74% | 53.74% | 53.74% | 53.74% | 53.74% | 53.74% | 53.74% | 53.74%
[8 empty] | Commercial DW - Class 2 | Moderate | 41.2% | 42.6% | 43.99% | 45.38% | 46.77% | 48.17% | 49.56% | 50.95% | 52.35% | 53.74% | 53.74% | 53.74% | 53.74% | 53.74% | 53.74% | 53.74% | 53.74% | 53.74% | 53.74% | 53.74% | 53.74% | 53.74% | 53.74% | 53.74% | 53.74% | 53.74% | 53.74% | 53.74% | 53.74% | 53.74%
[8 empty] | Commercial DW - Class 2 | Conservative | 41.2% | 42.6% | 43.99% | 45.38% | 46.77% | 48.17% | 49.56% | 50.95% | 52.35% | 53.74% | 53.74% | 53.74% | 53.74% | 53.74% | 53.74% | 53.74% | 53.74% | 53.74% | 53.74% | 53.74% | 53.74% | 53.74% | 53.74% | 53.74% | 53.74% | 53.74% | 53.74% | 53.74% | 53.74% | 53.74%
[8 empty] | Midsize DW - Class 2 | Advanced | 38.38% | 40.22% | 42.07% | 43.92% | 45.77% | 47.62% | 49.47% | 51.32% | 53.17% | 55.02% | 55.02% | 55.02% | 55.02% | 55.02% | 55.02% | 55.02% | 55.02% | 55.02% | 55.02% | 55.02% | 55.02% | 55.02% | 55.02% | 55.02% | 55.02% | 55.02% | 55.02% | 55.02% | 55.02% | 55.02%
[8 empty] | Midsize DW - Class 2 | Moderate | 38.38% | 40.22% | 42.07% | 43.92% | 45.77% | 47.62% | 49.47% | 51.32% | 53.17% | 55.02% | 55.02% | 55.02% | 55.02% | 55.02% | 55.02% | 55.02% | 55.02% | 55.02% | 55.02% | 55.02% | 55.02% | 55.02% | 55.02% | 55.02% | 55.02% | 55.02% | 55.02% | 55.02% | 55.02% | 55.02%
[8 empty] | Midsize DW - Class 2 | Conservative | 38.38% | 40.22% | 42.07% | 43.92% | 45.77% | 47.62% | 49.47% | 51.32% | 53.17% | 55.02% | 55.02% | 55.02% | 55.02% | 55.02% | 55.02% | 55.02% | 55.02% | 55.02% | 55.02% | 55.02% | 55.02% | 55.02% | 55.02% | 55.02% | 55.02% | 55.02% | 55.02% | 55.02% | 55.02% | 55.02%
[8 empty] | Large DW - Class 2 | Advanced | 43.83% | 45.32% | 46.81% | 48.29% | 49.78% | 51.27% | 52.76% | 54.24% | 55.73% | 57.22% | 57.22% | 57.22% | 57.22% | 57.22% | 57.22% | 57.22% | 57.22% | 57.22% | 57.22% | 57.22% | 57.22% | 57.22% | 57.22% | 57.22% | 57.22% | 57.22% | 57.22% | 57.22% | 57.22% | 57.22%
[8 empty] | Large DW - Class 2 | Moderate | 43.83% | 45.32% | 46.81% | 48.29% | 49.78% | 51.27% | 52.76% | 54.24% | 55.73% | 57.22% | 57.22% | 57.22% | 57.22% | 57.22% | 57.22% | 57.22% | 57.22% | 57.22% | 57.22% | 57.22% | 57.22% | 57.22% | 57.22% | 57.22% | 57.22% | 57.22% | 57.22% | 57.22% | 57.22% | 57.22%
[8 empty] | Large DW - Class 2 | Conservative | 43.83% | 45.32% | 46.81% | 48.29% | 49.78% | 51.27% | 52.76% | 54.24% | 55.73% | 57.22% | 57.22% | 57.22% | 57.22% | 57.22% | 57.22% | 57.22% | 57.22% | 57.22% | 57.22% | 57.22% | 57.22% | 57.22% | 57.22% | 57.22% | 57.22% | 57.22% | 57.22% | 57.22% | 57.22% | 57.22%
[8 empty] | Residential DW - Class 3 | Advanced | 35.52% | 36.59% | 37.67% | 38.74% | 39.82% | 40.89% | 41.96% | 43.04% | 44.11% | 45.19% | 45.19% | 45.19% | 45.19% | 45.19% | 45.19% | 45.19% | 45.19% | 45.19% | 45.19% | 45.19% | 45.19% | 45.19% | 45.19% | 45.19% | 45.19% | 45.19% | 45.19% | 45.19% | 45.19% | 45.19%
[8 empty] | Residential DW - Class 3 | Moderate | 35.52% | 36.59% | 37.67% | 38.74% | 39.82% | 40.89% | 41.96% | 43.04% | 44.11% | 45.19% | 45.19% | 45.19% | 45.19% | 45.19% | 45.19% | 45.19% | 45.19% | 45.19% | 45.19% | 45.19% | 45.19% | 45.19% | 45.19% | 45.19% | 45.19% | 45.19% | 45.19% | 45.19% | 45.19% | 45.19%
[8 empty] | Residential DW - Class 3 | Conservative | 35.52% | 36.59% | 37.67% | 38.74% | 39.82% | 40.89% | 41.96% | 43.04% | 44.11% | 45.19% | 45.19% | 45.19% | 45.19% | 45.19% | 45.19% | 45.19% | 45.19% | 45.19% | 45.19% | 45.19% | 45.19% | 45.19% | 45.19% | 45.19% | 45.19% | 45.19% | 45.19% | 45.19% | 45.19% | 45.19%
[8 empty] | Commercial DW - Class 3 | Advanced | 39.82% | 41.23% | 42.64% | 44.04% | 45.45% | 46.86% | 48.27% | 49.68% | 51.08% | 52.49% | 52.49% | 52.49% | 52.49% | 52.49% | 52.49% | 52.49% | 52.49% | 52.49% | 52.49% | 52.49% | 52.49% | 52.49% | 52.49% | 52.49% | 52.49% | 52.49% | 52.49% | 52.49% | 52.49% | 52.49%
[8 empty] | Commercial DW - Class 3 | Moderate | 39.82% | 41.23% | 42.64% | 44.04% | 45.45% | 46.86% | 48.27% | 49.68% | 51.08% | 52.49% | 52.49% | 52.49% | 52.49% | 52.49% | 52.49% | 52.49% | 52.49% | 52.49% | 52.49% | 52.49% | 52.49% | 52.49% | 52.49% | 52.49% | 52.49% | 52.49% | 52.49% | 52.49% | 52.49% | 52.49%
[8 empty] | Commercial DW - Class 3 | Conservative | 39.82% | 41.23% | 42.64% | 44.04% | 45.45% | 46.86% | 48.27% | 49.68% | 51.08% | 52.49% | 52.49% | 52.49% | 52.49% | 52.49% | 52.49% | 52.49% | 52.49% | 52.49% | 52.49% | 52.49% | 52.49% | 52.49% | 52.49% | 52.49% | 52.49% | 52.49% | 52.49% | 52.49% | 52.49% | 52.49%
[8 empty] | Midsize DW - Class 3 | Advanced | 37.01% | 38.88% | 40.75% | 42.61% | 44.48% | 46.34% | 48.21% | 50.08% | 51.94% | 53.81% | 53.81% | 53.81% | 53.81% | 53.81% | 53.81% | 53.81% | 53.81% | 53.81% | 53.81% | 53.81% | 53.81% | 53.81% | 53.81% | 53.81% | 53.81% | 53.81% | 53.81% | 53.81% | 53.81% | 53.81%
[8 empty] | Midsize DW - Class 3 | Moderate | 37.01% | 38.88% | 40.75% | 42.61% | 44.48% | 46.34% | 48.21% | 50.08% | 51.94% | 53.81% | 53.81% | 53.81% | 53.81% | 53.81% | 53.81% | 53.81% | 53.81% | 53.81% | 53.81% | 53.81% | 53.81% | 53.81% | 53.81% | 53.81% | 53.81% | 53.81% | 53.81% | 53.81% | 53.81% | 53.81%
[8 empty] | Midsize DW - Class 3 | Conservative | 37.01% | 38.88% | 40.75% | 42.61% | 44.48% | 46.34% | 48.21% | 50.08% | 51.94% | 53.81% | 53.81% | 53.81% | 53.81% | 53.81% | 53.81% | 53.81% | 53.81% | 53.81% | 53.81% | 53.81% | 53.81% | 53.81% | 53.81% | 53.81% | 53.81% | 53.81% | 53.81% | 53.81% | 53.81% | 53.81%
[8 empty] | Large DW - Class 3 | Advanced | 42.48% | 43.99% | 45.5% | 47.01% | 48.52% | 50.03% | 51.54% | 53.04% | 54.55% | 56.06% | 56.06% | 56.06% | 56.06% | 56.06% | 56.06% | 56.06% | 56.06% | 56.06% | 56.06% | 56.06% | 56.06% | 56.06% | 56.06% | 56.06% | 56.06% | 56.06% | 56.06% | 56.06% | 56.06% | 56.06%
[8 empty] | Large DW - Class 3 | Moderate | 42.48% | 43.99% | 45.5% | 47.01% | 48.52% | 50.03% | 51.54% | 53.04% | 54.55% | 56.06% | 56.06% | 56.06% | 56.06% | 56.06% | 56.06% | 56.06% | 56.06% | 56.06% | 56.06% | 56.06% | 56.06% | 56.06% | 56.06% | 56.06% | 56.06% | 56.06% | 56.06% | 56.06% | 56.06% | 56.06%
[8 empty] | Large DW - Class 3 | Conservative | 42.48% | 43.99% | 45.5% | 47.01% | 48.52% | 50.03% | 51.54% | 53.04% | 54.55% | 56.06% | 56.06% | 56.06% | 56.06% | 56.06% | 56.06% | 56.06% | 56.06% | 56.06% | 56.06% | 56.06% | 56.06% | 56.06% | 56.06% | 56.06% | 56.06% | 56.06% | 56.06% | 56.06% | 56.06% | 56.06%
[8 empty] | Residential DW - Class 4 | Advanced | 34.36% | 35.44% | 36.52% | 37.6% | 38.68% | 39.76% | 40.84% | 41.91% | 42.99% | 44.07% | 44.07% | 44.07% | 44.07% | 44.07% | 44.07% | 44.07% | 44.07% | 44.07% | 44.07% | 44.07% | 44.07% | 44.07% | 44.07% | 44.07% | 44.07% | 44.07% | 44.07% | 44.07% | 44.07% | 44.07%
[8 empty] | Residential DW - Class 4 | Moderate | 34.36% | 35.44% | 36.52% | 37.6% | 38.68% | 39.76% | 40.84% | 41.91% | 42.99% | 44.07% | 44.07% | 44.07% | 44.07% | 44.07% | 44.07% | 44.07% | 44.07% | 44.07% | 44.07% | 44.07% | 44.07% | 44.07% | 44.07% | 44.07% | 44.07% | 44.07% | 44.07% | 44.07% | 44.07% | 44.07%
[8 empty] | Residential DW - Class 4 | Conservative | 34.36% | 35.44% | 36.52% | 37.6% | 38.68% | 39.76% | 40.84% | 41.91% | 42.99% | 44.07% | 44.07% | 44.07% | 44.07% | 44.07% | 44.07% | 44.07% | 44.07% | 44.07% | 44.07% | 44.07% | 44.07% | 44.07% | 44.07% | 44.07% | 44.07% | 44.07% | 44.07% | 44.07% | 44.07% | 44.07%
[8 empty] | Commercial DW - Class 4 | Advanced | 38.39% | 39.81% | 41.23% | 42.66% | 44.08% | 45.5% | 46.92% | 48.34% | 49.76% | 51.18% | 51.18% | 51.18% | 51.18% | 51.18% | 51.18% | 51.18% | 51.18% | 51.18% | 51.18% | 51.18% | 51.18% | 51.18% | 51.18% | 51.18% | 51.18% | 51.18% | 51.18% | 51.18% | 51.18% | 51.18%
[8 empty] | Commercial DW - Class 4 | Moderate | 38.39% | 39.81% | 41.23% | 42.66% | 44.08% | 45.5% | 46.92% | 48.34% | 49.76% | 51.18% | 51.18% | 51.18% | 51.18% | 51.18% | 51.18% | 51.18% | 51.18% | 51.18% | 51.18% | 51.18% | 51.18% | 51.18% | 51.18% | 51.18% | 51.18% | 51.18% | 51.18% | 51.18% | 51.18% | 51.18%
[8 empty] | Commercial DW - Class 4 | Conservative | 38.39% | 39.81% | 41.23% | 42.66% | 44.08% | 45.5% | 46.92% | 48.34% | 49.76% | 51.18% | 51.18% | 51.18% | 51.18% | 51.18% | 51.18% | 51.18% | 51.18% | 51.18% | 51.18% | 51.18% | 51.18% | 51.18% | 51.18% | 51.18% | 51.18% | 51.18% | 51.18% | 51.18% | 51.18% | 51.18%
[8 empty] | Midsize DW - Class 4 | Advanced | 35.6% | 37.49% | 39.37% | 41.25% | 43.13% | 45.02% | 46.9% | 48.78% | 50.66% | 52.55% | 52.55% | 52.55% | 52.55% | 52.55% | 52.55% | 52.55% | 52.55% | 52.55% | 52.55% | 52.55% | 52.55% | 52.55% | 52.55% | 52.55% | 52.55% | 52.55% | 52.55% | 52.55% | 52.55% | 52.55%
[8 empty] | Midsize DW - Class 4 | Moderate | 35.6% | 37.49% | 39.37% | 41.25% | 43.13% | 45.02% | 46.9% | 48.78% | 50.66% | 52.55% | 52.55% | 52.55% | 52.55% | 52.55% | 52.55% | 52.55% | 52.55% | 52.55% | 52.55% | 52.55% | 52.55% | 52.55% | 52.55% | 52.55% | 52.55% | 52.55% | 52.55% | 52.55% | 52.55% | 52.55%
[8 empty] | Midsize DW - Class 4 | Conservative | 35.6% | 37.49% | 39.37% | 41.25% | 43.13% | 45.02% | 46.9% | 48.78% | 50.66% | 52.55% | 52.55% | 52.55% | 52.55% | 52.55% | 52.55% | 52.55% | 52.55% | 52.55% | 52.55% | 52.55% | 52.55% | 52.55% | 52.55% | 52.55% | 52.55% | 52.55% | 52.55% | 52.55% | 52.55% | 52.55%
[8 empty] | Large DW - Class 4 | Advanced | 41.09% | 42.62% | 44.15% | 45.68% | 47.21% | 48.73% | 50.26% | 51.79% | 53.32% | 54.85% | 54.85% | 54.85% | 54.85% | 54.85% | 54.85% | 54.85% | 54.85% | 54.85% | 54.85% | 54.85% | 54.85% | 54.85% | 54.85% | 54.85% | 54.85% | 54.85% | 54.85% | 54.85% | 54.85% | 54.85%
[8 empty] | Large DW - Class 4 | Moderate | 41.09% | 42.62% | 44.15% | 45.68% | 47.21% | 48.73% | 50.26% | 51.79% | 53.32% | 54.85% | 54.85% | 54.85% | 54.85% | 54.85% | 54.85% | 54.85% | 54.85% | 54.85% | 54.85% | 54.85% | 54.85% | 54.85% | 54.85% | 54.85% | 54.85% | 54.85% | 54.85% | 54.85% | 54.85% | 54.85%
[8 empty] | Large DW - Class 4 | Conservative | 41.09% | 42.62% | 44.15% | 45.68% | 47.21% | 48.73% | 50.26% | 51.79% | 53.32% | 54.85% | 54.85% | 54.85% | 54.85% | 54.85% | 54.85% | 54.85% | 54.85% | 54.85% | 54.85% | 54.85% | 54.85% | 54.85% | 54.85% | 54.85% | 54.85% | 54.85% | 54.85% | 54.85% | 54.85% | 54.85%
[8 empty] | Residential DW - Class 5 | Advanced | 32.92% | 34% | 35.08% | 36.16% | 37.24% | 38.33% | 39.41% | 40.49% | 41.57% | 42.65% | 42.65% | 42.65% | 42.65% | 42.65% | 42.65% | 42.65% | 42.65% | 42.65% | 42.65% | 42.65% | 42.65% | 42.65% | 42.65% | 42.65% | 42.65% | 42.65% | 42.65% | 42.65% | 42.65% | 42.65%
[8 empty] | Residential DW - Class 5 | Moderate | 32.92% | 34% | 35.08% | 36.16% | 37.24% | 38.33% | 39.41% | 40.49% | 41.57% | 42.65% | 42.65% | 42.65% | 42.65% | 42.65% | 42.65% | 42.65% | 42.65% | 42.65% | 42.65% | 42.65% | 42.65% | 42.65% | 42.65% | 42.65% | 42.65% | 42.65% | 42.65% | 42.65% | 42.65% | 42.65%
[8 empty] | Residential DW - Class 5 | Conservative | 32.92% | 34% | 35.08% | 36.16% | 37.24% | 38.33% | 39.41% | 40.49% | 41.57% | 42.65% | 42.65% | 42.65% | 42.65% | 42.65% | 42.65% | 42.65% | 42.65% | 42.65% | 42.65% | 42.65% | 42.65% | 42.65% | 42.65% | 42.65% | 42.65% | 42.65% | 42.65% | 42.65% | 42.65% | 42.65%
[8 empty] | Commercial DW - Class 5 | Advanced | 36.63% | 38.07% | 39.5% | 40.94% | 42.37% | 43.81% | 45.24% | 46.68% | 48.11% | 49.55% | 49.55% | 49.55% | 49.55% | 49.55% | 49.55% | 49.55% | 49.55% | 49.55% | 49.55% | 49.55% | 49.55% | 49.55% | 49.55% | 49.55% | 49.55% | 49.55% | 49.55% | 49.55% | 49.55% | 49.55%
[8 empty] | Commercial DW - Class 5 | Moderate | 36.63% | 38.07% | 39.5% | 40.94% | 42.37% | 43.81% | 45.24% | 46.68% | 48.11% | 49.55% | 49.55% | 49.55% | 49.55% | 49.55% | 49.55% | 49.55% | 49.55% | 49.55% | 49.55% | 49.55% | 49.55% | 49.55% | 49.55% | 49.55% | 49.55% | 49.55% | 49.55% | 49.55% | 49.55% | 49.55%
[8 empty] | Commercial DW - Class 5 | Conservative | 36.63% | 38.07% | 39.5% | 40.94% | 42.37% | 43.81% | 45.24% | 46.68% | 48.11% | 49.55% | 49.55% | 49.55% | 49.55% | 49.55% | 49.55% | 49.55% | 49.55% | 49.55% | 49.55% | 49.55% | 49.55% | 49.55% | 49.55% | 49.55% | 49.55% | 49.55% | 49.55% | 49.55% | 49.55% | 49.55%
[8 empty] | Midsize DW - Class 5 | Advanced | 33.89% | 35.79% | 37.68% | 39.57% | 41.47% | 43.36% | 45.26% | 47.15% | 49.05% | 50.94% | 50.94% | 50.94% | 50.94% | 50.94% | 50.94% | 50.94% | 50.94% | 50.94% | 50.94% | 50.94% | 50.94% | 50.94% | 50.94% | 50.94% | 50.94% | 50.94% | 50.94% | 50.94% | 50.94% | 50.94%
[8 empty] | Midsize DW - Class 5 | Moderate | 33.89% | 35.79% | 37.68% | 39.57% | 41.47% | 43.36% | 45.26% | 47.15% | 49.05% | 50.94% | 50.94% | 50.94% | 50.94% | 50.94% | 50.94% | 50.94% | 50.94% | 50.94% | 50.94% | 50.94% | 50.94% | 50.94% | 50.94% | 50.94% | 50.94% | 50.94% | 50.94% | 50.94% | 50.94% | 50.94%
[8 empty] | Midsize DW - Class 5 | Conservative | 33.89% | 35.79% | 37.68% | 39.57% | 41.47% | 43.36% | 45.26% | 47.15% | 49.05% | 50.94% | 50.94% | 50.94% | 50.94% | 50.94% | 50.94% | 50.94% | 50.94% | 50.94% | 50.94% | 50.94% | 50.94% | 50.94% | 50.94% | 50.94% | 50.94% | 50.94% | 50.94% | 50.94% | 50.94% | 50.94%
[8 empty] | Large DW - Class 5 | Advanced | 39.36% | 40.91% | 42.46% | 44.01% | 45.56% | 47.11% | 48.67% | 50.22% | 51.77% | 53.32% | 53.32% | 53.32% | 53.32% | 53.32% | 53.32% | 53.32% | 53.32% | 53.32% | 53.32% | 53.32% | 53.32% | 53.32% | 53.32% | 53.32% | 53.32% | 53.32% | 53.32% | 53.32% | 53.32% | 53.32%
[8 empty] | Large DW - Class 5 | Moderate | 39.36% | 40.91% | 42.46% | 44.01% | 45.56% | 47.11% | 48.67% | 50.22% | 51.77% | 53.32% | 53.32% | 53.32% | 53.32% | 53.32% | 53.32% | 53.32% | 53.32% | 53.32% | 53.32% | 53.32% | 53.32% | 53.32% | 53.32% | 53.32% | 53.32% | 53.32% | 53.32% | 53.32% | 53.32% | 53.32%
[8 empty] | Large DW - Class 5 | Conservative | 39.36% | 40.91% | 42.46% | 44.01% | 45.56% | 47.11% | 48.67% | 50.22% | 51.77% | 53.32% | 53.32% | 53.32% | 53.32% | 53.32% | 53.32% | 53.32% | 53.32% | 53.32% | 53.32% | 53.32% | 53.32% | 53.32% | 53.32% | 53.32% | 53.32% | 53.32% | 53.32% | 53.32% | 53.32% | 53.32%
[8 empty] | Residential DW - Class 6 | Advanced | 30.73% | 31.81% | 32.89% | 33.97% | 35.05% | 36.13% | 37.21% | 38.29% | 39.37% | 40.45% | 40.45% | 40.45% | 40.45% | 40.45% | 40.45% | 40.45% | 40.45% | 40.45% | 40.45% | 40.45% | 40.45% | 40.45% | 40.45% | 40.45% | 40.45% | 40.45% | 40.45% | 40.45% | 40.45% | 40.45%
[8 empty] | Residential DW - Class 6 | Moderate | 30.73% | 31.81% | 32.89% | 33.97% | 35.05% | 36.13% | 37.21% | 38.29% | 39.37% | 40.45% | 40.45% | 40.45% | 40.45% | 40.45% | 40.45% | 40.45% | 40.45% | 40.45% | 40.45% | 40.45% | 40.45% | 40.45% | 40.45% | 40.45% | 40.45% | 40.45% | 40.45% | 40.45% | 40.45% | 40.45%
[8 empty] | Residential DW - Class 6 | Conservative | 30.73% | 31.81% | 32.89% | 33.97% | 35.05% | 36.13% | 37.21% | 38.29% | 39.37% | 40.45% | 40.45% | 40.45% | 40.45% | 40.45% | 40.45% | 40.45% | 40.45% | 40.45% | 40.45% | 40.45% | 40.45% | 40.45% | 40.45% | 40.45% | 40.45% | 40.45% | 40.45% | 40.45% | 40.45% | 40.45%
[8 empty] | Commercial DW - Class 6 | Advanced | 34.02% | 35.47% | 36.91% | 38.36% | 39.81% | 41.25% | 42.7% | 44.14% | 45.59% | 47.04% | 47.04% | 47.04% | 47.04% | 47.04% | 47.04% | 47.04% | 47.04% | 47.04% | 47.04% | 47.04% | 47.04% | 47.04% | 47.04% | 47.04% | 47.04% | 47.04% | 47.04% | 47.04% | 47.04% | 47.04%
[8 empty] | Commercial DW - Class 6 | Moderate | 34.02% | 35.47% | 36.91% | 38.36% | 39.81% | 41.25% | 42.7% | 44.14% | 45.59% | 47.04% | 47.04% | 47.04% | 47.04% | 47.04% | 47.04% | 47.04% | 47.04% | 47.04% | 47.04% | 47.04% | 47.04% | 47.04% | 47.04% | 47.04% | 47.04% | 47.04% | 47.04% | 47.04% | 47.04% | 47.04%
[8 empty] | Commercial DW - Class 6 | Conservative | 34.02% | 35.47% | 36.91% | 38.36% | 39.81% | 41.25% | 42.7% | 44.14% | 45.59% | 47.04% | 47.04% | 47.04% | 47.04% | 47.04% | 47.04% | 47.04% | 47.04% | 47.04% | 47.04% | 47.04% | 47.04% | 47.04% | 47.04% | 47.04% | 47.04% | 47.04% | 47.04% | 47.04% | 47.04% | 47.04%
[8 empty] | Midsize DW - Class 6 | Advanced | 31.33% | 33.24% | 35.14% | 37.05% | 38.96% | 40.86% | 42.77% | 44.67% | 46.58% | 48.49% | 48.49% | 48.49% | 48.49% | 48.49% | 48.49% | 48.49% | 48.49% | 48.49% | 48.49% | 48.49% | 48.49% | 48.49% | 48.49% | 48.49% | 48.49% | 48.49% | 48.49% | 48.49% | 48.49% | 48.49%
[8 empty] | Midsize DW - Class 6 | Moderate | 31.33% | 33.24% | 35.14% | 37.05% | 38.96% | 40.86% | 42.77% | 44.67% | 46.58% | 48.49% | 48.49% | 48.49% | 48.49% | 48.49% | 48.49% | 48.49% | 48.49% | 48.49% | 48.49% | 48.49% | 48.49% | 48.49% | 48.49% | 48.49% | 48.49% | 48.49% | 48.49% | 48.49% | 48.49% | 48.49%
[8 empty] | Midsize DW - Class 6 | Conservative | 31.33% | 33.24% | 35.14% | 37.05% | 38.96% | 40.86% | 42.77% | 44.67% | 46.58% | 48.49% | 48.49% | 48.49% | 48.49% | 48.49% | 48.49% | 48.49% | 48.49% | 48.49% | 48.49% | 48.49% | 48.49% | 48.49% | 48.49% | 48.49% | 48.49% | 48.49% | 48.49% | 48.49% | 48.49% | 48.49%
[8 empty] | Large DW - Class 6 | Advanced | 36.76% | 38.34% | 39.91% | 41.49% | 43.07% | 44.64% | 46.22% | 47.8% | 49.38% | 50.95% | 50.95% | 50.95% | 50.95% | 50.95% | 50.95% | 50.95% | 50.95% | 50.95% | 50.95% | 50.95% | 50.95% | 50.95% | 50.95% | 50.95% | 50.95% | 50.95% | 50.95% | 50.95% | 50.95% | 50.95%
[8 empty] | Large DW - Class 6 | Moderate | 36.76% | 38.34% | 39.91% | 41.49% | 43.07% | 44.64% | 46.22% | 47.8% | 49.38% | 50.95% | 50.95% | 50.95% | 50.95% | 50.95% | 50.95% | 50.95% | 50.95% | 50.95% | 50.95% | 50.95% | 50.95% | 50.95% | 50.95% | 50.95% | 50.95% | 50.95% | 50.95% | 50.95% | 50.95% | 50.95%
[8 empty] | Large DW - Class 6 | Conservative | 36.76% | 38.34% | 39.91% | 41.49% | 43.07% | 44.64% | 46.22% | 47.8% | 49.38% | 50.95% | 50.95% | 50.95% | 50.95% | 50.95% | 50.95% | 50.95% | 50.95% | 50.95% | 50.95% | 50.95% | 50.95% | 50.95% | 50.95% | 50.95% | 50.95% | 50.95% | 50.95% | 50.95% | 50.95% | 50.95%
[8 empty] | Residential DW - Class 7 | Advanced | 27.66% | 28.73% | 29.79% | 30.85% | 31.92% | 32.98% | 34.05% | 35.11% | 36.17% | 37.24% | 37.24% | 37.24% | 37.24% | 37.24% | 37.24% | 37.24% | 37.24% | 37.24% | 37.24% | 37.24% | 37.24% | 37.24% | 37.24% | 37.24% | 37.24% | 37.24% | 37.24% | 37.24% | 37.24% | 37.24%
[8 empty] | Residential DW - Class 7 | Moderate | 27.66% | 28.73% | 29.79% | 30.85% | 31.92% | 32.98% | 34.05% | 35.11% | 36.17% | 37.24% | 37.24% | 37.24% | 37.24% | 37.24% | 37.24% | 37.24% | 37.24% | 37.24% | 37.24% | 37.24% | 37.24% | 37.24% | 37.24% | 37.24% | 37.24% | 37.24% | 37.24% | 37.24% | 37.24% | 37.24%
[8 empty] | Residential DW - Class 7 | Conservative | 27.66% | 28.73% | 29.79% | 30.85% | 31.92% | 32.98% | 34.05% | 35.11% | 36.17% | 37.24% | 37.24% | 37.24% | 37.24% | 37.24% | 37.24% | 37.24% | 37.24% | 37.24% | 37.24% | 37.24% | 37.24% | 37.24% | 37.24% | 37.24% | 37.24% | 37.24% | 37.24% | 37.24% | 37.24% | 37.24%
[8 empty] | Commercial DW - Class 7 | Advanced | 30.37% | 31.82% | 33.26% | 34.71% | 36.15% | 37.6% | 39.04% | 40.49% | 41.93% | 43.38% | 43.38% | 43.38% | 43.38% | 43.38% | 43.38% | 43.38% | 43.38% | 43.38% | 43.38% | 43.38% | 43.38% | 43.38% | 43.38% | 43.38% | 43.38% | 43.38% | 43.38% | 43.38% | 43.38% | 43.38%
[8 empty] | Commercial DW - Class 7 | Moderate | 30.37% | 31.82% | 33.26% | 34.71% | 36.15% | 37.6% | 39.04% | 40.49% | 41.93% | 43.38% | 43.38% | 43.38% | 43.38% | 43.38% | 43.38% | 43.38% | 43.38% | 43.38% | 43.38% | 43.38% | 43.38% | 43.38% | 43.38% | 43.38% | 43.38% | 43.38% | 43.38% | 43.38% | 43.38% | 43.38%
[8 empty] | Commercial DW - Class 7 | Conservative | 30.37% | 31.82% | 33.26% | 34.71% | 36.15% | 37.6% | 39.04% | 40.49% | 41.93% | 43.38% | 43.38% | 43.38% | 43.38% | 43.38% | 43.38% | 43.38% | 43.38% | 43.38% | 43.38% | 43.38% | 43.38% | 43.38% | 43.38% | 43.38% | 43.38% | 43.38% | 43.38% | 43.38% | 43.38% | 43.38%
[8 empty] | Midsize DW - Class 7 | Advanced | 27.81% | 29.71% | 31.61% | 33.51% | 35.4% | 37.3% | 39.2% | 41.1% | 42.99% | 44.89% | 44.89% | 44.89% | 44.89% | 44.89% | 44.89% | 44.89% | 44.89% | 44.89% | 44.89% | 44.89% | 44.89% | 44.89% | 44.89% | 44.89% | 44.89% | 44.89% | 44.89% | 44.89% | 44.89% | 44.89%
[8 empty] | Midsize DW - Class 7 | Moderate | 27.81% | 29.71% | 31.61% | 33.51% | 35.4% | 37.3% | 39.2% | 41.1% | 42.99% | 44.89% | 44.89% | 44.89% | 44.89% | 44.89% | 44.89% | 44.89% | 44.89% | 44.89% | 44.89% | 44.89% | 44.89% | 44.89% | 44.89% | 44.89% | 44.89% | 44.89% | 44.89% | 44.89% | 44.89% | 44.89%
[8 empty] | Midsize DW - Class 7 | Conservative | 27.81% | 29.71% | 31.61% | 33.51% | 35.4% | 37.3% | 39.2% | 41.1% | 42.99% | 44.89% | 44.89% | 44.89% | 44.89% | 44.89% | 44.89% | 44.89% | 44.89% | 44.89% | 44.89% | 44.89% | 44.89% | 44.89% | 44.89% | 44.89% | 44.89% | 44.89% | 44.89% | 44.89% | 44.89% | 44.89%
[8 empty] | Large DW - Class 7 | Advanced | 33.09% | 34.68% | 36.28% | 37.88% | 39.48% | 41.07% | 42.67% | 44.27% | 45.87% | 47.46% | 47.46% | 47.46% | 47.46% | 47.46% | 47.46% | 47.46% | 47.46% | 47.46% | 47.46% | 47.46% | 47.46% | 47.46% | 47.46% | 47.46% | 47.46% | 47.46% | 47.46% | 47.46% | 47.46% | 47.46%
[8 empty] | Large DW - Class 7 | Moderate | 33.09% | 34.68% | 36.28% | 37.88% | 39.48% | 41.07% | 42.67% | 44.27% | 45.87% | 47.46% | 47.46% | 47.46% | 47.46% | 47.46% | 47.46% | 47.46% | 47.46% | 47.46% | 47.46% | 47.46% | 47.46% | 47.46% | 47.46% | 47.46% | 47.46% | 47.46% | 47.46% | 47.46% | 47.46% | 47.46%
[8 empty] | Large DW - Class 7 | Conservative | 33.09% | 34.68% | 36.28% | 37.88% | 39.48% | 41.07% | 42.67% | 44.27% | 45.87% | 47.46% | 47.46% | 47.46% | 47.46% | 47.46% | 47.46% | 47.46% | 47.46% | 47.46% | 47.46% | 47.46% | 47.46% | 47.46% | 47.46% | 47.46% | 47.46% | 47.46% | 47.46% | 47.46% | 47.46% | 47.46%
[8 empty] | Residential DW - Class 8 | Advanced | 23.93% | 24.96% | 25.98% | 27.01% | 28.03% | 29.05% | 30.08% | 31.1% | 32.13% | 33.15% | 33.15% | 33.15% | 33.15% | 33.15% | 33.15% | 33.15% | 33.15% | 33.15% | 33.15% | 33.15% | 33.15% | 33.15% | 33.15% | 33.15% | 33.15% | 33.15% | 33.15% | 33.15% | 33.15% | 33.15%
[8 empty] | Residential DW - Class 8 | Moderate | 23.93% | 24.96% | 25.98% | 27.01% | 28.03% | 29.05% | 30.08% | 31.1% | 32.13% | 33.15% | 33.15% | 33.15% | 33.15% | 33.15% | 33.15% | 33.15% | 33.15% | 33.15% | 33.15% | 33.15% | 33.15% | 33.15% | 33.15% | 33.15% | 33.15% | 33.15% | 33.15% | 33.15% | 33.15% | 33.15%
[8 empty] | Residential DW - Class 8 | Conservative | 23.93% | 24.96% | 25.98% | 27.01% | 28.03% | 29.05% | 30.08% | 31.1% | 32.13% | 33.15% | 33.15% | 33.15% | 33.15% | 33.15% | 33.15% | 33.15% | 33.15% | 33.15% | 33.15% | 33.15% | 33.15% | 33.15% | 33.15% | 33.15% | 33.15% | 33.15% | 33.15% | 33.15% | 33.15% | 33.15%
[8 empty] | Commercial DW - Class 8 | Advanced | 25.94% | 27.37% | 28.8% | 30.23% | 31.66% | 33.09% | 34.52% | 35.95% | 37.38% | 38.81% | 38.81% | 38.81% | 38.81% | 38.81% | 38.81% | 38.81% | 38.81% | 38.81% | 38.81% | 38.81% | 38.81% | 38.81% | 38.81% | 38.81% | 38.81% | 38.81% | 38.81% | 38.81% | 38.81% | 38.81%
[8 empty] | Commercial DW - Class 8 | Moderate | 25.94% | 27.37% | 28.8% | 30.23% | 31.66% | 33.09% | 34.52% | 35.95% | 37.38% | 38.81% | 38.81% | 38.81% | 38.81% | 38.81% | 38.81% | 38.81% | 38.81% | 38.81% | 38.81% | 38.81% | 38.81% | 38.81% | 38.81% | 38.81% | 38.81% | 38.81% | 38.81% | 38.81% | 38.81% | 38.81%
[8 empty] | Commercial DW - Class 8 | Conservative | 25.94% | 27.37% | 28.8% | 30.23% | 31.66% | 33.09% | 34.52% | 35.95% | 37.38% | 38.81% | 38.81% | 38.81% | 38.81% | 38.81% | 38.81% | 38.81% | 38.81% | 38.81% | 38.81% | 38.81% | 38.81% | 38.81% | 38.81% | 38.81% | 38.81% | 38.81% | 38.81% | 38.81% | 38.81% | 38.81%
[8 empty] | Midsize DW - Class 8 | Advanced | 23.59% | 25.44% | 27.29% | 29.14% | 30.99% | 32.84% | 34.69% | 36.55% | 38.4% | 40.25% | 40.25% | 40.25% | 40.25% | 40.25% | 40.25% | 40.25% | 40.25% | 40.25% | 40.25% | 40.25% | 40.25% | 40.25% | 40.25% | 40.25% | 40.25% | 40.25% | 40.25% | 40.25% | 40.25% | 40.25%
[8 empty] | Midsize DW - Class 8 | Moderate | 23.59% | 25.44% | 27.29% | 29.14% | 30.99% | 32.84% | 34.69% | 36.55% | 38.4% | 40.25% | 40.25% | 40.25% | 40.25% | 40.25% | 40.25% | 40.25% | 40.25% | 40.25% | 40.25% | 40.25% | 40.25% | 40.25% | 40.25% | 40.25% | 40.25% | 40.25% | 40.25% | 40.25% | 40.25% | 40.25%
[8 empty] | Midsize DW - Class 8 | Conservative | 23.59% | 25.44% | 27.29% | 29.14% | 30.99% | 32.84% | 34.69% | 36.55% | 38.4% | 40.25% | 40.25% | 40.25% | 40.25% | 40.25% | 40.25% | 40.25% | 40.25% | 40.25% | 40.25% | 40.25% | 40.25% | 40.25% | 40.25% | 40.25% | 40.25% | 40.25% | 40.25% | 40.25% | 40.25% | 40.25%
[8 empty] | Large DW - Class 8 | Advanced | 28.57% | 30.16% | 31.75% | 33.34% | 34.94% | 36.53% | 38.12% | 39.71% | 41.31% | 42.9% | 42.9% | 42.9% | 42.9% | 42.9% | 42.9% | 42.9% | 42.9% | 42.9% | 42.9% | 42.9% | 42.9% | 42.9% | 42.9% | 42.9% | 42.9% | 42.9% | 42.9% | 42.9% | 42.9% | 42.9%
[8 empty] | Large DW - Class 8 | Moderate | 28.57% | 30.16% | 31.75% | 33.34% | 34.94% | 36.53% | 38.12% | 39.71% | 41.31% | 42.9% | 42.9% | 42.9% | 42.9% | 42.9% | 42.9% | 42.9% | 42.9% | 42.9% | 42.9% | 42.9% | 42.9% | 42.9% | 42.9% | 42.9% | 42.9% | 42.9% | 42.9% | 42.9% | 42.9% | 42.9%
[8 empty] | Large DW - Class 8 | Conservative | 28.57% | 30.16% | 31.75% | 33.34% | 34.94% | 36.53% | 38.12% | 39.71% | 41.31% | 42.9% | 42.9% | 42.9% | 42.9% | 42.9% | 42.9% | 42.9% | 42.9% | 42.9% | 42.9% | 42.9% | 42.9% | 42.9% | 42.9% | 42.9% | 42.9% | 42.9% | 42.9% | 42.9% | 42.9% | 42.9%
[8 empty] | Residential DW - Class 9 | Advanced | 19.94% | 20.89% | 21.85% | 22.8% | 23.76% | 24.71% | 25.67% | 26.62% | 27.58% | 28.53% | 28.53% | 28.53% | 28.53% | 28.53% | 28.53% | 28.53% | 28.53% | 28.53% | 28.53% | 28.53% | 28.53% | 28.53% | 28.53% | 28.53% | 28.53% | 28.53% | 28.53% | 28.53% | 28.53% | 28.53%
[8 empty] | Residential DW - Class 9 | Moderate | 19.94% | 20.89% | 21.85% | 22.8% | 23.76% | 24.71% | 25.67% | 26.62% | 27.58% | 28.53% | 28.53% | 28.53% | 28.53% | 28.53% | 28.53% | 28.53% | 28.53% | 28.53% | 28.53% | 28.53% | 28.53% | 28.53% | 28.53% | 28.53% | 28.53% | 28.53% | 28.53% | 28.53% | 28.53% | 28.53%
[8 empty] | Residential DW - Class 9 | Conservative | 19.94% | 20.89% | 21.85% | 22.8% | 23.76% | 24.71% | 25.67% | 26.62% | 27.58% | 28.53% | 28.53% | 28.53% | 28.53% | 28.53% | 28.53% | 28.53% | 28.53% | 28.53% | 28.53% | 28.53% | 28.53% | 28.53% | 28.53% | 28.53% | 28.53% | 28.53% | 28.53% | 28.53% | 28.53% | 28.53%
[8 empty] | Commercial DW - Class 9 | Advanced | 21.15% | 22.49% | 23.84% | 25.18% | 26.52% | 27.86% | 29.2% | 30.54% | 31.88% | 33.22% | 33.22% | 33.22% | 33.22% | 33.22% | 33.22% | 33.22% | 33.22% | 33.22% | 33.22% | 33.22% | 33.22% | 33.22% | 33.22% | 33.22% | 33.22% | 33.22% | 33.22% | 33.22% | 33.22% | 33.22%
[8 empty] | Commercial DW - Class 9 | Moderate | 21.15% | 22.49% | 23.84% | 25.18% | 26.52% | 27.86% | 29.2% | 30.54% | 31.88% | 33.22% | 33.22% | 33.22% | 33.22% | 33.22% | 33.22% | 33.22% | 33.22% | 33.22% | 33.22% | 33.22% | 33.22% | 33.22% | 33.22% | 33.22% | 33.22% | 33.22% | 33.22% | 33.22% | 33.22% | 33.22%
[8 empty] | Commercial DW - Class 9 | Conservative | 21.15% | 22.49% | 23.84% | 25.18% | 26.52% | 27.86% | 29.2% | 30.54% | 31.88% | 33.22% | 33.22% | 33.22% | 33.22% | 33.22% | 33.22% | 33.22% | 33.22% | 33.22% | 33.22% | 33.22% | 33.22% | 33.22% | 33.22% | 33.22% | 33.22% | 33.22% | 33.22% | 33.22% | 33.22% | 33.22%
[8 empty] | Midsize DW - Class 9 | Advanced | 19.12% | 20.87% | 22.61% | 24.35% | 26.09% | 27.84% | 29.58% | 31.32% | 33.07% | 34.81% | 34.81% | 34.81% | 34.81% | 34.81% | 34.81% | 34.81% | 34.81% | 34.81% | 34.81% | 34.81% | 34.81% | 34.81% | 34.81% | 34.81% | 34.81% | 34.81% | 34.81% | 34.81% | 34.81% | 34.81%
[8 empty] | Midsize DW - Class 9 | Moderate | 19.12% | 20.87% | 22.61% | 24.35% | 26.09% | 27.84% | 29.58% | 31.32% | 33.07% | 34.81% | 34.81% | 34.81% | 34.81% | 34.81% | 34.81% | 34.81% | 34.81% | 34.81% | 34.81% | 34.81% | 34.81% | 34.81% | 34.81% | 34.81% | 34.81% | 34.81% | 34.81% | 34.81% | 34.81% | 34.81%
[8 empty] | Midsize DW - Class 9 | Conservative | 19.12% | 20.87% | 22.61% | 24.35% | 26.09% | 27.84% | 29.58% | 31.32% | 33.07% | 34.81% | 34.81% | 34.81% | 34.81% | 34.81% | 34.81% | 34.81% | 34.81% | 34.81% | 34.81% | 34.81% | 34.81% | 34.81% | 34.81% | 34.81% | 34.81% | 34.81% | 34.81% | 34.81% | 34.81% | 34.81%
[8 empty] | Large DW - Class 9 | Advanced | 23.62% | 25.16% | 26.71% | 28.25% | 29.79% | 31.33% | 32.87% | 34.41% | 35.95% | 37.5% | 37.5% | 37.5% | 37.5% | 37.5% | 37.5% | 37.5% | 37.5% | 37.5% | 37.5% | 37.5% | 37.5% | 37.5% | 37.5% | 37.5% | 37.5% | 37.5% | 37.5% | 37.5% | 37.5% | 37.5%
[8 empty] | Large DW - Class 9 | Moderate | 23.62% | 25.16% | 26.71% | 28.25% | 29.79% | 31.33% | 32.87% | 34.41% | 35.95% | 37.5% | 37.5% | 37.5% | 37.5% | 37.5% | 37.5% | 37.5% | 37.5% | 37.5% | 37.5% | 37.5% | 37.5% | 37.5% | 37.5% | 37.5% | 37.5% | 37.5% | 37.5% | 37.5% | 37.5% | 37.5%
[8 empty] | Large DW - Class 9 | Conservative | 23.62% | 25.16% | 26.71% | 28.25% | 29.79% | 31.33% | 32.87% | 34.41% | 35.95% | 37.5% | 37.5% | 37.5% | 37.5% | 37.5% | 37.5% | 37.5% | 37.5% | 37.5% | 37.5% | 37.5% | 37.5% | 37.5% | 37.5% | 37.5% | 37.5% | 37.5% | 37.5% | 37.5% | 37.5% | 37.5%
[8 empty] | Residential DW - Class 10 | Advanced | 18.58% | 18.7% | 18.83% | 18.95% | 19.08% | 19.2% | 19.32% | 19.45% | 19.57% | 19.7% | 19.7% | 19.7% | 19.7% | 19.7% | 19.7% | 19.7% | 19.7% | 19.7% | 19.7% | 19.7% | 19.7% | 19.7% | 19.7% | 19.7% | 19.7% | 19.7% | 19.7% | 19.7% | 19.7% | 19.7%
[8 empty] | Residential DW - Class 10 | Moderate | 18.58% | 18.7% | 18.83% | 18.95% | 19.08% | 19.2% | 19.32% | 19.45% | 19.57% | 19.7% | 19.7% | 19.7% | 19.7% | 19.7% | 19.7% | 19.7% | 19.7% | 19.7% | 19.7% | 19.7% | 19.7% | 19.7% | 19.7% | 19.7% | 19.7% | 19.7% | 19.7% | 19.7% | 19.7% | 19.7%
[8 empty] | Residential DW - Class 10 | Conservative | 18.58% | 18.7% | 18.83% | 18.95% | 19.08% | 19.2% | 19.32% | 19.45% | 19.57% | 19.7% | 19.7% | 19.7% | 19.7% | 19.7% | 19.7% | 19.7% | 19.7% | 19.7% | 19.7% | 19.7% | 19.7% | 19.7% | 19.7% | 19.7% | 19.7% | 19.7% | 19.7% | 19.7% | 19.7% | 19.7%
[8 empty] | Commercial DW - Class 10 | Advanced | 12.7% | 13.75% | 14.81% | 15.86% | 16.91% | 17.97% | 19.02% | 20.08% | 21.13% | 22.19% | 22.19% | 22.19% | 22.19% | 22.19% | 22.19% | 22.19% | 22.19% | 22.19% | 22.19% | 22.19% | 22.19% | 22.19% | 22.19% | 22.19% | 22.19% | 22.19% | 22.19% | 22.19% | 22.19% | 22.19%
[8 empty] | Commercial DW - Class 10 | Moderate | 12.7% | 13.75% | 14.81% | 15.86% | 16.91% | 17.97% | 19.02% | 20.08% | 21.13% | 22.19% | 22.19% | 22.19% | 22.19% | 22.19% | 22.19% | 22.19% | 22.19% | 22.19% | 22.19% | 22.19% | 22.19% | 22.19% | 22.19% | 22.19% | 22.19% | 22.19% | 22.19% | 22.19% | 22.19% | 22.19%
[8 empty] | Commercial DW - Class 10 | Conservative | 12.7% | 13.75% | 14.81% | 15.86% | 16.91% | 17.97% | 19.02% | 20.08% | 21.13% | 22.19% | 22.19% | 22.19% | 22.19% | 22.19% | 22.19% | 22.19% | 22.19% | 22.19% | 22.19% | 22.19% | 22.19% | 22.19% | 22.19% | 22.19% | 22.19% | 22.19% | 22.19% | 22.19% | 22.19% | 22.19%
[8 empty] | Midsize DW - Class 10 | Advanced | 11.4% | 12.77% | 14.13% | 15.5% | 16.86% | 18.23% | 19.59% | 20.95% | 22.32% | 23.68% | 23.68% | 23.68% | 23.68% | 23.68% | 23.68% | 23.68% | 23.68% | 23.68% | 23.68% | 23.68% | 23.68% | 23.68% | 23.68% | 23.68% | 23.68% | 23.68% | 23.68% | 23.68% | 23.68% | 23.68%
[8 empty] | Midsize DW - Class 10 | Moderate | 11.4% | 12.77% | 14.13% | 15.5% | 16.86% | 18.23% | 19.59% | 20.95% | 22.32% | 23.68% | 23.68% | 23.68% | 23.68% | 23.68% | 23.68% | 23.68% | 23.68% | 23.68% | 23.68% | 23.68% | 23.68% | 23.68% | 23.68% | 23.68% | 23.68% | 23.68% | 23.68% | 23.68% | 23.68% | 23.68%
[8 empty] | Midsize DW - Class 10 | Conservative | 11.4% | 12.77% | 14.13% | 15.5% | 16.86% | 18.23% | 19.59% | 20.95% | 22.32% | 23.68% | 23.68% | 23.68% | 23.68% | 23.68% | 23.68% | 23.68% | 23.68% | 23.68% | 23.68% | 23.68% | 23.68% | 23.68% | 23.68% | 23.68% | 23.68% | 23.68% | 23.68% | 23.68% | 23.68% | 23.68%
[8 empty] | Large DW - Class 10 | Advanced | 14.63% | 15.92% | 17.2% | 18.48% | 19.77% | 21.05% | 22.33% | 23.62% | 24.9% | 26.18% | 26.18% | 26.18% | 26.18% | 26.18% | 26.18% | 26.18% | 26.18% | 26.18% | 26.18% | 26.18% | 26.18% | 26.18% | 26.18% | 26.18% | 26.18% | 26.18% | 26.18% | 26.18% | 26.18% | 26.18%
[8 empty] | Large DW - Class 10 | Moderate | 14.63% | 15.92% | 17.2% | 18.48% | 19.77% | 21.05% | 22.33% | 23.62% | 24.9% | 26.18% | 26.18% | 26.18% | 26.18% | 26.18% | 26.18% | 26.18% | 26.18% | 26.18% | 26.18% | 26.18% | 26.18% | 26.18% | 26.18% | 26.18% | 26.18% | 26.18% | 26.18% | 26.18% | 26.18% | 26.18%
[8 empty] | Large DW - Class 10 | Conservative | 14.63% | 15.92% | 17.2% | 18.48% | 19.77% | 21.05% | 22.33% | 23.62% | 24.9% | 26.18% | 26.18% | 26.18% | 26.18% | 26.18% | 26.18% | 26.18% | 26.18% | 26.18% | 26.18% | 26.18% | 26.18% | 26.18% | 26.18% | 26.18% | 26.18% | 26.18% | 26.18% | 26.18% | 26.18% | 26.18%
[10 empty] | 2021 | 2022 | 2023 | 2024 | 2025 | 2026 | 2027 | 2028 | 2029 | 2030 | 2031 | 2032 | 2033 | 2034 | 2035 | 2036 | 2037 | 2038 | 2039 | 2040 | 2041 | 2042 | 2043 | 2044 | 2045 | 2046 | 2047 | 2048 | 2049 | 2050
[7 empty] | Annual Energy Production (kWh/kW) | Residential DW - Class 1 | Advanced | 3482.8858 | 3576.6765 | 3670.4672 | 3764.2578 | 3858.0485 | 3951.8392 | 4045.6299 | 4139.4206 | 4233.2113 | 4327.002 | 4327.002 | 4327.002 | 4327.002 | 4327.002 | 4327.002 | 4327.002 | 4327.002 | 4327.002 | 4327.002 | 4327.002 | 4327.002 | 4327.002 | 4327.002 | 4327.002 | 4327.002 | 4327.002 | 4327.002 | 4327.002 | 4327.002 | 4327.002
[8 empty] | Residential DW - Class 1 | Moderate | 3482.8858 | 3576.6765 | 3670.4672 | 3764.2578 | 3858.0485 | 3951.8392 | 4045.6299 | 4139.4206 | 4233.2113 | 4327.002 | 4327.002 | 4327.002 | 4327.002 | 4327.002 | 4327.002 | 4327.002 | 4327.002 | 4327.002 | 4327.002 | 4327.002 | 4327.002 | 4327.002 | 4327.002 | 4327.002 | 4327.002 | 4327.002 | 4327.002 | 4327.002 | 4327.002 | 4327.002
[8 empty] | Residential DW - Class 1 | Conservative | 3482.8858 | 3576.6765 | 3670.4672 | 3764.2578 | 3858.0485 | 3951.8392 | 4045.6299 | 4139.4206 | 4233.2113 | 4327.002 | 4327.002 | 4327.002 | 4327.002 | 4327.002 | 4327.002 | 4327.002 | 4327.002 | 4327.002 | 4327.002 | 4327.002 | 4327.002 | 4327.002 | 4327.002 | 4327.002 | 4327.002 | 4327.002 | 4327.002 | 4327.002 | 4327.002 | 4327.002
[8 empty] | Commercial DW - Class 1 | Advanced | 3960.0255 | 4077.2053 | 4194.3852 | 4311.5651 | 4428.745 | 4545.9249 | 4663.1048 | 4780.2847 | 4897.4646 | 5014.6445 | 5014.6445 | 5014.6445 | 5014.6445 | 5014.6445 | 5014.6445 | 5014.6445 | 5014.6445 | 5014.6445 | 5014.6445 | 5014.6445 | 5014.6445 | 5014.6445 | 5014.6445 | 5014.6445 | 5014.6445 | 5014.6445 | 5014.6445 | 5014.6445 | 5014.6445 | 5014.6445
[8 empty] | Commercial DW - Class 1 | Moderate | 3960.0255 | 4077.2053 | 4194.3852 | 4311.5651 | 4428.745 | 4545.9249 | 4663.1048 | 4780.2847 | 4897.4646 | 5014.6445 | 5014.6445 | 5014.6445 | 5014.6445 | 5014.6445 | 5014.6445 | 5014.6445 | 5014.6445 | 5014.6445 | 5014.6445 | 5014.6445 | 5014.6445 | 5014.6445 | 5014.6445 | 5014.6445 | 5014.6445 | 5014.6445 | 5014.6445 | 5014.6445 | 5014.6445 | 5014.6445
[8 empty] | Commercial DW - Class 1 | Conservative | 3960.0255 | 4077.2053 | 4194.3852 | 4311.5651 | 4428.745 | 4545.9249 | 4663.1048 | 4780.2847 | 4897.4646 | 5014.6445 | 5014.6445 | 5014.6445 | 5014.6445 | 5014.6445 | 5014.6445 | 5014.6445 | 5014.6445 | 5014.6445 | 5014.6445 | 5014.6445 | 5014.6445 | 5014.6445 | 5014.6445 | 5014.6445 | 5014.6445 | 5014.6445 | 5014.6445 | 5014.6445 | 5014.6445 | 5014.6445
[8 empty] | Midsize DW - Class 1 | Advanced | 3709.683 | 3865.767 | 4021.8509 | 4177.9348 | 4334.0188 | 4490.1027 | 4646.1866 | 4802.2705 | 4958.3545 | 5114.4384 | 5114.4384 | 5114.4384 | 5114.4384 | 5114.4384 | 5114.4384 | 5114.4384 | 5114.4384 | 5114.4384 | 5114.4384 | 5114.4384 | 5114.4384 | 5114.4384 | 5114.4384 | 5114.4384 | 5114.4384 | 5114.4384 | 5114.4384 | 5114.4384 | 5114.4384 | 5114.4384
[8 empty] | Midsize DW - Class 1 | Moderate | 3709.683 | 3865.767 | 4021.8509 | 4177.9348 | 4334.0188 | 4490.1027 | 4646.1866 | 4802.2705 | 4958.3545 | 5114.4384 | 5114.4384 | 5114.4384 | 5114.4384 | 5114.4384 | 5114.4384 | 5114.4384 | 5114.4384 | 5114.4384 | 5114.4384 | 5114.4384 | 5114.4384 | 5114.4384 | 5114.4384 | 5114.4384 | 5114.4384 | 5114.4384 | 5114.4384 | 5114.4384 | 5114.4384 | 5114.4384
[8 empty] | Midsize DW - Class 1 | Conservative | 3709.683 | 3865.767 | 4021.8509 | 4177.9348 | 4334.0188 | 4490.1027 | 4646.1866 | 4802.2705 | 4958.3545 | 5114.4384 | 5114.4384 | 5114.4384 | 5114.4384 | 5114.4384 | 5114.4384 | 5114.4384 | 5114.4384 | 5114.4384 | 5114.4384 | 5114.4384 | 5114.4384 | 5114.4384 | 5114.4384 | 5114.4384 | 5114.4384 | 5114.4384 | 5114.4384 | 5114.4384 | 5114.4384 | 5114.4384
[8 empty] | Large DW - Class 1 | Advanced | 4175.362 | 4298.935 | 4422.5079 | 4546.0808 | 4669.6538 | 4793.2267 | 4916.7997 | 5040.3726 | 5163.9455 | 5287.5185 | 5287.5185 | 5287.5185 | 5287.5185 | 5287.5185 | 5287.5185 | 5287.5185 | 5287.5185 | 5287.5185 | 5287.5185 | 5287.5185 | 5287.5185 | 5287.5185 | 5287.5185 | 5287.5185 | 5287.5185 | 5287.5185 | 5287.5185 | 5287.5185 | 5287.5185 | 5287.5185
[8 empty] | Large DW - Class 1 | Moderate | 4175.362 | 4298.935 | 4422.5079 | 4546.0808 | 4669.6538 | 4793.2267 | 4916.7997 | 5040.3726 | 5163.9455 | 5287.5185 | 5287.5185 | 5287.5185 | 5287.5185 | 5287.5185 | 5287.5185 | 5287.5185 | 5287.5185 | 5287.5185 | 5287.5185 | 5287.5185 | 5287.5185 | 5287.5185 | 5287.5185 | 5287.5185 | 5287.5185 | 5287.5185 | 5287.5185 | 5287.5185 | 5287.5185 | 5287.5185
[8 empty] | Large DW - Class 1 | Conservative | 4175.362 | 4298.935 | 4422.5079 | 4546.0808 | 4669.6538 | 4793.2267 | 4916.7997 | 5040.3726 | 5163.9455 | 5287.5185 | 5287.5185 | 5287.5185 | 5287.5185 | 5287.5185 | 5287.5185 | 5287.5185 | 5287.5185 | 5287.5185 | 5287.5185 | 5287.5185 | 5287.5185 | 5287.5185 | 5287.5185 | 5287.5185 | 5287.5185 | 5287.5185 | 5287.5185 | 5287.5185 | 5287.5185 | 5287.5185
[8 empty] | Residential DW - Class 2 | Advanced | 3208.9203 | 3302.3991 | 3395.8779 | 3489.3568 | 3582.8356 | 3676.3145 | 3769.7933 | 3863.2721 | 3956.751 | 4050.2298 | 4050.2298 | 4050.2298 | 4050.2298 | 4050.2298 | 4050.2298 | 4050.2298 | 4050.2298 | 4050.2298 | 4050.2298 | 4050.2298 | 4050.2298 | 4050.2298 | 4050.2298 | 4050.2298 | 4050.2298 | 4050.2298 | 4050.2298 | 4050.2298 | 4050.2298 | 4050.2298
[8 empty] | Residential DW - Class 2 | Moderate | 3208.9203 | 3302.3991 | 3395.8779 | 3489.3568 | 3582.8356 | 3676.3145 | 3769.7933 | 3863.2721 | 3956.751 | 4050.2298 | 4050.2298 | 4050.2298 | 4050.2298 | 4050.2298 | 4050.2298 | 4050.2298 | 4050.2298 | 4050.2298 | 4050.2298 | 4050.2298 | 4050.2298 | 4050.2298 | 4050.2298 | 4050.2298 | 4050.2298 | 4050.2298 | 4050.2298 | 4050.2298 | 4050.2298 | 4050.2298
[8 empty] | Residential DW - Class 2 | Conservative | 3208.9203 | 3302.3991 | 3395.8779 | 3489.3568 | 3582.8356 | 3676.3145 | 3769.7933 | 3863.2721 | 3956.751 | 4050.2298 | 4050.2298 | 4050.2298 | 4050.2298 | 4050.2298 | 4050.2298 | 4050.2298 | 4050.2298 | 4050.2298 | 4050.2298 | 4050.2298 | 4050.2298 | 4050.2298 | 4050.2298 | 4050.2298 | 4050.2298 | 4050.2298 | 4050.2298 | 4050.2298 | 4050.2298 | 4050.2298
[8 empty] | Commercial DW - Class 2 | Advanced | 3609.3434 | 3731.357 | 3853.3707 | 3975.3844 | 4097.398 | 4219.4117 | 4341.4253 | 4463.439 | 4585.4527 | 4707.4663 | 4707.4663 | 4707.4663 | 4707.4663 | 4707.4663 | 4707.4663 | 4707.4663 | 4707.4663 | 4707.4663 | 4707.4663 | 4707.4663 | 4707.4663 | 4707.4663 | 4707.4663 | 4707.4663 | 4707.4663 | 4707.4663 | 4707.4663 | 4707.4663 | 4707.4663 | 4707.4663
[8 empty] | Commercial DW - Class 2 | Moderate | 3609.3434 | 3731.357 | 3853.3707 | 3975.3844 | 4097.398 | 4219.4117 | 4341.4253 | 4463.439 | 4585.4527 | 4707.4663 | 4707.4663 | 4707.4663 | 4707.4663 | 4707.4663 | 4707.4663 | 4707.4663 | 4707.4663 | 4707.4663 | 4707.4663 | 4707.4663 | 4707.4663 | 4707.4663 | 4707.4663 | 4707.4663 | 4707.4663 | 4707.4663 | 4707.4663 | 4707.4663 | 4707.4663 | 4707.4663
[8 empty] | Commercial DW - Class 2 | Conservative | 3609.3434 | 3731.357 | 3853.3707 | 3975.3844 | 4097.398 | 4219.4117 | 4341.4253 | 4463.439 | 4585.4527 | 4707.4663 | 4707.4663 | 4707.4663 | 4707.4663 | 4707.4663 | 4707.4663 | 4707.4663 | 4707.4663 | 4707.4663 | 4707.4663 | 4707.4663 | 4707.4663 | 4707.4663 | 4707.4663 | 4707.4663 | 4707.4663 | 4707.4663 | 4707.4663 | 4707.4663 | 4707.4663 | 4707.4663
[8 empty] | Midsize DW - Class 2 | Advanced | 3361.6518 | 3523.6609 | 3685.6701 | 3847.6793 | 4009.6885 | 4171.6977 | 4333.7069 | 4495.7161 | 4657.7253 | 4819.7345 | 4819.7345 | 4819.7345 | 4819.7345 | 4819.7345 | 4819.7345 | 4819.7345 | 4819.7345 | 4819.7345 | 4819.7345 | 4819.7345 | 4819.7345 | 4819.7345 | 4819.7345 | 4819.7345 | 4819.7345 | 4819.7345 | 4819.7345 | 4819.7345 | 4819.7345 | 4819.7345
[8 empty] | Midsize DW - Class 2 | Moderate | 3361.6518 | 3523.6609 | 3685.6701 | 3847.6793 | 4009.6885 | 4171.6977 | 4333.7069 | 4495.7161 | 4657.7253 | 4819.7345 | 4819.7345 | 4819.7345 | 4819.7345 | 4819.7345 | 4819.7345 | 4819.7345 | 4819.7345 | 4819.7345 | 4819.7345 | 4819.7345 | 4819.7345 | 4819.7345 | 4819.7345 | 4819.7345 | 4819.7345 | 4819.7345 | 4819.7345 | 4819.7345 | 4819.7345 | 4819.7345
[8 empty] | Midsize DW - Class 2 | Conservative | 3361.6518 | 3523.6609 | 3685.6701 | 3847.6793 | 4009.6885 | 4171.6977 | 4333.7069 | 4495.7161 | 4657.7253 | 4819.7345 | 4819.7345 | 4819.7345 | 4819.7345 | 4819.7345 | 4819.7345 | 4819.7345 | 4819.7345 | 4819.7345 | 4819.7345 | 4819.7345 | 4819.7345 | 4819.7345 | 4819.7345 | 4819.7345 | 4819.7345 | 4819.7345 | 4819.7345 | 4819.7345 | 4819.7345 | 4819.7345
[8 empty] | Large DW - Class 2 | Advanced | 3839.805 | 3970.0828 | 4100.3607 | 4230.6385 | 4360.9163 | 4491.1942 | 4621.472 | 4751.7499 | 4882.0277 | 5012.3056 | 5012.3056 | 5012.3056 | 5012.3056 | 5012.3056 | 5012.3056 | 5012.3056 | 5012.3056 | 5012.3056 | 5012.3056 | 5012.3056 | 5012.3056 | 5012.3056 | 5012.3056 | 5012.3056 | 5012.3056 | 5012.3056 | 5012.3056 | 5012.3056 | 5012.3056 | 5012.3056
[8 empty] | Large DW - Class 2 | Moderate | 3839.805 | 3970.0828 | 4100.3607 | 4230.6385 | 4360.9163 | 4491.1942 | 4621.472 | 4751.7499 | 4882.0277 | 5012.3056 | 5012.3056 | 5012.3056 | 5012.3056 | 5012.3056 | 5012.3056 | 5012.3056 | 5012.3056 | 5012.3056 | 5012.3056 | 5012.3056 | 5012.3056 | 5012.3056 | 5012.3056 | 5012.3056 | 5012.3056 | 5012.3056 | 5012.3056 | 5012.3056 | 5012.3056 | 5012.3056
[8 empty] | Large DW - Class 2 | Conservative | 3839.805 | 3970.0828 | 4100.3607 | 4230.6385 | 4360.9163 | 4491.1942 | 4621.472 | 4751.7499 | 4882.0277 | 5012.3056 | 5012.3056 | 5012.3056 | 5012.3056 | 5012.3056 | 5012.3056 | 5012.3056 | 5012.3056 | 5012.3056 | 5012.3056 | 5012.3056 | 5012.3056 | 5012.3056 | 5012.3056 | 5012.3056 | 5012.3056 | 5012.3056 | 5012.3056 | 5012.3056 | 5012.3056 | 5012.3056
[8 empty] | Residential DW - Class 3 | Advanced | 3111.5725 | 3205.6458 | 3299.7191 | 3393.7924 | 3487.8657 | 3581.939 | 3676.0123 | 3770.0857 | 3864.159 | 3958.2323 | 3958.2323 | 3958.2323 | 3958.2323 | 3958.2323 | 3958.2323 | 3958.2323 | 3958.2323 | 3958.2323 | 3958.2323 | 3958.2323 | 3958.2323 | 3958.2323 | 3958.2323 | 3958.2323 | 3958.2323 | 3958.2323 | 3958.2323 | 3958.2323 | 3958.2323 | 3958.2323
[8 empty] | Residential DW - Class 3 | Moderate | 3111.5725 | 3205.6458 | 3299.7191 | 3393.7924 | 3487.8657 | 3581.939 | 3676.0123 | 3770.0857 | 3864.159 | 3958.2323 | 3958.2323 | 3958.2323 | 3958.2323 | 3958.2323 | 3958.2323 | 3958.2323 | 3958.2323 | 3958.2323 | 3958.2323 | 3958.2323 | 3958.2323 | 3958.2323 | 3958.2323 | 3958.2323 | 3958.2323 | 3958.2323 | 3958.2323 | 3958.2323 | 3958.2323 | 3958.2323
[8 empty] | Residential DW - Class 3 | Conservative | 3111.5725 | 3205.6458 | 3299.7191 | 3393.7924 | 3487.8657 | 3581.939 | 3676.0123 | 3770.0857 | 3864.159 | 3958.2323 | 3958.2323 | 3958.2323 | 3958.2323 | 3958.2323 | 3958.2323 | 3958.2323 | 3958.2323 | 3958.2323 | 3958.2323 | 3958.2323 | 3958.2323 | 3958.2323 | 3958.2323 | 3958.2323 | 3958.2323 | 3958.2323 | 3958.2323 | 3958.2323 | 3958.2323 | 3958.2323
[8 empty] | Commercial DW - Class 3 | Advanced | 3488.2653 | 3611.6043 | 3734.9434 | 3858.2824 | 3981.6215 | 4104.9605 | 4228.2996 | 4351.6386 | 4474.9777 | 4598.3167 | 4598.3167 | 4598.3167 | 4598.3167 | 4598.3167 | 4598.3167 | 4598.3167 | 4598.3167 | 4598.3167 | 4598.3167 | 4598.3167 | 4598.3167 | 4598.3167 | 4598.3167 | 4598.3167 | 4598.3167 | 4598.3167 | 4598.3167 | 4598.3167 | 4598.3167 | 4598.3167
[8 empty] | Commercial DW - Class 3 | Moderate | 3488.2653 | 3611.6043 | 3734.9434 | 3858.2824 | 3981.6215 | 4104.9605 | 4228.2996 | 4351.6386 | 4474.9777 | 4598.3167 | 4598.3167 | 4598.3167 | 4598.3167 | 4598.3167 | 4598.3167 | 4598.3167 | 4598.3167 | 4598.3167 | 4598.3167 | 4598.3167 | 4598.3167 | 4598.3167 | 4598.3167 | 4598.3167 | 4598.3167 | 4598.3167 | 4598.3167 | 4598.3167 | 4598.3167 | 4598.3167
[8 empty] | Commercial DW - Class 3 | Conservative | 3488.2653 | 3611.6043 | 3734.9434 | 3858.2824 | 3981.6215 | 4104.9605 | 4228.2996 | 4351.6386 | 4474.9777 | 4598.3167 | 4598.3167 | 4598.3167 | 4598.3167 | 4598.3167 | 4598.3167 | 4598.3167 | 4598.3167 | 4598.3167 | 4598.3167 | 4598.3167 | 4598.3167 | 4598.3167 | 4598.3167 | 4598.3167 | 4598.3167 | 4598.3167 | 4598.3167 | 4598.3167 | 4598.3167 | 4598.3167
[8 empty] | Midsize DW - Class 3 | Advanced | 3242.2889 | 3405.7794 | 3569.2699 | 3732.7604 | 3896.2509 | 4059.7414 | 4223.2319 | 4386.7224 | 4550.2129 | 4713.7034 | 4713.7034 | 4713.7034 | 4713.7034 | 4713.7034 | 4713.7034 | 4713.7034 | 4713.7034 | 4713.7034 | 4713.7034 | 4713.7034 | 4713.7034 | 4713.7034 | 4713.7034 | 4713.7034 | 4713.7034 | 4713.7034 | 4713.7034 | 4713.7034 | 4713.7034 | 4713.7034
[8 empty] | Midsize DW - Class 3 | Moderate | 3242.2889 | 3405.7794 | 3569.2699 | 3732.7604 | 3896.2509 | 4059.7414 | 4223.2319 | 4386.7224 | 4550.2129 | 4713.7034 | 4713.7034 | 4713.7034 | 4713.7034 | 4713.7034 | 4713.7034 | 4713.7034 | 4713.7034 | 4713.7034 | 4713.7034 | 4713.7034 | 4713.7034 | 4713.7034 | 4713.7034 | 4713.7034 | 4713.7034 | 4713.7034 | 4713.7034 | 4713.7034 | 4713.7034 | 4713.7034
[8 empty] | Midsize DW - Class 3 | Conservative | 3242.2889 | 3405.7794 | 3569.2699 | 3732.7604 | 3896.2509 | 4059.7414 | 4223.2319 | 4386.7224 | 4550.2129 | 4713.7034 | 4713.7034 | 4713.7034 | 4713.7034 | 4713.7034 | 4713.7034 | 4713.7034 | 4713.7034 | 4713.7034 | 4713.7034 | 4713.7034 | 4713.7034 | 4713.7034 | 4713.7034 | 4713.7034 | 4713.7034 | 4713.7034 | 4713.7034 | 4713.7034 | 4713.7034 | 4713.7034
[8 empty] | Large DW - Class 3 | Advanced | 3721.6115 | 3853.7605 | 3985.9095 | 4118.0585 | 4250.2075 | 4382.3564 | 4514.5054 | 4646.6544 | 4778.8034 | 4910.9524 | 4910.9524 | 4910.9524 | 4910.9524 | 4910.9524 | 4910.9524 | 4910.9524 | 4910.9524 | 4910.9524 | 4910.9524 | 4910.9524 | 4910.9524 | 4910.9524 | 4910.9524 | 4910.9524 | 4910.9524 | 4910.9524 | 4910.9524 | 4910.9524 | 4910.9524 | 4910.9524
[8 empty] | Large DW - Class 3 | Moderate | 3721.6115 | 3853.7605 | 3985.9095 | 4118.0585 | 4250.2075 | 4382.3564 | 4514.5054 | 4646.6544 | 4778.8034 | 4910.9524 | 4910.9524 | 4910.9524 | 4910.9524 | 4910.9524 | 4910.9524 | 4910.9524 | 4910.9524 | 4910.9524 | 4910.9524 | 4910.9524 | 4910.9524 | 4910.9524 | 4910.9524 | 4910.9524 | 4910.9524 | 4910.9524 | 4910.9524 | 4910.9524 | 4910.9524 | 4910.9524
[8 empty] | Large DW - Class 3 | Conservative | 3721.6115 | 3853.7605 | 3985.9095 | 4118.0585 | 4250.2075 | 4382.3564 | 4514.5054 | 4646.6544 | 4778.8034 | 4910.9524 | 4910.9524 | 4910.9524 | 4910.9524 | 4910.9524 | 4910.9524 | 4910.9524 | 4910.9524 | 4910.9524 | 4910.9524 | 4910.9524 | 4910.9524 | 4910.9524 | 4910.9524 | 4910.9524 | 4910.9524 | 4910.9524 | 4910.9524 | 4910.9524 | 4910.9524 | 4910.9524
[8 empty] | Residential DW - Class 4 | Advanced | 3009.9951 | 3104.5265 | 3199.0578 | 3293.5892 | 3388.1205 | 3482.6519 | 3577.1832 | 3671.7146 | 3766.2459 | 3860.7773 | 3860.7773 | 3860.7773 | 3860.7773 | 3860.7773 | 3860.7773 | 3860.7773 | 3860.7773 | 3860.7773 | 3860.7773 | 3860.7773 | 3860.7773 | 3860.7773 | 3860.7773 | 3860.7773 | 3860.7773 | 3860.7773 | 3860.7773 | 3860.7773 | 3860.7773 | 3860.7773
[8 empty] | Residential DW - Class 4 | Moderate | 3009.9951 | 3104.5265 | 3199.0578 | 3293.5892 | 3388.1205 | 3482.6519 | 3577.1832 | 3671.7146 | 3766.2459 | 3860.7773 | 3860.7773 | 3860.7773 | 3860.7773 | 3860.7773 | 3860.7773 | 3860.7773 | 3860.7773 | 3860.7773 | 3860.7773 | 3860.7773 | 3860.7773 | 3860.7773 | 3860.7773 | 3860.7773 | 3860.7773 | 3860.7773 | 3860.7773 | 3860.7773 | 3860.7773 | 3860.7773
[8 empty] | Residential DW - Class 4 | Conservative | 3009.9951 | 3104.5265 | 3199.0578 | 3293.5892 | 3388.1205 | 3482.6519 | 3577.1832 | 3671.7146 | 3766.2459 | 3860.7773 | 3860.7773 | 3860.7773 | 3860.7773 | 3860.7773 | 3860.7773 | 3860.7773 | 3860.7773 | 3860.7773 | 3860.7773 | 3860.7773 | 3860.7773 | 3860.7773 | 3860.7773 | 3860.7773 | 3860.7773 | 3860.7773 | 3860.7773 | 3860.7773 | 3860.7773 | 3860.7773
[8 empty] | Commercial DW - Class 4 | Advanced | 3363.1331 | 3487.6416 | 3612.1501 | 3736.6586 | 3861.1671 | 3985.6756 | 4110.1841 | 4234.6926 | 4359.2011 | 4483.7096 | 4483.7096 | 4483.7096 | 4483.7096 | 4483.7096 | 4483.7096 | 4483.7096 | 4483.7096 | 4483.7096 | 4483.7096 | 4483.7096 | 4483.7096 | 4483.7096 | 4483.7096 | 4483.7096 | 4483.7096 | 4483.7096 | 4483.7096 | 4483.7096 | 4483.7096 | 4483.7096
[8 empty] | Commercial DW - Class 4 | Moderate | 3363.1331 | 3487.6416 | 3612.1501 | 3736.6586 | 3861.1671 | 3985.6756 | 4110.1841 | 4234.6926 | 4359.2011 | 4483.7096 | 4483.7096 | 4483.7096 | 4483.7096 | 4483.7096 | 4483.7096 | 4483.7096 | 4483.7096 | 4483.7096 | 4483.7096 | 4483.7096 | 4483.7096 | 4483.7096 | 4483.7096 | 4483.7096 | 4483.7096 | 4483.7096 | 4483.7096 | 4483.7096 | 4483.7096 | 4483.7096
[8 empty] | Commercial DW - Class 4 | Conservative | 3363.1331 | 3487.6416 | 3612.1501 | 3736.6586 | 3861.1671 | 3985.6756 | 4110.1841 | 4234.6926 | 4359.2011 | 4483.7096 | 4483.7096 | 4483.7096 | 4483.7096 | 4483.7096 | 4483.7096 | 4483.7096 | 4483.7096 | 4483.7096 | 4483.7096 | 4483.7096 | 4483.7096 | 4483.7096 | 4483.7096 | 4483.7096 | 4483.7096 | 4483.7096 | 4483.7096 | 4483.7096 | 4483.7096 | 4483.7096
[8 empty] | Midsize DW - Class 4 | Advanced | 3118.9498 | 3283.8437 | 3448.7375 | 3613.6314 | 3778.5253 | 3943.4191 | 4108.313 | 4273.2068 | 4438.1007 | 4602.9946 | 4602.9946 | 4602.9946 | 4602.9946 | 4602.9946 | 4602.9946 | 4602.9946 | 4602.9946 | 4602.9946 | 4602.9946 | 4602.9946 | 4602.9946 | 4602.9946 | 4602.9946 | 4602.9946 | 4602.9946 | 4602.9946 | 4602.9946 | 4602.9946 | 4602.9946 | 4602.9946
[8 empty] | Midsize DW - Class 4 | Moderate | 3118.9498 | 3283.8437 | 3448.7375 | 3613.6314 | 3778.5253 | 3943.4191 | 4108.313 | 4273.2068 | 4438.1007 | 4602.9946 | 4602.9946 | 4602.9946 | 4602.9946 | 4602.9946 | 4602.9946 | 4602.9946 | 4602.9946 | 4602.9946 | 4602.9946 | 4602.9946 | 4602.9946 | 4602.9946 | 4602.9946 | 4602.9946 | 4602.9946 | 4602.9946 | 4602.9946 | 4602.9946 | 4602.9946 | 4602.9946
[8 empty] | Midsize DW - Class 4 | Conservative | 3118.9498 | 3283.8437 | 3448.7375 | 3613.6314 | 3778.5253 | 3943.4191 | 4108.313 | 4273.2068 | 4438.1007 | 4602.9946 | 4602.9946 | 4602.9946 | 4602.9946 | 4602.9946 | 4602.9946 | 4602.9946 | 4602.9946 | 4602.9946 | 4602.9946 | 4602.9946 | 4602.9946 | 4602.9946 | 4602.9946 | 4602.9946 | 4602.9946 | 4602.9946 | 4602.9946 | 4602.9946 | 4602.9946 | 4602.9946
[8 empty] | Large DW - Class 4 | Advanced | 3599.442 | 3733.3841 | 3867.3263 | 4001.2684 | 4135.2106 | 4269.1527 | 4403.0949 | 4537.037 | 4670.9792 | 4804.9213 | 4804.9213 | 4804.9213 | 4804.9213 | 4804.9213 | 4804.9213 | 4804.9213 | 4804.9213 | 4804.9213 | 4804.9213 | 4804.9213 | 4804.9213 | 4804.9213 | 4804.9213 | 4804.9213 | 4804.9213 | 4804.9213 | 4804.9213 | 4804.9213 | 4804.9213 | 4804.9213
[8 empty] | Large DW - Class 4 | Moderate | 3599.442 | 3733.3841 | 3867.3263 | 4001.2684 | 4135.2106 | 4269.1527 | 4403.0949 | 4537.037 | 4670.9792 | 4804.9213 | 4804.9213 | 4804.9213 | 4804.9213 | 4804.9213 | 4804.9213 | 4804.9213 | 4804.9213 | 4804.9213 | 4804.9213 | 4804.9213 | 4804.9213 | 4804.9213 | 4804.9213 | 4804.9213 | 4804.9213 | 4804.9213 | 4804.9213 | 4804.9213 | 4804.9213 | 4804.9213
[8 empty] | Large DW - Class 4 | Conservative | 3599.442 | 3733.3841 | 3867.3263 | 4001.2684 | 4135.2106 | 4269.1527 | 4403.0949 | 4537.037 | 4670.9792 | 4804.9213 | 4804.9213 | 4804.9213 | 4804.9213 | 4804.9213 | 4804.9213 | 4804.9213 | 4804.9213 | 4804.9213 | 4804.9213 | 4804.9213 | 4804.9213 | 4804.9213 | 4804.9213 | 4804.9213 | 4804.9213 | 4804.9213 | 4804.9213 | 4804.9213 | 4804.9213 | 4804.9213
[8 empty] | Residential DW - Class 5 | Advanced | 2883.8494 | 2978.5367 | 3073.2239 | 3167.9112 | 3262.5985 | 3357.2858 | 3451.973 | 3546.6603 | 3641.3476 | 3736.0349 | 3736.0349 | 3736.0349 | 3736.0349 | 3736.0349 | 3736.0349 | 3736.0349 | 3736.0349 | 3736.0349 | 3736.0349 | 3736.0349 | 3736.0349 | 3736.0349 | 3736.0349 | 3736.0349 | 3736.0349 | 3736.0349 | 3736.0349 | 3736.0349 | 3736.0349 | 3736.0349
[8 empty] | Residential DW - Class 5 | Moderate | 2883.8494 | 2978.5367 | 3073.2239 | 3167.9112 | 3262.5985 | 3357.2858 | 3451.973 | 3546.6603 | 3641.3476 | 3736.0349 | 3736.0349 | 3736.0349 | 3736.0349 | 3736.0349 | 3736.0349 | 3736.0349 | 3736.0349 | 3736.0349 | 3736.0349 | 3736.0349 | 3736.0349 | 3736.0349 | 3736.0349 | 3736.0349 | 3736.0349 | 3736.0349 | 3736.0349 | 3736.0349 | 3736.0349 | 3736.0349
[8 empty] | Residential DW - Class 5 | Conservative | 2883.8494 | 2978.5367 | 3073.2239 | 3167.9112 | 3262.5985 | 3357.2858 | 3451.973 | 3546.6603 | 3641.3476 | 3736.0349 | 3736.0349 | 3736.0349 | 3736.0349 | 3736.0349 | 3736.0349 | 3736.0349 | 3736.0349 | 3736.0349 | 3736.0349 | 3736.0349 | 3736.0349 | 3736.0349 | 3736.0349 | 3736.0349 | 3736.0349 | 3736.0349 | 3736.0349 | 3736.0349 | 3736.0349 | 3736.0349
[8 empty] | Commercial DW - Class 5 | Advanced | 3209.1542 | 3334.8321 | 3460.5101 | 3586.1881 | 3711.866 | 3837.544 | 3963.222 | 4088.8999 | 4214.5779 | 4340.2559 | 4340.2559 | 4340.2559 | 4340.2559 | 4340.2559 | 4340.2559 | 4340.2559 | 4340.2559 | 4340.2559 | 4340.2559 | 4340.2559 | 4340.2559 | 4340.2559 | 4340.2559 | 4340.2559 | 4340.2559 | 4340.2559 | 4340.2559 | 4340.2559 | 4340.2559 | 4340.2559
[8 empty] | Commercial DW - Class 5 | Moderate | 3209.1542 | 3334.8321 | 3460.5101 | 3586.1881 | 3711.866 | 3837.544 | 3963.222 | 4088.8999 | 4214.5779 | 4340.2559 | 4340.2559 | 4340.2559 | 4340.2559 | 4340.2559 | 4340.2559 | 4340.2559 | 4340.2559 | 4340.2559 | 4340.2559 | 4340.2559 | 4340.2559 | 4340.2559 | 4340.2559 | 4340.2559 | 4340.2559 | 4340.2559 | 4340.2559 | 4340.2559 | 4340.2559 | 4340.2559
[8 empty] | Commercial DW - Class 5 | Conservative | 3209.1542 | 3334.8321 | 3460.5101 | 3586.1881 | 3711.866 | 3837.544 | 3963.222 | 4088.8999 | 4214.5779 | 4340.2559 | 4340.2559 | 4340.2559 | 4340.2559 | 4340.2559 | 4340.2559 | 4340.2559 | 4340.2559 | 4340.2559 | 4340.2559 | 4340.2559 | 4340.2559 | 4340.2559 | 4340.2559 | 4340.2559 | 4340.2559 | 4340.2559 | 4340.2559 | 4340.2559 | 4340.2559 | 4340.2559
[8 empty] | Midsize DW - Class 5 | Advanced | 2968.7912 | 3134.7765 | 3300.7619 | 3466.7472 | 3632.7326 | 3798.7179 | 3964.7033 | 4130.6886 | 4296.674 | 4462.6594 | 4462.6594 | 4462.6594 | 4462.6594 | 4462.6594 | 4462.6594 | 4462.6594 | 4462.6594 | 4462.6594 | 4462.6594 | 4462.6594 | 4462.6594 | 4462.6594 | 4462.6594 | 4462.6594 | 4462.6594 | 4462.6594 | 4462.6594 | 4462.6594 | 4462.6594 | 4462.6594
[8 empty] | Midsize DW - Class 5 | Moderate | 2968.7912 | 3134.7765 | 3300.7619 | 3466.7472 | 3632.7326 | 3798.7179 | 3964.7033 | 4130.6886 | 4296.674 | 4462.6594 | 4462.6594 | 4462.6594 | 4462.6594 | 4462.6594 | 4462.6594 | 4462.6594 | 4462.6594 | 4462.6594 | 4462.6594 | 4462.6594 | 4462.6594 | 4462.6594 | 4462.6594 | 4462.6594 | 4462.6594 | 4462.6594 | 4462.6594 | 4462.6594 | 4462.6594 | 4462.6594
[8 empty] | Midsize DW - Class 5 | Conservative | 2968.7912 | 3134.7765 | 3300.7619 | 3466.7472 | 3632.7326 | 3798.7179 | 3964.7033 | 4130.6886 | 4296.674 | 4462.6594 | 4462.6594 | 4462.6594 | 4462.6594 | 4462.6594 | 4462.6594 | 4462.6594 | 4462.6594 | 4462.6594 | 4462.6594 | 4462.6594 | 4462.6594 | 4462.6594 | 4462.6594 | 4462.6594 | 4462.6594 | 4462.6594 | 4462.6594 | 4462.6594 | 4462.6594 | 4462.6594
[8 empty] | Large DW - Class 5 | Advanced | 3447.802 | 3583.6932 | 3719.5845 | 3855.4757 | 3991.367 | 4127.2582 | 4263.1495 | 4399.0407 | 4534.932 | 4670.8232 | 4670.8232 | 4670.8232 | 4670.8232 | 4670.8232 | 4670.8232 | 4670.8232 | 4670.8232 | 4670.8232 | 4670.8232 | 4670.8232 | 4670.8232 | 4670.8232 | 4670.8232 | 4670.8232 | 4670.8232 | 4670.8232 | 4670.8232 | 4670.8232 | 4670.8232 | 4670.8232
[8 empty] | Large DW - Class 5 | Moderate | 3447.802 | 3583.6932 | 3719.5845 | 3855.4757 | 3991.367 | 4127.2582 | 4263.1495 | 4399.0407 | 4534.932 | 4670.8232 | 4670.8232 | 4670.8232 | 4670.8232 | 4670.8232 | 4670.8232 | 4670.8232 | 4670.8232 | 4670.8232 | 4670.8232 | 4670.8232 | 4670.8232 | 4670.8232 | 4670.8232 | 4670.8232 | 4670.8232 | 4670.8232 | 4670.8232 | 4670.8232 | 4670.8232 | 4670.8232
[8 empty] | Large DW - Class 5 | Conservative | 3447.802 | 3583.6932 | 3719.5845 | 3855.4757 | 3991.367 | 4127.2582 | 4263.1495 | 4399.0407 | 4534.932 | 4670.8232 | 4670.8232 | 4670.8232 | 4670.8232 | 4670.8232 | 4670.8232 | 4670.8232 | 4670.8232 | 4670.8232 | 4670.8232 | 4670.8232 | 4670.8232 | 4670.8232 | 4670.8232 | 4670.8232 | 4670.8232 | 4670.8232 | 4670.8232 | 4670.8232 | 4670.8232 | 4670.8232
[8 empty] | Residential DW - Class 6 | Advanced | 2691.98 | 2786.5893 | 2881.1986 | 2975.8079 | 3070.4172 | 3165.0265 | 3259.6359 | 3354.2452 | 3448.8545 | 3543.4638 | 3543.4638 | 3543.4638 | 3543.4638 | 3543.4638 | 3543.4638 | 3543.4638 | 3543.4638 | 3543.4638 | 3543.4638 | 3543.4638 | 3543.4638 | 3543.4638 | 3543.4638 | 3543.4638 | 3543.4638 | 3543.4638 | 3543.4638 | 3543.4638 | 3543.4638 | 3543.4638
[8 empty] | Residential DW - Class 6 | Moderate | 2691.98 | 2786.5893 | 2881.1986 | 2975.8079 | 3070.4172 | 3165.0265 | 3259.6359 | 3354.2452 | 3448.8545 | 3543.4638 | 3543.4638 | 3543.4638 | 3543.4638 | 3543.4638 | 3543.4638 | 3543.4638 | 3543.4638 | 3543.4638 | 3543.4638 | 3543.4638 | 3543.4638 | 3543.4638 | 3543.4638 | 3543.4638 | 3543.4638 | 3543.4638 | 3543.4638 | 3543.4638 | 3543.4638 | 3543.4638
[8 empty] | Residential DW - Class 6 | Conservative | 2691.98 | 2786.5893 | 2881.1986 | 2975.8079 | 3070.4172 | 3165.0265 | 3259.6359 | 3354.2452 | 3448.8545 | 3543.4638 | 3543.4638 | 3543.4638 | 3543.4638 | 3543.4638 | 3543.4638 | 3543.4638 | 3543.4638 | 3543.4638 | 3543.4638 | 3543.4638 | 3543.4638 | 3543.4638 | 3543.4638 | 3543.4638 | 3543.4638 | 3543.4638 | 3543.4638 | 3543.4638 | 3543.4638 | 3543.4638
[8 empty] | Commercial DW - Class 6 | Advanced | 2980.1739 | 3106.8654 | 3233.5569 | 3360.2484 | 3486.9399 | 3613.6314 | 3740.3229 | 3867.0144 | 3993.7059 | 4120.3974 | 4120.3974 | 4120.3974 | 4120.3974 | 4120.3974 | 4120.3974 | 4120.3974 | 4120.3974 | 4120.3974 | 4120.3974 | 4120.3974 | 4120.3974 | 4120.3974 | 4120.3974 | 4120.3974 | 4120.3974 | 4120.3974 | 4120.3974 | 4120.3974 | 4120.3974 | 4120.3974
[8 empty] | Commercial DW - Class 6 | Moderate | 2980.1739 | 3106.8654 | 3233.5569 | 3360.2484 | 3486.9399 | 3613.6314 | 3740.3229 | 3867.0144 | 3993.7059 | 4120.3974 | 4120.3974 | 4120.3974 | 4120.3974 | 4120.3974 | 4120.3974 | 4120.3974 | 4120.3974 | 4120.3974 | 4120.3974 | 4120.3974 | 4120.3974 | 4120.3974 | 4120.3974 | 4120.3974 | 4120.3974 | 4120.3974 | 4120.3974 | 4120.3974 | 4120.3974 | 4120.3974
[8 empty] | Commercial DW - Class 6 | Conservative | 2980.1739 | 3106.8654 | 3233.5569 | 3360.2484 | 3486.9399 | 3613.6314 | 3740.3229 | 3867.0144 | 3993.7059 | 4120.3974 | 4120.3974 | 4120.3974 | 4120.3974 | 4120.3974 | 4120.3974 | 4120.3974 | 4120.3974 | 4120.3974 | 4120.3974 | 4120.3974 | 4120.3974 | 4120.3974 | 4120.3974 | 4120.3974 | 4120.3974 | 4120.3974 | 4120.3974 | 4120.3974 | 4120.3974 | 4120.3974
[8 empty] | Midsize DW - Class 6 | Advanced | 2744.4887 | 2911.4876 | 3078.4865 | 3245.4854 | 3412.4843 | 3579.4832 | 3746.4821 | 3913.4809 | 4080.4798 | 4247.4787 | 4247.4787 | 4247.4787 | 4247.4787 | 4247.4787 | 4247.4787 | 4247.4787 | 4247.4787 | 4247.4787 | 4247.4787 | 4247.4787 | 4247.4787 | 4247.4787 | 4247.4787 | 4247.4787 | 4247.4787 | 4247.4787 | 4247.4787 | 4247.4787 | 4247.4787 | 4247.4787
[8 empty] | Midsize DW - Class 6 | Moderate | 2744.4887 | 2911.4876 | 3078.4865 | 3245.4854 | 3412.4843 | 3579.4832 | 3746.4821 | 3913.4809 | 4080.4798 | 4247.4787 | 4247.4787 | 4247.4787 | 4247.4787 | 4247.4787 | 4247.4787 | 4247.4787 | 4247.4787 | 4247.4787 | 4247.4787 | 4247.4787 | 4247.4787 | 4247.4787 | 4247.4787 | 4247.4787 | 4247.4787 | 4247.4787 | 4247.4787 | 4247.4787 | 4247.4787 | 4247.4787
[8 empty] | Midsize DW - Class 6 | Conservative | 2744.4887 | 2911.4876 | 3078.4865 | 3245.4854 | 3412.4843 | 3579.4832 | 3746.4821 | 3913.4809 | 4080.4798 | 4247.4787 | 4247.4787 | 4247.4787 | 4247.4787 | 4247.4787 | 4247.4787 | 4247.4787 | 4247.4787 | 4247.4787 | 4247.4787 | 4247.4787 | 4247.4787 | 4247.4787 | 4247.4787 | 4247.4787 | 4247.4787 | 4247.4787 | 4247.4787 | 4247.4787 | 4247.4787 | 4247.4787
[8 empty] | Large DW - Class 6 | Advanced | 3220.0691 | 3358.2213 | 3496.3735 | 3634.5258 | 3772.678 | 3910.8302 | 4048.9824 | 4187.1346 | 4325.2868 | 4463.439 | 4463.439 | 4463.439 | 4463.439 | 4463.439 | 4463.439 | 4463.439 | 4463.439 | 4463.439 | 4463.439 | 4463.439 | 4463.439 | 4463.439 | 4463.439 | 4463.439 | 4463.439 | 4463.439 | 4463.439 | 4463.439 | 4463.439 | 4463.439
[8 empty] | Large DW - Class 6 | Moderate | 3220.0691 | 3358.2213 | 3496.3735 | 3634.5258 | 3772.678 | 3910.8302 | 4048.9824 | 4187.1346 | 4325.2868 | 4463.439 | 4463.439 | 4463.439 | 4463.439 | 4463.439 | 4463.439 | 4463.439 | 4463.439 | 4463.439 | 4463.439 | 4463.439 | 4463.439 | 4463.439 | 4463.439 | 4463.439 | 4463.439 | 4463.439 | 4463.439 | 4463.439 | 4463.439 | 4463.439
[8 empty] | Large DW - Class 6 | Conservative | 3220.0691 | 3358.2213 | 3496.3735 | 3634.5258 | 3772.678 | 3910.8302 | 4048.9824 | 4187.1346 | 4325.2868 | 4463.439 | 4463.439 | 4463.439 | 4463.439 | 4463.439 | 4463.439 | 4463.439 | 4463.439 | 4463.439 | 4463.439 | 4463.439 | 4463.439 | 4463.439 | 4463.439 | 4463.439 | 4463.439 | 4463.439 | 4463.439 | 4463.439 | 4463.439 | 4463.439
[8 empty] | Residential DW - Class 7 | Advanced | 2423.3355 | 2516.522 | 2609.7085 | 2702.8949 | 2796.0814 | 2889.2679 | 2982.4543 | 3075.6408 | 3168.8273 | 3262.0138 | 3262.0138 | 3262.0138 | 3262.0138 | 3262.0138 | 3262.0138 | 3262.0138 | 3262.0138 | 3262.0138 | 3262.0138 | 3262.0138 | 3262.0138 | 3262.0138 | 3262.0138 | 3262.0138 | 3262.0138 | 3262.0138 | 3262.0138 | 3262.0138 | 3262.0138 | 3262.0138
[8 empty] | Residential DW - Class 7 | Moderate | 2423.3355 | 2516.522 | 2609.7085 | 2702.8949 | 2796.0814 | 2889.2679 | 2982.4543 | 3075.6408 | 3168.8273 | 3262.0138 | 3262.0138 | 3262.0138 | 3262.0138 | 3262.0138 | 3262.0138 | 3262.0138 | 3262.0138 | 3262.0138 | 3262.0138 | 3262.0138 | 3262.0138 | 3262.0138 | 3262.0138 | 3262.0138 | 3262.0138 | 3262.0138 | 3262.0138 | 3262.0138 | 3262.0138 | 3262.0138
[8 empty] | Residential DW - Class 7 | Conservative | 2423.3355 | 2516.522 | 2609.7085 | 2702.8949 | 2796.0814 | 2889.2679 | 2982.4543 | 3075.6408 | 3168.8273 | 3262.0138 | 3262.0138 | 3262.0138 | 3262.0138 | 3262.0138 | 3262.0138 | 3262.0138 | 3262.0138 | 3262.0138 | 3262.0138 | 3262.0138 | 3262.0138 | 3262.0138 | 3262.0138 | 3262.0138 | 3262.0138 | 3262.0138 | 3262.0138 | 3262.0138 | 3262.0138 | 3262.0138
[8 empty] | Commercial DW - Class 7 | Advanced | 2660.4435 | 2787.0571 | 2913.6706 | 3040.2841 | 3166.8977 | 3293.5112 | 3420.1248 | 3546.7383 | 3673.3518 | 3799.9654 | 3799.9654 | 3799.9654 | 3799.9654 | 3799.9654 | 3799.9654 | 3799.9654 | 3799.9654 | 3799.9654 | 3799.9654 | 3799.9654 | 3799.9654 | 3799.9654 | 3799.9654 | 3799.9654 | 3799.9654 | 3799.9654 | 3799.9654 | 3799.9654 | 3799.9654 | 3799.9654
[8 empty] | Commercial DW - Class 7 | Moderate | 2660.4435 | 2787.0571 | 2913.6706 | 3040.2841 | 3166.8977 | 3293.5112 | 3420.1248 | 3546.7383 | 3673.3518 | 3799.9654 | 3799.9654 | 3799.9654 | 3799.9654 | 3799.9654 | 3799.9654 | 3799.9654 | 3799.9654 | 3799.9654 | 3799.9654 | 3799.9654 | 3799.9654 | 3799.9654 | 3799.9654 | 3799.9654 | 3799.9654 | 3799.9654 | 3799.9654 | 3799.9654 | 3799.9654 | 3799.9654
[8 empty] | Commercial DW - Class 7 | Conservative | 2660.4435 | 2787.0571 | 2913.6706 | 3040.2841 | 3166.8977 | 3293.5112 | 3420.1248 | 3546.7383 | 3673.3518 | 3799.9654 | 3799.9654 | 3799.9654 | 3799.9654 | 3799.9654 | 3799.9654 | 3799.9654 | 3799.9654 | 3799.9654 | 3799.9654 | 3799.9654 | 3799.9654 | 3799.9654 | 3799.9654 | 3799.9654 | 3799.9654 | 3799.9654 | 3799.9654 | 3799.9654 | 3799.9654 | 3799.9654
[8 empty] | Midsize DW - Class 7 | Advanced | 2436.5309 | 2602.7502 | 2768.9694 | 2935.1887 | 3101.4079 | 3267.6272 | 3433.8464 | 3600.0657 | 3766.2849 | 3932.5042 | 3932.5042 | 3932.5042 | 3932.5042 | 3932.5042 | 3932.5042 | 3932.5042 | 3932.5042 | 3932.5042 | 3932.5042 | 3932.5042 | 3932.5042 | 3932.5042 | 3932.5042 | 3932.5042 | 3932.5042 | 3932.5042 | 3932.5042 | 3932.5042 | 3932.5042 | 3932.5042
[8 empty] | Midsize DW - Class 7 | Moderate | 2436.5309 | 2602.7502 | 2768.9694 | 2935.1887 | 3101.4079 | 3267.6272 | 3433.8464 | 3600.0657 | 3766.2849 | 3932.5042 | 3932.5042 | 3932.5042 | 3932.5042 | 3932.5042 | 3932.5042 | 3932.5042 | 3932.5042 | 3932.5042 | 3932.5042 | 3932.5042 | 3932.5042 | 3932.5042 | 3932.5042 | 3932.5042 | 3932.5042 | 3932.5042 | 3932.5042 | 3932.5042 | 3932.5042 | 3932.5042
[8 empty] | Midsize DW - Class 7 | Conservative | 2436.5309 | 2602.7502 | 2768.9694 | 2935.1887 | 3101.4079 | 3267.6272 | 3433.8464 | 3600.0657 | 3766.2849 | 3932.5042 | 3932.5042 | 3932.5042 | 3932.5042 | 3932.5042 | 3932.5042 | 3932.5042 | 3932.5042 | 3932.5042 | 3932.5042 | 3932.5042 | 3932.5042 | 3932.5042 | 3932.5042 | 3932.5042 | 3932.5042 | 3932.5042 | 3932.5042 | 3932.5042 | 3932.5042 | 3932.5042
[8 empty] | Large DW - Class 7 | Advanced | 2898.3117 | 3038.2571 | 3178.2025 | 3318.1478 | 3458.0932 | 3598.0386 | 3737.984 | 3877.9294 | 4017.8747 | 4157.8201 | 4157.8201 | 4157.8201 | 4157.8201 | 4157.8201 | 4157.8201 | 4157.8201 | 4157.8201 | 4157.8201 | 4157.8201 | 4157.8201 | 4157.8201 | 4157.8201 | 4157.8201 | 4157.8201 | 4157.8201 | 4157.8201 | 4157.8201 | 4157.8201 | 4157.8201 | 4157.8201
[8 empty] | Large DW - Class 7 | Moderate | 2898.3117 | 3038.2571 | 3178.2025 | 3318.1478 | 3458.0932 | 3598.0386 | 3737.984 | 3877.9294 | 4017.8747 | 4157.8201 | 4157.8201 | 4157.8201 | 4157.8201 | 4157.8201 | 4157.8201 | 4157.8201 | 4157.8201 | 4157.8201 | 4157.8201 | 4157.8201 | 4157.8201 | 4157.8201 | 4157.8201 | 4157.8201 | 4157.8201 | 4157.8201 | 4157.8201 | 4157.8201 | 4157.8201 | 4157.8201
[8 empty] | Large DW - Class 7 | Conservative | 2898.3117 | 3038.2571 | 3178.2025 | 3318.1478 | 3458.0932 | 3598.0386 | 3737.984 | 3877.9294 | 4017.8747 | 4157.8201 | 4157.8201 | 4157.8201 | 4157.8201 | 4157.8201 | 4157.8201 | 4157.8201 | 4157.8201 | 4157.8201 | 4157.8201 | 4157.8201 | 4157.8201 | 4157.8201 | 4157.8201 | 4157.8201 | 4157.8201 | 4157.8201 | 4157.8201 | 4157.8201 | 4157.8201 | 4157.8201
[8 empty] | Residential DW - Class 8 | Advanced | 2096.5299 | 2186.2665 | 2276.0031 | 2365.7396 | 2455.4762 | 2545.2127 | 2634.9493 | 2724.6859 | 2814.4224 | 2904.159 | 2904.159 | 2904.159 | 2904.159 | 2904.159 | 2904.159 | 2904.159 | 2904.159 | 2904.159 | 2904.159 | 2904.159 | 2904.159 | 2904.159 | 2904.159 | 2904.159 | 2904.159 | 2904.159 | 2904.159 | 2904.159 | 2904.159 | 2904.159
[8 empty] | Residential DW - Class 8 | Moderate | 2096.5299 | 2186.2665 | 2276.0031 | 2365.7396 | 2455.4762 | 2545.2127 | 2634.9493 | 2724.6859 | 2814.4224 | 2904.159 | 2904.159 | 2904.159 | 2904.159 | 2904.159 | 2904.159 | 2904.159 | 2904.159 | 2904.159 | 2904.159 | 2904.159 | 2904.159 | 2904.159 | 2904.159 | 2904.159 | 2904.159 | 2904.159 | 2904.159 | 2904.159 | 2904.159 | 2904.159
[8 empty] | Residential DW - Class 8 | Conservative | 2096.5299 | 2186.2665 | 2276.0031 | 2365.7396 | 2455.4762 | 2545.2127 | 2634.9493 | 2724.6859 | 2814.4224 | 2904.159 | 2904.159 | 2904.159 | 2904.159 | 2904.159 | 2904.159 | 2904.159 | 2904.159 | 2904.159 | 2904.159 | 2904.159 | 2904.159 | 2904.159 | 2904.159 | 2904.159 | 2904.159 | 2904.159 | 2904.159 | 2904.159 | 2904.159 | 2904.159
[8 empty] | Commercial DW - Class 8 | Advanced | 2272.4167 | 2397.7049 | 2522.993 | 2648.2812 | 2773.5693 | 2898.8574 | 3024.1456 | 3149.4337 | 3274.7219 | 3400.01 | 3400.01 | 3400.01 | 3400.01 | 3400.01 | 3400.01 | 3400.01 | 3400.01 | 3400.01 | 3400.01 | 3400.01 | 3400.01 | 3400.01 | 3400.01 | 3400.01 | 3400.01 | 3400.01 | 3400.01 | 3400.01 | 3400.01 | 3400.01
[8 empty] | Commercial DW - Class 8 | Moderate | 2272.4167 | 2397.7049 | 2522.993 | 2648.2812 | 2773.5693 | 2898.8574 | 3024.1456 | 3149.4337 | 3274.7219 | 3400.01 | 3400.01 | 3400.01 | 3400.01 | 3400.01 | 3400.01 | 3400.01 | 3400.01 | 3400.01 | 3400.01 | 3400.01 | 3400.01 | 3400.01 | 3400.01 | 3400.01 | 3400.01 | 3400.01 | 3400.01 | 3400.01 | 3400.01 | 3400.01
[8 empty] | Commercial DW - Class 8 | Conservative | 2272.4167 | 2397.7049 | 2522.993 | 2648.2812 | 2773.5693 | 2898.8574 | 3024.1456 | 3149.4337 | 3274.7219 | 3400.01 | 3400.01 | 3400.01 | 3400.01 | 3400.01 | 3400.01 | 3400.01 | 3400.01 | 3400.01 | 3400.01 | 3400.01 | 3400.01 | 3400.01 | 3400.01 | 3400.01 | 3400.01 | 3400.01 | 3400.01 | 3400.01 | 3400.01 | 3400.01
[8 empty] | Midsize DW - Class 8 | Advanced | 2066.7477 | 2228.8348 | 2390.922 | 2553.0091 | 2715.0963 | 2877.1835 | 3039.2706 | 3201.3578 | 3363.4449 | 3525.5321 | 3525.5321 | 3525.5321 | 3525.5321 | 3525.5321 | 3525.5321 | 3525.5321 | 3525.5321 | 3525.5321 | 3525.5321 | 3525.5321 | 3525.5321 | 3525.5321 | 3525.5321 | 3525.5321 | 3525.5321 | 3525.5321 | 3525.5321 | 3525.5321 | 3525.5321 | 3525.5321
[8 empty] | Midsize DW - Class 8 | Moderate | 2066.7477 | 2228.8348 | 2390.922 | 2553.0091 | 2715.0963 | 2877.1835 | 3039.2706 | 3201.3578 | 3363.4449 | 3525.5321 | 3525.5321 | 3525.5321 | 3525.5321 | 3525.5321 | 3525.5321 | 3525.5321 | 3525.5321 | 3525.5321 | 3525.5321 | 3525.5321 | 3525.5321 | 3525.5321 | 3525.5321 | 3525.5321 | 3525.5321 | 3525.5321 | 3525.5321 | 3525.5321 | 3525.5321 | 3525.5321
[8 empty] | Midsize DW - Class 8 | Conservative | 2066.7477 | 2228.8348 | 2390.922 | 2553.0091 | 2715.0963 | 2877.1835 | 3039.2706 | 3201.3578 | 3363.4449 | 3525.5321 | 3525.5321 | 3525.5321 | 3525.5321 | 3525.5321 | 3525.5321 | 3525.5321 | 3525.5321 | 3525.5321 | 3525.5321 | 3525.5321 | 3525.5321 | 3525.5321 | 3525.5321 | 3525.5321 | 3525.5321 | 3525.5321 | 3525.5321 | 3525.5321 | 3525.5321 | 3525.5321
[8 empty] | Large DW - Class 8 | Advanced | 2502.5664 | 2642.044 | 2781.5216 | 2920.9992 | 3060.4768 | 3199.9544 | 3339.432 | 3478.9096 | 3618.3872 | 3757.8648 | 3757.8648 | 3757.8648 | 3757.8648 | 3757.8648 | 3757.8648 | 3757.8648 | 3757.8648 | 3757.8648 | 3757.8648 | 3757.8648 | 3757.8648 | 3757.8648 | 3757.8648 | 3757.8648 | 3757.8648 | 3757.8648 | 3757.8648 | 3757.8648 | 3757.8648 | 3757.8648
[8 empty] | Large DW - Class 8 | Moderate | 2502.5664 | 2642.044 | 2781.5216 | 2920.9992 | 3060.4768 | 3199.9544 | 3339.432 | 3478.9096 | 3618.3872 | 3757.8648 | 3757.8648 | 3757.8648 | 3757.8648 | 3757.8648 | 3757.8648 | 3757.8648 | 3757.8648 | 3757.8648 | 3757.8648 | 3757.8648 | 3757.8648 | 3757.8648 | 3757.8648 | 3757.8648 | 3757.8648 | 3757.8648 | 3757.8648 | 3757.8648 | 3757.8648 | 3757.8648
[8 empty] | Large DW - Class 8 | Conservative | 2502.5664 | 2642.044 | 2781.5216 | 2920.9992 | 3060.4768 | 3199.9544 | 3339.432 | 3478.9096 | 3618.3872 | 3757.8648 | 3757.8648 | 3757.8648 | 3757.8648 | 3757.8648 | 3757.8648 | 3757.8648 | 3757.8648 | 3757.8648 | 3757.8648 | 3757.8648 | 3757.8648 | 3757.8648 | 3757.8648 | 3757.8648 | 3757.8648 | 3757.8648 | 3757.8648 | 3757.8648 | 3757.8648 | 3757.8648
[8 empty] | Residential DW - Class 9 | Advanced | 1746.6275 | 1830.2829 | 1913.9382 | 1997.5936 | 2081.249 | 2164.9044 | 2248.5597 | 2332.2151 | 2415.8705 | 2499.5258 | 2499.5258 | 2499.5258 | 2499.5258 | 2499.5258 | 2499.5258 | 2499.5258 | 2499.5258 | 2499.5258 | 2499.5258 | 2499.5258 | 2499.5258 | 2499.5258 | 2499.5258 | 2499.5258 | 2499.5258 | 2499.5258 | 2499.5258 | 2499.5258 | 2499.5258 | 2499.5258
[8 empty] | Residential DW - Class 9 | Moderate | 1746.6275 | 1830.2829 | 1913.9382 | 1997.5936 | 2081.249 | 2164.9044 | 2248.5597 | 2332.2151 | 2415.8705 | 2499.5258 | 2499.5258 | 2499.5258 | 2499.5258 | 2499.5258 | 2499.5258 | 2499.5258 | 2499.5258 | 2499.5258 | 2499.5258 | 2499.5258 | 2499.5258 | 2499.5258 | 2499.5258 | 2499.5258 | 2499.5258 | 2499.5258 | 2499.5258 | 2499.5258 | 2499.5258 | 2499.5258
[8 empty] | Residential DW - Class 9 | Conservative | 1746.6275 | 1830.2829 | 1913.9382 | 1997.5936 | 2081.249 | 2164.9044 | 2248.5597 | 2332.2151 | 2415.8705 | 2499.5258 | 2499.5258 | 2499.5258 | 2499.5258 | 2499.5258 | 2499.5258 | 2499.5258 | 2499.5258 | 2499.5258 | 2499.5258 | 2499.5258 | 2499.5258 | 2499.5258 | 2499.5258 | 2499.5258 | 2499.5258 | 2499.5258 | 2499.5258 | 2499.5258 | 2499.5258 | 2499.5258
[8 empty] | Commercial DW - Class 9 | Advanced | 1852.9704 | 1970.4621 | 2087.9539 | 2205.4456 | 2322.9374 | 2440.4291 | 2557.9209 | 2675.4126 | 2792.9044 | 2910.3961 | 2910.3961 | 2910.3961 | 2910.3961 | 2910.3961 | 2910.3961 | 2910.3961 | 2910.3961 | 2910.3961 | 2910.3961 | 2910.3961 | 2910.3961 | 2910.3961 | 2910.3961 | 2910.3961 | 2910.3961 | 2910.3961 | 2910.3961 | 2910.3961 | 2910.3961 | 2910.3961
[8 empty] | Commercial DW - Class 9 | Moderate | 1852.9704 | 1970.4621 | 2087.9539 | 2205.4456 | 2322.9374 | 2440.4291 | 2557.9209 | 2675.4126 | 2792.9044 | 2910.3961 | 2910.3961 | 2910.3961 | 2910.3961 | 2910.3961 | 2910.3961 | 2910.3961 | 2910.3961 | 2910.3961 | 2910.3961 | 2910.3961 | 2910.3961 | 2910.3961 | 2910.3961 | 2910.3961 | 2910.3961 | 2910.3961 | 2910.3961 | 2910.3961 | 2910.3961 | 2910.3961
[8 empty] | Commercial DW - Class 9 | Conservative | 1852.9704 | 1970.4621 | 2087.9539 | 2205.4456 | 2322.9374 | 2440.4291 | 2557.9209 | 2675.4126 | 2792.9044 | 2910.3961 | 2910.3961 | 2910.3961 | 2910.3961 | 2910.3961 | 2910.3961 | 2910.3961 | 2910.3961 | 2910.3961 | 2910.3961 | 2910.3961 | 2910.3961 | 2910.3961 | 2910.3961 | 2910.3961 | 2910.3961 | 2910.3961 | 2910.3961 | 2910.3961 | 2910.3961 | 2910.3961
[8 empty] | Midsize DW - Class 9 | Advanced | 1675.2904 | 1827.9439 | 1980.5975 | 2133.251 | 2285.9045 | 2438.558 | 2591.2115 | 2743.865 | 2896.5185 | 3049.172 | 3049.172 | 3049.172 | 3049.172 | 3049.172 | 3049.172 | 3049.172 | 3049.172 | 3049.172 | 3049.172 | 3049.172 | 3049.172 | 3049.172 | 3049.172 | 3049.172 | 3049.172 | 3049.172 | 3049.172 | 3049.172 | 3049.172 | 3049.172
[8 empty] | Midsize DW - Class 9 | Moderate | 1675.2904 | 1827.9439 | 1980.5975 | 2133.251 | 2285.9045 | 2438.558 | 2591.2115 | 2743.865 | 2896.5185 | 3049.172 | 3049.172 | 3049.172 | 3049.172 | 3049.172 | 3049.172 | 3049.172 | 3049.172 | 3049.172 | 3049.172 | 3049.172 | 3049.172 | 3049.172 | 3049.172 | 3049.172 | 3049.172 | 3049.172 | 3049.172 | 3049.172 | 3049.172 | 3049.172
[8 empty] | Midsize DW - Class 9 | Conservative | 1675.2904 | 1827.9439 | 1980.5975 | 2133.251 | 2285.9045 | 2438.558 | 2591.2115 | 2743.865 | 2896.5185 | 3049.172 | 3049.172 | 3049.172 | 3049.172 | 3049.172 | 3049.172 | 3049.172 | 3049.172 | 3049.172 | 3049.172 | 3049.172 | 3049.172 | 3049.172 | 3049.172 | 3049.172 | 3049.172 | 3049.172 | 3049.172 | 3049.172 | 3049.172 | 3049.172
[8 empty] | Large DW - Class 9 | Advanced | 2069.3205 | 2204.3541 | 2339.3878 | 2474.4214 | 2609.4551 | 2744.4887 | 2879.5224 | 3014.556 | 3149.5897 | 3284.6233 | 3284.6233 | 3284.6233 | 3284.6233 | 3284.6233 | 3284.6233 | 3284.6233 | 3284.6233 | 3284.6233 | 3284.6233 | 3284.6233 | 3284.6233 | 3284.6233 | 3284.6233 | 3284.6233 | 3284.6233 | 3284.6233 | 3284.6233 | 3284.6233 | 3284.6233 | 3284.6233
[8 empty] | Large DW - Class 9 | Moderate | 2069.3205 | 2204.3541 | 2339.3878 | 2474.4214 | 2609.4551 | 2744.4887 | 2879.5224 | 3014.556 | 3149.5897 | 3284.6233 | 3284.6233 | 3284.6233 | 3284.6233 | 3284.6233 | 3284.6233 | 3284.6233 | 3284.6233 | 3284.6233 | 3284.6233 | 3284.6233 | 3284.6233 | 3284.6233 | 3284.6233 | 3284.6233 | 3284.6233 | 3284.6233 | 3284.6233 | 3284.6233 | 3284.6233 | 3284.6233
[8 empty] | Large DW - Class 9 | Conservative | 2069.3205 | 2204.3541 | 2339.3878 | 2474.4214 | 2609.4551 | 2744.4887 | 2879.5224 | 3014.556 | 3149.5897 | 3284.6233 | 3284.6233 | 3284.6233 | 3284.6233 | 3284.6233 | 3284.6233 | 3284.6233 | 3284.6233 | 3284.6233 | 3284.6233 | 3284.6233 | 3284.6233 | 3284.6233 | 3284.6233 | 3284.6233 | 3284.6233 | 3284.6233 | 3284.6233 | 3284.6233 | 3284.6233 | 3284.6233
[8 empty] | Residential DW - Class 10 | Advanced | 1627.6349 | 1638.4914 | 1649.3479 | 1660.2044 | 1671.0609 | 1681.9174 | 1692.7739 | 1703.6303 | 1714.4868 | 1725.3433 | 1725.3433 | 1725.3433 | 1725.3433 | 1725.3433 | 1725.3433 | 1725.3433 | 1725.3433 | 1725.3433 | 1725.3433 | 1725.3433 | 1725.3433 | 1725.3433 | 1725.3433 | 1725.3433 | 1725.3433 | 1725.3433 | 1725.3433 | 1725.3433 | 1725.3433 | 1725.3433
[8 empty] | Residential DW - Class 10 | Moderate | 1627.6349 | 1638.4914 | 1649.3479 | 1660.2044 | 1671.0609 | 1681.9174 | 1692.7739 | 1703.6303 | 1714.4868 | 1725.3433 | 1725.3433 | 1725.3433 | 1725.3433 | 1725.3433 | 1725.3433 | 1725.3433 | 1725.3433 | 1725.3433 | 1725.3433 | 1725.3433 | 1725.3433 | 1725.3433 | 1725.3433 | 1725.3433 | 1725.3433 | 1725.3433 | 1725.3433 | 1725.3433 | 1725.3433 | 1725.3433
[8 empty] | Residential DW - Class 10 | Conservative | 1627.6349 | 1638.4914 | 1649.3479 | 1660.2044 | 1671.0609 | 1681.9174 | 1692.7739 | 1703.6303 | 1714.4868 | 1725.3433 | 1725.3433 | 1725.3433 | 1725.3433 | 1725.3433 | 1725.3433 | 1725.3433 | 1725.3433 | 1725.3433 | 1725.3433 | 1725.3433 | 1725.3433 | 1725.3433 | 1725.3433 | 1725.3433 | 1725.3433 | 1725.3433 | 1725.3433 | 1725.3433 | 1725.3433 | 1725.3433
[8 empty] | Commercial DW - Class 10 | Advanced | 1112.1565 | 1204.5438 | 1296.9311 | 1389.3185 | 1481.7058 | 1574.0932 | 1666.4805 | 1758.8678 | 1851.2552 | 1943.6425 | 1943.6425 | 1943.6425 | 1943.6425 | 1943.6425 | 1943.6425 | 1943.6425 | 1943.6425 | 1943.6425 | 1943.6425 | 1943.6425 | 1943.6425 | 1943.6425 | 1943.6425 | 1943.6425 | 1943.6425 | 1943.6425 | 1943.6425 | 1943.6425 | 1943.6425 | 1943.6425
[8 empty] | Commercial DW - Class 10 | Moderate | 1112.1565 | 1204.5438 | 1296.9311 | 1389.3185 | 1481.7058 | 1574.0932 | 1666.4805 | 1758.8678 | 1851.2552 | 1943.6425 | 1943.6425 | 1943.6425 | 1943.6425 | 1943.6425 | 1943.6425 | 1943.6425 | 1943.6425 | 1943.6425 | 1943.6425 | 1943.6425 | 1943.6425 | 1943.6425 | 1943.6425 | 1943.6425 | 1943.6425 | 1943.6425 | 1943.6425 | 1943.6425 | 1943.6425 | 1943.6425
[8 empty] | Commercial DW - Class 10 | Conservative | 1112.1565 | 1204.5438 | 1296.9311 | 1389.3185 | 1481.7058 | 1574.0932 | 1666.4805 | 1758.8678 | 1851.2552 | 1943.6425 | 1943.6425 | 1943.6425 | 1943.6425 | 1943.6425 | 1943.6425 | 1943.6425 | 1943.6425 | 1943.6425 | 1943.6425 | 1943.6425 | 1943.6425 | 1943.6425 | 1943.6425 | 1943.6425 | 1943.6425 | 1943.6425 | 1943.6425 | 1943.6425 | 1943.6425 | 1943.6425
[8 empty] | Midsize DW - Class 10 | Advanced | 998.9527 | 1118.4715 | 1237.9904 | 1357.5092 | 1477.028 | 1596.5468 | 1716.0656 | 1835.5844 | 1955.1032 | 2074.622 | 2074.622 | 2074.622 | 2074.622 | 2074.622 | 2074.622 | 2074.622 | 2074.622 | 2074.622 | 2074.622 | 2074.622 | 2074.622 | 2074.622 | 2074.622 | 2074.622 | 2074.622 | 2074.622 | 2074.622 | 2074.622 | 2074.622 | 2074.622
[8 empty] | Midsize DW - Class 10 | Moderate | 998.9527 | 1118.4715 | 1237.9904 | 1357.5092 | 1477.028 | 1596.5468 | 1716.0656 | 1835.5844 | 1955.1032 | 2074.622 | 2074.622 | 2074.622 | 2074.622 | 2074.622 | 2074.622 | 2074.622 | 2074.622 | 2074.622 | 2074.622 | 2074.622 | 2074.622 | 2074.622 | 2074.622 | 2074.622 | 2074.622 | 2074.622 | 2074.622 | 2074.622 | 2074.622 | 2074.622
[8 empty] | Midsize DW - Class 10 | Conservative | 998.9527 | 1118.4715 | 1237.9904 | 1357.5092 | 1477.028 | 1596.5468 | 1716.0656 | 1835.5844 | 1955.1032 | 2074.622 | 2074.622 | 2074.622 | 2074.622 | 2074.622 | 2074.622 | 2074.622 | 2074.622 | 2074.622 | 2074.622 | 2074.622 | 2074.622 | 2074.622 | 2074.622 | 2074.622 | 2074.622 | 2074.622 | 2074.622 | 2074.622 | 2074.622 | 2074.622
[8 empty] | Large DW - Class 10 | Advanced | 1281.8841 | 1394.3082 | 1506.7323 | 1619.1564 | 1731.5804 | 1844.0045 | 1956.4286 | 2068.8527 | 2181.2768 | 2293.7009 | 2293.7009 | 2293.7009 | 2293.7009 | 2293.7009 | 2293.7009 | 2293.7009 | 2293.7009 | 2293.7009 | 2293.7009 | 2293.7009 | 2293.7009 | 2293.7009 | 2293.7009 | 2293.7009 | 2293.7009 | 2293.7009 | 2293.7009 | 2293.7009 | 2293.7009 | 2293.7009
[8 empty] | Large DW - Class 10 | Moderate | 1281.8841 | 1394.3082 | 1506.7323 | 1619.1564 | 1731.5804 | 1844.0045 | 1956.4286 | 2068.8527 | 2181.2768 | 2293.7009 | 2293.7009 | 2293.7009 | 2293.7009 | 2293.7009 | 2293.7009 | 2293.7009 | 2293.7009 | 2293.7009 | 2293.7009 | 2293.7009 | 2293.7009 | 2293.7009 | 2293.7009 | 2293.7009 | 2293.7009 | 2293.7009 | 2293.7009 | 2293.7009 | 2293.7009 | 2293.7009
[8 empty] | Large DW - Class 10 | Conservative | 1281.8841 | 1394.3082 | 1506.7323 | 1619.1564 | 1731.5804 | 1844.0045 | 1956.4286 | 2068.8527 | 2181.2768 | 2293.7009 | 2293.7009 | 2293.7009 | 2293.7009 | 2293.7009 | 2293.7009 | 2293.7009 | 2293.7009 | 2293.7009 | 2293.7009 | 2293.7009 | 2293.7009 | 2293.7009 | 2293.7009 | 2293.7009 | 2293.7009 | 2293.7009 | 2293.7009 | 2293.7009 | 2293.7009 | 2293.7009
[10 empty] | 2021 | 2022 | 2023 | 2024 | 2025 | 2026 | 2027 | 2028 | 2029 | 2030 | 2031 | 2032 | 2033 | 2034 | 2035 | 2036 | 2037 | 2038 | 2039 | 2040 | 2041 | 2042 | 2043 | 2044 | 2045 | 2046 | 2047 | 2048 | 2049 | 2050
[7 empty] | CAPEX ($/kW) | Residential DW - Class 1 | Advanced | 6007.4048 | 6968.5896 | 5646.9605 | 4408.3159 | 3968.3846 | 3490.3199 | 3075.4024 | 2814.4725 | 2548.0186 | 2274.946 | 2116.0428 | 2049.0495 | 1981.9168 | 1914.6396 | 1847.2129 | 1779.631 | 1711.8884 | 1643.979 | 1575.8964 | 1507.634 | 1461.6744 | 1415.6048 | 1369.4209 | 1323.1179 | 1276.6911 | 1230.1353 | 1183.445 | 1142.9155 | 1131.3709 | 1119.8263
[8 empty] | Residential DW - Class 1 | Moderate | 6007.4048 | 7677.4634 | 6788.3675 | 6339.2379 | 5890.1083 | 5440.9787 | 4991.8491 | 4542.7195 | 4093.5899 | 3639.9136 | 3385.6685 | 3278.4792 | 3171.0668 | 3063.4234 | 2955.5406 | 2847.4097 | 2739.0215 | 2630.3663 | 2521.4342 | 2412.2144 | 2338.679 | 2264.9677 | 2191.0734 | 2116.9887 | 2042.7058 | 1968.2164 | 1893.5119 | 1828.6649 | 1810.1935 | 1791.7221
[8 empty] | Residential DW - Class 1 | Conservative | 6007.4048 | 7801.2159 | 7004.634 | 6679.9745 | 6355.315 | 6030.6555 | 5705.996 | 5381.3365 | 5056.677 | 4731.8877 | 4401.3691 | 4262.023 | 4122.3869 | 3982.4504 | 3842.2028 | 3701.6326 | 3560.7279 | 3419.4762 | 3277.8644 | 3135.8787 | 3040.2827 | 2944.458 | 2848.3954 | 2752.0853 | 2655.5175 | 2558.6813 | 2461.5655 | 2377.2643 | 2353.2516 | 2329.2388
[8 empty] | Commercial DW - Class 1 | Advanced | 4510.7435 | 5232.4625 | 4240.0989 | 3661.5798 | 3235.2932 | 2875.906 | 2566.1977 | 2384.5425 | 2199.737 | 2011.1756 | 1869.0006 | 1808.074 | 1747.0188 | 1685.8305 | 1624.5044 | 1563.0354 | 1501.4182 | 1439.6472 | 1377.7167 | 1315.6205 | 1273.6061 | 1231.4886 | 1189.2638 | 1146.9275 | 1104.475 | 1061.9016 | 1019.2021 | 989.7578 | 977.833 | 965.9082
[8 empty] | Commercial DW - Class 1 | Moderate | 4510.7435 | 5764.7302 | 5097.1402 | 4760.0336 | 4422.9271 | 4085.8206 | 3748.7141 | 3411.6076 | 3074.5011 | 2737.3946 | 2696.2822 | 2604.5108 | 2512.7393 | 2420.9679 | 2329.1964 | 2237.425 | 2145.6535 | 2101.8849 | 2011.4664 | 1920.806 | 1884.5022 | 1848.1984 | 1811.8946 | 1775.5909 | 1739.2871 | 1702.9833 | 1666.6795 | 1630.3758 | 1594.072 | 1557.7682
[8 empty] | Commercial DW - Class 1 | Conservative | 4510.7435 | 5857.6515 | 5497.4293 | 5289.9791 | 5030.6664 | 4771.3537 | 4512.041 | 4252.7283 | 3993.4156 | 3785.9654 | 3704.0226 | 3622.0798 | 3540.137 | 3458.1942 | 3376.2514 | 3294.3085 | 3212.3657 | 3130.4229 | 3048.4801 | 2966.5373 | 2884.5945 | 2802.6517 | 2720.7089 | 2638.766 | 2556.8232 | 2474.8804 | 2392.9376 | 2310.9948 | 2229.052 | 2147.1092
[8 empty] | Midsize DW - Class 1 | Advanced | 2928.7385 | 3397.3367 | 2852.4397 | 2696.8521 | 2481.1039 | 2265.3558 | 2049.6076 | 1833.8594 | 1618.1113 | 1553.2913 | 1461.8832 | 1433.2803 | 1404.6349 | 1375.9455 | 1347.2104 | 1318.428 | 1289.5965 | 1260.7141 | 1231.7789 | 1202.7889 | 1189.3025 | 1175.8152 | 1162.3268 | 1148.8373 | 1135.3467 | 1121.8549 | 1108.3619 | 1086.3906 | 1071.6097 | 1056.8289
[8 empty] | Midsize DW - Class 1 | Moderate | 2928.7385 | 3742.9278 | 3309.4745 | 3137.2909 | 2965.1073 | 2792.9236 | 2620.74 | 2448.5564 | 2276.3727 | 2195.9637 | 2158.3115 | 2120.6593 | 2083.0071 | 2045.3549 | 2007.7027 | 1970.0504 | 1932.3982 | 1894.746 | 1857.0938 | 1819.4416 | 1781.7894 | 1744.1372 | 1706.485 | 1668.8328 | 1631.1806 | 1593.5284 | 1555.8762 | 1555.8762 | 1555.8762 | 1555.8762
[8 empty] | Midsize DW - Class 1 | Conservative | 2928.7385 | 3803.2598 | 3414.9091 | 3300.8115 | 3186.7139 | 3072.6163 | 2958.5188 | 2844.4212 | 2730.3236 | 2635.1564 | 2589.9738 | 2544.7911 | 2499.6085 | 2454.4258 | 2409.2432 | 2364.0605 | 2318.8779 | 2273.6952 | 2228.5126 | 2183.33 | 2138.1473 | 2092.9647 | 2047.782 | 2002.5994 | 1957.4167 | 1912.2341 | 1867.0514 | 1867.0514 | 1867.0514 | 1867.0514
[8 empty] | Large DW - Class 1 | Advanced | 2331.3638 | 2704.382 | 2191.482 | 1905.7674 | 1620.0527 | 1582.5354 | 1545.018 | 1507.5007 | 1469.9833 | 1432.4659 | 1394.9486 | 1380.9991 | 1367.0496 | 1353.1001 | 1339.1506 | 1325.2011 | 1311.2517 | 1297.3022 | 1283.3527 | 1269.4032 | 1255.4537 | 1241.5042 | 1227.5547 | 1213.6053 | 1199.6558 | 1185.7063 | 1171.7568 | 1157.8073 | 1143.8578 | 1140.9759
[8 empty] | Large DW - Class 1 | Moderate | 2331.3638 | 2979.4829 | 2634.4411 | 2386.4554 | 2138.4696 | 2088.9467 | 2039.4238 | 1989.9009 | 1940.378 | 1890.855 | 1841.3321 | 1822.9188 | 1804.5055 | 1786.0922 | 1767.6788 | 1749.2655 | 1730.8522 | 1712.4389 | 1694.0256 | 1675.6122 | 1657.1989 | 1638.7856 | 1620.3723 | 1601.9589 | 1583.5456 | 1565.1323 | 1546.719 | 1528.3057 | 1509.8923 | 1506.0882
[8 empty] | Large DW - Class 1 | Conservative | 2331.3638 | 3027.509 | 2718.3702 | 2650.9489 | 2583.5276 | 2516.1063 | 2448.685 | 2381.2637 | 2313.8424 | 2246.4211 | 2209.5985 | 2187.5026 | 2165.4066 | 2143.3106 | 2121.2146 | 2099.1186 | 2077.0226 | 2054.9266 | 2032.8307 | 2010.7347 | 1988.6387 | 1966.5427 | 1944.4467 | 1922.3507 | 1900.2547 | 1878.1588 | 1856.0628 | 1833.9668 | 1811.8708 | 1807.3058
[8 empty] | Residential DW - Class 2 | Advanced | 6007.4048 | 6968.5896 | 5646.9605 | 4408.3159 | 3968.3846 | 3490.3199 | 3075.4024 | 2814.4725 | 2548.0186 | 2274.946 | 2116.0428 | 2049.0495 | 1981.9168 | 1914.6396 | 1847.2129 | 1779.631 | 1711.8884 | 1643.979 | 1575.8964 | 1507.634 | 1461.6744 | 1415.6048 | 1369.4209 | 1323.1179 | 1276.6911 | 1230.1353 | 1183.445 | 1142.9155 | 1131.3709 | 1119.8263
[8 empty] | Residential DW - Class 2 | Moderate | 6007.4048 | 7677.4634 | 6788.3675 | 6339.2379 | 5890.1083 | 5440.9787 | 4991.8491 | 4542.7195 | 4093.5899 | 3639.9136 | 3385.6685 | 3278.4792 | 3171.0668 | 3063.4234 | 2955.5406 | 2847.4097 | 2739.0215 | 2630.3663 | 2521.4342 | 2412.2144 | 2338.679 | 2264.9677 | 2191.0734 | 2116.9887 | 2042.7058 | 1968.2164 | 1893.5119 | 1828.6649 | 1810.1935 | 1791.7221
[8 empty] | Residential DW - Class 2 | Conservative | 6007.4048 | 7801.2159 | 7004.634 | 6679.9745 | 6355.315 | 6030.6555 | 5705.996 | 5381.3365 | 5056.677 | 4731.8877 | 4401.3691 | 4262.023 | 4122.3869 | 3982.4504 | 3842.2028 | 3701.6326 | 3560.7279 | 3419.4762 | 3277.8644 | 3135.8787 | 3040.2827 | 2944.458 | 2848.3954 | 2752.0853 | 2655.5175 | 2558.6813 | 2461.5655 | 2377.2643 | 2353.2516 | 2329.2388
[8 empty] | Commercial DW - Class 2 | Advanced | 4510.7435 | 5232.4625 | 4240.0989 | 3661.5798 | 3235.2932 | 2875.906 | 2566.1977 | 2384.5425 | 2199.737 | 2011.1756 | 1869.0006 | 1808.074 | 1747.0188 | 1685.8305 | 1624.5044 | 1563.0354 | 1501.4182 | 1439.6472 | 1377.7167 | 1315.6205 | 1273.6061 | 1231.4886 | 1189.2638 | 1146.9275 | 1104.475 | 1061.9016 | 1019.2021 | 989.7578 | 977.833 | 965.9082
[8 empty] | Commercial DW - Class 2 | Moderate | 4510.7435 | 5764.7302 | 5097.1402 | 4760.0336 | 4422.9271 | 4085.8206 | 3748.7141 | 3411.6076 | 3074.5011 | 2737.3946 | 2696.2822 | 2604.5108 | 2512.7393 | 2420.9679 | 2329.1964 | 2237.425 | 2145.6535 | 2101.8849 | 2011.4664 | 1920.806 | 1884.5022 | 1848.1984 | 1811.8946 | 1775.5909 | 1739.2871 | 1702.9833 | 1666.6795 | 1630.3758 | 1594.072 | 1557.7682
[8 empty] | Commercial DW - Class 2 | Conservative | 4510.7435 | 5857.6515 | 5497.4293 | 5289.9791 | 5030.6664 | 4771.3537 | 4512.041 | 4252.7283 | 3993.4156 | 3785.9654 | 3704.0226 | 3622.0798 | 3540.137 | 3458.1942 | 3376.2514 | 3294.3085 | 3212.3657 | 3130.4229 | 3048.4801 | 2966.5373 | 2884.5945 | 2802.6517 | 2720.7089 | 2638.766 | 2556.8232 | 2474.8804 | 2392.9376 | 2310.9948 | 2229.052 | 2147.1092
[8 empty] | Midsize DW - Class 2 | Advanced | 2928.7385 | 3397.3367 | 2852.4397 | 2696.8521 | 2481.1039 | 2265.3558 | 2049.6076 | 1833.8594 | 1618.1113 | 1553.2913 | 1461.8832 | 1433.2803 | 1404.6349 | 1375.9455 | 1347.2104 | 1318.428 | 1289.5965 | 1260.7141 | 1231.7789 | 1202.7889 | 1189.3025 | 1175.8152 | 1162.3268 | 1148.8373 | 1135.3467 | 1121.8549 | 1108.3619 | 1086.3906 | 1071.6097 | 1056.8289
[8 empty] | Midsize DW - Class 2 | Moderate | 2928.7385 | 3742.9278 | 3309.4745 | 3137.2909 | 2965.1073 | 2792.9236 | 2620.74 | 2448.5564 | 2276.3727 | 2195.9637 | 2158.3115 | 2120.6593 | 2083.0071 | 2045.3549 | 2007.7027 | 1970.0504 | 1932.3982 | 1894.746 | 1857.0938 | 1819.4416 | 1781.7894 | 1744.1372 | 1706.485 | 1668.8328 | 1631.1806 | 1593.5284 | 1555.8762 | 1555.8762 | 1555.8762 | 1555.8762
[8 empty] | Midsize DW - Class 2 | Conservative | 2928.7385 | 3803.2598 | 3414.9091 | 3300.8115 | 3186.7139 | 3072.6163 | 2958.5188 | 2844.4212 | 2730.3236 | 2635.1564 | 2589.9738 | 2544.7911 | 2499.6085 | 2454.4258 | 2409.2432 | 2364.0605 | 2318.8779 | 2273.6952 | 2228.5126 | 2183.33 | 2138.1473 | 2092.9647 | 2047.782 | 2002.5994 | 1957.4167 | 1912.2341 | 1867.0514 | 1867.0514 | 1867.0514 | 1867.0514
[8 empty] | Large DW - Class 2 | Advanced | 2331.3638 | 2704.382 | 2191.482 | 1905.7674 | 1620.0527 | 1582.5354 | 1545.018 | 1507.5007 | 1469.9833 | 1432.4659 | 1394.9486 | 1380.9991 | 1367.0496 | 1353.1001 | 1339.1506 | 1325.2011 | 1311.2517 | 1297.3022 | 1283.3527 | 1269.4032 | 1255.4537 | 1241.5042 | 1227.5547 | 1213.6053 | 1199.6558 | 1185.7063 | 1171.7568 | 1157.8073 | 1143.8578 | 1140.9759
[8 empty] | Large DW - Class 2 | Moderate | 2331.3638 | 2979.4829 | 2634.4411 | 2386.4554 | 2138.4696 | 2088.9467 | 2039.4238 | 1989.9009 | 1940.378 | 1890.855 | 1841.3321 | 1822.9188 | 1804.5055 | 1786.0922 | 1767.6788 | 1749.2655 | 1730.8522 | 1712.4389 | 1694.0256 | 1675.6122 | 1657.1989 | 1638.7856 | 1620.3723 | 1601.9589 | 1583.5456 | 1565.1323 | 1546.719 | 1528.3057 | 1509.8923 | 1506.0882
[8 empty] | Large DW - Class 2 | Conservative | 2331.3638 | 3027.509 | 2718.3702 | 2650.9489 | 2583.5276 | 2516.1063 | 2448.685 | 2381.2637 | 2313.8424 | 2246.4211 | 2209.5985 | 2187.5026 | 2165.4066 | 2143.3106 | 2121.2146 | 2099.1186 | 2077.0226 | 2054.9266 | 2032.8307 | 2010.7347 | 1988.6387 | 1966.5427 | 1944.4467 | 1922.3507 | 1900.2547 | 1878.1588 | 1856.0628 | 1833.9668 | 1811.8708 | 1807.3058
[8 empty] | Residential DW - Class 3 | Advanced | 6007.4048 | 6968.5896 | 5646.9605 | 4408.3159 | 3968.3846 | 3490.3199 | 3075.4024 | 2814.4725 | 2548.0186 | 2274.946 | 2116.0428 | 2049.0495 | 1981.9168 | 1914.6396 | 1847.2129 | 1779.631 | 1711.8884 | 1643.979 | 1575.8964 | 1507.634 | 1461.6744 | 1415.6048 | 1369.4209 | 1323.1179 | 1276.6911 | 1230.1353 | 1183.445 | 1142.9155 | 1131.3709 | 1119.8263
[8 empty] | Residential DW - Class 3 | Moderate | 6007.4048 | 7677.4634 | 6788.3675 | 6339.2379 | 5890.1083 | 5440.9787 | 4991.8491 | 4542.7195 | 4093.5899 | 3639.9136 | 3385.6685 | 3278.4792 | 3171.0668 | 3063.4234 | 2955.5406 | 2847.4097 | 2739.0215 | 2630.3663 | 2521.4342 | 2412.2144 | 2338.679 | 2264.9677 | 2191.0734 | 2116.9887 | 2042.7058 | 1968.2164 | 1893.5119 | 1828.6649 | 1810.1935 | 1791.7221
[8 empty] | Residential DW - Class 3 | Conservative | 6007.4048 | 7801.2159 | 7004.634 | 6679.9745 | 6355.315 | 6030.6555 | 5705.996 | 5381.3365 | 5056.677 | 4731.8877 | 4401.3691 | 4262.023 | 4122.3869 | 3982.4504 | 3842.2028 | 3701.6326 | 3560.7279 | 3419.4762 | 3277.8644 | 3135.8787 | 3040.2827 | 2944.458 | 2848.3954 | 2752.0853 | 2655.5175 | 2558.6813 | 2461.5655 | 2377.2643 | 2353.2516 | 2329.2388
[8 empty] | Commercial DW - Class 3 | Advanced | 4510.7435 | 5232.4625 | 4240.0989 | 3661.5798 | 3235.2932 | 2875.906 | 2566.1977 | 2384.5425 | 2199.737 | 2011.1756 | 1869.0006 | 1808.074 | 1747.0188 | 1685.8305 | 1624.5044 | 1563.0354 | 1501.4182 | 1439.6472 | 1377.7167 | 1315.6205 | 1273.6061 | 1231.4886 | 1189.2638 | 1146.9275 | 1104.475 | 1061.9016 | 1019.2021 | 989.7578 | 977.833 | 965.9082
[8 empty] | Commercial DW - Class 3 | Moderate | 4510.7435 | 5764.7302 | 5097.1402 | 4760.0336 | 4422.9271 | 4085.8206 | 3748.7141 | 3411.6076 | 3074.5011 | 2737.3946 | 2696.2822 | 2604.5108 | 2512.7393 | 2420.9679 | 2329.1964 | 2237.425 | 2145.6535 | 2101.8849 | 2011.4664 | 1920.806 | 1884.5022 | 1848.1984 | 1811.8946 | 1775.5909 | 1739.2871 | 1702.9833 | 1666.6795 | 1630.3758 | 1594.072 | 1557.7682
[8 empty] | Commercial DW - Class 3 | Conservative | 4510.7435 | 5857.6515 | 5497.4293 | 5289.9791 | 5030.6664 | 4771.3537 | 4512.041 | 4252.7283 | 3993.4156 | 3785.9654 | 3704.0226 | 3622.0798 | 3540.137 | 3458.1942 | 3376.2514 | 3294.3085 | 3212.3657 | 3130.4229 | 3048.4801 | 2966.5373 | 2884.5945 | 2802.6517 | 2720.7089 | 2638.766 | 2556.8232 | 2474.8804 | 2392.9376 | 2310.9948 | 2229.052 | 2147.1092
[8 empty] | Midsize DW - Class 3 | Advanced | 2928.7385 | 3397.3367 | 2852.4397 | 2696.8521 | 2481.1039 | 2265.3558 | 2049.6076 | 1833.8594 | 1618.1113 | 1553.2913 | 1461.8832 | 1433.2803 | 1404.6349 | 1375.9455 | 1347.2104 | 1318.428 | 1289.5965 | 1260.7141 | 1231.7789 | 1202.7889 | 1189.3025 | 1175.8152 | 1162.3268 | 1148.8373 | 1135.3467 | 1121.8549 | 1108.3619 | 1086.3906 | 1071.6097 | 1056.8289
[8 empty] | Midsize DW - Class 3 | Moderate | 2928.7385 | 3742.9278 | 3309.4745 | 3137.2909 | 2965.1073 | 2792.9236 | 2620.74 | 2448.5564 | 2276.3727 | 2195.9637 | 2158.3115 | 2120.6593 | 2083.0071 | 2045.3549 | 2007.7027 | 1970.0504 | 1932.3982 | 1894.746 | 1857.0938 | 1819.4416 | 1781.7894 | 1744.1372 | 1706.485 | 1668.8328 | 1631.1806 | 1593.5284 | 1555.8762 | 1555.8762 | 1555.8762 | 1555.8762
[8 empty] | Midsize DW - Class 3 | Conservative | 2928.7385 | 3803.2598 | 3414.9091 | 3300.8115 | 3186.7139 | 3072.6163 | 2958.5188 | 2844.4212 | 2730.3236 | 2635.1564 | 2589.9738 | 2544.7911 | 2499.6085 | 2454.4258 | 2409.2432 | 2364.0605 | 2318.8779 | 2273.6952 | 2228.5126 | 2183.33 | 2138.1473 | 2092.9647 | 2047.782 | 2002.5994 | 1957.4167 | 1912.2341 | 1867.0514 | 1867.0514 | 1867.0514 | 1867.0514
[8 empty] | Large DW - Class 3 | Advanced | 2331.3638 | 2704.382 | 2191.482 | 1905.7674 | 1620.0527 | 1582.5354 | 1545.018 | 1507.5007 | 1469.9833 | 1432.4659 | 1394.9486 | 1380.9991 | 1367.0496 | 1353.1001 | 1339.1506 | 1325.2011 | 1311.2517 | 1297.3022 | 1283.3527 | 1269.4032 | 1255.4537 | 1241.5042 | 1227.5547 | 1213.6053 | 1199.6558 | 1185.7063 | 1171.7568 | 1157.8073 | 1143.8578 | 1140.9759
[8 empty] | Large DW - Class 3 | Moderate | 2331.3638 | 2979.4829 | 2634.4411 | 2386.4554 | 2138.4696 | 2088.9467 | 2039.4238 | 1989.9009 | 1940.378 | 1890.855 | 1841.3321 | 1822.9188 | 1804.5055 | 1786.0922 | 1767.6788 | 1749.2655 | 1730.8522 | 1712.4389 | 1694.0256 | 1675.6122 | 1657.1989 | 1638.7856 | 1620.3723 | 1601.9589 | 1583.5456 | 1565.1323 | 1546.719 | 1528.3057 | 1509.8923 | 1506.0882
[8 empty] | Large DW - Class 3 | Conservative | 2331.3638 | 3027.509 | 2718.3702 | 2650.9489 | 2583.5276 | 2516.1063 | 2448.685 | 2381.2637 | 2313.8424 | 2246.4211 | 2209.5985 | 2187.5026 | 2165.4066 | 2143.3106 | 2121.2146 | 2099.1186 | 2077.0226 | 2054.9266 | 2032.8307 | 2010.7347 | 1988.6387 | 1966.5427 | 1944.4467 | 1922.3507 | 1900.2547 | 1878.1588 | 1856.0628 | 1833.9668 | 1811.8708 | 1807.3058
[8 empty] | Residential DW - Class 4 | Advanced | 6007.4048 | 6968.5896 | 5646.9605 | 4408.3159 | 3968.3846 | 3490.3199 | 3075.4024 | 2814.4725 | 2548.0186 | 2274.946 | 2116.0428 | 2049.0495 | 1981.9168 | 1914.6396 | 1847.2129 | 1779.631 | 1711.8884 | 1643.979 | 1575.8964 | 1507.634 | 1461.6744 | 1415.6048 | 1369.4209 | 1323.1179 | 1276.6911 | 1230.1353 | 1183.445 | 1142.9155 | 1131.3709 | 1119.8263
[8 empty] | Residential DW - Class 4 | Moderate | 6007.4048 | 7677.4634 | 6788.3675 | 6339.2379 | 5890.1083 | 5440.9787 | 4991.8491 | 4542.7195 | 4093.5899 | 3639.9136 | 3385.6685 | 3278.4792 | 3171.0668 | 3063.4234 | 2955.5406 | 2847.4097 | 2739.0215 | 2630.3663 | 2521.4342 | 2412.2144 | 2338.679 | 2264.9677 | 2191.0734 | 2116.9887 | 2042.7058 | 1968.2164 | 1893.5119 | 1828.6649 | 1810.1935 | 1791.7221
[8 empty] | Residential DW - Class 4 | Conservative | 6007.4048 | 7801.2159 | 7004.634 | 6679.9745 | 6355.315 | 6030.6555 | 5705.996 | 5381.3365 | 5056.677 | 4731.8877 | 4401.3691 | 4262.023 | 4122.3869 | 3982.4504 | 3842.2028 | 3701.6326 | 3560.7279 | 3419.4762 | 3277.8644 | 3135.8787 | 3040.2827 | 2944.458 | 2848.3954 | 2752.0853 | 2655.5175 | 2558.6813 | 2461.5655 | 2377.2643 | 2353.2516 | 2329.2388
[8 empty] | Commercial DW - Class 4 | Advanced | 4510.7435 | 5232.4625 | 4240.0989 | 3661.5798 | 3235.2932 | 2875.906 | 2566.1977 | 2384.5425 | 2199.737 | 2011.1756 | 1869.0006 | 1808.074 | 1747.0188 | 1685.8305 | 1624.5044 | 1563.0354 | 1501.4182 | 1439.6472 | 1377.7167 | 1315.6205 | 1273.6061 | 1231.4886 | 1189.2638 | 1146.9275 | 1104.475 | 1061.9016 | 1019.2021 | 989.7578 | 977.833 | 965.9082
[8 empty] | Commercial DW - Class 4 | Moderate | 4510.7435 | 5764.7302 | 5097.1402 | 4785.9649 | 4474.7897 | 4163.6144 | 3852.4392 | 3541.2639 | 3230.0887 | 3093.1545 | 2982.1687 | 2871.1828 | 2760.197 | 2649.2112 | 2538.2253 | 2427.2395 | 2316.2536 | 2205.2678 | 2094.282 | 1975.9628 | 1939.659 | 1903.3552 | 1867.0514 | 1830.7477 | 1794.4439 | 1758.1401 | 1721.8363 | 1685.5326 | 1649.2288 | 1612.925
[8 empty] | Commercial DW - Class 4 | Conservative | 4510.7435 | 5857.6515 | 5497.4293 | 5289.9791 | 5082.5289 | 4875.0788 | 4681.1129 | 4460.1785 | 4199.1153 | 4021.1009 | 3876.8193 | 3732.5377 | 3588.2561 | 3443.9745 | 3299.6929 | 3155.4113 | 3011.1297 | 2866.8482 | 2722.5666 | 2568.7516 | 2521.5567 | 2474.3618 | 2427.1669 | 2379.972 | 2332.7771 | 2285.5821 | 2238.3872 | 2191.1923 | 2143.9974 | 2096.8025
[8 empty] | Midsize DW - Class 4 | Advanced | 2928.7385 | 3397.3367 | 2852.4397 | 2696.8521 | 2481.1039 | 2265.3558 | 2049.6076 | 1833.8594 | 1618.1113 | 1553.2913 | 1461.8832 | 1433.2803 | 1404.6349 | 1375.9455 | 1347.2104 | 1318.428 | 1289.5965 | 1260.7141 | 1231.7789 | 1202.7889 | 1189.3025 | 1175.8152 | 1162.3268 | 1148.8373 | 1135.3467 | 1121.8549 | 1108.3619 | 1086.3906 | 1071.6097 | 1056.8289
[8 empty] | Midsize DW - Class 4 | Moderate | 2928.7385 | 3742.9278 | 3309.4745 | 3137.2909 | 2965.1073 | 2792.9236 | 2620.74 | 2448.5564 | 2276.3727 | 2195.9637 | 2158.3115 | 2120.6593 | 2083.0071 | 2045.3549 | 2007.7027 | 1970.0504 | 1932.3982 | 1894.746 | 1857.0938 | 1819.4416 | 1781.7894 | 1744.1372 | 1706.485 | 1668.8328 | 1631.1806 | 1593.5284 | 1555.8762 | 1555.8762 | 1555.8762 | 1555.8762
[8 empty] | Midsize DW - Class 4 | Conservative | 2928.7385 | 3803.2598 | 3414.9091 | 3300.8115 | 3186.7139 | 3072.6163 | 2958.5188 | 2844.4212 | 2730.3236 | 2635.1564 | 2589.9738 | 2544.7911 | 2499.6085 | 2454.4258 | 2409.2432 | 2364.0605 | 2318.8779 | 2273.6952 | 2228.5126 | 2183.33 | 2138.1473 | 2092.9647 | 2047.782 | 2002.5994 | 1957.4167 | 1912.2341 | 1867.0514 | 1867.0514 | 1867.0514 | 1867.0514
[8 empty] | Large DW - Class 4 | Advanced | 2331.3638 | 2704.382 | 2191.482 | 1905.7674 | 1620.0527 | 1582.5354 | 1545.018 | 1507.5007 | 1469.9833 | 1432.4659 | 1394.9486 | 1380.9991 | 1367.0496 | 1353.1001 | 1339.1506 | 1325.2011 | 1311.2517 | 1297.3022 | 1283.3527 | 1269.4032 | 1255.4537 | 1241.5042 | 1227.5547 | 1213.6053 | 1199.6558 | 1185.7063 | 1171.7568 | 1157.8073 | 1143.8578 | 1140.9759
[8 empty] | Large DW - Class 4 | Moderate | 2331.3638 | 2979.4829 | 2634.4411 | 2386.4554 | 2138.4696 | 2088.9467 | 2039.4238 | 1989.9009 | 1940.378 | 1890.855 | 1841.3321 | 1822.9188 | 1804.5055 | 1786.0922 | 1767.6788 | 1749.2655 | 1730.8522 | 1712.4389 | 1694.0256 | 1675.6122 | 1657.1989 | 1638.7856 | 1620.3723 | 1601.9589 | 1583.5456 | 1565.1323 | 1546.719 | 1528.3057 | 1509.8923 | 1506.0882
[8 empty] | Large DW - Class 4 | Conservative | 2331.3638 | 3027.509 | 2718.3702 | 2650.9489 | 2583.5276 | 2516.1063 | 2448.685 | 2381.2637 | 2313.8424 | 2246.4211 | 2209.5985 | 2187.5026 | 2165.4066 | 2143.3106 | 2121.2146 | 2099.1186 | 2077.0226 | 2054.9266 | 2032.8307 | 2010.7347 | 1988.6387 | 1966.5427 | 1944.4467 | 1922.3507 | 1900.2547 | 1878.1588 | 1856.0628 | 1833.9668 | 1811.8708 | 1807.3058
[8 empty] | Residential DW - Class 5 | Advanced | 6007.4048 | 6968.5896 | 5646.9605 | 4408.3159 | 3968.3846 | 3490.3199 | 3075.4024 | 2814.4725 | 2548.0186 | 2274.946 | 2116.0428 | 2049.0495 | 1981.9168 | 1914.6396 | 1847.2129 | 1779.631 | 1711.8884 | 1643.979 | 1575.8964 | 1507.634 | 1461.6744 | 1415.6048 | 1369.4209 | 1323.1179 | 1276.6911 | 1230.1353 | 1183.445 | 1142.9155 | 1131.3709 | 1119.8263
[8 empty] | Residential DW - Class 5 | Moderate | 6007.4048 | 7677.4634 | 6788.3675 | 6339.2379 | 5890.1083 | 5440.9787 | 4991.8491 | 4542.7195 | 4093.5899 | 3639.9136 | 3385.6685 | 3278.4792 | 3171.0668 | 3063.4234 | 2955.5406 | 2847.4097 | 2739.0215 | 2630.3663 | 2521.4342 | 2412.2144 | 2338.679 | 2264.9677 | 2191.0734 | 2116.9887 | 2042.7058 | 1968.2164 | 1893.5119 | 1828.6649 | 1810.1935 | 1791.7221
[8 empty] | Residential DW - Class 5 | Conservative | 6007.4048 | 7801.2159 | 7004.634 | 6679.9745 | 6355.315 | 6030.6555 | 5705.996 | 5381.3365 | 5056.677 | 4731.8877 | 4401.3691 | 4262.023 | 4122.3869 | 3982.4504 | 3842.2028 | 3701.6326 | 3560.7279 | 3419.4762 | 3277.8644 | 3135.8787 | 3040.2827 | 2944.458 | 2848.3954 | 2752.0853 | 2655.5175 | 2558.6813 | 2461.5655 | 2377.2643 | 2353.2516 | 2329.2388
[8 empty] | Commercial DW - Class 5 | Advanced | 4510.7435 | 5232.4625 | 4240.0989 | 3661.5798 | 3235.2932 | 2875.906 | 2566.1977 | 2384.5425 | 2199.737 | 2011.1756 | 1869.0006 | 1808.074 | 1747.0188 | 1685.8305 | 1624.5044 | 1563.0354 | 1501.4182 | 1439.6472 | 1377.7167 | 1315.6205 | 1273.6061 | 1231.4886 | 1189.2638 | 1146.9275 | 1104.475 | 1061.9016 | 1019.2021 | 989.7578 | 977.833 | 965.9082
[8 empty] | Commercial DW - Class 5 | Moderate | 4510.7435 | 5764.7302 | 5097.1402 | 4760.0336 | 4422.9271 | 4085.8206 | 3748.7141 | 3411.6076 | 3074.5011 | 2737.3946 | 2696.2822 | 2604.5108 | 2512.7393 | 2420.9679 | 2329.1964 | 2237.425 | 2145.6535 | 2101.8849 | 2011.4664 | 1920.806 | 1884.5022 | 1848.1984 | 1811.8946 | 1775.5909 | 1739.2871 | 1702.9833 | 1666.6795 | 1630.3758 | 1594.072 | 1557.7682
[8 empty] | Commercial DW - Class 5 | Conservative | 4510.7435 | 5857.6515 | 5497.4293 | 5289.9791 | 5030.6664 | 4771.3537 | 4512.041 | 4252.7283 | 3993.4156 | 3785.9654 | 3704.0226 | 3622.0798 | 3540.137 | 3458.1942 | 3376.2514 | 3294.3085 | 3212.3657 | 3130.4229 | 3048.4801 | 2966.5373 | 2884.5945 | 2802.6517 | 2720.7089 | 2638.766 | 2556.8232 | 2474.8804 | 2392.9376 | 2310.9948 | 2229.052 | 2147.1092
[8 empty] | Midsize DW - Class 5 | Advanced | 2928.7385 | 3397.3367 | 2852.4397 | 2696.8521 | 2481.1039 | 2265.3558 | 2049.6076 | 1833.8594 | 1618.1113 | 1553.2913 | 1461.8832 | 1433.2803 | 1404.6349 | 1375.9455 | 1347.2104 | 1318.428 | 1289.5965 | 1260.7141 | 1231.7789 | 1202.7889 | 1189.3025 | 1175.8152 | 1162.3268 | 1148.8373 | 1135.3467 | 1121.8549 | 1108.3619 | 1086.3906 | 1071.6097 | 1056.8289
[8 empty] | Midsize DW - Class 5 | Moderate | 2928.7385 | 3742.9278 | 3309.4745 | 3137.2909 | 2965.1073 | 2792.9236 | 2620.74 | 2448.5564 | 2276.3727 | 2195.9637 | 2158.3115 | 2120.6593 | 2083.0071 | 2045.3549 | 2007.7027 | 1970.0504 | 1932.3982 | 1894.746 | 1857.0938 | 1819.4416 | 1781.7894 | 1744.1372 | 1706.485 | 1668.8328 | 1631.1806 | 1593.5284 | 1555.8762 | 1555.8762 | 1555.8762 | 1555.8762
[8 empty] | Midsize DW - Class 5 | Conservative | 2928.7385 | 3803.2598 | 3414.9091 | 3300.8115 | 3186.7139 | 3072.6163 | 2958.5188 | 2844.4212 | 2730.3236 | 2635.1564 | 2589.9738 | 2544.7911 | 2499.6085 | 2454.4258 | 2409.2432 | 2364.0605 | 2318.8779 | 2273.6952 | 2228.5126 | 2183.33 | 2138.1473 | 2092.9647 | 2047.782 | 2002.5994 | 1957.4167 | 1912.2341 | 1867.0514 | 1867.0514 | 1867.0514 | 1867.0514
[8 empty] | Large DW - Class 5 | Advanced | 2331.3638 | 2704.382 | 2191.482 | 1905.7674 | 1620.0527 | 1582.5354 | 1545.018 | 1507.5007 | 1469.9833 | 1432.4659 | 1394.9486 | 1380.9991 | 1367.0496 | 1353.1001 | 1339.1506 | 1325.2011 | 1311.2517 | 1297.3022 | 1283.3527 | 1269.4032 | 1255.4537 | 1241.5042 | 1227.5547 | 1213.6053 | 1199.6558 | 1185.7063 | 1171.7568 | 1157.8073 | 1143.8578 | 1140.9759
[8 empty] | Large DW - Class 5 | Moderate | 2331.3638 | 2979.4829 | 2634.4411 | 2386.4554 | 2138.4696 | 2088.9467 | 2039.4238 | 1989.9009 | 1940.378 | 1890.855 | 1841.3321 | 1822.9188 | 1804.5055 | 1786.0922 | 1767.6788 | 1749.2655 | 1730.8522 | 1712.4389 | 1694.0256 | 1675.6122 | 1657.1989 | 1638.7856 | 1620.3723 | 1601.9589 | 1583.5456 | 1565.1323 | 1546.719 | 1528.3057 | 1509.8923 | 1506.0882
[8 empty] | Large DW - Class 5 | Conservative | 2331.3638 | 3027.509 | 2718.3702 | 2650.9489 | 2583.5276 | 2516.1063 | 2448.685 | 2381.2637 | 2313.8424 | 2246.4211 | 2209.5985 | 2187.5026 | 2165.4066 | 2143.3106 | 2121.2146 | 2099.1186 | 2077.0226 | 2054.9266 | 2032.8307 | 2010.7347 | 1988.6387 | 1966.5427 | 1944.4467 | 1922.3507 | 1900.2547 | 1878.1588 | 1856.0628 | 1833.9668 | 1811.8708 | 1807.3058
[8 empty] | Residential DW - Class 6 | Advanced | 6007.4048 | 6968.5896 | 5646.9605 | 4408.3159 | 3968.3846 | 3490.3199 | 3075.4024 | 2814.4725 | 2548.0186 | 2274.946 | 2116.0428 | 2049.0495 | 1981.9168 | 1914.6396 | 1847.2129 | 1779.631 | 1711.8884 | 1643.979 | 1575.8964 | 1507.634 | 1461.6744 | 1415.6048 | 1369.4209 | 1323.1179 | 1276.6911 | 1230.1353 | 1183.445 | 1142.9155 | 1131.3709 | 1119.8263
[8 empty] | Residential DW - Class 6 | Moderate | 6007.4048 | 7677.4634 | 6788.3675 | 6339.2379 | 5890.1083 | 5440.9787 | 4991.8491 | 4542.7195 | 4093.5899 | 3639.9136 | 3385.6685 | 3278.4792 | 3171.0668 | 3063.4234 | 2955.5406 | 2847.4097 | 2739.0215 | 2630.3663 | 2521.4342 | 2412.2144 | 2338.679 | 2264.9677 | 2191.0734 | 2116.9887 | 2042.7058 | 1968.2164 | 1893.5119 | 1828.6649 | 1810.1935 | 1791.7221
[8 empty] | Residential DW - Class 6 | Conservative | 6007.4048 | 7801.2159 | 7004.634 | 6679.9745 | 6355.315 | 6030.6555 | 5705.996 | 5381.3365 | 5056.677 | 4731.8877 | 4401.3691 | 4262.023 | 4122.3869 | 3982.4504 | 3842.2028 | 3701.6326 | 3560.7279 | 3419.4762 | 3277.8644 | 3135.8787 | 3040.2827 | 2944.458 | 2848.3954 | 2752.0853 | 2655.5175 | 2558.6813 | 2461.5655 | 2377.2643 | 2353.2516 | 2329.2388
[8 empty] | Commercial DW - Class 6 | Advanced | 4510.7435 | 5232.4625 | 4240.0989 | 3661.5798 | 3235.2932 | 2875.906 | 2566.1977 | 2384.5425 | 2199.737 | 2011.1756 | 1869.0006 | 1808.074 | 1747.0188 | 1685.8305 | 1624.5044 | 1563.0354 | 1501.4182 | 1439.6472 | 1377.7167 | 1315.6205 | 1273.6061 | 1231.4886 | 1189.2638 | 1146.9275 | 1104.475 | 1061.9016 | 1019.2021 | 989.7578 | 977.833 | 965.9082
[8 empty] | Commercial DW - Class 6 | Moderate | 4510.7435 | 5764.7302 | 5097.1402 | 4760.0336 | 4422.9271 | 4085.8206 | 3748.7141 | 3411.6076 | 3074.5011 | 2737.3946 | 2696.2822 | 2604.5108 | 2512.7393 | 2420.9679 | 2329.1964 | 2237.425 | 2145.6535 | 2101.8849 | 2011.4664 | 1920.806 | 1884.5022 | 1848.1984 | 1811.8946 | 1775.5909 | 1739.2871 | 1702.9833 | 1666.6795 | 1630.3758 | 1594.072 | 1557.7682
[8 empty] | Commercial DW - Class 6 | Conservative | 4510.7435 | 5857.6515 | 5497.4293 | 5289.9791 | 5030.6664 | 4771.3537 | 4512.041 | 4252.7283 | 3993.4156 | 3785.9654 | 3704.0226 | 3622.0798 | 3540.137 | 3458.1942 | 3376.2514 | 3294.3085 | 3212.3657 | 3130.4229 | 3048.4801 | 2966.5373 | 2884.5945 | 2802.6517 | 2720.7089 | 2638.766 | 2556.8232 | 2474.8804 | 2392.9376 | 2310.9948 | 2229.052 | 2147.1092
[8 empty] | Midsize DW - Class 6 | Advanced | 2928.7385 | 3397.3367 | 2852.4397 | 2696.8521 | 2481.1039 | 2265.3558 | 2049.6076 | 1833.8594 | 1618.1113 | 1553.2913 | 1461.8832 | 1433.2803 | 1404.6349 | 1375.9455 | 1347.2104 | 1318.428 | 1289.5965 | 1260.7141 | 1231.7789 | 1202.7889 | 1189.3025 | 1175.8152 | 1162.3268 | 1148.8373 | 1135.3467 | 1121.8549 | 1108.3619 | 1086.3906 | 1071.6097 | 1056.8289
[8 empty] | Midsize DW - Class 6 | Moderate | 2928.7385 | 3742.9278 | 3309.4745 | 3137.2909 | 2965.1073 | 2792.9236 | 2620.74 | 2448.5564 | 2276.3727 | 2195.9637 | 2158.3115 | 2120.6593 | 2083.0071 | 2045.3549 | 2007.7027 | 1970.0504 | 1932.3982 | 1894.746 | 1857.0938 | 1819.4416 | 1781.7894 | 1744.1372 | 1706.485 | 1668.8328 | 1631.1806 | 1593.5284 | 1555.8762 | 1555.8762 | 1555.8762 | 1555.8762
[8 empty] | Midsize DW - Class 6 | Conservative | 2928.7385 | 3803.2598 | 3414.9091 | 3300.8115 | 3186.7139 | 3072.6163 | 2958.5188 | 2844.4212 | 2730.3236 | 2635.1564 | 2589.9738 | 2544.7911 | 2499.6085 | 2454.4258 | 2409.2432 | 2364.0605 | 2318.8779 | 2273.6952 | 2228.5126 | 2183.33 | 2138.1473 | 2092.9647 | 2047.782 | 2002.5994 | 1957.4167 | 1912.2341 | 1867.0514 | 1867.0514 | 1867.0514 | 1867.0514
[8 empty] | Large DW - Class 6 | Advanced | 2331.3638 | 2704.382 | 2191.482 | 1905.7674 | 1620.0527 | 1582.5354 | 1545.018 | 1507.5007 | 1469.9833 | 1432.4659 | 1394.9486 | 1380.9991 | 1367.0496 | 1353.1001 | 1339.1506 | 1325.2011 | 1311.2517 | 1297.3022 | 1283.3527 | 1269.4032 | 1255.4537 | 1241.5042 | 1227.5547 | 1213.6053 | 1199.6558 | 1185.7063 | 1171.7568 | 1157.8073 | 1143.8578 | 1140.9759
[8 empty] | Large DW - Class 6 | Moderate | 2331.3638 | 2979.4829 | 2634.4411 | 2386.4554 | 2138.4696 | 2088.9467 | 2039.4238 | 1989.9009 | 1940.378 | 1890.855 | 1841.3321 | 1822.9188 | 1804.5055 | 1786.0922 | 1767.6788 | 1749.2655 | 1730.8522 | 1712.4389 | 1694.0256 | 1675.6122 | 1657.1989 | 1638.7856 | 1620.3723 | 1601.9589 | 1583.5456 | 1565.1323 | 1546.719 | 1528.3057 | 1509.8923 | 1506.0882
[8 empty] | Large DW - Class 6 | Conservative | 2331.3638 | 3027.509 | 2718.3702 | 2650.9489 | 2583.5276 | 2516.1063 | 2448.685 | 2381.2637 | 2313.8424 | 2246.4211 | 2209.5985 | 2187.5026 | 2165.4066 | 2143.3106 | 2121.2146 | 2099.1186 | 2077.0226 | 2054.9266 | 2032.8307 | 2010.7347 | 1988.6387 | 1966.5427 | 1944.4467 | 1922.3507 | 1900.2547 | 1878.1588 | 1856.0628 | 1833.9668 | 1811.8708 | 1807.3058
[8 empty] | Residential DW - Class 7 | Advanced | 6007.4048 | 6968.5896 | 5646.9605 | 4408.3159 | 3968.3846 | 3490.3199 | 3075.4024 | 2814.4725 | 2548.0186 | 2274.946 | 2116.0428 | 2049.0495 | 1981.9168 | 1914.6396 | 1847.2129 | 1779.631 | 1711.8884 | 1643.979 | 1575.8964 | 1507.634 | 1461.6744 | 1415.6048 | 1369.4209 | 1323.1179 | 1276.6911 | 1230.1353 | 1183.445 | 1142.9155 | 1131.3709 | 1119.8263
[8 empty] | Residential DW - Class 7 | Moderate | 6007.4048 | 7677.4634 | 6788.3675 | 6339.2379 | 5890.1083 | 5440.9787 | 4991.8491 | 4542.7195 | 4093.5899 | 3639.9136 | 3385.6685 | 3278.4792 | 3171.0668 | 3063.4234 | 2955.5406 | 2847.4097 | 2739.0215 | 2630.3663 | 2521.4342 | 2412.2144 | 2338.679 | 2264.9677 | 2191.0734 | 2116.9887 | 2042.7058 | 1968.2164 | 1893.5119 | 1828.6649 | 1810.1935 | 1791.7221
[8 empty] | Residential DW - Class 7 | Conservative | 6007.4048 | 7801.2159 | 7004.634 | 6679.9745 | 6355.315 | 6030.6555 | 5705.996 | 5381.3365 | 5056.677 | 4731.8877 | 4401.3691 | 4262.023 | 4122.3869 | 3982.4504 | 3842.2028 | 3701.6326 | 3560.7279 | 3419.4762 | 3277.8644 | 3135.8787 | 3040.2827 | 2944.458 | 2848.3954 | 2752.0853 | 2655.5175 | 2558.6813 | 2461.5655 | 2377.2643 | 2353.2516 | 2329.2388
[8 empty] | Commercial DW - Class 7 | Advanced | 4510.7435 | 5232.4625 | 4240.0989 | 3661.5798 | 3235.2932 | 2875.906 | 2566.1977 | 2384.5425 | 2199.737 | 2011.1756 | 1869.0006 | 1808.074 | 1747.0188 | 1685.8305 | 1624.5044 | 1563.0354 | 1501.4182 | 1439.6472 | 1377.7167 | 1315.6205 | 1273.6061 | 1231.4886 | 1189.2638 | 1146.9275 | 1104.475 | 1061.9016 | 1019.2021 | 989.7578 | 977.833 | 965.9082
[8 empty] | Commercial DW - Class 7 | Moderate | 4510.7435 | 5764.7302 | 5097.1402 | 4760.0336 | 4422.9271 | 4085.8206 | 3748.7141 | 3411.6076 | 3074.5011 | 2737.3946 | 2696.2822 | 2604.5108 | 2512.7393 | 2420.9679 | 2329.1964 | 2237.425 | 2145.6535 | 2101.8849 | 2011.4664 | 1920.806 | 1884.5022 | 1848.1984 | 1811.8946 | 1775.5909 | 1739.2871 | 1702.9833 | 1666.6795 | 1630.3758 | 1594.072 | 1557.7682
[8 empty] | Commercial DW - Class 7 | Conservative | 4510.7435 | 5857.6515 | 5497.4293 | 5289.9791 | 5030.6664 | 4771.3537 | 4512.041 | 4252.7283 | 3993.4156 | 3785.9654 | 3704.0226 | 3622.0798 | 3540.137 | 3458.1942 | 3376.2514 | 3294.3085 | 3212.3657 | 3130.4229 | 3048.4801 | 2966.5373 | 2884.5945 | 2802.6517 | 2720.7089 | 2638.766 | 2556.8232 | 2474.8804 | 2392.9376 | 2310.9948 | 2229.052 | 2147.1092
[8 empty] | Midsize DW - Class 7 | Advanced | 2928.7385 | 3397.3367 | 2852.4397 | 2696.8521 | 2481.1039 | 2265.3558 | 2049.6076 | 1833.8594 | 1618.1113 | 1553.2913 | 1461.8832 | 1433.2803 | 1404.6349 | 1375.9455 | 1347.2104 | 1318.428 | 1289.5965 | 1260.7141 | 1231.7789 | 1202.7889 | 1189.3025 | 1175.8152 | 1162.3268 | 1148.8373 | 1135.3467 | 1121.8549 | 1108.3619 | 1086.3906 | 1071.6097 | 1056.8289
[8 empty] | Midsize DW - Class 7 | Moderate | 2928.7385 | 3742.9278 | 3309.4745 | 3137.2909 | 2965.1073 | 2792.9236 | 2620.74 | 2448.5564 | 2276.3727 | 2195.9637 | 2158.3115 | 2120.6593 | 2083.0071 | 2045.3549 | 2007.7027 | 1970.0504 | 1932.3982 | 1894.746 | 1857.0938 | 1819.4416 | 1781.7894 | 1744.1372 | 1706.485 | 1668.8328 | 1631.1806 | 1593.5284 | 1555.8762 | 1555.8762 | 1555.8762 | 1555.8762
[8 empty] | Midsize DW - Class 7 | Conservative | 2928.7385 | 3803.2598 | 3414.9091 | 3300.8115 | 3186.7139 | 3072.6163 | 2958.5188 | 2844.4212 | 2730.3236 | 2635.1564 | 2589.9738 | 2544.7911 | 2499.6085 | 2454.4258 | 2409.2432 | 2364.0605 | 2318.8779 | 2273.6952 | 2228.5126 | 2183.33 | 2138.1473 | 2092.9647 | 2047.782 | 2002.5994 | 1957.4167 | 1912.2341 | 1867.0514 | 1867.0514 | 1867.0514 | 1867.0514
[8 empty] | Large DW - Class 7 | Advanced | 2331.3638 | 2704.382 | 2191.482 | 1905.7674 | 1620.0527 | 1582.5354 | 1545.018 | 1507.5007 | 1469.9833 | 1432.4659 | 1394.9486 | 1380.9991 | 1367.0496 | 1353.1001 | 1339.1506 | 1325.2011 | 1311.2517 | 1297.3022 | 1283.3527 | 1269.4032 | 1255.4537 | 1241.5042 | 1227.5547 | 1213.6053 | 1199.6558 | 1185.7063 | 1171.7568 | 1157.8073 | 1143.8578 | 1140.9759
[8 empty] | Large DW - Class 7 | Moderate | 2331.3638 | 2979.4829 | 2634.4411 | 2386.4554 | 2138.4696 | 2088.9467 | 2039.4238 | 1989.9009 | 1940.378 | 1890.855 | 1841.3321 | 1822.9188 | 1804.5055 | 1786.0922 | 1767.6788 | 1749.2655 | 1730.8522 | 1712.4389 | 1694.0256 | 1675.6122 | 1657.1989 | 1638.7856 | 1620.3723 | 1601.9589 | 1583.5456 | 1565.1323 | 1546.719 | 1528.3057 | 1509.8923 | 1506.0882
[8 empty] | Large DW - Class 7 | Conservative | 2331.3638 | 3027.509 | 2718.3702 | 2650.9489 | 2583.5276 | 2516.1063 | 2448.685 | 2381.2637 | 2313.8424 | 2246.4211 | 2209.5985 | 2187.5026 | 2165.4066 | 2143.3106 | 2121.2146 | 2099.1186 | 2077.0226 | 2054.9266 | 2032.8307 | 2010.7347 | 1988.6387 | 1966.5427 | 1944.4467 | 1922.3507 | 1900.2547 | 1878.1588 | 1856.0628 | 1833.9668 | 1811.8708 | 1807.3058
[8 empty] | Residential DW - Class 8 | Advanced | 6007.4048 | 6968.5896 | 5646.9605 | 4408.3159 | 3968.3846 | 3490.3199 | 3075.4024 | 2814.4725 | 2548.0186 | 2274.946 | 2116.0428 | 2049.0495 | 1981.9168 | 1914.6396 | 1847.2129 | 1779.631 | 1711.8884 | 1643.979 | 1575.8964 | 1507.634 | 1461.6744 | 1415.6048 | 1369.4209 | 1323.1179 | 1276.6911 | 1230.1353 | 1183.445 | 1142.9155 | 1131.3709 | 1119.8263
[8 empty] | Residential DW - Class 8 | Moderate | 6007.4048 | 7677.4634 | 6788.3675 | 6339.2379 | 5890.1083 | 5440.9787 | 4991.8491 | 4542.7195 | 4093.5899 | 3639.9136 | 3385.6685 | 3278.4792 | 3171.0668 | 3063.4234 | 2955.5406 | 2847.4097 | 2739.0215 | 2630.3663 | 2521.4342 | 2412.2144 | 2338.679 | 2264.9677 | 2191.0734 | 2116.9887 | 2042.7058 | 1968.2164 | 1893.5119 | 1828.6649 | 1810.1935 | 1791.7221
[8 empty] | Residential DW - Class 8 | Conservative | 6007.4048 | 7801.2159 | 7004.634 | 6679.9745 | 6355.315 | 6030.6555 | 5705.996 | 5381.3365 | 5056.677 | 4731.8877 | 4401.3691 | 4262.023 | 4122.3869 | 3982.4504 | 3842.2028 | 3701.6326 | 3560.7279 | 3419.4762 | 3277.8644 | 3135.8787 | 3040.2827 | 2944.458 | 2848.3954 | 2752.0853 | 2655.5175 | 2558.6813 | 2461.5655 | 2377.2643 | 2353.2516 | 2329.2388
[8 empty] | Commercial DW - Class 8 | Advanced | 4510.7435 | 5232.4625 | 4240.0989 | 3661.5798 | 3235.2932 | 2875.906 | 2566.1977 | 2384.5425 | 2199.737 | 2011.1756 | 1869.0006 | 1808.074 | 1747.0188 | 1685.8305 | 1624.5044 | 1563.0354 | 1501.4182 | 1439.6472 | 1377.7167 | 1315.6205 | 1273.6061 | 1231.4886 | 1189.2638 | 1146.9275 | 1104.475 | 1061.9016 | 1019.2021 | 989.7578 | 977.833 | 965.9082
[8 empty] | Commercial DW - Class 8 | Moderate | 4510.7435 | 5764.7302 | 5097.1402 | 4760.0336 | 4422.9271 | 4085.8206 | 3748.7141 | 3411.6076 | 3074.5011 | 2737.3946 | 2696.2822 | 2604.5108 | 2512.7393 | 2420.9679 | 2329.1964 | 2237.425 | 2145.6535 | 2101.8849 | 2011.4664 | 1920.806 | 1884.5022 | 1848.1984 | 1811.8946 | 1775.5909 | 1739.2871 | 1702.9833 | 1666.6795 | 1630.3758 | 1594.072 | 1557.7682
[8 empty] | Commercial DW - Class 8 | Conservative | 4510.7435 | 5857.6515 | 5497.4293 | 5289.9791 | 5030.6664 | 4771.3537 | 4512.041 | 4252.7283 | 3993.4156 | 3785.9654 | 3704.0226 | 3622.0798 | 3540.137 | 3458.1942 | 3376.2514 | 3294.3085 | 3212.3657 | 3130.4229 | 3048.4801 | 2966.5373 | 2884.5945 | 2802.6517 | 2720.7089 | 2638.766 | 2556.8232 | 2474.8804 | 2392.9376 | 2310.9948 | 2229.052 | 2147.1092
[8 empty] | Midsize DW - Class 8 | Advanced | 2928.7385 | 3397.3367 | 2852.4397 | 2696.8521 | 2481.1039 | 2265.3558 | 2049.6076 | 1833.8594 | 1618.1113 | 1553.2913 | 1461.8832 | 1433.2803 | 1404.6349 | 1375.9455 | 1347.2104 | 1318.428 | 1289.5965 | 1260.7141 | 1231.7789 | 1202.7889 | 1189.3025 | 1175.8152 | 1162.3268 | 1148.8373 | 1135.3467 | 1121.8549 | 1108.3619 | 1086.3906 | 1071.6097 | 1056.8289
[8 empty] | Midsize DW - Class 8 | Moderate | 2928.7385 | 3742.9278 | 3309.4745 | 3137.2909 | 2965.1073 | 2792.9236 | 2620.74 | 2448.5564 | 2276.3727 | 2195.9637 | 2158.3115 | 2120.6593 | 2083.0071 | 2045.3549 | 2007.7027 | 1970.0504 | 1932.3982 | 1894.746 | 1857.0938 | 1819.4416 | 1781.7894 | 1744.1372 | 1706.485 | 1668.8328 | 1631.1806 | 1593.5284 | 1555.8762 | 1555.8762 | 1555.8762 | 1555.8762
[8 empty] | Midsize DW - Class 8 | Conservative | 2928.7385 | 3803.2598 | 3414.9091 | 3300.8115 | 3186.7139 | 3072.6163 | 2958.5188 | 2844.4212 | 2730.3236 | 2635.1564 | 2589.9738 | 2544.7911 | 2499.6085 | 2454.4258 | 2409.2432 | 2364.0605 | 2318.8779 | 2273.6952 | 2228.5126 | 2183.33 | 2138.1473 | 2092.9647 | 2047.782 | 2002.5994 | 1957.4167 | 1912.2341 | 1867.0514 | 1867.0514 | 1867.0514 | 1867.0514
[8 empty] | Large DW - Class 8 | Advanced | 2331.3638 | 2704.382 | 2191.482 | 1905.7674 | 1620.0527 | 1582.5354 | 1545.018 | 1507.5007 | 1469.9833 | 1432.4659 | 1394.9486 | 1380.9991 | 1367.0496 | 1353.1001 | 1339.1506 | 1325.2011 | 1311.2517 | 1297.3022 | 1283.3527 | 1269.4032 | 1255.4537 | 1241.5042 | 1227.5547 | 1213.6053 | 1199.6558 | 1185.7063 | 1171.7568 | 1157.8073 | 1143.8578 | 1140.9759
[8 empty] | Large DW - Class 8 | Moderate | 2331.3638 | 2979.4829 | 2634.4411 | 2386.4554 | 2138.4696 | 2088.9467 | 2039.4238 | 1989.9009 | 1940.378 | 1890.855 | 1841.3321 | 1822.9188 | 1804.5055 | 1786.0922 | 1767.6788 | 1749.2655 | 1730.8522 | 1712.4389 | 1694.0256 | 1675.6122 | 1657.1989 | 1638.7856 | 1620.3723 | 1601.9589 | 1583.5456 | 1565.1323 | 1546.719 | 1528.3057 | 1509.8923 | 1506.0882
[8 empty] | Large DW - Class 8 | Conservative | 2331.3638 | 3027.509 | 2718.3702 | 2650.9489 | 2583.5276 | 2516.1063 | 2448.685 | 2381.2637 | 2313.8424 | 2246.4211 | 2209.5985 | 2187.5026 | 2165.4066 | 2143.3106 | 2121.2146 | 2099.1186 | 2077.0226 | 2054.9266 | 2032.8307 | 2010.7347 | 1988.6387 | 1966.5427 | 1944.4467 | 1922.3507 | 1900.2547 | 1878.1588 | 1856.0628 | 1833.9668 | 1811.8708 | 1807.3058
[8 empty] | Residential DW - Class 9 | Advanced | 6007.4048 | 6968.5896 | 5646.9605 | 4408.3159 | 3968.3846 | 3490.3199 | 3075.4024 | 2814.4725 | 2548.0186 | 2274.946 | 2116.0428 | 2049.0495 | 1981.9168 | 1914.6396 | 1847.2129 | 1779.631 | 1711.8884 | 1643.979 | 1575.8964 | 1507.634 | 1461.6744 | 1415.6048 | 1369.4209 | 1323.1179 | 1276.6911 | 1230.1353 | 1183.445 | 1142.9155 | 1131.3709 | 1119.8263
[8 empty] | Residential DW - Class 9 | Moderate | 6007.4048 | 7677.4634 | 6788.3675 | 6339.2379 | 5890.1083 | 5440.9787 | 4991.8491 | 4542.7195 | 4093.5899 | 3639.9136 | 3385.6685 | 3278.4792 | 3171.0668 | 3063.4234 | 2955.5406 | 2847.4097 | 2739.0215 | 2630.3663 | 2521.4342 | 2412.2144 | 2338.679 | 2264.9677 | 2191.0734 | 2116.9887 | 2042.7058 | 1968.2164 | 1893.5119 | 1828.6649 | 1810.1935 | 1791.7221
[8 empty] | Residential DW - Class 9 | Conservative | 6007.4048 | 7801.2159 | 7004.634 | 6679.9745 | 6355.315 | 6030.6555 | 5705.996 | 5381.3365 | 5056.677 | 4731.8877 | 4401.3691 | 4262.023 | 4122.3869 | 3982.4504 | 3842.2028 | 3701.6326 | 3560.7279 | 3419.4762 | 3277.8644 | 3135.8787 | 3040.2827 | 2944.458 | 2848.3954 | 2752.0853 | 2655.5175 | 2558.6813 | 2461.5655 | 2377.2643 | 2353.2516 | 2329.2388
[8 empty] | Commercial DW - Class 9 | Advanced | 4510.7435 | 5232.4625 | 4240.0989 | 3661.5798 | 3235.2932 | 2875.906 | 2566.1977 | 2384.5425 | 2199.737 | 2011.1756 | 1869.0006 | 1808.074 | 1747.0188 | 1685.8305 | 1624.5044 | 1563.0354 | 1501.4182 | 1439.6472 | 1377.7167 | 1315.6205 | 1273.6061 | 1231.4886 | 1189.2638 | 1146.9275 | 1104.475 | 1061.9016 | 1019.2021 | 989.7578 | 977.833 | 965.9082
[8 empty] | Commercial DW - Class 9 | Moderate | 4510.7435 | 5764.7302 | 5097.1402 | 4760.0336 | 4422.9271 | 4085.8206 | 3748.7141 | 3411.6076 | 3074.5011 | 2737.3946 | 2696.2822 | 2604.5108 | 2512.7393 | 2420.9679 | 2329.1964 | 2237.425 | 2145.6535 | 2101.8849 | 2011.4664 | 1920.806 | 1884.5022 | 1848.1984 | 1811.8946 | 1775.5909 | 1739.2871 | 1702.9833 | 1666.6795 | 1630.3758 | 1594.072 | 1557.7682
[8 empty] | Commercial DW - Class 9 | Conservative | 4510.7435 | 5857.6515 | 5497.4293 | 5289.9791 | 5030.6664 | 4771.3537 | 4512.041 | 4252.7283 | 3993.4156 | 3785.9654 | 3704.0226 | 3622.0798 | 3540.137 | 3458.1942 | 3376.2514 | 3294.3085 | 3212.3657 | 3130.4229 | 3048.4801 | 2966.5373 | 2884.5945 | 2802.6517 | 2720.7089 | 2638.766 | 2556.8232 | 2474.8804 | 2392.9376 | 2310.9948 | 2229.052 | 2147.1092
[8 empty] | Midsize DW - Class 9 | Advanced | 2928.7385 | 3397.3367 | 2852.4397 | 2696.8521 | 2481.1039 | 2265.3558 | 2049.6076 | 1833.8594 | 1618.1113 | 1553.2913 | 1461.8832 | 1433.2803 | 1404.6349 | 1375.9455 | 1347.2104 | 1318.428 | 1289.5965 | 1260.7141 | 1231.7789 | 1202.7889 | 1189.3025 | 1175.8152 | 1162.3268 | 1148.8373 | 1135.3467 | 1121.8549 | 1108.3619 | 1086.3906 | 1071.6097 | 1056.8289
[8 empty] | Midsize DW - Class 9 | Moderate | 2928.7385 | 3742.9278 | 3309.4745 | 3137.2909 | 2965.1073 | 2792.9236 | 2620.74 | 2448.5564 | 2276.3727 | 2195.9637 | 2158.3115 | 2120.6593 | 2083.0071 | 2045.3549 | 2007.7027 | 1970.0504 | 1932.3982 | 1894.746 | 1857.0938 | 1819.4416 | 1781.7894 | 1744.1372 | 1706.485 | 1668.8328 | 1631.1806 | 1593.5284 | 1555.8762 | 1555.8762 | 1555.8762 | 1555.8762
[8 empty] | Midsize DW - Class 9 | Conservative | 2928.7385 | 3803.2598 | 3414.9091 | 3300.8115 | 3186.7139 | 3072.6163 | 2958.5188 | 2844.4212 | 2730.3236 | 2635.1564 | 2589.9738 | 2544.7911 | 2499.6085 | 2454.4258 | 2409.2432 | 2364.0605 | 2318.8779 | 2273.6952 | 2228.5126 | 2183.33 | 2138.1473 | 2092.9647 | 2047.782 | 2002.5994 | 1957.4167 | 1912.2341 | 1867.0514 | 1867.0514 | 1867.0514 | 1867.0514
[8 empty] | Large DW - Class 9 | Advanced | 2331.3638 | 2704.382 | 2191.482 | 1905.7674 | 1620.0527 | 1582.5354 | 1545.018 | 1507.5007 | 1469.9833 | 1432.4659 | 1394.9486 | 1380.9991 | 1367.0496 | 1353.1001 | 1339.1506 | 1325.2011 | 1311.2517 | 1297.3022 | 1283.3527 | 1269.4032 | 1255.4537 | 1241.5042 | 1227.5547 | 1213.6053 | 1199.6558 | 1185.7063 | 1171.7568 | 1157.8073 | 1143.8578 | 1140.9759
[8 empty] | Large DW - Class 9 | Moderate | 2331.3638 | 2979.4829 | 2634.4411 | 2386.4554 | 2138.4696 | 2088.9467 | 2039.4238 | 1989.9009 | 1940.378 | 1890.855 | 1841.3321 | 1822.9188 | 1804.5055 | 1786.0922 | 1767.6788 | 1749.2655 | 1730.8522 | 1712.4389 | 1694.0256 | 1675.6122 | 1657.1989 | 1638.7856 | 1620.3723 | 1601.9589 | 1583.5456 | 1565.1323 | 1546.719 | 1528.3057 | 1509.8923 | 1506.0882
[8 empty] | Large DW - Class 9 | Conservative | 2331.3638 | 3027.509 | 2718.3702 | 2650.9489 | 2583.5276 | 2516.1063 | 2448.685 | 2381.2637 | 2313.8424 | 2246.4211 | 2209.5985 | 2187.5026 | 2165.4066 | 2143.3106 | 2121.2146 | 2099.1186 | 2077.0226 | 2054.9266 | 2032.8307 | 2010.7347 | 1988.6387 | 1966.5427 | 1944.4467 | 1922.3507 | 1900.2547 | 1878.1588 | 1856.0628 | 1833.9668 | 1811.8708 | 1807.3058
[8 empty] | Residential DW - Class 10 | Advanced | 6007.4048 | 6968.5896 | 5646.9605 | 4408.3159 | 3968.3846 | 3490.3199 | 3075.4024 | 2814.4725 | 2548.0186 | 2274.946 | 2116.0428 | 2049.0495 | 1981.9168 | 1914.6396 | 1847.2129 | 1779.631 | 1711.8884 | 1643.979 | 1575.8964 | 1507.634 | 1461.6744 | 1415.6048 | 1369.4209 | 1323.1179 | 1276.6911 | 1230.1353 | 1183.445 | 1142.9155 | 1131.3709 | 1119.8263
[8 empty] | Residential DW - Class 10 | Moderate | 6007.4048 | 7677.4634 | 6788.3675 | 6339.2379 | 5890.1083 | 5440.9787 | 4991.8491 | 4542.7195 | 4093.5899 | 3639.9136 | 3385.6685 | 3278.4792 | 3171.0668 | 3063.4234 | 2955.5406 | 2847.4097 | 2739.0215 | 2630.3663 | 2521.4342 | 2412.2144 | 2338.679 | 2264.9677 | 2191.0734 | 2116.9887 | 2042.7058 | 1968.2164 | 1893.5119 | 1828.6649 | 1810.1935 | 1791.7221
[8 empty] | Residential DW - Class 10 | Conservative | 6007.4048 | 7801.2159 | 7004.634 | 6679.9745 | 6355.315 | 6030.6555 | 5705.996 | 5381.3365 | 5056.677 | 4731.8877 | 4401.3691 | 4262.023 | 4122.3869 | 3982.4504 | 3842.2028 | 3701.6326 | 3560.7279 | 3419.4762 | 3277.8644 | 3135.8787 | 3040.2827 | 2944.458 | 2848.3954 | 2752.0853 | 2655.5175 | 2558.6813 | 2461.5655 | 2377.2643 | 2353.2516 | 2329.2388
[8 empty] | Commercial DW - Class 10 | Advanced | 4510.7435 | 5232.4625 | 4240.0989 | 3661.5798 | 3235.2932 | 2875.906 | 2566.1977 | 2384.5425 | 2199.737 | 2011.1756 | 1869.0006 | 1808.074 | 1747.0188 | 1685.8305 | 1624.5044 | 1563.0354 | 1501.4182 | 1439.6472 | 1377.7167 | 1315.6205 | 1273.6061 | 1231.4886 | 1189.2638 | 1146.9275 | 1104.475 | 1061.9016 | 1019.2021 | 989.7578 | 977.833 | 965.9082
[8 empty] | Commercial DW - Class 10 | Moderate | 4510.7435 | 5764.7302 | 5097.1402 | 4760.0336 | 4422.9271 | 4085.8206 | 3748.7141 | 3411.6076 | 3074.5011 | 2737.3946 | 2696.2822 | 2604.5108 | 2512.7393 | 2420.9679 | 2329.1964 | 2237.425 | 2145.6535 | 2101.8849 | 2011.4664 | 1920.806 | 1884.5022 | 1848.1984 | 1811.8946 | 1775.5909 | 1739.2871 | 1702.9833 | 1666.6795 | 1630.3758 | 1594.072 | 1557.7682
[8 empty] | Commercial DW - Class 10 | Conservative | 4510.7435 | 5857.6515 | 5497.4293 | 5289.9791 | 5030.6664 | 4771.3537 | 4512.041 | 4252.7283 | 3993.4156 | 3785.9654 | 3704.0226 | 3622.0798 | 3540.137 | 3458.1942 | 3376.2514 | 3294.3085 | 3212.3657 | 3130.4229 | 3048.4801 | 2966.5373 | 2884.5945 | 2802.6517 | 2720.7089 | 2638.766 | 2556.8232 | 2474.8804 | 2392.9376 | 2310.9948 | 2229.052 | 2147.1092
[8 empty] | Midsize DW - Class 10 | Advanced | 2928.7385 | 3397.3367 | 2852.4397 | 2696.8521 | 2481.1039 | 2265.3558 | 2049.6076 | 1833.8594 | 1618.1113 | 1553.2913 | 1461.8832 | 1433.2803 | 1404.6349 | 1375.9455 | 1347.2104 | 1318.428 | 1289.5965 | 1260.7141 | 1231.7789 | 1202.7889 | 1189.3025 | 1175.8152 | 1162.3268 | 1148.8373 | 1135.3467 | 1121.8549 | 1108.3619 | 1086.3906 | 1071.6097 | 1056.8289
[8 empty] | Midsize DW - Class 10 | Moderate | 2928.7385 | 3742.9278 | 3309.4745 | 3137.2909 | 2965.1073 | 2792.9236 | 2620.74 | 2448.5564 | 2276.3727 | 2195.9637 | 2158.3115 | 2120.6593 | 2083.0071 | 2045.3549 | 2007.7027 | 1970.0504 | 1932.3982 | 1894.746 | 1857.0938 | 1819.4416 | 1781.7894 | 1744.1372 | 1706.485 | 1668.8328 | 1631.1806 | 1593.5284 | 1555.8762 | 1555.8762 | 1555.8762 | 1555.8762
[8 empty] | Midsize DW - Class 10 | Conservative | 2928.7385 | 3803.2598 | 3414.9091 | 3300.8115 | 3186.7139 | 3072.6163 | 2958.5188 | 2844.4212 | 2730.3236 | 2635.1564 | 2589.9738 | 2544.7911 | 2499.6085 | 2454.4258 | 2409.2432 | 2364.0605 | 2318.8779 | 2273.6952 | 2228.5126 | 2183.33 | 2138.1473 | 2092.9647 | 2047.782 | 2002.5994 | 1957.4167 | 1912.2341 | 1867.0514 | 1867.0514 | 1867.0514 | 1867.0514
[8 empty] | Large DW - Class 10 | Advanced | 2331.3638 | 2704.382 | 2191.482 | 1905.7674 | 1620.0527 | 1582.5354 | 1545.018 | 1507.5007 | 1469.9833 | 1432.4659 | 1394.9486 | 1380.9991 | 1367.0496 | 1353.1001 | 1339.1506 | 1325.2011 | 1311.2517 | 1297.3022 | 1283.3527 | 1269.4032 | 1255.4537 | 1241.5042 | 1227.5547 | 1213.6053 | 1199.6558 | 1185.7063 | 1171.7568 | 1157.8073 | 1143.8578 | 1140.9759
[8 empty] | Large DW - Class 10 | Moderate | 2331.3638 | 2979.4829 | 2634.4411 | 2386.4554 | 2138.4696 | 2088.9467 | 2039.4238 | 1989.9009 | 1940.378 | 1890.855 | 1841.3321 | 1822.9188 | 1804.5055 | 1786.0922 | 1767.6788 | 1749.2655 | 1730.8522 | 1712.4389 | 1694.0256 | 1675.6122 | 1657.1989 | 1638.7856 | 1620.3723 | 1601.9589 | 1583.5456 | 1565.1323 | 1546.719 | 1528.3057 | 1509.8923 | 1506.0882
[8 empty] | Large DW - Class 10 | Conservative | 2331.3638 | 3027.509 | 2718.3702 | 2650.9489 | 2583.5276 | 2516.1063 | 2448.685 | 2381.2637 | 2313.8424 | 2246.4211 | 2209.5985 | 2187.5026 | 2165.4066 | 2143.3106 | 2121.2146 | 2099.1186 | 2077.0226 | 2054.9266 | 2032.8307 | 2010.7347 | 1988.6387 | 1966.5427 | 1944.4467 | 1922.3507 | 1900.2547 | 1878.1588 | 1856.0628 | 1833.9668 | 1811.8708 | 1807.3058
[10 empty] | 2021 | 2022 | 2023 | 2024 | 2025 | 2026 | 2027 | 2028 | 2029 | 2030 | 2031 | 2032 | 2033 | 2034 | 2035 | 2036 | 2037 | 2038 | 2039 | 2040 | 2041 | 2042 | 2043 | 2044 | 2045 | 2046 | 2047 | 2048 | 2049 | 2050
[7 empty] | Construction Financing Cost ($/kW) | Residential DW - Class 1 | Advanced | 215.744 | 250.2631 | 202.7994 | 158.3159 | 142.5167 | 125.3479 | 110.447 | 101.0762 | 91.507 | 81.7002 | 75.9935 | 73.5875 | 71.1766 | 68.7605 | 66.339 | 63.9119 | 61.4791 | 59.0402 | 56.5952 | 54.1437 | 52.4931 | 50.8386 | 49.18 | 47.5172 | 45.8498 | 44.1779 | 42.5011 | 41.0455 | 40.6309 | 40.2163
[8 empty] | Residential DW - Class 1 | Moderate | 215.744 | 275.7208 | 243.7907 | 227.6611 | 211.5315 | 195.4019 | 179.2723 | 163.1427 | 147.0132 | 130.7203 | 121.5896 | 117.7401 | 113.8826 | 110.0168 | 106.1424 | 102.2591 | 98.3665 | 94.4644 | 90.5523 | 86.6299 | 83.989 | 81.3418 | 78.688 | 76.0274 | 73.3597 | 70.6846 | 68.0017 | 65.6729 | 65.0095 | 64.3461
[8 empty] | Residential DW - Class 1 | Conservative | 215.744 | 280.1652 | 251.5575 | 239.898 | 228.2385 | 216.579 | 204.9195 | 193.26 | 181.6005 | 169.9363 | 158.0664 | 153.0621 | 148.0473 | 143.0218 | 137.9851 | 132.9368 | 127.8765 | 122.8037 | 117.718 | 112.6189 | 109.1857 | 105.7444 | 102.2945 | 98.8357 | 95.3676 | 91.89 | 88.4022 | 85.3747 | 84.5124 | 83.65
[8 empty] | Commercial DW - Class 1 | Advanced | 161.9944 | 187.9135 | 152.2747 | 131.4984 | 116.1891 | 103.2825 | 92.1599 | 85.6361 | 78.9992 | 72.2274 | 67.1214 | 64.9334 | 62.7407 | 60.5433 | 58.3408 | 56.1333 | 53.9205 | 51.7021 | 49.478 | 47.2479 | 45.739 | 44.2265 | 42.71 | 41.1896 | 39.665 | 38.1361 | 36.6026 | 35.5452 | 35.1169 | 34.6887
[8 empty] | Commercial DW - Class 1 | Moderate | 161.9944 | 207.0288 | 183.0537 | 170.9472 | 158.8406 | 146.7341 | 134.6276 | 122.5211 | 110.4146 | 98.3081 | 96.8316 | 93.5358 | 90.24 | 86.9443 | 83.6485 | 80.3527 | 77.0569 | 75.485 | 72.2378 | 68.9819 | 67.6782 | 66.3744 | 65.0706 | 63.7668 | 62.463 | 61.1593 | 59.8555 | 58.5517 | 57.2479 | 55.9442
[8 empty] | Commercial DW - Class 1 | Conservative | 161.9944 | 210.3659 | 197.4293 | 189.9791 | 180.6664 | 171.3537 | 162.041 | 152.7283 | 143.4156 | 135.9654 | 133.0226 | 130.0798 | 127.137 | 124.1942 | 121.2514 | 118.3085 | 115.3657 | 112.4229 | 109.4801 | 106.5373 | 103.5945 | 100.6517 | 97.7089 | 94.766 | 91.8232 | 88.8804 | 85.9376 | 82.9948 | 80.052 | 77.1092
[8 empty] | Midsize DW - Class 1 | Advanced | 105.1798 | 122.0086 | 102.4397 | 96.8521 | 89.1039 | 81.3558 | 73.6076 | 65.8594 | 58.1113 | 55.7834 | 52.5006 | 51.4734 | 50.4447 | 49.4143 | 48.3824 | 47.3487 | 46.3133 | 45.276 | 44.2369 | 43.1958 | 42.7114 | 42.2271 | 41.7427 | 41.2582 | 40.7737 | 40.2892 | 39.8046 | 39.0156 | 38.4847 | 37.9539
[8 empty] | Midsize DW - Class 1 | Moderate | 105.1798 | 134.4198 | 118.8532 | 112.6696 | 106.4859 | 100.3023 | 94.1187 | 87.935 | 81.7514 | 78.8637 | 77.5115 | 76.1593 | 74.8071 | 73.4549 | 72.1027 | 70.7504 | 69.3982 | 68.046 | 66.6938 | 65.3416 | 63.9894 | 62.6372 | 61.285 | 59.9328 | 58.5806 | 57.2284 | 55.8762 | 55.8762 | 55.8762 | 55.8762
[8 empty] | Midsize DW - Class 1 | Conservative | 105.1798 | 136.5865 | 122.6397 | 118.5421 | 114.4445 | 110.3469 | 106.2493 | 102.1517 | 98.0541 | 94.6364 | 93.0138 | 91.3911 | 89.7685 | 88.1458 | 86.5232 | 84.9005 | 83.2779 | 81.6552 | 80.0326 | 78.41 | 76.7873 | 75.1647 | 73.542 | 71.9194 | 70.2967 | 68.6741 | 67.0514 | 67.0514 | 67.0514 | 67.0514
[8 empty] | Large DW - Class 1 | Advanced | 83.7263 | 97.1225 | 78.7027 | 68.4418 | 58.181 | 56.8336 | 55.4863 | 54.1389 | 52.7915 | 51.4442 | 50.0968 | 49.5958 | 49.0949 | 48.5939 | 48.0929 | 47.592 | 47.091 | 46.59 | 46.0891 | 45.5881 | 45.0871 | 44.5862 | 44.0852 | 43.5842 | 43.0833 | 42.5823 | 42.0813 | 41.5804 | 41.0794 | 40.9759
[8 empty] | Large DW - Class 1 | Moderate | 83.7263 | 107.0022 | 94.6107 | 85.7048 | 76.7989 | 75.0204 | 73.2419 | 71.4633 | 69.6848 | 67.9063 | 66.1278 | 65.4665 | 64.8052 | 64.144 | 63.4827 | 62.8214 | 62.1601 | 61.4988 | 60.8376 | 60.1763 | 59.515 | 58.8537 | 58.1925 | 57.5312 | 56.8699 | 56.2086 | 55.5473 | 54.8861 | 54.2248 | 54.0882
[8 empty] | Large DW - Class 1 | Conservative | 83.7263 | 108.727 | 97.6249 | 95.2036 | 92.7823 | 90.361 | 87.9397 | 85.5184 | 83.0971 | 80.6758 | 79.3533 | 78.5598 | 77.7663 | 76.9727 | 76.1792 | 75.3857 | 74.5921 | 73.7986 | 73.0051 | 72.2115 | 71.418 | 70.6245 | 69.8309 | 69.0374 | 68.2439 | 67.4503 | 66.6568 | 65.8633 | 65.0697 | 64.9058
[8 empty] | Residential DW - Class 2 | Advanced | 215.744 | 250.2631 | 202.7994 | 158.3159 | 142.5167 | 125.3479 | 110.447 | 101.0762 | 91.507 | 81.7002 | 75.9935 | 73.5875 | 71.1766 | 68.7605 | 66.339 | 63.9119 | 61.4791 | 59.0402 | 56.5952 | 54.1437 | 52.4931 | 50.8386 | 49.18 | 47.5172 | 45.8498 | 44.1779 | 42.5011 | 41.0455 | 40.6309 | 40.2163
[8 empty] | Residential DW - Class 2 | Moderate | 215.744 | 275.7208 | 243.7907 | 227.6611 | 211.5315 | 195.4019 | 179.2723 | 163.1427 | 147.0132 | 130.7203 | 121.5896 | 117.7401 | 113.8826 | 110.0168 | 106.1424 | 102.2591 | 98.3665 | 94.4644 | 90.5523 | 86.6299 | 83.989 | 81.3418 | 78.688 | 76.0274 | 73.3597 | 70.6846 | 68.0017 | 65.6729 | 65.0095 | 64.3461
[8 empty] | Residential DW - Class 2 | Conservative | 215.744 | 280.1652 | 251.5575 | 239.898 | 228.2385 | 216.579 | 204.9195 | 193.26 | 181.6005 | 169.9363 | 158.0664 | 153.0621 | 148.0473 | 143.0218 | 137.9851 | 132.9368 | 127.8765 | 122.8037 | 117.718 | 112.6189 | 109.1857 | 105.7444 | 102.2945 | 98.8357 | 95.3676 | 91.89 | 88.4022 | 85.3747 | 84.5124 | 83.65
[8 empty] | Commercial DW - Class 2 | Advanced | 161.9944 | 187.9135 | 152.2747 | 131.4984 | 116.1891 | 103.2825 | 92.1599 | 85.6361 | 78.9992 | 72.2274 | 67.1214 | 64.9334 | 62.7407 | 60.5433 | 58.3408 | 56.1333 | 53.9205 | 51.7021 | 49.478 | 47.2479 | 45.739 | 44.2265 | 42.71 | 41.1896 | 39.665 | 38.1361 | 36.6026 | 35.5452 | 35.1169 | 34.6887
[8 empty] | Commercial DW - Class 2 | Moderate | 161.9944 | 207.0288 | 183.0537 | 170.9472 | 158.8406 | 146.7341 | 134.6276 | 122.5211 | 110.4146 | 98.3081 | 96.8316 | 93.5358 | 90.24 | 86.9443 | 83.6485 | 80.3527 | 77.0569 | 75.485 | 72.2378 | 68.9819 | 67.6782 | 66.3744 | 65.0706 | 63.7668 | 62.463 | 61.1593 | 59.8555 | 58.5517 | 57.2479 | 55.9442
[8 empty] | Commercial DW - Class 2 | Conservative | 161.9944 | 210.3659 | 197.4293 | 189.9791 | 180.6664 | 171.3537 | 162.041 | 152.7283 | 143.4156 | 135.9654 | 133.0226 | 130.0798 | 127.137 | 124.1942 | 121.2514 | 118.3085 | 115.3657 | 112.4229 | 109.4801 | 106.5373 | 103.5945 | 100.6517 | 97.7089 | 94.766 | 91.8232 | 88.8804 | 85.9376 | 82.9948 | 80.052 | 77.1092
[8 empty] | Midsize DW - Class 2 | Advanced | 105.1798 | 122.0086 | 102.4397 | 96.8521 | 89.1039 | 81.3558 | 73.6076 | 65.8594 | 58.1113 | 55.7834 | 52.5006 | 51.4734 | 50.4447 | 49.4143 | 48.3824 | 47.3487 | 46.3133 | 45.276 | 44.2369 | 43.1958 | 42.7114 | 42.2271 | 41.7427 | 41.2582 | 40.7737 | 40.2892 | 39.8046 | 39.0156 | 38.4847 | 37.9539
[8 empty] | Midsize DW - Class 2 | Moderate | 105.1798 | 134.4198 | 118.8532 | 112.6696 | 106.4859 | 100.3023 | 94.1187 | 87.935 | 81.7514 | 78.8637 | 77.5115 | 76.1593 | 74.8071 | 73.4549 | 72.1027 | 70.7504 | 69.3982 | 68.046 | 66.6938 | 65.3416 | 63.9894 | 62.6372 | 61.285 | 59.9328 | 58.5806 | 57.2284 | 55.8762 | 55.8762 | 55.8762 | 55.8762
[8 empty] | Midsize DW - Class 2 | Conservative | 105.1798 | 136.5865 | 122.6397 | 118.5421 | 114.4445 | 110.3469 | 106.2493 | 102.1517 | 98.0541 | 94.6364 | 93.0138 | 91.3911 | 89.7685 | 88.1458 | 86.5232 | 84.9005 | 83.2779 | 81.6552 | 80.0326 | 78.41 | 76.7873 | 75.1647 | 73.542 | 71.9194 | 70.2967 | 68.6741 | 67.0514 | 67.0514 | 67.0514 | 67.0514
[8 empty] | Large DW - Class 2 | Advanced | 83.7263 | 97.1225 | 78.7027 | 68.4418 | 58.181 | 56.8336 | 55.4863 | 54.1389 | 52.7915 | 51.4442 | 50.0968 | 49.5958 | 49.0949 | 48.5939 | 48.0929 | 47.592 | 47.091 | 46.59 | 46.0891 | 45.5881 | 45.0871 | 44.5862 | 44.0852 | 43.5842 | 43.0833 | 42.5823 | 42.0813 | 41.5804 | 41.0794 | 40.9759
[8 empty] | Large DW - Class 2 | Moderate | 83.7263 | 107.0022 | 94.6107 | 85.7048 | 76.7989 | 75.0204 | 73.2419 | 71.4633 | 69.6848 | 67.9063 | 66.1278 | 65.4665 | 64.8052 | 64.144 | 63.4827 | 62.8214 | 62.1601 | 61.4988 | 60.8376 | 60.1763 | 59.515 | 58.8537 | 58.1925 | 57.5312 | 56.8699 | 56.2086 | 55.5473 | 54.8861 | 54.2248 | 54.0882
[8 empty] | Large DW - Class 2 | Conservative | 83.7263 | 108.727 | 97.6249 | 95.2036 | 92.7823 | 90.361 | 87.9397 | 85.5184 | 83.0971 | 80.6758 | 79.3533 | 78.5598 | 77.7663 | 76.9727 | 76.1792 | 75.3857 | 74.5921 | 73.7986 | 73.0051 | 72.2115 | 71.418 | 70.6245 | 69.8309 | 69.0374 | 68.2439 | 67.4503 | 66.6568 | 65.8633 | 65.0697 | 64.9058
[8 empty] | Residential DW - Class 3 | Advanced | 215.744 | 250.2631 | 202.7994 | 158.3159 | 142.5167 | 125.3479 | 110.447 | 101.0762 | 91.507 | 81.7002 | 75.9935 | 73.5875 | 71.1766 | 68.7605 | 66.339 | 63.9119 | 61.4791 | 59.0402 | 56.5952 | 54.1437 | 52.4931 | 50.8386 | 49.18 | 47.5172 | 45.8498 | 44.1779 | 42.5011 | 41.0455 | 40.6309 | 40.2163
[8 empty] | Residential DW - Class 3 | Moderate | 215.744 | 275.7208 | 243.7907 | 227.6611 | 211.5315 | 195.4019 | 179.2723 | 163.1427 | 147.0132 | 130.7203 | 121.5896 | 117.7401 | 113.8826 | 110.0168 | 106.1424 | 102.2591 | 98.3665 | 94.4644 | 90.5523 | 86.6299 | 83.989 | 81.3418 | 78.688 | 76.0274 | 73.3597 | 70.6846 | 68.0017 | 65.6729 | 65.0095 | 64.3461
[8 empty] | Residential DW - Class 3 | Conservative | 215.744 | 280.1652 | 251.5575 | 239.898 | 228.2385 | 216.579 | 204.9195 | 193.26 | 181.6005 | 169.9363 | 158.0664 | 153.0621 | 148.0473 | 143.0218 | 137.9851 | 132.9368 | 127.8765 | 122.8037 | 117.718 | 112.6189 | 109.1857 | 105.7444 | 102.2945 | 98.8357 | 95.3676 | 91.89 | 88.4022 | 85.3747 | 84.5124 | 83.65
[8 empty] | Commercial DW - Class 3 | Advanced | 161.9944 | 187.9135 | 152.2747 | 131.4984 | 116.1891 | 103.2825 | 92.1599 | 85.6361 | 78.9992 | 72.2274 | 67.1214 | 64.9334 | 62.7407 | 60.5433 | 58.3408 | 56.1333 | 53.9205 | 51.7021 | 49.478 | 47.2479 | 45.739 | 44.2265 | 42.71 | 41.1896 | 39.665 | 38.1361 | 36.6026 | 35.5452 | 35.1169 | 34.6887
[8 empty] | Commercial DW - Class 3 | Moderate | 161.9944 | 207.0288 | 183.0537 | 170.9472 | 158.8406 | 146.7341 | 134.6276 | 122.5211 | 110.4146 | 98.3081 | 96.8316 | 93.5358 | 90.24 | 86.9443 | 83.6485 | 80.3527 | 77.0569 | 75.485 | 72.2378 | 68.9819 | 67.6782 | 66.3744 | 65.0706 | 63.7668 | 62.463 | 61.1593 | 59.8555 | 58.5517 | 57.2479 | 55.9442
[8 empty] | Commercial DW - Class 3 | Conservative | 161.9944 | 210.3659 | 197.4293 | 189.9791 | 180.6664 | 171.3537 | 162.041 | 152.7283 | 143.4156 | 135.9654 | 133.0226 | 130.0798 | 127.137 | 124.1942 | 121.2514 | 118.3085 | 115.3657 | 112.4229 | 109.4801 | 106.5373 | 103.5945 | 100.6517 | 97.7089 | 94.766 | 91.8232 | 88.8804 | 85.9376 | 82.9948 | 80.052 | 77.1092
[8 empty] | Midsize DW - Class 3 | Advanced | 105.1798 | 122.0086 | 102.4397 | 96.8521 | 89.1039 | 81.3558 | 73.6076 | 65.8594 | 58.1113 | 55.7834 | 52.5006 | 51.4734 | 50.4447 | 49.4143 | 48.3824 | 47.3487 | 46.3133 | 45.276 | 44.2369 | 43.1958 | 42.7114 | 42.2271 | 41.7427 | 41.2582 | 40.7737 | 40.2892 | 39.8046 | 39.0156 | 38.4847 | 37.9539
[8 empty] | Midsize DW - Class 3 | Moderate | 105.1798 | 134.4198 | 118.8532 | 112.6696 | 106.4859 | 100.3023 | 94.1187 | 87.935 | 81.7514 | 78.8637 | 77.5115 | 76.1593 | 74.8071 | 73.4549 | 72.1027 | 70.7504 | 69.3982 | 68.046 | 66.6938 | 65.3416 | 63.9894 | 62.6372 | 61.285 | 59.9328 | 58.5806 | 57.2284 | 55.8762 | 55.8762 | 55.8762 | 55.8762
[8 empty] | Midsize DW - Class 3 | Conservative | 105.1798 | 136.5865 | 122.6397 | 118.5421 | 114.4445 | 110.3469 | 106.2493 | 102.1517 | 98.0541 | 94.6364 | 93.0138 | 91.3911 | 89.7685 | 88.1458 | 86.5232 | 84.9005 | 83.2779 | 81.6552 | 80.0326 | 78.41 | 76.7873 | 75.1647 | 73.542 | 71.9194 | 70.2967 | 68.6741 | 67.0514 | 67.0514 | 67.0514 | 67.0514
[8 empty] | Large DW - Class 3 | Advanced | 83.7263 | 97.1225 | 78.7027 | 68.4418 | 58.181 | 56.8336 | 55.4863 | 54.1389 | 52.7915 | 51.4442 | 50.0968 | 49.5958 | 49.0949 | 48.5939 | 48.0929 | 47.592 | 47.091 | 46.59 | 46.0891 | 45.5881 | 45.0871 | 44.5862 | 44.0852 | 43.5842 | 43.0833 | 42.5823 | 42.0813 | 41.5804 | 41.0794 | 40.9759
[8 empty] | Large DW - Class 3 | Moderate | 83.7263 | 107.0022 | 94.6107 | 85.7048 | 76.7989 | 75.0204 | 73.2419 | 71.4633 | 69.6848 | 67.9063 | 66.1278 | 65.4665 | 64.8052 | 64.144 | 63.4827 | 62.8214 | 62.1601 | 61.4988 | 60.8376 | 60.1763 | 59.515 | 58.8537 | 58.1925 | 57.5312 | 56.8699 | 56.2086 | 55.5473 | 54.8861 | 54.2248 | 54.0882
[8 empty] | Large DW - Class 3 | Conservative | 83.7263 | 108.727 | 97.6249 | 95.2036 | 92.7823 | 90.361 | 87.9397 | 85.5184 | 83.0971 | 80.6758 | 79.3533 | 78.5598 | 77.7663 | 76.9727 | 76.1792 | 75.3857 | 74.5921 | 73.7986 | 73.0051 | 72.2115 | 71.418 | 70.6245 | 69.8309 | 69.0374 | 68.2439 | 67.4503 | 66.6568 | 65.8633 | 65.0697 | 64.9058
[8 empty] | Residential DW - Class 4 | Advanced | 215.744 | 250.2631 | 202.7994 | 158.3159 | 142.5167 | 125.3479 | 110.447 | 101.0762 | 91.507 | 81.7002 | 75.9935 | 73.5875 | 71.1766 | 68.7605 | 66.339 | 63.9119 | 61.4791 | 59.0402 | 56.5952 | 54.1437 | 52.4931 | 50.8386 | 49.18 | 47.5172 | 45.8498 | 44.1779 | 42.5011 | 41.0455 | 40.6309 | 40.2163
[8 empty] | Residential DW - Class 4 | Moderate | 215.744 | 275.7208 | 243.7907 | 227.6611 | 211.5315 | 195.4019 | 179.2723 | 163.1427 | 147.0132 | 130.7203 | 121.5896 | 117.7401 | 113.8826 | 110.0168 | 106.1424 | 102.2591 | 98.3665 | 94.4644 | 90.5523 | 86.6299 | 83.989 | 81.3418 | 78.688 | 76.0274 | 73.3597 | 70.6846 | 68.0017 | 65.6729 | 65.0095 | 64.3461
[8 empty] | Residential DW - Class 4 | Conservative | 215.744 | 280.1652 | 251.5575 | 239.898 | 228.2385 | 216.579 | 204.9195 | 193.26 | 181.6005 | 169.9363 | 158.0664 | 153.0621 | 148.0473 | 143.0218 | 137.9851 | 132.9368 | 127.8765 | 122.8037 | 117.718 | 112.6189 | 109.1857 | 105.7444 | 102.2945 | 98.8357 | 95.3676 | 91.89 | 88.4022 | 85.3747 | 84.5124 | 83.65
[8 empty] | Commercial DW - Class 4 | Advanced | 161.9944 | 187.9135 | 152.2747 | 131.4984 | 116.1891 | 103.2825 | 92.1599 | 85.6361 | 78.9992 | 72.2274 | 67.1214 | 64.9334 | 62.7407 | 60.5433 | 58.3408 | 56.1333 | 53.9205 | 51.7021 | 49.478 | 47.2479 | 45.739 | 44.2265 | 42.71 | 41.1896 | 39.665 | 38.1361 | 36.6026 | 35.5452 | 35.1169 | 34.6887
[8 empty] | Commercial DW - Class 4 | Moderate | 161.9944 | 207.0288 | 183.0537 | 171.8784 | 160.7032 | 149.5279 | 138.3527 | 127.1775 | 116.0022 | 111.0845 | 107.0987 | 103.1128 | 99.127 | 95.1412 | 91.1553 | 87.1695 | 83.1836 | 79.1978 | 75.212 | 70.9628 | 69.659 | 68.3552 | 67.0514 | 65.7477 | 64.4439 | 63.1401 | 61.8363 | 60.5326 | 59.2288 | 57.925
[8 empty] | Commercial DW - Class 4 | Conservative | 161.9944 | 210.3659 | 197.4293 | 189.9791 | 182.5289 | 175.0788 | 168.1129 | 160.1785 | 150.8029 | 144.4099 | 139.2283 | 134.0467 | 128.8651 | 123.6835 | 118.5019 | 113.3203 | 108.1387 | 102.9572 | 97.7756 | 92.2516 | 90.5567 | 88.8618 | 87.1669 | 85.472 | 83.7771 | 82.0821 | 80.3872 | 78.6923 | 76.9974 | 75.3025
[8 empty] | Midsize DW - Class 4 | Advanced | 105.1798 | 122.0086 | 102.4397 | 96.8521 | 89.1039 | 81.3558 | 73.6076 | 65.8594 | 58.1113 | 55.7834 | 52.5006 | 51.4734 | 50.4447 | 49.4143 | 48.3824 | 47.3487 | 46.3133 | 45.276 | 44.2369 | 43.1958 | 42.7114 | 42.2271 | 41.7427 | 41.2582 | 40.7737 | 40.2892 | 39.8046 | 39.0156 | 38.4847 | 37.9539
[8 empty] | Midsize DW - Class 4 | Moderate | 105.1798 | 134.4198 | 118.8532 | 112.6696 | 106.4859 | 100.3023 | 94.1187 | 87.935 | 81.7514 | 78.8637 | 77.5115 | 76.1593 | 74.8071 | 73.4549 | 72.1027 | 70.7504 | 69.3982 | 68.046 | 66.6938 | 65.3416 | 63.9894 | 62.6372 | 61.285 | 59.9328 | 58.5806 | 57.2284 | 55.8762 | 55.8762 | 55.8762 | 55.8762
[8 empty] | Midsize DW - Class 4 | Conservative | 105.1798 | 136.5865 | 122.6397 | 118.5421 | 114.4445 | 110.3469 | 106.2493 | 102.1517 | 98.0541 | 94.6364 | 93.0138 | 91.3911 | 89.7685 | 88.1458 | 86.5232 | 84.9005 | 83.2779 | 81.6552 | 80.0326 | 78.41 | 76.7873 | 75.1647 | 73.542 | 71.9194 | 70.2967 | 68.6741 | 67.0514 | 67.0514 | 67.0514 | 67.0514
[8 empty] | Large DW - Class 4 | Advanced | 83.7263 | 97.1225 | 78.7027 | 68.4418 | 58.181 | 56.8336 | 55.4863 | 54.1389 | 52.7915 | 51.4442 | 50.0968 | 49.5958 | 49.0949 | 48.5939 | 48.0929 | 47.592 | 47.091 | 46.59 | 46.0891 | 45.5881 | 45.0871 | 44.5862 | 44.0852 | 43.5842 | 43.0833 | 42.5823 | 42.0813 | 41.5804 | 41.0794 | 40.9759
[8 empty] | Large DW - Class 4 | Moderate | 83.7263 | 107.0022 | 94.6107 | 85.7048 | 76.7989 | 75.0204 | 73.2419 | 71.4633 | 69.6848 | 67.9063 | 66.1278 | 65.4665 | 64.8052 | 64.144 | 63.4827 | 62.8214 | 62.1601 | 61.4988 | 60.8376 | 60.1763 | 59.515 | 58.8537 | 58.1925 | 57.5312 | 56.8699 | 56.2086 | 55.5473 | 54.8861 | 54.2248 | 54.0882
[8 empty] | Large DW - Class 4 | Conservative | 83.7263 | 108.727 | 97.6249 | 95.2036 | 92.7823 | 90.361 | 87.9397 | 85.5184 | 83.0971 | 80.6758 | 79.3533 | 78.5598 | 77.7663 | 76.9727 | 76.1792 | 75.3857 | 74.5921 | 73.7986 | 73.0051 | 72.2115 | 71.418 | 70.6245 | 69.8309 | 69.0374 | 68.2439 | 67.4503 | 66.6568 | 65.8633 | 65.0697 | 64.9058
[8 empty] | Residential DW - Class 5 | Advanced | 215.744 | 250.2631 | 202.7994 | 158.3159 | 142.5167 | 125.3479 | 110.447 | 101.0762 | 91.507 | 81.7002 | 75.9935 | 73.5875 | 71.1766 | 68.7605 | 66.339 | 63.9119 | 61.4791 | 59.0402 | 56.5952 | 54.1437 | 52.4931 | 50.8386 | 49.18 | 47.5172 | 45.8498 | 44.1779 | 42.5011 | 41.0455 | 40.6309 | 40.2163
[8 empty] | Residential DW - Class 5 | Moderate | 215.744 | 275.7208 | 243.7907 | 227.6611 | 211.5315 | 195.4019 | 179.2723 | 163.1427 | 147.0132 | 130.7203 | 121.5896 | 117.7401 | 113.8826 | 110.0168 | 106.1424 | 102.2591 | 98.3665 | 94.4644 | 90.5523 | 86.6299 | 83.989 | 81.3418 | 78.688 | 76.0274 | 73.3597 | 70.6846 | 68.0017 | 65.6729 | 65.0095 | 64.3461
[8 empty] | Residential DW - Class 5 | Conservative | 215.744 | 280.1652 | 251.5575 | 239.898 | 228.2385 | 216.579 | 204.9195 | 193.26 | 181.6005 | 169.9363 | 158.0664 | 153.0621 | 148.0473 | 143.0218 | 137.9851 | 132.9368 | 127.8765 | 122.8037 | 117.718 | 112.6189 | 109.1857 | 105.7444 | 102.2945 | 98.8357 | 95.3676 | 91.89 | 88.4022 | 85.3747 | 84.5124 | 83.65
[8 empty] | Commercial DW - Class 5 | Advanced | 161.9944 | 187.9135 | 152.2747 | 131.4984 | 116.1891 | 103.2825 | 92.1599 | 85.6361 | 78.9992 | 72.2274 | 67.1214 | 64.9334 | 62.7407 | 60.5433 | 58.3408 | 56.1333 | 53.9205 | 51.7021 | 49.478 | 47.2479 | 45.739 | 44.2265 | 42.71 | 41.1896 | 39.665 | 38.1361 | 36.6026 | 35.5452 | 35.1169 | 34.6887
[8 empty] | Commercial DW - Class 5 | Moderate | 161.9944 | 207.0288 | 183.0537 | 170.9472 | 158.8406 | 146.7341 | 134.6276 | 122.5211 | 110.4146 | 98.3081 | 96.8316 | 93.5358 | 90.24 | 86.9443 | 83.6485 | 80.3527 | 77.0569 | 75.485 | 72.2378 | 68.9819 | 67.6782 | 66.3744 | 65.0706 | 63.7668 | 62.463 | 61.1593 | 59.8555 | 58.5517 | 57.2479 | 55.9442
[8 empty] | Commercial DW - Class 5 | Conservative | 161.9944 | 210.3659 | 197.4293 | 189.9791 | 180.6664 | 171.3537 | 162.041 | 152.7283 | 143.4156 | 135.9654 | 133.0226 | 130.0798 | 127.137 | 124.1942 | 121.2514 | 118.3085 | 115.3657 | 112.4229 | 109.4801 | 106.5373 | 103.5945 | 100.6517 | 97.7089 | 94.766 | 91.8232 | 88.8804 | 85.9376 | 82.9948 | 80.052 | 77.1092
[8 empty] | Midsize DW - Class 5 | Advanced | 105.1798 | 122.0086 | 102.4397 | 96.8521 | 89.1039 | 81.3558 | 73.6076 | 65.8594 | 58.1113 | 55.7834 | 52.5006 | 51.4734 | 50.4447 | 49.4143 | 48.3824 | 47.3487 | 46.3133 | 45.276 | 44.2369 | 43.1958 | 42.7114 | 42.2271 | 41.7427 | 41.2582 | 40.7737 | 40.2892 | 39.8046 | 39.0156 | 38.4847 | 37.9539
[8 empty] | Midsize DW - Class 5 | Moderate | 105.1798 | 134.4198 | 118.8532 | 112.6696 | 106.4859 | 100.3023 | 94.1187 | 87.935 | 81.7514 | 78.8637 | 77.5115 | 76.1593 | 74.8071 | 73.4549 | 72.1027 | 70.7504 | 69.3982 | 68.046 | 66.6938 | 65.3416 | 63.9894 | 62.6372 | 61.285 | 59.9328 | 58.5806 | 57.2284 | 55.8762 | 55.8762 | 55.8762 | 55.8762
[8 empty] | Midsize DW - Class 5 | Conservative | 105.1798 | 136.5865 | 122.6397 | 118.5421 | 114.4445 | 110.3469 | 106.2493 | 102.1517 | 98.0541 | 94.6364 | 93.0138 | 91.3911 | 89.7685 | 88.1458 | 86.5232 | 84.9005 | 83.2779 | 81.6552 | 80.0326 | 78.41 | 76.7873 | 75.1647 | 73.542 | 71.9194 | 70.2967 | 68.6741 | 67.0514 | 67.0514 | 67.0514 | 67.0514
[8 empty] | Large DW - Class 5 | Advanced | 83.7263 | 97.1225 | 78.7027 | 68.4418 | 58.181 | 56.8336 | 55.4863 | 54.1389 | 52.7915 | 51.4442 | 50.0968 | 49.5958 | 49.0949 | 48.5939 | 48.0929 | 47.592 | 47.091 | 46.59 | 46.0891 | 45.5881 | 45.0871 | 44.5862 | 44.0852 | 43.5842 | 43.0833 | 42.5823 | 42.0813 | 41.5804 | 41.0794 | 40.9759
[8 empty] | Large DW - Class 5 | Moderate | 83.7263 | 107.0022 | 94.6107 | 85.7048 | 76.7989 | 75.0204 | 73.2419 | 71.4633 | 69.6848 | 67.9063 | 66.1278 | 65.4665 | 64.8052 | 64.144 | 63.4827 | 62.8214 | 62.1601 | 61.4988 | 60.8376 | 60.1763 | 59.515 | 58.8537 | 58.1925 | 57.5312 | 56.8699 | 56.2086 | 55.5473 | 54.8861 | 54.2248 | 54.0882
[8 empty] | Large DW - Class 5 | Conservative | 83.7263 | 108.727 | 97.6249 | 95.2036 | 92.7823 | 90.361 | 87.9397 | 85.5184 | 83.0971 | 80.6758 | 79.3533 | 78.5598 | 77.7663 | 76.9727 | 76.1792 | 75.3857 | 74.5921 | 73.7986 | 73.0051 | 72.2115 | 71.418 | 70.6245 | 69.8309 | 69.0374 | 68.2439 | 67.4503 | 66.6568 | 65.8633 | 65.0697 | 64.9058
[8 empty] | Residential DW - Class 6 | Advanced | 215.744 | 250.2631 | 202.7994 | 158.3159 | 142.5167 | 125.3479 | 110.447 | 101.0762 | 91.507 | 81.7002 | 75.9935 | 73.5875 | 71.1766 | 68.7605 | 66.339 | 63.9119 | 61.4791 | 59.0402 | 56.5952 | 54.1437 | 52.4931 | 50.8386 | 49.18 | 47.5172 | 45.8498 | 44.1779 | 42.5011 | 41.0455 | 40.6309 | 40.2163
[8 empty] | Residential DW - Class 6 | Moderate | 215.744 | 275.7208 | 243.7907 | 227.6611 | 211.5315 | 195.4019 | 179.2723 | 163.1427 | 147.0132 | 130.7203 | 121.5896 | 117.7401 | 113.8826 | 110.0168 | 106.1424 | 102.2591 | 98.3665 | 94.4644 | 90.5523 | 86.6299 | 83.989 | 81.3418 | 78.688 | 76.0274 | 73.3597 | 70.6846 | 68.0017 | 65.6729 | 65.0095 | 64.3461
[8 empty] | Residential DW - Class 6 | Conservative | 215.744 | 280.1652 | 251.5575 | 239.898 | 228.2385 | 216.579 | 204.9195 | 193.26 | 181.6005 | 169.9363 | 158.0664 | 153.0621 | 148.0473 | 143.0218 | 137.9851 | 132.9368 | 127.8765 | 122.8037 | 117.718 | 112.6189 | 109.1857 | 105.7444 | 102.2945 | 98.8357 | 95.3676 | 91.89 | 88.4022 | 85.3747 | 84.5124 | 83.65
[8 empty] | Commercial DW - Class 6 | Advanced | 161.9944 | 187.9135 | 152.2747 | 131.4984 | 116.1891 | 103.2825 | 92.1599 | 85.6361 | 78.9992 | 72.2274 | 67.1214 | 64.9334 | 62.7407 | 60.5433 | 58.3408 | 56.1333 | 53.9205 | 51.7021 | 49.478 | 47.2479 | 45.739 | 44.2265 | 42.71 | 41.1896 | 39.665 | 38.1361 | 36.6026 | 35.5452 | 35.1169 | 34.6887
[8 empty] | Commercial DW - Class 6 | Moderate | 161.9944 | 207.0288 | 183.0537 | 170.9472 | 158.8406 | 146.7341 | 134.6276 | 122.5211 | 110.4146 | 98.3081 | 96.8316 | 93.5358 | 90.24 | 86.9443 | 83.6485 | 80.3527 | 77.0569 | 75.485 | 72.2378 | 68.9819 | 67.6782 | 66.3744 | 65.0706 | 63.7668 | 62.463 | 61.1593 | 59.8555 | 58.5517 | 57.2479 | 55.9442
[8 empty] | Commercial DW - Class 6 | Conservative | 161.9944 | 210.3659 | 197.4293 | 189.9791 | 180.6664 | 171.3537 | 162.041 | 152.7283 | 143.4156 | 135.9654 | 133.0226 | 130.0798 | 127.137 | 124.1942 | 121.2514 | 118.3085 | 115.3657 | 112.4229 | 109.4801 | 106.5373 | 103.5945 | 100.6517 | 97.7089 | 94.766 | 91.8232 | 88.8804 | 85.9376 | 82.9948 | 80.052 | 77.1092
[8 empty] | Midsize DW - Class 6 | Advanced | 105.1798 | 122.0086 | 102.4397 | 96.8521 | 89.1039 | 81.3558 | 73.6076 | 65.8594 | 58.1113 | 55.7834 | 52.5006 | 51.4734 | 50.4447 | 49.4143 | 48.3824 | 47.3487 | 46.3133 | 45.276 | 44.2369 | 43.1958 | 42.7114 | 42.2271 | 41.7427 | 41.2582 | 40.7737 | 40.2892 | 39.8046 | 39.0156 | 38.4847 | 37.9539
[8 empty] | Midsize DW - Class 6 | Moderate | 105.1798 | 134.4198 | 118.8532 | 112.6696 | 106.4859 | 100.3023 | 94.1187 | 87.935 | 81.7514 | 78.8637 | 77.5115 | 76.1593 | 74.8071 | 73.4549 | 72.1027 | 70.7504 | 69.3982 | 68.046 | 66.6938 | 65.3416 | 63.9894 | 62.6372 | 61.285 | 59.9328 | 58.5806 | 57.2284 | 55.8762 | 55.8762 | 55.8762 | 55.8762
[8 empty] | Midsize DW - Class 6 | Conservative | 105.1798 | 136.5865 | 122.6397 | 118.5421 | 114.4445 | 110.3469 | 106.2493 | 102.1517 | 98.0541 | 94.6364 | 93.0138 | 91.3911 | 89.7685 | 88.1458 | 86.5232 | 84.9005 | 83.2779 | 81.6552 | 80.0326 | 78.41 | 76.7873 | 75.1647 | 73.542 | 71.9194 | 70.2967 | 68.6741 | 67.0514 | 67.0514 | 67.0514 | 67.0514
[8 empty] | Large DW - Class 6 | Advanced | 83.7263 | 97.1225 | 78.7027 | 68.4418 | 58.181 | 56.8336 | 55.4863 | 54.1389 | 52.7915 | 51.4442 | 50.0968 | 49.5958 | 49.0949 | 48.5939 | 48.0929 | 47.592 | 47.091 | 46.59 | 46.0891 | 45.5881 | 45.0871 | 44.5862 | 44.0852 | 43.5842 | 43.0833 | 42.5823 | 42.0813 | 41.5804 | 41.0794 | 40.9759
[8 empty] | Large DW - Class 6 | Moderate | 83.7263 | 107.0022 | 94.6107 | 85.7048 | 76.7989 | 75.0204 | 73.2419 | 71.4633 | 69.6848 | 67.9063 | 66.1278 | 65.4665 | 64.8052 | 64.144 | 63.4827 | 62.8214 | 62.1601 | 61.4988 | 60.8376 | 60.1763 | 59.515 | 58.8537 | 58.1925 | 57.5312 | 56.8699 | 56.2086 | 55.5473 | 54.8861 | 54.2248 | 54.0882
[8 empty] | Large DW - Class 6 | Conservative | 83.7263 | 108.727 | 97.6249 | 95.2036 | 92.7823 | 90.361 | 87.9397 | 85.5184 | 83.0971 | 80.6758 | 79.3533 | 78.5598 | 77.7663 | 76.9727 | 76.1792 | 75.3857 | 74.5921 | 73.7986 | 73.0051 | 72.2115 | 71.418 | 70.6245 | 69.8309 | 69.0374 | 68.2439 | 67.4503 | 66.6568 | 65.8633 | 65.0697 | 64.9058
[8 empty] | Residential DW - Class 7 | Advanced | 215.744 | 250.2631 | 202.7994 | 158.3159 | 142.5167 | 125.3479 | 110.447 | 101.0762 | 91.507 | 81.7002 | 75.9935 | 73.5875 | 71.1766 | 68.7605 | 66.339 | 63.9119 | 61.4791 | 59.0402 | 56.5952 | 54.1437 | 52.4931 | 50.8386 | 49.18 | 47.5172 | 45.8498 | 44.1779 | 42.5011 | 41.0455 | 40.6309 | 40.2163
[8 empty] | Residential DW - Class 7 | Moderate | 215.744 | 275.7208 | 243.7907 | 227.6611 | 211.5315 | 195.4019 | 179.2723 | 163.1427 | 147.0132 | 130.7203 | 121.5896 | 117.7401 | 113.8826 | 110.0168 | 106.1424 | 102.2591 | 98.3665 | 94.4644 | 90.5523 | 86.6299 | 83.989 | 81.3418 | 78.688 | 76.0274 | 73.3597 | 70.6846 | 68.0017 | 65.6729 | 65.0095 | 64.3461
[8 empty] | Residential DW - Class 7 | Conservative | 215.744 | 280.1652 | 251.5575 | 239.898 | 228.2385 | 216.579 | 204.9195 | 193.26 | 181.6005 | 169.9363 | 158.0664 | 153.0621 | 148.0473 | 143.0218 | 137.9851 | 132.9368 | 127.8765 | 122.8037 | 117.718 | 112.6189 | 109.1857 | 105.7444 | 102.2945 | 98.8357 | 95.3676 | 91.89 | 88.4022 | 85.3747 | 84.5124 | 83.65
[8 empty] | Commercial DW - Class 7 | Advanced | 161.9944 | 187.9135 | 152.2747 | 131.4984 | 116.1891 | 103.2825 | 92.1599 | 85.6361 | 78.9992 | 72.2274 | 67.1214 | 64.9334 | 62.7407 | 60.5433 | 58.3408 | 56.1333 | 53.9205 | 51.7021 | 49.478 | 47.2479 | 45.739 | 44.2265 | 42.71 | 41.1896 | 39.665 | 38.1361 | 36.6026 | 35.5452 | 35.1169 | 34.6887
[8 empty] | Commercial DW - Class 7 | Moderate | 161.9944 | 207.0288 | 183.0537 | 170.9472 | 158.8406 | 146.7341 | 134.6276 | 122.5211 | 110.4146 | 98.3081 | 96.8316 | 93.5358 | 90.24 | 86.9443 | 83.6485 | 80.3527 | 77.0569 | 75.485 | 72.2378 | 68.9819 | 67.6782 | 66.3744 | 65.0706 | 63.7668 | 62.463 | 61.1593 | 59.8555 | 58.5517 | 57.2479 | 55.9442
[8 empty] | Commercial DW - Class 7 | Conservative | 161.9944 | 210.3659 | 197.4293 | 189.9791 | 180.6664 | 171.3537 | 162.041 | 152.7283 | 143.4156 | 135.9654 | 133.0226 | 130.0798 | 127.137 | 124.1942 | 121.2514 | 118.3085 | 115.3657 | 112.4229 | 109.4801 | 106.5373 | 103.5945 | 100.6517 | 97.7089 | 94.766 | 91.8232 | 88.8804 | 85.9376 | 82.9948 | 80.052 | 77.1092
[8 empty] | Midsize DW - Class 7 | Advanced | 105.1798 | 122.0086 | 102.4397 | 96.8521 | 89.1039 | 81.3558 | 73.6076 | 65.8594 | 58.1113 | 55.7834 | 52.5006 | 51.4734 | 50.4447 | 49.4143 | 48.3824 | 47.3487 | 46.3133 | 45.276 | 44.2369 | 43.1958 | 42.7114 | 42.2271 | 41.7427 | 41.2582 | 40.7737 | 40.2892 | 39.8046 | 39.0156 | 38.4847 | 37.9539
[8 empty] | Midsize DW - Class 7 | Moderate | 105.1798 | 134.4198 | 118.8532 | 112.6696 | 106.4859 | 100.3023 | 94.1187 | 87.935 | 81.7514 | 78.8637 | 77.5115 | 76.1593 | 74.8071 | 73.4549 | 72.1027 | 70.7504 | 69.3982 | 68.046 | 66.6938 | 65.3416 | 63.9894 | 62.6372 | 61.285 | 59.9328 | 58.5806 | 57.2284 | 55.8762 | 55.8762 | 55.8762 | 55.8762
[8 empty] | Midsize DW - Class 7 | Conservative | 105.1798 | 136.5865 | 122.6397 | 118.5421 | 114.4445 | 110.3469 | 106.2493 | 102.1517 | 98.0541 | 94.6364 | 93.0138 | 91.3911 | 89.7685 | 88.1458 | 86.5232 | 84.9005 | 83.2779 | 81.6552 | 80.0326 | 78.41 | 76.7873 | 75.1647 | 73.542 | 71.9194 | 70.2967 | 68.6741 | 67.0514 | 67.0514 | 67.0514 | 67.0514
[8 empty] | Large DW - Class 7 | Advanced | 83.7263 | 97.1225 | 78.7027 | 68.4418 | 58.181 | 56.8336 | 55.4863 | 54.1389 | 52.7915 | 51.4442 | 50.0968 | 49.5958 | 49.0949 | 48.5939 | 48.0929 | 47.592 | 47.091 | 46.59 | 46.0891 | 45.5881 | 45.0871 | 44.5862 | 44.0852 | 43.5842 | 43.0833 | 42.5823 | 42.0813 | 41.5804 | 41.0794 | 40.9759
[8 empty] | Large DW - Class 7 | Moderate | 83.7263 | 107.0022 | 94.6107 | 85.7048 | 76.7989 | 75.0204 | 73.2419 | 71.4633 | 69.6848 | 67.9063 | 66.1278 | 65.4665 | 64.8052 | 64.144 | 63.4827 | 62.8214 | 62.1601 | 61.4988 | 60.8376 | 60.1763 | 59.515 | 58.8537 | 58.1925 | 57.5312 | 56.8699 | 56.2086 | 55.5473 | 54.8861 | 54.2248 | 54.0882
[8 empty] | Large DW - Class 7 | Conservative | 83.7263 | 108.727 | 97.6249 | 95.2036 | 92.7823 | 90.361 | 87.9397 | 85.5184 | 83.0971 | 80.6758 | 79.3533 | 78.5598 | 77.7663 | 76.9727 | 76.1792 | 75.3857 | 74.5921 | 73.7986 | 73.0051 | 72.2115 | 71.418 | 70.6245 | 69.8309 | 69.0374 | 68.2439 | 67.4503 | 66.6568 | 65.8633 | 65.0697 | 64.9058
[8 empty] | Residential DW - Class 8 | Advanced | 215.744 | 250.2631 | 202.7994 | 158.3159 | 142.5167 | 125.3479 | 110.447 | 101.0762 | 91.507 | 81.7002 | 75.9935 | 73.5875 | 71.1766 | 68.7605 | 66.339 | 63.9119 | 61.4791 | 59.0402 | 56.5952 | 54.1437 | 52.4931 | 50.8386 | 49.18 | 47.5172 | 45.8498 | 44.1779 | 42.5011 | 41.0455 | 40.6309 | 40.2163
[8 empty] | Residential DW - Class 8 | Moderate | 215.744 | 275.7208 | 243.7907 | 227.6611 | 211.5315 | 195.4019 | 179.2723 | 163.1427 | 147.0132 | 130.7203 | 121.5896 | 117.7401 | 113.8826 | 110.0168 | 106.1424 | 102.2591 | 98.3665 | 94.4644 | 90.5523 | 86.6299 | 83.989 | 81.3418 | 78.688 | 76.0274 | 73.3597 | 70.6846 | 68.0017 | 65.6729 | 65.0095 | 64.3461
[8 empty] | Residential DW - Class 8 | Conservative | 215.744 | 280.1652 | 251.5575 | 239.898 | 228.2385 | 216.579 | 204.9195 | 193.26 | 181.6005 | 169.9363 | 158.0664 | 153.0621 | 148.0473 | 143.0218 | 137.9851 | 132.9368 | 127.8765 | 122.8037 | 117.718 | 112.6189 | 109.1857 | 105.7444 | 102.2945 | 98.8357 | 95.3676 | 91.89 | 88.4022 | 85.3747 | 84.5124 | 83.65
[8 empty] | Commercial DW - Class 8 | Advanced | 161.9944 | 187.9135 | 152.2747 | 131.4984 | 116.1891 | 103.2825 | 92.1599 | 85.6361 | 78.9992 | 72.2274 | 67.1214 | 64.9334 | 62.7407 | 60.5433 | 58.3408 | 56.1333 | 53.9205 | 51.7021 | 49.478 | 47.2479 | 45.739 | 44.2265 | 42.71 | 41.1896 | 39.665 | 38.1361 | 36.6026 | 35.5452 | 35.1169 | 34.6887
[8 empty] | Commercial DW - Class 8 | Moderate | 161.9944 | 207.0288 | 183.0537 | 170.9472 | 158.8406 | 146.7341 | 134.6276 | 122.5211 | 110.4146 | 98.3081 | 96.8316 | 93.5358 | 90.24 | 86.9443 | 83.6485 | 80.3527 | 77.0569 | 75.485 | 72.2378 | 68.9819 | 67.6782 | 66.3744 | 65.0706 | 63.7668 | 62.463 | 61.1593 | 59.8555 | 58.5517 | 57.2479 | 55.9442
[8 empty] | Commercial DW - Class 8 | Conservative | 161.9944 | 210.3659 | 197.4293 | 189.9791 | 180.6664 | 171.3537 | 162.041 | 152.7283 | 143.4156 | 135.9654 | 133.0226 | 130.0798 | 127.137 | 124.1942 | 121.2514 | 118.3085 | 115.3657 | 112.4229 | 109.4801 | 106.5373 | 103.5945 | 100.6517 | 97.7089 | 94.766 | 91.8232 | 88.8804 | 85.9376 | 82.9948 | 80.052 | 77.1092
[8 empty] | Midsize DW - Class 8 | Advanced | 105.1798 | 122.0086 | 102.4397 | 96.8521 | 89.1039 | 81.3558 | 73.6076 | 65.8594 | 58.1113 | 55.7834 | 52.5006 | 51.4734 | 50.4447 | 49.4143 | 48.3824 | 47.3487 | 46.3133 | 45.276 | 44.2369 | 43.1958 | 42.7114 | 42.2271 | 41.7427 | 41.2582 | 40.7737 | 40.2892 | 39.8046 | 39.0156 | 38.4847 | 37.9539
[8 empty] | Midsize DW - Class 8 | Moderate | 105.1798 | 134.4198 | 118.8532 | 112.6696 | 106.4859 | 100.3023 | 94.1187 | 87.935 | 81.7514 | 78.8637 | 77.5115 | 76.1593 | 74.8071 | 73.4549 | 72.1027 | 70.7504 | 69.3982 | 68.046 | 66.6938 | 65.3416 | 63.9894 | 62.6372 | 61.285 | 59.9328 | 58.5806 | 57.2284 | 55.8762 | 55.8762 | 55.8762 | 55.8762
[8 empty] | Midsize DW - Class 8 | Conservative | 105.1798 | 136.5865 | 122.6397 | 118.5421 | 114.4445 | 110.3469 | 106.2493 | 102.1517 | 98.0541 | 94.6364 | 93.0138 | 91.3911 | 89.7685 | 88.1458 | 86.5232 | 84.9005 | 83.2779 | 81.6552 | 80.0326 | 78.41 | 76.7873 | 75.1647 | 73.542 | 71.9194 | 70.2967 | 68.6741 | 67.0514 | 67.0514 | 67.0514 | 67.0514
[8 empty] | Large DW - Class 8 | Advanced | 83.7263 | 97.1225 | 78.7027 | 68.4418 | 58.181 | 56.8336 | 55.4863 | 54.1389 | 52.7915 | 51.4442 | 50.0968 | 49.5958 | 49.0949 | 48.5939 | 48.0929 | 47.592 | 47.091 | 46.59 | 46.0891 | 45.5881 | 45.0871 | 44.5862 | 44.0852 | 43.5842 | 43.0833 | 42.5823 | 42.0813 | 41.5804 | 41.0794 | 40.9759
[8 empty] | Large DW - Class 8 | Moderate | 83.7263 | 107.0022 | 94.6107 | 85.7048 | 76.7989 | 75.0204 | 73.2419 | 71.4633 | 69.6848 | 67.9063 | 66.1278 | 65.4665 | 64.8052 | 64.144 | 63.4827 | 62.8214 | 62.1601 | 61.4988 | 60.8376 | 60.1763 | 59.515 | 58.8537 | 58.1925 | 57.5312 | 56.8699 | 56.2086 | 55.5473 | 54.8861 | 54.2248 | 54.0882
[8 empty] | Large DW - Class 8 | Conservative | 83.7263 | 108.727 | 97.6249 | 95.2036 | 92.7823 | 90.361 | 87.9397 | 85.5184 | 83.0971 | 80.6758 | 79.3533 | 78.5598 | 77.7663 | 76.9727 | 76.1792 | 75.3857 | 74.5921 | 73.7986 | 73.0051 | 72.2115 | 71.418 | 70.6245 | 69.8309 | 69.0374 | 68.2439 | 67.4503 | 66.6568 | 65.8633 | 65.0697 | 64.9058
[8 empty] | Residential DW - Class 9 | Advanced | 215.744 | 250.2631 | 202.7994 | 158.3159 | 142.5167 | 125.3479 | 110.447 | 101.0762 | 91.507 | 81.7002 | 75.9935 | 73.5875 | 71.1766 | 68.7605 | 66.339 | 63.9119 | 61.4791 | 59.0402 | 56.5952 | 54.1437 | 52.4931 | 50.8386 | 49.18 | 47.5172 | 45.8498 | 44.1779 | 42.5011 | 41.0455 | 40.6309 | 40.2163
[8 empty] | Residential DW - Class 9 | Moderate | 215.744 | 275.7208 | 243.7907 | 227.6611 | 211.5315 | 195.4019 | 179.2723 | 163.1427 | 147.0132 | 130.7203 | 121.5896 | 117.7401 | 113.8826 | 110.0168 | 106.1424 | 102.2591 | 98.3665 | 94.4644 | 90.5523 | 86.6299 | 83.989 | 81.3418 | 78.688 | 76.0274 | 73.3597 | 70.6846 | 68.0017 | 65.6729 | 65.0095 | 64.3461
[8 empty] | Residential DW - Class 9 | Conservative | 215.744 | 280.1652 | 251.5575 | 239.898 | 228.2385 | 216.579 | 204.9195 | 193.26 | 181.6005 | 169.9363 | 158.0664 | 153.0621 | 148.0473 | 143.0218 | 137.9851 | 132.9368 | 127.8765 | 122.8037 | 117.718 | 112.6189 | 109.1857 | 105.7444 | 102.2945 | 98.8357 | 95.3676 | 91.89 | 88.4022 | 85.3747 | 84.5124 | 83.65
[8 empty] | Commercial DW - Class 9 | Advanced | 161.9944 | 187.9135 | 152.2747 | 131.4984 | 116.1891 | 103.2825 | 92.1599 | 85.6361 | 78.9992 | 72.2274 | 67.1214 | 64.9334 | 62.7407 | 60.5433 | 58.3408 | 56.1333 | 53.9205 | 51.7021 | 49.478 | 47.2479 | 45.739 | 44.2265 | 42.71 | 41.1896 | 39.665 | 38.1361 | 36.6026 | 35.5452 | 35.1169 | 34.6887
[8 empty] | Commercial DW - Class 9 | Moderate | 161.9944 | 207.0288 | 183.0537 | 170.9472 | 158.8406 | 146.7341 | 134.6276 | 122.5211 | 110.4146 | 98.3081 | 96.8316 | 93.5358 | 90.24 | 86.9443 | 83.6485 | 80.3527 | 77.0569 | 75.485 | 72.2378 | 68.9819 | 67.6782 | 66.3744 | 65.0706 | 63.7668 | 62.463 | 61.1593 | 59.8555 | 58.5517 | 57.2479 | 55.9442
[8 empty] | Commercial DW - Class 9 | Conservative | 161.9944 | 210.3659 | 197.4293 | 189.9791 | 180.6664 | 171.3537 | 162.041 | 152.7283 | 143.4156 | 135.9654 | 133.0226 | 130.0798 | 127.137 | 124.1942 | 121.2514 | 118.3085 | 115.3657 | 112.4229 | 109.4801 | 106.5373 | 103.5945 | 100.6517 | 97.7089 | 94.766 | 91.8232 | 88.8804 | 85.9376 | 82.9948 | 80.052 | 77.1092
[8 empty] | Midsize DW - Class 9 | Advanced | 105.1798 | 122.0086 | 102.4397 | 96.8521 | 89.1039 | 81.3558 | 73.6076 | 65.8594 | 58.1113 | 55.7834 | 52.5006 | 51.4734 | 50.4447 | 49.4143 | 48.3824 | 47.3487 | 46.3133 | 45.276 | 44.2369 | 43.1958 | 42.7114 | 42.2271 | 41.7427 | 41.2582 | 40.7737 | 40.2892 | 39.8046 | 39.0156 | 38.4847 | 37.9539
[8 empty] | Midsize DW - Class 9 | Moderate | 105.1798 | 134.4198 | 118.8532 | 112.6696 | 106.4859 | 100.3023 | 94.1187 | 87.935 | 81.7514 | 78.8637 | 77.5115 | 76.1593 | 74.8071 | 73.4549 | 72.1027 | 70.7504 | 69.3982 | 68.046 | 66.6938 | 65.3416 | 63.9894 | 62.6372 | 61.285 | 59.9328 | 58.5806 | 57.2284 | 55.8762 | 55.8762 | 55.8762 | 55.8762
[8 empty] | Midsize DW - Class 9 | Conservative | 105.1798 | 136.5865 | 122.6397 | 118.5421 | 114.4445 | 110.3469 | 106.2493 | 102.1517 | 98.0541 | 94.6364 | 93.0138 | 91.3911 | 89.7685 | 88.1458 | 86.5232 | 84.9005 | 83.2779 | 81.6552 | 80.0326 | 78.41 | 76.7873 | 75.1647 | 73.542 | 71.9194 | 70.2967 | 68.6741 | 67.0514 | 67.0514 | 67.0514 | 67.0514
[8 empty] | Large DW - Class 9 | Advanced | 83.7263 | 97.1225 | 78.7027 | 68.4418 | 58.181 | 56.8336 | 55.4863 | 54.1389 | 52.7915 | 51.4442 | 50.0968 | 49.5958 | 49.0949 | 48.5939 | 48.0929 | 47.592 | 47.091 | 46.59 | 46.0891 | 45.5881 | 45.0871 | 44.5862 | 44.0852 | 43.5842 | 43.0833 | 42.5823 | 42.0813 | 41.5804 | 41.0794 | 40.9759
[8 empty] | Large DW - Class 9 | Moderate | 83.7263 | 107.0022 | 94.6107 | 85.7048 | 76.7989 | 75.0204 | 73.2419 | 71.4633 | 69.6848 | 67.9063 | 66.1278 | 65.4665 | 64.8052 | 64.144 | 63.4827 | 62.8214 | 62.1601 | 61.4988 | 60.8376 | 60.1763 | 59.515 | 58.8537 | 58.1925 | 57.5312 | 56.8699 | 56.2086 | 55.5473 | 54.8861 | 54.2248 | 54.0882
[8 empty] | Large DW - Class 9 | Conservative | 83.7263 | 108.727 | 97.6249 | 95.2036 | 92.7823 | 90.361 | 87.9397 | 85.5184 | 83.0971 | 80.6758 | 79.3533 | 78.5598 | 77.7663 | 76.9727 | 76.1792 | 75.3857 | 74.5921 | 73.7986 | 73.0051 | 72.2115 | 71.418 | 70.6245 | 69.8309 | 69.0374 | 68.2439 | 67.4503 | 66.6568 | 65.8633 | 65.0697 | 64.9058
[8 empty] | Residential DW - Class 10 | Advanced | 215.744 | 250.2631 | 202.7994 | 158.3159 | 142.5167 | 125.3479 | 110.447 | 101.0762 | 91.507 | 81.7002 | 75.9935 | 73.5875 | 71.1766 | 68.7605 | 66.339 | 63.9119 | 61.4791 | 59.0402 | 56.5952 | 54.1437 | 52.4931 | 50.8386 | 49.18 | 47.5172 | 45.8498 | 44.1779 | 42.5011 | 41.0455 | 40.6309 | 40.2163
[8 empty] | Residential DW - Class 10 | Moderate | 215.744 | 275.7208 | 243.7907 | 227.6611 | 211.5315 | 195.4019 | 179.2723 | 163.1427 | 147.0132 | 130.7203 | 121.5896 | 117.7401 | 113.8826 | 110.0168 | 106.1424 | 102.2591 | 98.3665 | 94.4644 | 90.5523 | 86.6299 | 83.989 | 81.3418 | 78.688 | 76.0274 | 73.3597 | 70.6846 | 68.0017 | 65.6729 | 65.0095 | 64.3461
[8 empty] | Residential DW - Class 10 | Conservative | 215.744 | 280.1652 | 251.5575 | 239.898 | 228.2385 | 216.579 | 204.9195 | 193.26 | 181.6005 | 169.9363 | 158.0664 | 153.0621 | 148.0473 | 143.0218 | 137.9851 | 132.9368 | 127.8765 | 122.8037 | 117.718 | 112.6189 | 109.1857 | 105.7444 | 102.2945 | 98.8357 | 95.3676 | 91.89 | 88.4022 | 85.3747 | 84.5124 | 83.65
[8 empty] | Commercial DW - Class 10 | Advanced | 161.9944 | 187.9135 | 152.2747 | 131.4984 | 116.1891 | 103.2825 | 92.1599 | 85.6361 | 78.9992 | 72.2274 | 67.1214 | 64.9334 | 62.7407 | 60.5433 | 58.3408 | 56.1333 | 53.9205 | 51.7021 | 49.478 | 47.2479 | 45.739 | 44.2265 | 42.71 | 41.1896 | 39.665 | 38.1361 | 36.6026 | 35.5452 | 35.1169 | 34.6887
[8 empty] | Commercial DW - Class 10 | Moderate | 161.9944 | 207.0288 | 183.0537 | 170.9472 | 158.8406 | 146.7341 | 134.6276 | 122.5211 | 110.4146 | 98.3081 | 96.8316 | 93.5358 | 90.24 | 86.9443 | 83.6485 | 80.3527 | 77.0569 | 75.485 | 72.2378 | 68.9819 | 67.6782 | 66.3744 | 65.0706 | 63.7668 | 62.463 | 61.1593 | 59.8555 | 58.5517 | 57.2479 | 55.9442
[8 empty] | Commercial DW - Class 10 | Conservative | 161.9944 | 210.3659 | 197.4293 | 189.9791 | 180.6664 | 171.3537 | 162.041 | 152.7283 | 143.4156 | 135.9654 | 133.0226 | 130.0798 | 127.137 | 124.1942 | 121.2514 | 118.3085 | 115.3657 | 112.4229 | 109.4801 | 106.5373 | 103.5945 | 100.6517 | 97.7089 | 94.766 | 91.8232 | 88.8804 | 85.9376 | 82.9948 | 80.052 | 77.1092
[8 empty] | Midsize DW - Class 10 | Advanced | 105.1798 | 122.0086 | 102.4397 | 96.8521 | 89.1039 | 81.3558 | 73.6076 | 65.8594 | 58.1113 | 55.7834 | 52.5006 | 51.4734 | 50.4447 | 49.4143 | 48.3824 | 47.3487 | 46.3133 | 45.276 | 44.2369 | 43.1958 | 42.7114 | 42.2271 | 41.7427 | 41.2582 | 40.7737 | 40.2892 | 39.8046 | 39.0156 | 38.4847 | 37.9539
[8 empty] | Midsize DW - Class 10 | Moderate | 105.1798 | 134.4198 | 118.8532 | 112.6696 | 106.4859 | 100.3023 | 94.1187 | 87.935 | 81.7514 | 78.8637 | 77.5115 | 76.1593 | 74.8071 | 73.4549 | 72.1027 | 70.7504 | 69.3982 | 68.046 | 66.6938 | 65.3416 | 63.9894 | 62.6372 | 61.285 | 59.9328 | 58.5806 | 57.2284 | 55.8762 | 55.8762 | 55.8762 | 55.8762
[8 empty] | Midsize DW - Class 10 | Conservative | 105.1798 | 136.5865 | 122.6397 | 118.5421 | 114.4445 | 110.3469 | 106.2493 | 102.1517 | 98.0541 | 94.6364 | 93.0138 | 91.3911 | 89.7685 | 88.1458 | 86.5232 | 84.9005 | 83.2779 | 81.6552 | 80.0326 | 78.41 | 76.7873 | 75.1647 | 73.542 | 71.9194 | 70.2967 | 68.6741 | 67.0514 | 67.0514 | 67.0514 | 67.0514
[8 empty] | Large DW - Class 10 | Advanced | 83.7263 | 97.1225 | 78.7027 | 68.4418 | 58.181 | 56.8336 | 55.4863 | 54.1389 | 52.7915 | 51.4442 | 50.0968 | 49.5958 | 49.0949 | 48.5939 | 48.0929 | 47.592 | 47.091 | 46.59 | 46.0891 | 45.5881 | 45.0871 | 44.5862 | 44.0852 | 43.5842 | 43.0833 | 42.5823 | 42.0813 | 41.5804 | 41.0794 | 40.9759
[8 empty] | Large DW - Class 10 | Moderate | 83.7263 | 107.0022 | 94.6107 | 85.7048 | 76.7989 | 75.0204 | 73.2419 | 71.4633 | 69.6848 | 67.9063 | 66.1278 | 65.4665 | 64.8052 | 64.144 | 63.4827 | 62.8214 | 62.1601 | 61.4988 | 60.8376 | 60.1763 | 59.515 | 58.8537 | 58.1925 | 57.5312 | 56.8699 | 56.2086 | 55.5473 | 54.8861 | 54.2248 | 54.0882
[8 empty] | Large DW - Class 10 | Conservative | 83.7263 | 108.727 | 97.6249 | 95.2036 | 92.7823 | 90.361 | 87.9397 | 85.5184 | 83.0971 | 80.6758 | 79.3533 | 78.5598 | 77.7663 | 76.9727 | 76.1792 | 75.3857 | 74.5921 | 73.7986 | 73.0051 | 72.2115 | 71.418 | 70.6245 | 69.8309 | 69.0374 | 68.2439 | 67.4503 | 66.6568 | 65.8633 | 65.0697 | 64.9058
[10 empty] | 2021 | 2022 | 2023 | 2024 | 2025 | 2026 | 2027 | 2028 | 2029 | 2030 | 2031 | 2032 | 2033 | 2034 | 2035 | 2036 | 2037 | 2038 | 2039 | 2040 | 2041 | 2042 | 2043 | 2044 | 2045 | 2046 | 2047 | 2048 | 2049 | 2050
c | [6 empty] | Overnight Capital Cost ($/kW) | Residential DW - Class 1 | Advanced | 5791.6608 | 6718.3265 | 5444.1612 | 4250 | 3825.868 | 3364.972 | 2964.9554 | 2713.3963 | 2456.5116 | 2193.2458 | 2040.0493 | 1975.462 | 1910.7402 | 1845.8791 | 1780.8739 | 1715.7191 | 1650.4093 | 1584.9387 | 1519.3012 | 1453.4903 | 1409.1813 | 1364.7662 | 1320.2408 | 1275.6008 | 1230.8413 | 1185.9574 | 1140.9439 | 1101.87 | 1090.74 | 1079.61
[8 empty] | Residential DW - Class 1 | Moderate | 5791.6608 | 7401.7425 | 6544.5767 | 6111.5767 | 5678.5767 | 5245.5767 | 4812.5767 | 4379.5767 | 3946.5767 | 3509.1933 | 3264.0789 | 3160.7391 | 3057.1843 | 2953.4066 | 2849.3982 | 2745.1506 | 2640.6549 | 2535.902 | 2430.8819 | 2325.5845 | 2254.69 | 2183.6259 | 2112.3853 | 2040.9612 | 1969.346 | 1897.5318 | 1825.5102 | 1762.992 | 1745.184 | 1727.376
[8 empty] | Residential DW - Class 1 | Conservative | 5791.6608 | 7521.0507 | 6753.0765 | 6440.0765 | 6127.0765 | 5814.0765 | 5501.0765 | 5188.0765 | 4875.0765 | 4561.9513 | 4243.3026 | 4108.9609 | 3974.3395 | 3839.4286 | 3704.2177 | 3568.6958 | 3432.8514 | 3296.6725 | 3160.1465 | 3023.2598 | 2931.097 | 2838.7136 | 2746.1009 | 2653.2496 | 2560.1499 | 2466.7914 | 2373.1633 | 2291.8896 | 2268.7392 | 2245.5888
[8 empty] | Commercial DW - Class 1 | Advanced | 4348.7491 | 5044.549 | 4087.8242 | 3530.0815 | 3119.1041 | 2772.6236 | 2474.0378 | 2298.9064 | 2120.7378 | 1938.9482 | 1801.8792 | 1743.1406 | 1684.2781 | 1625.2873 | 1566.1636 | 1506.9021 | 1447.4977 | 1387.9451 | 1328.2388 | 1268.3726 | 1227.8671 | 1187.2621 | 1146.5538 | 1105.7379 | 1064.81 | 1023.7655 | 982.5995 | 954.2126 | 942.7161 | 931.2196
[8 empty] | Commercial DW - Class 1 | Moderate | 4348.7491 | 5557.7014 | 4914.0865 | 4589.0865 | 4264.0865 | 3939.0865 | 3614.0865 | 3289.0865 | 2964.0865 | 2639.0865 | 2599.4506 | 2510.9749 | 2422.4993 | 2334.0236 | 2245.5479 | 2157.0723 | 2068.5966 | 2026.3999 | 1939.2286 | 1851.824 | 1816.824 | 1781.824 | 1746.824 | 1711.824 | 1676.824 | 1641.824 | 1606.824 | 1571.824 | 1536.824 | 1501.824
[8 empty] | Commercial DW - Class 1 | Conservative | 4348.7491 | 5647.2856 | 5300 | 5100 | 4850 | 4600 | 4350 | 4100 | 3850 | 3650 | 3571 | 3492 | 3413 | 3334 | 3255 | 3176 | 3097 | 3018 | 2939 | 2860 | 2781 | 2702 | 2623 | 2544 | 2465 | 2386 | 2307 | 2228 | 2149 | 2070
[8 empty] | Midsize DW - Class 1 | Advanced | 2823.5587 | 3275.3281 | 2750 | 2600 | 2392 | 2184 | 1976 | 1768 | 1560 | 1497.5079 | 1409.3826 | 1381.8069 | 1354.1903 | 1326.5311 | 1298.828 | 1271.0793 | 1243.2832 | 1215.4381 | 1187.542 | 1159.5931 | 1146.5911 | 1133.5881 | 1120.5841 | 1107.5791 | 1094.573 | 1081.5657 | 1068.5573 | 1047.375 | 1033.125 | 1018.875
[8 empty] | Midsize DW - Class 1 | Moderate | 2823.5587 | 3608.508 | 3190.6213 | 3024.6213 | 2858.6213 | 2692.6213 | 2526.6213 | 2360.6213 | 2194.6213 | 2117.1 | 2080.8 | 2044.5 | 2008.2 | 1971.9 | 1935.6 | 1899.3 | 1863 | 1826.7 | 1790.4 | 1754.1 | 1717.8 | 1681.5 | 1645.2 | 1608.9 | 1572.6 | 1536.3 | 1500 | 1500 | 1500 | 1500
[8 empty] | Midsize DW - Class 1 | Conservative | 2823.5587 | 3666.6733 | 3292.2694 | 3182.2694 | 3072.2694 | 2962.2694 | 2852.2694 | 2742.2694 | 2632.2694 | 2540.52 | 2496.96 | 2453.4 | 2409.84 | 2366.28 | 2322.72 | 2279.16 | 2235.6 | 2192.04 | 2148.48 | 2104.92 | 2061.36 | 2017.8 | 1974.24 | 1930.68 | 1887.12 | 1843.56 | 1800 | 1800 | 1800 | 1800
[8 empty] | Large DW - Class 1 | Advanced | 2247.6375 | 2607.2595 | 2112.7793 | 1837.3255 | 1561.8718 | 1525.7018 | 1489.5318 | 1453.3618 | 1417.1918 | 1381.0218 | 1344.8518 | 1331.4033 | 1317.9547 | 1304.5062 | 1291.0577 | 1277.6092 | 1264.1607 | 1250.7121 | 1237.2636 | 1223.8151 | 1210.3666 | 1196.9181 | 1183.4696 | 1170.021 | 1156.5725 | 1143.124 | 1129.6755 | 1116.227 | 1102.7785 | 1100
[8 empty] | Large DW - Class 1 | Moderate | 2247.6375 | 2872.4807 | 2539.8304 | 2300.7506 | 2061.6707 | 2013.9263 | 1966.1819 | 1918.4375 | 1870.6931 | 1822.9487 | 1775.2043 | 1757.4523 | 1739.7002 | 1721.9482 | 1704.1962 | 1686.4441 | 1668.6921 | 1650.94 | 1633.188 | 1615.4359 | 1597.6839 | 1579.9319 | 1562.1798 | 1544.4278 | 1526.6757 | 1508.9237 | 1491.1716 | 1473.4196 | 1455.6676 | 1452
[8 empty] | Large DW - Class 1 | Conservative | 2247.6375 | 2918.7821 | 2620.7453 | 2555.7453 | 2490.7453 | 2425.7453 | 2360.7453 | 2295.7453 | 2230.7453 | 2165.7453 | 2130.2452 | 2108.9427 | 2087.6403 | 2066.3378 | 2045.0354 | 2023.7329 | 2002.4305 | 1981.128 | 1959.8256 | 1938.5231 | 1917.2207 | 1895.9182 | 1874.6158 | 1853.3133 | 1832.0109 | 1810.7084 | 1789.406 | 1768.1035 | 1746.8011 | 1742.4
[8 empty] | Residential DW - Class 2 | Advanced | 5791.6608 | 6718.3265 | 5444.1612 | 4250 | 3825.868 | 3364.972 | 2964.9554 | 2713.3963 | 2456.5116 | 2193.2458 | 2040.0493 | 1975.462 | 1910.7402 | 1845.8791 | 1780.8739 | 1715.7191 | 1650.4093 | 1584.9387 | 1519.3012 | 1453.4903 | 1409.1813 | 1364.7662 | 1320.2408 | 1275.6008 | 1230.8413 | 1185.9574 | 1140.9439 | 1101.87 | 1090.74 | 1079.61
[8 empty] | Residential DW - Class 2 | Moderate | 5791.6608 | 7401.7425 | 6544.5767 | 6111.5767 | 5678.5767 | 5245.5767 | 4812.5767 | 4379.5767 | 3946.5767 | 3509.1933 | 3264.0789 | 3160.7391 | 3057.1843 | 2953.4066 | 2849.3982 | 2745.1506 | 2640.6549 | 2535.902 | 2430.8819 | 2325.5845 | 2254.69 | 2183.6259 | 2112.3853 | 2040.9612 | 1969.346 | 1897.5318 | 1825.5102 | 1762.992 | 1745.184 | 1727.376
[8 empty] | Residential DW - Class 2 | Conservative | 5791.6608 | 7521.0507 | 6753.0765 | 6440.0765 | 6127.0765 | 5814.0765 | 5501.0765 | 5188.0765 | 4875.0765 | 4561.9513 | 4243.3026 | 4108.9609 | 3974.3395 | 3839.4286 | 3704.2177 | 3568.6958 | 3432.8514 | 3296.6725 | 3160.1465 | 3023.2598 | 2931.097 | 2838.7136 | 2746.1009 | 2653.2496 | 2560.1499 | 2466.7914 | 2373.1633 | 2291.8896 | 2268.7392 | 2245.5888
[8 empty] | Commercial DW - Class 2 | Advanced | 4348.7491 | 5044.549 | 4087.8242 | 3530.0815 | 3119.1041 | 2772.6236 | 2474.0378 | 2298.9064 | 2120.7378 | 1938.9482 | 1801.8792 | 1743.1406 | 1684.2781 | 1625.2873 | 1566.1636 | 1506.9021 | 1447.4977 | 1387.9451 | 1328.2388 | 1268.3726 | 1227.8671 | 1187.2621 | 1146.5538 | 1105.7379 | 1064.81 | 1023.7655 | 982.5995 | 954.2126 | 942.7161 | 931.2196
[8 empty] | Commercial DW - Class 2 | Moderate | 4348.7491 | 5557.7014 | 4914.0865 | 4589.0865 | 4264.0865 | 3939.0865 | 3614.0865 | 3289.0865 | 2964.0865 | 2639.0865 | 2599.4506 | 2510.9749 | 2422.4993 | 2334.0236 | 2245.5479 | 2157.0723 | 2068.5966 | 2026.3999 | 1939.2286 | 1851.824 | 1816.824 | 1781.824 | 1746.824 | 1711.824 | 1676.824 | 1641.824 | 1606.824 | 1571.824 | 1536.824 | 1501.824
[8 empty] | Commercial DW - Class 2 | Conservative | 4348.7491 | 5647.2856 | 5300 | 5100 | 4850 | 4600 | 4350 | 4100 | 3850 | 3650 | 3571 | 3492 | 3413 | 3334 | 3255 | 3176 | 3097 | 3018 | 2939 | 2860 | 2781 | 2702 | 2623 | 2544 | 2465 | 2386 | 2307 | 2228 | 2149 | 2070
[8 empty] | Midsize DW - Class 2 | Advanced | 2823.5587 | 3275.3281 | 2750 | 2600 | 2392 | 2184 | 1976 | 1768 | 1560 | 1497.5079 | 1409.3826 | 1381.8069 | 1354.1903 | 1326.5311 | 1298.828 | 1271.0793 | 1243.2832 | 1215.4381 | 1187.542 | 1159.5931 | 1146.5911 | 1133.5881 | 1120.5841 | 1107.5791 | 1094.573 | 1081.5657 | 1068.5573 | 1047.375 | 1033.125 | 1018.875
[8 empty] | Midsize DW - Class 2 | Moderate | 2823.5587 | 3608.508 | 3190.6213 | 3024.6213 | 2858.6213 | 2692.6213 | 2526.6213 | 2360.6213 | 2194.6213 | 2117.1 | 2080.8 | 2044.5 | 2008.2 | 1971.9 | 1935.6 | 1899.3 | 1863 | 1826.7 | 1790.4 | 1754.1 | 1717.8 | 1681.5 | 1645.2 | 1608.9 | 1572.6 | 1536.3 | 1500 | 1500 | 1500 | 1500
[8 empty] | Midsize DW - Class 2 | Conservative | 2823.5587 | 3666.6733 | 3292.2694 | 3182.2694 | 3072.2694 | 2962.2694 | 2852.2694 | 2742.2694 | 2632.2694 | 2540.52 | 2496.96 | 2453.4 | 2409.84 | 2366.28 | 2322.72 | 2279.16 | 2235.6 | 2192.04 | 2148.48 | 2104.92 | 2061.36 | 2017.8 | 1974.24 | 1930.68 | 1887.12 | 1843.56 | 1800 | 1800 | 1800 | 1800
[8 empty] | Large DW - Class 2 | Advanced | 2247.6375 | 2607.2595 | 2112.7793 | 1837.3255 | 1561.8718 | 1525.7018 | 1489.5318 | 1453.3618 | 1417.1918 | 1381.0218 | 1344.8518 | 1331.4033 | 1317.9547 | 1304.5062 | 1291.0577 | 1277.6092 | 1264.1607 | 1250.7121 | 1237.2636 | 1223.8151 | 1210.3666 | 1196.9181 | 1183.4696 | 1170.021 | 1156.5725 | 1143.124 | 1129.6755 | 1116.227 | 1102.7785 | 1100
[8 empty] | Large DW - Class 2 | Moderate | 2247.6375 | 2872.4807 | 2539.8304 | 2300.7506 | 2061.6707 | 2013.9263 | 1966.1819 | 1918.4375 | 1870.6931 | 1822.9487 | 1775.2043 | 1757.4523 | 1739.7002 | 1721.9482 | 1704.1962 | 1686.4441 | 1668.6921 | 1650.94 | 1633.188 | 1615.4359 | 1597.6839 | 1579.9319 | 1562.1798 | 1544.4278 | 1526.6757 | 1508.9237 | 1491.1716 | 1473.4196 | 1455.6676 | 1452
[8 empty] | Large DW - Class 2 | Conservative | 2247.6375 | 2918.7821 | 2620.7453 | 2555.7453 | 2490.7453 | 2425.7453 | 2360.7453 | 2295.7453 | 2230.7453 | 2165.7453 | 2130.2452 | 2108.9427 | 2087.6403 | 2066.3378 | 2045.0354 | 2023.7329 | 2002.4305 | 1981.128 | 1959.8256 | 1938.5231 | 1917.2207 | 1895.9182 | 1874.6158 | 1853.3133 | 1832.0109 | 1810.7084 | 1789.406 | 1768.1035 | 1746.8011 | 1742.4
[8 empty] | Residential DW - Class 3 | Advanced | 5791.6608 | 6718.3265 | 5444.1612 | 4250 | 3825.868 | 3364.972 | 2964.9554 | 2713.3963 | 2456.5116 | 2193.2458 | 2040.0493 | 1975.462 | 1910.7402 | 1845.8791 | 1780.8739 | 1715.7191 | 1650.4093 | 1584.9387 | 1519.3012 | 1453.4903 | 1409.1813 | 1364.7662 | 1320.2408 | 1275.6008 | 1230.8413 | 1185.9574 | 1140.9439 | 1101.87 | 1090.74 | 1079.61
[8 empty] | Residential DW - Class 3 | Moderate | 5791.6608 | 7401.7425 | 6544.5767 | 6111.5767 | 5678.5767 | 5245.5767 | 4812.5767 | 4379.5767 | 3946.5767 | 3509.1933 | 3264.0789 | 3160.7391 | 3057.1843 | 2953.4066 | 2849.3982 | 2745.1506 | 2640.6549 | 2535.902 | 2430.8819 | 2325.5845 | 2254.69 | 2183.6259 | 2112.3853 | 2040.9612 | 1969.346 | 1897.5318 | 1825.5102 | 1762.992 | 1745.184 | 1727.376
[8 empty] | Residential DW - Class 3 | Conservative | 5791.6608 | 7521.0507 | 6753.0765 | 6440.0765 | 6127.0765 | 5814.0765 | 5501.0765 | 5188.0765 | 4875.0765 | 4561.9513 | 4243.3026 | 4108.9609 | 3974.3395 | 3839.4286 | 3704.2177 | 3568.6958 | 3432.8514 | 3296.6725 | 3160.1465 | 3023.2598 | 2931.097 | 2838.7136 | 2746.1009 | 2653.2496 | 2560.1499 | 2466.7914 | 2373.1633 | 2291.8896 | 2268.7392 | 2245.5888
[8 empty] | Commercial DW - Class 3 | Advanced | 4348.7491 | 5044.549 | 4087.8242 | 3530.0815 | 3119.1041 | 2772.6236 | 2474.0378 | 2298.9064 | 2120.7378 | 1938.9482 | 1801.8792 | 1743.1406 | 1684.2781 | 1625.2873 | 1566.1636 | 1506.9021 | 1447.4977 | 1387.9451 | 1328.2388 | 1268.3726 | 1227.8671 | 1187.2621 | 1146.5538 | 1105.7379 | 1064.81 | 1023.7655 | 982.5995 | 954.2126 | 942.7161 | 931.2196
[8 empty] | Commercial DW - Class 3 | Moderate | 4348.7491 | 5557.7014 | 4914.0865 | 4589.0865 | 4264.0865 | 3939.0865 | 3614.0865 | 3289.0865 | 2964.0865 | 2639.0865 | 2599.4506 | 2510.9749 | 2422.4993 | 2334.0236 | 2245.5479 | 2157.0723 | 2068.5966 | 2026.3999 | 1939.2286 | 1851.824 | 1816.824 | 1781.824 | 1746.824 | 1711.824 | 1676.824 | 1641.824 | 1606.824 | 1571.824 | 1536.824 | 1501.824
[8 empty] | Commercial DW - Class 3 | Conservative | 4348.7491 | 5647.2856 | 5300 | 5100 | 4850 | 4600 | 4350 | 4100 | 3850 | 3650 | 3571 | 3492 | 3413 | 3334 | 3255 | 3176 | 3097 | 3018 | 2939 | 2860 | 2781 | 2702 | 2623 | 2544 | 2465 | 2386 | 2307 | 2228 | 2149 | 2070
[8 empty] | Midsize DW - Class 3 | Advanced | 2823.5587 | 3275.3281 | 2750 | 2600 | 2392 | 2184 | 1976 | 1768 | 1560 | 1497.5079 | 1409.3826 | 1381.8069 | 1354.1903 | 1326.5311 | 1298.828 | 1271.0793 | 1243.2832 | 1215.4381 | 1187.542 | 1159.5931 | 1146.5911 | 1133.5881 | 1120.5841 | 1107.5791 | 1094.573 | 1081.5657 | 1068.5573 | 1047.375 | 1033.125 | 1018.875
[8 empty] | Midsize DW - Class 3 | Moderate | 2823.5587 | 3608.508 | 3190.6213 | 3024.6213 | 2858.6213 | 2692.6213 | 2526.6213 | 2360.6213 | 2194.6213 | 2117.1 | 2080.8 | 2044.5 | 2008.2 | 1971.9 | 1935.6 | 1899.3 | 1863 | 1826.7 | 1790.4 | 1754.1 | 1717.8 | 1681.5 | 1645.2 | 1608.9 | 1572.6 | 1536.3 | 1500 | 1500 | 1500 | 1500
[8 empty] | Midsize DW - Class 3 | Conservative | 2823.5587 | 3666.6733 | 3292.2694 | 3182.2694 | 3072.2694 | 2962.2694 | 2852.2694 | 2742.2694 | 2632.2694 | 2540.52 | 2496.96 | 2453.4 | 2409.84 | 2366.28 | 2322.72 | 2279.16 | 2235.6 | 2192.04 | 2148.48 | 2104.92 | 2061.36 | 2017.8 | 1974.24 | 1930.68 | 1887.12 | 1843.56 | 1800 | 1800 | 1800 | 1800
[8 empty] | Large DW - Class 3 | Advanced | 2247.6375 | 2607.2595 | 2112.7793 | 1837.3255 | 1561.8718 | 1525.7018 | 1489.5318 | 1453.3618 | 1417.1918 | 1381.0218 | 1344.8518 | 1331.4033 | 1317.9547 | 1304.5062 | 1291.0577 | 1277.6092 | 1264.1607 | 1250.7121 | 1237.2636 | 1223.8151 | 1210.3666 | 1196.9181 | 1183.4696 | 1170.021 | 1156.5725 | 1143.124 | 1129.6755 | 1116.227 | 1102.7785 | 1100
[8 empty] | Large DW - Class 3 | Moderate | 2247.6375 | 2872.4807 | 2539.8304 | 2300.7506 | 2061.6707 | 2013.9263 | 1966.1819 | 1918.4375 | 1870.6931 | 1822.9487 | 1775.2043 | 1757.4523 | 1739.7002 | 1721.9482 | 1704.1962 | 1686.4441 | 1668.6921 | 1650.94 | 1633.188 | 1615.4359 | 1597.6839 | 1579.9319 | 1562.1798 | 1544.4278 | 1526.6757 | 1508.9237 | 1491.1716 | 1473.4196 | 1455.6676 | 1452
[8 empty] | Large DW - Class 3 | Conservative | 2247.6375 | 2918.7821 | 2620.7453 | 2555.7453 | 2490.7453 | 2425.7453 | 2360.7453 | 2295.7453 | 2230.7453 | 2165.7453 | 2130.2452 | 2108.9427 | 2087.6403 | 2066.3378 | 2045.0354 | 2023.7329 | 2002.4305 | 1981.128 | 1959.8256 | 1938.5231 | 1917.2207 | 1895.9182 | 1874.6158 | 1853.3133 | 1832.0109 | 1810.7084 | 1789.406 | 1768.1035 | 1746.8011 | 1742.4
c | [7 empty] | Residential DW - Class 4 | Advanced | 5791.6608 | 6718.3265 | 5444.1612 | 4250 | 3825.868 | 3364.972 | 2964.9554 | 2713.3963 | 2456.5116 | 2193.2458 | 2040.0493 | 1975.462 | 1910.7402 | 1845.8791 | 1780.8739 | 1715.7191 | 1650.4093 | 1584.9387 | 1519.3012 | 1453.4903 | 1409.1813 | 1364.7662 | 1320.2408 | 1275.6008 | 1230.8413 | 1185.9574 | 1140.9439 | 1101.87 | 1090.74 | 1079.61
[8 empty] | Residential DW - Class 4 | Moderate | 5791.6608 | 7401.7425 | 6544.5767 | 6111.5767 | 5678.5767 | 5245.5767 | 4812.5767 | 4379.5767 | 3946.5767 | 3509.1933 | 3264.0789 | 3160.7391 | 3057.1843 | 2953.4066 | 2849.3982 | 2745.1506 | 2640.6549 | 2535.902 | 2430.8819 | 2325.5845 | 2254.69 | 2183.6259 | 2112.3853 | 2040.9612 | 1969.346 | 1897.5318 | 1825.5102 | 1762.992 | 1745.184 | 1727.376
[8 empty] | Residential DW - Class 4 | Conservative | 5791.6608 | 7521.0507 | 6753.0765 | 6440.0765 | 6127.0765 | 5814.0765 | 5501.0765 | 5188.0765 | 4875.0765 | 4561.9513 | 4243.3026 | 4108.9609 | 3974.3395 | 3839.4286 | 3704.2177 | 3568.6958 | 3432.8514 | 3296.6725 | 3160.1465 | 3023.2598 | 2931.097 | 2838.7136 | 2746.1009 | 2653.2496 | 2560.1499 | 2466.7914 | 2373.1633 | 2291.8896 | 2268.7392 | 2245.5888
[8 empty] | Commercial DW - Class 4 | Advanced | 4348.7491 | 5044.549 | 4087.8242 | 3530.0815 | 3119.1041 | 2772.6236 | 2474.0378 | 2298.9064 | 2120.7378 | 1938.9482 | 1801.8792 | 1743.1406 | 1684.2781 | 1625.2873 | 1566.1636 | 1506.9021 | 1447.4977 | 1387.9451 | 1328.2388 | 1268.3726 | 1227.8671 | 1187.2621 | 1146.5538 | 1105.7379 | 1064.81 | 1023.7655 | 982.5995 | 954.2126 | 942.7161 | 931.2196
[8 empty] | Commercial DW - Class 4 | Moderate | 4348.7491 | 5557.7014 | 4914.0865 | 4614.0865 | 4314.0865 | 4014.0865 | 3714.0865 | 3414.0865 | 3114.0865 | 2982.07 | 2875.07 | 2768.07 | 2661.07 | 2554.07 | 2447.07 | 2340.07 | 2233.07 | 2126.07 | 2019.07 | 1905 | 1870 | 1835 | 1800 | 1765 | 1730 | 1695 | 1660 | 1625 | 1590 | 1555
[8 empty] | Commercial DW - Class 4 | Conservative | 4348.7491 | 5647.2856 | 5300 | 5100 | 4900 | 4700 | 4513 | 4300 | 4048.3124 | 3876.691 | 3737.591 | 3598.491 | 3459.391 | 3320.291 | 3181.191 | 3042.091 | 2902.991 | 2763.891 | 2624.791 | 2476.5 | 2431 | 2385.5 | 2340 | 2294.5 | 2249 | 2203.5 | 2158 | 2112.5 | 2067 | 2021.5
[8 empty] | Midsize DW - Class 4 | Advanced | 2823.5587 | 3275.3281 | 2750 | 2600 | 2392 | 2184 | 1976 | 1768 | 1560 | 1497.5079 | 1409.3826 | 1381.8069 | 1354.1903 | 1326.5311 | 1298.828 | 1271.0793 | 1243.2832 | 1215.4381 | 1187.542 | 1159.5931 | 1146.5911 | 1133.5881 | 1120.5841 | 1107.5791 | 1094.573 | 1081.5657 | 1068.5573 | 1047.375 | 1033.125 | 1018.875
[8 empty] | Midsize DW - Class 4 | Moderate | 2823.5587 | 3608.508 | 3190.6213 | 3024.6213 | 2858.6213 | 2692.6213 | 2526.6213 | 2360.6213 | 2194.6213 | 2117.1 | 2080.8 | 2044.5 | 2008.2 | 1971.9 | 1935.6 | 1899.3 | 1863 | 1826.7 | 1790.4 | 1754.1 | 1717.8 | 1681.5 | 1645.2 | 1608.9 | 1572.6 | 1536.3 | 1500 | 1500 | 1500 | 1500
[8 empty] | Midsize DW - Class 4 | Conservative | 2823.5587 | 3666.6733 | 3292.2694 | 3182.2694 | 3072.2694 | 2962.2694 | 2852.2694 | 2742.2694 | 2632.2694 | 2540.52 | 2496.96 | 2453.4 | 2409.84 | 2366.28 | 2322.72 | 2279.16 | 2235.6 | 2192.04 | 2148.48 | 2104.92 | 2061.36 | 2017.8 | 1974.24 | 1930.68 | 1887.12 | 1843.56 | 1800 | 1800 | 1800 | 1800
[8 empty] | Large DW - Class 4 | Advanced | 2247.6375 | 2607.2595 | 2112.7793 | 1837.3255 | 1561.8718 | 1525.7018 | 1489.5318 | 1453.3618 | 1417.1918 | 1381.0218 | 1344.8518 | 1331.4033 | 1317.9547 | 1304.5062 | 1291.0577 | 1277.6092 | 1264.1607 | 1250.7121 | 1237.2636 | 1223.8151 | 1210.3666 | 1196.9181 | 1183.4696 | 1170.021 | 1156.5725 | 1143.124 | 1129.6755 | 1116.227 | 1102.7785 | 1100
[8 empty] | Large DW - Class 4 | Moderate | 2247.6375 | 2872.4807 | 2539.8304 | 2300.7506 | 2061.6707 | 2013.9263 | 1966.1819 | 1918.4375 | 1870.6931 | 1822.9487 | 1775.2043 | 1757.4523 | 1739.7002 | 1721.9482 | 1704.1962 | 1686.4441 | 1668.6921 | 1650.94 | 1633.188 | 1615.4359 | 1597.6839 | 1579.9319 | 1562.1798 | 1544.4278 | 1526.6757 | 1508.9237 | 1491.1716 | 1473.4196 | 1455.6676 | 1452
[8 empty] | Large DW - Class 4 | Conservative | 2247.6375 | 2918.7821 | 2620.7453 | 2555.7453 | 2490.7453 | 2425.7453 | 2360.7453 | 2295.7453 | 2230.7453 | 2165.7453 | 2130.2452 | 2108.9427 | 2087.6403 | 2066.3378 | 2045.0354 | 2023.7329 | 2002.4305 | 1981.128 | 1959.8256 | 1938.5231 | 1917.2207 | 1895.9182 | 1874.6158 | 1853.3133 | 1832.0109 | 1810.7084 | 1789.406 | 1768.1035 | 1746.8011 | 1742.4
[8 empty] | Residential DW - Class 5 | Advanced | 5791.6608 | 6718.3265 | 5444.1612 | 4250 | 3825.868 | 3364.972 | 2964.9554 | 2713.3963 | 2456.5116 | 2193.2458 | 2040.0493 | 1975.462 | 1910.7402 | 1845.8791 | 1780.8739 | 1715.7191 | 1650.4093 | 1584.9387 | 1519.3012 | 1453.4903 | 1409.1813 | 1364.7662 | 1320.2408 | 1275.6008 | 1230.8413 | 1185.9574 | 1140.9439 | 1101.87 | 1090.74 | 1079.61
[8 empty] | Residential DW - Class 5 | Moderate | 5791.6608 | 7401.7425 | 6544.5767 | 6111.5767 | 5678.5767 | 5245.5767 | 4812.5767 | 4379.5767 | 3946.5767 | 3509.1933 | 3264.0789 | 3160.7391 | 3057.1843 | 2953.4066 | 2849.3982 | 2745.1506 | 2640.6549 | 2535.902 | 2430.8819 | 2325.5845 | 2254.69 | 2183.6259 | 2112.3853 | 2040.9612 | 1969.346 | 1897.5318 | 1825.5102 | 1762.992 | 1745.184 | 1727.376
[8 empty] | Residential DW - Class 5 | Conservative | 5791.6608 | 7521.0507 | 6753.0765 | 6440.0765 | 6127.0765 | 5814.0765 | 5501.0765 | 5188.0765 | 4875.0765 | 4561.9513 | 4243.3026 | 4108.9609 | 3974.3395 | 3839.4286 | 3704.2177 | 3568.6958 | 3432.8514 | 3296.6725 | 3160.1465 | 3023.2598 | 2931.097 | 2838.7136 | 2746.1009 | 2653.2496 | 2560.1499 | 2466.7914 | 2373.1633 | 2291.8896 | 2268.7392 | 2245.5888
[8 empty] | Commercial DW - Class 5 | Advanced | 4348.7491 | 5044.549 | 4087.8242 | 3530.0815 | 3119.1041 | 2772.6236 | 2474.0378 | 2298.9064 | 2120.7378 | 1938.9482 | 1801.8792 | 1743.1406 | 1684.2781 | 1625.2873 | 1566.1636 | 1506.9021 | 1447.4977 | 1387.9451 | 1328.2388 | 1268.3726 | 1227.8671 | 1187.2621 | 1146.5538 | 1105.7379 | 1064.81 | 1023.7655 | 982.5995 | 954.2126 | 942.7161 | 931.2196
[8 empty] | Commercial DW - Class 5 | Moderate | 4348.7491 | 5557.7014 | 4914.0865 | 4589.0865 | 4264.0865 | 3939.0865 | 3614.0865 | 3289.0865 | 2964.0865 | 2639.0865 | 2599.4506 | 2510.9749 | 2422.4993 | 2334.0236 | 2245.5479 | 2157.0723 | 2068.5966 | 2026.3999 | 1939.2286 | 1851.824 | 1816.824 | 1781.824 | 1746.824 | 1711.824 | 1676.824 | 1641.824 | 1606.824 | 1571.824 | 1536.824 | 1501.824
[8 empty] | Commercial DW - Class 5 | Conservative | 4348.7491 | 5647.2856 | 5300 | 5100 | 4850 | 4600 | 4350 | 4100 | 3850 | 3650 | 3571 | 3492 | 3413 | 3334 | 3255 | 3176 | 3097 | 3018 | 2939 | 2860 | 2781 | 2702 | 2623 | 2544 | 2465 | 2386 | 2307 | 2228 | 2149 | 2070
[8 empty] | Midsize DW - Class 5 | Advanced | 2823.5587 | 3275.3281 | 2750 | 2600 | 2392 | 2184 | 1976 | 1768 | 1560 | 1497.5079 | 1409.3826 | 1381.8069 | 1354.1903 | 1326.5311 | 1298.828 | 1271.0793 | 1243.2832 | 1215.4381 | 1187.542 | 1159.5931 | 1146.5911 | 1133.5881 | 1120.5841 | 1107.5791 | 1094.573 | 1081.5657 | 1068.5573 | 1047.375 | 1033.125 | 1018.875
[8 empty] | Midsize DW - Class 5 | Moderate | 2823.5587 | 3608.508 | 3190.6213 | 3024.6213 | 2858.6213 | 2692.6213 | 2526.6213 | 2360.6213 | 2194.6213 | 2117.1 | 2080.8 | 2044.5 | 2008.2 | 1971.9 | 1935.6 | 1899.3 | 1863 | 1826.7 | 1790.4 | 1754.1 | 1717.8 | 1681.5 | 1645.2 | 1608.9 | 1572.6 | 1536.3 | 1500 | 1500 | 1500 | 1500
[8 empty] | Midsize DW - Class 5 | Conservative | 2823.5587 | 3666.6733 | 3292.2694 | 3182.2694 | 3072.2694 | 2962.2694 | 2852.2694 | 2742.2694 | 2632.2694 | 2540.52 | 2496.96 | 2453.4 | 2409.84 | 2366.28 | 2322.72 | 2279.16 | 2235.6 | 2192.04 | 2148.48 | 2104.92 | 2061.36 | 2017.8 | 1974.24 | 1930.68 | 1887.12 | 1843.56 | 1800 | 1800 | 1800 | 1800
[8 empty] | Large DW - Class 5 | Advanced | 2247.6375 | 2607.2595 | 2112.7793 | 1837.3255 | 1561.8718 | 1525.7018 | 1489.5318 | 1453.3618 | 1417.1918 | 1381.0218 | 1344.8518 | 1331.4033 | 1317.9547 | 1304.5062 | 1291.0577 | 1277.6092 | 1264.1607 | 1250.7121 | 1237.2636 | 1223.8151 | 1210.3666 | 1196.9181 | 1183.4696 | 1170.021 | 1156.5725 | 1143.124 | 1129.6755 | 1116.227 | 1102.7785 | 1100
[8 empty] | Large DW - Class 5 | Moderate | 2247.6375 | 2872.4807 | 2539.8304 | 2300.7506 | 2061.6707 | 2013.9263 | 1966.1819 | 1918.4375 | 1870.6931 | 1822.9487 | 1775.2043 | 1757.4523 | 1739.7002 | 1721.9482 | 1704.1962 | 1686.4441 | 1668.6921 | 1650.94 | 1633.188 | 1615.4359 | 1597.6839 | 1579.9319 | 1562.1798 | 1544.4278 | 1526.6757 | 1508.9237 | 1491.1716 | 1473.4196 | 1455.6676 | 1452
[8 empty] | Large DW - Class 5 | Conservative | 2247.6375 | 2918.7821 | 2620.7453 | 2555.7453 | 2490.7453 | 2425.7453 | 2360.7453 | 2295.7453 | 2230.7453 | 2165.7453 | 2130.2452 | 2108.9427 | 2087.6403 | 2066.3378 | 2045.0354 | 2023.7329 | 2002.4305 | 1981.128 | 1959.8256 | 1938.5231 | 1917.2207 | 1895.9182 | 1874.6158 | 1853.3133 | 1832.0109 | 1810.7084 | 1789.406 | 1768.1035 | 1746.8011 | 1742.4
[8 empty] | Residential DW - Class 6 | Advanced | 5791.6608 | 6718.3265 | 5444.1612 | 4250 | 3825.868 | 3364.972 | 2964.9554 | 2713.3963 | 2456.5116 | 2193.2458 | 2040.0493 | 1975.462 | 1910.7402 | 1845.8791 | 1780.8739 | 1715.7191 | 1650.4093 | 1584.9387 | 1519.3012 | 1453.4903 | 1409.1813 | 1364.7662 | 1320.2408 | 1275.6008 | 1230.8413 | 1185.9574 | 1140.9439 | 1101.87 | 1090.74 | 1079.61
[8 empty] | Residential DW - Class 6 | Moderate | 5791.6608 | 7401.7425 | 6544.5767 | 6111.5767 | 5678.5767 | 5245.5767 | 4812.5767 | 4379.5767 | 3946.5767 | 3509.1933 | 3264.0789 | 3160.7391 | 3057.1843 | 2953.4066 | 2849.3982 | 2745.1506 | 2640.6549 | 2535.902 | 2430.8819 | 2325.5845 | 2254.69 | 2183.6259 | 2112.3853 | 2040.9612 | 1969.346 | 1897.5318 | 1825.5102 | 1762.992 | 1745.184 | 1727.376
[8 empty] | Residential DW - Class 6 | Conservative | 5791.6608 | 7521.0507 | 6753.0765 | 6440.0765 | 6127.0765 | 5814.0765 | 5501.0765 | 5188.0765 | 4875.0765 | 4561.9513 | 4243.3026 | 4108.9609 | 3974.3395 | 3839.4286 | 3704.2177 | 3568.6958 | 3432.8514 | 3296.6725 | 3160.1465 | 3023.2598 | 2931.097 | 2838.7136 | 2746.1009 | 2653.2496 | 2560.1499 | 2466.7914 | 2373.1633 | 2291.8896 | 2268.7392 | 2245.5888
[8 empty] | Commercial DW - Class 6 | Advanced | 4348.7491 | 5044.549 | 4087.8242 | 3530.0815 | 3119.1041 | 2772.6236 | 2474.0378 | 2298.9064 | 2120.7378 | 1938.9482 | 1801.8792 | 1743.1406 | 1684.2781 | 1625.2873 | 1566.1636 | 1506.9021 | 1447.4977 | 1387.9451 | 1328.2388 | 1268.3726 | 1227.8671 | 1187.2621 | 1146.5538 | 1105.7379 | 1064.81 | 1023.7655 | 982.5995 | 954.2126 | 942.7161 | 931.2196
[8 empty] | Commercial DW - Class 6 | Moderate | 4348.7491 | 5557.7014 | 4914.0865 | 4589.0865 | 4264.0865 | 3939.0865 | 3614.0865 | 3289.0865 | 2964.0865 | 2639.0865 | 2599.4506 | 2510.9749 | 2422.4993 | 2334.0236 | 2245.5479 | 2157.0723 | 2068.5966 | 2026.3999 | 1939.2286 | 1851.824 | 1816.824 | 1781.824 | 1746.824 | 1711.824 | 1676.824 | 1641.824 | 1606.824 | 1571.824 | 1536.824 | 1501.824
[8 empty] | Commercial DW - Class 6 | Conservative | 4348.7491 | 5647.2856 | 5300 | 5100 | 4850 | 4600 | 4350 | 4100 | 3850 | 3650 | 3571 | 3492 | 3413 | 3334 | 3255 | 3176 | 3097 | 3018 | 2939 | 2860 | 2781 | 2702 | 2623 | 2544 | 2465 | 2386 | 2307 | 2228 | 2149 | 2070
[8 empty] | Midsize DW - Class 6 | Advanced | 2823.5587 | 3275.3281 | 2750 | 2600 | 2392 | 2184 | 1976 | 1768 | 1560 | 1497.5079 | 1409.3826 | 1381.8069 | 1354.1903 | 1326.5311 | 1298.828 | 1271.0793 | 1243.2832 | 1215.4381 | 1187.542 | 1159.5931 | 1146.5911 | 1133.5881 | 1120.5841 | 1107.5791 | 1094.573 | 1081.5657 | 1068.5573 | 1047.375 | 1033.125 | 1018.875
[8 empty] | Midsize DW - Class 6 | Moderate | 2823.5587 | 3608.508 | 3190.6213 | 3024.6213 | 2858.6213 | 2692.6213 | 2526.6213 | 2360.6213 | 2194.6213 | 2117.1 | 2080.8 | 2044.5 | 2008.2 | 1971.9 | 1935.6 | 1899.3 | 1863 | 1826.7 | 1790.4 | 1754.1 | 1717.8 | 1681.5 | 1645.2 | 1608.9 | 1572.6 | 1536.3 | 1500 | 1500 | 1500 | 1500
[8 empty] | Midsize DW - Class 6 | Conservative | 2823.5587 | 3666.6733 | 3292.2694 | 3182.2694 | 3072.2694 | 2962.2694 | 2852.2694 | 2742.2694 | 2632.2694 | 2540.52 | 2496.96 | 2453.4 | 2409.84 | 2366.28 | 2322.72 | 2279.16 | 2235.6 | 2192.04 | 2148.48 | 2104.92 | 2061.36 | 2017.8 | 1974.24 | 1930.68 | 1887.12 | 1843.56 | 1800 | 1800 | 1800 | 1800
[8 empty] | Large DW - Class 6 | Advanced | 2247.6375 | 2607.2595 | 2112.7793 | 1837.3255 | 1561.8718 | 1525.7018 | 1489.5318 | 1453.3618 | 1417.1918 | 1381.0218 | 1344.8518 | 1331.4033 | 1317.9547 | 1304.5062 | 1291.0577 | 1277.6092 | 1264.1607 | 1250.7121 | 1237.2636 | 1223.8151 | 1210.3666 | 1196.9181 | 1183.4696 | 1170.021 | 1156.5725 | 1143.124 | 1129.6755 | 1116.227 | 1102.7785 | 1100
[8 empty] | Large DW - Class 6 | Moderate | 2247.6375 | 2872.4807 | 2539.8304 | 2300.7506 | 2061.6707 | 2013.9263 | 1966.1819 | 1918.4375 | 1870.6931 | 1822.9487 | 1775.2043 | 1757.4523 | 1739.7002 | 1721.9482 | 1704.1962 | 1686.4441 | 1668.6921 | 1650.94 | 1633.188 | 1615.4359 | 1597.6839 | 1579.9319 | 1562.1798 | 1544.4278 | 1526.6757 | 1508.9237 | 1491.1716 | 1473.4196 | 1455.6676 | 1452
[8 empty] | Large DW - Class 6 | Conservative | 2247.6375 | 2918.7821 | 2620.7453 | 2555.7453 | 2490.7453 | 2425.7453 | 2360.7453 | 2295.7453 | 2230.7453 | 2165.7453 | 2130.2452 | 2108.9427 | 2087.6403 | 2066.3378 | 2045.0354 | 2023.7329 | 2002.4305 | 1981.128 | 1959.8256 | 1938.5231 | 1917.2207 | 1895.9182 | 1874.6158 | 1853.3133 | 1832.0109 | 1810.7084 | 1789.406 | 1768.1035 | 1746.8011 | 1742.4
c | [7 empty] | Residential DW - Class 7 | Advanced | 5791.6608 | 6718.3265 | 5444.1612 | 4250 | 3825.868 | 3364.972 | 2964.9554 | 2713.3963 | 2456.5116 | 2193.2458 | 2040.0493 | 1975.462 | 1910.7402 | 1845.8791 | 1780.8739 | 1715.7191 | 1650.4093 | 1584.9387 | 1519.3012 | 1453.4903 | 1409.1813 | 1364.7662 | 1320.2408 | 1275.6008 | 1230.8413 | 1185.9574 | 1140.9439 | 1101.87 | 1090.74 | 1079.61
[8 empty] | Residential DW - Class 7 | Moderate | 5791.6608 | 7401.7425 | 6544.5767 | 6111.5767 | 5678.5767 | 5245.5767 | 4812.5767 | 4379.5767 | 3946.5767 | 3509.1933 | 3264.0789 | 3160.7391 | 3057.1843 | 2953.4066 | 2849.3982 | 2745.1506 | 2640.6549 | 2535.902 | 2430.8819 | 2325.5845 | 2254.69 | 2183.6259 | 2112.3853 | 2040.9612 | 1969.346 | 1897.5318 | 1825.5102 | 1762.992 | 1745.184 | 1727.376
[8 empty] | Residential DW - Class 7 | Conservative | 5791.6608 | 7521.0507 | 6753.0765 | 6440.0765 | 6127.0765 | 5814.0765 | 5501.0765 | 5188.0765 | 4875.0765 | 4561.9513 | 4243.3026 | 4108.9609 | 3974.3395 | 3839.4286 | 3704.2177 | 3568.6958 | 3432.8514 | 3296.6725 | 3160.1465 | 3023.2598 | 2931.097 | 2838.7136 | 2746.1009 | 2653.2496 | 2560.1499 | 2466.7914 | 2373.1633 | 2291.8896 | 2268.7392 | 2245.5888
[8 empty] | Commercial DW - Class 7 | Advanced | 4348.7491 | 5044.549 | 4087.8242 | 3530.0815 | 3119.1041 | 2772.6236 | 2474.0378 | 2298.9064 | 2120.7378 | 1938.9482 | 1801.8792 | 1743.1406 | 1684.2781 | 1625.2873 | 1566.1636 | 1506.9021 | 1447.4977 | 1387.9451 | 1328.2388 | 1268.3726 | 1227.8671 | 1187.2621 | 1146.5538 | 1105.7379 | 1064.81 | 1023.7655 | 982.5995 | 954.2126 | 942.7161 | 931.2196
[8 empty] | Commercial DW - Class 7 | Moderate | 4348.7491 | 5557.7014 | 4914.0865 | 4589.0865 | 4264.0865 | 3939.0865 | 3614.0865 | 3289.0865 | 2964.0865 | 2639.0865 | 2599.4506 | 2510.9749 | 2422.4993 | 2334.0236 | 2245.5479 | 2157.0723 | 2068.5966 | 2026.3999 | 1939.2286 | 1851.824 | 1816.824 | 1781.824 | 1746.824 | 1711.824 | 1676.824 | 1641.824 | 1606.824 | 1571.824 | 1536.824 | 1501.824
[8 empty] | Commercial DW - Class 7 | Conservative | 4348.7491 | 5647.2856 | 5300 | 5100 | 4850 | 4600 | 4350 | 4100 | 3850 | 3650 | 3571 | 3492 | 3413 | 3334 | 3255 | 3176 | 3097 | 3018 | 2939 | 2860 | 2781 | 2702 | 2623 | 2544 | 2465 | 2386 | 2307 | 2228 | 2149 | 2070
[8 empty] | Midsize DW - Class 7 | Advanced | 2823.5587 | 3275.3281 | 2750 | 2600 | 2392 | 2184 | 1976 | 1768 | 1560 | 1497.5079 | 1409.3826 | 1381.8069 | 1354.1903 | 1326.5311 | 1298.828 | 1271.0793 | 1243.2832 | 1215.4381 | 1187.542 | 1159.5931 | 1146.5911 | 1133.5881 | 1120.5841 | 1107.5791 | 1094.573 | 1081.5657 | 1068.5573 | 1047.375 | 1033.125 | 1018.875
[8 empty] | Midsize DW - Class 7 | Moderate | 2823.5587 | 3608.508 | 3190.6213 | 3024.6213 | 2858.6213 | 2692.6213 | 2526.6213 | 2360.6213 | 2194.6213 | 2117.1 | 2080.8 | 2044.5 | 2008.2 | 1971.9 | 1935.6 | 1899.3 | 1863 | 1826.7 | 1790.4 | 1754.1 | 1717.8 | 1681.5 | 1645.2 | 1608.9 | 1572.6 | 1536.3 | 1500 | 1500 | 1500 | 1500
[8 empty] | Midsize DW - Class 7 | Conservative | 2823.5587 | 3666.6733 | 3292.2694 | 3182.2694 | 3072.2694 | 2962.2694 | 2852.2694 | 2742.2694 | 2632.2694 | 2540.52 | 2496.96 | 2453.4 | 2409.84 | 2366.28 | 2322.72 | 2279.16 | 2235.6 | 2192.04 | 2148.48 | 2104.92 | 2061.36 | 2017.8 | 1974.24 | 1930.68 | 1887.12 | 1843.56 | 1800 | 1800 | 1800 | 1800
[8 empty] | Large DW - Class 7 | Advanced | 2247.6375 | 2607.2595 | 2112.7793 | 1837.3255 | 1561.8718 | 1525.7018 | 1489.5318 | 1453.3618 | 1417.1918 | 1381.0218 | 1344.8518 | 1331.4033 | 1317.9547 | 1304.5062 | 1291.0577 | 1277.6092 | 1264.1607 | 1250.7121 | 1237.2636 | 1223.8151 | 1210.3666 | 1196.9181 | 1183.4696 | 1170.021 | 1156.5725 | 1143.124 | 1129.6755 | 1116.227 | 1102.7785 | 1100
[8 empty] | Large DW - Class 7 | Moderate | 2247.6375 | 2872.4807 | 2539.8304 | 2300.7506 | 2061.6707 | 2013.9263 | 1966.1819 | 1918.4375 | 1870.6931 | 1822.9487 | 1775.2043 | 1757.4523 | 1739.7002 | 1721.9482 | 1704.1962 | 1686.4441 | 1668.6921 | 1650.94 | 1633.188 | 1615.4359 | 1597.6839 | 1579.9319 | 1562.1798 | 1544.4278 | 1526.6757 | 1508.9237 | 1491.1716 | 1473.4196 | 1455.6676 | 1452
[8 empty] | Large DW - Class 7 | Conservative | 2247.6375 | 2918.7821 | 2620.7453 | 2555.7453 | 2490.7453 | 2425.7453 | 2360.7453 | 2295.7453 | 2230.7453 | 2165.7453 | 2130.2452 | 2108.9427 | 2087.6403 | 2066.3378 | 2045.0354 | 2023.7329 | 2002.4305 | 1981.128 | 1959.8256 | 1938.5231 | 1917.2207 | 1895.9182 | 1874.6158 | 1853.3133 | 1832.0109 | 1810.7084 | 1789.406 | 1768.1035 | 1746.8011 | 1742.4
[8 empty] | Residential DW - Class 8 | Advanced | 5791.6608 | 6718.3265 | 5444.1612 | 4250 | 3825.868 | 3364.972 | 2964.9554 | 2713.3963 | 2456.5116 | 2193.2458 | 2040.0493 | 1975.462 | 1910.7402 | 1845.8791 | 1780.8739 | 1715.7191 | 1650.4093 | 1584.9387 | 1519.3012 | 1453.4903 | 1409.1813 | 1364.7662 | 1320.2408 | 1275.6008 | 1230.8413 | 1185.9574 | 1140.9439 | 1101.87 | 1090.74 | 1079.61
[8 empty] | Residential DW - Class 8 | Moderate | 5791.6608 | 7401.7425 | 6544.5767 | 6111.5767 | 5678.5767 | 5245.5767 | 4812.5767 | 4379.5767 | 3946.5767 | 3509.1933 | 3264.0789 | 3160.7391 | 3057.1843 | 2953.4066 | 2849.3982 | 2745.1506 | 2640.6549 | 2535.902 | 2430.8819 | 2325.5845 | 2254.69 | 2183.6259 | 2112.3853 | 2040.9612 | 1969.346 | 1897.5318 | 1825.5102 | 1762.992 | 1745.184 | 1727.376
[8 empty] | Residential DW - Class 8 | Conservative | 5791.6608 | 7521.0507 | 6753.0765 | 6440.0765 | 6127.0765 | 5814.0765 | 5501.0765 | 5188.0765 | 4875.0765 | 4561.9513 | 4243.3026 | 4108.9609 | 3974.3395 | 3839.4286 | 3704.2177 | 3568.6958 | 3432.8514 | 3296.6725 | 3160.1465 | 3023.2598 | 2931.097 | 2838.7136 | 2746.1009 | 2653.2496 | 2560.1499 | 2466.7914 | 2373.1633 | 2291.8896 | 2268.7392 | 2245.5888
[8 empty] | Commercial DW - Class 8 | Advanced | 4348.7491 | 5044.549 | 4087.8242 | 3530.0815 | 3119.1041 | 2772.6236 | 2474.0378 | 2298.9064 | 2120.7378 | 1938.9482 | 1801.8792 | 1743.1406 | 1684.2781 | 1625.2873 | 1566.1636 | 1506.9021 | 1447.4977 | 1387.9451 | 1328.2388 | 1268.3726 | 1227.8671 | 1187.2621 | 1146.5538 | 1105.7379 | 1064.81 | 1023.7655 | 982.5995 | 954.2126 | 942.7161 | 931.2196
[8 empty] | Commercial DW - Class 8 | Moderate | 4348.7491 | 5557.7014 | 4914.0865 | 4589.0865 | 4264.0865 | 3939.0865 | 3614.0865 | 3289.0865 | 2964.0865 | 2639.0865 | 2599.4506 | 2510.9749 | 2422.4993 | 2334.0236 | 2245.5479 | 2157.0723 | 2068.5966 | 2026.3999 | 1939.2286 | 1851.824 | 1816.824 | 1781.824 | 1746.824 | 1711.824 | 1676.824 | 1641.824 | 1606.824 | 1571.824 | 1536.824 | 1501.824
[8 empty] | Commercial DW - Class 8 | Conservative | 4348.7491 | 5647.2856 | 5300 | 5100 | 4850 | 4600 | 4350 | 4100 | 3850 | 3650 | 3571 | 3492 | 3413 | 3334 | 3255 | 3176 | 3097 | 3018 | 2939 | 2860 | 2781 | 2702 | 2623 | 2544 | 2465 | 2386 | 2307 | 2228 | 2149 | 2070
[8 empty] | Midsize DW - Class 8 | Advanced | 2823.5587 | 3275.3281 | 2750 | 2600 | 2392 | 2184 | 1976 | 1768 | 1560 | 1497.5079 | 1409.3826 | 1381.8069 | 1354.1903 | 1326.5311 | 1298.828 | 1271.0793 | 1243.2832 | 1215.4381 | 1187.542 | 1159.5931 | 1146.5911 | 1133.5881 | 1120.5841 | 1107.5791 | 1094.573 | 1081.5657 | 1068.5573 | 1047.375 | 1033.125 | 1018.875
[8 empty] | Midsize DW - Class 8 | Moderate | 2823.5587 | 3608.508 | 3190.6213 | 3024.6213 | 2858.6213 | 2692.6213 | 2526.6213 | 2360.6213 | 2194.6213 | 2117.1 | 2080.8 | 2044.5 | 2008.2 | 1971.9 | 1935.6 | 1899.3 | 1863 | 1826.7 | 1790.4 | 1754.1 | 1717.8 | 1681.5 | 1645.2 | 1608.9 | 1572.6 | 1536.3 | 1500 | 1500 | 1500 | 1500
[8 empty] | Midsize DW - Class 8 | Conservative | 2823.5587 | 3666.6733 | 3292.2694 | 3182.2694 | 3072.2694 | 2962.2694 | 2852.2694 | 2742.2694 | 2632.2694 | 2540.52 | 2496.96 | 2453.4 | 2409.84 | 2366.28 | 2322.72 | 2279.16 | 2235.6 | 2192.04 | 2148.48 | 2104.92 | 2061.36 | 2017.8 | 1974.24 | 1930.68 | 1887.12 | 1843.56 | 1800 | 1800 | 1800 | 1800
[8 empty] | Large DW - Class 8 | Advanced | 2247.6375 | 2607.2595 | 2112.7793 | 1837.3255 | 1561.8718 | 1525.7018 | 1489.5318 | 1453.3618 | 1417.1918 | 1381.0218 | 1344.8518 | 1331.4033 | 1317.9547 | 1304.5062 | 1291.0577 | 1277.6092 | 1264.1607 | 1250.7121 | 1237.2636 | 1223.8151 | 1210.3666 | 1196.9181 | 1183.4696 | 1170.021 | 1156.5725 | 1143.124 | 1129.6755 | 1116.227 | 1102.7785 | 1100
[8 empty] | Large DW - Class 8 | Moderate | 2247.6375 | 2872.4807 | 2539.8304 | 2300.7506 | 2061.6707 | 2013.9263 | 1966.1819 | 1918.4375 | 1870.6931 | 1822.9487 | 1775.2043 | 1757.4523 | 1739.7002 | 1721.9482 | 1704.1962 | 1686.4441 | 1668.6921 | 1650.94 | 1633.188 | 1615.4359 | 1597.6839 | 1579.9319 | 1562.1798 | 1544.4278 | 1526.6757 | 1508.9237 | 1491.1716 | 1473.4196 | 1455.6676 | 1452
[8 empty] | Large DW - Class 8 | Conservative | 2247.6375 | 2918.7821 | 2620.7453 | 2555.7453 | 2490.7453 | 2425.7453 | 2360.7453 | 2295.7453 | 2230.7453 | 2165.7453 | 2130.2452 | 2108.9427 | 2087.6403 | 2066.3378 | 2045.0354 | 2023.7329 | 2002.4305 | 1981.128 | 1959.8256 | 1938.5231 | 1917.2207 | 1895.9182 | 1874.6158 | 1853.3133 | 1832.0109 | 1810.7084 | 1789.406 | 1768.1035 | 1746.8011 | 1742.4
[8 empty] | Residential DW - Class 9 | Advanced | 5791.6608 | 6718.3265 | 5444.1612 | 4250 | 3825.868 | 3364.972 | 2964.9554 | 2713.3963 | 2456.5116 | 2193.2458 | 2040.0493 | 1975.462 | 1910.7402 | 1845.8791 | 1780.8739 | 1715.7191 | 1650.4093 | 1584.9387 | 1519.3012 | 1453.4903 | 1409.1813 | 1364.7662 | 1320.2408 | 1275.6008 | 1230.8413 | 1185.9574 | 1140.9439 | 1101.87 | 1090.74 | 1079.61
[8 empty] | Residential DW - Class 9 | Moderate | 5791.6608 | 7401.7425 | 6544.5767 | 6111.5767 | 5678.5767 | 5245.5767 | 4812.5767 | 4379.5767 | 3946.5767 | 3509.1933 | 3264.0789 | 3160.7391 | 3057.1843 | 2953.4066 | 2849.3982 | 2745.1506 | 2640.6549 | 2535.902 | 2430.8819 | 2325.5845 | 2254.69 | 2183.6259 | 2112.3853 | 2040.9612 | 1969.346 | 1897.5318 | 1825.5102 | 1762.992 | 1745.184 | 1727.376
[8 empty] | Residential DW - Class 9 | Conservative | 5791.6608 | 7521.0507 | 6753.0765 | 6440.0765 | 6127.0765 | 5814.0765 | 5501.0765 | 5188.0765 | 4875.0765 | 4561.9513 | 4243.3026 | 4108.9609 | 3974.3395 | 3839.4286 | 3704.2177 | 3568.6958 | 3432.8514 | 3296.6725 | 3160.1465 | 3023.2598 | 2931.097 | 2838.7136 | 2746.1009 | 2653.2496 | 2560.1499 | 2466.7914 | 2373.1633 | 2291.8896 | 2268.7392 | 2245.5888
[8 empty] | Commercial DW - Class 9 | Advanced | 4348.7491 | 5044.549 | 4087.8242 | 3530.0815 | 3119.1041 | 2772.6236 | 2474.0378 | 2298.9064 | 2120.7378 | 1938.9482 | 1801.8792 | 1743.1406 | 1684.2781 | 1625.2873 | 1566.1636 | 1506.9021 | 1447.4977 | 1387.9451 | 1328.2388 | 1268.3726 | 1227.8671 | 1187.2621 | 1146.5538 | 1105.7379 | 1064.81 | 1023.7655 | 982.5995 | 954.2126 | 942.7161 | 931.2196
[8 empty] | Commercial DW - Class 9 | Moderate | 4348.7491 | 5557.7014 | 4914.0865 | 4589.0865 | 4264.0865 | 3939.0865 | 3614.0865 | 3289.0865 | 2964.0865 | 2639.0865 | 2599.4506 | 2510.9749 | 2422.4993 | 2334.0236 | 2245.5479 | 2157.0723 | 2068.5966 | 2026.3999 | 1939.2286 | 1851.824 | 1816.824 | 1781.824 | 1746.824 | 1711.824 | 1676.824 | 1641.824 | 1606.824 | 1571.824 | 1536.824 | 1501.824
[8 empty] | Commercial DW - Class 9 | Conservative | 4348.7491 | 5647.2856 | 5300 | 5100 | 4850 | 4600 | 4350 | 4100 | 3850 | 3650 | 3571 | 3492 | 3413 | 3334 | 3255 | 3176 | 3097 | 3018 | 2939 | 2860 | 2781 | 2702 | 2623 | 2544 | 2465 | 2386 | 2307 | 2228 | 2149 | 2070
[8 empty] | Midsize DW - Class 9 | Advanced | 2823.5587 | 3275.3281 | 2750 | 2600 | 2392 | 2184 | 1976 | 1768 | 1560 | 1497.5079 | 1409.3826 | 1381.8069 | 1354.1903 | 1326.5311 | 1298.828 | 1271.0793 | 1243.2832 | 1215.4381 | 1187.542 | 1159.5931 | 1146.5911 | 1133.5881 | 1120.5841 | 1107.5791 | 1094.573 | 1081.5657 | 1068.5573 | 1047.375 | 1033.125 | 1018.875
[8 empty] | Midsize DW - Class 9 | Moderate | 2823.5587 | 3608.508 | 3190.6213 | 3024.6213 | 2858.6213 | 2692.6213 | 2526.6213 | 2360.6213 | 2194.6213 | 2117.1 | 2080.8 | 2044.5 | 2008.2 | 1971.9 | 1935.6 | 1899.3 | 1863 | 1826.7 | 1790.4 | 1754.1 | 1717.8 | 1681.5 | 1645.2 | 1608.9 | 1572.6 | 1536.3 | 1500 | 1500 | 1500 | 1500
[8 empty] | Midsize DW - Class 9 | Conservative | 2823.5587 | 3666.6733 | 3292.2694 | 3182.2694 | 3072.2694 | 2962.2694 | 2852.2694 | 2742.2694 | 2632.2694 | 2540.52 | 2496.96 | 2453.4 | 2409.84 | 2366.28 | 2322.72 | 2279.16 | 2235.6 | 2192.04 | 2148.48 | 2104.92 | 2061.36 | 2017.8 | 1974.24 | 1930.68 | 1887.12 | 1843.56 | 1800 | 1800 | 1800 | 1800
[8 empty] | Large DW - Class 9 | Advanced | 2247.6375 | 2607.2595 | 2112.7793 | 1837.3255 | 1561.8718 | 1525.7018 | 1489.5318 | 1453.3618 | 1417.1918 | 1381.0218 | 1344.8518 | 1331.4033 | 1317.9547 | 1304.5062 | 1291.0577 | 1277.6092 | 1264.1607 | 1250.7121 | 1237.2636 | 1223.8151 | 1210.3666 | 1196.9181 | 1183.4696 | 1170.021 | 1156.5725 | 1143.124 | 1129.6755 | 1116.227 | 1102.7785 | 1100
[8 empty] | Large DW - Class 9 | Moderate | 2247.6375 | 2872.4807 | 2539.8304 | 2300.7506 | 2061.6707 | 2013.9263 | 1966.1819 | 1918.4375 | 1870.6931 | 1822.9487 | 1775.2043 | 1757.4523 | 1739.7002 | 1721.9482 | 1704.1962 | 1686.4441 | 1668.6921 | 1650.94 | 1633.188 | 1615.4359 | 1597.6839 | 1579.9319 | 1562.1798 | 1544.4278 | 1526.6757 | 1508.9237 | 1491.1716 | 1473.4196 | 1455.6676 | 1452
[8 empty] | Large DW - Class 9 | Conservative | 2247.6375 | 2918.7821 | 2620.7453 | 2555.7453 | 2490.7453 | 2425.7453 | 2360.7453 | 2295.7453 | 2230.7453 | 2165.7453 | 2130.2452 | 2108.9427 | 2087.6403 | 2066.3378 | 2045.0354 | 2023.7329 | 2002.4305 | 1981.128 | 1959.8256 | 1938.5231 | 1917.2207 | 1895.9182 | 1874.6158 | 1853.3133 | 1832.0109 | 1810.7084 | 1789.406 | 1768.1035 | 1746.8011 | 1742.4
[8 empty] | Residential DW - Class 10 | Advanced | 5791.6608 | 6718.3265 | 5444.1612 | 4250 | 3825.868 | 3364.972 | 2964.9554 | 2713.3963 | 2456.5116 | 2193.2458 | 2040.0493 | 1975.462 | 1910.7402 | 1845.8791 | 1780.8739 | 1715.7191 | 1650.4093 | 1584.9387 | 1519.3012 | 1453.4903 | 1409.1813 | 1364.7662 | 1320.2408 | 1275.6008 | 1230.8413 | 1185.9574 | 1140.9439 | 1101.87 | 1090.74 | 1079.61
[8 empty] | Residential DW - Class 10 | Moderate | 5791.6608 | 7401.7425 | 6544.5767 | 6111.5767 | 5678.5767 | 5245.5767 | 4812.5767 | 4379.5767 | 3946.5767 | 3509.1933 | 3264.0789 | 3160.7391 | 3057.1843 | 2953.4066 | 2849.3982 | 2745.1506 | 2640.6549 | 2535.902 | 2430.8819 | 2325.5845 | 2254.69 | 2183.6259 | 2112.3853 | 2040.9612 | 1969.346 | 1897.5318 | 1825.5102 | 1762.992 | 1745.184 | 1727.376
[8 empty] | Residential DW - Class 10 | Conservative | 5791.6608 | 7521.0507 | 6753.0765 | 6440.0765 | 6127.0765 | 5814.0765 | 5501.0765 | 5188.0765 | 4875.0765 | 4561.9513 | 4243.3026 | 4108.9609 | 3974.3395 | 3839.4286 | 3704.2177 | 3568.6958 | 3432.8514 | 3296.6725 | 3160.1465 | 3023.2598 | 2931.097 | 2838.7136 | 2746.1009 | 2653.2496 | 2560.1499 | 2466.7914 | 2373.1633 | 2291.8896 | 2268.7392 | 2245.5888
[8 empty] | Commercial DW - Class 10 | Advanced | 4348.7491 | 5044.549 | 4087.8242 | 3530.0815 | 3119.1041 | 2772.6236 | 2474.0378 | 2298.9064 | 2120.7378 | 1938.9482 | 1801.8792 | 1743.1406 | 1684.2781 | 1625.2873 | 1566.1636 | 1506.9021 | 1447.4977 | 1387.9451 | 1328.2388 | 1268.3726 | 1227.8671 | 1187.2621 | 1146.5538 | 1105.7379 | 1064.81 | 1023.7655 | 982.5995 | 954.2126 | 942.7161 | 931.2196
[8 empty] | Commercial DW - Class 10 | Moderate | 4348.7491 | 5557.7014 | 4914.0865 | 4589.0865 | 4264.0865 | 3939.0865 | 3614.0865 | 3289.0865 | 2964.0865 | 2639.0865 | 2599.4506 | 2510.9749 | 2422.4993 | 2334.0236 | 2245.5479 | 2157.0723 | 2068.5966 | 2026.3999 | 1939.2286 | 1851.824 | 1816.824 | 1781.824 | 1746.824 | 1711.824 | 1676.824 | 1641.824 | 1606.824 | 1571.824 | 1536.824 | 1501.824
[8 empty] | Commercial DW - Class 10 | Conservative | 4348.7491 | 5647.2856 | 5300 | 5100 | 4850 | 4600 | 4350 | 4100 | 3850 | 3650 | 3571 | 3492 | 3413 | 3334 | 3255 | 3176 | 3097 | 3018 | 2939 | 2860 | 2781 | 2702 | 2623 | 2544 | 2465 | 2386 | 2307 | 2228 | 2149 | 2070
[8 empty] | Midsize DW - Class 10 | Advanced | 2823.5587 | 3275.3281 | 2750 | 2600 | 2392 | 2184 | 1976 | 1768 | 1560 | 1497.5079 | 1409.3826 | 1381.8069 | 1354.1903 | 1326.5311 | 1298.828 | 1271.0793 | 1243.2832 | 1215.4381 | 1187.542 | 1159.5931 | 1146.5911 | 1133.5881 | 1120.5841 | 1107.5791 | 1094.573 | 1081.5657 | 1068.5573 | 1047.375 | 1033.125 | 1018.875
[8 empty] | Midsize DW - Class 10 | Moderate | 2823.5587 | 3608.508 | 3190.6213 | 3024.6213 | 2858.6213 | 2692.6213 | 2526.6213 | 2360.6213 | 2194.6213 | 2117.1 | 2080.8 | 2044.5 | 2008.2 | 1971.9 | 1935.6 | 1899.3 | 1863 | 1826.7 | 1790.4 | 1754.1 | 1717.8 | 1681.5 | 1645.2 | 1608.9 | 1572.6 | 1536.3 | 1500 | 1500 | 1500 | 1500
[8 empty] | Midsize DW - Class 10 | Conservative | 2823.5587 | 3666.6733 | 3292.2694 | 3182.2694 | 3072.2694 | 2962.2694 | 2852.2694 | 2742.2694 | 2632.2694 | 2540.52 | 2496.96 | 2453.4 | 2409.84 | 2366.28 | 2322.72 | 2279.16 | 2235.6 | 2192.04 | 2148.48 | 2104.92 | 2061.36 | 2017.8 | 1974.24 | 1930.68 | 1887.12 | 1843.56 | 1800 | 1800 | 1800 | 1800
[8 empty] | Large DW - Class 10 | Advanced | 2247.6375 | 2607.2595 | 2112.7793 | 1837.3255 | 1561.8718 | 1525.7018 | 1489.5318 | 1453.3618 | 1417.1918 | 1381.0218 | 1344.8518 | 1331.4033 | 1317.9547 | 1304.5062 | 1291.0577 | 1277.6092 | 1264.1607 | 1250.7121 | 1237.2636 | 1223.8151 | 1210.3666 | 1196.9181 | 1183.4696 | 1170.021 | 1156.5725 | 1143.124 | 1129.6755 | 1116.227 | 1102.7785 | 1100
[8 empty] | Large DW - Class 10 | Moderate | 2247.6375 | 2872.4807 | 2539.8304 | 2300.7506 | 2061.6707 | 2013.9263 | 1966.1819 | 1918.4375 | 1870.6931 | 1822.9487 | 1775.2043 | 1757.4523 | 1739.7002 | 1721.9482 | 1704.1962 | 1686.4441 | 1668.6921 | 1650.94 | 1633.188 | 1615.4359 | 1597.6839 | 1579.9319 | 1562.1798 | 1544.4278 | 1526.6757 | 1508.9237 | 1491.1716 | 1473.4196 | 1455.6676 | 1452
[8 empty] | Large DW - Class 10 | Conservative | 2247.6375 | 2918.7821 | 2620.7453 | 2555.7453 | 2490.7453 | 2425.7453 | 2360.7453 | 2295.7453 | 2230.7453 | 2165.7453 | 2130.2452 | 2108.9427 | 2087.6403 | 2066.3378 | 2045.0354 | 2023.7329 | 2002.4305 | 1981.128 | 1959.8256 | 1938.5231 | 1917.2207 | 1895.9182 | 1874.6158 | 1853.3133 | 1832.0109 | 1810.7084 | 1789.406 | 1768.1035 | 1746.8011 | 1742.4
[10 empty] | 2021 | 2022 | 2023 | 2024 | 2025 | 2026 | 2027 | 2028 | 2029 | 2030 | 2031 | 2032 | 2033 | 2034 | 2035 | 2036 | 2037 | 2038 | 2039 | 2040 | 2041 | 2042 | 2043 | 2044 | 2045 | 2046 | 2047 | 2048 | 2049 | 2050
[7 empty] | Fixed Operation and Maintenance Expenses ($/kW-yr) | Residential DW - Class 1 | Advanced | 36.4984 | 36.3518 | 36.2053 | 36.0587 | 35.9121 | 35.7655 | 35.6189 | 35.4724 | 35.3258 | 35.1792 | 35.0693 | 34.9593 | 34.8494 | 34.7395 | 34.6295 | 34.5196 | 34.4097 | 34.2997 | 34.1898 | 34.0799 | 33.9699 | 33.86 | 33.75 | 33.6401 | 33.5302 | 33.4202 | 33.3103 | 33.2004 | 33.0904 | 32.9805
[8 empty] | Residential DW - Class 1 | Moderate | 36.4984 | 36.3518 | 36.2053 | 36.0587 | 35.9121 | 35.7655 | 35.6189 | 35.4724 | 35.3258 | 35.1792 | 35.0693 | 34.9593 | 34.8494 | 34.7395 | 34.6295 | 34.5196 | 34.4097 | 34.2997 | 34.1898 | 34.0799 | 33.9699 | 33.86 | 33.75 | 33.6401 | 33.5302 | 33.4202 | 33.3103 | 33.2004 | 33.0904 | 32.9805
[8 empty] | Residential DW - Class 1 | Conservative | 36.4984 | 36.3518 | 36.2053 | 36.0587 | 35.9121 | 35.7655 | 35.6189 | 35.4724 | 35.3258 | 35.1792 | 35.0693 | 34.9593 | 34.8494 | 34.7395 | 34.6295 | 34.5196 | 34.4097 | 34.2997 | 34.1898 | 34.0799 | 33.9699 | 33.86 | 33.75 | 33.6401 | 33.5302 | 33.4202 | 33.3103 | 33.2004 | 33.0904 | 32.9805
[8 empty] | Commercial DW - Class 1 | Advanced | 36.4984 | 36.3518 | 36.2053 | 36.0587 | 35.9121 | 35.7655 | 35.6189 | 35.4724 | 35.3258 | 35.1792 | 35.0693 | 34.9593 | 34.8494 | 34.7395 | 34.6295 | 34.5196 | 34.4097 | 34.2997 | 34.1898 | 34.0799 | 33.9699 | 33.86 | 33.75 | 33.6401 | 33.5302 | 33.4202 | 33.3103 | 33.2004 | 33.0904 | 32.9805
[8 empty] | Commercial DW - Class 1 | Moderate | 36.4984 | 36.3518 | 36.2053 | 36.0587 | 35.9121 | 35.7655 | 35.6189 | 35.4724 | 35.3258 | 35.1792 | 35.0693 | 34.9593 | 34.8494 | 34.7395 | 34.6295 | 34.5196 | 34.4097 | 34.2997 | 34.1898 | 34.0799 | 33.9699 | 33.86 | 33.75 | 33.6401 | 33.5302 | 33.4202 | 33.3103 | 33.2004 | 33.0904 | 32.9805
[8 empty] | Commercial DW - Class 1 | Conservative | 36.4984 | 36.3518 | 36.2053 | 36.0587 | 35.9121 | 35.7655 | 35.6189 | 35.4724 | 35.3258 | 35.1792 | 35.0693 | 34.9593 | 34.8494 | 34.7395 | 34.6295 | 34.5196 | 34.4097 | 34.2997 | 34.1898 | 34.0799 | 33.9699 | 33.86 | 33.75 | 33.6401 | 33.5302 | 33.4202 | 33.3103 | 33.2004 | 33.0904 | 32.9805
[8 empty] | Midsize DW - Class 1 | Advanced | 36.4984 | 36.3518 | 36.2053 | 36.0587 | 35.9121 | 35.7655 | 35.6189 | 35.4724 | 35.3258 | 35.1792 | 35.0693 | 34.9593 | 34.8494 | 34.7395 | 34.6295 | 34.5196 | 34.4097 | 34.2997 | 34.1898 | 34.0799 | 33.9699 | 33.86 | 33.75 | 33.6401 | 33.5302 | 33.4202 | 33.3103 | 33.2004 | 33.0904 | 32.9805
[8 empty] | Midsize DW - Class 1 | Moderate | 36.4984 | 36.3518 | 36.2053 | 36.0587 | 35.9121 | 35.7655 | 35.6189 | 35.4724 | 35.3258 | 35.1792 | 35.0693 | 34.9593 | 34.8494 | 34.7395 | 34.6295 | 34.5196 | 34.4097 | 34.2997 | 34.1898 | 34.0799 | 33.9699 | 33.86 | 33.75 | 33.6401 | 33.5302 | 33.4202 | 33.3103 | 33.2004 | 33.0904 | 32.9805
[8 empty] | Midsize DW - Class 1 | Conservative | 36.4984 | 36.3518 | 36.2053 | 36.0587 | 35.9121 | 35.7655 | 35.6189 | 35.4724 | 35.3258 | 35.1792 | 35.0693 | 34.9593 | 34.8494 | 34.7395 | 34.6295 | 34.5196 | 34.4097 | 34.2997 | 34.1898 | 34.0799 | 33.9699 | 33.86 | 33.75 | 33.6401 | 33.5302 | 33.4202 | 33.3103 | 33.2004 | 33.0904 | 32.9805
[8 empty] | Large DW - Class 1 | Advanced | 36.4984 | 36.3518 | 36.2053 | 36.0587 | 35.9121 | 35.7655 | 35.6189 | 35.4724 | 35.3258 | 35.1792 | 35.0693 | 34.9593 | 34.8494 | 34.7395 | 34.6295 | 34.5196 | 34.4097 | 34.2997 | 34.1898 | 34.0799 | 33.9699 | 33.86 | 33.75 | 33.6401 | 33.5302 | 33.4202 | 33.3103 | 33.2004 | 33.0904 | 32.9805
[8 empty] | Large DW - Class 1 | Moderate | 36.4984 | 36.3518 | 36.2053 | 36.0587 | 35.9121 | 35.7655 | 35.6189 | 35.4724 | 35.3258 | 35.1792 | 35.0693 | 34.9593 | 34.8494 | 34.7395 | 34.6295 | 34.5196 | 34.4097 | 34.2997 | 34.1898 | 34.0799 | 33.9699 | 33.86 | 33.75 | 33.6401 | 33.5302 | 33.4202 | 33.3103 | 33.2004 | 33.0904 | 32.9805
[8 empty] | Large DW - Class 1 | Conservative | 36.4984 | 36.3518 | 36.2053 | 36.0587 | 35.9121 | 35.7655 | 35.6189 | 35.4724 | 35.3258 | 35.1792 | 35.0693 | 34.9593 | 34.8494 | 34.7395 | 34.6295 | 34.5196 | 34.4097 | 34.2997 | 34.1898 | 34.0799 | 33.9699 | 33.86 | 33.75 | 33.6401 | 33.5302 | 33.4202 | 33.3103 | 33.2004 | 33.0904 | 32.9805
[8 empty] | Residential DW - Class 2 | Advanced | 36.4984 | 36.3518 | 36.2053 | 36.0587 | 35.9121 | 35.7655 | 35.6189 | 35.4724 | 35.3258 | 35.1792 | 35.0693 | 34.9593 | 34.8494 | 34.7395 | 34.6295 | 34.5196 | 34.4097 | 34.2997 | 34.1898 | 34.0799 | 33.9699 | 33.86 | 33.75 | 33.6401 | 33.5302 | 33.4202 | 33.3103 | 33.2004 | 33.0904 | 32.9805
[8 empty] | Residential DW - Class 2 | Moderate | 36.4984 | 36.3518 | 36.2053 | 36.0587 | 35.9121 | 35.7655 | 35.6189 | 35.4724 | 35.3258 | 35.1792 | 35.0693 | 34.9593 | 34.8494 | 34.7395 | 34.6295 | 34.5196 | 34.4097 | 34.2997 | 34.1898 | 34.0799 | 33.9699 | 33.86 | 33.75 | 33.6401 | 33.5302 | 33.4202 | 33.3103 | 33.2004 | 33.0904 | 32.9805
[8 empty] | Residential DW - Class 2 | Conservative | 36.4984 | 36.3518 | 36.2053 | 36.0587 | 35.9121 | 35.7655 | 35.6189 | 35.4724 | 35.3258 | 35.1792 | 35.0693 | 34.9593 | 34.8494 | 34.7395 | 34.6295 | 34.5196 | 34.4097 | 34.2997 | 34.1898 | 34.0799 | 33.9699 | 33.86 | 33.75 | 33.6401 | 33.5302 | 33.4202 | 33.3103 | 33.2004 | 33.0904 | 32.9805
[8 empty] | Commercial DW - Class 2 | Advanced | 36.4984 | 36.3518 | 36.2053 | 36.0587 | 35.9121 | 35.7655 | 35.6189 | 35.4724 | 35.3258 | 35.1792 | 35.0693 | 34.9593 | 34.8494 | 34.7395 | 34.6295 | 34.5196 | 34.4097 | 34.2997 | 34.1898 | 34.0799 | 33.9699 | 33.86 | 33.75 | 33.6401 | 33.5302 | 33.4202 | 33.3103 | 33.2004 | 33.0904 | 32.9805
[8 empty] | Commercial DW - Class 2 | Moderate | 36.4984 | 36.3518 | 36.2053 | 36.0587 | 35.9121 | 35.7655 | 35.6189 | 35.4724 | 35.3258 | 35.1792 | 35.0693 | 34.9593 | 34.8494 | 34.7395 | 34.6295 | 34.5196 | 34.4097 | 34.2997 | 34.1898 | 34.0799 | 33.9699 | 33.86 | 33.75 | 33.6401 | 33.5302 | 33.4202 | 33.3103 | 33.2004 | 33.0904 | 32.9805
[8 empty] | Commercial DW - Class 2 | Conservative | 36.4984 | 36.3518 | 36.2053 | 36.0587 | 35.9121 | 35.7655 | 35.6189 | 35.4724 | 35.3258 | 35.1792 | 35.0693 | 34.9593 | 34.8494 | 34.7395 | 34.6295 | 34.5196 | 34.4097 | 34.2997 | 34.1898 | 34.0799 | 33.9699 | 33.86 | 33.75 | 33.6401 | 33.5302 | 33.4202 | 33.3103 | 33.2004 | 33.0904 | 32.9805
[8 empty] | Midsize DW - Class 2 | Advanced | 36.4984 | 36.3518 | 36.2053 | 36.0587 | 35.9121 | 35.7655 | 35.6189 | 35.4724 | 35.3258 | 35.1792 | 35.0693 | 34.9593 | 34.8494 | 34.7395 | 34.6295 | 34.5196 | 34.4097 | 34.2997 | 34.1898 | 34.0799 | 33.9699 | 33.86 | 33.75 | 33.6401 | 33.5302 | 33.4202 | 33.3103 | 33.2004 | 33.0904 | 32.9805
[8 empty] | Midsize DW - Class 2 | Moderate | 36.4984 | 36.3518 | 36.2053 | 36.0587 | 35.9121 | 35.7655 | 35.6189 | 35.4724 | 35.3258 | 35.1792 | 35.0693 | 34.9593 | 34.8494 | 34.7395 | 34.6295 | 34.5196 | 34.4097 | 34.2997 | 34.1898 | 34.0799 | 33.9699 | 33.86 | 33.75 | 33.6401 | 33.5302 | 33.4202 | 33.3103 | 33.2004 | 33.0904 | 32.9805
[8 empty] | Midsize DW - Class 2 | Conservative | 36.4984 | 36.3518 | 36.2053 | 36.0587 | 35.9121 | 35.7655 | 35.6189 | 35.4724 | 35.3258 | 35.1792 | 35.0693 | 34.9593 | 34.8494 | 34.7395 | 34.6295 | 34.5196 | 34.4097 | 34.2997 | 34.1898 | 34.0799 | 33.9699 | 33.86 | 33.75 | 33.6401 | 33.5302 | 33.4202 | 33.3103 | 33.2004 | 33.0904 | 32.9805
[8 empty] | Large DW - Class 2 | Advanced | 36.4984 | 36.3518 | 36.2053 | 36.0587 | 35.9121 | 35.7655 | 35.6189 | 35.4724 | 35.3258 | 35.1792 | 35.0693 | 34.9593 | 34.8494 | 34.7395 | 34.6295 | 34.5196 | 34.4097 | 34.2997 | 34.1898 | 34.0799 | 33.9699 | 33.86 | 33.75 | 33.6401 | 33.5302 | 33.4202 | 33.3103 | 33.2004 | 33.0904 | 32.9805
[8 empty] | Large DW - Class 2 | Moderate | 36.4984 | 36.3518 | 36.2053 | 36.0587 | 35.9121 | 35.7655 | 35.6189 | 35.4724 | 35.3258 | 35.1792 | 35.0693 | 34.9593 | 34.8494 | 34.7395 | 34.6295 | 34.5196 | 34.4097 | 34.2997 | 34.1898 | 34.0799 | 33.9699 | 33.86 | 33.75 | 33.6401 | 33.5302 | 33.4202 | 33.3103 | 33.2004 | 33.0904 | 32.9805
[8 empty] | Large DW - Class 2 | Conservative | 36.4984 | 36.3518 | 36.2053 | 36.0587 | 35.9121 | 35.7655 | 35.6189 | 35.4724 | 35.3258 | 35.1792 | 35.0693 | 34.9593 | 34.8494 | 34.7395 | 34.6295 | 34.5196 | 34.4097 | 34.2997 | 34.1898 | 34.0799 | 33.9699 | 33.86 | 33.75 | 33.6401 | 33.5302 | 33.4202 | 33.3103 | 33.2004 | 33.0904 | 32.9805
[8 empty] | Residential DW - Class 3 | Advanced | 36.4984 | 36.3518 | 36.2053 | 36.0587 | 35.9121 | 35.7655 | 35.6189 | 35.4724 | 35.3258 | 35.1792 | 35.0693 | 34.9593 | 34.8494 | 34.7395 | 34.6295 | 34.5196 | 34.4097 | 34.2997 | 34.1898 | 34.0799 | 33.9699 | 33.86 | 33.75 | 33.6401 | 33.5302 | 33.4202 | 33.3103 | 33.2004 | 33.0904 | 32.9805
[8 empty] | Residential DW - Class 3 | Moderate | 36.4984 | 36.3518 | 36.2053 | 36.0587 | 35.9121 | 35.7655 | 35.6189 | 35.4724 | 35.3258 | 35.1792 | 35.0693 | 34.9593 | 34.8494 | 34.7395 | 34.6295 | 34.5196 | 34.4097 | 34.2997 | 34.1898 | 34.0799 | 33.9699 | 33.86 | 33.75 | 33.6401 | 33.5302 | 33.4202 | 33.3103 | 33.2004 | 33.0904 | 32.9805
[8 empty] | Residential DW - Class 3 | Conservative | 36.4984 | 36.3518 | 36.2053 | 36.0587 | 35.9121 | 35.7655 | 35.6189 | 35.4724 | 35.3258 | 35.1792 | 35.0693 | 34.9593 | 34.8494 | 34.7395 | 34.6295 | 34.5196 | 34.4097 | 34.2997 | 34.1898 | 34.0799 | 33.9699 | 33.86 | 33.75 | 33.6401 | 33.5302 | 33.4202 | 33.3103 | 33.2004 | 33.0904 | 32.9805
[8 empty] | Commercial DW - Class 3 | Advanced | 36.4984 | 36.3518 | 36.2053 | 36.0587 | 35.9121 | 35.7655 | 35.6189 | 35.4724 | 35.3258 | 35.1792 | 35.0693 | 34.9593 | 34.8494 | 34.7395 | 34.6295 | 34.5196 | 34.4097 | 34.2997 | 34.1898 | 34.0799 | 33.9699 | 33.86 | 33.75 | 33.6401 | 33.5302 | 33.4202 | 33.3103 | 33.2004 | 33.0904 | 32.9805
[8 empty] | Commercial DW - Class 3 | Moderate | 36.4984 | 36.3518 | 36.2053 | 36.0587 | 35.9121 | 35.7655 | 35.6189 | 35.4724 | 35.3258 | 35.1792 | 35.0693 | 34.9593 | 34.8494 | 34.7395 | 34.6295 | 34.5196 | 34.4097 | 34.2997 | 34.1898 | 34.0799 | 33.9699 | 33.86 | 33.75 | 33.6401 | 33.5302 | 33.4202 | 33.3103 | 33.2004 | 33.0904 | 32.9805
[8 empty] | Commercial DW - Class 3 | Conservative | 36.4984 | 36.3518 | 36.2053 | 36.0587 | 35.9121 | 35.7655 | 35.6189 | 35.4724 | 35.3258 | 35.1792 | 35.0693 | 34.9593 | 34.8494 | 34.7395 | 34.6295 | 34.5196 | 34.4097 | 34.2997 | 34.1898 | 34.0799 | 33.9699 | 33.86 | 33.75 | 33.6401 | 33.5302 | 33.4202 | 33.3103 | 33.2004 | 33.0904 | 32.9805
[8 empty] | Midsize DW - Class 3 | Advanced | 36.4984 | 36.3518 | 36.2053 | 36.0587 | 35.9121 | 35.7655 | 35.6189 | 35.4724 | 35.3258 | 35.1792 | 35.0693 | 34.9593 | 34.8494 | 34.7395 | 34.6295 | 34.5196 | 34.4097 | 34.2997 | 34.1898 | 34.0799 | 33.9699 | 33.86 | 33.75 | 33.6401 | 33.5302 | 33.4202 | 33.3103 | 33.2004 | 33.0904 | 32.9805
[8 empty] | Midsize DW - Class 3 | Moderate | 36.4984 | 36.3518 | 36.2053 | 36.0587 | 35.9121 | 35.7655 | 35.6189 | 35.4724 | 35.3258 | 35.1792 | 35.0693 | 34.9593 | 34.8494 | 34.7395 | 34.6295 | 34.5196 | 34.4097 | 34.2997 | 34.1898 | 34.0799 | 33.9699 | 33.86 | 33.75 | 33.6401 | 33.5302 | 33.4202 | 33.3103 | 33.2004 | 33.0904 | 32.9805
[8 empty] | Midsize DW - Class 3 | Conservative | 36.4984 | 36.3518 | 36.2053 | 36.0587 | 35.9121 | 35.7655 | 35.6189 | 35.4724 | 35.3258 | 35.1792 | 35.0693 | 34.9593 | 34.8494 | 34.7395 | 34.6295 | 34.5196 | 34.4097 | 34.2997 | 34.1898 | 34.0799 | 33.9699 | 33.86 | 33.75 | 33.6401 | 33.5302 | 33.4202 | 33.3103 | 33.2004 | 33.0904 | 32.9805
[8 empty] | Large DW - Class 3 | Advanced | 36.4984 | 36.3518 | 36.2053 | 36.0587 | 35.9121 | 35.7655 | 35.6189 | 35.4724 | 35.3258 | 35.1792 | 35.0693 | 34.9593 | 34.8494 | 34.7395 | 34.6295 | 34.5196 | 34.4097 | 34.2997 | 34.1898 | 34.0799 | 33.9699 | 33.86 | 33.75 | 33.6401 | 33.5302 | 33.4202 | 33.3103 | 33.2004 | 33.0904 | 32.9805
[8 empty] | Large DW - Class 3 | Moderate | 36.4984 | 36.3518 | 36.2053 | 36.0587 | 35.9121 | 35.7655 | 35.6189 | 35.4724 | 35.3258 | 35.1792 | 35.0693 | 34.9593 | 34.8494 | 34.7395 | 34.6295 | 34.5196 | 34.4097 | 34.2997 | 34.1898 | 34.0799 | 33.9699 | 33.86 | 33.75 | 33.6401 | 33.5302 | 33.4202 | 33.3103 | 33.2004 | 33.0904 | 32.9805
[8 empty] | Large DW - Class 3 | Conservative | 36.4984 | 36.3518 | 36.2053 | 36.0587 | 35.9121 | 35.7655 | 35.6189 | 35.4724 | 35.3258 | 35.1792 | 35.0693 | 34.9593 | 34.8494 | 34.7395 | 34.6295 | 34.5196 | 34.4097 | 34.2997 | 34.1898 | 34.0799 | 33.9699 | 33.86 | 33.75 | 33.6401 | 33.5302 | 33.4202 | 33.3103 | 33.2004 | 33.0904 | 32.9805
[8 empty] | Residential DW - Class 4 | Advanced | 36.4984 | 36.3518 | 36.2053 | 36.0587 | 35.9121 | 35.7655 | 35.6189 | 35.4724 | 35.3258 | 35.1792 | 35.0693 | 34.9593 | 34.8494 | 34.7395 | 34.6295 | 34.5196 | 34.4097 | 34.2997 | 34.1898 | 34.0799 | 33.9699 | 33.86 | 33.75 | 33.6401 | 33.5302 | 33.4202 | 33.3103 | 33.2004 | 33.0904 | 32.9805
[8 empty] | Residential DW - Class 4 | Moderate | 36.4984 | 36.3518 | 36.2053 | 36.0587 | 35.9121 | 35.7655 | 35.6189 | 35.4724 | 35.3258 | 35.1792 | 35.0693 | 34.9593 | 34.8494 | 34.7395 | 34.6295 | 34.5196 | 34.4097 | 34.2997 | 34.1898 | 34.0799 | 33.9699 | 33.86 | 33.75 | 33.6401 | 33.5302 | 33.4202 | 33.3103 | 33.2004 | 33.0904 | 32.9805
[8 empty] | Residential DW - Class 4 | Conservative | 36.4984 | 36.3518 | 36.2053 | 36.0587 | 35.9121 | 35.7655 | 35.6189 | 35.4724 | 35.3258 | 35.1792 | 35.0693 | 34.9593 | 34.8494 | 34.7395 | 34.6295 | 34.5196 | 34.4097 | 34.2997 | 34.1898 | 34.0799 | 33.9699 | 33.86 | 33.75 | 33.6401 | 33.5302 | 33.4202 | 33.3103 | 33.2004 | 33.0904 | 32.9805
[8 empty] | Commercial DW - Class 4 | Advanced | 36.4984 | 36.3518 | 36.2053 | 36.0587 | 35.9121 | 35.7655 | 35.6189 | 35.4724 | 35.3258 | 35.1792 | 35.0693 | 34.9593 | 34.8494 | 34.7395 | 34.6295 | 34.5196 | 34.4097 | 34.2997 | 34.1898 | 34.0799 | 33.9699 | 33.86 | 33.75 | 33.6401 | 33.5302 | 33.4202 | 33.3103 | 33.2004 | 33.0904 | 32.9805
[8 empty] | Commercial DW - Class 4 | Moderate | 36.4984 | 36.3518 | 36.2053 | 36.0587 | 35.9121 | 35.7655 | 35.6189 | 35.4724 | 35.3258 | 35.1792 | 35.0693 | 34.9593 | 34.8494 | 34.7395 | 34.6295 | 34.5196 | 34.4097 | 34.2997 | 34.1898 | 34.0799 | 33.9699 | 33.86 | 33.75 | 33.6401 | 33.5302 | 33.4202 | 33.3103 | 33.2004 | 33.0904 | 32.9805
[8 empty] | Commercial DW - Class 4 | Conservative | 36.4984 | 36.3518 | 36.2053 | 36.0587 | 35.9121 | 35.7655 | 35.6189 | 35.4724 | 35.3258 | 35.1792 | 35.0693 | 34.9593 | 34.8494 | 34.7395 | 34.6295 | 34.5196 | 34.4097 | 34.2997 | 34.1898 | 34.0799 | 33.9699 | 33.86 | 33.75 | 33.6401 | 33.5302 | 33.4202 | 33.3103 | 33.2004 | 33.0904 | 32.9805
[8 empty] | Midsize DW - Class 4 | Advanced | 36.4984 | 36.3518 | 36.2053 | 36.0587 | 35.9121 | 35.7655 | 35.6189 | 35.4724 | 35.3258 | 35.1792 | 35.0693 | 34.9593 | 34.8494 | 34.7395 | 34.6295 | 34.5196 | 34.4097 | 34.2997 | 34.1898 | 34.0799 | 33.9699 | 33.86 | 33.75 | 33.6401 | 33.5302 | 33.4202 | 33.3103 | 33.2004 | 33.0904 | 32.9805
[8 empty] | Midsize DW - Class 4 | Moderate | 36.4984 | 36.3518 | 36.2053 | 36.0587 | 35.9121 | 35.7655 | 35.6189 | 35.4724 | 35.3258 | 35.1792 | 35.0693 | 34.9593 | 34.8494 | 34.7395 | 34.6295 | 34.5196 | 34.4097 | 34.2997 | 34.1898 | 34.0799 | 33.9699 | 33.86 | 33.75 | 33.6401 | 33.5302 | 33.4202 | 33.3103 | 33.2004 | 33.0904 | 32.9805
[8 empty] | Midsize DW - Class 4 | Conservative | 36.4984 | 36.3518 | 36.2053 | 36.0587 | 35.9121 | 35.7655 | 35.6189 | 35.4724 | 35.3258 | 35.1792 | 35.0693 | 34.9593 | 34.8494 | 34.7395 | 34.6295 | 34.5196 | 34.4097 | 34.2997 | 34.1898 | 34.0799 | 33.9699 | 33.86 | 33.75 | 33.6401 | 33.5302 | 33.4202 | 33.3103 | 33.2004 | 33.0904 | 32.9805
[8 empty] | Large DW - Class 4 | Advanced | 36.4984 | 36.3518 | 36.2053 | 36.0587 | 35.9121 | 35.7655 | 35.6189 | 35.4724 | 35.3258 | 35.1792 | 35.0693 | 34.9593 | 34.8494 | 34.7395 | 34.6295 | 34.5196 | 34.4097 | 34.2997 | 34.1898 | 34.0799 | 33.9699 | 33.86 | 33.75 | 33.6401 | 33.5302 | 33.4202 | 33.3103 | 33.2004 | 33.0904 | 32.9805
[8 empty] | Large DW - Class 4 | Moderate | 36.4984 | 36.3518 | 36.2053 | 36.0587 | 35.9121 | 35.7655 | 35.6189 | 35.4724 | 35.3258 | 35.1792 | 35.0693 | 34.9593 | 34.8494 | 34.7395 | 34.6295 | 34.5196 | 34.4097 | 34.2997 | 34.1898 | 34.0799 | 33.9699 | 33.86 | 33.75 | 33.6401 | 33.5302 | 33.4202 | 33.3103 | 33.2004 | 33.0904 | 32.9805
[8 empty] | Large DW - Class 4 | Conservative | 36.4984 | 36.3518 | 36.2053 | 36.0587 | 35.9121 | 35.7655 | 35.6189 | 35.4724 | 35.3258 | 35.1792 | 35.0693 | 34.9593 | 34.8494 | 34.7395 | 34.6295 | 34.5196 | 34.4097 | 34.2997 | 34.1898 | 34.0799 | 33.9699 | 33.86 | 33.75 | 33.6401 | 33.5302 | 33.4202 | 33.3103 | 33.2004 | 33.0904 | 32.9805
[8 empty] | Residential DW - Class 5 | Advanced | 36.4984 | 36.3518 | 36.2053 | 36.0587 | 35.9121 | 35.7655 | 35.6189 | 35.4724 | 35.3258 | 35.1792 | 35.0693 | 34.9593 | 34.8494 | 34.7395 | 34.6295 | 34.5196 | 34.4097 | 34.2997 | 34.1898 | 34.0799 | 33.9699 | 33.86 | 33.75 | 33.6401 | 33.5302 | 33.4202 | 33.3103 | 33.2004 | 33.0904 | 32.9805
[8 empty] | Residential DW - Class 5 | Moderate | 36.4984 | 36.3518 | 36.2053 | 36.0587 | 35.9121 | 35.7655 | 35.6189 | 35.4724 | 35.3258 | 35.1792 | 35.0693 | 34.9593 | 34.8494 | 34.7395 | 34.6295 | 34.5196 | 34.4097 | 34.2997 | 34.1898 | 34.0799 | 33.9699 | 33.86 | 33.75 | 33.6401 | 33.5302 | 33.4202 | 33.3103 | 33.2004 | 33.0904 | 32.9805
[8 empty] | Residential DW - Class 5 | Conservative | 36.4984 | 36.3518 | 36.2053 | 36.0587 | 35.9121 | 35.7655 | 35.6189 | 35.4724 | 35.3258 | 35.1792 | 35.0693 | 34.9593 | 34.8494 | 34.7395 | 34.6295 | 34.5196 | 34.4097 | 34.2997 | 34.1898 | 34.0799 | 33.9699 | 33.86 | 33.75 | 33.6401 | 33.5302 | 33.4202 | 33.3103 | 33.2004 | 33.0904 | 32.9805
[8 empty] | Commercial DW - Class 5 | Advanced | 36.4984 | 36.3518 | 36.2053 | 36.0587 | 35.9121 | 35.7655 | 35.6189 | 35.4724 | 35.3258 | 35.1792 | 35.0693 | 34.9593 | 34.8494 | 34.7395 | 34.6295 | 34.5196 | 34.4097 | 34.2997 | 34.1898 | 34.0799 | 33.9699 | 33.86 | 33.75 | 33.6401 | 33.5302 | 33.4202 | 33.3103 | 33.2004 | 33.0904 | 32.9805
[8 empty] | Commercial DW - Class 5 | Moderate | 36.4984 | 36.3518 | 36.2053 | 36.0587 | 35.9121 | 35.7655 | 35.6189 | 35.4724 | 35.3258 | 35.1792 | 35.0693 | 34.9593 | 34.8494 | 34.7395 | 34.6295 | 34.5196 | 34.4097 | 34.2997 | 34.1898 | 34.0799 | 33.9699 | 33.86 | 33.75 | 33.6401 | 33.5302 | 33.4202 | 33.3103 | 33.2004 | 33.0904 | 32.9805
[8 empty] | Commercial DW - Class 5 | Conservative | 36.4984 | 36.3518 | 36.2053 | 36.0587 | 35.9121 | 35.7655 | 35.6189 | 35.4724 | 35.3258 | 35.1792 | 35.0693 | 34.9593 | 34.8494 | 34.7395 | 34.6295 | 34.5196 | 34.4097 | 34.2997 | 34.1898 | 34.0799 | 33.9699 | 33.86 | 33.75 | 33.6401 | 33.5302 | 33.4202 | 33.3103 | 33.2004 | 33.0904 | 32.9805
[8 empty] | Midsize DW - Class 5 | Advanced | 36.4984 | 36.3518 | 36.2053 | 36.0587 | 35.9121 | 35.7655 | 35.6189 | 35.4724 | 35.3258 | 35.1792 | 35.0693 | 34.9593 | 34.8494 | 34.7395 | 34.6295 | 34.5196 | 34.4097 | 34.2997 | 34.1898 | 34.0799 | 33.9699 | 33.86 | 33.75 | 33.6401 | 33.5302 | 33.4202 | 33.3103 | 33.2004 | 33.0904 | 32.9805
[8 empty] | Midsize DW - Class 5 | Moderate | 36.4984 | 36.3518 | 36.2053 | 36.0587 | 35.9121 | 35.7655 | 35.6189 | 35.4724 | 35.3258 | 35.1792 | 35.0693 | 34.9593 | 34.8494 | 34.7395 | 34.6295 | 34.5196 | 34.4097 | 34.2997 | 34.1898 | 34.0799 | 33.9699 | 33.86 | 33.75 | 33.6401 | 33.5302 | 33.4202 | 33.3103 | 33.2004 | 33.0904 | 32.9805
[8 empty] | Midsize DW - Class 5 | Conservative | 36.4984 | 36.3518 | 36.2053 | 36.0587 | 35.9121 | 35.7655 | 35.6189 | 35.4724 | 35.3258 | 35.1792 | 35.0693 | 34.9593 | 34.8494 | 34.7395 | 34.6295 | 34.5196 | 34.4097 | 34.2997 | 34.1898 | 34.0799 | 33.9699 | 33.86 | 33.75 | 33.6401 | 33.5302 | 33.4202 | 33.3103 | 33.2004 | 33.0904 | 32.9805
[8 empty] | Large DW - Class 5 | Advanced | 36.4984 | 36.3518 | 36.2053 | 36.0587 | 35.9121 | 35.7655 | 35.6189 | 35.4724 | 35.3258 | 35.1792 | 35.0693 | 34.9593 | 34.8494 | 34.7395 | 34.6295 | 34.5196 | 34.4097 | 34.2997 | 34.1898 | 34.0799 | 33.9699 | 33.86 | 33.75 | 33.6401 | 33.5302 | 33.4202 | 33.3103 | 33.2004 | 33.0904 | 32.9805
[8 empty] | Large DW - Class 5 | Moderate | 36.4984 | 36.3518 | 36.2053 | 36.0587 | 35.9121 | 35.7655 | 35.6189 | 35.4724 | 35.3258 | 35.1792 | 35.0693 | 34.9593 | 34.8494 | 34.7395 | 34.6295 | 34.5196 | 34.4097 | 34.2997 | 34.1898 | 34.0799 | 33.9699 | 33.86 | 33.75 | 33.6401 | 33.5302 | 33.4202 | 33.3103 | 33.2004 | 33.0904 | 32.9805
[8 empty] | Large DW - Class 5 | Conservative | 36.4984 | 36.3518 | 36.2053 | 36.0587 | 35.9121 | 35.7655 | 35.6189 | 35.4724 | 35.3258 | 35.1792 | 35.0693 | 34.9593 | 34.8494 | 34.7395 | 34.6295 | 34.5196 | 34.4097 | 34.2997 | 34.1898 | 34.0799 | 33.9699 | 33.86 | 33.75 | 33.6401 | 33.5302 | 33.4202 | 33.3103 | 33.2004 | 33.0904 | 32.9805
[8 empty] | Residential DW - Class 6 | Advanced | 36.4984 | 36.3518 | 36.2053 | 36.0587 | 35.9121 | 35.7655 | 35.6189 | 35.4724 | 35.3258 | 35.1792 | 35.0693 | 34.9593 | 34.8494 | 34.7395 | 34.6295 | 34.5196 | 34.4097 | 34.2997 | 34.1898 | 34.0799 | 33.9699 | 33.86 | 33.75 | 33.6401 | 33.5302 | 33.4202 | 33.3103 | 33.2004 | 33.0904 | 32.9805
[8 empty] | Residential DW - Class 6 | Moderate | 36.4984 | 36.3518 | 36.2053 | 36.0587 | 35.9121 | 35.7655 | 35.6189 | 35.4724 | 35.3258 | 35.1792 | 35.0693 | 34.9593 | 34.8494 | 34.7395 | 34.6295 | 34.5196 | 34.4097 | 34.2997 | 34.1898 | 34.0799 | 33.9699 | 33.86 | 33.75 | 33.6401 | 33.5302 | 33.4202 | 33.3103 | 33.2004 | 33.0904 | 32.9805
[8 empty] | Residential DW - Class 6 | Conservative | 36.4984 | 36.3518 | 36.2053 | 36.0587 | 35.9121 | 35.7655 | 35.6189 | 35.4724 | 35.3258 | 35.1792 | 35.0693 | 34.9593 | 34.8494 | 34.7395 | 34.6295 | 34.5196 | 34.4097 | 34.2997 | 34.1898 | 34.0799 | 33.9699 | 33.86 | 33.75 | 33.6401 | 33.5302 | 33.4202 | 33.3103 | 33.2004 | 33.0904 | 32.9805
[8 empty] | Commercial DW - Class 6 | Advanced | 36.4984 | 36.3518 | 36.2053 | 36.0587 | 35.9121 | 35.7655 | 35.6189 | 35.4724 | 35.3258 | 35.1792 | 35.0693 | 34.9593 | 34.8494 | 34.7395 | 34.6295 | 34.5196 | 34.4097 | 34.2997 | 34.1898 | 34.0799 | 33.9699 | 33.86 | 33.75 | 33.6401 | 33.5302 | 33.4202 | 33.3103 | 33.2004 | 33.0904 | 32.9805
[8 empty] | Commercial DW - Class 6 | Moderate | 36.4984 | 36.3518 | 36.2053 | 36.0587 | 35.9121 | 35.7655 | 35.6189 | 35.4724 | 35.3258 | 35.1792 | 35.0693 | 34.9593 | 34.8494 | 34.7395 | 34.6295 | 34.5196 | 34.4097 | 34.2997 | 34.1898 | 34.0799 | 33.9699 | 33.86 | 33.75 | 33.6401 | 33.5302 | 33.4202 | 33.3103 | 33.2004 | 33.0904 | 32.9805
[8 empty] | Commercial DW - Class 6 | Conservative | 36.4984 | 36.3518 | 36.2053 | 36.0587 | 35.9121 | 35.7655 | 35.6189 | 35.4724 | 35.3258 | 35.1792 | 35.0693 | 34.9593 | 34.8494 | 34.7395 | 34.6295 | 34.5196 | 34.4097 | 34.2997 | 34.1898 | 34.0799 | 33.9699 | 33.86 | 33.75 | 33.6401 | 33.5302 | 33.4202 | 33.3103 | 33.2004 | 33.0904 | 32.9805
[8 empty] | Midsize DW - Class 6 | Advanced | 36.4984 | 36.3518 | 36.2053 | 36.0587 | 35.9121 | 35.7655 | 35.6189 | 35.4724 | 35.3258 | 35.1792 | 35.0693 | 34.9593 | 34.8494 | 34.7395 | 34.6295 | 34.5196 | 34.4097 | 34.2997 | 34.1898 | 34.0799 | 33.9699 | 33.86 | 33.75 | 33.6401 | 33.5302 | 33.4202 | 33.3103 | 33.2004 | 33.0904 | 32.9805
[8 empty] | Midsize DW - Class 6 | Moderate | 36.4984 | 36.3518 | 36.2053 | 36.0587 | 35.9121 | 35.7655 | 35.6189 | 35.4724 | 35.3258 | 35.1792 | 35.0693 | 34.9593 | 34.8494 | 34.7395 | 34.6295 | 34.5196 | 34.4097 | 34.2997 | 34.1898 | 34.0799 | 33.9699 | 33.86 | 33.75 | 33.6401 | 33.5302 | 33.4202 | 33.3103 | 33.2004 | 33.0904 | 32.9805
[8 empty] | Midsize DW - Class 6 | Conservative | 36.4984 | 36.3518 | 36.2053 | 36.0587 | 35.9121 | 35.7655 | 35.6189 | 35.4724 | 35.3258 | 35.1792 | 35.0693 | 34.9593 | 34.8494 | 34.7395 | 34.6295 | 34.5196 | 34.4097 | 34.2997 | 34.1898 | 34.0799 | 33.9699 | 33.86 | 33.75 | 33.6401 | 33.5302 | 33.4202 | 33.3103 | 33.2004 | 33.0904 | 32.9805
[8 empty] | Large DW - Class 6 | Advanced | 36.4984 | 36.3518 | 36.2053 | 36.0587 | 35.9121 | 35.7655 | 35.6189 | 35.4724 | 35.3258 | 35.1792 | 35.0693 | 34.9593 | 34.8494 | 34.7395 | 34.6295 | 34.5196 | 34.4097 | 34.2997 | 34.1898 | 34.0799 | 33.9699 | 33.86 | 33.75 | 33.6401 | 33.5302 | 33.4202 | 33.3103 | 33.2004 | 33.0904 | 32.9805
[8 empty] | Large DW - Class 6 | Moderate | 36.4984 | 36.3518 | 36.2053 | 36.0587 | 35.9121 | 35.7655 | 35.6189 | 35.4724 | 35.3258 | 35.1792 | 35.0693 | 34.9593 | 34.8494 | 34.7395 | 34.6295 | 34.5196 | 34.4097 | 34.2997 | 34.1898 | 34.0799 | 33.9699 | 33.86 | 33.75 | 33.6401 | 33.5302 | 33.4202 | 33.3103 | 33.2004 | 33.0904 | 32.9805
[8 empty] | Large DW - Class 6 | Conservative | 36.4984 | 36.3518 | 36.2053 | 36.0587 | 35.9121 | 35.7655 | 35.6189 | 35.4724 | 35.3258 | 35.1792 | 35.0693 | 34.9593 | 34.8494 | 34.7395 | 34.6295 | 34.5196 | 34.4097 | 34.2997 | 34.1898 | 34.0799 | 33.9699 | 33.86 | 33.75 | 33.6401 | 33.5302 | 33.4202 | 33.3103 | 33.2004 | 33.0904 | 32.9805
[8 empty] | Residential DW - Class 7 | Advanced | 36.4984 | 36.3518 | 36.2053 | 36.0587 | 35.9121 | 35.7655 | 35.6189 | 35.4724 | 35.3258 | 35.1792 | 35.0693 | 34.9593 | 34.8494 | 34.7395 | 34.6295 | 34.5196 | 34.4097 | 34.2997 | 34.1898 | 34.0799 | 33.9699 | 33.86 | 33.75 | 33.6401 | 33.5302 | 33.4202 | 33.3103 | 33.2004 | 33.0904 | 32.9805
[8 empty] | Residential DW - Class 7 | Moderate | 36.4984 | 36.3518 | 36.2053 | 36.0587 | 35.9121 | 35.7655 | 35.6189 | 35.4724 | 35.3258 | 35.1792 | 35.0693 | 34.9593 | 34.8494 | 34.7395 | 34.6295 | 34.5196 | 34.4097 | 34.2997 | 34.1898 | 34.0799 | 33.9699 | 33.86 | 33.75 | 33.6401 | 33.5302 | 33.4202 | 33.3103 | 33.2004 | 33.0904 | 32.9805
[8 empty] | Residential DW - Class 7 | Conservative | 36.4984 | 36.3518 | 36.2053 | 36.0587 | 35.9121 | 35.7655 | 35.6189 | 35.4724 | 35.3258 | 35.1792 | 35.0693 | 34.9593 | 34.8494 | 34.7395 | 34.6295 | 34.5196 | 34.4097 | 34.2997 | 34.1898 | 34.0799 | 33.9699 | 33.86 | 33.75 | 33.6401 | 33.5302 | 33.4202 | 33.3103 | 33.2004 | 33.0904 | 32.9805
[8 empty] | Commercial DW - Class 7 | Advanced | 36.4984 | 36.3518 | 36.2053 | 36.0587 | 35.9121 | 35.7655 | 35.6189 | 35.4724 | 35.3258 | 35.1792 | 35.0693 | 34.9593 | 34.8494 | 34.7395 | 34.6295 | 34.5196 | 34.4097 | 34.2997 | 34.1898 | 34.0799 | 33.9699 | 33.86 | 33.75 | 33.6401 | 33.5302 | 33.4202 | 33.3103 | 33.2004 | 33.0904 | 32.9805
[8 empty] | Commercial DW - Class 7 | Moderate | 36.4984 | 36.3518 | 36.2053 | 36.0587 | 35.9121 | 35.7655 | 35.6189 | 35.4724 | 35.3258 | 35.1792 | 35.0693 | 34.9593 | 34.8494 | 34.7395 | 34.6295 | 34.5196 | 34.4097 | 34.2997 | 34.1898 | 34.0799 | 33.9699 | 33.86 | 33.75 | 33.6401 | 33.5302 | 33.4202 | 33.3103 | 33.2004 | 33.0904 | 32.9805
[8 empty] | Commercial DW - Class 7 | Conservative | 36.4984 | 36.3518 | 36.2053 | 36.0587 | 35.9121 | 35.7655 | 35.6189 | 35.4724 | 35.3258 | 35.1792 | 35.0693 | 34.9593 | 34.8494 | 34.7395 | 34.6295 | 34.5196 | 34.4097 | 34.2997 | 34.1898 | 34.0799 | 33.9699 | 33.86 | 33.75 | 33.6401 | 33.5302 | 33.4202 | 33.3103 | 33.2004 | 33.0904 | 32.9805
[8 empty] | Midsize DW - Class 7 | Advanced | 36.4984 | 36.3518 | 36.2053 | 36.0587 | 35.9121 | 35.7655 | 35.6189 | 35.4724 | 35.3258 | 35.1792 | 35.0693 | 34.9593 | 34.8494 | 34.7395 | 34.6295 | 34.5196 | 34.4097 | 34.2997 | 34.1898 | 34.0799 | 33.9699 | 33.86 | 33.75 | 33.6401 | 33.5302 | 33.4202 | 33.3103 | 33.2004 | 33.0904 | 32.9805
[8 empty] | Midsize DW - Class 7 | Moderate | 36.4984 | 36.3518 | 36.2053 | 36.0587 | 35.9121 | 35.7655 | 35.6189 | 35.4724 | 35.3258 | 35.1792 | 35.0693 | 34.9593 | 34.8494 | 34.7395 | 34.6295 | 34.5196 | 34.4097 | 34.2997 | 34.1898 | 34.0799 | 33.9699 | 33.86 | 33.75 | 33.6401 | 33.5302 | 33.4202 | 33.3103 | 33.2004 | 33.0904 | 32.9805
[8 empty] | Midsize DW - Class 7 | Conservative | 36.4984 | 36.3518 | 36.2053 | 36.0587 | 35.9121 | 35.7655 | 35.6189 | 35.4724 | 35.3258 | 35.1792 | 35.0693 | 34.9593 | 34.8494 | 34.7395 | 34.6295 | 34.5196 | 34.4097 | 34.2997 | 34.1898 | 34.0799 | 33.9699 | 33.86 | 33.75 | 33.6401 | 33.5302 | 33.4202 | 33.3103 | 33.2004 | 33.0904 | 32.9805
[8 empty] | Large DW - Class 7 | Advanced | 36.4984 | 36.3518 | 36.2053 | 36.0587 | 35.9121 | 35.7655 | 35.6189 | 35.4724 | 35.3258 | 35.1792 | 35.0693 | 34.9593 | 34.8494 | 34.7395 | 34.6295 | 34.5196 | 34.4097 | 34.2997 | 34.1898 | 34.0799 | 33.9699 | 33.86 | 33.75 | 33.6401 | 33.5302 | 33.4202 | 33.3103 | 33.2004 | 33.0904 | 32.9805
[8 empty] | Large DW - Class 7 | Moderate | 36.4984 | 36.3518 | 36.2053 | 36.0587 | 35.9121 | 35.7655 | 35.6189 | 35.4724 | 35.3258 | 35.1792 | 35.0693 | 34.9593 | 34.8494 | 34.7395 | 34.6295 | 34.5196 | 34.4097 | 34.2997 | 34.1898 | 34.0799 | 33.9699 | 33.86 | 33.75 | 33.6401 | 33.5302 | 33.4202 | 33.3103 | 33.2004 | 33.0904 | 32.9805
[8 empty] | Large DW - Class 7 | Conservative | 36.4984 | 36.3518 | 36.2053 | 36.0587 | 35.9121 | 35.7655 | 35.6189 | 35.4724 | 35.3258 | 35.1792 | 35.0693 | 34.9593 | 34.8494 | 34.7395 | 34.6295 | 34.5196 | 34.4097 | 34.2997 | 34.1898 | 34.0799 | 33.9699 | 33.86 | 33.75 | 33.6401 | 33.5302 | 33.4202 | 33.3103 | 33.2004 | 33.0904 | 32.9805
[8 empty] | Residential DW - Class 8 | Advanced | 36.4984 | 36.3518 | 36.2053 | 36.0587 | 35.9121 | 35.7655 | 35.6189 | 35.4724 | 35.3258 | 35.1792 | 35.0693 | 34.9593 | 34.8494 | 34.7395 | 34.6295 | 34.5196 | 34.4097 | 34.2997 | 34.1898 | 34.0799 | 33.9699 | 33.86 | 33.75 | 33.6401 | 33.5302 | 33.4202 | 33.3103 | 33.2004 | 33.0904 | 32.9805
[8 empty] | Residential DW - Class 8 | Moderate | 36.4984 | 36.3518 | 36.2053 | 36.0587 | 35.9121 | 35.7655 | 35.6189 | 35.4724 | 35.3258 | 35.1792 | 35.0693 | 34.9593 | 34.8494 | 34.7395 | 34.6295 | 34.5196 | 34.4097 | 34.2997 | 34.1898 | 34.0799 | 33.9699 | 33.86 | 33.75 | 33.6401 | 33.5302 | 33.4202 | 33.3103 | 33.2004 | 33.0904 | 32.9805
[8 empty] | Residential DW - Class 8 | Conservative | 36.4984 | 36.3518 | 36.2053 | 36.0587 | 35.9121 | 35.7655 | 35.6189 | 35.4724 | 35.3258 | 35.1792 | 35.0693 | 34.9593 | 34.8494 | 34.7395 | 34.6295 | 34.5196 | 34.4097 | 34.2997 | 34.1898 | 34.0799 | 33.9699 | 33.86 | 33.75 | 33.6401 | 33.5302 | 33.4202 | 33.3103 | 33.2004 | 33.0904 | 32.9805
[8 empty] | Commercial DW - Class 8 | Advanced | 36.4984 | 36.3518 | 36.2053 | 36.0587 | 35.9121 | 35.7655 | 35.6189 | 35.4724 | 35.3258 | 35.1792 | 35.0693 | 34.9593 | 34.8494 | 34.7395 | 34.6295 | 34.5196 | 34.4097 | 34.2997 | 34.1898 | 34.0799 | 33.9699 | 33.86 | 33.75 | 33.6401 | 33.5302 | 33.4202 | 33.3103 | 33.2004 | 33.0904 | 32.9805
[8 empty] | Commercial DW - Class 8 | Moderate | 36.4984 | 36.3518 | 36.2053 | 36.0587 | 35.9121 | 35.7655 | 35.6189 | 35.4724 | 35.3258 | 35.1792 | 35.0693 | 34.9593 | 34.8494 | 34.7395 | 34.6295 | 34.5196 | 34.4097 | 34.2997 | 34.1898 | 34.0799 | 33.9699 | 33.86 | 33.75 | 33.6401 | 33.5302 | 33.4202 | 33.3103 | 33.2004 | 33.0904 | 32.9805
[8 empty] | Commercial DW - Class 8 | Conservative | 36.4984 | 36.3518 | 36.2053 | 36.0587 | 35.9121 | 35.7655 | 35.6189 | 35.4724 | 35.3258 | 35.1792 | 35.0693 | 34.9593 | 34.8494 | 34.7395 | 34.6295 | 34.5196 | 34.4097 | 34.2997 | 34.1898 | 34.0799 | 33.9699 | 33.86 | 33.75 | 33.6401 | 33.5302 | 33.4202 | 33.3103 | 33.2004 | 33.0904 | 32.9805
[8 empty] | Midsize DW - Class 8 | Advanced | 36.4984 | 36.3518 | 36.2053 | 36.0587 | 35.9121 | 35.7655 | 35.6189 | 35.4724 | 35.3258 | 35.1792 | 35.0693 | 34.9593 | 34.8494 | 34.7395 | 34.6295 | 34.5196 | 34.4097 | 34.2997 | 34.1898 | 34.0799 | 33.9699 | 33.86 | 33.75 | 33.6401 | 33.5302 | 33.4202 | 33.3103 | 33.2004 | 33.0904 | 32.9805
[8 empty] | Midsize DW - Class 8 | Moderate | 36.4984 | 36.3518 | 36.2053 | 36.0587 | 35.9121 | 35.7655 | 35.6189 | 35.4724 | 35.3258 | 35.1792 | 35.0693 | 34.9593 | 34.8494 | 34.7395 | 34.6295 | 34.5196 | 34.4097 | 34.2997 | 34.1898 | 34.0799 | 33.9699 | 33.86 | 33.75 | 33.6401 | 33.5302 | 33.4202 | 33.3103 | 33.2004 | 33.0904 | 32.9805
[8 empty] | Midsize DW - Class 8 | Conservative | 36.4984 | 36.3518 | 36.2053 | 36.0587 | 35.9121 | 35.7655 | 35.6189 | 35.4724 | 35.3258 | 35.1792 | 35.0693 | 34.9593 | 34.8494 | 34.7395 | 34.6295 | 34.5196 | 34.4097 | 34.2997 | 34.1898 | 34.0799 | 33.9699 | 33.86 | 33.75 | 33.6401 | 33.5302 | 33.4202 | 33.3103 | 33.2004 | 33.0904 | 32.9805
[8 empty] | Large DW - Class 8 | Advanced | 36.4984 | 36.3518 | 36.2053 | 36.0587 | 35.9121 | 35.7655 | 35.6189 | 35.4724 | 35.3258 | 35.1792 | 35.0693 | 34.9593 | 34.8494 | 34.7395 | 34.6295 | 34.5196 | 34.4097 | 34.2997 | 34.1898 | 34.0799 | 33.9699 | 33.86 | 33.75 | 33.6401 | 33.5302 | 33.4202 | 33.3103 | 33.2004 | 33.0904 | 32.9805
[8 empty] | Large DW - Class 8 | Moderate | 36.4984 | 36.3518 | 36.2053 | 36.0587 | 35.9121 | 35.7655 | 35.6189 | 35.4724 | 35.3258 | 35.1792 | 35.0693 | 34.9593 | 34.8494 | 34.7395 | 34.6295 | 34.5196 | 34.4097 | 34.2997 | 34.1898 | 34.0799 | 33.9699 | 33.86 | 33.75 | 33.6401 | 33.5302 | 33.4202 | 33.3103 | 33.2004 | 33.0904 | 32.9805
[8 empty] | Large DW - Class 8 | Conservative | 36.4984 | 36.3518 | 36.2053 | 36.0587 | 35.9121 | 35.7655 | 35.6189 | 35.4724 | 35.3258 | 35.1792 | 35.0693 | 34.9593 | 34.8494 | 34.7395 | 34.6295 | 34.5196 | 34.4097 | 34.2997 | 34.1898 | 34.0799 | 33.9699 | 33.86 | 33.75 | 33.6401 | 33.5302 | 33.4202 | 33.3103 | 33.2004 | 33.0904 | 32.9805
[8 empty] | Residential DW - Class 9 | Advanced | 36.4984 | 36.3518 | 36.2053 | 36.0587 | 35.9121 | 35.7655 | 35.6189 | 35.4724 | 35.3258 | 35.1792 | 35.0693 | 34.9593 | 34.8494 | 34.7395 | 34.6295 | 34.5196 | 34.4097 | 34.2997 | 34.1898 | 34.0799 | 33.9699 | 33.86 | 33.75 | 33.6401 | 33.5302 | 33.4202 | 33.3103 | 33.2004 | 33.0904 | 32.9805
[8 empty] | Residential DW - Class 9 | Moderate | 36.4984 | 36.3518 | 36.2053 | 36.0587 | 35.9121 | 35.7655 | 35.6189 | 35.4724 | 35.3258 | 35.1792 | 35.0693 | 34.9593 | 34.8494 | 34.7395 | 34.6295 | 34.5196 | 34.4097 | 34.2997 | 34.1898 | 34.0799 | 33.9699 | 33.86 | 33.75 | 33.6401 | 33.5302 | 33.4202 | 33.3103 | 33.2004 | 33.0904 | 32.9805
[8 empty] | Residential DW - Class 9 | Conservative | 36.4984 | 36.3518 | 36.2053 | 36.0587 | 35.9121 | 35.7655 | 35.6189 | 35.4724 | 35.3258 | 35.1792 | 35.0693 | 34.9593 | 34.8494 | 34.7395 | 34.6295 | 34.5196 | 34.4097 | 34.2997 | 34.1898 | 34.0799 | 33.9699 | 33.86 | 33.75 | 33.6401 | 33.5302 | 33.4202 | 33.3103 | 33.2004 | 33.0904 | 32.9805
[8 empty] | Commercial DW - Class 9 | Advanced | 36.4984 | 36.3518 | 36.2053 | 36.0587 | 35.9121 | 35.7655 | 35.6189 | 35.4724 | 35.3258 | 35.1792 | 35.0693 | 34.9593 | 34.8494 | 34.7395 | 34.6295 | 34.5196 | 34.4097 | 34.2997 | 34.1898 | 34.0799 | 33.9699 | 33.86 | 33.75 | 33.6401 | 33.5302 | 33.4202 | 33.3103 | 33.2004 | 33.0904 | 32.9805
[8 empty] | Commercial DW - Class 9 | Moderate | 36.4984 | 36.3518 | 36.2053 | 36.0587 | 35.9121 | 35.7655 | 35.6189 | 35.4724 | 35.3258 | 35.1792 | 35.0693 | 34.9593 | 34.8494 | 34.7395 | 34.6295 | 34.5196 | 34.4097 | 34.2997 | 34.1898 | 34.0799 | 33.9699 | 33.86 | 33.75 | 33.6401 | 33.5302 | 33.4202 | 33.3103 | 33.2004 | 33.0904 | 32.9805
[8 empty] | Commercial DW - Class 9 | Conservative | 36.4984 | 36.3518 | 36.2053 | 36.0587 | 35.9121 | 35.7655 | 35.6189 | 35.4724 | 35.3258 | 35.1792 | 35.0693 | 34.9593 | 34.8494 | 34.7395 | 34.6295 | 34.5196 | 34.4097 | 34.2997 | 34.1898 | 34.0799 | 33.9699 | 33.86 | 33.75 | 33.6401 | 33.5302 | 33.4202 | 33.3103 | 33.2004 | 33.0904 | 32.9805
[8 empty] | Midsize DW - Class 9 | Advanced | 36.4984 | 36.3518 | 36.2053 | 36.0587 | 35.9121 | 35.7655 | 35.6189 | 35.4724 | 35.3258 | 35.1792 | 35.0693 | 34.9593 | 34.8494 | 34.7395 | 34.6295 | 34.5196 | 34.4097 | 34.2997 | 34.1898 | 34.0799 | 33.9699 | 33.86 | 33.75 | 33.6401 | 33.5302 | 33.4202 | 33.3103 | 33.2004 | 33.0904 | 32.9805
[8 empty] | Midsize DW - Class 9 | Moderate | 36.4984 | 36.3518 | 36.2053 | 36.0587 | 35.9121 | 35.7655 | 35.6189 | 35.4724 | 35.3258 | 35.1792 | 35.0693 | 34.9593 | 34.8494 | 34.7395 | 34.6295 | 34.5196 | 34.4097 | 34.2997 | 34.1898 | 34.0799 | 33.9699 | 33.86 | 33.75 | 33.6401 | 33.5302 | 33.4202 | 33.3103 | 33.2004 | 33.0904 | 32.9805
[8 empty] | Midsize DW - Class 9 | Conservative | 36.4984 | 36.3518 | 36.2053 | 36.0587 | 35.9121 | 35.7655 | 35.6189 | 35.4724 | 35.3258 | 35.1792 | 35.0693 | 34.9593 | 34.8494 | 34.7395 | 34.6295 | 34.5196 | 34.4097 | 34.2997 | 34.1898 | 34.0799 | 33.9699 | 33.86 | 33.75 | 33.6401 | 33.5302 | 33.4202 | 33.3103 | 33.2004 | 33.0904 | 32.9805
[8 empty] | Large DW - Class 9 | Advanced | 36.4984 | 36.3518 | 36.2053 | 36.0587 | 35.9121 | 35.7655 | 35.6189 | 35.4724 | 35.3258 | 35.1792 | 35.0693 | 34.9593 | 34.8494 | 34.7395 | 34.6295 | 34.5196 | 34.4097 | 34.2997 | 34.1898 | 34.0799 | 33.9699 | 33.86 | 33.75 | 33.6401 | 33.5302 | 33.4202 | 33.3103 | 33.2004 | 33.0904 | 32.9805
[8 empty] | Large DW - Class 9 | Moderate | 36.4984 | 36.3518 | 36.2053 | 36.0587 | 35.9121 | 35.7655 | 35.6189 | 35.4724 | 35.3258 | 35.1792 | 35.0693 | 34.9593 | 34.8494 | 34.7395 | 34.6295 | 34.5196 | 34.4097 | 34.2997 | 34.1898 | 34.0799 | 33.9699 | 33.86 | 33.75 | 33.6401 | 33.5302 | 33.4202 | 33.3103 | 33.2004 | 33.0904 | 32.9805
[8 empty] | Large DW - Class 9 | Conservative | 36.4984 | 36.3518 | 36.2053 | 36.0587 | 35.9121 | 35.7655 | 35.6189 | 35.4724 | 35.3258 | 35.1792 | 35.0693 | 34.9593 | 34.8494 | 34.7395 | 34.6295 | 34.5196 | 34.4097 | 34.2997 | 34.1898 | 34.0799 | 33.9699 | 33.86 | 33.75 | 33.6401 | 33.5302 | 33.4202 | 33.3103 | 33.2004 | 33.0904 | 32.9805
[8 empty] | Residential DW - Class 10 | Advanced | 36.4984 | 36.3518 | 36.2053 | 36.0587 | 35.9121 | 35.7655 | 35.6189 | 35.4724 | 35.3258 | 35.1792 | 35.0693 | 34.9593 | 34.8494 | 34.7395 | 34.6295 | 34.5196 | 34.4097 | 34.2997 | 34.1898 | 34.0799 | 33.9699 | 33.86 | 33.75 | 33.6401 | 33.5302 | 33.4202 | 33.3103 | 33.2004 | 33.0904 | 32.9805
[8 empty] | Residential DW - Class 10 | Moderate | 36.4984 | 36.3518 | 36.2053 | 36.0587 | 35.9121 | 35.7655 | 35.6189 | 35.4724 | 35.3258 | 35.1792 | 35.0693 | 34.9593 | 34.8494 | 34.7395 | 34.6295 | 34.5196 | 34.4097 | 34.2997 | 34.1898 | 34.0799 | 33.9699 | 33.86 | 33.75 | 33.6401 | 33.5302 | 33.4202 | 33.3103 | 33.2004 | 33.0904 | 32.9805
[8 empty] | Residential DW - Class 10 | Conservative | 36.4984 | 36.3518 | 36.2053 | 36.0587 | 35.9121 | 35.7655 | 35.6189 | 35.4724 | 35.3258 | 35.1792 | 35.0693 | 34.9593 | 34.8494 | 34.7395 | 34.6295 | 34.5196 | 34.4097 | 34.2997 | 34.1898 | 34.0799 | 33.9699 | 33.86 | 33.75 | 33.6401 | 33.5302 | 33.4202 | 33.3103 | 33.2004 | 33.0904 | 32.9805
[8 empty] | Commercial DW - Class 10 | Advanced | 36.4984 | 36.3518 | 36.2053 | 36.0587 | 35.9121 | 35.7655 | 35.6189 | 35.4724 | 35.3258 | 35.1792 | 35.0693 | 34.9593 | 34.8494 | 34.7395 | 34.6295 | 34.5196 | 34.4097 | 34.2997 | 34.1898 | 34.0799 | 33.9699 | 33.86 | 33.75 | 33.6401 | 33.5302 | 33.4202 | 33.3103 | 33.2004 | 33.0904 | 32.9805
[8 empty] | Commercial DW - Class 10 | Moderate | 36.4984 | 36.3518 | 36.2053 | 36.0587 | 35.9121 | 35.7655 | 35.6189 | 35.4724 | 35.3258 | 35.1792 | 35.0693 | 34.9593 | 34.8494 | 34.7395 | 34.6295 | 34.5196 | 34.4097 | 34.2997 | 34.1898 | 34.0799 | 33.9699 | 33.86 | 33.75 | 33.6401 | 33.5302 | 33.4202 | 33.3103 | 33.2004 | 33.0904 | 32.9805
[8 empty] | Commercial DW - Class 10 | Conservative | 36.4984 | 36.3518 | 36.2053 | 36.0587 | 35.9121 | 35.7655 | 35.6189 | 35.4724 | 35.3258 | 35.1792 | 35.0693 | 34.9593 | 34.8494 | 34.7395 | 34.6295 | 34.5196 | 34.4097 | 34.2997 | 34.1898 | 34.0799 | 33.9699 | 33.86 | 33.75 | 33.6401 | 33.5302 | 33.4202 | 33.3103 | 33.2004 | 33.0904 | 32.9805
[8 empty] | Midsize DW - Class 10 | Advanced | 36.4984 | 36.3518 | 36.2053 | 36.0587 | 35.9121 | 35.7655 | 35.6189 | 35.4724 | 35.3258 | 35.1792 | 35.0693 | 34.9593 | 34.8494 | 34.7395 | 34.6295 | 34.5196 | 34.4097 | 34.2997 | 34.1898 | 34.0799 | 33.9699 | 33.86 | 33.75 | 33.6401 | 33.5302 | 33.4202 | 33.3103 | 33.2004 | 33.0904 | 32.9805
[8 empty] | Midsize DW - Class 10 | Moderate | 36.4984 | 36.3518 | 36.2053 | 36.0587 | 35.9121 | 35.7655 | 35.6189 | 35.4724 | 35.3258 | 35.1792 | 35.0693 | 34.9593 | 34.8494 | 34.7395 | 34.6295 | 34.5196 | 34.4097 | 34.2997 | 34.1898 | 34.0799 | 33.9699 | 33.86 | 33.75 | 33.6401 | 33.5302 | 33.4202 | 33.3103 | 33.2004 | 33.0904 | 32.9805
[8 empty] | Midsize DW - Class 10 | Conservative | 36.4984 | 36.3518 | 36.2053 | 36.0587 | 35.9121 | 35.7655 | 35.6189 | 35.4724 | 35.3258 | 35.1792 | 35.0693 | 34.9593 | 34.8494 | 34.7395 | 34.6295 | 34.5196 | 34.4097 | 34.2997 | 34.1898 | 34.0799 | 33.9699 | 33.86 | 33.75 | 33.6401 | 33.5302 | 33.4202 | 33.3103 | 33.2004 | 33.0904 | 32.9805
[8 empty] | Large DW - Class 10 | Advanced | 36.4984 | 36.3518 | 36.2053 | 36.0587 | 35.9121 | 35.7655 | 35.6189 | 35.4724 | 35.3258 | 35.1792 | 35.0693 | 34.9593 | 34.8494 | 34.7395 | 34.6295 | 34.5196 | 34.4097 | 34.2997 | 34.1898 | 34.0799 | 33.9699 | 33.86 | 33.75 | 33.6401 | 33.5302 | 33.4202 | 33.3103 | 33.2004 | 33.0904 | 32.9805
[8 empty] | Large DW - Class 10 | Moderate | 36.4984 | 36.3518 | 36.2053 | 36.0587 | 35.9121 | 35.7655 | 35.6189 | 35.4724 | 35.3258 | 35.1792 | 35.0693 | 34.9593 | 34.8494 | 34.7395 | 34.6295 | 34.5196 | 34.4097 | 34.2997 | 34.1898 | 34.0799 | 33.9699 | 33.86 | 33.75 | 33.6401 | 33.5302 | 33.4202 | 33.3103 | 33.2004 | 33.0904 | 32.9805
[8 empty] | Large DW - Class 10 | Conservative | 36.4984 | 36.3518 | 36.2053 | 36.0587 | 35.9121 | 35.7655 | 35.6189 | 35.4724 | 35.3258 | 35.1792 | 35.0693 | 34.9593 | 34.8494 | 34.7395 | 34.6295 | 34.5196 | 34.4097 | 34.2997 | 34.1898 | 34.0799 | 33.9699 | 33.86 | 33.75 | 33.6401 | 33.5302 | 33.4202 | 33.3103 | 33.2004 | 33.0904 | 32.9805
[10 empty] | 2021 | 2022 | 2023 | 2024 | 2025 | 2026 | 2027 | 2028 | 2029 | 2030 | 2031 | 2032 | 2033 | 2034 | 2035 | 2036 | 2037 | 2038 | 2039 | 2040 | 2041 | 2042 | 2043 | 2044 | 2045 | 2046 | 2047 | 2048 | 2049 | 2050
[7 empty] | Variable Operation and Maintenance Expenses ($/MWh) | Residential DW - Class 1 | Advanced | 0 | 0 | 0 | 0 | 0 | 0 | 0 | 0 | 0 | 0 | 0 | 0 | 0 | 0 | 0 | 0 | 0 | 0 | 0 | 0 | 0 | 0 | 0 | 0 | 0 | 0 | 0 | 0 | 0 | 0
[8 empty] | Residential DW - Class 1 | Moderate | 0 | 0 | 0 | 0 | 0 | 0 | 0 | 0 | 0 | 0 | 0 | 0 | 0 | 0 | 0 | 0 | 0 | 0 | 0 | 0 | 0 | 0 | 0 | 0 | 0 | 0 | 0 | 0 | 0 | 0
[8 empty] | Residential DW - Class 1 | Conservative | 0 | 0 | 0 | 0 | 0 | 0 | 0 | 0 | 0 | 0 | 0 | 0 | 0 | 0 | 0 | 0 | 0 | 0 | 0 | 0 | 0 | 0 | 0 | 0 | 0 | 0 | 0 | 0 | 0 | 0
[8 empty] | Commercial DW - Class 1 | Advanced | 0 | 0 | 0 | 0 | 0 | 0 | 0 | 0 | 0 | 0 | 0 | 0 | 0 | 0 | 0 | 0 | 0 | 0 | 0 | 0 | 0 | 0 | 0 | 0 | 0 | 0 | 0 | 0 | 0 | 0
[8 empty] | Commercial DW - Class 1 | Moderate | 0 | 0 | 0 | 0 | 0 | 0 | 0 | 0 | 0 | 0 | 0 | 0 | 0 | 0 | 0 | 0 | 0 | 0 | 0 | 0 | 0 | 0 | 0 | 0 | 0 | 0 | 0 | 0 | 0 | 0
[8 empty] | Commercial DW - Class 1 | Conservative | 0 | 0 | 0 | 0 | 0 | 0 | 0 | 0 | 0 | 0 | 0 | 0 | 0 | 0 | 0 | 0 | 0 | 0 | 0 | 0 | 0 | 0 | 0 | 0 | 0 | 0 | 0 | 0 | 0 | 0
[8 empty] | Midsize DW - Class 1 | Advanced | 0 | 0 | 0 | 0 | 0 | 0 | 0 | 0 | 0 | 0 | 0 | 0 | 0 | 0 | 0 | 0 | 0 | 0 | 0 | 0 | 0 | 0 | 0 | 0 | 0 | 0 | 0 | 0 | 0 | 0
[8 empty] | Midsize DW - Class 1 | Moderate | 0 | 0 | 0 | 0 | 0 | 0 | 0 | 0 | 0 | 0 | 0 | 0 | 0 | 0 | 0 | 0 | 0 | 0 | 0 | 0 | 0 | 0 | 0 | 0 | 0 | 0 | 0 | 0 | 0 | 0
[8 empty] | Midsize DW - Class 1 | Conservative | 0 | 0 | 0 | 0 | 0 | 0 | 0 | 0 | 0 | 0 | 0 | 0 | 0 | 0 | 0 | 0 | 0 | 0 | 0 | 0 | 0 | 0 | 0 | 0 | 0 | 0 | 0 | 0 | 0 | 0
[8 empty] | Large DW - Class 1 | Advanced | 0 | 0 | 0 | 0 | 0 | 0 | 0 | 0 | 0 | 0 | 0 | 0 | 0 | 0 | 0 | 0 | 0 | 0 | 0 | 0 | 0 | 0 | 0 | 0 | 0 | 0 | 0 | 0 | 0 | 0
[8 empty] | Large DW - Class 1 | Moderate | 0 | 0 | 0 | 0 | 0 | 0 | 0 | 0 | 0 | 0 | 0 | 0 | 0 | 0 | 0 | 0 | 0 | 0 | 0 | 0 | 0 | 0 | 0 | 0 | 0 | 0 | 0 | 0 | 0 | 0
[8 empty] | Large DW - Class 1 | Conservative | 0 | 0 | 0 | 0 | 0 | 0 | 0 | 0 | 0 | 0 | 0 | 0 | 0 | 0 | 0 | 0 | 0 | 0 | 0 | 0 | 0 | 0 | 0 | 0 | 0 | 0 | 0 | 0 | 0 | 0
[8 empty] | Residential DW - Class 2 | Advanced | 0 | 0 | 0 | 0 | 0 | 0 | 0 | 0 | 0 | 0 | 0 | 0 | 0 | 0 | 0 | 0 | 0 | 0 | 0 | 0 | 0 | 0 | 0 | 0 | 0 | 0 | 0 | 0 | 0 | 0
[8 empty] | Residential DW - Class 2 | Moderate | 0 | 0 | 0 | 0 | 0 | 0 | 0 | 0 | 0 | 0 | 0 | 0 | 0 | 0 | 0 | 0 | 0 | 0 | 0 | 0 | 0 | 0 | 0 | 0 | 0 | 0 | 0 | 0 | 0 | 0
[8 empty] | Residential DW - Class 2 | Conservative | 0 | 0 | 0 | 0 | 0 | 0 | 0 | 0 | 0 | 0 | 0 | 0 | 0 | 0 | 0 | 0 | 0 | 0 | 0 | 0 | 0 | 0 | 0 | 0 | 0 | 0 | 0 | 0 | 0 | 0
[8 empty] | Commercial DW - Class 2 | Advanced | 0 | 0 | 0 | 0 | 0 | 0 | 0 | 0 | 0 | 0 | 0 | 0 | 0 | 0 | 0 | 0 | 0 | 0 | 0 | 0 | 0 | 0 | 0 | 0 | 0 | 0 | 0 | 0 | 0 | 0
[8 empty] | Commercial DW - Class 2 | Moderate | 0 | 0 | 0 | 0 | 0 | 0 | 0 | 0 | 0 | 0 | 0 | 0 | 0 | 0 | 0 | 0 | 0 | 0 | 0 | 0 | 0 | 0 | 0 | 0 | 0 | 0 | 0 | 0 | 0 | 0
[8 empty] | Commercial DW - Class 2 | Conservative | 0 | 0 | 0 | 0 | 0 | 0 | 0 | 0 | 0 | 0 | 0 | 0 | 0 | 0 | 0 | 0 | 0 | 0 | 0 | 0 | 0 | 0 | 0 | 0 | 0 | 0 | 0 | 0 | 0 | 0
[8 empty] | Midsize DW - Class 2 | Advanced | 0 | 0 | 0 | 0 | 0 | 0 | 0 | 0 | 0 | 0 | 0 | 0 | 0 | 0 | 0 | 0 | 0 | 0 | 0 | 0 | 0 | 0 | 0 | 0 | 0 | 0 | 0 | 0 | 0 | 0
[8 empty] | Midsize DW - Class 2 | Moderate | 0 | 0 | 0 | 0 | 0 | 0 | 0 | 0 | 0 | 0 | 0 | 0 | 0 | 0 | 0 | 0 | 0 | 0 | 0 | 0 | 0 | 0 | 0 | 0 | 0 | 0 | 0 | 0 | 0 | 0
[8 empty] | Midsize DW - Class 2 | Conservative | 0 | 0 | 0 | 0 | 0 | 0 | 0 | 0 | 0 | 0 | 0 | 0 | 0 | 0 | 0 | 0 | 0 | 0 | 0 | 0 | 0 | 0 | 0 | 0 | 0 | 0 | 0 | 0 | 0 | 0
[8 empty] | Large DW - Class 2 | Advanced | 0 | 0 | 0 | 0 | 0 | 0 | 0 | 0 | 0 | 0 | 0 | 0 | 0 | 0 | 0 | 0 | 0 | 0 | 0 | 0 | 0 | 0 | 0 | 0 | 0 | 0 | 0 | 0 | 0 | 0
[8 empty] | Large DW - Class 2 | Moderate | 0 | 0 | 0 | 0 | 0 | 0 | 0 | 0 | 0 | 0 | 0 | 0 | 0 | 0 | 0 | 0 | 0 | 0 | 0 | 0 | 0 | 0 | 0 | 0 | 0 | 0 | 0 | 0 | 0 | 0
[8 empty] | Large DW - Class 2 | Conservative | 0 | 0 | 0 | 0 | 0 | 0 | 0 | 0 | 0 | 0 | 0 | 0 | 0 | 0 | 0 | 0 | 0 | 0 | 0 | 0 | 0 | 0 | 0 | 0 | 0 | 0 | 0 | 0 | 0 | 0
[8 empty] | Residential DW - Class 3 | Advanced | 0 | 0 | 0 | 0 | 0 | 0 | 0 | 0 | 0 | 0 | 0 | 0 | 0 | 0 | 0 | 0 | 0 | 0 | 0 | 0 | 0 | 0 | 0 | 0 | 0 | 0 | 0 | 0 | 0 | 0
[8 empty] | Residential DW - Class 3 | Moderate | 0 | 0 | 0 | 0 | 0 | 0 | 0 | 0 | 0 | 0 | 0 | 0 | 0 | 0 | 0 | 0 | 0 | 0 | 0 | 0 | 0 | 0 | 0 | 0 | 0 | 0 | 0 | 0 | 0 | 0
[8 empty] | Residential DW - Class 3 | Conservative | 0 | 0 | 0 | 0 | 0 | 0 | 0 | 0 | 0 | 0 | 0 | 0 | 0 | 0 | 0 | 0 | 0 | 0 | 0 | 0 | 0 | 0 | 0 | 0 | 0 | 0 | 0 | 0 | 0 | 0
[8 empty] | Commercial DW - Class 3 | Advanced | 0 | 0 | 0 | 0 | 0 | 0 | 0 | 0 | 0 | 0 | 0 | 0 | 0 | 0 | 0 | 0 | 0 | 0 | 0 | 0 | 0 | 0 | 0 | 0 | 0 | 0 | 0 | 0 | 0 | 0
[8 empty] | Commercial DW - Class 3 | Moderate | 0 | 0 | 0 | 0 | 0 | 0 | 0 | 0 | 0 | 0 | 0 | 0 | 0 | 0 | 0 | 0 | 0 | 0 | 0 | 0 | 0 | 0 | 0 | 0 | 0 | 0 | 0 | 0 | 0 | 0
[8 empty] | Commercial DW - Class 3 | Conservative | 0 | 0 | 0 | 0 | 0 | 0 | 0 | 0 | 0 | 0 | 0 | 0 | 0 | 0 | 0 | 0 | 0 | 0 | 0 | 0 | 0 | 0 | 0 | 0 | 0 | 0 | 0 | 0 | 0 | 0
[8 empty] | Midsize DW - Class 3 | Advanced | 0 | 0 | 0 | 0 | 0 | 0 | 0 | 0 | 0 | 0 | 0 | 0 | 0 | 0 | 0 | 0 | 0 | 0 | 0 | 0 | 0 | 0 | 0 | 0 | 0 | 0 | 0 | 0 | 0 | 0
[8 empty] | Midsize DW - Class 3 | Moderate | 0 | 0 | 0 | 0 | 0 | 0 | 0 | 0 | 0 | 0 | 0 | 0 | 0 | 0 | 0 | 0 | 0 | 0 | 0 | 0 | 0 | 0 | 0 | 0 | 0 | 0 | 0 | 0 | 0 | 0
[8 empty] | Midsize DW - Class 3 | Conservative | 0 | 0 | 0 | 0 | 0 | 0 | 0 | 0 | 0 | 0 | 0 | 0 | 0 | 0 | 0 | 0 | 0 | 0 | 0 | 0 | 0 | 0 | 0 | 0 | 0 | 0 | 0 | 0 | 0 | 0
[8 empty] | Large DW - Class 3 | Advanced | 0 | 0 | 0 | 0 | 0 | 0 | 0 | 0 | 0 | 0 | 0 | 0 | 0 | 0 | 0 | 0 | 0 | 0 | 0 | 0 | 0 | 0 | 0 | 0 | 0 | 0 | 0 | 0 | 0 | 0
[8 empty] | Large DW - Class 3 | Moderate | 0 | 0 | 0 | 0 | 0 | 0 | 0 | 0 | 0 | 0 | 0 | 0 | 0 | 0 | 0 | 0 | 0 | 0 | 0 | 0 | 0 | 0 | 0 | 0 | 0 | 0 | 0 | 0 | 0 | 0
[8 empty] | Large DW - Class 3 | Conservative | 0 | 0 | 0 | 0 | 0 | 0 | 0 | 0 | 0 | 0 | 0 | 0 | 0 | 0 | 0 | 0 | 0 | 0 | 0 | 0 | 0 | 0 | 0 | 0 | 0 | 0 | 0 | 0 | 0 | 0
[8 empty] | Residential DW - Class 4 | Advanced | 0 | 0 | 0 | 0 | 0 | 0 | 0 | 0 | 0 | 0 | 0 | 0 | 0 | 0 | 0 | 0 | 0 | 0 | 0 | 0 | 0 | 0 | 0 | 0 | 0 | 0 | 0 | 0 | 0 | 0
[8 empty] | Residential DW - Class 4 | Moderate | 0 | 0 | 0 | 0 | 0 | 0 | 0 | 0 | 0 | 0 | 0 | 0 | 0 | 0 | 0 | 0 | 0 | 0 | 0 | 0 | 0 | 0 | 0 | 0 | 0 | 0 | 0 | 0 | 0 | 0
[8 empty] | Residential DW - Class 4 | Conservative | 0 | 0 | 0 | 0 | 0 | 0 | 0 | 0 | 0 | 0 | 0 | 0 | 0 | 0 | 0 | 0 | 0 | 0 | 0 | 0 | 0 | 0 | 0 | 0 | 0 | 0 | 0 | 0 | 0 | 0
[8 empty] | Commercial DW - Class 4 | Advanced | 0 | 0 | 0 | 0 | 0 | 0 | 0 | 0 | 0 | 0 | 0 | 0 | 0 | 0 | 0 | 0 | 0 | 0 | 0 | 0 | 0 | 0 | 0 | 0 | 0 | 0 | 0 | 0 | 0 | 0
[8 empty] | Commercial DW - Class 4 | Moderate | 0 | 0 | 0 | 0 | 0 | 0 | 0 | 0 | 0 | 0 | 0 | 0 | 0 | 0 | 0 | 0 | 0 | 0 | 0 | 0 | 0 | 0 | 0 | 0 | 0 | 0 | 0 | 0 | 0 | 0
[8 empty] | Commercial DW - Class 4 | Conservative | 0 | 0 | 0 | 0 | 0 | 0 | 0 | 0 | 0 | 0 | 0 | 0 | 0 | 0 | 0 | 0 | 0 | 0 | 0 | 0 | 0 | 0 | 0 | 0 | 0 | 0 | 0 | 0 | 0 | 0
[8 empty] | Midsize DW - Class 4 | Advanced | 0 | 0 | 0 | 0 | 0 | 0 | 0 | 0 | 0 | 0 | 0 | 0 | 0 | 0 | 0 | 0 | 0 | 0 | 0 | 0 | 0 | 0 | 0 | 0 | 0 | 0 | 0 | 0 | 0 | 0
[8 empty] | Midsize DW - Class 4 | Moderate | 0 | 0 | 0 | 0 | 0 | 0 | 0 | 0 | 0 | 0 | 0 | 0 | 0 | 0 | 0 | 0 | 0 | 0 | 0 | 0 | 0 | 0 | 0 | 0 | 0 | 0 | 0 | 0 | 0 | 0
[8 empty] | Midsize DW - Class 4 | Conservative | 0 | 0 | 0 | 0 | 0 | 0 | 0 | 0 | 0 | 0 | 0 | 0 | 0 | 0 | 0 | 0 | 0 | 0 | 0 | 0 | 0 | 0 | 0 | 0 | 0 | 0 | 0 | 0 | 0 | 0
[8 empty] | Large DW - Class 4 | Advanced | 0 | 0 | 0 | 0 | 0 | 0 | 0 | 0 | 0 | 0 | 0 | 0 | 0 | 0 | 0 | 0 | 0 | 0 | 0 | 0 | 0 | 0 | 0 | 0 | 0 | 0 | 0 | 0 | 0 | 0
[8 empty] | Large DW - Class 4 | Moderate | 0 | 0 | 0 | 0 | 0 | 0 | 0 | 0 | 0 | 0 | 0 | 0 | 0 | 0 | 0 | 0 | 0 | 0 | 0 | 0 | 0 | 0 | 0 | 0 | 0 | 0 | 0 | 0 | 0 | 0
[8 empty] | Large DW - Class 4 | Conservative | 0 | 0 | 0 | 0 | 0 | 0 | 0 | 0 | 0 | 0 | 0 | 0 | 0 | 0 | 0 | 0 | 0 | 0 | 0 | 0 | 0 | 0 | 0 | 0 | 0 | 0 | 0 | 0 | 0 | 0
[8 empty] | Residential DW - Class 5 | Advanced | 0 | 0 | 0 | 0 | 0 | 0 | 0 | 0 | 0 | 0 | 0 | 0 | 0 | 0 | 0 | 0 | 0 | 0 | 0 | 0 | 0 | 0 | 0 | 0 | 0 | 0 | 0 | 0 | 0 | 0
[8 empty] | Residential DW - Class 5 | Moderate | 0 | 0 | 0 | 0 | 0 | 0 | 0 | 0 | 0 | 0 | 0 | 0 | 0 | 0 | 0 | 0 | 0 | 0 | 0 | 0 | 0 | 0 | 0 | 0 | 0 | 0 | 0 | 0 | 0 | 0
[8 empty] | Residential DW - Class 5 | Conservative | 0 | 0 | 0 | 0 | 0 | 0 | 0 | 0 | 0 | 0 | 0 | 0 | 0 | 0 | 0 | 0 | 0 | 0 | 0 | 0 | 0 | 0 | 0 | 0 | 0 | 0 | 0 | 0 | 0 | 0
[8 empty] | Commercial DW - Class 5 | Advanced | 0 | 0 | 0 | 0 | 0 | 0 | 0 | 0 | 0 | 0 | 0 | 0 | 0 | 0 | 0 | 0 | 0 | 0 | 0 | 0 | 0 | 0 | 0 | 0 | 0 | 0 | 0 | 0 | 0 | 0
[8 empty] | Commercial DW - Class 5 | Moderate | 0 | 0 | 0 | 0 | 0 | 0 | 0 | 0 | 0 | 0 | 0 | 0 | 0 | 0 | 0 | 0 | 0 | 0 | 0 | 0 | 0 | 0 | 0 | 0 | 0 | 0 | 0 | 0 | 0 | 0
[8 empty] | Commercial DW - Class 5 | Conservative | 0 | 0 | 0 | 0 | 0 | 0 | 0 | 0 | 0 | 0 | 0 | 0 | 0 | 0 | 0 | 0 | 0 | 0 | 0 | 0 | 0 | 0 | 0 | 0 | 0 | 0 | 0 | 0 | 0 | 0
[8 empty] | Midsize DW - Class 5 | Advanced | 0 | 0 | 0 | 0 | 0 | 0 | 0 | 0 | 0 | 0 | 0 | 0 | 0 | 0 | 0 | 0 | 0 | 0 | 0 | 0 | 0 | 0 | 0 | 0 | 0 | 0 | 0 | 0 | 0 | 0
[8 empty] | Midsize DW - Class 5 | Moderate | 0 | 0 | 0 | 0 | 0 | 0 | 0 | 0 | 0 | 0 | 0 | 0 | 0 | 0 | 0 | 0 | 0 | 0 | 0 | 0 | 0 | 0 | 0 | 0 | 0 | 0 | 0 | 0 | 0 | 0
[8 empty] | Midsize DW - Class 5 | Conservative | 0 | 0 | 0 | 0 | 0 | 0 | 0 | 0 | 0 | 0 | 0 | 0 | 0 | 0 | 0 | 0 | 0 | 0 | 0 | 0 | 0 | 0 | 0 | 0 | 0 | 0 | 0 | 0 | 0 | 0
[8 empty] | Large DW - Class 5 | Advanced | 0 | 0 | 0 | 0 | 0 | 0 | 0 | 0 | 0 | 0 | 0 | 0 | 0 | 0 | 0 | 0 | 0 | 0 | 0 | 0 | 0 | 0 | 0 | 0 | 0 | 0 | 0 | 0 | 0 | 0
[8 empty] | Large DW - Class 5 | Moderate | 0 | 0 | 0 | 0 | 0 | 0 | 0 | 0 | 0 | 0 | 0 | 0 | 0 | 0 | 0 | 0 | 0 | 0 | 0 | 0 | 0 | 0 | 0 | 0 | 0 | 0 | 0 | 0 | 0 | 0
[8 empty] | Large DW - Class 5 | Conservative | 0 | 0 | 0 | 0 | 0 | 0 | 0 | 0 | 0 | 0 | 0 | 0 | 0 | 0 | 0 | 0 | 0 | 0 | 0 | 0 | 0 | 0 | 0 | 0 | 0 | 0 | 0 | 0 | 0 | 0
[8 empty] | Residential DW - Class 6 | Advanced | 0 | 0 | 0 | 0 | 0 | 0 | 0 | 0 | 0 | 0 | 0 | 0 | 0 | 0 | 0 | 0 | 0 | 0 | 0 | 0 | 0 | 0 | 0 | 0 | 0 | 0 | 0 | 0 | 0 | 0
[8 empty] | Residential DW - Class 6 | Moderate | 0 | 0 | 0 | 0 | 0 | 0 | 0 | 0 | 0 | 0 | 0 | 0 | 0 | 0 | 0 | 0 | 0 | 0 | 0 | 0 | 0 | 0 | 0 | 0 | 0 | 0 | 0 | 0 | 0 | 0
[8 empty] | Residential DW - Class 6 | Conservative | 0 | 0 | 0 | 0 | 0 | 0 | 0 | 0 | 0 | 0 | 0 | 0 | 0 | 0 | 0 | 0 | 0 | 0 | 0 | 0 | 0 | 0 | 0 | 0 | 0 | 0 | 0 | 0 | 0 | 0
[8 empty] | Commercial DW - Class 6 | Advanced | 0 | 0 | 0 | 0 | 0 | 0 | 0 | 0 | 0 | 0 | 0 | 0 | 0 | 0 | 0 | 0 | 0 | 0 | 0 | 0 | 0 | 0 | 0 | 0 | 0 | 0 | 0 | 0 | 0 | 0
[8 empty] | Commercial DW - Class 6 | Moderate | 0 | 0 | 0 | 0 | 0 | 0 | 0 | 0 | 0 | 0 | 0 | 0 | 0 | 0 | 0 | 0 | 0 | 0 | 0 | 0 | 0 | 0 | 0 | 0 | 0 | 0 | 0 | 0 | 0 | 0
[8 empty] | Commercial DW - Class 6 | Conservative | 0 | 0 | 0 | 0 | 0 | 0 | 0 | 0 | 0 | 0 | 0 | 0 | 0 | 0 | 0 | 0 | 0 | 0 | 0 | 0 | 0 | 0 | 0 | 0 | 0 | 0 | 0 | 0 | 0 | 0
[8 empty] | Midsize DW - Class 6 | Advanced | 0 | 0 | 0 | 0 | 0 | 0 | 0 | 0 | 0 | 0 | 0 | 0 | 0 | 0 | 0 | 0 | 0 | 0 | 0 | 0 | 0 | 0 | 0 | 0 | 0 | 0 | 0 | 0 | 0 | 0
[8 empty] | Midsize DW - Class 6 | Moderate | 0 | 0 | 0 | 0 | 0 | 0 | 0 | 0 | 0 | 0 | 0 | 0 | 0 | 0 | 0 | 0 | 0 | 0 | 0 | 0 | 0 | 0 | 0 | 0 | 0 | 0 | 0 | 0 | 0 | 0
[8 empty] | Midsize DW - Class 6 | Conservative | 0 | 0 | 0 | 0 | 0 | 0 | 0 | 0 | 0 | 0 | 0 | 0 | 0 | 0 | 0 | 0 | 0 | 0 | 0 | 0 | 0 | 0 | 0 | 0 | 0 | 0 | 0 | 0 | 0 | 0
[8 empty] | Large DW - Class 6 | Advanced | 0 | 0 | 0 | 0 | 0 | 0 | 0 | 0 | 0 | 0 | 0 | 0 | 0 | 0 | 0 | 0 | 0 | 0 | 0 | 0 | 0 | 0 | 0 | 0 | 0 | 0 | 0 | 0 | 0 | 0
[8 empty] | Large DW - Class 6 | Moderate | 0 | 0 | 0 | 0 | 0 | 0 | 0 | 0 | 0 | 0 | 0 | 0 | 0 | 0 | 0 | 0 | 0 | 0 | 0 | 0 | 0 | 0 | 0 | 0 | 0 | 0 | 0 | 0 | 0 | 0
[8 empty] | Large DW - Class 6 | Conservative | 0 | 0 | 0 | 0 | 0 | 0 | 0 | 0 | 0 | 0 | 0 | 0 | 0 | 0 | 0 | 0 | 0 | 0 | 0 | 0 | 0 | 0 | 0 | 0 | 0 | 0 | 0 | 0 | 0 | 0
[8 empty] | Residential DW - Class 7 | Advanced | 0 | 0 | 0 | 0 | 0 | 0 | 0 | 0 | 0 | 0 | 0 | 0 | 0 | 0 | 0 | 0 | 0 | 0 | 0 | 0 | 0 | 0 | 0 | 0 | 0 | 0 | 0 | 0 | 0 | 0
[8 empty] | Residential DW - Class 7 | Moderate | 0 | 0 | 0 | 0 | 0 | 0 | 0 | 0 | 0 | 0 | 0 | 0 | 0 | 0 | 0 | 0 | 0 | 0 | 0 | 0 | 0 | 0 | 0 | 0 | 0 | 0 | 0 | 0 | 0 | 0
[8 empty] | Residential DW - Class 7 | Conservative | 0 | 0 | 0 | 0 | 0 | 0 | 0 | 0 | 0 | 0 | 0 | 0 | 0 | 0 | 0 | 0 | 0 | 0 | 0 | 0 | 0 | 0 | 0 | 0 | 0 | 0 | 0 | 0 | 0 | 0
[8 empty] | Commercial DW - Class 7 | Advanced | 0 | 0 | 0 | 0 | 0 | 0 | 0 | 0 | 0 | 0 | 0 | 0 | 0 | 0 | 0 | 0 | 0 | 0 | 0 | 0 | 0 | 0 | 0 | 0 | 0 | 0 | 0 | 0 | 0 | 0
[8 empty] | Commercial DW - Class 7 | Moderate | 0 | 0 | 0 | 0 | 0 | 0 | 0 | 0 | 0 | 0 | 0 | 0 | 0 | 0 | 0 | 0 | 0 | 0 | 0 | 0 | 0 | 0 | 0 | 0 | 0 | 0 | 0 | 0 | 0 | 0
[8 empty] | Commercial DW - Class 7 | Conservative | 0 | 0 | 0 | 0 | 0 | 0 | 0 | 0 | 0 | 0 | 0 | 0 | 0 | 0 | 0 | 0 | 0 | 0 | 0 | 0 | 0 | 0 | 0 | 0 | 0 | 0 | 0 | 0 | 0 | 0
[8 empty] | Midsize DW - Class 7 | Advanced | 0 | 0 | 0 | 0 | 0 | 0 | 0 | 0 | 0 | 0 | 0 | 0 | 0 | 0 | 0 | 0 | 0 | 0 | 0 | 0 | 0 | 0 | 0 | 0 | 0 | 0 | 0 | 0 | 0 | 0
[8 empty] | Midsize DW - Class 7 | Moderate | 0 | 0 | 0 | 0 | 0 | 0 | 0 | 0 | 0 | 0 | 0 | 0 | 0 | 0 | 0 | 0 | 0 | 0 | 0 | 0 | 0 | 0 | 0 | 0 | 0 | 0 | 0 | 0 | 0 | 0
[8 empty] | Midsize DW - Class 7 | Conservative | 0 | 0 | 0 | 0 | 0 | 0 | 0 | 0 | 0 | 0 | 0 | 0 | 0 | 0 | 0 | 0 | 0 | 0 | 0 | 0 | 0 | 0 | 0 | 0 | 0 | 0 | 0 | 0 | 0 | 0
[8 empty] | Large DW - Class 7 | Advanced | 0 | 0 | 0 | 0 | 0 | 0 | 0 | 0 | 0 | 0 | 0 | 0 | 0 | 0 | 0 | 0 | 0 | 0 | 0 | 0 | 0 | 0 | 0 | 0 | 0 | 0 | 0 | 0 | 0 | 0
[8 empty] | Large DW - Class 7 | Moderate | 0 | 0 | 0 | 0 | 0 | 0 | 0 | 0 | 0 | 0 | 0 | 0 | 0 | 0 | 0 | 0 | 0 | 0 | 0 | 0 | 0 | 0 | 0 | 0 | 0 | 0 | 0 | 0 | 0 | 0
[8 empty] | Large DW - Class 7 | Conservative | 0 | 0 | 0 | 0 | 0 | 0 | 0 | 0 | 0 | 0 | 0 | 0 | 0 | 0 | 0 | 0 | 0 | 0 | 0 | 0 | 0 | 0 | 0 | 0 | 0 | 0 | 0 | 0 | 0 | 0
[8 empty] | Residential DW - Class 8 | Advanced | 0 | 0 | 0 | 0 | 0 | 0 | 0 | 0 | 0 | 0 | 0 | 0 | 0 | 0 | 0 | 0 | 0 | 0 | 0 | 0 | 0 | 0 | 0 | 0 | 0 | 0 | 0 | 0 | 0 | 0
[8 empty] | Residential DW - Class 8 | Moderate | 0 | 0 | 0 | 0 | 0 | 0 | 0 | 0 | 0 | 0 | 0 | 0 | 0 | 0 | 0 | 0 | 0 | 0 | 0 | 0 | 0 | 0 | 0 | 0 | 0 | 0 | 0 | 0 | 0 | 0
[8 empty] | Residential DW - Class 8 | Conservative | 0 | 0 | 0 | 0 | 0 | 0 | 0 | 0 | 0 | 0 | 0 | 0 | 0 | 0 | 0 | 0 | 0 | 0 | 0 | 0 | 0 | 0 | 0 | 0 | 0 | 0 | 0 | 0 | 0 | 0
[8 empty] | Commercial DW - Class 8 | Advanced | 0 | 0 | 0 | 0 | 0 | 0 | 0 | 0 | 0 | 0 | 0 | 0 | 0 | 0 | 0 | 0 | 0 | 0 | 0 | 0 | 0 | 0 | 0 | 0 | 0 | 0 | 0 | 0 | 0 | 0
[8 empty] | Commercial DW - Class 8 | Moderate | 0 | 0 | 0 | 0 | 0 | 0 | 0 | 0 | 0 | 0 | 0 | 0 | 0 | 0 | 0 | 0 | 0 | 0 | 0 | 0 | 0 | 0 | 0 | 0 | 0 | 0 | 0 | 0 | 0 | 0
[8 empty] | Commercial DW - Class 8 | Conservative | 0 | 0 | 0 | 0 | 0 | 0 | 0 | 0 | 0 | 0 | 0 | 0 | 0 | 0 | 0 | 0 | 0 | 0 | 0 | 0 | 0 | 0 | 0 | 0 | 0 | 0 | 0 | 0 | 0 | 0
[8 empty] | Midsize DW - Class 8 | Advanced | 0 | 0 | 0 | 0 | 0 | 0 | 0 | 0 | 0 | 0 | 0 | 0 | 0 | 0 | 0 | 0 | 0 | 0 | 0 | 0 | 0 | 0 | 0 | 0 | 0 | 0 | 0 | 0 | 0 | 0
[8 empty] | Midsize DW - Class 8 | Moderate | 0 | 0 | 0 | 0 | 0 | 0 | 0 | 0 | 0 | 0 | 0 | 0 | 0 | 0 | 0 | 0 | 0 | 0 | 0 | 0 | 0 | 0 | 0 | 0 | 0 | 0 | 0 | 0 | 0 | 0
[8 empty] | Midsize DW - Class 8 | Conservative | 0 | 0 | 0 | 0 | 0 | 0 | 0 | 0 | 0 | 0 | 0 | 0 | 0 | 0 | 0 | 0 | 0 | 0 | 0 | 0 | 0 | 0 | 0 | 0 | 0 | 0 | 0 | 0 | 0 | 0
[8 empty] | Large DW - Class 8 | Advanced | 0 | 0 | 0 | 0 | 0 | 0 | 0 | 0 | 0 | 0 | 0 | 0 | 0 | 0 | 0 | 0 | 0 | 0 | 0 | 0 | 0 | 0 | 0 | 0 | 0 | 0 | 0 | 0 | 0 | 0
[8 empty] | Large DW - Class 8 | Moderate | 0 | 0 | 0 | 0 | 0 | 0 | 0 | 0 | 0 | 0 | 0 | 0 | 0 | 0 | 0 | 0 | 0 | 0 | 0 | 0 | 0 | 0 | 0 | 0 | 0 | 0 | 0 | 0 | 0 | 0
[8 empty] | Large DW - Class 8 | Conservative | 0 | 0 | 0 | 0 | 0 | 0 | 0 | 0 | 0 | 0 | 0 | 0 | 0 | 0 | 0 | 0 | 0 | 0 | 0 | 0 | 0 | 0 | 0 | 0 | 0 | 0 | 0 | 0 | 0 | 0
[8 empty] | Residential DW - Class 9 | Advanced | 0 | 0 | 0 | 0 | 0 | 0 | 0 | 0 | 0 | 0 | 0 | 0 | 0 | 0 | 0 | 0 | 0 | 0 | 0 | 0 | 0 | 0 | 0 | 0 | 0 | 0 | 0 | 0 | 0 | 0
[8 empty] | Residential DW - Class 9 | Moderate | 0 | 0 | 0 | 0 | 0 | 0 | 0 | 0 | 0 | 0 | 0 | 0 | 0 | 0 | 0 | 0 | 0 | 0 | 0 | 0 | 0 | 0 | 0 | 0 | 0 | 0 | 0 | 0 | 0 | 0
[8 empty] | Residential DW - Class 9 | Conservative | 0 | 0 | 0 | 0 | 0 | 0 | 0 | 0 | 0 | 0 | 0 | 0 | 0 | 0 | 0 | 0 | 0 | 0 | 0 | 0 | 0 | 0 | 0 | 0 | 0 | 0 | 0 | 0 | 0 | 0
[8 empty] | Commercial DW - Class 9 | Advanced | 0 | 0 | 0 | 0 | 0 | 0 | 0 | 0 | 0 | 0 | 0 | 0 | 0 | 0 | 0 | 0 | 0 | 0 | 0 | 0 | 0 | 0 | 0 | 0 | 0 | 0 | 0 | 0 | 0 | 0
[8 empty] | Commercial DW - Class 9 | Moderate | 0 | 0 | 0 | 0 | 0 | 0 | 0 | 0 | 0 | 0 | 0 | 0 | 0 | 0 | 0 | 0 | 0 | 0 | 0 | 0 | 0 | 0 | 0 | 0 | 0 | 0 | 0 | 0 | 0 | 0
[8 empty] | Commercial DW - Class 9 | Conservative | 0 | 0 | 0 | 0 | 0 | 0 | 0 | 0 | 0 | 0 | 0 | 0 | 0 | 0 | 0 | 0 | 0 | 0 | 0 | 0 | 0 | 0 | 0 | 0 | 0 | 0 | 0 | 0 | 0 | 0
[8 empty] | Midsize DW - Class 9 | Advanced | 0 | 0 | 0 | 0 | 0 | 0 | 0 | 0 | 0 | 0 | 0 | 0 | 0 | 0 | 0 | 0 | 0 | 0 | 0 | 0 | 0 | 0 | 0 | 0 | 0 | 0 | 0 | 0 | 0 | 0
[8 empty] | Midsize DW - Class 9 | Moderate | 0 | 0 | 0 | 0 | 0 | 0 | 0 | 0 | 0 | 0 | 0 | 0 | 0 | 0 | 0 | 0 | 0 | 0 | 0 | 0 | 0 | 0 | 0 | 0 | 0 | 0 | 0 | 0 | 0 | 0
[8 empty] | Midsize DW - Class 9 | Conservative | 0 | 0 | 0 | 0 | 0 | 0 | 0 | 0 | 0 | 0 | 0 | 0 | 0 | 0 | 0 | 0 | 0 | 0 | 0 | 0 | 0 | 0 | 0 | 0 | 0 | 0 | 0 | 0 | 0 | 0
[8 empty] | Large DW - Class 9 | Advanced | 0 | 0 | 0 | 0 | 0 | 0 | 0 | 0 | 0 | 0 | 0 | 0 | 0 | 0 | 0 | 0 | 0 | 0 | 0 | 0 | 0 | 0 | 0 | 0 | 0 | 0 | 0 | 0 | 0 | 0
[8 empty] | Large DW - Class 9 | Moderate | 0 | 0 | 0 | 0 | 0 | 0 | 0 | 0 | 0 | 0 | 0 | 0 | 0 | 0 | 0 | 0 | 0 | 0 | 0 | 0 | 0 | 0 | 0 | 0 | 0 | 0 | 0 | 0 | 0 | 0
[8 empty] | Large DW - Class 9 | Conservative | 0 | 0 | 0 | 0 | 0 | 0 | 0 | 0 | 0 | 0 | 0 | 0 | 0 | 0 | 0 | 0 | 0 | 0 | 0 | 0 | 0 | 0 | 0 | 0 | 0 | 0 | 0 | 0 | 0 | 0
[8 empty] | Residential DW - Class 10 | Advanced | 0 | 0 | 0 | 0 | 0 | 0 | 0 | 0 | 0 | 0 | 0 | 0 | 0 | 0 | 0 | 0 | 0 | 0 | 0 | 0 | 0 | 0 | 0 | 0 | 0 | 0 | 0 | 0 | 0 | 0
[8 empty] | Residential DW - Class 10 | Moderate | 0 | 0 | 0 | 0 | 0 | 0 | 0 | 0 | 0 | 0 | 0 | 0 | 0 | 0 | 0 | 0 | 0 | 0 | 0 | 0 | 0 | 0 | 0 | 0 | 0 | 0 | 0 | 0 | 0 | 0
[8 empty] | Residential DW - Class 10 | Conservative | 0 | 0 | 0 | 0 | 0 | 0 | 0 | 0 | 0 | 0 | 0 | 0 | 0 | 0 | 0 | 0 | 0 | 0 | 0 | 0 | 0 | 0 | 0 | 0 | 0 | 0 | 0 | 0 | 0 | 0
[8 empty] | Commercial DW - Class 10 | Advanced | 0 | 0 | 0 | 0 | 0 | 0 | 0 | 0 | 0 | 0 | 0 | 0 | 0 | 0 | 0 | 0 | 0 | 0 | 0 | 0 | 0 | 0 | 0 | 0 | 0 | 0 | 0 | 0 | 0 | 0
[8 empty] | Commercial DW - Class 10 | Moderate | 0 | 0 | 0 | 0 | 0 | 0 | 0 | 0 | 0 | 0 | 0 | 0 | 0 | 0 | 0 | 0 | 0 | 0 | 0 | 0 | 0 | 0 | 0 | 0 | 0 | 0 | 0 | 0 | 0 | 0
[8 empty] | Commercial DW - Class 10 | Conservative | 0 | 0 | 0 | 0 | 0 | 0 | 0 | 0 | 0 | 0 | 0 | 0 | 0 | 0 | 0 | 0 | 0 | 0 | 0 | 0 | 0 | 0 | 0 | 0 | 0 | 0 | 0 | 0 | 0 | 0
[8 empty] | Midsize DW - Class 10 | Advanced | 0 | 0 | 0 | 0 | 0 | 0 | 0 | 0 | 0 | 0 | 0 | 0 | 0 | 0 | 0 | 0 | 0 | 0 | 0 | 0 | 0 | 0 | 0 | 0 | 0 | 0 | 0 | 0 | 0 | 0
[8 empty] | Midsize DW - Class 10 | Moderate | 0 | 0 | 0 | 0 | 0 | 0 | 0 | 0 | 0 | 0 | 0 | 0 | 0 | 0 | 0 | 0 | 0 | 0 | 0 | 0 | 0 | 0 | 0 | 0 | 0 | 0 | 0 | 0 | 0 | 0
[8 empty] | Midsize DW - Class 10 | Conservative | 0 | 0 | 0 | 0 | 0 | 0 | 0 | 0 | 0 | 0 | 0 | 0 | 0 | 0 | 0 | 0 | 0 | 0 | 0 | 0 | 0 | 0 | 0 | 0 | 0 | 0 | 0 | 0 | 0 | 0
[8 empty] | Large DW - Class 10 | Advanced | 0 | 0 | 0 | 0 | 0 | 0 | 0 | 0 | 0 | 0 | 0 | 0 | 0 | 0 | 0 | 0 | 0 | 0 | 0 | 0 | 0 | 0 | 0 | 0 | 0 | 0 | 0 | 0 | 0 | 0
[8 empty] | Large DW - Class 10 | Moderate | 0 | 0 | 0 | 0 | 0 | 0 | 0 | 0 | 0 | 0 | 0 | 0 | 0 | 0 | 0 | 0 | 0 | 0 | 0 | 0 | 0 | 0 | 0 | 0 | 0 | 0 | 0 | 0 | 0 | 0
[8 empty] | Large DW - Class 10 | Conservative | 0 | 0 | 0 | 0 | 0 | 0 | 0 | 0 | 0 | 0 | 0 | 0 | 0 | 0 | 0 | 0 | 0 | 0 | 0 | 0 | 0 | 0 | 0 | 0 | 0 | 0 | 0 | 0 | 0 | 0
[10 empty] | 2021 | 2022 | 2023 | 2024 | 2025 | 2026 | 2027 | 2028 | 2029 | 2030 | 2031 | 2032 | 2033 | 2034 | 2035 | 2036 | 2037 | 2038 | 2039 | 2040 | 2041 | 2042 | 2043 | 2044 | 2045 | 2046 | 2047 | 2048 | 2049 | 2050
[5 empty] | Grid Connection Costs |  | Grid Connection Costs (GCC) ($/kW) | Residential DW - Class 1 | Advanced | 0 | 0 | 0 | 0 | 0 | 0 | 0 | 0 | 0 | 0 | 0 | 0 | 0 | 0 | 0 | 0 | 0 | 0 | 0 | 0 | 0 | 0 | 0 | 0 | 0 | 0 | 0 | 0 | 0 | 0
[8 empty] | Residential DW - Class 1 | Moderate | 0 | 0 | 0 | 0 | 0 | 0 | 0 | 0 | 0 | 0 | 0 | 0 | 0 | 0 | 0 | 0 | 0 | 0 | 0 | 0 | 0 | 0 | 0 | 0 | 0 | 0 | 0 | 0 | 0 | 0
[8 empty] | Residential DW - Class 1 | Conservative | 0 | 0 | 0 | 0 | 0 | 0 | 0 | 0 | 0 | 0 | 0 | 0 | 0 | 0 | 0 | 0 | 0 | 0 | 0 | 0 | 0 | 0 | 0 | 0 | 0 | 0 | 0 | 0 | 0 | 0
[8 empty] | Commercial DW - Class 1 | Advanced | 0 | 0 | 0 | 0 | 0 | 0 | 0 | 0 | 0 | 0 | 0 | 0 | 0 | 0 | 0 | 0 | 0 | 0 | 0 | 0 | 0 | 0 | 0 | 0 | 0 | 0 | 0 | 0 | 0 | 0
[8 empty] | Commercial DW - Class 1 | Moderate | 0 | 0 | 0 | 0 | 0 | 0 | 0 | 0 | 0 | 0 | 0 | 0 | 0 | 0 | 0 | 0 | 0 | 0 | 0 | 0 | 0 | 0 | 0 | 0 | 0 | 0 | 0 | 0 | 0 | 0
[8 empty] | Commercial DW - Class 1 | Conservative | 0 | 0 | 0 | 0 | 0 | 0 | 0 | 0 | 0 | 0 | 0 | 0 | 0 | 0 | 0 | 0 | 0 | 0 | 0 | 0 | 0 | 0 | 0 | 0 | 0 | 0 | 0 | 0 | 0 | 0
[8 empty] | Midsize DW - Class 1 | Advanced | 0 | 0 | 0 | 0 | 0 | 0 | 0 | 0 | 0 | 0 | 0 | 0 | 0 | 0 | 0 | 0 | 0 | 0 | 0 | 0 | 0 | 0 | 0 | 0 | 0 | 0 | 0 | 0 | 0 | 0
[8 empty] | Midsize DW - Class 1 | Moderate | 0 | 0 | 0 | 0 | 0 | 0 | 0 | 0 | 0 | 0 | 0 | 0 | 0 | 0 | 0 | 0 | 0 | 0 | 0 | 0 | 0 | 0 | 0 | 0 | 0 | 0 | 0 | 0 | 0 | 0
[8 empty] | Midsize DW - Class 1 | Conservative | 0 | 0 | 0 | 0 | 0 | 0 | 0 | 0 | 0 | 0 | 0 | 0 | 0 | 0 | 0 | 0 | 0 | 0 | 0 | 0 | 0 | 0 | 0 | 0 | 0 | 0 | 0 | 0 | 0 | 0
[8 empty] | Large DW - Class 1 | Advanced | 0 | 0 | 0 | 0 | 0 | 0 | 0 | 0 | 0 | 0 | 0 | 0 | 0 | 0 | 0 | 0 | 0 | 0 | 0 | 0 | 0 | 0 | 0 | 0 | 0 | 0 | 0 | 0 | 0 | 0
[8 empty] | Large DW - Class 1 | Moderate | 0 | 0 | 0 | 0 | 0 | 0 | 0 | 0 | 0 | 0 | 0 | 0 | 0 | 0 | 0 | 0 | 0 | 0 | 0 | 0 | 0 | 0 | 0 | 0 | 0 | 0 | 0 | 0 | 0 | 0
[8 empty] | Large DW - Class 1 | Conservative | 0 | 0 | 0 | 0 | 0 | 0 | 0 | 0 | 0 | 0 | 0 | 0 | 0 | 0 | 0 | 0 | 0 | 0 | 0 | 0 | 0 | 0 | 0 | 0 | 0 | 0 | 0 | 0 | 0 | 0
[8 empty] | Residential DW - Class 2 | Advanced | 0 | 0 | 0 | 0 | 0 | 0 | 0 | 0 | 0 | 0 | 0 | 0 | 0 | 0 | 0 | 0 | 0 | 0 | 0 | 0 | 0 | 0 | 0 | 0 | 0 | 0 | 0 | 0 | 0 | 0
[8 empty] | Residential DW - Class 2 | Moderate | 0 | 0 | 0 | 0 | 0 | 0 | 0 | 0 | 0 | 0 | 0 | 0 | 0 | 0 | 0 | 0 | 0 | 0 | 0 | 0 | 0 | 0 | 0 | 0 | 0 | 0 | 0 | 0 | 0 | 0
[8 empty] | Residential DW - Class 2 | Conservative | 0 | 0 | 0 | 0 | 0 | 0 | 0 | 0 | 0 | 0 | 0 | 0 | 0 | 0 | 0 | 0 | 0 | 0 | 0 | 0 | 0 | 0 | 0 | 0 | 0 | 0 | 0 | 0 | 0 | 0
[8 empty] | Commercial DW - Class 2 | Advanced | 0 | 0 | 0 | 0 | 0 | 0 | 0 | 0 | 0 | 0 | 0 | 0 | 0 | 0 | 0 | 0 | 0 | 0 | 0 | 0 | 0 | 0 | 0 | 0 | 0 | 0 | 0 | 0 | 0 | 0
[8 empty] | Commercial DW - Class 2 | Moderate | 0 | 0 | 0 | 0 | 0 | 0 | 0 | 0 | 0 | 0 | 0 | 0 | 0 | 0 | 0 | 0 | 0 | 0 | 0 | 0 | 0 | 0 | 0 | 0 | 0 | 0 | 0 | 0 | 0 | 0
[8 empty] | Commercial DW - Class 2 | Conservative | 0 | 0 | 0 | 0 | 0 | 0 | 0 | 0 | 0 | 0 | 0 | 0 | 0 | 0 | 0 | 0 | 0 | 0 | 0 | 0 | 0 | 0 | 0 | 0 | 0 | 0 | 0 | 0 | 0 | 0
[8 empty] | Midsize DW - Class 2 | Advanced | 0 | 0 | 0 | 0 | 0 | 0 | 0 | 0 | 0 | 0 | 0 | 0 | 0 | 0 | 0 | 0 | 0 | 0 | 0 | 0 | 0 | 0 | 0 | 0 | 0 | 0 | 0 | 0 | 0 | 0
[8 empty] | Midsize DW - Class 2 | Moderate | 0 | 0 | 0 | 0 | 0 | 0 | 0 | 0 | 0 | 0 | 0 | 0 | 0 | 0 | 0 | 0 | 0 | 0 | 0 | 0 | 0 | 0 | 0 | 0 | 0 | 0 | 0 | 0 | 0 | 0
[8 empty] | Midsize DW - Class 2 | Conservative | 0 | 0 | 0 | 0 | 0 | 0 | 0 | 0 | 0 | 0 | 0 | 0 | 0 | 0 | 0 | 0 | 0 | 0 | 0 | 0 | 0 | 0 | 0 | 0 | 0 | 0 | 0 | 0 | 0 | 0
[8 empty] | Large DW - Class 2 | Advanced | 0 | 0 | 0 | 0 | 0 | 0 | 0 | 0 | 0 | 0 | 0 | 0 | 0 | 0 | 0 | 0 | 0 | 0 | 0 | 0 | 0 | 0 | 0 | 0 | 0 | 0 | 0 | 0 | 0 | 0
[8 empty] | Large DW - Class 2 | Moderate | 0 | 0 | 0 | 0 | 0 | 0 | 0 | 0 | 0 | 0 | 0 | 0 | 0 | 0 | 0 | 0 | 0 | 0 | 0 | 0 | 0 | 0 | 0 | 0 | 0 | 0 | 0 | 0 | 0 | 0
[8 empty] | Large DW - Class 2 | Conservative | 0 | 0 | 0 | 0 | 0 | 0 | 0 | 0 | 0 | 0 | 0 | 0 | 0 | 0 | 0 | 0 | 0 | 0 | 0 | 0 | 0 | 0 | 0 | 0 | 0 | 0 | 0 | 0 | 0 | 0
[8 empty] | Residential DW - Class 3 | Advanced | 0 | 0 | 0 | 0 | 0 | 0 | 0 | 0 | 0 | 0 | 0 | 0 | 0 | 0 | 0 | 0 | 0 | 0 | 0 | 0 | 0 | 0 | 0 | 0 | 0 | 0 | 0 | 0 | 0 | 0
[8 empty] | Residential DW - Class 3 | Moderate | 0 | 0 | 0 | 0 | 0 | 0 | 0 | 0 | 0 | 0 | 0 | 0 | 0 | 0 | 0 | 0 | 0 | 0 | 0 | 0 | 0 | 0 | 0 | 0 | 0 | 0 | 0 | 0 | 0 | 0
[8 empty] | Residential DW - Class 3 | Conservative | 0 | 0 | 0 | 0 | 0 | 0 | 0 | 0 | 0 | 0 | 0 | 0 | 0 | 0 | 0 | 0 | 0 | 0 | 0 | 0 | 0 | 0 | 0 | 0 | 0 | 0 | 0 | 0 | 0 | 0
[8 empty] | Commercial DW - Class 3 | Advanced | 0 | 0 | 0 | 0 | 0 | 0 | 0 | 0 | 0 | 0 | 0 | 0 | 0 | 0 | 0 | 0 | 0 | 0 | 0 | 0 | 0 | 0 | 0 | 0 | 0 | 0 | 0 | 0 | 0 | 0
[8 empty] | Commercial DW - Class 3 | Moderate | 0 | 0 | 0 | 0 | 0 | 0 | 0 | 0 | 0 | 0 | 0 | 0 | 0 | 0 | 0 | 0 | 0 | 0 | 0 | 0 | 0 | 0 | 0 | 0 | 0 | 0 | 0 | 0 | 0 | 0
[8 empty] | Commercial DW - Class 3 | Conservative | 0 | 0 | 0 | 0 | 0 | 0 | 0 | 0 | 0 | 0 | 0 | 0 | 0 | 0 | 0 | 0 | 0 | 0 | 0 | 0 | 0 | 0 | 0 | 0 | 0 | 0 | 0 | 0 | 0 | 0
[8 empty] | Midsize DW - Class 3 | Advanced | 0 | 0 | 0 | 0 | 0 | 0 | 0 | 0 | 0 | 0 | 0 | 0 | 0 | 0 | 0 | 0 | 0 | 0 | 0 | 0 | 0 | 0 | 0 | 0 | 0 | 0 | 0 | 0 | 0 | 0
[8 empty] | Midsize DW - Class 3 | Moderate | 0 | 0 | 0 | 0 | 0 | 0 | 0 | 0 | 0 | 0 | 0 | 0 | 0 | 0 | 0 | 0 | 0 | 0 | 0 | 0 | 0 | 0 | 0 | 0 | 0 | 0 | 0 | 0 | 0 | 0
[8 empty] | Midsize DW - Class 3 | Conservative | 0 | 0 | 0 | 0 | 0 | 0 | 0 | 0 | 0 | 0 | 0 | 0 | 0 | 0 | 0 | 0 | 0 | 0 | 0 | 0 | 0 | 0 | 0 | 0 | 0 | 0 | 0 | 0 | 0 | 0
[8 empty] | Large DW - Class 3 | Advanced | 0 | 0 | 0 | 0 | 0 | 0 | 0 | 0 | 0 | 0 | 0 | 0 | 0 | 0 | 0 | 0 | 0 | 0 | 0 | 0 | 0 | 0 | 0 | 0 | 0 | 0 | 0 | 0 | 0 | 0
[8 empty] | Large DW - Class 3 | Moderate | 0 | 0 | 0 | 0 | 0 | 0 | 0 | 0 | 0 | 0 | 0 | 0 | 0 | 0 | 0 | 0 | 0 | 0 | 0 | 0 | 0 | 0 | 0 | 0 | 0 | 0 | 0 | 0 | 0 | 0
[8 empty] | Large DW - Class 3 | Conservative | 0 | 0 | 0 | 0 | 0 | 0 | 0 | 0 | 0 | 0 | 0 | 0 | 0 | 0 | 0 | 0 | 0 | 0 | 0 | 0 | 0 | 0 | 0 | 0 | 0 | 0 | 0 | 0 | 0 | 0
[8 empty] | Residential DW - Class 4 | Advanced | 0 | 0 | 0 | 0 | 0 | 0 | 0 | 0 | 0 | 0 | 0 | 0 | 0 | 0 | 0 | 0 | 0 | 0 | 0 | 0 | 0 | 0 | 0 | 0 | 0 | 0 | 0 | 0 | 0 | 0
[8 empty] | Residential DW - Class 4 | Moderate | 0 | 0 | 0 | 0 | 0 | 0 | 0 | 0 | 0 | 0 | 0 | 0 | 0 | 0 | 0 | 0 | 0 | 0 | 0 | 0 | 0 | 0 | 0 | 0 | 0 | 0 | 0 | 0 | 0 | 0
[8 empty] | Residential DW - Class 4 | Conservative | 0 | 0 | 0 | 0 | 0 | 0 | 0 | 0 | 0 | 0 | 0 | 0 | 0 | 0 | 0 | 0 | 0 | 0 | 0 | 0 | 0 | 0 | 0 | 0 | 0 | 0 | 0 | 0 | 0 | 0
[8 empty] | Commercial DW - Class 4 | Advanced | 0 | 0 | 0 | 0 | 0 | 0 | 0 | 0 | 0 | 0 | 0 | 0 | 0 | 0 | 0 | 0 | 0 | 0 | 0 | 0 | 0 | 0 | 0 | 0 | 0 | 0 | 0 | 0 | 0 | 0
[8 empty] | Commercial DW - Class 4 | Moderate | 0 | 0 | 0 | 0 | 0 | 0 | 0 | 0 | 0 | 0 | 0 | 0 | 0 | 0 | 0 | 0 | 0 | 0 | 0 | 0 | 0 | 0 | 0 | 0 | 0 | 0 | 0 | 0 | 0 | 0
[8 empty] | Commercial DW - Class 4 | Conservative | 0 | 0 | 0 | 0 | 0 | 0 | 0 | 0 | 0 | 0 | 0 | 0 | 0 | 0 | 0 | 0 | 0 | 0 | 0 | 0 | 0 | 0 | 0 | 0 | 0 | 0 | 0 | 0 | 0 | 0
[8 empty] | Midsize DW - Class 4 | Advanced | 0 | 0 | 0 | 0 | 0 | 0 | 0 | 0 | 0 | 0 | 0 | 0 | 0 | 0 | 0 | 0 | 0 | 0 | 0 | 0 | 0 | 0 | 0 | 0 | 0 | 0 | 0 | 0 | 0 | 0
[8 empty] | Midsize DW - Class 4 | Moderate | 0 | 0 | 0 | 0 | 0 | 0 | 0 | 0 | 0 | 0 | 0 | 0 | 0 | 0 | 0 | 0 | 0 | 0 | 0 | 0 | 0 | 0 | 0 | 0 | 0 | 0 | 0 | 0 | 0 | 0
[8 empty] | Midsize DW - Class 4 | Conservative | 0 | 0 | 0 | 0 | 0 | 0 | 0 | 0 | 0 | 0 | 0 | 0 | 0 | 0 | 0 | 0 | 0 | 0 | 0 | 0 | 0 | 0 | 0 | 0 | 0 | 0 | 0 | 0 | 0 | 0
[8 empty] | Large DW - Class 4 | Advanced | 0 | 0 | 0 | 0 | 0 | 0 | 0 | 0 | 0 | 0 | 0 | 0 | 0 | 0 | 0 | 0 | 0 | 0 | 0 | 0 | 0 | 0 | 0 | 0 | 0 | 0 | 0 | 0 | 0 | 0
[8 empty] | Large DW - Class 4 | Moderate | 0 | 0 | 0 | 0 | 0 | 0 | 0 | 0 | 0 | 0 | 0 | 0 | 0 | 0 | 0 | 0 | 0 | 0 | 0 | 0 | 0 | 0 | 0 | 0 | 0 | 0 | 0 | 0 | 0 | 0
[8 empty] | Large DW - Class 4 | Conservative | 0 | 0 | 0 | 0 | 0 | 0 | 0 | 0 | 0 | 0 | 0 | 0 | 0 | 0 | 0 | 0 | 0 | 0 | 0 | 0 | 0 | 0 | 0 | 0 | 0 | 0 | 0 | 0 | 0 | 0
[8 empty] | Residential DW - Class 5 | Advanced | 0 | 0 | 0 | 0 | 0 | 0 | 0 | 0 | 0 | 0 | 0 | 0 | 0 | 0 | 0 | 0 | 0 | 0 | 0 | 0 | 0 | 0 | 0 | 0 | 0 | 0 | 0 | 0 | 0 | 0
[8 empty] | Residential DW - Class 5 | Moderate | 0 | 0 | 0 | 0 | 0 | 0 | 0 | 0 | 0 | 0 | 0 | 0 | 0 | 0 | 0 | 0 | 0 | 0 | 0 | 0 | 0 | 0 | 0 | 0 | 0 | 0 | 0 | 0 | 0 | 0
[8 empty] | Residential DW - Class 5 | Conservative | 0 | 0 | 0 | 0 | 0 | 0 | 0 | 0 | 0 | 0 | 0 | 0 | 0 | 0 | 0 | 0 | 0 | 0 | 0 | 0 | 0 | 0 | 0 | 0 | 0 | 0 | 0 | 0 | 0 | 0
[8 empty] | Commercial DW - Class 5 | Advanced | 0 | 0 | 0 | 0 | 0 | 0 | 0 | 0 | 0 | 0 | 0 | 0 | 0 | 0 | 0 | 0 | 0 | 0 | 0 | 0 | 0 | 0 | 0 | 0 | 0 | 0 | 0 | 0 | 0 | 0
[8 empty] | Commercial DW - Class 5 | Moderate | 0 | 0 | 0 | 0 | 0 | 0 | 0 | 0 | 0 | 0 | 0 | 0 | 0 | 0 | 0 | 0 | 0 | 0 | 0 | 0 | 0 | 0 | 0 | 0 | 0 | 0 | 0 | 0 | 0 | 0
[8 empty] | Commercial DW - Class 5 | Conservative | 0 | 0 | 0 | 0 | 0 | 0 | 0 | 0 | 0 | 0 | 0 | 0 | 0 | 0 | 0 | 0 | 0 | 0 | 0 | 0 | 0 | 0 | 0 | 0 | 0 | 0 | 0 | 0 | 0 | 0
[8 empty] | Midsize DW - Class 5 | Advanced | 0 | 0 | 0 | 0 | 0 | 0 | 0 | 0 | 0 | 0 | 0 | 0 | 0 | 0 | 0 | 0 | 0 | 0 | 0 | 0 | 0 | 0 | 0 | 0 | 0 | 0 | 0 | 0 | 0 | 0
[8 empty] | Midsize DW - Class 5 | Moderate | 0 | 0 | 0 | 0 | 0 | 0 | 0 | 0 | 0 | 0 | 0 | 0 | 0 | 0 | 0 | 0 | 0 | 0 | 0 | 0 | 0 | 0 | 0 | 0 | 0 | 0 | 0 | 0 | 0 | 0
[8 empty] | Midsize DW - Class 5 | Conservative | 0 | 0 | 0 | 0 | 0 | 0 | 0 | 0 | 0 | 0 | 0 | 0 | 0 | 0 | 0 | 0 | 0 | 0 | 0 | 0 | 0 | 0 | 0 | 0 | 0 | 0 | 0 | 0 | 0 | 0
[8 empty] | Large DW - Class 5 | Advanced | 0 | 0 | 0 | 0 | 0 | 0 | 0 | 0 | 0 | 0 | 0 | 0 | 0 | 0 | 0 | 0 | 0 | 0 | 0 | 0 | 0 | 0 | 0 | 0 | 0 | 0 | 0 | 0 | 0 | 0
[8 empty] | Large DW - Class 5 | Moderate | 0 | 0 | 0 | 0 | 0 | 0 | 0 | 0 | 0 | 0 | 0 | 0 | 0 | 0 | 0 | 0 | 0 | 0 | 0 | 0 | 0 | 0 | 0 | 0 | 0 | 0 | 0 | 0 | 0 | 0
[8 empty] | Large DW - Class 5 | Conservative | 0 | 0 | 0 | 0 | 0 | 0 | 0 | 0 | 0 | 0 | 0 | 0 | 0 | 0 | 0 | 0 | 0 | 0 | 0 | 0 | 0 | 0 | 0 | 0 | 0 | 0 | 0 | 0 | 0 | 0
[8 empty] | Residential DW - Class 6 | Advanced | 0 | 0 | 0 | 0 | 0 | 0 | 0 | 0 | 0 | 0 | 0 | 0 | 0 | 0 | 0 | 0 | 0 | 0 | 0 | 0 | 0 | 0 | 0 | 0 | 0 | 0 | 0 | 0 | 0 | 0
[8 empty] | Residential DW - Class 6 | Moderate | 0 | 0 | 0 | 0 | 0 | 0 | 0 | 0 | 0 | 0 | 0 | 0 | 0 | 0 | 0 | 0 | 0 | 0 | 0 | 0 | 0 | 0 | 0 | 0 | 0 | 0 | 0 | 0 | 0 | 0
[8 empty] | Residential DW - Class 6 | Conservative | 0 | 0 | 0 | 0 | 0 | 0 | 0 | 0 | 0 | 0 | 0 | 0 | 0 | 0 | 0 | 0 | 0 | 0 | 0 | 0 | 0 | 0 | 0 | 0 | 0 | 0 | 0 | 0 | 0 | 0
[8 empty] | Commercial DW - Class 6 | Advanced | 0 | 0 | 0 | 0 | 0 | 0 | 0 | 0 | 0 | 0 | 0 | 0 | 0 | 0 | 0 | 0 | 0 | 0 | 0 | 0 | 0 | 0 | 0 | 0 | 0 | 0 | 0 | 0 | 0 | 0
[8 empty] | Commercial DW - Class 6 | Moderate | 0 | 0 | 0 | 0 | 0 | 0 | 0 | 0 | 0 | 0 | 0 | 0 | 0 | 0 | 0 | 0 | 0 | 0 | 0 | 0 | 0 | 0 | 0 | 0 | 0 | 0 | 0 | 0 | 0 | 0
[8 empty] | Commercial DW - Class 6 | Conservative | 0 | 0 | 0 | 0 | 0 | 0 | 0 | 0 | 0 | 0 | 0 | 0 | 0 | 0 | 0 | 0 | 0 | 0 | 0 | 0 | 0 | 0 | 0 | 0 | 0 | 0 | 0 | 0 | 0 | 0
[8 empty] | Midsize DW - Class 6 | Advanced | 0 | 0 | 0 | 0 | 0 | 0 | 0 | 0 | 0 | 0 | 0 | 0 | 0 | 0 | 0 | 0 | 0 | 0 | 0 | 0 | 0 | 0 | 0 | 0 | 0 | 0 | 0 | 0 | 0 | 0
[8 empty] | Midsize DW - Class 6 | Moderate | 0 | 0 | 0 | 0 | 0 | 0 | 0 | 0 | 0 | 0 | 0 | 0 | 0 | 0 | 0 | 0 | 0 | 0 | 0 | 0 | 0 | 0 | 0 | 0 | 0 | 0 | 0 | 0 | 0 | 0
[8 empty] | Midsize DW - Class 6 | Conservative | 0 | 0 | 0 | 0 | 0 | 0 | 0 | 0 | 0 | 0 | 0 | 0 | 0 | 0 | 0 | 0 | 0 | 0 | 0 | 0 | 0 | 0 | 0 | 0 | 0 | 0 | 0 | 0 | 0 | 0
[8 empty] | Large DW - Class 6 | Advanced | 0 | 0 | 0 | 0 | 0 | 0 | 0 | 0 | 0 | 0 | 0 | 0 | 0 | 0 | 0 | 0 | 0 | 0 | 0 | 0 | 0 | 0 | 0 | 0 | 0 | 0 | 0 | 0 | 0 | 0
[8 empty] | Large DW - Class 6 | Moderate | 0 | 0 | 0 | 0 | 0 | 0 | 0 | 0 | 0 | 0 | 0 | 0 | 0 | 0 | 0 | 0 | 0 | 0 | 0 | 0 | 0 | 0 | 0 | 0 | 0 | 0 | 0 | 0 | 0 | 0
[8 empty] | Large DW - Class 6 | Conservative | 0 | 0 | 0 | 0 | 0 | 0 | 0 | 0 | 0 | 0 | 0 | 0 | 0 | 0 | 0 | 0 | 0 | 0 | 0 | 0 | 0 | 0 | 0 | 0 | 0 | 0 | 0 | 0 | 0 | 0
[8 empty] | Residential DW - Class 7 | Advanced | 0 | 0 | 0 | 0 | 0 | 0 | 0 | 0 | 0 | 0 | 0 | 0 | 0 | 0 | 0 | 0 | 0 | 0 | 0 | 0 | 0 | 0 | 0 | 0 | 0 | 0 | 0 | 0 | 0 | 0
[8 empty] | Residential DW - Class 7 | Moderate | 0 | 0 | 0 | 0 | 0 | 0 | 0 | 0 | 0 | 0 | 0 | 0 | 0 | 0 | 0 | 0 | 0 | 0 | 0 | 0 | 0 | 0 | 0 | 0 | 0 | 0 | 0 | 0 | 0 | 0
[8 empty] | Residential DW - Class 7 | Conservative | 0 | 0 | 0 | 0 | 0 | 0 | 0 | 0 | 0 | 0 | 0 | 0 | 0 | 0 | 0 | 0 | 0 | 0 | 0 | 0 | 0 | 0 | 0 | 0 | 0 | 0 | 0 | 0 | 0 | 0
[8 empty] | Commercial DW - Class 7 | Advanced | 0 | 0 | 0 | 0 | 0 | 0 | 0 | 0 | 0 | 0 | 0 | 0 | 0 | 0 | 0 | 0 | 0 | 0 | 0 | 0 | 0 | 0 | 0 | 0 | 0 | 0 | 0 | 0 | 0 | 0
[8 empty] | Commercial DW - Class 7 | Moderate | 0 | 0 | 0 | 0 | 0 | 0 | 0 | 0 | 0 | 0 | 0 | 0 | 0 | 0 | 0 | 0 | 0 | 0 | 0 | 0 | 0 | 0 | 0 | 0 | 0 | 0 | 0 | 0 | 0 | 0
[8 empty] | Commercial DW - Class 7 | Conservative | 0 | 0 | 0 | 0 | 0 | 0 | 0 | 0 | 0 | 0 | 0 | 0 | 0 | 0 | 0 | 0 | 0 | 0 | 0 | 0 | 0 | 0 | 0 | 0 | 0 | 0 | 0 | 0 | 0 | 0
[8 empty] | Midsize DW - Class 7 | Advanced | 0 | 0 | 0 | 0 | 0 | 0 | 0 | 0 | 0 | 0 | 0 | 0 | 0 | 0 | 0 | 0 | 0 | 0 | 0 | 0 | 0 | 0 | 0 | 0 | 0 | 0 | 0 | 0 | 0 | 0
[8 empty] | Midsize DW - Class 7 | Moderate | 0 | 0 | 0 | 0 | 0 | 0 | 0 | 0 | 0 | 0 | 0 | 0 | 0 | 0 | 0 | 0 | 0 | 0 | 0 | 0 | 0 | 0 | 0 | 0 | 0 | 0 | 0 | 0 | 0 | 0
[8 empty] | Midsize DW - Class 7 | Conservative | 0 | 0 | 0 | 0 | 0 | 0 | 0 | 0 | 0 | 0 | 0 | 0 | 0 | 0 | 0 | 0 | 0 | 0 | 0 | 0 | 0 | 0 | 0 | 0 | 0 | 0 | 0 | 0 | 0 | 0
[8 empty] | Large DW - Class 7 | Advanced | 0 | 0 | 0 | 0 | 0 | 0 | 0 | 0 | 0 | 0 | 0 | 0 | 0 | 0 | 0 | 0 | 0 | 0 | 0 | 0 | 0 | 0 | 0 | 0 | 0 | 0 | 0 | 0 | 0 | 0
[8 empty] | Large DW - Class 7 | Moderate | 0 | 0 | 0 | 0 | 0 | 0 | 0 | 0 | 0 | 0 | 0 | 0 | 0 | 0 | 0 | 0 | 0 | 0 | 0 | 0 | 0 | 0 | 0 | 0 | 0 | 0 | 0 | 0 | 0 | 0
[8 empty] | Large DW - Class 7 | Conservative | 0 | 0 | 0 | 0 | 0 | 0 | 0 | 0 | 0 | 0 | 0 | 0 | 0 | 0 | 0 | 0 | 0 | 0 | 0 | 0 | 0 | 0 | 0 | 0 | 0 | 0 | 0 | 0 | 0 | 0
[8 empty] | Residential DW - Class 8 | Advanced | 0 | 0 | 0 | 0 | 0 | 0 | 0 | 0 | 0 | 0 | 0 | 0 | 0 | 0 | 0 | 0 | 0 | 0 | 0 | 0 | 0 | 0 | 0 | 0 | 0 | 0 | 0 | 0 | 0 | 0
[8 empty] | Residential DW - Class 8 | Moderate | 0 | 0 | 0 | 0 | 0 | 0 | 0 | 0 | 0 | 0 | 0 | 0 | 0 | 0 | 0 | 0 | 0 | 0 | 0 | 0 | 0 | 0 | 0 | 0 | 0 | 0 | 0 | 0 | 0 | 0
[8 empty] | Residential DW - Class 8 | Conservative | 0 | 0 | 0 | 0 | 0 | 0 | 0 | 0 | 0 | 0 | 0 | 0 | 0 | 0 | 0 | 0 | 0 | 0 | 0 | 0 | 0 | 0 | 0 | 0 | 0 | 0 | 0 | 0 | 0 | 0
[8 empty] | Commercial DW - Class 8 | Advanced | 0 | 0 | 0 | 0 | 0 | 0 | 0 | 0 | 0 | 0 | 0 | 0 | 0 | 0 | 0 | 0 | 0 | 0 | 0 | 0 | 0 | 0 | 0 | 0 | 0 | 0 | 0 | 0 | 0 | 0
[8 empty] | Commercial DW - Class 8 | Moderate | 0 | 0 | 0 | 0 | 0 | 0 | 0 | 0 | 0 | 0 | 0 | 0 | 0 | 0 | 0 | 0 | 0 | 0 | 0 | 0 | 0 | 0 | 0 | 0 | 0 | 0 | 0 | 0 | 0 | 0
[8 empty] | Commercial DW - Class 8 | Conservative | 0 | 0 | 0 | 0 | 0 | 0 | 0 | 0 | 0 | 0 | 0 | 0 | 0 | 0 | 0 | 0 | 0 | 0 | 0 | 0 | 0 | 0 | 0 | 0 | 0 | 0 | 0 | 0 | 0 | 0
[8 empty] | Midsize DW - Class 8 | Advanced | 0 | 0 | 0 | 0 | 0 | 0 | 0 | 0 | 0 | 0 | 0 | 0 | 0 | 0 | 0 | 0 | 0 | 0 | 0 | 0 | 0 | 0 | 0 | 0 | 0 | 0 | 0 | 0 | 0 | 0
[8 empty] | Midsize DW - Class 8 | Moderate | 0 | 0 | 0 | 0 | 0 | 0 | 0 | 0 | 0 | 0 | 0 | 0 | 0 | 0 | 0 | 0 | 0 | 0 | 0 | 0 | 0 | 0 | 0 | 0 | 0 | 0 | 0 | 0 | 0 | 0
[8 empty] | Midsize DW - Class 8 | Conservative | 0 | 0 | 0 | 0 | 0 | 0 | 0 | 0 | 0 | 0 | 0 | 0 | 0 | 0 | 0 | 0 | 0 | 0 | 0 | 0 | 0 | 0 | 0 | 0 | 0 | 0 | 0 | 0 | 0 | 0
[8 empty] | Large DW - Class 8 | Advanced | 0 | 0 | 0 | 0 | 0 | 0 | 0 | 0 | 0 | 0 | 0 | 0 | 0 | 0 | 0 | 0 | 0 | 0 | 0 | 0 | 0 | 0 | 0 | 0 | 0 | 0 | 0 | 0 | 0 | 0
[8 empty] | Large DW - Class 8 | Moderate | 0 | 0 | 0 | 0 | 0 | 0 | 0 | 0 | 0 | 0 | 0 | 0 | 0 | 0 | 0 | 0 | 0 | 0 | 0 | 0 | 0 | 0 | 0 | 0 | 0 | 0 | 0 | 0 | 0 | 0
[8 empty] | Large DW - Class 8 | Conservative | 0 | 0 | 0 | 0 | 0 | 0 | 0 | 0 | 0 | 0 | 0 | 0 | 0 | 0 | 0 | 0 | 0 | 0 | 0 | 0 | 0 | 0 | 0 | 0 | 0 | 0 | 0 | 0 | 0 | 0
[8 empty] | Residential DW - Class 9 | Advanced | 0 | 0 | 0 | 0 | 0 | 0 | 0 | 0 | 0 | 0 | 0 | 0 | 0 | 0 | 0 | 0 | 0 | 0 | 0 | 0 | 0 | 0 | 0 | 0 | 0 | 0 | 0 | 0 | 0 | 0
[8 empty] | Residential DW - Class 9 | Moderate | 0 | 0 | 0 | 0 | 0 | 0 | 0 | 0 | 0 | 0 | 0 | 0 | 0 | 0 | 0 | 0 | 0 | 0 | 0 | 0 | 0 | 0 | 0 | 0 | 0 | 0 | 0 | 0 | 0 | 0
[8 empty] | Residential DW - Class 9 | Conservative | 0 | 0 | 0 | 0 | 0 | 0 | 0 | 0 | 0 | 0 | 0 | 0 | 0 | 0 | 0 | 0 | 0 | 0 | 0 | 0 | 0 | 0 | 0 | 0 | 0 | 0 | 0 | 0 | 0 | 0
[8 empty] | Commercial DW - Class 9 | Advanced | 0 | 0 | 0 | 0 | 0 | 0 | 0 | 0 | 0 | 0 | 0 | 0 | 0 | 0 | 0 | 0 | 0 | 0 | 0 | 0 | 0 | 0 | 0 | 0 | 0 | 0 | 0 | 0 | 0 | 0
[8 empty] | Commercial DW - Class 9 | Moderate | 0 | 0 | 0 | 0 | 0 | 0 | 0 | 0 | 0 | 0 | 0 | 0 | 0 | 0 | 0 | 0 | 0 | 0 | 0 | 0 | 0 | 0 | 0 | 0 | 0 | 0 | 0 | 0 | 0 | 0
[8 empty] | Commercial DW - Class 9 | Conservative | 0 | 0 | 0 | 0 | 0 | 0 | 0 | 0 | 0 | 0 | 0 | 0 | 0 | 0 | 0 | 0 | 0 | 0 | 0 | 0 | 0 | 0 | 0 | 0 | 0 | 0 | 0 | 0 | 0 | 0
[8 empty] | Midsize DW - Class 9 | Advanced | 0 | 0 | 0 | 0 | 0 | 0 | 0 | 0 | 0 | 0 | 0 | 0 | 0 | 0 | 0 | 0 | 0 | 0 | 0 | 0 | 0 | 0 | 0 | 0 | 0 | 0 | 0 | 0 | 0 | 0
[8 empty] | Midsize DW - Class 9 | Moderate | 0 | 0 | 0 | 0 | 0 | 0 | 0 | 0 | 0 | 0 | 0 | 0 | 0 | 0 | 0 | 0 | 0 | 0 | 0 | 0 | 0 | 0 | 0 | 0 | 0 | 0 | 0 | 0 | 0 | 0
[8 empty] | Midsize DW - Class 9 | Conservative | 0 | 0 | 0 | 0 | 0 | 0 | 0 | 0 | 0 | 0 | 0 | 0 | 0 | 0 | 0 | 0 | 0 | 0 | 0 | 0 | 0 | 0 | 0 | 0 | 0 | 0 | 0 | 0 | 0 | 0
[8 empty] | Large DW - Class 9 | Advanced | 0 | 0 | 0 | 0 | 0 | 0 | 0 | 0 | 0 | 0 | 0 | 0 | 0 | 0 | 0 | 0 | 0 | 0 | 0 | 0 | 0 | 0 | 0 | 0 | 0 | 0 | 0 | 0 | 0 | 0
[8 empty] | Large DW - Class 9 | Moderate | 0 | 0 | 0 | 0 | 0 | 0 | 0 | 0 | 0 | 0 | 0 | 0 | 0 | 0 | 0 | 0 | 0 | 0 | 0 | 0 | 0 | 0 | 0 | 0 | 0 | 0 | 0 | 0 | 0 | 0
[8 empty] | Large DW - Class 9 | Conservative | 0 | 0 | 0 | 0 | 0 | 0 | 0 | 0 | 0 | 0 | 0 | 0 | 0 | 0 | 0 | 0 | 0 | 0 | 0 | 0 | 0 | 0 | 0 | 0 | 0 | 0 | 0 | 0 | 0 | 0
[8 empty] | Residential DW - Class 10 | Advanced | 0 | 0 | 0 | 0 | 0 | 0 | 0 | 0 | 0 | 0 | 0 | 0 | 0 | 0 | 0 | 0 | 0 | 0 | 0 | 0 | 0 | 0 | 0 | 0 | 0 | 0 | 0 | 0 | 0 | 0
[8 empty] | Residential DW - Class 10 | Moderate | 0 | 0 | 0 | 0 | 0 | 0 | 0 | 0 | 0 | 0 | 0 | 0 | 0 | 0 | 0 | 0 | 0 | 0 | 0 | 0 | 0 | 0 | 0 | 0 | 0 | 0 | 0 | 0 | 0 | 0
[8 empty] | Residential DW - Class 10 | Conservative | 0 | 0 | 0 | 0 | 0 | 0 | 0 | 0 | 0 | 0 | 0 | 0 | 0 | 0 | 0 | 0 | 0 | 0 | 0 | 0 | 0 | 0 | 0 | 0 | 0 | 0 | 0 | 0 | 0 | 0
[8 empty] | Commercial DW - Class 10 | Advanced | 0 | 0 | 0 | 0 | 0 | 0 | 0 | 0 | 0 | 0 | 0 | 0 | 0 | 0 | 0 | 0 | 0 | 0 | 0 | 0 | 0 | 0 | 0 | 0 | 0 | 0 | 0 | 0 | 0 | 0
[8 empty] | Commercial DW - Class 10 | Moderate | 0 | 0 | 0 | 0 | 0 | 0 | 0 | 0 | 0 | 0 | 0 | 0 | 0 | 0 | 0 | 0 | 0 | 0 | 0 | 0 | 0 | 0 | 0 | 0 | 0 | 0 | 0 | 0 | 0 | 0
[8 empty] | Commercial DW - Class 10 | Conservative | 0 | 0 | 0 | 0 | 0 | 0 | 0 | 0 | 0 | 0 | 0 | 0 | 0 | 0 | 0 | 0 | 0 | 0 | 0 | 0 | 0 | 0 | 0 | 0 | 0 | 0 | 0 | 0 | 0 | 0
[8 empty] | Midsize DW - Class 10 | Advanced | 0 | 0 | 0 | 0 | 0 | 0 | 0 | 0 | 0 | 0 | 0 | 0 | 0 | 0 | 0 | 0 | 0 | 0 | 0 | 0 | 0 | 0 | 0 | 0 | 0 | 0 | 0 | 0 | 0 | 0
[8 empty] | Midsize DW - Class 10 | Moderate | 0 | 0 | 0 | 0 | 0 | 0 | 0 | 0 | 0 | 0 | 0 | 0 | 0 | 0 | 0 | 0 | 0 | 0 | 0 | 0 | 0 | 0 | 0 | 0 | 0 | 0 | 0 | 0 | 0 | 0
[8 empty] | Midsize DW - Class 10 | Conservative | 0 | 0 | 0 | 0 | 0 | 0 | 0 | 0 | 0 | 0 | 0 | 0 | 0 | 0 | 0 | 0 | 0 | 0 | 0 | 0 | 0 | 0 | 0 | 0 | 0 | 0 | 0 | 0 | 0 | 0
[8 empty] | Large DW - Class 10 | Advanced | 0 | 0 | 0 | 0 | 0 | 0 | 0 | 0 | 0 | 0 | 0 | 0 | 0 | 0 | 0 | 0 | 0 | 0 | 0 | 0 | 0 | 0 | 0 | 0 | 0 | 0 | 0 | 0 | 0 | 0
[8 empty] | Large DW - Class 10 | Moderate | 0 | 0 | 0 | 0 | 0 | 0 | 0 | 0 | 0 | 0 | 0 | 0 | 0 | 0 | 0 | 0 | 0 | 0 | 0 | 0 | 0 | 0 | 0 | 0 | 0 | 0 | 0 | 0 | 0 | 0
[8 empty] | Large DW - Class 10 | Conservative | 0 | 0 | 0 | 0 | 0 | 0 | 0 | 0 | 0 | 0 | 0 | 0 | 0 | 0 | 0 | 0 | 0 | 0 | 0 | 0 | 0 | 0 | 0 | 0 | 0 | 0 | 0 | 0 | 0 | 0
[10 empty] | 2021 | 2022 | 2023 | 2024 | 2025 | 2026 | 2027 | 2028 | 2029 | 2030 | 2031 | 2032 | 2033 | 2034 | 2035 | 2036 | 2037 | 2038 | 2039 | 2040 | 2041 | 2042 | 2043 | 2044 | 2045 | 2046 | 2047 | 2048 | 2049 | 2050
[5 empty] | LCOE |  | Levelized Cost of Energy ($/MWh) | Residential DW - Class 1 | Advanced | 115.3159 | 128.585 | 103.374 | 80.7593 | 71.8272 | 62.7326 | 55.0084 | 49.8953 | 44.9295 | 40.0859 | 37.8284 | 36.862 | 35.8936 | 34.9231 | 33.9506 | 32.9759 | 31.9989 | 31.0196 | 30.0378 | 29.0535 | 28.3826 | 27.71 | 27.0359 | 26.3601 | 25.6825 | 25.0031 | 24.3219 | 23.7272 | 23.5396 | 23.352
[8 empty] | Residential DW - Class 1 | Moderate | 115.3159 | 140.6313 | 122.275 | 111.9374 | 102.1025 | 92.7344 | 83.8007 | 75.2718 | 67.1208 | 59.2594 | 55.6626 | 54.1315 | 52.5973 | 51.0599 | 49.5191 | 47.9748 | 46.4268 | 44.8752 | 43.3196 | 41.76 | 40.7017 | 39.6409 | 38.5775 | 37.5114 | 36.4426 | 35.3708 | 34.2961 | 33.3598 | 33.0749 | 32.79
[8 empty] | Residential DW - Class 1 | Conservative | 115.3159 | 142.7343 | 125.8562 | 117.4392 | 109.4315 | 101.8038 | 94.5299 | 87.5855 | 80.9489 | 74.5981 | 69.93 | 67.9472 | 65.9603 | 63.9693 | 61.9738 | 59.9739 | 57.9692 | 55.9597 | 53.9451 | 51.9252 | 50.557 | 49.1855 | 47.8108 | 46.4325 | 45.0506 | 43.665 | 42.2754 | 41.0658 | 40.7031 | 40.3404
[8 empty] | Commercial DW - Class 1 | Advanced | 78.45 | 86.9184 | 70.0749 | 59.9809 | 52.5104 | 46.3195 | 41.0872 | 37.7397 | 34.5132 | 31.392 | 29.6468 | 28.8864 | 28.1245 | 27.3609 | 26.5957 | 25.8287 | 25.06 | 24.2893 | 23.5168 | 22.7422 | 22.211 | 21.6786 | 21.1449 | 20.6098 | 20.0734 | 19.5354 | 18.996 | 18.6172 | 18.4507 | 18.2842
[8 empty] | Commercial DW - Class 1 | Moderate | 78.45 | 94.8531 | 82.4942 | 75.466 | 68.8096 | 62.4964 | 56.5006 | 50.7986 | 45.3696 | 40.1942 | 39.674 | 38.5397 | 37.4055 | 36.2712 | 35.137 | 34.0027 | 32.8685 | 32.3161 | 31.1982 | 30.0774 | 29.6155 | 29.1535 | 28.6916 | 28.2296 | 27.7677 | 27.3057 | 26.8438 | 26.3818 | 25.9199 | 25.458
[8 empty] | Commercial DW - Class 1 | Conservative | 78.45 | 96.2383 | 88.2948 | 82.9367 | 77.1503 | 71.6623 | 66.45 | 61.4934 | 56.7739 | 52.9035 | 51.8884 | 50.8733 | 49.8582 | 48.8431 | 47.8279 | 46.8128 | 45.7977 | 44.7826 | 43.7675 | 42.7523 | 41.7372 | 40.7221 | 39.707 | 38.6919 | 37.6767 | 36.6616 | 35.6465 | 34.6314 | 33.6163 | 32.6011
[8 empty] | Midsize DW - Class 1 | Advanced | 57.8241 | 62.8191 | 52.1099 | 47.8645 | 43.0813 | 38.6306 | 34.4789 | 30.5971 | 26.9597 | 25.3379 | 24.2301 | 23.8687 | 23.5068 | 23.1443 | 22.7813 | 22.4178 | 22.0537 | 21.6889 | 21.3236 | 20.9575 | 20.7758 | 20.594 | 20.4122 | 20.2304 | 20.0486 | 19.8667 | 19.6849 | 19.4023 | 19.2051 | 19.008
[8 empty] | Midsize DW - Class 1 | Moderate | 57.8241 | 68.2528 | 59.0169 | 54.2721 | 49.869 | 45.772 | 41.9503 | 38.3771 | 35.0288 | 32.9755 | 32.5065 | 32.0376 | 31.5686 | 31.0997 | 30.6307 | 30.1618 | 29.6928 | 29.2238 | 28.7549 | 28.2859 | 27.817 | 27.348 | 26.879 | 26.4101 | 25.9411 | 25.4722 | 25.0032 | 24.9817 | 24.9602 | 24.9387
[8 empty] | Midsize DW - Class 1 | Conservative | 57.8241 | 69.2013 | 60.6103 | 56.651 | 52.9768 | 49.5581 | 46.3691 | 43.3874 | 40.5934 | 38.1949 | 37.6365 | 37.078 | 36.5196 | 35.9611 | 35.4027 | 34.8442 | 34.2858 | 33.7273 | 33.1689 | 32.6104 | 32.052 | 31.4935 | 30.9351 | 30.3766 | 29.8182 | 29.2597 | 28.7013 | 28.6798 | 28.6583 | 28.6368
[8 empty] | Large DW - Class 1 | Advanced | 42.679 | 46.692 | 38.3052 | 33.4117 | 28.7773 | 27.529 | 26.3436 | 25.2162 | 24.1428 | 23.1196 | 22.6675 | 22.4864 | 22.3053 | 22.1241 | 21.943 | 21.7618 | 21.5807 | 21.3996 | 21.2184 | 21.0373 | 20.8561 | 20.675 | 20.4938 | 20.3127 | 20.1316 | 19.9504 | 19.7693 | 19.5881 | 19.407 | 19.3531
[8 empty] | Large DW - Class 1 | Moderate | 42.679 | 50.5815 | 44.3929 | 39.8385 | 35.525 | 33.9506 | 32.4553 | 31.0334 | 29.6795 | 28.3888 | 27.7988 | 27.5663 | 27.3339 | 27.1014 | 26.869 | 26.6365 | 26.404 | 26.1716 | 25.9391 | 25.7067 | 25.4742 | 25.2418 | 25.0093 | 24.7769 | 24.5444 | 24.312 | 24.0795 | 23.847 | 23.6146 | 23.5501
[8 empty] | Large DW - Class 1 | Conservative | 42.679 | 51.2605 | 45.5464 | 43.3747 | 41.3179 | 39.3672 | 37.5145 | 35.7527 | 34.0752 | 32.4761 | 32.032 | 31.7572 | 31.4825 | 31.2077 | 30.9329 | 30.6581 | 30.3833 | 30.1085 | 29.8337 | 29.559 | 29.2842 | 29.0094 | 28.7346 | 28.4598 | 28.185 | 27.9102 | 27.6354 | 27.3607 | 27.0859 | 27.0126
[8 empty] | Residential DW - Class 2 | Advanced | 125.1611 | 139.2645 | 111.7328 | 87.1217 | 77.3446 | 67.4342 | 59.0334 | 53.4619 | 48.0687 | 42.8252 | 40.4134 | 39.3809 | 38.3463 | 37.3096 | 36.2706 | 35.2293 | 34.1855 | 33.1393 | 32.0905 | 31.0389 | 30.3221 | 29.6036 | 28.8834 | 28.1614 | 27.4375 | 26.7117 | 25.9839 | 25.3486 | 25.1482 | 24.9478
[8 empty] | Residential DW - Class 2 | Moderate | 125.1611 | 152.3113 | 132.1621 | 120.7562 | 109.9454 | 99.6845 | 89.9324 | 80.6522 | 71.8106 | 63.3088 | 59.4663 | 57.8306 | 56.1916 | 54.549 | 52.9029 | 51.2531 | 49.5994 | 47.9417 | 46.2799 | 44.6137 | 43.483 | 42.3497 | 41.2137 | 40.0748 | 38.9329 | 37.7879 | 36.6397 | 35.6394 | 35.3351 | 35.0307
[8 empty] | Residential DW - Class 2 | Conservative | 125.1611 | 154.589 | 136.0329 | 126.6914 | 117.8374 | 109.4336 | 101.4466 | 93.8461 | 86.6048 | 79.6958 | 74.7086 | 72.5904 | 70.4677 | 68.3406 | 66.2088 | 64.0722 | 61.9305 | 59.7837 | 57.6314 | 55.4735 | 54.0118 | 52.5466 | 51.0779 | 49.6055 | 48.1291 | 46.6488 | 45.1643 | 43.8721 | 43.4846 | 43.0971
[8 empty] | Commercial DW - Class 2 | Advanced | 86.0722 | 94.9746 | 76.2763 | 65.0533 | 56.7568 | 49.9038 | 44.1316 | 40.4187 | 36.8616 | 33.4404 | 31.5814 | 30.7714 | 29.9597 | 29.1463 | 28.3311 | 27.5141 | 26.6952 | 25.8743 | 25.0513 | 24.2262 | 23.6604 | 23.0932 | 22.5247 | 21.9547 | 21.3832 | 20.8102 | 20.2355 | 19.832 | 19.6547 | 19.4774
[8 empty] | Commercial DW - Class 2 | Moderate | 86.0722 | 103.6448 | 89.7948 | 81.8478 | 74.3741 | 67.3326 | 60.687 | 54.4047 | 48.4567 | 42.817 | 42.2628 | 41.0546 | 39.8463 | 38.6381 | 37.4298 | 36.2215 | 35.0133 | 34.4248 | 33.234 | 32.0401 | 31.548 | 31.0559 | 30.5638 | 30.0717 | 29.5796 | 29.0875 | 28.5954 | 28.1034 | 27.6113 | 27.1192
[8 empty] | Commercial DW - Class 2 | Conservative | 86.0722 | 105.1584 | 96.1087 | 89.9502 | 83.3893 | 77.2077 | 71.3737 | 65.8586 | 60.637 | 56.3557 | 55.2743 | 54.193 | 53.1116 | 52.0302 | 50.9489 | 49.8675 | 48.7862 | 47.7048 | 46.6234 | 45.5421 | 44.4607 | 43.3793 | 42.298 | 41.2166 | 40.1353 | 39.0539 | 37.9725 | 36.8912 | 35.8098 | 34.7285
[8 empty] | Midsize DW - Class 2 | Advanced | 63.8106 | 68.9181 | 56.863 | 51.9729 | 46.566 | 41.579 | 36.965 | 32.6834 | 28.6997 | 26.8872 | 25.7117 | 25.3282 | 24.9441 | 24.5595 | 24.1743 | 23.7885 | 23.4021 | 23.0151 | 22.6274 | 22.239 | 22.0461 | 21.8532 | 21.6603 | 21.4674 | 21.2745 | 21.0815 | 20.8885 | 20.5887 | 20.3794 | 20.1702
[8 empty] | Midsize DW - Class 2 | Moderate | 63.8106 | 74.8793 | 64.4 | 58.9304 | 53.9027 | 49.2656 | 44.9751 | 40.9939 | 37.2897 | 34.9918 | 34.4942 | 33.9965 | 33.4989 | 33.0013 | 32.5036 | 32.006 | 31.5084 | 31.0107 | 30.5131 | 30.0155 | 29.5178 | 29.0202 | 28.5226 | 28.0249 | 27.5273 | 27.0297 | 26.532 | 26.5092 | 26.4864 | 26.4636
[8 empty] | Midsize DW - Class 2 | Conservative | 63.8106 | 75.92 | 66.1387 | 61.5134 | 57.2619 | 53.3406 | 49.7125 | 46.3459 | 43.2135 | 40.5304 | 39.9378 | 39.3452 | 38.7526 | 38.16 | 37.5674 | 36.9748 | 36.3822 | 35.7896 | 35.197 | 34.6044 | 34.0118 | 33.4192 | 32.8266 | 32.234 | 31.6414 | 31.0488 | 30.4562 | 30.4334 | 30.4106 | 30.3878
[8 empty] | Large DW - Class 2 | Advanced | 46.4086 | 50.5596 | 41.3146 | 35.9029 | 30.8146 | 29.3804 | 28.027 | 26.7479 | 25.537 | 24.389 | 23.9122 | 23.7211 | 23.53 | 23.3389 | 23.1478 | 22.9567 | 22.7656 | 22.5745 | 22.3835 | 22.1924 | 22.0013 | 21.8102 | 21.6191 | 21.428 | 21.2369 | 21.0458 | 20.8548 | 20.6637 | 20.4726 | 20.4157
[8 empty] | Large DW - Class 2 | Moderate | 46.4086 | 54.7713 | 47.8807 | 42.8089 | 38.0401 | 36.2338 | 34.5293 | 32.9183 | 31.3933 | 29.9476 | 29.3251 | 29.0799 | 28.8347 | 28.5895 | 28.3443 | 28.099 | 27.8538 | 27.6086 | 27.3634 | 27.1182 | 26.873 | 26.6277 | 26.3825 | 26.1373 | 25.8921 | 25.6469 | 25.4016 | 25.1564 | 24.9112 | 24.8431
[8 empty] | Large DW - Class 2 | Conservative | 46.4086 | 55.5066 | 49.1248 | 46.6088 | 44.2431 | 42.0147 | 39.9118 | 37.9243 | 36.0429 | 34.2593 | 33.7908 | 33.501 | 33.2111 | 32.9212 | 32.6313 | 32.3415 | 32.0516 | 31.7617 | 31.4718 | 31.182 | 30.8921 | 30.6022 | 30.3123 | 30.0225 | 29.7326 | 29.4427 | 29.1528 | 28.863 | 28.5731 | 28.4958
[8 empty] | Residential DW - Class 3 | Advanced | 129.0769 | 143.4678 | 114.9888 | 89.5749 | 79.4506 | 69.2109 | 60.5394 | 54.7833 | 49.2205 | 43.8205 | 41.3527 | 40.2962 | 39.2376 | 38.1767 | 37.1136 | 36.0481 | 34.9801 | 33.9095 | 32.8363 | 31.7603 | 31.0268 | 30.2916 | 29.5547 | 28.8159 | 28.0752 | 27.3326 | 26.5878 | 25.9377 | 25.7327 | 25.5276
[8 empty] | Residential DW - Class 3 | Moderate | 129.0769 | 156.9084 | 136.0135 | 124.1565 | 112.9391 | 102.3109 | 92.2267 | 82.6458 | 73.5313 | 64.7803 | 60.8484 | 59.1747 | 57.4976 | 55.8169 | 54.1325 | 52.4443 | 50.7522 | 49.056 | 47.3555 | 45.6506 | 44.4937 | 43.334 | 42.1716 | 41.0062 | 39.8377 | 38.6662 | 37.4913 | 36.4677 | 36.1563 | 35.8449
[8 empty] | Residential DW - Class 3 | Conservative | 129.0769 | 159.2548 | 139.9971 | 130.2589 | 121.0459 | 112.3169 | 104.0347 | 96.1658 | 88.68 | 81.5481 | 76.445 | 74.2775 | 72.1056 | 69.929 | 67.7476 | 65.5613 | 63.3699 | 61.1731 | 58.9709 | 56.7628 | 55.2671 | 53.7679 | 52.2651 | 50.7584 | 49.2478 | 47.733 | 46.214 | 44.8917 | 44.4952 | 44.0987
[8 empty] | Commercial DW - Class 3 | Advanced | 89.0598 | 98.1237 | 78.6949 | 67.0277 | 58.4071 | 51.2952 | 45.3123 | 41.4571 | 37.7716 | 34.2342 | 32.331 | 31.5018 | 30.6708 | 29.8381 | 29.0036 | 28.1672 | 27.3289 | 26.4885 | 25.646 | 24.8013 | 24.222 | 23.6414 | 23.0594 | 22.4758 | 21.8908 | 21.3042 | 20.7158 | 20.3027 | 20.1212 | 19.9397
[8 empty] | Commercial DW - Class 3 | Moderate | 89.0598 | 107.0814 | 92.642 | 84.3319 | 76.5367 | 69.21 | 62.3106 | 55.8024 | 49.6529 | 43.8334 | 43.266 | 42.0291 | 40.7921 | 39.5552 | 38.3183 | 37.0813 | 35.8444 | 35.2419 | 34.0229 | 32.8006 | 32.2968 | 31.7931 | 31.2893 | 30.7855 | 30.2818 | 29.778 | 29.2742 | 28.7704 | 28.2667 | 27.7629
[8 empty] | Commercial DW - Class 3 | Conservative | 89.0598 | 108.6452 | 99.1561 | 92.6803 | 85.814 | 79.3604 | 73.2832 | 67.5506 | 62.1339 | 57.6934 | 56.5864 | 55.4793 | 54.3723 | 53.2653 | 52.1582 | 51.0512 | 49.9442 | 48.8372 | 47.7301 | 46.6231 | 45.5161 | 44.409 | 43.302 | 42.195 | 41.088 | 39.9809 | 38.8739 | 37.7669 | 36.6598 | 35.5528
[8 empty] | Midsize DW - Class 3 | Advanced | 66.1597 | 71.3035 | 58.7174 | 53.5729 | 47.9217 | 42.7257 | 37.9319 | 33.4955 | 29.3779 | 27.492 | 26.29 | 25.8979 | 25.5052 | 25.1119 | 24.7181 | 24.3236 | 23.9286 | 23.5328 | 23.1364 | 22.7392 | 22.542 | 22.3448 | 22.1475 | 21.9503 | 21.753 | 21.5557 | 21.3584 | 21.0518 | 20.8379 | 20.624
[8 empty] | Midsize DW - Class 3 | Moderate | 66.1597 | 77.471 | 66.5002 | 60.7446 | 55.4721 | 50.6242 | 46.1516 | 42.0125 | 38.1708 | 35.7789 | 35.2701 | 34.7613 | 34.2524 | 33.7436 | 33.2348 | 32.726 | 32.2171 | 31.7083 | 31.1995 | 30.6906 | 30.1818 | 29.673 | 29.1642 | 28.6553 | 28.1465 | 27.6377 | 27.1289 | 27.1055 | 27.0822 | 27.0589
[8 empty] | Midsize DW - Class 3 | Conservative | 66.1597 | 78.5477 | 68.2956 | 63.4072 | 58.9291 | 54.8116 | 51.0129 | 47.4974 | 44.2345 | 41.4421 | 40.8361 | 40.2302 | 39.6243 | 39.0184 | 38.4124 | 37.8065 | 37.2006 | 36.5946 | 35.9887 | 35.3828 | 34.7769 | 34.1709 | 33.565 | 32.9591 | 32.3531 | 31.7472 | 31.1413 | 31.118 | 31.0946 | 31.0713
[8 empty] | Large DW - Class 3 | Advanced | 47.8825 | 52.0857 | 42.5009 | 36.8845 | 31.6173 | 30.11 | 28.6911 | 27.3528 | 26.0886 | 24.8924 | 24.4057 | 24.2106 | 24.0156 | 23.8206 | 23.6255 | 23.4305 | 23.2355 | 23.0404 | 22.8454 | 22.6504 | 22.4553 | 22.2603 | 22.0653 | 21.8703 | 21.6752 | 21.4802 | 21.2852 | 21.0901 | 20.8951 | 20.837
[8 empty] | Large DW - Class 3 | Moderate | 47.8825 | 56.4245 | 49.2556 | 43.9792 | 39.0309 | 37.1337 | 35.3475 | 33.6629 | 32.0714 | 30.5657 | 29.9304 | 29.6801 | 29.4298 | 29.1795 | 28.9292 | 28.679 | 28.4287 | 28.1784 | 27.9281 | 27.6778 | 27.4276 | 27.1773 | 26.927 | 26.6767 | 26.4264 | 26.1762 | 25.9259 | 25.6756 | 25.4253 | 25.3559
[8 empty] | Large DW - Class 3 | Conservative | 47.8825 | 57.182 | 50.5354 | 47.883 | 45.3955 | 43.0581 | 40.8575 | 38.7821 | 36.8215 | 34.9663 | 34.4882 | 34.1924 | 33.8965 | 33.6006 | 33.3048 | 33.0089 | 32.7131 | 32.4172 | 32.1214 | 31.8255 | 31.5296 | 31.2338 | 30.9379 | 30.6421 | 30.3462 | 30.0504 | 29.7545 | 29.4586 | 29.1628 | 29.0839
[8 empty] | Residential DW - Class 4 | Advanced | 133.4328 | 148.1408 | 118.6071 | 92.3001 | 81.7896 | 71.184 | 62.212 | 56.251 | 50.5001 | 44.9266 | 42.3965 | 41.3134 | 40.228 | 39.1404 | 38.0504 | 36.958 | 35.8631 | 34.7655 | 33.6652 | 32.562 | 31.81 | 31.0563 | 30.3007 | 29.5433 | 28.7839 | 28.0225 | 27.259 | 26.5924 | 26.3822 | 26.172
[8 empty] | Residential DW - Class 4 | Moderate | 133.4328 | 162.0191 | 140.2933 | 127.9338 | 116.264 | 105.2277 | 94.7747 | 84.86 | 75.4429 | 66.4155 | 62.3844 | 60.6684 | 58.9489 | 57.2258 | 55.4989 | 53.7682 | 52.0333 | 50.2943 | 48.5509 | 46.8029 | 45.6168 | 44.4279 | 43.2361 | 42.0413 | 40.8433 | 39.6422 | 38.4376 | 37.3883 | 37.069 | 36.7497
[8 empty] | Residential DW - Class 4 | Conservative | 133.4328 | 164.442 | 144.4022 | 134.2218 | 124.6095 | 115.519 | 106.9089 | 98.7422 | 90.9855 | 83.6065 | 78.3747 | 76.1524 | 73.9257 | 71.6942 | 69.4578 | 67.2163 | 64.9695 | 62.7173 | 60.4594 | 58.1956 | 56.6622 | 55.1251 | 53.5843 | 52.0397 | 50.4909 | 48.9379 | 47.3805 | 46.0249 | 45.6184 | 45.2119
[8 empty] | Commercial DW - Class 4 | Advanced | 92.3734 | 101.6114 | 81.3701 | 69.2093 | 60.2292 | 52.8304 | 46.6145 | 42.602 | 38.7748 | 35.1092 | 33.1574 | 32.307 | 31.4548 | 30.6008 | 29.745 | 28.8872 | 28.0274 | 27.1655 | 26.3015 | 25.4352 | 24.8411 | 24.2457 | 23.6488 | 23.0503 | 22.4503 | 21.8487 | 21.2454 | 20.8217 | 20.6355 | 20.4494
[8 empty] | Commercial DW - Class 4 | Moderate | 92.3734 | 110.8874 | 95.7913 | 87.4986 | 79.7408 | 72.4676 | 65.6351 | 59.2044 | 53.141 | 49.7764 | 48.2474 | 46.7184 | 45.1893 | 43.6603 | 42.1313 | 40.6022 | 39.0732 | 37.5442 | 36.0152 | 34.3867 | 33.8701 | 33.3534 | 32.8368 | 32.3201 | 31.8035 | 31.2868 | 30.7702 | 30.2535 | 29.7369 | 29.2202
[8 empty] | Commercial DW - Class 4 | Conservative | 92.3734 | 112.5068 | 102.5268 | 95.6969 | 89.3075 | 83.3173 | 77.8894 | 72.3936 | 66.6522 | 62.3555 | 60.3752 | 58.3948 | 56.4144 | 54.434 | 52.4536 | 50.4732 | 48.4929 | 46.5125 | 44.5321 | 42.4225 | 41.7582 | 41.0939 | 40.4296 | 39.7653 | 39.1011 | 38.4368 | 37.7725 | 37.1082 | 36.4439 | 35.7796
[8 empty] | Midsize DW - Class 4 | Advanced | 68.776 | 73.9511 | 60.7696 | 55.3391 | 49.4148 | 43.986 | 38.993 | 34.3853 | 30.12 | 28.1532 | 26.9223 | 26.5208 | 26.1186 | 25.7159 | 25.3126 | 24.9087 | 24.5041 | 24.0988 | 23.6928 | 23.2862 | 23.0842 | 22.8822 | 22.6802 | 22.4782 | 22.2762 | 22.0742 | 21.8721 | 21.5581 | 21.339 | 21.12
[8 empty] | Midsize DW - Class 4 | Moderate | 68.776 | 80.3477 | 68.8243 | 62.7472 | 57.2004 | 52.1175 | 47.4426 | 43.1285 | 39.135 | 36.6394 | 36.1184 | 35.5973 | 35.0763 | 34.5552 | 34.0341 | 33.5131 | 32.992 | 32.4709 | 31.9499 | 31.4288 | 30.9077 | 30.3867 | 29.8656 | 29.3445 | 28.8235 | 28.3024 | 27.7813 | 27.7575 | 27.7336 | 27.7097
[8 empty] | Midsize DW - Class 4 | Conservative | 68.776 | 81.4644 | 70.6825 | 65.4975 | 60.7651 | 56.4284 | 52.4399 | 48.7592 | 45.3519 | 42.4388 | 41.8183 | 41.1978 | 40.5773 | 39.9568 | 39.3363 | 38.7158 | 38.0953 | 37.4748 | 36.8543 | 36.2338 | 35.6133 | 34.9928 | 34.3723 | 33.7518 | 33.1313 | 32.5108 | 31.8903 | 31.8664 | 31.8425 | 31.8186
[8 empty] | Large DW - Class 4 | Advanced | 49.5077 | 53.7651 | 43.8041 | 37.9611 | 32.4965 | 30.9085 | 29.417 | 28.0137 | 26.6908 | 25.4417 | 24.9442 | 24.7449 | 24.5456 | 24.3462 | 24.1469 | 23.9476 | 23.7482 | 23.5489 | 23.3495 | 23.1502 | 22.9509 | 22.7515 | 22.5522 | 22.3529 | 22.1535 | 21.9542 | 21.7549 | 21.5555 | 21.3562 | 21.2969
[8 empty] | Large DW - Class 4 | Moderate | 49.5077 | 58.2438 | 50.7659 | 45.2629 | 40.1164 | 38.1183 | 36.2419 | 34.4762 | 32.8118 | 31.2402 | 30.5908 | 30.335 | 30.0792 | 29.8234 | 29.5676 | 29.3118 | 29.056 | 28.8002 | 28.5444 | 28.2886 | 28.0328 | 27.777 | 27.5212 | 27.2654 | 27.0096 | 26.7538 | 26.498 | 26.2422 | 25.9864 | 25.9154
[8 empty] | Large DW - Class 4 | Conservative | 49.5077 | 59.0257 | 52.0849 | 49.2806 | 46.658 | 44.1999 | 41.8913 | 39.7191 | 37.6714 | 35.7379 | 35.2493 | 34.9469 | 34.6445 | 34.3421 | 34.0397 | 33.7373 | 33.435 | 33.1326 | 32.8302 | 32.5278 | 32.2254 | 31.923 | 31.6206 | 31.3183 | 31.0159 | 30.7135 | 30.4111 | 30.1087 | 29.8063 | 29.7257
[8 empty] | Residential DW - Class 5 | Advanced | 139.2694 | 154.407 | 123.4635 | 95.9619 | 84.9363 | 73.8422 | 64.4686 | 58.2344 | 52.2323 | 46.4267 | 43.8121 | 42.6928 | 41.5712 | 40.4473 | 39.3209 | 38.192 | 37.0605 | 35.9263 | 34.7892 | 33.6492 | 32.8721 | 32.0932 | 31.3124 | 30.5297 | 29.745 | 28.9581 | 28.1691 | 27.4803 | 27.2631 | 27.0458
[8 empty] | Residential DW - Class 5 | Moderate | 139.2694 | 168.8724 | 146.0376 | 133.0092 | 120.737 | 109.1571 | 98.2124 | 87.8521 | 78.0306 | 68.633 | 64.4673 | 62.6941 | 60.9172 | 59.1365 | 57.352 | 55.5634 | 53.7706 | 51.9735 | 50.1719 | 48.3656 | 47.1399 | 45.9113 | 44.6797 | 43.445 | 42.2071 | 40.9658 | 39.721 | 38.6366 | 38.3067 | 37.9767
[8 empty] | Residential DW - Class 5 | Conservative | 139.2694 | 171.3977 | 150.3148 | 139.5467 | 129.4036 | 119.8326 | 110.7867 | 102.2238 | 94.1063 | 86.3981 | 80.9915 | 78.6951 | 76.394 | 74.088 | 71.7769 | 69.4605 | 67.1388 | 64.8114 | 62.4781 | 60.1387 | 58.5541 | 56.9657 | 55.3735 | 53.7772 | 52.1767 | 50.5719 | 48.9625 | 47.5616 | 47.1415 | 46.7215
[8 empty] | Commercial DW - Class 5 | Advanced | 96.8056 | 106.2674 | 84.9357 | 72.1133 | 62.6518 | 54.8697 | 48.343 | 44.121 | 40.1053 | 36.2697 | 34.2533 | 33.3748 | 32.4945 | 31.6122 | 30.7281 | 29.842 | 28.9538 | 28.0634 | 27.1708 | 26.2759 | 25.6622 | 25.047 | 24.4304 | 23.8122 | 23.1924 | 22.5708 | 21.9476 | 21.5099 | 21.3176 | 21.1252
[8 empty] | Commercial DW - Class 5 | Moderate | 96.8056 | 115.9685 | 99.9889 | 90.7304 | 82.0989 | 74.0328 | 66.4782 | 59.3881 | 52.7208 | 46.4396 | 45.8385 | 44.528 | 43.2175 | 41.9071 | 40.5966 | 39.2861 | 37.9756 | 37.3373 | 36.0458 | 34.7509 | 34.2171 | 33.6834 | 33.1497 | 32.616 | 32.0822 | 31.5485 | 31.0148 | 30.4811 | 29.9473 | 29.4136
[8 empty] | Commercial DW - Class 5 | Conservative | 96.8056 | 117.6621 | 107.0196 | 99.7122 | 92.0505 | 84.8906 | 78.1847 | 71.8912 | 65.9729 | 61.1237 | 59.9508 | 58.778 | 57.6051 | 56.4323 | 55.2594 | 54.0866 | 52.9137 | 51.7409 | 50.568 | 49.3952 | 48.2223 | 47.0495 | 45.8766 | 44.7038 | 43.5309 | 42.3581 | 41.1852 | 40.0124 | 38.8395 | 37.6667
[8 empty] | Midsize DW - Class 5 | Advanced | 72.2546 | 77.4677 | 63.4939 | 57.6837 | 51.398 | 45.6615 | 40.4054 | 35.5717 | 31.1114 | 29.0386 | 27.769 | 27.3548 | 26.94 | 26.5246 | 26.1086 | 25.692 | 25.2746 | 24.8566 | 24.4379 | 24.0184 | 23.8101 | 23.6018 | 23.3934 | 23.1851 | 22.9767 | 22.7683 | 22.5599 | 22.236 | 22.0101 | 21.7841
[8 empty] | Midsize DW - Class 5 | Moderate | 72.2546 | 84.1684 | 71.9098 | 65.4057 | 59.496 | 54.1028 | 49.1611 | 44.6166 | 40.4231 | 37.7916 | 37.2542 | 36.7167 | 36.1793 | 35.6418 | 35.1044 | 34.5669 | 34.0295 | 33.492 | 32.9546 | 32.4171 | 31.8797 | 31.3422 | 30.8048 | 30.2673 | 29.7299 | 29.1924 | 28.655 | 28.6303 | 28.6057 | 28.5811
[8 empty] | Midsize DW - Class 5 | Conservative | 72.2546 | 85.3382 | 73.8513 | 68.2726 | 63.2038 | 58.5779 | 54.3394 | 50.4415 | 46.8447 | 43.7734 | 43.1333 | 42.4933 | 41.8533 | 41.2133 | 40.5733 | 39.9333 | 39.2933 | 38.6532 | 38.0132 | 37.3732 | 36.7332 | 36.0932 | 35.4532 | 34.8132 | 34.1732 | 33.5331 | 32.8931 | 32.8685 | 32.8439 | 32.8192
[8 empty] | Large DW - Class 5 | Advanced | 51.6851 | 56.0109 | 45.544 | 39.3965 | 33.6676 | 31.9711 | 30.3827 | 28.8925 | 27.4915 | 26.1721 | 25.6604 | 25.4553 | 25.2503 | 25.0452 | 24.8401 | 24.6351 | 24.43 | 24.225 | 24.0199 | 23.8148 | 23.6098 | 23.4047 | 23.1997 | 22.9946 | 22.7896 | 22.5845 | 22.3794 | 22.1744 | 21.9693 | 21.9083
[8 empty] | Large DW - Class 5 | Moderate | 51.6851 | 60.6767 | 52.7823 | 46.9745 | 41.5621 | 39.4288 | 37.4316 | 35.5577 | 33.7961 | 32.1371 | 31.4691 | 31.2059 | 30.9428 | 30.6796 | 30.4165 | 30.1534 | 29.8902 | 29.6271 | 29.3639 | 29.1008 | 28.8376 | 28.5745 | 28.3113 | 28.0482 | 27.785 | 27.5219 | 27.2588 | 26.9956 | 26.7325 | 26.6594
[8 empty] | Large DW - Class 5 | Conservative | 51.6851 | 61.4912 | 54.1537 | 51.1441 | 48.3394 | 45.7194 | 43.2665 | 40.9651 | 38.8016 | 36.764 | 36.2613 | 35.9502 | 35.6391 | 35.3281 | 35.017 | 34.7059 | 34.3949 | 34.0838 | 33.7727 | 33.4617 | 33.1506 | 32.8395 | 32.5285 | 32.2174 | 31.9063 | 31.5953 | 31.2842 | 30.9731 | 30.6621 | 30.5791
[8 empty] | Residential DW - Class 6 | Advanced | 149.1958 | 165.0429 | 131.692 | 102.1567 | 90.2525 | 78.3277 | 68.2726 | 61.575 | 55.1476 | 48.9498 | 46.1931 | 45.013 | 43.8304 | 42.6454 | 41.4578 | 40.2676 | 39.0746 | 37.8787 | 36.6798 | 35.4779 | 34.6586 | 33.8373 | 33.0141 | 32.1888 | 31.3615 | 30.5319 | 29.7 | 28.9738 | 28.7447 | 28.5157
[8 empty] | Residential DW - Class 6 | Moderate | 149.1958 | 180.5048 | 155.7707 | 141.5956 | 128.2941 | 115.7878 | 104.0075 | 92.8917 | 82.3858 | 72.3629 | 67.9708 | 66.1012 | 64.2278 | 62.3503 | 60.4688 | 58.583 | 56.6928 | 54.7981 | 52.8985 | 50.9941 | 49.7017 | 48.4063 | 47.1078 | 45.806 | 44.5008 | 43.1921 | 41.8797 | 40.7363 | 40.3885 | 40.0406
[8 empty] | Residential DW - Class 6 | Conservative | 149.1958 | 183.204 | 160.333 | 148.5551 | 137.5031 | 127.1118 | 117.3238 | 108.0879 | 99.3587 | 91.0934 | 85.393 | 82.9718 | 80.5456 | 78.1143 | 75.6776 | 73.2354 | 70.7875 | 68.3336 | 65.8735 | 63.407 | 61.7362 | 60.0615 | 58.3828 | 56.6997 | 55.0123 | 53.3203 | 51.6234 | 50.1464 | 49.7035 | 49.2606
[8 empty] | Commercial DW - Class 6 | Advanced | 104.2436 | 114.0648 | 90.8971 | 76.9621 | 66.6932 | 58.2696 | 51.2239 | 46.6526 | 42.3234 | 38.205 | 36.081 | 35.1556 | 34.2283 | 33.299 | 32.3677 | 31.4343 | 30.4987 | 29.5608 | 28.6206 | 27.6779 | 27.0315 | 26.3835 | 25.734 | 25.0828 | 24.4299 | 23.7752 | 23.1186 | 22.6576 | 22.455 | 22.2525
[8 empty] | Commercial DW - Class 6 | Moderate | 104.2436 | 124.4777 | 107.0068 | 96.831 | 87.3948 | 78.6201 | 70.4399 | 62.7957 | 55.6365 | 48.9175 | 48.2844 | 46.904 | 45.5236 | 44.1432 | 42.7627 | 41.3823 | 40.0019 | 39.3296 | 37.9691 | 36.6051 | 36.0429 | 35.4807 | 34.9185 | 34.3563 | 33.7941 | 33.2319 | 32.6697 | 32.1075 | 31.5453 | 30.9831
[8 empty] | Commercial DW - Class 6 | Conservative | 104.2436 | 126.2956 | 114.5309 | 106.4168 | 97.9882 | 90.1507 | 82.844 | 76.0162 | 69.6215 | 64.3852 | 63.1497 | 61.9143 | 60.6789 | 59.4434 | 58.208 | 56.9726 | 55.7371 | 54.5017 | 53.2663 | 52.0308 | 50.7954 | 49.56 | 48.3246 | 47.0891 | 45.8537 | 44.6183 | 43.3828 | 42.1474 | 40.912 | 39.6765
[8 empty] | Midsize DW - Class 6 | Advanced | 78.1599 | 83.4089 | 68.0783 | 61.6164 | 54.7153 | 48.4582 | 42.7589 | 37.546 | 32.7598 | 30.5097 | 29.1758 | 28.7406 | 28.3048 | 27.8684 | 27.4313 | 26.9935 | 26.5551 | 26.1159 | 25.6759 | 25.2352 | 25.0164 | 24.7975 | 24.5786 | 24.3597 | 24.1407 | 23.9218 | 23.7028 | 23.3625 | 23.1251 | 22.8877
[8 empty] | Midsize DW - Class 6 | Moderate | 78.1599 | 90.6235 | 77.1019 | 69.8648 | 63.336 | 57.4164 | 52.0246 | 47.0929 | 42.5649 | 39.7062 | 39.1415 | 38.5768 | 38.0122 | 37.4475 | 36.8828 | 36.3181 | 35.7534 | 35.1888 | 34.6241 | 34.0594 | 33.4947 | 32.93 | 32.3654 | 31.8007 | 31.236 | 30.6713 | 30.1067 | 30.0808 | 30.0549 | 30.029
[8 empty] | Midsize DW - Class 6 | Conservative | 78.1599 | 91.883 | 79.1835 | 72.9271 | 67.2831 | 62.1657 | 57.5045 | 53.2411 | 49.3267 | 45.991 | 45.3185 | 44.6461 | 43.9736 | 43.3012 | 42.6288 | 41.9563 | 41.2839 | 40.6115 | 39.939 | 39.2666 | 38.5941 | 37.9217 | 37.2493 | 36.5768 | 35.9044 | 35.232 | 34.5595 | 34.5336 | 34.5078 | 34.4819
[8 empty] | Large DW - Class 6 | Advanced | 55.3405 | 59.7715 | 48.4516 | 41.7915 | 35.6192 | 33.7404 | 31.9898 | 30.3547 | 28.824 | 27.3882 | 26.8526 | 26.638 | 26.4235 | 26.2089 | 25.9943 | 25.7797 | 25.5651 | 25.3505 | 25.1359 | 24.9214 | 24.7068 | 24.4922 | 24.2776 | 24.063 | 23.8484 | 23.6338 | 23.4192 | 23.2047 | 22.9901 | 22.9262
[8 empty] | Large DW - Class 6 | Moderate | 55.3405 | 64.7505 | 56.1519 | 49.8301 | 43.9713 | 41.6108 | 39.4115 | 37.3572 | 35.4342 | 33.6302 | 32.9312 | 32.6559 | 32.3805 | 32.1051 | 31.8297 | 31.5544 | 31.279 | 31.0036 | 30.7283 | 30.4529 | 30.1775 | 29.9021 | 29.6268 | 29.3514 | 29.076 | 28.8006 | 28.5253 | 28.2499 | 27.9745 | 27.8981
[8 empty] | Large DW - Class 6 | Conservative | 55.3405 | 65.6198 | 57.611 | 54.2533 | 51.1415 | 48.2496 | 45.555 | 43.0383 | 40.6823 | 38.4721 | 37.9461 | 37.6206 | 37.295 | 36.9695 | 36.644 | 36.3185 | 35.9929 | 35.6674 | 35.3419 | 35.0164 | 34.6909 | 34.3653 | 34.0398 | 33.7143 | 33.3888 | 33.0633 | 32.7377 | 32.4122 | 32.0867 | 31.9999
[8 empty] | Residential DW - Class 7 | Advanced | 165.7352 | 182.755 | 145.3921 | 112.4715 | 99.1076 | 85.8035 | 74.6177 | 67.1527 | 60.0209 | 53.1732 | 50.1787 | 48.8967 | 47.6121 | 46.3249 | 45.0348 | 43.7419 | 42.4459 | 41.1469 | 39.8446 | 38.539 | 37.6489 | 36.7568 | 35.8626 | 34.9661 | 34.0674 | 33.1662 | 32.2625 | 31.4736 | 31.2248 | 30.976
[8 empty] | Residential DW - Class 7 | Moderate | 165.7352 | 199.8761 | 171.9756 | 155.8926 | 140.8816 | 126.8389 | 113.6737 | 101.3062 | 89.6662 | 78.6065 | 73.8354 | 71.8045 | 69.7694 | 67.73 | 65.6861 | 63.6376 | 61.5844 | 59.5261 | 57.4627 | 55.3939 | 53.99 | 52.5829 | 51.1723 | 49.7582 | 48.3404 | 46.9188 | 45.4931 | 44.2511 | 43.8732 | 43.4954
[8 empty] | Residential DW - Class 7 | Conservative | 165.7352 | 202.8651 | 177.0125 | 163.5548 | 150.9942 | 139.2437 | 128.2275 | 117.8789 | 108.1389 | 98.953 | 92.7608 | 90.1307 | 87.4952 | 84.8541 | 82.2072 | 79.5542 | 76.8951 | 74.2295 | 71.5571 | 68.8778 | 67.0629 | 65.2437 | 63.4201 | 61.5919 | 59.7588 | 57.9208 | 56.0775 | 54.4731 | 53.9919 | 53.5108
[8 empty] | Commercial DW - Class 7 | Advanced | 116.7715 | 127.1535 | 100.8765 | 85.0617 | 73.4331 | 63.9332 | 56.0196 | 50.8654 | 46.0144 | 41.4266 | 39.1236 | 38.1201 | 37.1146 | 36.107 | 35.0971 | 34.085 | 33.0705 | 32.0535 | 31.034 | 30.0119 | 29.3109 | 28.6083 | 27.904 | 27.1979 | 26.4899 | 25.78 | 25.0681 | 24.5682 | 24.3486 | 24.1289
[8 empty] | Commercial DW - Class 7 | Moderate | 116.7715 | 138.7613 | 118.7548 | 107.0217 | 96.2267 | 86.2618 | 77.0346 | 68.4663 | 60.4886 | 53.0425 | 52.356 | 50.8592 | 49.3623 | 47.8655 | 46.3687 | 44.8719 | 43.3751 | 42.6461 | 41.1709 | 39.6918 | 39.0822 | 38.4726 | 37.863 | 37.2534 | 36.6438 | 36.0342 | 35.4246 | 34.8149 | 34.2053 | 33.5957
[8 empty] | Commercial DW - Class 7 | Conservative | 116.7715 | 140.7877 | 127.1051 | 117.6162 | 107.8908 | 98.9131 | 90.6001 | 82.8806 | 75.6933 | 69.8144 | 68.4748 | 67.1352 | 65.7956 | 64.456 | 63.1164 | 61.7768 | 60.4372 | 59.0976 | 57.758 | 56.4183 | 55.0787 | 53.7391 | 52.3995 | 51.0599 | 49.7203 | 48.3807 | 47.0411 | 45.7015 | 44.3619 | 43.0223
[8 empty] | Midsize DW - Class 7 | Advanced | 88.0387 | 93.3028 | 75.6882 | 68.1302 | 60.2033 | 53.0829 | 46.6519 | 40.8147 | 35.4927 | 32.9533 | 31.5126 | 31.0426 | 30.5719 | 30.1005 | 29.6284 | 29.1556 | 28.682 | 28.2076 | 27.7325 | 27.2564 | 27.02 | 26.7836 | 26.5472 | 26.3107 | 26.0743 | 25.8378 | 25.6013 | 25.2338 | 24.9773 | 24.7209
[8 empty] | Midsize DW - Class 7 | Moderate | 88.0387 | 101.3732 | 85.7204 | 77.2506 | 69.6887 | 62.8961 | 56.7612 | 51.1927 | 46.1158 | 42.8865 | 42.2766 | 41.6666 | 41.0567 | 40.4468 | 39.8369 | 39.227 | 38.6171 | 38.0072 | 37.3973 | 36.7874 | 36.1775 | 35.5676 | 34.9577 | 34.3478 | 33.7379 | 33.128 | 32.5181 | 32.4901 | 32.4621 | 32.4342
[8 empty] | Midsize DW - Class 7 | Conservative | 88.0387 | 102.7821 | 88.0347 | 80.6367 | 74.0317 | 68.0986 | 62.74 | 57.8762 | 53.4417 | 49.6746 | 48.9483 | 48.222 | 47.4957 | 46.7694 | 46.0431 | 45.3168 | 44.5905 | 43.8642 | 43.1379 | 42.4116 | 41.6853 | 40.959 | 40.2328 | 39.5065 | 38.7802 | 38.0539 | 37.3276 | 37.2996 | 37.2717 | 37.2437
[8 empty] | Large DW - Class 7 | Advanced | 61.4841 | 66.0661 | 53.3021 | 45.7762 | 38.8595 | 36.6736 | 34.6513 | 32.775 | 31.0294 | 29.4013 | 28.8264 | 28.5961 | 28.3657 | 28.1353 | 27.905 | 27.6746 | 27.4443 | 27.2139 | 26.9835 | 26.7532 | 26.5228 | 26.2925 | 26.0621 | 25.8317 | 25.6014 | 25.371 | 25.1407 | 24.9103 | 24.68 | 24.6114
[8 empty] | Large DW - Class 7 | Moderate | 61.4841 | 71.5695 | 61.7733 | 54.5813 | 47.9714 | 45.2282 | 42.6905 | 40.3359 | 38.1453 | 36.1022 | 35.3518 | 35.0562 | 34.7606 | 34.465 | 34.1694 | 33.8738 | 33.5781 | 33.2825 | 32.9869 | 32.6913 | 32.3957 | 32.1001 | 31.8045 | 31.5089 | 31.2132 | 30.9176 | 30.622 | 30.3264 | 30.0308 | 29.9487
[8 empty] | Large DW - Class 7 | Conservative | 61.4841 | 72.5303 | 63.3784 | 59.4262 | 55.7939 | 52.4441 | 49.3452 | 46.4699 | 43.7949 | 41.3 | 40.7353 | 40.3858 | 40.0364 | 39.6869 | 39.3375 | 38.988 | 38.6386 | 38.2891 | 37.9397 | 37.5903 | 37.2408 | 36.8914 | 36.5419 | 36.1925 | 35.843 | 35.4936 | 35.1441 | 34.7947 | 34.4452 | 34.352
[8 empty] | Residential DW - Class 8 | Advanced | 191.5699 | 210.3618 | 166.7093 | 128.5005 | 112.8551 | 97.4022 | 84.4585 | 75.8024 | 67.579 | 59.7253 | 56.3618 | 54.9219 | 53.479 | 52.0331 | 50.5841 | 49.1318 | 47.6762 | 46.2171 | 44.7543 | 43.2878 | 42.2881 | 41.2861 | 40.2816 | 39.2747 | 38.2652 | 37.253 | 36.238 | 35.3519 | 35.0724 | 34.7929
[8 empty] | Residential DW - Class 8 | Moderate | 191.5699 | 230.0692 | 197.1906 | 178.1098 | 160.4236 | 143.9846 | 128.6653 | 114.355 | 100.9573 | 88.2925 | 82.9336 | 80.6524 | 78.3665 | 76.0758 | 73.7801 | 71.4792 | 69.1729 | 66.861 | 64.5433 | 62.2196 | 60.6428 | 59.0622 | 57.4778 | 55.8895 | 54.297 | 52.7001 | 51.0988 | 49.7038 | 49.2794 | 48.8549
[8 empty] | Residential DW - Class 8 | Conservative | 191.5699 | 233.5097 | 202.9659 | 186.864 | 171.9389 | 158.0663 | 145.1386 | 133.0624 | 121.7563 | 111.1462 | 104.191 | 101.2368 | 98.2765 | 95.3099 | 92.3369 | 89.357 | 86.3702 | 83.3761 | 80.3745 | 77.3651 | 75.3265 | 73.2831 | 71.2348 | 69.1813 | 67.1224 | 65.0579 | 62.9875 | 61.1853 | 60.6449 | 60.1045
[8 empty] | Commercial DW - Class 8 | Advanced | 136.7109 | 147.8014 | 116.497 | 97.6527 | 83.8469 | 72.6372 | 63.3547 | 57.2821 | 51.6157 | 46.2998 | 43.7258 | 42.6043 | 41.4805 | 40.3544 | 39.2257 | 38.0945 | 36.9607 | 35.8241 | 34.6847 | 33.5423 | 32.7589 | 31.9736 | 31.1864 | 30.3973 | 29.606 | 28.8126 | 28.017 | 27.4583 | 27.2128 | 26.9673
[8 empty] | Commercial DW - Class 8 | Moderate | 136.7109 | 161.2941 | 137.1437 | 122.8632 | 109.873 | 98.0056 | 87.1215 | 77.1034 | 67.8518 | 59.2821 | 58.5148 | 56.8419 | 55.169 | 53.4961 | 51.8232 | 50.1503 | 48.4774 | 47.6627 | 46.014 | 44.3609 | 43.6796 | 42.9983 | 42.317 | 41.6356 | 40.9543 | 40.273 | 39.5917 | 38.9104 | 38.229 | 37.5477
[8 empty] | Commercial DW - Class 8 | Conservative | 136.7109 | 163.6496 | 146.7869 | 135.026 | 123.1911 | 112.3792 | 102.4632 | 93.3361 | 84.9074 | 78.027 | 76.5298 | 75.0326 | 73.5354 | 72.0382 | 70.541 | 69.0438 | 67.5466 | 66.0494 | 64.5522 | 63.055 | 61.5578 | 60.0607 | 58.5635 | 57.0663 | 55.5691 | 54.0719 | 52.5747 | 51.0775 | 49.5803 | 48.0831
[8 empty] | Midsize DW - Class 8 | Advanced | 103.7906 | 108.9556 | 87.6558 | 78.3291 | 68.7692 | 60.2865 | 52.7085 | 45.8978 | 39.7436 | 36.7573 | 35.1503 | 34.626 | 34.1009 | 33.5751 | 33.0486 | 32.5212 | 31.9929 | 31.4638 | 30.9338 | 30.4028 | 30.1391 | 29.8754 | 29.6117 | 29.3479 | 29.0842 | 28.8204 | 28.5566 | 28.1466 | 27.8606 | 27.5746
[8 empty] | Midsize DW - Class 8 | Moderate | 103.7906 | 118.3799 | 99.2743 | 88.8148 | 79.6042 | 71.4313 | 64.1302 | 57.5684 | 51.639 | 47.8371 | 47.1568 | 46.4765 | 45.7962 | 45.1158 | 44.4355 | 43.7552 | 43.0749 | 42.3946 | 41.7143 | 41.034 | 40.3537 | 39.6734 | 38.993 | 38.3127 | 37.6324 | 36.9521 | 36.2718 | 36.2406 | 36.2094 | 36.1783
[8 empty] | Midsize DW - Class 8 | Conservative | 103.7906 | 120.0252 | 101.9546 | 92.7078 | 84.5651 | 77.3399 | 70.8853 | 65.0843 | 59.8424 | 55.4088 | 54.5987 | 53.7885 | 52.9784 | 52.1683 | 51.3581 | 50.548 | 49.7379 | 48.9277 | 48.1176 | 47.3075 | 46.4973 | 45.6872 | 44.877 | 44.0669 | 43.2568 | 42.4466 | 41.6365 | 41.6053 | 41.5741 | 41.543
[8 empty] | Large DW - Class 8 | Advanced | 71.2069 | 75.9737 | 60.9037 | 52.0001 | 43.9082 | 41.2359 | 38.7869 | 36.5342 | 34.4552 | 32.5305 | 31.8945 | 31.6396 | 31.3847 | 31.1298 | 30.875 | 30.6201 | 30.3652 | 30.1103 | 29.8554 | 29.6006 | 29.3457 | 29.0908 | 28.8359 | 28.5811 | 28.3262 | 28.0713 | 27.8164 | 27.5616 | 27.3067 | 27.2308
[8 empty] | Large DW - Class 8 | Moderate | 71.2069 | 82.3024 | 70.583 | 62.0024 | 54.2038 | 50.8548 | 47.7855 | 44.9623 | 42.3567 | 39.9446 | 39.1144 | 38.7873 | 38.4602 | 38.1331 | 37.8061 | 37.479 | 37.1519 | 36.8248 | 36.4978 | 36.1707 | 35.8436 | 35.5165 | 35.1895 | 34.8624 | 34.5353 | 34.2082 | 33.8812 | 33.5541 | 33.227 | 33.1362
[8 empty] | Large DW - Class 8 | Conservative | 71.2069 | 83.4073 | 72.417 | 67.506 | 63.0426 | 58.9683 | 55.2344 | 51.7998 | 48.6301 | 45.6956 | 45.0708 | 44.6842 | 44.2975 | 43.9109 | 43.5242 | 43.1376 | 42.751 | 42.3643 | 41.9777 | 41.591 | 41.2044 | 40.8178 | 40.4311 | 40.0445 | 39.6578 | 39.2712 | 38.8846 | 38.4979 | 38.1113 | 38.0082
[8 empty] | Residential DW - Class 9 | Advanced | 229.9472 | 251.2764 | 198.2462 | 152.1825 | 133.1474 | 114.5128 | 98.9717 | 88.5586 | 78.7277 | 69.3939 | 65.4859 | 63.8128 | 62.1364 | 60.4564 | 58.7728 | 57.0855 | 55.3942 | 53.6989 | 51.9993 | 50.2954 | 49.1339 | 47.9696 | 46.8026 | 45.6327 | 44.4597 | 43.2836 | 42.1043 | 41.0748 | 40.7501 | 40.4254
[8 empty] | Residential DW - Class 9 | Moderate | 229.9472 | 274.8169 | 234.4936 | 210.9345 | 189.2692 | 169.2784 | 150.775 | 133.599 | 117.6125 | 102.5856 | 96.3592 | 93.7087 | 91.0528 | 88.3912 | 85.7239 | 83.0505 | 80.3709 | 77.6847 | 74.9918 | 72.292 | 70.4599 | 68.6234 | 66.7826 | 64.9371 | 63.0868 | 61.2315 | 59.3709 | 57.75 | 57.2569 | 56.7637
[8 empty] | Residential DW - Class 9 | Conservative | 229.9472 | 278.9265 | 241.3616 | 221.302 | 202.8551 | 185.8338 | 170.079 | 155.4545 | 141.8427 | 129.139 | 121.0578 | 117.6254 | 114.1859 | 110.7391 | 107.2847 | 103.8225 | 100.3522 | 96.8734 | 93.3859 | 89.8892 | 87.5206 | 85.1465 | 82.7666 | 80.3806 | 77.9884 | 75.5897 | 73.1842 | 71.0903 | 70.4624 | 69.8345
[8 empty] | Commercial DW - Class 9 | Advanced | 167.6574 | 179.8482 | 140.7699 | 117.2605 | 100.1125 | 86.2819 | 74.9022 | 67.4312 | 60.5202 | 54.0887 | 51.0818 | 49.7716 | 48.4588 | 47.1432 | 45.8246 | 44.5032 | 43.1786 | 41.8508 | 40.5196 | 39.1851 | 38.2699 | 37.3525 | 36.4329 | 35.511 | 34.5866 | 33.6598 | 32.7303 | 32.0776 | 31.7908 | 31.504
[8 empty] | Commercial DW - Class 9 | Moderate | 167.6574 | 196.2664 | 165.7185 | 147.5332 | 131.1875 | 116.4156 | 103.0009 | 90.7643 | 79.5573 | 69.2551 | 68.3587 | 66.4044 | 64.4501 | 62.4957 | 60.5414 | 58.5871 | 56.6328 | 55.6809 | 53.7549 | 51.8237 | 51.0278 | 50.2319 | 49.4359 | 48.64 | 47.844 | 47.0481 | 46.2522 | 45.4562 | 44.6603 | 43.8643
[8 empty] | Commercial DW - Class 9 | Conservative | 167.6574 | 199.1327 | 177.3709 | 162.1381 | 147.0892 | 133.4893 | 121.1388 | 109.873 | 99.5551 | 91.1534 | 89.4043 | 87.6553 | 85.9062 | 84.1571 | 82.4081 | 80.659 | 78.9099 | 77.1609 | 75.4118 | 73.6627 | 71.9137 | 70.1646 | 68.4156 | 66.6665 | 64.9174 | 63.1684 | 61.4193 | 59.6702 | 57.9212 | 56.1721
[8 empty] | Midsize DW - Class 9 | Advanced | 128.0428 | 132.8509 | 105.8157 | 93.7419 | 81.6811 | 71.1302 | 61.8226 | 53.5505 | 46.1504 | 42.4998 | 40.6417 | 40.0354 | 39.4284 | 38.8205 | 38.2116 | 37.6018 | 36.9911 | 36.3793 | 35.7664 | 35.1525 | 34.8476 | 34.5427 | 34.2378 | 33.9329 | 33.6279 | 33.3229 | 33.0179 | 32.5439 | 32.2132 | 31.8825
[8 empty] | Midsize DW - Class 9 | Moderate | 128.0428 | 144.3421 | 119.8412 | 106.2909 | 94.5504 | 84.2798 | 75.2193 | 67.167 | 59.9634 | 55.3105 | 54.5239 | 53.7373 | 52.9507 | 52.1641 | 51.3775 | 50.5909 | 49.8043 | 49.0177 | 48.2311 | 47.4446 | 46.658 | 45.8714 | 45.0848 | 44.2982 | 43.5116 | 42.725 | 41.9384 | 41.9023 | 41.8663 | 41.8302
[8 empty] | Midsize DW - Class 9 | Conservative | 128.0428 | 146.3482 | 123.0767 | 110.9499 | 100.4427 | 91.2511 | 83.1424 | 75.9359 | 69.4891 | 64.0651 | 63.1284 | 62.1917 | 61.255 | 60.3183 | 59.3816 | 58.4449 | 57.5082 | 56.5715 | 55.6348 | 54.6981 | 53.7614 | 52.8247 | 51.888 | 50.9513 | 50.0146 | 49.0779 | 48.1412 | 48.1051 | 48.0691 | 48.033
[8 empty] | Large DW - Class 9 | Advanced | 86.1153 | 91.0588 | 72.4142 | 61.385 | 51.4973 | 48.0793 | 44.9818 | 42.1618 | 39.5836 | 37.2175 | 36.4897 | 36.1981 | 35.9065 | 35.6149 | 35.3234 | 35.0318 | 34.7402 | 34.4486 | 34.157 | 33.8654 | 33.5738 | 33.2822 | 32.9906 | 32.699 | 32.4074 | 32.1158 | 31.8242 | 31.5326 | 31.241 | 31.1542
[8 empty] | Large DW - Class 9 | Moderate | 86.1153 | 98.6441 | 83.9229 | 73.1924 | 63.5725 | 59.2945 | 55.4176 | 51.8881 | 48.6613 | 45.6998 | 44.7499 | 44.3757 | 44.0015 | 43.6273 | 43.2531 | 42.8789 | 42.5047 | 42.1305 | 41.7563 | 41.3821 | 41.0079 | 40.6337 | 40.2595 | 39.8853 | 39.5111 | 39.1369 | 38.7627 | 38.3885 | 38.0143 | 37.9104
[8 empty] | Large DW - Class 9 | Conservative | 86.1153 | 99.9684 | 86.1035 | 79.6893 | 73.939 | 68.7545 | 64.0563 | 59.7789 | 55.8684 | 52.2794 | 51.5645 | 51.1222 | 50.6798 | 50.2375 | 49.7951 | 49.3528 | 48.9104 | 48.4681 | 48.0257 | 47.5834 | 47.141 | 46.6987 | 46.2563 | 45.814 | 45.3717 | 44.9293 | 44.487 | 44.0446 | 43.6023 | 43.4843
[8 empty] | Residential DW - Class 10 | Advanced | 246.7581 | 280.6892 | 230.049 | 183.1092 | 165.8305 | 147.3968 | 131.4669 | 121.2339 | 110.9346 | 100.5317 | 94.8702 | 92.4464 | 90.0177 | 87.584 | 85.1449 | 82.7004 | 80.2503 | 77.7942 | 75.3321 | 72.8636 | 71.1808 | 69.4942 | 67.8035 | 66.1086 | 64.4093 | 62.7055 | 60.997 | 59.5055 | 59.0351 | 58.5647
[8 empty] | Residential DW - Class 10 | Moderate | 246.7581 | 306.9852 | 272.1114 | 253.8009 | 235.7283 | 217.8891 | 200.2787 | 182.8927 | 165.7269 | 148.617 | 139.5967 | 135.7569 | 131.9092 | 128.0535 | 124.1892 | 120.3163 | 116.4342 | 112.5428 | 108.6416 | 104.7303 | 102.076 | 99.4156 | 96.7487 | 94.0752 | 91.3946 | 88.7068 | 86.0113 | 83.6632 | 82.9488 | 82.2343
[8 empty] | Residential DW - Class 10 | Conservative | 246.7581 | 311.5759 | 280.0811 | 266.2754 | 252.6491 | 239.1987 | 225.9208 | 212.8121 | 199.8695 | 187.0852 | 175.3779 | 170.4053 | 165.4225 | 160.429 | 155.4247 | 150.4089 | 145.3814 | 140.3417 | 135.2892 | 130.2236 | 126.7922 | 123.3528 | 119.905 | 116.4484 | 112.9828 | 109.5077 | 106.0228 | 102.9893 | 102.0797 | 101.17
[8 empty] | Commercial DW - Class 10 | Advanced | 279.3349 | 294.206 | 226.6281 | 186.1428 | 156.951 | 133.769 | 114.9692 | 102.5695 | 91.3041 | 80.9921 | 76.4895 | 74.5277 | 72.5618 | 70.5918 | 68.6175 | 66.6387 | 64.6553 | 62.667 | 60.6738 | 58.6754 | 57.305 | 55.9314 | 54.5544 | 53.1739 | 51.7898 | 50.4019 | 49.0101 | 48.0327 | 47.6033 | 47.1738
[8 empty] | Commercial DW - Class 10 | Moderate | 279.3349 | 321.064 | 266.7933 | 234.1986 | 205.6685 | 180.4875 | 158.0985 | 138.0615 | 120.0244 | 103.702 | 102.3598 | 99.4334 | 96.507 | 93.5807 | 90.6543 | 87.7279 | 84.8015 | 83.3762 | 80.4921 | 77.6005 | 76.4086 | 75.2168 | 74.025 | 72.8331 | 71.6413 | 70.4495 | 69.2576 | 68.0658 | 66.874 | 65.6821
[8 empty] | Commercial DW - Class 10 | Conservative | 279.3349 | 325.7527 | 285.5528 | 257.3829 | 230.5984 | 206.9581 | 185.9389 | 167.1278 | 150.1943 | 136.4924 | 133.8734 | 131.2543 | 128.6353 | 126.0163 | 123.3972 | 120.7782 | 118.1592 | 115.5401 | 112.9211 | 110.3021 | 107.683 | 105.064 | 102.4449 | 99.8259 | 97.2069 | 94.5878 | 91.9688 | 89.3498 | 86.7307 | 84.1117
[8 empty] | Midsize DW - Class 10 | Advanced | 214.7338 | 217.1213 | 169.2891 | 147.3102 | 126.4127 | 108.644 | 93.3503 | 80.0483 | 68.3726 | 62.464 | 59.733 | 58.842 | 57.9498 | 57.0563 | 56.1614 | 55.2652 | 54.3675 | 53.4684 | 52.5677 | 51.6654 | 51.2172 | 50.7691 | 50.321 | 49.8728 | 49.4245 | 48.9763 | 48.528 | 47.8313 | 47.3453 | 46.8592
[8 empty] | Midsize DW - Class 10 | Moderate | 214.7338 | 235.9016 | 191.7277 | 167.0303 | 146.3297 | 128.7285 | 113.579 | 100.4024 | 88.8368 | 81.2925 | 80.1364 | 78.9803 | 77.8242 | 76.6681 | 75.512 | 74.3559 | 73.1998 | 72.0437 | 70.8876 | 69.7315 | 68.5755 | 67.4194 | 66.2633 | 65.1072 | 63.9511 | 62.795 | 61.6389 | 61.5859 | 61.5329 | 61.4799
[8 empty] | Midsize DW - Class 10 | Conservative | 214.7338 | 239.1802 | 196.9042 | 174.3517 | 155.449 | 139.3764 | 125.5427 | 113.5104 | 102.9493 | 94.1596 | 92.7829 | 91.4062 | 90.0295 | 88.6527 | 87.276 | 85.8993 | 84.5226 | 83.1459 | 81.7692 | 80.3925 | 79.0157 | 77.639 | 76.2623 | 74.8856 | 73.5089 | 72.1322 | 70.7554 | 70.7025 | 70.6495 | 70.5965
[8 empty] | Large DW - Class 10 | Advanced | 139.0142 | 143.9609 | 112.4319 | 93.8096 | 77.6053 | 71.5578 | 66.2054 | 61.4346 | 57.1556 | 53.2961 | 52.254 | 51.8364 | 51.4189 | 51.0013 | 50.5837 | 50.1661 | 49.7486 | 49.331 | 48.9134 | 48.4958 | 48.0783 | 47.6607 | 47.2431 | 46.8255 | 46.408 | 45.9904 | 45.5728 | 45.1552 | 44.7377 | 44.6134
[8 empty] | Large DW - Class 10 | Moderate | 139.0142 | 155.953 | 130.3006 | 111.8538 | 95.8024 | 88.2498 | 81.5651 | 75.607 | 70.263 | 65.4429 | 64.0827 | 63.5468 | 63.011 | 62.4751 | 61.9392 | 61.4034 | 60.8675 | 60.3317 | 59.7958 | 59.2599 | 58.7241 | 58.1882 | 57.6523 | 57.1165 | 56.5806 | 56.0448 | 55.5089 | 54.973 | 54.4372 | 54.2884
[8 empty] | Large DW - Class 10 | Conservative | 139.0142 | 158.0466 | 133.6863 | 121.7825 | 111.4245 | 102.3294 | 94.2797 | 87.1048 | 80.6695 | 74.865 | 73.8414 | 73.2079 | 72.5745 | 71.941 | 71.3076 | 70.6741 | 70.0407 | 69.4072 | 68.7738 | 68.1403 | 67.5069 | 66.8734 | 66.24 | 65.6065 | 64.9731 | 64.3396 | 63.7062 | 63.0727 | 62.4393 | 62.2704
[10 empty] | 2021 | 2022 | 2023 | 2024 | 2025 | 2026 | 2027 | 2028 | 2029 | 2030 | 2031 | 2032 | 2033 | 2034 | 2035 | 2036 | 2037 | 2038 | 2039 | 2040 | 2041 | 2042 | 2043 | 2044 | 2045 | 2046 | 2047 | 2048 | 2049 | 2050
[5 empty] | Additional Factors |  | Tax Credit | 10 year CRF | Advanced | 12.31% | 12.31% | 12.31% | 12.31% | 12.31% | 12.31% | 12.31% | 12.31% | 12.31% | 12.31% | 12.31% | 12.31% | 12.31% | 12.31% | 12.31% | 12.31% | 12.31% | 12.31% | 12.31% | 12.31% | 12.31% | 12.31% | 12.31% | 12.31% | 12.31% | 12.31% | 12.31% | 12.31% | 12.31% | 12.31%
[8 empty] | 10 year CRF | Moderate | 12.31% | 12.31% | 12.31% | 12.31% | 12.31% | 12.31% | 12.31% | 12.31% | 12.31% | 12.31% | 12.31% | 12.31% | 12.31% | 12.31% | 12.31% | 12.31% | 12.31% | 12.31% | 12.31% | 12.31% | 12.31% | 12.31% | 12.31% | 12.31% | 12.31% | 12.31% | 12.31% | 12.31% | 12.31% | 12.31%
[8 empty] | 10 year CRF | Conservative | 12.31% | 12.31% | 12.31% | 12.31% | 12.31% | 12.31% | 12.31% | 12.31% | 12.31% | 12.31% | 12.31% | 12.31% | 12.31% | 12.31% | 12.31% | 12.31% | 12.31% | 12.31% | 12.31% | 12.31% | 12.31% | 12.31% | 12.31% | 12.31% | 12.31% | 12.31% | 12.31% | 12.31% | 12.31% | 12.31%
[8 empty] | ITC Schedule | * | bar: 2021 to 2050
[8 empty] | PTC | Advanced | 0 | 0 | 0 | 0 | 0 | 0 | 0 | 0 | 0 | 0 | 0 | 0 | 0 | 0 | 0 | 0 | 0 | 0 | 0 | 0 | 0 | 0 | 0 | 0 | 0 | 0 | 0 | 0 | 0 | 0
[8 empty] | PTC | Moderate | 0 | 0 | 0 | 0 | 0 | 0 | 0 | 0 | 0 | 0 | 0 | 0 | 0 | 0 | 0 | 0 | 0 | 0 | 0 | 0 | 0 | 0 | 0 | 0 | 0 | 0 | 0 | 0 | 0 | 0
[8 empty] | PTC | Conservative | 0 | 0 | 0 | 0 | 0 | 0 | 0 | 0 | 0 | 0 | 0 | 0 | 0 | 0 | 0 | 0 | 0 | 0 | 0 | 0 | 0 | 0 | 0 | 0 | 0 | 0 | 0 | 0 | 0 | 0
[8 empty] | PVD | Advanced | 0.84059 | 0.84059 | 0.84059 | 0.84059 | 0.84059 | 0.84059 | 0.84059 | 0.84059 | 0.84059 | 0.84059 | 0.84059 | 0.84059 | 0.84059 | 0.84059 | 0.84059 | 0.84059 | 0.84059 | 0.84059 | 0.84059 | 0.84059 | 0.84059 | 0.84059 | 0.84059 | 0.84059 | 0.84059 | 0.84059 | 0.84059 | 0.84059 | 0.84059 | 0.84059
[8 empty] | PVD | Moderate | 0.84059 | 0.84059 | 0.84059 | 0.84059 | 0.84059 | 0.84059 | 0.84059 | 0.84059 | 0.84059 | 0.84059 | 0.84059 | 0.84059 | 0.84059 | 0.84059 | 0.84059 | 0.84059 | 0.84059 | 0.84059 | 0.84059 | 0.84059 | 0.84059 | 0.84059 | 0.84059 | 0.84059 | 0.84059 | 0.84059 | 0.84059 | 0.84059 | 0.84059 | 0.84059
[8 empty] | PVD | Conservative | 0.84059 | 0.84059 | 0.84059 | 0.84059 | 0.84059 | 0.84059 | 0.84059 | 0.84059 | 0.84059 | 0.84059 | 0.84059 | 0.84059 | 0.84059 | 0.84059 | 0.84059 | 0.84059 | 0.84059 | 0.84059 | 0.84059 | 0.84059 | 0.84059 | 0.84059 | 0.84059 | 0.84059 | 0.84059 | 0.84059 | 0.84059 | 0.84059 | 0.84059 | 0.84059
[8 empty] | PFF | Advanced | 1.0553 | 1.0553 | 1.0553 | 1.0553 | 1.0553 | 1.0553 | 1.0553 | 1.0553 | 1.0553 | 1.0553 | 1.0553 | 1.0553 | 1.0553 | 1.0553 | 1.0553 | 1.0553 | 1.0553 | 1.0553 | 1.0553 | 1.0553 | 1.0553 | 1.0553 | 1.0553 | 1.0553 | 1.0553 | 1.0553 | 1.0553 | 1.0553 | 1.0553 | 1.0553
[8 empty] | PFF | Moderate | 1.0553 | 1.0553 | 1.0553 | 1.0553 | 1.0553 | 1.0553 | 1.0553 | 1.0553 | 1.0553 | 1.0553 | 1.0553 | 1.0553 | 1.0553 | 1.0553 | 1.0553 | 1.0553 | 1.0553 | 1.0553 | 1.0553 | 1.0553 | 1.0553 | 1.0553 | 1.0553 | 1.0553 | 1.0553 | 1.0553 | 1.0553 | 1.0553 | 1.0553 | 1.0553
[8 empty] | PFF | Conservative | 1.0553 | 1.0553 | 1.0553 | 1.0553 | 1.0553 | 1.0553 | 1.0553 | 1.0553 | 1.0553 | 1.0553 | 1.0553 | 1.0553 | 1.0553 | 1.0553 | 1.0553 | 1.0553 | 1.0553 | 1.0553 | 1.0553 | 1.0553 | 1.0553 | 1.0553 | 1.0553 | 1.0553 | 1.0553 | 1.0553 | 1.0553 | 1.0553 | 1.0553 | 1.0553
[6 empty] | MACRS |  | Year (Advanced) |  | 2021 | 2022 | 2023 | 2024 | 2025 | 2026 | 2027 | 2028 | 2029 | 2030 | 2031 | 2032 | 2033 | 2034 | 2035 | 2036 | 2037 | 2038 | 2039 | 2040 | 2041 | 2042 | 2043 | 2044 | 2045 | 2046 | 2047 | 2048 | 2049 | 2050
[6 empty] | 0.2 | Depreciation Factor | 1 |  | 0.93838 | 0.93838 | 0.93838 | 0.93838 | 0.93838 | 0.93838 | 0.93838 | 0.93838 | 0.93838 | 0.93838 | 0.93838 | 0.93838 | 0.93838 | 0.93838 | 0.93838 | 0.93838 | 0.93838 | 0.93838 | 0.93838 | 0.93838 | 0.93838 | 0.93838 | 0.93838 | 0.93838 | 0.93838 | 0.93838 | 0.93838 | 0.93838 | 0.93838 | 0.93838
[6 empty] | 0.32 |  | 2 |  | 0.88057 | 0.88057 | 0.88057 | 0.88057 | 0.88057 | 0.88057 | 0.88057 | 0.88057 | 0.88057 | 0.88057 | 0.88057 | 0.88057 | 0.88057 | 0.88057 | 0.88057 | 0.88057 | 0.88057 | 0.88057 | 0.88057 | 0.88057 | 0.88057 | 0.88057 | 0.88057 | 0.88057 | 0.88057 | 0.88057 | 0.88057 | 0.88057 | 0.88057 | 0.88057
[6 empty] | 0.192 |  | 3 |  | 0.82631 | 0.82631 | 0.82631 | 0.82631 | 0.82631 | 0.82631 | 0.82631 | 0.82631 | 0.82631 | 0.82631 | 0.82631 | 0.82631 | 0.82631 | 0.82631 | 0.82631 | 0.82631 | 0.82631 | 0.82631 | 0.82631 | 0.82631 | 0.82631 | 0.82631 | 0.82631 | 0.82631 | 0.82631 | 0.82631 | 0.82631 | 0.82631 | 0.82631 | 0.82631
[6 empty] | 0.1152 |  | 4 |  | 0.7754 | 0.7754 | 0.7754 | 0.7754 | 0.7754 | 0.7754 | 0.7754 | 0.7754 | 0.7754 | 0.7754 | 0.7754 | 0.7754 | 0.7754 | 0.7754 | 0.7754 | 0.7754 | 0.7754 | 0.7754 | 0.7754 | 0.7754 | 0.7754 | 0.7754 | 0.7754 | 0.7754 | 0.7754 | 0.7754 | 0.7754 | 0.7754 | 0.7754 | 0.7754
[6 empty] | 0.1152 |  | 5 |  | 0.72762 | 0.72762 | 0.72762 | 0.72762 | 0.72762 | 0.72762 | 0.72762 | 0.72762 | 0.72762 | 0.72762 | 0.72762 | 0.72762 | 0.72762 | 0.72762 | 0.72762 | 0.72762 | 0.72762 | 0.72762 | 0.72762 | 0.72762 | 0.72762 | 0.72762 | 0.72762 | 0.72762 | 0.72762 | 0.72762 | 0.72762 | 0.72762 | 0.72762 | 0.72762
[6 empty] | 0.0576 |  | 6 |  | 0.68279 | 0.68279 | 0.68279 | 0.68279 | 0.68279 | 0.68279 | 0.68279 | 0.68279 | 0.68279 | 0.68279 | 0.68279 | 0.68279 | 0.68279 | 0.68279 | 0.68279 | 0.68279 | 0.68279 | 0.68279 | 0.68279 | 0.68279 | 0.68279 | 0.68279 | 0.68279 | 0.68279 | 0.68279 | 0.68279 | 0.68279 | 0.68279 | 0.68279 | 0.68279
[8 empty] | Year (Moderate) |  | 2021 | 2022 | 2023 | 2024 | 2025 | 2026 | 2027 | 2028 | 2029 | 2030 | 2031 | 2032 | 2033 | 2034 | 2035 | 2036 | 2037 | 2038 | 2039 | 2040 | 2041 | 2042 | 2043 | 2044 | 2045 | 2046 | 2047 | 2048 | 2049 | 2050
[8 empty] | 1 |  | 0.93838 | 0.93838 | 0.93838 | 0.93838 | 0.93838 | 0.93838 | 0.93838 | 0.93838 | 0.93838 | 0.93838 | 0.93838 | 0.93838 | 0.93838 | 0.93838 | 0.93838 | 0.93838 | 0.93838 | 0.93838 | 0.93838 | 0.93838 | 0.93838 | 0.93838 | 0.93838 | 0.93838 | 0.93838 | 0.93838 | 0.93838 | 0.93838 | 0.93838 | 0.93838
[8 empty] | 2 |  | 0.88057 | 0.88057 | 0.88057 | 0.88057 | 0.88057 | 0.88057 | 0.88057 | 0.88057 | 0.88057 | 0.88057 | 0.88057 | 0.88057 | 0.88057 | 0.88057 | 0.88057 | 0.88057 | 0.88057 | 0.88057 | 0.88057 | 0.88057 | 0.88057 | 0.88057 | 0.88057 | 0.88057 | 0.88057 | 0.88057 | 0.88057 | 0.88057 | 0.88057 | 0.88057
[8 empty] | 3 |  | 0.82631 | 0.82631 | 0.82631 | 0.82631 | 0.82631 | 0.82631 | 0.82631 | 0.82631 | 0.82631 | 0.82631 | 0.82631 | 0.82631 | 0.82631 | 0.82631 | 0.82631 | 0.82631 | 0.82631 | 0.82631 | 0.82631 | 0.82631 | 0.82631 | 0.82631 | 0.82631 | 0.82631 | 0.82631 | 0.82631 | 0.82631 | 0.82631 | 0.82631 | 0.82631
[8 empty] | 4 |  | 0.7754 | 0.7754 | 0.7754 | 0.7754 | 0.7754 | 0.7754 | 0.7754 | 0.7754 | 0.7754 | 0.7754 | 0.7754 | 0.7754 | 0.7754 | 0.7754 | 0.7754 | 0.7754 | 0.7754 | 0.7754 | 0.7754 | 0.7754 | 0.7754 | 0.7754 | 0.7754 | 0.7754 | 0.7754 | 0.7754 | 0.7754 | 0.7754 | 0.7754 | 0.7754
[8 empty] | 5 |  | 0.72762 | 0.72762 | 0.72762 | 0.72762 | 0.72762 | 0.72762 | 0.72762 | 0.72762 | 0.72762 | 0.72762 | 0.72762 | 0.72762 | 0.72762 | 0.72762 | 0.72762 | 0.72762 | 0.72762 | 0.72762 | 0.72762 | 0.72762 | 0.72762 | 0.72762 | 0.72762 | 0.72762 | 0.72762 | 0.72762 | 0.72762 | 0.72762 | 0.72762 | 0.72762
[8 empty] | 6 |  | 0.68279 | 0.68279 | 0.68279 | 0.68279 | 0.68279 | 0.68279 | 0.68279 | 0.68279 | 0.68279 | 0.68279 | 0.68279 | 0.68279 | 0.68279 | 0.68279 | 0.68279 | 0.68279 | 0.68279 | 0.68279 | 0.68279 | 0.68279 | 0.68279 | 0.68279 | 0.68279 | 0.68279 | 0.68279 | 0.68279 | 0.68279 | 0.68279 | 0.68279 | 0.68279
[8 empty] | Year (Conservative) |  | 2021 | 2022 | 2023 | 2024 | 2025 | 2026 | 2027 | 2028 | 2029 | 2030 | 2031 | 2032 | 2033 | 2034 | 2035 | 2036 | 2037 | 2038 | 2039 | 2040 | 2041 | 2042 | 2043 | 2044 | 2045 | 2046 | 2047 | 2048 | 2049 | 2050
[8 empty] | 1 |  | 0.93838 | 0.93838 | 0.93838 | 0.93838 | 0.93838 | 0.93838 | 0.93838 | 0.93838 | 0.93838 | 0.93838 | 0.93838 | 0.93838 | 0.93838 | 0.93838 | 0.93838 | 0.93838 | 0.93838 | 0.93838 | 0.93838 | 0.93838 | 0.93838 | 0.93838 | 0.93838 | 0.93838 | 0.93838 | 0.93838 | 0.93838 | 0.93838 | 0.93838 | 0.93838
[8 empty] | 2 |  | 0.88057 | 0.88057 | 0.88057 | 0.88057 | 0.88057 | 0.88057 | 0.88057 | 0.88057 | 0.88057 | 0.88057 | 0.88057 | 0.88057 | 0.88057 | 0.88057 | 0.88057 | 0.88057 | 0.88057 | 0.88057 | 0.88057 | 0.88057 | 0.88057 | 0.88057 | 0.88057 | 0.88057 | 0.88057 | 0.88057 | 0.88057 | 0.88057 | 0.88057 | 0.88057
[8 empty] | 3 |  | 0.82631 | 0.82631 | 0.82631 | 0.82631 | 0.82631 | 0.82631 | 0.82631 | 0.82631 | 0.82631 | 0.82631 | 0.82631 | 0.82631 | 0.82631 | 0.82631 | 0.82631 | 0.82631 | 0.82631 | 0.82631 | 0.82631 | 0.82631 | 0.82631 | 0.82631 | 0.82631 | 0.82631 | 0.82631 | 0.82631 | 0.82631 | 0.82631 | 0.82631 | 0.82631
[8 empty] | 4 |  | 0.7754 | 0.7754 | 0.7754 | 0.7754 | 0.7754 | 0.7754 | 0.7754 | 0.7754 | 0.7754 | 0.7754 | 0.7754 | 0.7754 | 0.7754 | 0.7754 | 0.7754 | 0.7754 | 0.7754 | 0.7754 | 0.7754 | 0.7754 | 0.7754 | 0.7754 | 0.7754 | 0.7754 | 0.7754 | 0.7754 | 0.7754 | 0.7754 | 0.7754 | 0.7754
[8 empty] | 5 |  | 0.72762 | 0.72762 | 0.72762 | 0.72762 | 0.72762 | 0.72762 | 0.72762 | 0.72762 | 0.72762 | 0.72762 | 0.72762 | 0.72762 | 0.72762 | 0.72762 | 0.72762 | 0.72762 | 0.72762 | 0.72762 | 0.72762 | 0.72762 | 0.72762 | 0.72762 | 0.72762 | 0.72762 | 0.72762 | 0.72762 | 0.72762 | 0.72762 | 0.72762 | 0.72762
[8 empty] | 6 |  | 0.68279 | 0.68279 | 0.68279 | 0.68279 | 0.68279 | 0.68279 | 0.68279 | 0.68279 | 0.68279 | 0.68279 | 0.68279 | 0.68279 | 0.68279 | 0.68279 | 0.68279 | 0.68279 | 0.68279 | 0.68279 | 0.68279 | 0.68279 | 0.68279 | 0.68279 | 0.68279 | 0.68279 | 0.68279 | 0.68279 | 0.68279 | 0.68279 | 0.68279 | 0.68279
[10 empty] | 2021 | 2022 | 2023 | 2024 | 2025 | 2026 | 2027 | 2028 | 2029 | 2030 | 2031 | 2032 | 2033 | 2034 | 2035 | 2036 | 2037 | 2038 | 2039 | 2040 | 2041 | 2042 | 2043 | 2044 | 2045 | 2046 | 2047 | 2048 | 2049 | 2050
[7 empty] | Construction Finance Factor | CFF | Advanced | 1.0373 | 1.0373 | 1.0373 | 1.0373 | 1.0373 | 1.0373 | 1.0373 | 1.0373 | 1.0373 | 1.0373 | 1.0373 | 1.0373 | 1.0373 | 1.0373 | 1.0373 | 1.0373 | 1.0373 | 1.0373 | 1.0373 | 1.0373 | 1.0373 | 1.0373 | 1.0373 | 1.0373 | 1.0373 | 1.0373 | 1.0373 | 1.0373 | 1.0373 | 1.0373
[8 empty] | CFF | Moderate | 1.0373 | 1.0373 | 1.0373 | 1.0373 | 1.0373 | 1.0373 | 1.0373 | 1.0373 | 1.0373 | 1.0373 | 1.0373 | 1.0373 | 1.0373 | 1.0373 | 1.0373 | 1.0373 | 1.0373 | 1.0373 | 1.0373 | 1.0373 | 1.0373 | 1.0373 | 1.0373 | 1.0373 | 1.0373 | 1.0373 | 1.0373 | 1.0373 | 1.0373 | 1.0373
[8 empty] | CFF | Conservative | 1.0373 | 1.0373 | 1.0373 | 1.0373 | 1.0373 | 1.0373 | 1.0373 | 1.0373 | 1.0373 | 1.0373 | 1.0373 | 1.0373 | 1.0373 | 1.0373 | 1.0373 | 1.0373 | 1.0373 | 1.0373 | 1.0373 | 1.0373 | 1.0373 | 1.0373 | 1.0373 | 1.0373 | 1.0373 | 1.0373 | 1.0373 | 1.0373 | 1.0373 | 1.0373
[8 empty] | Accumulated Interest - Year 1 | * | 1.032 | 1.032 | 1.032 | 1.032 | 1.032 | 1.032 | 1.032 | 1.032 | 1.032 | 1.032 | 1.032 | 1.032 | 1.032 | 1.032 | 1.032 | 1.032 | 1.032 | 1.032 | 1.032 | 1.032 | 1.032 | 1.032 | 1.032 | 1.032 | 1.032 | 1.032 | 1.032 | 1.032 | 1.032 | 1.032
[8 empty] | Accumulated Interest - Year 2 | * | 1.0991 | 1.0991 | 1.0991 | 1.0991 | 1.0991 | 1.0991 | 1.0991 | 1.0991 | 1.0991 | 1.0991 | 1.0991 | 1.0991 | 1.0991 | 1.0991 | 1.0991 | 1.0991 | 1.0991 | 1.0991 | 1.0991 | 1.0991 | 1.0991 | 1.0991 | 1.0991 | 1.0991 | 1.0991 | 1.0991 | 1.0991 | 1.0991 | 1.0991 | 1.0991
[8 empty] | Accumulated Interest - Year 3 | * | 1.1705 | 1.1705 | 1.1705 | 1.1705 | 1.1705 | 1.1705 | 1.1705 | 1.1705 | 1.1705 | 1.1705 | 1.1705 | 1.1705 | 1.1705 | 1.1705 | 1.1705 | 1.1705 | 1.1705 | 1.1705 | 1.1705 | 1.1705 | 1.1705 | 1.1705 | 1.1705 | 1.1705 | 1.1705 | 1.1705 | 1.1705 | 1.1705 | 1.1705 | 1.1705
[8 empty] | Accumulated Equity Cost - Year 1 | Advanced | 1.0583 | 1.0583 | 1.0583 | 1.0583 | 1.0583 | 1.0583 | 1.0583 | 1.0583 | 1.0583 | 1.0583 | 1.0583 | 1.0583 | 1.0583 | 1.0583 | 1.0583 | 1.0583 | 1.0583 | 1.0583 | 1.0583 | 1.0583 | 1.0583 | 1.0583 | 1.0583 | 1.0583 | 1.0583 | 1.0583 | 1.0583 | 1.0583 | 1.0583 | 1.0583
[8 empty] | Accumulated Equity Cost - Year 2 | Advanced | 1.1853 | 1.1853 | 1.1853 | 1.1853 | 1.1853 | 1.1853 | 1.1853 | 1.1853 | 1.1853 | 1.1853 | 1.1853 | 1.1853 | 1.1853 | 1.1853 | 1.1853 | 1.1853 | 1.1853 | 1.1853 | 1.1853 | 1.1853 | 1.1853 | 1.1853 | 1.1853 | 1.1853 | 1.1853 | 1.1853 | 1.1853 | 1.1853 | 1.1853 | 1.1853
[8 empty] | Accumulated Equity Cost - Year 3 | Advanced | 1.3275 | 1.3275 | 1.3275 | 1.3275 | 1.3275 | 1.3275 | 1.3275 | 1.3275 | 1.3275 | 1.3275 | 1.3275 | 1.3275 | 1.3275 | 1.3275 | 1.3275 | 1.3275 | 1.3275 | 1.3275 | 1.3275 | 1.3275 | 1.3275 | 1.3275 | 1.3275 | 1.3275 | 1.3275 | 1.3275 | 1.3275 | 1.3275 | 1.3275 | 1.3275
[8 empty] | Accumulated Equity Cost - Year 1 | Moderate | 1.0583 | 1.0583 | 1.0583 | 1.0583 | 1.0583 | 1.0583 | 1.0583 | 1.0583 | 1.0583 | 1.0583 | 1.0583 | 1.0583 | 1.0583 | 1.0583 | 1.0583 | 1.0583 | 1.0583 | 1.0583 | 1.0583 | 1.0583 | 1.0583 | 1.0583 | 1.0583 | 1.0583 | 1.0583 | 1.0583 | 1.0583 | 1.0583 | 1.0583 | 1.0583
[8 empty] | Accumulated Equity Cost - Year 2 | Moderate | 1.1853 | 1.1853 | 1.1853 | 1.1853 | 1.1853 | 1.1853 | 1.1853 | 1.1853 | 1.1853 | 1.1853 | 1.1853 | 1.1853 | 1.1853 | 1.1853 | 1.1853 | 1.1853 | 1.1853 | 1.1853 | 1.1853 | 1.1853 | 1.1853 | 1.1853 | 1.1853 | 1.1853 | 1.1853 | 1.1853 | 1.1853 | 1.1853 | 1.1853 | 1.1853
[8 empty] | Accumulated Equity Cost - Year 3 | Moderate | 1.3275 | 1.3275 | 1.3275 | 1.3275 | 1.3275 | 1.3275 | 1.3275 | 1.3275 | 1.3275 | 1.3275 | 1.3275 | 1.3275 | 1.3275 | 1.3275 | 1.3275 | 1.3275 | 1.3275 | 1.3275 | 1.3275 | 1.3275 | 1.3275 | 1.3275 | 1.3275 | 1.3275 | 1.3275 | 1.3275 | 1.3275 | 1.3275 | 1.3275 | 1.3275
[8 empty] | Accumulated Equity Cost - Year 1 | Conservative | 1.0583 | 1.0583 | 1.0583 | 1.0583 | 1.0583 | 1.0583 | 1.0583 | 1.0583 | 1.0583 | 1.0583 | 1.0583 | 1.0583 | 1.0583 | 1.0583 | 1.0583 | 1.0583 | 1.0583 | 1.0583 | 1.0583 | 1.0583 | 1.0583 | 1.0583 | 1.0583 | 1.0583 | 1.0583 | 1.0583 | 1.0583 | 1.0583 | 1.0583 | 1.0583
[8 empty] | Accumulated Equity Cost - Year 2 | Conservative | 1.1853 | 1.1853 | 1.1853 | 1.1853 | 1.1853 | 1.1853 | 1.1853 | 1.1853 | 1.1853 | 1.1853 | 1.1853 | 1.1853 | 1.1853 | 1.1853 | 1.1853 | 1.1853 | 1.1853 | 1.1853 | 1.1853 | 1.1853 | 1.1853 | 1.1853 | 1.1853 | 1.1853 | 1.1853 | 1.1853 | 1.1853 | 1.1853 | 1.1853 | 1.1853
[8 empty] | Accumulated Equity Cost - Year 3 | Conservative | 1.3275 | 1.3275 | 1.3275 | 1.3275 | 1.3275 | 1.3275 | 1.3275 | 1.3275 | 1.3275 | 1.3275 | 1.3275 | 1.3275 | 1.3275 | 1.3275 | 1.3275 | 1.3275 | 1.3275 | 1.3275 | 1.3275 | 1.3275 | 1.3275 | 1.3275 | 1.3275 | 1.3275 | 1.3275 | 1.3275 | 1.3275 | 1.3275 | 1.3275 | 1.3275
|  | X |  | Data Sources for Default Inputs
[5 empty] | Current Costs: |  |  |  |  | 2022: Citation; 2027: Dollar Year; 2028: Escalation Index
[5 empty] | Available Capacity (GW) |  |  |  |  | 2022: K. McCabe, A. Prasanna, J. Lockshin, P. Bhaskar, T. Bowen, R. Baranowski, B. Segrin, E. Lantz 2022 Distributed Wind Energy Futures Study
[5 empty] | Net Capacity Factor (%) |  |  |  |  | 2022: K. McCabe, A. Prasanna, J. Lockshin, P. Bhaskar, T. Bowen, R. Baranowski, B. Segrin, E. Lantz 2022 Distributed Wind Energy Futures Study
[5 empty] | Overnight Capital Cost ($/kW) |  |  |  |  | 2022: P. Bhaskar, T Stehly 2021
[5 empty] | Fixed Operating Expenses ($/kW-yr) |  |  |  |  | 2022: T. Stehly and P. Duffy 2021
[5 empty] | Variable Operating Expenses ($/MWh) |  |  |  |  | 2022: N/A
[5 empty] | Spur Line Cost ($/kW) |  |  |  |  | 2022: N/A
[5 empty] | Future Projections Costs: |  |  |  |  | 2022: Citation; 2027: Dollar Year; 2028: Escalation Index
[5 empty] | Net Capacity Factor (%) |  |  |  |  | 2022: K. McCabe, A. Prasanna, J. Lockshin, P. Bhaskar, T. Bowen, R. Baranowski, B. Segrin, E. Lantz 2022 Distributed Wind Energy Futures Study
[5 empty] | Overnight Capital Cost ($/kW) |  |  |  |  | 2022: K. McCabe, A. Prasanna, J. Lockshin, P. Bhaskar, T. Bowen, R. Baranowski, B. Segrin, E. Lantz 2022 Distributed Wind Energy Futures Study
2021 to 2022 overnight capital cost adjustments (%)
[5 empty] | Fixed Operating Expenses ($/kW-yr) |  |  |  |  | 2022: DOE 2015
[5 empty] | Variable Operating Expenses ($/MWh) |  |  |  |  | 2022: N/A
[5 empty] | Grid Connection Cost ($/kW) |  |  |  |  | 2022: N/A
[5 empty] | Spur Line Cost ($/kW) |  |  |  |  | 2022: N/A
[10 empty] | 0 | 0 | 0 | 0 | 0 | 0 | 0 | 0 | 0 | 0 | 0 | 0 | 0 | 0 | 0 | 0 | 0 | 0 | 0 | 0 | 0 | 0 | 0 | 0 | 0 | 0 | 0 | 0 | 0 | 0 | 0 | 0 | 0 | 0 | 0

## Solar - Utility PV
Solar Utility PV | [9 empty] | https://atb.nrel.gov/electricity/2023/utility-scale_pv
Inputs
Calculated
Input from other tab
| X |  |  | Assumptions
[5 empty] | Technology |  | Base Year: |  |  | 2021
All values are given in 2021 U.S. dollars, see references at the bottom of this worksheet for dollar year conversions where source dollar years don't match 2021.
Utility Scale Solar Photovoltaic
Representative plant is single-axis tracking with capacity of 100 MW DC
Overnight Capital Cost, Capacity Factor, Fixed O&M, and Variable O&M costs represent
$/kW AC, unlike the commercial and residential PV cases which are represented in $/kW DC.
Capacity factors chosen here to reflect range across the continental U.S. in ReEDS.
Available Capacity (GW)
118918
ATB values reflect annual average capacity factor over life of plant including estimated degradation, starting at 0.7% per year, reducing to 0.2%, 0.5%, and 0.5% annual degradation by 2050 for the advanced, moderate, and conservative scenarios, respectively. Capacity factors also assume an energy yield gain of 20%, 10%, and 0% for advanced, moderate, and conservatives scenarios in 2035.
[7 empty] | Technology Classification | Name | Tech | Resource | Scale | Maturity
[8 empty] | Utility PV - Class 1 | Tracking PV | Class1 | Utility | Y
[8 empty] | Utility PV - Class 2 | Tracking PV | Class2 | Utility | Y
[8 empty] | Utility PV - Class 3 | Tracking PV | Class3 | Utility | Y
[8 empty] | Utility PV - Class 4 | Tracking PV | Class4 | Utility | Y
[8 empty] | Utility PV - Class 5 | Tracking PV | Class5 | Utility | Y
[8 empty] | Utility PV - Class 6 | Tracking PV | Class6 | Utility | Y
[8 empty] | Utility PV - Class 7 | Tracking PV | Class7 | Utility | Y
[8 empty] | Utility PV - Class 8 | Tracking PV | Class8 | Utility | Y
[8 empty] | Utility PV - Class 9 | Tracking PV | Class9 | Utility | Y
[8 empty] | Utility PV - Class 10 | Tracking PV | Class10 | Utility | Y
[5 empty] | Finance |  | Financial Assumptions:
[7 empty] | Capital Recovery Period (Years) |  |  |  |  | 30 |  | Financial Case |  | R&D
[7 empty] | Depreciation Period |  |  |  |  | 5 |  | Capital Recovery Period |  | 30
[7 empty] | Equity Premium During Construction |  |  |  |  | 2%
[7 empty] | Construction Duration yrs |  |  |  |  | 1
[7 empty] | Year | Capital | Percent of Leverage During Construction | Percent of Equity During Construction
[7 empty] | Index | Fraction
[7 empty] | 0 | 100% | 80% | 20%
[7 empty] | 1 | 0% | 80% | 20%
[7 empty] | 2 | 0% | 80% | 20%
[10 empty] | 2021 | 2022 | 2023 | 2024 | 2025 | 2026 | 2027 | 2028 | 2029 | 2030 | 2031 | 2032 | 2033 | 2034 | 2035 | 2036 | 2037 | 2038 | 2039 | 2040 | 2041 | 2042 | 2043 | 2044 | 2045 | 2046 | 2047 | 2048 | 2049 | 2050
[7 empty] | Assumptions | Inflation Rate | * | 2.5% | 2.5% | 2.5% | 2.5% | 2.5% | 2.5% | 2.5% | 2.5% | 2.5% | 2.5% | 2.5% | 2.5% | 2.5% | 2.5% | 2.5% | 2.5% | 2.5% | 2.5% | 2.5% | 2.5% | 2.5% | 2.5% | 2.5% | 2.5% | 2.5% | 2.5% | 2.5% | 2.5% | 2.5% | 2.5%
[8 empty] | Interest Rate Nominal | Advanced | bar: 20% 2021 to 20% 2050
[8 empty] | Interest Rate Nominal | Moderate | bar: 20% 2021 to 20% 2050
[8 empty] | Interest Rate Nominal | Conservative | bar: 20% 2021 to 20% 2050
[8 empty] | Calculated Interest Rate Real | Advanced | 4.39% | 4.39% | 4.39% | 4.39% | 4.39% | 4.39% | 4.39% | 4.39% | 4.39% | 4.39% | 4.39% | 4.39% | 4.39% | 4.39% | 4.39% | 4.39% | 4.39% | 4.39% | 4.39% | 4.39% | 4.39% | 4.39% | 4.39% | 4.39% | 4.39% | 4.39% | 4.39% | 4.39% | 4.39% | 4.39%
[8 empty] | Calculated Interest Rate Real | Moderate | 4.39% | 4.39% | 4.39% | 4.39% | 4.39% | 4.39% | 4.39% | 4.39% | 4.39% | 4.39% | 4.39% | 4.39% | 4.39% | 4.39% | 4.39% | 4.39% | 4.39% | 4.39% | 4.39% | 4.39% | 4.39% | 4.39% | 4.39% | 4.39% | 4.39% | 4.39% | 4.39% | 4.39% | 4.39% | 4.39%
[8 empty] | Calculated Interest Rate Real | Conservative | 4.39% | 4.39% | 4.39% | 4.39% | 4.39% | 4.39% | 4.39% | 4.39% | 4.39% | 4.39% | 4.39% | 4.39% | 4.39% | 4.39% | 4.39% | 4.39% | 4.39% | 4.39% | 4.39% | 4.39% | 4.39% | 4.39% | 4.39% | 4.39% | 4.39% | 4.39% | 4.39% | 4.39% | 4.39% | 4.39%
[8 empty] | Interest During Construction - Nominal | * | 6.5% | 6.5% | 6.5% | 6.5% | 6.5% | 6.5% | 6.5% | 6.5% | 6.5% | 6.5% | 6.5% | 6.5% | 6.5% | 6.5% | 6.5% | 6.5% | 6.5% | 6.5% | 6.5% | 6.5% | 6.5% | 6.5% | 6.5% | 6.5% | 6.5% | 6.5% | 6.5% | 6.5% | 6.5% | 6.5%
[8 empty] | Rate of Return on Equity Nominal | Advanced | 8.8% | 8.8% | 8.8% | 8.8% | 8.8% | 8.8% | 8.8% | 8.8% | 8.8% | 8.8% | 8.8% | 8.8% | 8.8% | 8.8% | 8.8% | 8.8% | 8.8% | 8.8% | 8.8% | 8.8% | 8.8% | 8.8% | 8.8% | 8.8% | 8.8% | 8.8% | 8.8% | 8.8% | 8.8% | 8.8%
[8 empty] | Rate of Return on Equity Nominal | Moderate | 8.8% | 8.8% | 8.8% | 8.8% | 8.8% | 8.8% | 8.8% | 8.8% | 8.8% | 8.8% | 8.8% | 8.8% | 8.8% | 8.8% | 8.8% | 8.8% | 8.8% | 8.8% | 8.8% | 8.8% | 8.8% | 8.8% | 8.8% | 8.8% | 8.8% | 8.8% | 8.8% | 8.8% | 8.8% | 8.8%
[8 empty] | Rate of Return on Equity Nominal | Conservative | 8.8% | 8.8% | 8.8% | 8.8% | 8.8% | 8.8% | 8.8% | 8.8% | 8.8% | 8.8% | 8.8% | 8.8% | 8.8% | 8.8% | 8.8% | 8.8% | 8.8% | 8.8% | 8.8% | 8.8% | 8.8% | 8.8% | 8.8% | 8.8% | 8.8% | 8.8% | 8.8% | 8.8% | 8.8% | 8.8%
[8 empty] | Calculated Rate of Return on Equity Real | Advanced | 6.146% | 6.146% | 6.146% | 6.146% | 6.146% | 6.146% | 6.146% | 6.146% | 6.146% | 6.146% | 6.146% | 6.146% | 6.146% | 6.146% | 6.146% | 6.146% | 6.146% | 6.146% | 6.146% | 6.146% | 6.146% | 6.146% | 6.146% | 6.146% | 6.146% | 6.146% | 6.146% | 6.146% | 6.146% | 6.146%
[8 empty] | Calculated Rate of Return on Equity Real | Moderate | 6.146% | 6.146% | 6.146% | 6.146% | 6.146% | 6.146% | 6.146% | 6.146% | 6.146% | 6.146% | 6.146% | 6.146% | 6.146% | 6.146% | 6.146% | 6.146% | 6.146% | 6.146% | 6.146% | 6.146% | 6.146% | 6.146% | 6.146% | 6.146% | 6.146% | 6.146% | 6.146% | 6.146% | 6.146% | 6.146%
[8 empty] | Calculated Rate of Return on Equity Real | Conservative | 6.146% | 6.146% | 6.146% | 6.146% | 6.146% | 6.146% | 6.146% | 6.146% | 6.146% | 6.146% | 6.146% | 6.146% | 6.146% | 6.146% | 6.146% | 6.146% | 6.146% | 6.146% | 6.146% | 6.146% | 6.146% | 6.146% | 6.146% | 6.146% | 6.146% | 6.146% | 6.146% | 6.146% | 6.146% | 6.146%
[8 empty] | Debt Fraction | Advanced | 73.8% | 73.8% | 73.8% | 73.8% | 73.8% | 73.8% | 73.8% | 73.8% | 73.8% | 73.8% | 73.8% | 73.8% | 73.8% | 73.8% | 73.8% | 73.8% | 73.8% | 73.8% | 73.8% | 73.8% | 73.8% | 73.8% | 73.8% | 73.8% | 73.8% | 73.8% | 73.8% | 73.8% | 73.8% | 73.8%
[8 empty] | Debt Fraction | Moderate | 73.8% | 73.8% | 73.8% | 73.8% | 73.8% | 73.8% | 73.8% | 73.8% | 73.8% | 73.8% | 73.8% | 73.8% | 73.8% | 73.8% | 73.8% | 73.8% | 73.8% | 73.8% | 73.8% | 73.8% | 73.8% | 73.8% | 73.8% | 73.8% | 73.8% | 73.8% | 73.8% | 73.8% | 73.8% | 73.8%
[8 empty] | Debt Fraction | Conservative | 73.8% | 73.8% | 73.8% | 73.8% | 73.8% | 73.8% | 73.8% | 73.8% | 73.8% | 73.8% | 73.8% | 73.8% | 73.8% | 73.8% | 73.8% | 73.8% | 73.8% | 73.8% | 73.8% | 73.8% | 73.8% | 73.8% | 73.8% | 73.8% | 73.8% | 73.8% | 73.8% | 73.8% | 73.8% | 73.8%
[8 empty] | Tax Rate (Federal and State) | * | 25.74% | 25.74% | 25.74% | 25.74% | 25.74% | 25.74% | 25.74% | 25.74% | 25.74% | 25.74% | 25.74% | 25.74% | 25.74% | 25.74% | 25.74% | 25.74% | 25.74% | 25.74% | 25.74% | 25.74% | 25.74% | 25.74% | 25.74% | 25.74% | 25.74% | 25.74% | 25.74% | 25.74% | 25.74% | 25.74%
[8 empty] | WACC Nominal | Advanced | 6.142% | 6.142% | 6.142% | 6.142% | 6.142% | 6.142% | 6.142% | 6.142% | 6.142% | 6.142% | 6.142% | 6.142% | 6.142% | 6.142% | 6.142% | 6.142% | 6.142% | 6.142% | 6.142% | 6.142% | 6.142% | 6.142% | 6.142% | 6.142% | 6.142% | 6.142% | 6.142% | 6.142% | 6.142% | 6.142%
[8 empty] | WACC Nominal | Moderate | 6.142% | 6.142% | 6.142% | 6.142% | 6.142% | 6.142% | 6.142% | 6.142% | 6.142% | 6.142% | 6.142% | 6.142% | 6.142% | 6.142% | 6.142% | 6.142% | 6.142% | 6.142% | 6.142% | 6.142% | 6.142% | 6.142% | 6.142% | 6.142% | 6.142% | 6.142% | 6.142% | 6.142% | 6.142% | 6.142%
[8 empty] | WACC Nominal | Conservative | 6.142% | 6.142% | 6.142% | 6.142% | 6.142% | 6.142% | 6.142% | 6.142% | 6.142% | 6.142% | 6.142% | 6.142% | 6.142% | 6.142% | 6.142% | 6.142% | 6.142% | 6.142% | 6.142% | 6.142% | 6.142% | 6.142% | 6.142% | 6.142% | 6.142% | 6.142% | 6.142% | 6.142% | 6.142% | 6.142%
[8 empty] | WACC Real | Advanced | 3.553% | 3.553% | 3.553% | 3.553% | 3.553% | 3.553% | 3.553% | 3.553% | 3.553% | 3.553% | 3.553% | 3.553% | 3.553% | 3.553% | 3.553% | 3.553% | 3.553% | 3.553% | 3.553% | 3.553% | 3.553% | 3.553% | 3.553% | 3.553% | 3.553% | 3.553% | 3.553% | 3.553% | 3.553% | 3.553%
[8 empty] | WACC Real | Moderate | 3.553% | 3.553% | 3.553% | 3.553% | 3.553% | 3.553% | 3.553% | 3.553% | 3.553% | 3.553% | 3.553% | 3.553% | 3.553% | 3.553% | 3.553% | 3.553% | 3.553% | 3.553% | 3.553% | 3.553% | 3.553% | 3.553% | 3.553% | 3.553% | 3.553% | 3.553% | 3.553% | 3.553% | 3.553% | 3.553%
[8 empty] | WACC Real | Conservative | 3.553% | 3.553% | 3.553% | 3.553% | 3.553% | 3.553% | 3.553% | 3.553% | 3.553% | 3.553% | 3.553% | 3.553% | 3.553% | 3.553% | 3.553% | 3.553% | 3.553% | 3.553% | 3.553% | 3.553% | 3.553% | 3.553% | 3.553% | 3.553% | 3.553% | 3.553% | 3.553% | 3.553% | 3.553% | 3.553%
[8 empty] | Capital Recovery Factor (CRF) Nominal | Advanced | 7.376% | 7.376% | 7.376% | 7.376% | 7.376% | 7.376% | 7.376% | 7.376% | 7.376% | 7.376% | 7.376% | 7.376% | 7.376% | 7.376% | 7.376% | 7.376% | 7.376% | 7.376% | 7.376% | 7.376% | 7.376% | 7.376% | 7.376% | 7.376% | 7.376% | 7.376% | 7.376% | 7.376% | 7.376% | 7.376%
[8 empty] | Capital Recovery Factor (CRF) Nominal | Moderate | 7.376% | 7.376% | 7.376% | 7.376% | 7.376% | 7.376% | 7.376% | 7.376% | 7.376% | 7.376% | 7.376% | 7.376% | 7.376% | 7.376% | 7.376% | 7.376% | 7.376% | 7.376% | 7.376% | 7.376% | 7.376% | 7.376% | 7.376% | 7.376% | 7.376% | 7.376% | 7.376% | 7.376% | 7.376% | 7.376%
[8 empty] | Capital Recovery Factor (CRF) Nominal | Conservative | 7.376% | 7.376% | 7.376% | 7.376% | 7.376% | 7.376% | 7.376% | 7.376% | 7.376% | 7.376% | 7.376% | 7.376% | 7.376% | 7.376% | 7.376% | 7.376% | 7.376% | 7.376% | 7.376% | 7.376% | 7.376% | 7.376% | 7.376% | 7.376% | 7.376% | 7.376% | 7.376% | 7.376% | 7.376% | 7.376%
[8 empty] | Capital Recovery Factor (CRF) Real | Advanced | 5.473% | 5.473% | 5.473% | 5.473% | 5.473% | 5.473% | 5.473% | 5.473% | 5.473% | 5.473% | 5.473% | 5.473% | 5.473% | 5.473% | 5.473% | 5.473% | 5.473% | 5.473% | 5.473% | 5.473% | 5.473% | 5.473% | 5.473% | 5.473% | 5.473% | 5.473% | 5.473% | 5.473% | 5.473% | 5.473%
[8 empty] | Capital Recovery Factor (CRF) Real | Moderate | 5.473% | 5.473% | 5.473% | 5.473% | 5.473% | 5.473% | 5.473% | 5.473% | 5.473% | 5.473% | 5.473% | 5.473% | 5.473% | 5.473% | 5.473% | 5.473% | 5.473% | 5.473% | 5.473% | 5.473% | 5.473% | 5.473% | 5.473% | 5.473% | 5.473% | 5.473% | 5.473% | 5.473% | 5.473% | 5.473%
[8 empty] | Capital Recovery Factor (CRF) Real | Conservative | 5.473% | 5.473% | 5.473% | 5.473% | 5.473% | 5.473% | 5.473% | 5.473% | 5.473% | 5.473% | 5.473% | 5.473% | 5.473% | 5.473% | 5.473% | 5.473% | 5.473% | 5.473% | 5.473% | 5.473% | 5.473% | 5.473% | 5.473% | 5.473% | 5.473% | 5.473% | 5.473% | 5.473% | 5.473% | 5.473%
|  |  | X | Future Projections
Base Year
[10 empty] | 2021 | 2022 | 2023 | 2024 | 2025 | 2026 | 2027 | 2028 | 2029 | 2030 | 2031 | 2032 | 2033 | 2034 | 2035 | 2036 | 2037 | 2038 | 2039 | 2040 | 2041 | 2042 | 2043 | 2044 | 2045 | 2046 | 2047 | 2048 | 2049 | 2050
[5 empty] | Techno-Economic Cost and Performance Parameters |  | Net Capacity Factor (%) | Utility PV - Class 1 | Advanced | 31.32% | 31.63% | 31.94% | 32.25% | 32.57% | 32.88% | 33.19% | 33.5% | 33.81% | 34.13% | 34.44% | 34.75% | 35.06% | 35.38% | 35.69% | 35.81% | 35.94% | 36.07% | 36.19% | 36.32% | 36.45% | 36.57% | 36.7% | 36.82% | 36.95% | 37.08% | 37.2% | 37.33% | 37.46% | 37.58%
[8 empty] | Utility PV - Class 1 | Moderate | 31.32% | 31.5% | 31.67% | 31.85% | 32.03% | 32.2% | 32.38% | 32.56% | 32.74% | 32.91% | 33.09% | 33.27% | 33.44% | 33.62% | 33.8% | 33.92% | 34.05% | 34.18% | 34.3% | 34.43% | 34.55% | 34.68% | 34.81% | 34.93% | 35.06% | 35.18% | 35.31% | 35.44% | 35.56% | 35.69%
[8 empty] | Utility PV - Class 1 | Conservative | 31.32% | 31.32% | 31.32% | 31.32% | 31.32% | 31.32% | 31.32% | 31.32% | 31.32% | 31.32% | 31.32% | 31.32% | 31.32% | 31.32% | 31.32% | 31.48% | 31.65% | 31.81% | 31.98% | 32.15% | 32.31% | 32.48% | 32.64% | 32.81% | 32.97% | 33.14% | 33.3% | 33.47% | 33.63% | 33.8%
[8 empty] | Utility PV - Class 2 | Advanced | 30.3% | 30.6% | 30.9% | 31.19% | 31.49% | 31.79% | 32.09% | 32.39% | 32.69% | 32.99% | 33.29% | 33.59% | 33.89% | 34.18% | 34.48% | 34.61% | 34.73% | 34.86% | 34.98% | 35.11% | 35.23% | 35.36% | 35.48% | 35.61% | 35.73% | 35.86% | 35.98% | 36.11% | 36.23% | 36.36%
[8 empty] | Utility PV - Class 2 | Moderate | 30.3% | 30.47% | 30.64% | 30.81% | 30.97% | 31.14% | 31.31% | 31.48% | 31.65% | 31.82% | 31.99% | 32.16% | 32.33% | 32.5% | 32.67% | 32.79% | 32.91% | 33.03% | 33.15% | 33.27% | 33.39% | 33.52% | 33.64% | 33.76% | 33.88% | 34% | 34.12% | 34.24% | 34.36% | 34.48%
[8 empty] | Utility PV - Class 2 | Conservative | 30.3% | 30.3% | 30.3% | 30.3% | 30.3% | 30.3% | 30.3% | 30.3% | 30.3% | 30.3% | 30.3% | 30.3% | 30.3% | 30.3% | 30.3% | 30.46% | 30.61% | 30.77% | 30.93% | 31.09% | 31.25% | 31.4% | 31.56% | 31.72% | 31.88% | 32.04% | 32.19% | 32.35% | 32.51% | 32.67%
[8 empty] | Utility PV - Class 3 | Advanced | 28.85% | 29.15% | 29.45% | 29.75% | 30.05% | 30.35% | 30.65% | 30.94% | 31.24% | 31.54% | 31.84% | 32.14% | 32.44% | 32.74% | 33.03% | 33.14% | 33.25% | 33.35% | 33.46% | 33.56% | 33.67% | 33.78% | 33.88% | 33.99% | 34.09% | 34.2% | 34.31% | 34.41% | 34.52% | 34.62%
[8 empty] | Utility PV - Class 3 | Moderate | 28.85% | 29.02% | 29.2% | 29.37% | 29.54% | 29.71% | 29.88% | 30.05% | 30.22% | 30.39% | 30.56% | 30.73% | 30.9% | 31.07% | 31.24% | 31.36% | 31.48% | 31.6% | 31.72% | 31.84% | 31.96% | 32.08% | 32.2% | 32.32% | 32.44% | 32.56% | 32.68% | 32.79% | 32.91% | 33.03%
[8 empty] | Utility PV - Class 3 | Conservative | 28.85% | 28.85% | 28.85% | 28.85% | 28.85% | 28.85% | 28.85% | 28.85% | 28.85% | 28.85% | 28.85% | 28.85% | 28.85% | 28.85% | 28.85% | 29.01% | 29.17% | 29.33% | 29.49% | 29.65% | 29.81% | 29.97% | 30.13% | 30.29% | 30.45% | 30.61% | 30.76% | 30.92% | 31.08% | 31.24%
[8 empty] | Utility PV - Class 4 | Advanced | 27.47% | 27.77% | 28.06% | 28.36% | 28.65% | 28.95% | 29.24% | 29.53% | 29.83% | 30.12% | 30.42% | 30.71% | 31.01% | 31.3% | 31.6% | 31.69% | 31.78% | 31.87% | 31.96% | 32.05% | 32.15% | 32.24% | 32.33% | 32.42% | 32.51% | 32.6% | 32.69% | 32.78% | 32.87% | 32.96%
[8 empty] | Utility PV - Class 4 | Moderate | 27.47% | 27.64% | 27.81% | 27.98% | 28.15% | 28.32% | 28.49% | 28.66% | 28.83% | 29% | 29.17% | 29.34% | 29.51% | 29.67% | 29.84% | 29.96% | 30.08% | 30.2% | 30.31% | 30.43% | 30.55% | 30.66% | 30.78% | 30.9% | 31.01% | 31.13% | 31.25% | 31.37% | 31.48% | 31.6%
[8 empty] | Utility PV - Class 4 | Conservative | 27.47% | 27.47% | 27.47% | 27.47% | 27.47% | 27.47% | 27.47% | 27.47% | 27.47% | 27.47% | 27.47% | 27.47% | 27.47% | 27.47% | 27.47% | 27.63% | 27.79% | 27.95% | 28.1% | 28.26% | 28.42% | 28.58% | 28.74% | 28.89% | 29.05% | 29.21% | 29.37% | 29.53% | 29.69% | 29.84%
[8 empty] | Utility PV - Class 5 | Advanced | 26.09% | 26.38% | 26.67% | 26.95% | 27.24% | 27.53% | 27.81% | 28.1% | 28.39% | 28.67% | 28.96% | 29.25% | 29.53% | 29.82% | 30.11% | 30.19% | 30.27% | 30.35% | 30.43% | 30.51% | 30.59% | 30.67% | 30.75% | 30.83% | 30.91% | 30.99% | 31.07% | 31.15% | 31.23% | 31.31%
[8 empty] | Utility PV - Class 5 | Moderate | 26.09% | 26.26% | 26.42% | 26.59% | 26.75% | 26.92% | 27.08% | 27.25% | 27.41% | 27.58% | 27.74% | 27.91% | 28.07% | 28.24% | 28.4% | 28.52% | 28.63% | 28.74% | 28.86% | 28.97% | 29.09% | 29.2% | 29.31% | 29.43% | 29.54% | 29.65% | 29.77% | 29.88% | 29.99% | 30.11%
[8 empty] | Utility PV - Class 5 | Conservative | 26.09% | 26.09% | 26.09% | 26.09% | 26.09% | 26.09% | 26.09% | 26.09% | 26.09% | 26.09% | 26.09% | 26.09% | 26.09% | 26.09% | 26.09% | 26.25% | 26.4% | 26.56% | 26.71% | 26.86% | 27.02% | 27.17% | 27.33% | 27.48% | 27.63% | 27.79% | 27.94% | 28.1% | 28.25% | 28.4%
[8 empty] | Utility PV - Class 6 | Advanced | 24.74% | 25.02% | 25.3% | 25.57% | 25.85% | 26.13% | 26.41% | 26.69% | 26.97% | 27.25% | 27.53% | 27.8% | 28.08% | 28.36% | 28.64% | 28.71% | 28.78% | 28.85% | 28.92% | 28.99% | 29.06% | 29.13% | 29.2% | 29.27% | 29.34% | 29.41% | 29.48% | 29.55% | 29.62% | 29.69%
[8 empty] | Utility PV - Class 6 | Moderate | 24.74% | 24.9% | 25.06% | 25.22% | 25.38% | 25.54% | 25.7% | 25.86% | 26.02% | 26.18% | 26.34% | 26.5% | 26.66% | 26.82% | 26.98% | 27.09% | 27.2% | 27.32% | 27.43% | 27.54% | 27.65% | 27.76% | 27.87% | 27.98% | 28.09% | 28.2% | 28.31% | 28.42% | 28.53% | 28.64%
[8 empty] | Utility PV - Class 6 | Conservative | 24.74% | 24.74% | 24.74% | 24.74% | 24.74% | 24.74% | 24.74% | 24.74% | 24.74% | 24.74% | 24.74% | 24.74% | 24.74% | 24.74% | 24.74% | 24.89% | 25.04% | 25.19% | 25.34% | 25.49% | 25.64% | 25.79% | 25.94% | 26.09% | 26.24% | 26.39% | 26.53% | 26.68% | 26.83% | 26.98%
[8 empty] | Utility PV - Class 7 | Advanced | 23.46% | 23.73% | 24% | 24.27% | 24.54% | 24.81% | 25.09% | 25.36% | 25.63% | 25.9% | 26.17% | 26.44% | 26.71% | 26.98% | 27.25% | 27.31% | 27.37% | 27.43% | 27.49% | 27.55% | 27.61% | 27.67% | 27.73% | 27.79% | 27.85% | 27.91% | 27.97% | 28.03% | 28.09% | 28.15%
[8 empty] | Utility PV - Class 7 | Moderate | 23.46% | 23.62% | 23.78% | 23.93% | 24.09% | 24.24% | 24.4% | 24.56% | 24.71% | 24.87% | 25.03% | 25.18% | 25.34% | 25.5% | 25.65% | 25.76% | 25.87% | 25.97% | 26.08% | 26.18% | 26.29% | 26.4% | 26.5% | 26.61% | 26.72% | 26.82% | 26.93% | 27.04% | 27.14% | 27.25%
[8 empty] | Utility PV - Class 7 | Conservative | 23.46% | 23.46% | 23.46% | 23.46% | 23.46% | 23.46% | 23.46% | 23.46% | 23.46% | 23.46% | 23.46% | 23.46% | 23.46% | 23.46% | 23.46% | 23.61% | 23.75% | 23.9% | 24.05% | 24.19% | 24.34% | 24.48% | 24.63% | 24.78% | 24.92% | 25.07% | 25.21% | 25.36% | 25.51% | 25.65%
[8 empty] | Utility PV - Class 8 | Advanced | 22.56% | 22.82% | 23.08% | 23.34% | 23.6% | 23.86% | 24.12% | 24.38% | 24.64% | 24.9% | 25.16% | 25.42% | 25.68% | 25.94% | 26.2% | 26.26% | 26.32% | 26.37% | 26.43% | 26.49% | 26.55% | 26.61% | 26.66% | 26.72% | 26.78% | 26.84% | 26.9% | 26.95% | 27.01% | 27.07%
[8 empty] | Utility PV - Class 8 | Moderate | 22.56% | 22.71% | 22.86% | 23.01% | 23.16% | 23.31% | 23.47% | 23.62% | 23.77% | 23.92% | 24.07% | 24.22% | 24.37% | 24.53% | 24.68% | 24.78% | 24.88% | 24.98% | 25.08% | 25.18% | 25.29% | 25.39% | 25.49% | 25.59% | 25.69% | 25.79% | 25.9% | 26% | 26.1% | 26.2%
[8 empty] | Utility PV - Class 8 | Conservative | 22.56% | 22.56% | 22.56% | 22.56% | 22.56% | 22.56% | 22.56% | 22.56% | 22.56% | 22.56% | 22.56% | 22.56% | 22.56% | 22.56% | 22.56% | 22.7% | 22.84% | 22.98% | 23.12% | 23.26% | 23.41% | 23.55% | 23.69% | 23.83% | 23.97% | 24.11% | 24.25% | 24.39% | 24.54% | 24.68%
[8 empty] | Utility PV - Class 9 | Advanced | 21.46% | 21.71% | 21.96% | 22.21% | 22.47% | 22.72% | 22.97% | 23.22% | 23.47% | 23.72% | 23.97% | 24.22% | 24.47% | 24.72% | 24.97% | 25.02% | 25.08% | 25.13% | 25.18% | 25.23% | 25.29% | 25.34% | 25.39% | 25.44% | 25.49% | 25.55% | 25.6% | 25.65% | 25.7% | 25.75%
[8 empty] | Utility PV - Class 9 | Moderate | 21.46% | 21.61% | 21.76% | 21.9% | 22.05% | 22.19% | 22.34% | 22.49% | 22.63% | 22.78% | 22.93% | 23.07% | 23.22% | 23.36% | 23.51% | 23.61% | 23.71% | 23.8% | 23.9% | 24% | 24.1% | 24.19% | 24.29% | 24.39% | 24.49% | 24.58% | 24.68% | 24.78% | 24.88% | 24.97%
[8 empty] | Utility PV - Class 9 | Conservative | 21.46% | 21.46% | 21.46% | 21.46% | 21.46% | 21.46% | 21.46% | 21.46% | 21.46% | 21.46% | 21.46% | 21.46% | 21.46% | 21.46% | 21.46% | 21.6% | 21.74% | 21.87% | 22.01% | 22.15% | 22.28% | 22.42% | 22.55% | 22.69% | 22.83% | 22.96% | 23.1% | 23.24% | 23.37% | 23.51%
[8 empty] | Utility PV - Class 10 | Advanced | 19.69% | 19.92% | 20.16% | 20.4% | 20.63% | 20.87% | 21.1% | 21.34% | 21.58% | 21.81% | 22.05% | 22.29% | 22.52% | 22.76% | 22.99% | 23.04% | 23.08% | 23.12% | 23.16% | 23.2% | 23.25% | 23.29% | 23.33% | 23.37% | 23.41% | 23.46% | 23.5% | 23.54% | 23.58% | 23.62%
[8 empty] | Utility PV - Class 10 | Moderate | 19.69% | 19.83% | 19.96% | 20.1% | 20.24% | 20.38% | 20.51% | 20.65% | 20.79% | 20.93% | 21.06% | 21.2% | 21.34% | 21.48% | 21.61% | 21.71% | 21.8% | 21.89% | 21.98% | 22.07% | 22.17% | 22.26% | 22.35% | 22.44% | 22.53% | 22.63% | 22.72% | 22.81% | 22.9% | 22.99%
[8 empty] | Utility PV - Class 10 | Conservative | 19.69% | 19.69% | 19.69% | 19.69% | 19.69% | 19.69% | 19.69% | 19.69% | 19.69% | 19.69% | 19.69% | 19.69% | 19.69% | 19.69% | 19.69% | 19.82% | 19.94% | 20.07% | 20.2% | 20.33% | 20.46% | 20.59% | 20.72% | 20.84% | 20.97% | 21.1% | 21.23% | 21.36% | 21.49% | 21.61%
[10 empty] | 2021 | 2022 | 2023 | 2024 | 2025 | 2026 | 2027 | 2028 | 2029 | 2030 | 2031 | 2032 | 2033 | 2034 | 2035 | 2036 | 2037 | 2038 | 2039 | 2040 | 2041 | 2042 | 2043 | 2044 | 2045 | 2046 | 2047 | 2048 | 2049 | 2050
[7 empty] | Annual Energy Production (kWh/kW) | Utility PV - Class 1 | Advanced | 2743.4562 | 2770.7973 | 2798.1385 | 2825.4796 | 2852.8207 | 2880.1619 | 2907.503 | 2934.8441 | 2962.1853 | 2989.5264 | 3016.8675 | 3044.2087 | 3071.5498 | 3098.8909 | 3126.2321 | 3137.2931 | 3148.3541 | 3159.4152 | 3170.4762 | 3181.5372 | 3192.5982 | 3203.6592 | 3214.7203 | 3225.7813 | 3236.8423 | 3247.9033 | 3258.9644 | 3270.0254 | 3281.0864 | 3292.1474
[8 empty] | Utility PV - Class 1 | Moderate | 2743.4562 | 2758.9807 | 2774.5053 | 2790.0298 | 2805.5544 | 2821.0789 | 2836.6035 | 2852.128 | 2867.6526 | 2883.1771 | 2898.7017 | 2914.2262 | 2929.7508 | 2945.2753 | 2960.7999 | 2971.8287 | 2982.8575 | 2993.8863 | 3004.9151 | 3015.944 | 3026.9728 | 3038.0016 | 3049.0304 | 3060.0592 | 3071.088 | 3082.1168 | 3093.1456 | 3104.1745 | 3115.2033 | 3126.2321
[8 empty] | Utility PV - Class 1 | Conservative | 2743.4562 | 2743.4562 | 2743.4562 | 2743.4562 | 2743.4562 | 2743.4562 | 2743.4562 | 2743.4562 | 2743.4562 | 2743.4562 | 2743.4562 | 2743.4562 | 2743.4562 | 2743.4562 | 2743.4562 | 2757.9458 | 2772.4353 | 2786.9249 | 2801.4145 | 2815.9041 | 2830.3937 | 2844.8833 | 2859.3728 | 2873.8624 | 2888.352 | 2902.8416 | 2917.3312 | 2931.8207 | 2946.3103 | 2960.7999
[8 empty] | Utility PV - Class 2 | Advanced | 2654.1004 | 2680.2927 | 2706.485 | 2732.6773 | 2758.8696 | 2785.0619 | 2811.2542 | 2837.4465 | 2863.6388 | 2889.8311 | 2916.0234 | 2942.2157 | 2968.408 | 2994.6003 | 3020.7926 | 3031.7344 | 3042.6763 | 3053.6182 | 3064.56 | 3075.5019 | 3086.4437 | 3097.3856 | 3108.3275 | 3119.2693 | 3130.2112 | 3141.153 | 3152.0949 | 3163.0368 | 3173.9786 | 3184.9205
[8 empty] | Utility PV - Class 2 | Moderate | 2654.1004 | 2668.9275 | 2683.7547 | 2698.5818 | 2713.409 | 2728.2361 | 2743.0632 | 2757.8904 | 2772.7175 | 2787.5447 | 2802.3718 | 2817.1989 | 2832.0261 | 2846.8532 | 2861.6803 | 2872.2878 | 2882.8953 | 2893.5028 | 2904.1103 | 2914.7178 | 2925.3252 | 2935.9327 | 2946.5402 | 2957.1477 | 2967.7552 | 2978.3626 | 2988.9701 | 2999.5776 | 3010.1851 | 3020.7926
[8 empty] | Utility PV - Class 2 | Conservative | 2654.1004 | 2654.1004 | 2654.1004 | 2654.1004 | 2654.1004 | 2654.1004 | 2654.1004 | 2654.1004 | 2654.1004 | 2654.1004 | 2654.1004 | 2654.1004 | 2654.1004 | 2654.1004 | 2654.1004 | 2667.9391 | 2681.7777 | 2695.6164 | 2709.4551 | 2723.2937 | 2737.1324 | 2750.971 | 2764.8097 | 2778.6484 | 2792.487 | 2806.3257 | 2820.1644 | 2834.003 | 2847.8417 | 2861.6803
[8 empty] | Utility PV - Class 3 | Advanced | 2527.6012 | 2553.7541 | 2579.9069 | 2606.0598 | 2632.2127 | 2658.3656 | 2684.5185 | 2710.6713 | 2736.8242 | 2762.9771 | 2789.13 | 2815.2828 | 2841.4357 | 2867.5886 | 2893.7415 | 2903.0335 | 2912.3255 | 2921.6175 | 2930.9095 | 2940.2015 | 2949.4935 | 2958.7855 | 2968.0774 | 2977.3694 | 2986.6614 | 2995.9534 | 3005.2454 | 3014.5374 | 3023.8294 | 3033.1214
[8 empty] | Utility PV - Class 3 | Moderate | 2527.6012 | 2542.5452 | 2557.4891 | 2572.4331 | 2587.3771 | 2602.3211 | 2617.2651 | 2632.209 | 2647.153 | 2662.097 | 2677.041 | 2691.985 | 2706.9289 | 2721.8729 | 2736.8169 | 2747.2785 | 2757.7402 | 2768.2018 | 2778.6634 | 2789.1251 | 2799.5867 | 2810.0484 | 2820.51 | 2830.9716 | 2841.4333 | 2851.8949 | 2862.3566 | 2872.8182 | 2883.2798 | 2893.7415
[8 empty] | Utility PV - Class 3 | Conservative | 2527.6012 | 2527.6012 | 2527.6012 | 2527.6012 | 2527.6012 | 2527.6012 | 2527.6012 | 2527.6012 | 2527.6012 | 2527.6012 | 2527.6012 | 2527.6012 | 2527.6012 | 2527.6012 | 2527.6012 | 2541.5489 | 2555.4966 | 2569.4443 | 2583.392 | 2597.3398 | 2611.2875 | 2625.2352 | 2639.1829 | 2653.1306 | 2667.0783 | 2681.026 | 2694.9737 | 2708.9215 | 2722.8692 | 2736.8169
[8 empty] | Utility PV - Class 4 | Advanced | 2406.4372 | 2432.2685 | 2458.0999 | 2483.9313 | 2509.7627 | 2535.5941 | 2561.4255 | 2587.2569 | 2613.0882 | 2638.9196 | 2664.751 | 2690.5824 | 2716.4138 | 2742.2452 | 2768.0766 | 2776.0531 | 2784.0296 | 2792.0062 | 2799.9827 | 2807.9592 | 2815.9358 | 2823.9123 | 2831.8888 | 2839.8654 | 2847.8419 | 2855.8184 | 2863.795 | 2871.7715 | 2879.748 | 2887.7246
[8 empty] | Utility PV - Class 4 | Moderate | 2406.4372 | 2421.2894 | 2436.1417 | 2450.9939 | 2465.8462 | 2480.6985 | 2495.5507 | 2510.403 | 2525.2553 | 2540.1075 | 2554.9598 | 2569.8121 | 2584.6643 | 2599.5166 | 2614.3689 | 2624.616 | 2634.8632 | 2645.1104 | 2655.3576 | 2665.6048 | 2675.8519 | 2686.0991 | 2696.3463 | 2706.5935 | 2716.8407 | 2727.0878 | 2737.335 | 2747.5822 | 2757.8294 | 2768.0766
[8 empty] | Utility PV - Class 4 | Conservative | 2406.4372 | 2406.4372 | 2406.4372 | 2406.4372 | 2406.4372 | 2406.4372 | 2406.4372 | 2406.4372 | 2406.4372 | 2406.4372 | 2406.4372 | 2406.4372 | 2406.4372 | 2406.4372 | 2406.4372 | 2420.2993 | 2434.1614 | 2448.0235 | 2461.8856 | 2475.7477 | 2489.6098 | 2503.4719 | 2517.3341 | 2531.1962 | 2545.0583 | 2558.9204 | 2572.7825 | 2586.6446 | 2600.5067 | 2614.3689
[8 empty] | Utility PV - Class 5 | Advanced | 2285.8339 | 2310.9521 | 2336.0703 | 2361.1885 | 2386.3067 | 2411.4249 | 2436.5431 | 2461.6614 | 2486.7796 | 2511.8978 | 2537.016 | 2562.1342 | 2587.2524 | 2612.3706 | 2637.4888 | 2644.5229 | 2651.557 | 2658.5912 | 2665.6253 | 2672.6594 | 2679.6935 | 2686.7277 | 2693.7618 | 2700.7959 | 2707.8301 | 2714.8642 | 2721.8983 | 2728.9325 | 2735.9666 | 2743.0007
[8 empty] | Utility PV - Class 5 | Moderate | 2285.8339 | 2300.2852 | 2314.7365 | 2329.1878 | 2343.639 | 2358.0903 | 2372.5416 | 2386.9929 | 2401.4441 | 2415.8954 | 2430.3467 | 2444.798 | 2459.2492 | 2473.7005 | 2488.1518 | 2498.1076 | 2508.0634 | 2518.0192 | 2527.975 | 2537.9308 | 2547.8866 | 2557.8424 | 2567.7982 | 2577.754 | 2587.7098 | 2597.6656 | 2607.6214 | 2617.5772 | 2627.533 | 2637.4888
[8 empty] | Utility PV - Class 5 | Conservative | 2285.8339 | 2285.8339 | 2285.8339 | 2285.8339 | 2285.8339 | 2285.8339 | 2285.8339 | 2285.8339 | 2285.8339 | 2285.8339 | 2285.8339 | 2285.8339 | 2285.8339 | 2285.8339 | 2285.8339 | 2299.3218 | 2312.8097 | 2326.2975 | 2339.7854 | 2353.2732 | 2366.7611 | 2380.2489 | 2393.7368 | 2407.2246 | 2420.7125 | 2434.2004 | 2447.6882 | 2461.1761 | 2474.6639 | 2488.1518
[8 empty] | Utility PV - Class 6 | Advanced | 2167.057 | 2191.4714 | 2215.8857 | 2240.3001 | 2264.7145 | 2289.1288 | 2313.5432 | 2337.9576 | 2362.3719 | 2386.7863 | 2411.2007 | 2435.615 | 2460.0294 | 2484.4438 | 2508.8581 | 2514.9655 | 2521.0728 | 2527.1802 | 2533.2875 | 2539.3949 | 2545.5022 | 2551.6096 | 2557.7169 | 2563.8243 | 2569.9316 | 2576.039 | 2582.1463 | 2588.2537 | 2594.3611 | 2600.4684
[8 empty] | Utility PV - Class 6 | Moderate | 2167.057 | 2181.1094 | 2195.1619 | 2209.2143 | 2223.2667 | 2237.3192 | 2251.3716 | 2265.424 | 2279.4765 | 2293.5289 | 2307.5813 | 2321.6338 | 2335.6862 | 2349.7386 | 2363.7911 | 2373.4622 | 2383.1333 | 2392.8045 | 2402.4756 | 2412.1468 | 2421.8179 | 2431.489 | 2441.1602 | 2450.8313 | 2460.5024 | 2470.1736 | 2479.8447 | 2489.5159 | 2499.187 | 2508.8581
[8 empty] | Utility PV - Class 6 | Conservative | 2167.057 | 2167.057 | 2167.057 | 2167.057 | 2167.057 | 2167.057 | 2167.057 | 2167.057 | 2167.057 | 2167.057 | 2167.057 | 2167.057 | 2167.057 | 2167.057 | 2167.057 | 2180.1726 | 2193.2882 | 2206.4038 | 2219.5194 | 2232.635 | 2245.7506 | 2258.8662 | 2271.9818 | 2285.0974 | 2298.213 | 2311.3286 | 2324.4443 | 2337.5599 | 2350.6755 | 2363.7911
[8 empty] | Utility PV - Class 7 | Advanced | 2055.2921 | 2078.9865 | 2102.681 | 2126.3754 | 2150.0698 | 2173.7643 | 2197.4587 | 2221.1531 | 2244.8476 | 2268.542 | 2292.2364 | 2315.9308 | 2339.6253 | 2363.3197 | 2387.0141 | 2392.3032 | 2397.5923 | 2402.8814 | 2408.1705 | 2413.4596 | 2418.7487 | 2424.0378 | 2429.3269 | 2434.616 | 2439.9051 | 2445.1942 | 2450.4832 | 2455.7723 | 2461.0614 | 2466.3505
[8 empty] | Utility PV - Class 7 | Moderate | 2055.2921 | 2068.9951 | 2082.6981 | 2096.4011 | 2110.1042 | 2123.8072 | 2137.5102 | 2151.2132 | 2164.9162 | 2178.6192 | 2192.3223 | 2206.0253 | 2219.7283 | 2233.4313 | 2247.1343 | 2256.4596 | 2265.785 | 2275.1103 | 2284.4356 | 2293.7609 | 2303.0862 | 2312.4116 | 2321.7369 | 2331.0622 | 2340.3875 | 2349.7129 | 2359.0382 | 2368.3635 | 2377.6888 | 2387.0141
[8 empty] | Utility PV - Class 7 | Conservative | 2055.2921 | 2055.2921 | 2055.2921 | 2055.2921 | 2055.2921 | 2055.2921 | 2055.2921 | 2055.2921 | 2055.2921 | 2055.2921 | 2055.2921 | 2055.2921 | 2055.2921 | 2055.2921 | 2055.2921 | 2068.0816 | 2080.8711 | 2093.6605 | 2106.45 | 2119.2395 | 2132.029 | 2144.8185 | 2157.6079 | 2170.3974 | 2183.1869 | 2195.9764 | 2208.7659 | 2221.5553 | 2234.3448 | 2247.1343
[8 empty] | Utility PV - Class 8 | Advanced | 1976.0843 | 1998.8756 | 2021.667 | 2044.4583 | 2067.2497 | 2090.041 | 2112.8324 | 2135.6237 | 2158.415 | 2181.2064 | 2203.9977 | 2226.7891 | 2249.5804 | 2272.3718 | 2295.1631 | 2300.239 | 2305.3148 | 2310.3907 | 2315.4666 | 2320.5424 | 2325.6183 | 2330.6942 | 2335.7701 | 2340.8459 | 2345.9218 | 2350.9977 | 2356.0735 | 2361.1494 | 2366.2253 | 2371.3012
[8 empty] | Utility PV - Class 8 | Moderate | 1976.0843 | 1989.3389 | 2002.5936 | 2015.8483 | 2029.1029 | 2042.3576 | 2055.6122 | 2068.8669 | 2082.1215 | 2095.3762 | 2108.6308 | 2121.8855 | 2135.1401 | 2148.3948 | 2161.6494 | 2170.5503 | 2179.4512 | 2188.3522 | 2197.2531 | 2206.154 | 2215.0549 | 2223.9558 | 2232.8567 | 2241.7576 | 2250.6585 | 2259.5594 | 2268.4604 | 2277.3613 | 2286.2622 | 2295.1631
[8 empty] | Utility PV - Class 8 | Conservative | 1976.0843 | 1976.0843 | 1976.0843 | 1976.0843 | 1976.0843 | 1976.0843 | 1976.0843 | 1976.0843 | 1976.0843 | 1976.0843 | 1976.0843 | 1976.0843 | 1976.0843 | 1976.0843 | 1976.0843 | 1988.4553 | 2000.8263 | 2013.1973 | 2025.5683 | 2037.9393 | 2050.3103 | 2062.6814 | 2075.0524 | 2087.4234 | 2099.7944 | 2112.1654 | 2124.5364 | 2136.9074 | 2149.2784 | 2161.6494
[8 empty] | Utility PV - Class 9 | Advanced | 1880.1067 | 1902.0711 | 1924.0355 | 1945.9999 | 1967.9643 | 1989.9287 | 2011.8931 | 2033.8575 | 2055.8219 | 2077.7863 | 2099.7507 | 2121.7151 | 2143.6795 | 2165.6439 | 2187.6082 | 2192.1762 | 2196.7442 | 2201.3122 | 2205.8802 | 2210.4482 | 2215.0162 | 2219.5842 | 2224.1522 | 2228.7202 | 2233.2881 | 2237.8561 | 2242.4241 | 2246.9921 | 2251.5601 | 2256.1281
[8 empty] | Utility PV - Class 9 | Moderate | 1880.1067 | 1892.924 | 1905.7413 | 1918.5586 | 1931.3759 | 1944.1932 | 1957.0105 | 1969.8277 | 1982.645 | 1995.4623 | 2008.2796 | 2021.0969 | 2033.9142 | 2046.7314 | 2059.5487 | 2068.086 | 2076.6233 | 2085.1606 | 2093.6979 | 2102.2352 | 2110.7725 | 2119.3098 | 2127.8471 | 2136.3844 | 2144.9217 | 2153.459 | 2161.9963 | 2170.5336 | 2179.0709 | 2187.6082
[8 empty] | Utility PV - Class 9 | Conservative | 1880.1067 | 1880.1067 | 1880.1067 | 1880.1067 | 1880.1067 | 1880.1067 | 1880.1067 | 1880.1067 | 1880.1067 | 1880.1067 | 1880.1067 | 1880.1067 | 1880.1067 | 1880.1067 | 1880.1067 | 1892.0695 | 1904.0323 | 1915.9951 | 1927.9579 | 1939.9207 | 1951.8835 | 1963.8463 | 1975.8091 | 1987.7719 | 1999.7347 | 2011.6975 | 2023.6603 | 2035.6231 | 2047.5859 | 2059.5487
[8 empty] | Utility PV - Class 10 | Advanced | 1724.6147 | 1745.3078 | 1766.001 | 1786.6941 | 1807.3873 | 1828.0804 | 1848.7736 | 1869.4668 | 1890.1599 | 1910.8531 | 1931.5462 | 1952.2394 | 1972.9325 | 1993.6257 | 2014.3188 | 2018.0001 | 2021.6813 | 2025.3626 | 2029.0438 | 2032.7251 | 2036.4064 | 2040.0876 | 2043.7689 | 2047.4501 | 2051.1314 | 2054.8126 | 2058.4939 | 2062.1751 | 2065.8564 | 2069.5376
[8 empty] | Utility PV - Class 10 | Moderate | 1724.6147 | 1736.6717 | 1748.7288 | 1760.7859 | 1772.8429 | 1784.9 | 1796.957 | 1809.0141 | 1821.0712 | 1833.1282 | 1845.1853 | 1857.2423 | 1869.2994 | 1881.3565 | 1893.4135 | 1901.4739 | 1909.5342 | 1917.5946 | 1925.6549 | 1933.7153 | 1941.7756 | 1949.836 | 1957.8964 | 1965.9567 | 1974.0171 | 1982.0774 | 1990.1378 | 1998.1981 | 2006.2585 | 2014.3188
[8 empty] | Utility PV - Class 10 | Conservative | 1724.6147 | 1724.6147 | 1724.6147 | 1724.6147 | 1724.6147 | 1724.6147 | 1724.6147 | 1724.6147 | 1724.6147 | 1724.6147 | 1724.6147 | 1724.6147 | 1724.6147 | 1724.6147 | 1724.6147 | 1735.8679 | 1747.1212 | 1758.3744 | 1769.6277 | 1780.881 | 1792.1342 | 1803.3875 | 1814.6407 | 1825.894 | 1837.1472 | 1848.4005 | 1859.6537 | 1870.907 | 1882.1603 | 1893.4135
[10 empty] | 2021 | 2022 | 2023 | 2024 | 2025 | 2026 | 2027 | 2028 | 2029 | 2030 | 2031 | 2032 | 2033 | 2034 | 2035 | 2036 | 2037 | 2038 | 2039 | 2040 | 2041 | 2042 | 2043 | 2044 | 2045 | 2046 | 2047 | 2048 | 2049 | 2050
[7 empty] | CAPEX ($/kW) | Utility PV - Class 1 | Advanced | 1290.8063 | 1373.1982 | 1316.219 | 1259.2399 | 1202.2608 | 1145.2817 | 1088.3025 | 1031.3234 | 974.3443 | 917.3652 | 860.386 | 803.4069 | 746.4278 | 689.4487 | 632.4695 | 625.0401 | 617.6106 | 610.1811 | 602.7516 | 595.3221 | 587.8926 | 580.4631 | 573.0336 | 565.6042 | 558.1747 | 550.7452 | 543.3157 | 535.8862 | 528.4567 | 521.0272
[8 empty] | Utility PV - Class 1 | Moderate | 1290.8063 | 1373.1982 | 1331.3528 | 1289.5074 | 1247.662 | 1205.8167 | 1163.9713 | 1122.1259 | 1080.2806 | 1038.4352 | 996.5898 | 954.7445 | 912.8991 | 871.0537 | 829.2083 | 816.0924 | 802.9765 | 789.8606 | 776.7447 | 763.6287 | 750.5128 | 737.3969 | 724.281 | 711.1651 | 698.0491 | 684.9332 | 671.8173 | 658.7014 | 645.5855 | 632.4695
[8 empty] | Utility PV - Class 1 | Conservative | 1290.8063 | 1373.1982 | 1352.2929 | 1331.3877 | 1310.4824 | 1289.5772 | 1268.672 | 1247.7667 | 1226.8615 | 1205.9562 | 1185.051 | 1164.1458 | 1143.2405 | 1122.3353 | 1101.43 | 1083.2819 | 1065.1338 | 1046.9857 | 1028.8376 | 1010.6895 | 992.5414 | 974.3933 | 956.2451 | 938.097 | 919.9489 | 901.8008 | 883.6527 | 865.5046 | 847.3565 | 829.2083
[8 empty] | Utility PV - Class 2 | Advanced | 1290.8063 | 1373.1982 | 1316.219 | 1259.2399 | 1202.2608 | 1145.2817 | 1088.3025 | 1031.3234 | 974.3443 | 917.3652 | 860.386 | 803.4069 | 746.4278 | 689.4487 | 632.4695 | 625.0401 | 617.6106 | 610.1811 | 602.7516 | 595.3221 | 587.8926 | 580.4631 | 573.0336 | 565.6042 | 558.1747 | 550.7452 | 543.3157 | 535.8862 | 528.4567 | 521.0272
[8 empty] | Utility PV - Class 2 | Moderate | 1290.8063 | 1373.1982 | 1331.3528 | 1289.5074 | 1247.662 | 1205.8167 | 1163.9713 | 1122.1259 | 1080.2806 | 1038.4352 | 996.5898 | 954.7445 | 912.8991 | 871.0537 | 829.2083 | 816.0924 | 802.9765 | 789.8606 | 776.7447 | 763.6287 | 750.5128 | 737.3969 | 724.281 | 711.1651 | 698.0491 | 684.9332 | 671.8173 | 658.7014 | 645.5855 | 632.4695
[8 empty] | Utility PV - Class 2 | Conservative | 1290.8063 | 1373.1982 | 1352.2929 | 1331.3877 | 1310.4824 | 1289.5772 | 1268.672 | 1247.7667 | 1226.8615 | 1205.9562 | 1185.051 | 1164.1458 | 1143.2405 | 1122.3353 | 1101.43 | 1083.2819 | 1065.1338 | 1046.9857 | 1028.8376 | 1010.6895 | 992.5414 | 974.3933 | 956.2451 | 938.097 | 919.9489 | 901.8008 | 883.6527 | 865.5046 | 847.3565 | 829.2083
[8 empty] | Utility PV - Class 3 | Advanced | 1290.8063 | 1373.1982 | 1316.219 | 1259.2399 | 1202.2608 | 1145.2817 | 1088.3025 | 1031.3234 | 974.3443 | 917.3652 | 860.386 | 803.4069 | 746.4278 | 689.4487 | 632.4695 | 625.0401 | 617.6106 | 610.1811 | 602.7516 | 595.3221 | 587.8926 | 580.4631 | 573.0336 | 565.6042 | 558.1747 | 550.7452 | 543.3157 | 535.8862 | 528.4567 | 521.0272
[8 empty] | Utility PV - Class 3 | Moderate | 1290.8063 | 1373.1982 | 1331.3528 | 1289.5074 | 1247.662 | 1205.8167 | 1163.9713 | 1122.1259 | 1080.2806 | 1038.4352 | 996.5898 | 954.7445 | 912.8991 | 871.0537 | 829.2083 | 816.0924 | 802.9765 | 789.8606 | 776.7447 | 763.6287 | 750.5128 | 737.3969 | 724.281 | 711.1651 | 698.0491 | 684.9332 | 671.8173 | 658.7014 | 645.5855 | 632.4695
[8 empty] | Utility PV - Class 3 | Conservative | 1290.8063 | 1373.1982 | 1352.2929 | 1331.3877 | 1310.4824 | 1289.5772 | 1268.672 | 1247.7667 | 1226.8615 | 1205.9562 | 1185.051 | 1164.1458 | 1143.2405 | 1122.3353 | 1101.43 | 1083.2819 | 1065.1338 | 1046.9857 | 1028.8376 | 1010.6895 | 992.5414 | 974.3933 | 956.2451 | 938.097 | 919.9489 | 901.8008 | 883.6527 | 865.5046 | 847.3565 | 829.2083
[8 empty] | Utility PV - Class 4 | Advanced | 1290.8063 | 1373.1982 | 1316.219 | 1259.2399 | 1202.2608 | 1145.2817 | 1088.3025 | 1031.3234 | 974.3443 | 917.3652 | 860.386 | 803.4069 | 746.4278 | 689.4487 | 632.4695 | 625.0401 | 617.6106 | 610.1811 | 602.7516 | 595.3221 | 587.8926 | 580.4631 | 573.0336 | 565.6042 | 558.1747 | 550.7452 | 543.3157 | 535.8862 | 528.4567 | 521.0272
[8 empty] | Utility PV - Class 4 | Moderate | 1290.8063 | 1373.1982 | 1331.3528 | 1289.5074 | 1247.662 | 1205.8167 | 1163.9713 | 1122.1259 | 1080.2806 | 1038.4352 | 996.5898 | 954.7445 | 912.8991 | 871.0537 | 829.2083 | 816.0924 | 802.9765 | 789.8606 | 776.7447 | 763.6287 | 750.5128 | 737.3969 | 724.281 | 711.1651 | 698.0491 | 684.9332 | 671.8173 | 658.7014 | 645.5855 | 632.4695
[8 empty] | Utility PV - Class 4 | Conservative | 1290.8063 | 1373.1982 | 1352.2929 | 1331.3877 | 1310.4824 | 1289.5772 | 1268.672 | 1247.7667 | 1226.8615 | 1205.9562 | 1185.051 | 1164.1458 | 1143.2405 | 1122.3353 | 1101.43 | 1083.2819 | 1065.1338 | 1046.9857 | 1028.8376 | 1010.6895 | 992.5414 | 974.3933 | 956.2451 | 938.097 | 919.9489 | 901.8008 | 883.6527 | 865.5046 | 847.3565 | 829.2083
[8 empty] | Utility PV - Class 5 | Advanced | 1290.8063 | 1373.1982 | 1316.219 | 1259.2399 | 1202.2608 | 1145.2817 | 1088.3025 | 1031.3234 | 974.3443 | 917.3652 | 860.386 | 803.4069 | 746.4278 | 689.4487 | 632.4695 | 625.0401 | 617.6106 | 610.1811 | 602.7516 | 595.3221 | 587.8926 | 580.4631 | 573.0336 | 565.6042 | 558.1747 | 550.7452 | 543.3157 | 535.8862 | 528.4567 | 521.0272
[8 empty] | Utility PV - Class 5 | Moderate | 1290.8063 | 1373.1982 | 1331.3528 | 1289.5074 | 1247.662 | 1205.8167 | 1163.9713 | 1122.1259 | 1080.2806 | 1038.4352 | 996.5898 | 954.7445 | 912.8991 | 871.0537 | 829.2083 | 816.0924 | 802.9765 | 789.8606 | 776.7447 | 763.6287 | 750.5128 | 737.3969 | 724.281 | 711.1651 | 698.0491 | 684.9332 | 671.8173 | 658.7014 | 645.5855 | 632.4695
[8 empty] | Utility PV - Class 5 | Conservative | 1290.8063 | 1373.1982 | 1352.2929 | 1331.3877 | 1310.4824 | 1289.5772 | 1268.672 | 1247.7667 | 1226.8615 | 1205.9562 | 1185.051 | 1164.1458 | 1143.2405 | 1122.3353 | 1101.43 | 1083.2819 | 1065.1338 | 1046.9857 | 1028.8376 | 1010.6895 | 992.5414 | 974.3933 | 956.2451 | 938.097 | 919.9489 | 901.8008 | 883.6527 | 865.5046 | 847.3565 | 829.2083
[8 empty] | Utility PV - Class 6 | Advanced | 1290.8063 | 1373.1982 | 1316.219 | 1259.2399 | 1202.2608 | 1145.2817 | 1088.3025 | 1031.3234 | 974.3443 | 917.3652 | 860.386 | 803.4069 | 746.4278 | 689.4487 | 632.4695 | 625.0401 | 617.6106 | 610.1811 | 602.7516 | 595.3221 | 587.8926 | 580.4631 | 573.0336 | 565.6042 | 558.1747 | 550.7452 | 543.3157 | 535.8862 | 528.4567 | 521.0272
[8 empty] | Utility PV - Class 6 | Moderate | 1290.8063 | 1373.1982 | 1331.3528 | 1289.5074 | 1247.662 | 1205.8167 | 1163.9713 | 1122.1259 | 1080.2806 | 1038.4352 | 996.5898 | 954.7445 | 912.8991 | 871.0537 | 829.2083 | 816.0924 | 802.9765 | 789.8606 | 776.7447 | 763.6287 | 750.5128 | 737.3969 | 724.281 | 711.1651 | 698.0491 | 684.9332 | 671.8173 | 658.7014 | 645.5855 | 632.4695
[8 empty] | Utility PV - Class 6 | Conservative | 1290.8063 | 1373.1982 | 1352.2929 | 1331.3877 | 1310.4824 | 1289.5772 | 1268.672 | 1247.7667 | 1226.8615 | 1205.9562 | 1185.051 | 1164.1458 | 1143.2405 | 1122.3353 | 1101.43 | 1083.2819 | 1065.1338 | 1046.9857 | 1028.8376 | 1010.6895 | 992.5414 | 974.3933 | 956.2451 | 938.097 | 919.9489 | 901.8008 | 883.6527 | 865.5046 | 847.3565 | 829.2083
[8 empty] | Utility PV - Class 7 | Advanced | 1290.8063 | 1373.1982 | 1316.219 | 1259.2399 | 1202.2608 | 1145.2817 | 1088.3025 | 1031.3234 | 974.3443 | 917.3652 | 860.386 | 803.4069 | 746.4278 | 689.4487 | 632.4695 | 625.0401 | 617.6106 | 610.1811 | 602.7516 | 595.3221 | 587.8926 | 580.4631 | 573.0336 | 565.6042 | 558.1747 | 550.7452 | 543.3157 | 535.8862 | 528.4567 | 521.0272
[8 empty] | Utility PV - Class 7 | Moderate | 1290.8063 | 1373.1982 | 1331.3528 | 1289.5074 | 1247.662 | 1205.8167 | 1163.9713 | 1122.1259 | 1080.2806 | 1038.4352 | 996.5898 | 954.7445 | 912.8991 | 871.0537 | 829.2083 | 816.0924 | 802.9765 | 789.8606 | 776.7447 | 763.6287 | 750.5128 | 737.3969 | 724.281 | 711.1651 | 698.0491 | 684.9332 | 671.8173 | 658.7014 | 645.5855 | 632.4695
[8 empty] | Utility PV - Class 7 | Conservative | 1290.8063 | 1373.1982 | 1352.2929 | 1331.3877 | 1310.4824 | 1289.5772 | 1268.672 | 1247.7667 | 1226.8615 | 1205.9562 | 1185.051 | 1164.1458 | 1143.2405 | 1122.3353 | 1101.43 | 1083.2819 | 1065.1338 | 1046.9857 | 1028.8376 | 1010.6895 | 992.5414 | 974.3933 | 956.2451 | 938.097 | 919.9489 | 901.8008 | 883.6527 | 865.5046 | 847.3565 | 829.2083
[8 empty] | Utility PV - Class 8 | Advanced | 1290.8063 | 1373.1982 | 1316.219 | 1259.2399 | 1202.2608 | 1145.2817 | 1088.3025 | 1031.3234 | 974.3443 | 917.3652 | 860.386 | 803.4069 | 746.4278 | 689.4487 | 632.4695 | 625.0401 | 617.6106 | 610.1811 | 602.7516 | 595.3221 | 587.8926 | 580.4631 | 573.0336 | 565.6042 | 558.1747 | 550.7452 | 543.3157 | 535.8862 | 528.4567 | 521.0272
[8 empty] | Utility PV - Class 8 | Moderate | 1290.8063 | 1373.1982 | 1331.3528 | 1289.5074 | 1247.662 | 1205.8167 | 1163.9713 | 1122.1259 | 1080.2806 | 1038.4352 | 996.5898 | 954.7445 | 912.8991 | 871.0537 | 829.2083 | 816.0924 | 802.9765 | 789.8606 | 776.7447 | 763.6287 | 750.5128 | 737.3969 | 724.281 | 711.1651 | 698.0491 | 684.9332 | 671.8173 | 658.7014 | 645.5855 | 632.4695
[8 empty] | Utility PV - Class 8 | Conservative | 1290.8063 | 1373.1982 | 1352.2929 | 1331.3877 | 1310.4824 | 1289.5772 | 1268.672 | 1247.7667 | 1226.8615 | 1205.9562 | 1185.051 | 1164.1458 | 1143.2405 | 1122.3353 | 1101.43 | 1083.2819 | 1065.1338 | 1046.9857 | 1028.8376 | 1010.6895 | 992.5414 | 974.3933 | 956.2451 | 938.097 | 919.9489 | 901.8008 | 883.6527 | 865.5046 | 847.3565 | 829.2083
[8 empty] | Utility PV - Class 9 | Advanced | 1290.8063 | 1373.1982 | 1316.219 | 1259.2399 | 1202.2608 | 1145.2817 | 1088.3025 | 1031.3234 | 974.3443 | 917.3652 | 860.386 | 803.4069 | 746.4278 | 689.4487 | 632.4695 | 625.0401 | 617.6106 | 610.1811 | 602.7516 | 595.3221 | 587.8926 | 580.4631 | 573.0336 | 565.6042 | 558.1747 | 550.7452 | 543.3157 | 535.8862 | 528.4567 | 521.0272
[8 empty] | Utility PV - Class 9 | Moderate | 1290.8063 | 1373.1982 | 1331.3528 | 1289.5074 | 1247.662 | 1205.8167 | 1163.9713 | 1122.1259 | 1080.2806 | 1038.4352 | 996.5898 | 954.7445 | 912.8991 | 871.0537 | 829.2083 | 816.0924 | 802.9765 | 789.8606 | 776.7447 | 763.6287 | 750.5128 | 737.3969 | 724.281 | 711.1651 | 698.0491 | 684.9332 | 671.8173 | 658.7014 | 645.5855 | 632.4695
[8 empty] | Utility PV - Class 9 | Conservative | 1290.8063 | 1373.1982 | 1352.2929 | 1331.3877 | 1310.4824 | 1289.5772 | 1268.672 | 1247.7667 | 1226.8615 | 1205.9562 | 1185.051 | 1164.1458 | 1143.2405 | 1122.3353 | 1101.43 | 1083.2819 | 1065.1338 | 1046.9857 | 1028.8376 | 1010.6895 | 992.5414 | 974.3933 | 956.2451 | 938.097 | 919.9489 | 901.8008 | 883.6527 | 865.5046 | 847.3565 | 829.2083
[8 empty] | Utility PV - Class 10 | Advanced | 1290.8063 | 1373.1982 | 1316.219 | 1259.2399 | 1202.2608 | 1145.2817 | 1088.3025 | 1031.3234 | 974.3443 | 917.3652 | 860.386 | 803.4069 | 746.4278 | 689.4487 | 632.4695 | 625.0401 | 617.6106 | 610.1811 | 602.7516 | 595.3221 | 587.8926 | 580.4631 | 573.0336 | 565.6042 | 558.1747 | 550.7452 | 543.3157 | 535.8862 | 528.4567 | 521.0272
[8 empty] | Utility PV - Class 10 | Moderate | 1290.8063 | 1373.1982 | 1331.3528 | 1289.5074 | 1247.662 | 1205.8167 | 1163.9713 | 1122.1259 | 1080.2806 | 1038.4352 | 996.5898 | 954.7445 | 912.8991 | 871.0537 | 829.2083 | 816.0924 | 802.9765 | 789.8606 | 776.7447 | 763.6287 | 750.5128 | 737.3969 | 724.281 | 711.1651 | 698.0491 | 684.9332 | 671.8173 | 658.7014 | 645.5855 | 632.4695
[8 empty] | Utility PV - Class 10 | Conservative | 1290.8063 | 1373.1982 | 1352.2929 | 1331.3877 | 1310.4824 | 1289.5772 | 1268.672 | 1247.7667 | 1226.8615 | 1205.9562 | 1185.051 | 1164.1458 | 1143.2405 | 1122.3353 | 1101.43 | 1083.2819 | 1065.1338 | 1046.9857 | 1028.8376 | 1010.6895 | 992.5414 | 974.3933 | 956.2451 | 938.097 | 919.9489 | 901.8008 | 883.6527 | 865.5046 | 847.3565 | 829.2083
[10 empty] | 2021 | 2022 | 2023 | 2024 | 2025 | 2026 | 2027 | 2028 | 2029 | 2030 | 2031 | 2032 | 2033 | 2034 | 2035 | 2036 | 2037 | 2038 | 2039 | 2040 | 2041 | 2042 | 2043 | 2044 | 2045 | 2046 | 2047 | 2048 | 2049 | 2050
[7 empty] | Construction Financing Cost ($/kW) | Utility PV - Class 1 | Advanced | 44.9912 | 47.863 | 45.877 | 43.8909 | 41.9049 | 39.9189 | 37.9329 | 35.9469 | 33.9609 | 31.9749 | 29.9888 | 28.0028 | 26.0168 | 24.0308 | 22.0448 | 21.7858 | 21.5269 | 21.2679 | 21.009 | 20.75 | 20.4911 | 20.2321 | 19.9731 | 19.7142 | 19.4552 | 19.1963 | 18.9373 | 18.6784 | 18.4194 | 18.1605
[8 empty] | Utility PV - Class 1 | Moderate | 44.9912 | 47.863 | 46.4044 | 44.9459 | 43.4874 | 42.0289 | 40.5703 | 39.1118 | 37.6533 | 36.1948 | 34.7362 | 33.2777 | 31.8192 | 30.3607 | 28.9021 | 28.445 | 27.9878 | 27.5307 | 27.0735 | 26.6164 | 26.1592 | 25.702 | 25.2449 | 24.7877 | 24.3306 | 23.8734 | 23.4163 | 22.9591 | 22.5019 | 22.0448
[8 empty] | Utility PV - Class 1 | Conservative | 44.9912 | 47.863 | 47.1343 | 46.4057 | 45.677 | 44.9483 | 44.2197 | 43.491 | 42.7624 | 42.0337 | 41.3051 | 40.5764 | 39.8478 | 39.1191 | 38.3905 | 37.7579 | 37.1253 | 36.4928 | 35.8602 | 35.2277 | 34.5951 | 33.9626 | 33.33 | 32.6975 | 32.0649 | 31.4324 | 30.7998 | 30.1673 | 29.5347 | 28.9021
[8 empty] | Utility PV - Class 2 | Advanced | 44.9912 | 47.863 | 45.877 | 43.8909 | 41.9049 | 39.9189 | 37.9329 | 35.9469 | 33.9609 | 31.9749 | 29.9888 | 28.0028 | 26.0168 | 24.0308 | 22.0448 | 21.7858 | 21.5269 | 21.2679 | 21.009 | 20.75 | 20.4911 | 20.2321 | 19.9731 | 19.7142 | 19.4552 | 19.1963 | 18.9373 | 18.6784 | 18.4194 | 18.1605
[8 empty] | Utility PV - Class 2 | Moderate | 44.9912 | 47.863 | 46.4044 | 44.9459 | 43.4874 | 42.0289 | 40.5703 | 39.1118 | 37.6533 | 36.1948 | 34.7362 | 33.2777 | 31.8192 | 30.3607 | 28.9021 | 28.445 | 27.9878 | 27.5307 | 27.0735 | 26.6164 | 26.1592 | 25.702 | 25.2449 | 24.7877 | 24.3306 | 23.8734 | 23.4163 | 22.9591 | 22.5019 | 22.0448
[8 empty] | Utility PV - Class 2 | Conservative | 44.9912 | 47.863 | 47.1343 | 46.4057 | 45.677 | 44.9483 | 44.2197 | 43.491 | 42.7624 | 42.0337 | 41.3051 | 40.5764 | 39.8478 | 39.1191 | 38.3905 | 37.7579 | 37.1253 | 36.4928 | 35.8602 | 35.2277 | 34.5951 | 33.9626 | 33.33 | 32.6975 | 32.0649 | 31.4324 | 30.7998 | 30.1673 | 29.5347 | 28.9021
[8 empty] | Utility PV - Class 3 | Advanced | 44.9912 | 47.863 | 45.877 | 43.8909 | 41.9049 | 39.9189 | 37.9329 | 35.9469 | 33.9609 | 31.9749 | 29.9888 | 28.0028 | 26.0168 | 24.0308 | 22.0448 | 21.7858 | 21.5269 | 21.2679 | 21.009 | 20.75 | 20.4911 | 20.2321 | 19.9731 | 19.7142 | 19.4552 | 19.1963 | 18.9373 | 18.6784 | 18.4194 | 18.1605
[8 empty] | Utility PV - Class 3 | Moderate | 44.9912 | 47.863 | 46.4044 | 44.9459 | 43.4874 | 42.0289 | 40.5703 | 39.1118 | 37.6533 | 36.1948 | 34.7362 | 33.2777 | 31.8192 | 30.3607 | 28.9021 | 28.445 | 27.9878 | 27.5307 | 27.0735 | 26.6164 | 26.1592 | 25.702 | 25.2449 | 24.7877 | 24.3306 | 23.8734 | 23.4163 | 22.9591 | 22.5019 | 22.0448
[8 empty] | Utility PV - Class 3 | Conservative | 44.9912 | 47.863 | 47.1343 | 46.4057 | 45.677 | 44.9483 | 44.2197 | 43.491 | 42.7624 | 42.0337 | 41.3051 | 40.5764 | 39.8478 | 39.1191 | 38.3905 | 37.7579 | 37.1253 | 36.4928 | 35.8602 | 35.2277 | 34.5951 | 33.9626 | 33.33 | 32.6975 | 32.0649 | 31.4324 | 30.7998 | 30.1673 | 29.5347 | 28.9021
[8 empty] | Utility PV - Class 4 | Advanced | 44.9912 | 47.863 | 45.877 | 43.8909 | 41.9049 | 39.9189 | 37.9329 | 35.9469 | 33.9609 | 31.9749 | 29.9888 | 28.0028 | 26.0168 | 24.0308 | 22.0448 | 21.7858 | 21.5269 | 21.2679 | 21.009 | 20.75 | 20.4911 | 20.2321 | 19.9731 | 19.7142 | 19.4552 | 19.1963 | 18.9373 | 18.6784 | 18.4194 | 18.1605
[8 empty] | Utility PV - Class 4 | Moderate | 44.9912 | 47.863 | 46.4044 | 44.9459 | 43.4874 | 42.0289 | 40.5703 | 39.1118 | 37.6533 | 36.1948 | 34.7362 | 33.2777 | 31.8192 | 30.3607 | 28.9021 | 28.445 | 27.9878 | 27.5307 | 27.0735 | 26.6164 | 26.1592 | 25.702 | 25.2449 | 24.7877 | 24.3306 | 23.8734 | 23.4163 | 22.9591 | 22.5019 | 22.0448
[8 empty] | Utility PV - Class 4 | Conservative | 44.9912 | 47.863 | 47.1343 | 46.4057 | 45.677 | 44.9483 | 44.2197 | 43.491 | 42.7624 | 42.0337 | 41.3051 | 40.5764 | 39.8478 | 39.1191 | 38.3905 | 37.7579 | 37.1253 | 36.4928 | 35.8602 | 35.2277 | 34.5951 | 33.9626 | 33.33 | 32.6975 | 32.0649 | 31.4324 | 30.7998 | 30.1673 | 29.5347 | 28.9021
[8 empty] | Utility PV - Class 5 | Advanced | 44.9912 | 47.863 | 45.877 | 43.8909 | 41.9049 | 39.9189 | 37.9329 | 35.9469 | 33.9609 | 31.9749 | 29.9888 | 28.0028 | 26.0168 | 24.0308 | 22.0448 | 21.7858 | 21.5269 | 21.2679 | 21.009 | 20.75 | 20.4911 | 20.2321 | 19.9731 | 19.7142 | 19.4552 | 19.1963 | 18.9373 | 18.6784 | 18.4194 | 18.1605
[8 empty] | Utility PV - Class 5 | Moderate | 44.9912 | 47.863 | 46.4044 | 44.9459 | 43.4874 | 42.0289 | 40.5703 | 39.1118 | 37.6533 | 36.1948 | 34.7362 | 33.2777 | 31.8192 | 30.3607 | 28.9021 | 28.445 | 27.9878 | 27.5307 | 27.0735 | 26.6164 | 26.1592 | 25.702 | 25.2449 | 24.7877 | 24.3306 | 23.8734 | 23.4163 | 22.9591 | 22.5019 | 22.0448
[8 empty] | Utility PV - Class 5 | Conservative | 44.9912 | 47.863 | 47.1343 | 46.4057 | 45.677 | 44.9483 | 44.2197 | 43.491 | 42.7624 | 42.0337 | 41.3051 | 40.5764 | 39.8478 | 39.1191 | 38.3905 | 37.7579 | 37.1253 | 36.4928 | 35.8602 | 35.2277 | 34.5951 | 33.9626 | 33.33 | 32.6975 | 32.0649 | 31.4324 | 30.7998 | 30.1673 | 29.5347 | 28.9021
[8 empty] | Utility PV - Class 6 | Advanced | 44.9912 | 47.863 | 45.877 | 43.8909 | 41.9049 | 39.9189 | 37.9329 | 35.9469 | 33.9609 | 31.9749 | 29.9888 | 28.0028 | 26.0168 | 24.0308 | 22.0448 | 21.7858 | 21.5269 | 21.2679 | 21.009 | 20.75 | 20.4911 | 20.2321 | 19.9731 | 19.7142 | 19.4552 | 19.1963 | 18.9373 | 18.6784 | 18.4194 | 18.1605
[8 empty] | Utility PV - Class 6 | Moderate | 44.9912 | 47.863 | 46.4044 | 44.9459 | 43.4874 | 42.0289 | 40.5703 | 39.1118 | 37.6533 | 36.1948 | 34.7362 | 33.2777 | 31.8192 | 30.3607 | 28.9021 | 28.445 | 27.9878 | 27.5307 | 27.0735 | 26.6164 | 26.1592 | 25.702 | 25.2449 | 24.7877 | 24.3306 | 23.8734 | 23.4163 | 22.9591 | 22.5019 | 22.0448
[8 empty] | Utility PV - Class 6 | Conservative | 44.9912 | 47.863 | 47.1343 | 46.4057 | 45.677 | 44.9483 | 44.2197 | 43.491 | 42.7624 | 42.0337 | 41.3051 | 40.5764 | 39.8478 | 39.1191 | 38.3905 | 37.7579 | 37.1253 | 36.4928 | 35.8602 | 35.2277 | 34.5951 | 33.9626 | 33.33 | 32.6975 | 32.0649 | 31.4324 | 30.7998 | 30.1673 | 29.5347 | 28.9021
[8 empty] | Utility PV - Class 7 | Advanced | 44.9912 | 47.863 | 45.877 | 43.8909 | 41.9049 | 39.9189 | 37.9329 | 35.9469 | 33.9609 | 31.9749 | 29.9888 | 28.0028 | 26.0168 | 24.0308 | 22.0448 | 21.7858 | 21.5269 | 21.2679 | 21.009 | 20.75 | 20.4911 | 20.2321 | 19.9731 | 19.7142 | 19.4552 | 19.1963 | 18.9373 | 18.6784 | 18.4194 | 18.1605
[8 empty] | Utility PV - Class 7 | Moderate | 44.9912 | 47.863 | 46.4044 | 44.9459 | 43.4874 | 42.0289 | 40.5703 | 39.1118 | 37.6533 | 36.1948 | 34.7362 | 33.2777 | 31.8192 | 30.3607 | 28.9021 | 28.445 | 27.9878 | 27.5307 | 27.0735 | 26.6164 | 26.1592 | 25.702 | 25.2449 | 24.7877 | 24.3306 | 23.8734 | 23.4163 | 22.9591 | 22.5019 | 22.0448
[8 empty] | Utility PV - Class 7 | Conservative | 44.9912 | 47.863 | 47.1343 | 46.4057 | 45.677 | 44.9483 | 44.2197 | 43.491 | 42.7624 | 42.0337 | 41.3051 | 40.5764 | 39.8478 | 39.1191 | 38.3905 | 37.7579 | 37.1253 | 36.4928 | 35.8602 | 35.2277 | 34.5951 | 33.9626 | 33.33 | 32.6975 | 32.0649 | 31.4324 | 30.7998 | 30.1673 | 29.5347 | 28.9021
[8 empty] | Utility PV - Class 8 | Advanced | 44.9912 | 47.863 | 45.877 | 43.8909 | 41.9049 | 39.9189 | 37.9329 | 35.9469 | 33.9609 | 31.9749 | 29.9888 | 28.0028 | 26.0168 | 24.0308 | 22.0448 | 21.7858 | 21.5269 | 21.2679 | 21.009 | 20.75 | 20.4911 | 20.2321 | 19.9731 | 19.7142 | 19.4552 | 19.1963 | 18.9373 | 18.6784 | 18.4194 | 18.1605
[8 empty] | Utility PV - Class 8 | Moderate | 44.9912 | 47.863 | 46.4044 | 44.9459 | 43.4874 | 42.0289 | 40.5703 | 39.1118 | 37.6533 | 36.1948 | 34.7362 | 33.2777 | 31.8192 | 30.3607 | 28.9021 | 28.445 | 27.9878 | 27.5307 | 27.0735 | 26.6164 | 26.1592 | 25.702 | 25.2449 | 24.7877 | 24.3306 | 23.8734 | 23.4163 | 22.9591 | 22.5019 | 22.0448
[8 empty] | Utility PV - Class 8 | Conservative | 44.9912 | 47.863 | 47.1343 | 46.4057 | 45.677 | 44.9483 | 44.2197 | 43.491 | 42.7624 | 42.0337 | 41.3051 | 40.5764 | 39.8478 | 39.1191 | 38.3905 | 37.7579 | 37.1253 | 36.4928 | 35.8602 | 35.2277 | 34.5951 | 33.9626 | 33.33 | 32.6975 | 32.0649 | 31.4324 | 30.7998 | 30.1673 | 29.5347 | 28.9021
[8 empty] | Utility PV - Class 9 | Advanced | 44.9912 | 47.863 | 45.877 | 43.8909 | 41.9049 | 39.9189 | 37.9329 | 35.9469 | 33.9609 | 31.9749 | 29.9888 | 28.0028 | 26.0168 | 24.0308 | 22.0448 | 21.7858 | 21.5269 | 21.2679 | 21.009 | 20.75 | 20.4911 | 20.2321 | 19.9731 | 19.7142 | 19.4552 | 19.1963 | 18.9373 | 18.6784 | 18.4194 | 18.1605
[8 empty] | Utility PV - Class 9 | Moderate | 44.9912 | 47.863 | 46.4044 | 44.9459 | 43.4874 | 42.0289 | 40.5703 | 39.1118 | 37.6533 | 36.1948 | 34.7362 | 33.2777 | 31.8192 | 30.3607 | 28.9021 | 28.445 | 27.9878 | 27.5307 | 27.0735 | 26.6164 | 26.1592 | 25.702 | 25.2449 | 24.7877 | 24.3306 | 23.8734 | 23.4163 | 22.9591 | 22.5019 | 22.0448
[8 empty] | Utility PV - Class 9 | Conservative | 44.9912 | 47.863 | 47.1343 | 46.4057 | 45.677 | 44.9483 | 44.2197 | 43.491 | 42.7624 | 42.0337 | 41.3051 | 40.5764 | 39.8478 | 39.1191 | 38.3905 | 37.7579 | 37.1253 | 36.4928 | 35.8602 | 35.2277 | 34.5951 | 33.9626 | 33.33 | 32.6975 | 32.0649 | 31.4324 | 30.7998 | 30.1673 | 29.5347 | 28.9021
[8 empty] | Utility PV - Class 10 | Advanced | 44.9912 | 47.863 | 45.877 | 43.8909 | 41.9049 | 39.9189 | 37.9329 | 35.9469 | 33.9609 | 31.9749 | 29.9888 | 28.0028 | 26.0168 | 24.0308 | 22.0448 | 21.7858 | 21.5269 | 21.2679 | 21.009 | 20.75 | 20.4911 | 20.2321 | 19.9731 | 19.7142 | 19.4552 | 19.1963 | 18.9373 | 18.6784 | 18.4194 | 18.1605
[8 empty] | Utility PV - Class 10 | Moderate | 44.9912 | 47.863 | 46.4044 | 44.9459 | 43.4874 | 42.0289 | 40.5703 | 39.1118 | 37.6533 | 36.1948 | 34.7362 | 33.2777 | 31.8192 | 30.3607 | 28.9021 | 28.445 | 27.9878 | 27.5307 | 27.0735 | 26.6164 | 26.1592 | 25.702 | 25.2449 | 24.7877 | 24.3306 | 23.8734 | 23.4163 | 22.9591 | 22.5019 | 22.0448
[8 empty] | Utility PV - Class 10 | Conservative | 44.9912 | 47.863 | 47.1343 | 46.4057 | 45.677 | 44.9483 | 44.2197 | 43.491 | 42.7624 | 42.0337 | 41.3051 | 40.5764 | 39.8478 | 39.1191 | 38.3905 | 37.7579 | 37.1253 | 36.4928 | 35.8602 | 35.2277 | 34.5951 | 33.9626 | 33.33 | 32.6975 | 32.0649 | 31.4324 | 30.7998 | 30.1673 | 29.5347 | 28.9021
[10 empty] | 2021 | 2022 | 2023 | 2024 | 2025 | 2026 | 2027 | 2028 | 2029 | 2030 | 2031 | 2032 | 2033 | 2034 | 2035 | 2036 | 2037 | 2038 | 2039 | 2040 | 2041 | 2042 | 2043 | 2044 | 2045 | 2046 | 2047 | 2048 | 2049 | 2050
[7 empty] | Overnight Capital Cost ($/kW) | Utility PV - Class 1 | Advanced | 1245.8151 | 1325.3352 | 1270.3421 | 1215.349 | 1160.3559 | 1105.3628 | 1050.3696 | 995.3765 | 940.3834 | 885.3903 | 830.3972 | 775.4041 | 720.411 | 665.4179 | 610.4248 | 603.2542 | 596.0837 | 588.9132 | 581.7426 | 574.5721 | 567.4016 | 560.231 | 553.0605 | 545.89 | 538.7194 | 531.5489 | 524.3784 | 517.2078 | 510.0373 | 502.8668
[8 empty] | Utility PV - Class 1 | Moderate | 1245.8151 | 1325.3352 | 1284.9483 | 1244.5615 | 1204.1747 | 1163.7878 | 1123.401 | 1083.0141 | 1042.6273 | 1002.2404 | 961.8536 | 921.4667 | 881.0799 | 840.693 | 800.3062 | 787.6474 | 774.9887 | 762.3299 | 749.6711 | 737.0124 | 724.3536 | 711.6949 | 699.0361 | 686.3773 | 673.7186 | 661.0598 | 648.401 | 635.7423 | 623.0835 | 610.4248
[8 empty] | Utility PV - Class 1 | Conservative | 1245.8151 | 1325.3352 | 1305.1586 | 1284.982 | 1264.8054 | 1244.6289 | 1224.4523 | 1204.2757 | 1184.0991 | 1163.9225 | 1143.7459 | 1123.5693 | 1103.3928 | 1083.2162 | 1063.0396 | 1045.524 | 1028.0085 | 1010.4929 | 992.9774 | 975.4618 | 957.9462 | 940.4307 | 922.9151 | 905.3996 | 887.884 | 870.3684 | 852.8529 | 835.3373 | 817.8218 | 800.3062
[8 empty] | Utility PV - Class 2 | Advanced | 1245.8151 | 1325.3352 | 1270.3421 | 1215.349 | 1160.3559 | 1105.3628 | 1050.3696 | 995.3765 | 940.3834 | 885.3903 | 830.3972 | 775.4041 | 720.411 | 665.4179 | 610.4248 | 603.2542 | 596.0837 | 588.9132 | 581.7426 | 574.5721 | 567.4016 | 560.231 | 553.0605 | 545.89 | 538.7194 | 531.5489 | 524.3784 | 517.2078 | 510.0373 | 502.8668
[8 empty] | Utility PV - Class 2 | Moderate | 1245.8151 | 1325.3352 | 1284.9483 | 1244.5615 | 1204.1747 | 1163.7878 | 1123.401 | 1083.0141 | 1042.6273 | 1002.2404 | 961.8536 | 921.4667 | 881.0799 | 840.693 | 800.3062 | 787.6474 | 774.9887 | 762.3299 | 749.6711 | 737.0124 | 724.3536 | 711.6949 | 699.0361 | 686.3773 | 673.7186 | 661.0598 | 648.401 | 635.7423 | 623.0835 | 610.4248
[8 empty] | Utility PV - Class 2 | Conservative | 1245.8151 | 1325.3352 | 1305.1586 | 1284.982 | 1264.8054 | 1244.6289 | 1224.4523 | 1204.2757 | 1184.0991 | 1163.9225 | 1143.7459 | 1123.5693 | 1103.3928 | 1083.2162 | 1063.0396 | 1045.524 | 1028.0085 | 1010.4929 | 992.9774 | 975.4618 | 957.9462 | 940.4307 | 922.9151 | 905.3996 | 887.884 | 870.3684 | 852.8529 | 835.3373 | 817.8218 | 800.3062
[8 empty] | Utility PV - Class 3 | Advanced | 1245.8151 | 1325.3352 | 1270.3421 | 1215.349 | 1160.3559 | 1105.3628 | 1050.3696 | 995.3765 | 940.3834 | 885.3903 | 830.3972 | 775.4041 | 720.411 | 665.4179 | 610.4248 | 603.2542 | 596.0837 | 588.9132 | 581.7426 | 574.5721 | 567.4016 | 560.231 | 553.0605 | 545.89 | 538.7194 | 531.5489 | 524.3784 | 517.2078 | 510.0373 | 502.8668
[8 empty] | Utility PV - Class 3 | Moderate | 1245.8151 | 1325.3352 | 1284.9483 | 1244.5615 | 1204.1747 | 1163.7878 | 1123.401 | 1083.0141 | 1042.6273 | 1002.2404 | 961.8536 | 921.4667 | 881.0799 | 840.693 | 800.3062 | 787.6474 | 774.9887 | 762.3299 | 749.6711 | 737.0124 | 724.3536 | 711.6949 | 699.0361 | 686.3773 | 673.7186 | 661.0598 | 648.401 | 635.7423 | 623.0835 | 610.4248
[8 empty] | Utility PV - Class 3 | Conservative | 1245.8151 | 1325.3352 | 1305.1586 | 1284.982 | 1264.8054 | 1244.6289 | 1224.4523 | 1204.2757 | 1184.0991 | 1163.9225 | 1143.7459 | 1123.5693 | 1103.3928 | 1083.2162 | 1063.0396 | 1045.524 | 1028.0085 | 1010.4929 | 992.9774 | 975.4618 | 957.9462 | 940.4307 | 922.9151 | 905.3996 | 887.884 | 870.3684 | 852.8529 | 835.3373 | 817.8218 | 800.3062
[8 empty] | Utility PV - Class 4 | Advanced | 1245.8151 | 1325.3352 | 1270.3421 | 1215.349 | 1160.3559 | 1105.3628 | 1050.3696 | 995.3765 | 940.3834 | 885.3903 | 830.3972 | 775.4041 | 720.411 | 665.4179 | 610.4248 | 603.2542 | 596.0837 | 588.9132 | 581.7426 | 574.5721 | 567.4016 | 560.231 | 553.0605 | 545.89 | 538.7194 | 531.5489 | 524.3784 | 517.2078 | 510.0373 | 502.8668
[8 empty] | Utility PV - Class 4 | Moderate | 1245.8151 | 1325.3352 | 1284.9483 | 1244.5615 | 1204.1747 | 1163.7878 | 1123.401 | 1083.0141 | 1042.6273 | 1002.2404 | 961.8536 | 921.4667 | 881.0799 | 840.693 | 800.3062 | 787.6474 | 774.9887 | 762.3299 | 749.6711 | 737.0124 | 724.3536 | 711.6949 | 699.0361 | 686.3773 | 673.7186 | 661.0598 | 648.401 | 635.7423 | 623.0835 | 610.4248
[8 empty] | Utility PV - Class 4 | Conservative | 1245.8151 | 1325.3352 | 1305.1586 | 1284.982 | 1264.8054 | 1244.6289 | 1224.4523 | 1204.2757 | 1184.0991 | 1163.9225 | 1143.7459 | 1123.5693 | 1103.3928 | 1083.2162 | 1063.0396 | 1045.524 | 1028.0085 | 1010.4929 | 992.9774 | 975.4618 | 957.9462 | 940.4307 | 922.9151 | 905.3996 | 887.884 | 870.3684 | 852.8529 | 835.3373 | 817.8218 | 800.3062
[8 empty] | Utility PV - Class 5 | Advanced | 1245.8151 | 1325.3352 | 1270.3421 | 1215.349 | 1160.3559 | 1105.3628 | 1050.3696 | 995.3765 | 940.3834 | 885.3903 | 830.3972 | 775.4041 | 720.411 | 665.4179 | 610.4248 | 603.2542 | 596.0837 | 588.9132 | 581.7426 | 574.5721 | 567.4016 | 560.231 | 553.0605 | 545.89 | 538.7194 | 531.5489 | 524.3784 | 517.2078 | 510.0373 | 502.8668
[8 empty] | Utility PV - Class 5 | Moderate | 1245.8151 | 1325.3352 | 1284.9483 | 1244.5615 | 1204.1747 | 1163.7878 | 1123.401 | 1083.0141 | 1042.6273 | 1002.2404 | 961.8536 | 921.4667 | 881.0799 | 840.693 | 800.3062 | 787.6474 | 774.9887 | 762.3299 | 749.6711 | 737.0124 | 724.3536 | 711.6949 | 699.0361 | 686.3773 | 673.7186 | 661.0598 | 648.401 | 635.7423 | 623.0835 | 610.4248
[8 empty] | Utility PV - Class 5 | Conservative | 1245.8151 | 1325.3352 | 1305.1586 | 1284.982 | 1264.8054 | 1244.6289 | 1224.4523 | 1204.2757 | 1184.0991 | 1163.9225 | 1143.7459 | 1123.5693 | 1103.3928 | 1083.2162 | 1063.0396 | 1045.524 | 1028.0085 | 1010.4929 | 992.9774 | 975.4618 | 957.9462 | 940.4307 | 922.9151 | 905.3996 | 887.884 | 870.3684 | 852.8529 | 835.3373 | 817.8218 | 800.3062
[8 empty] | Utility PV - Class 6 | Advanced | 1245.8151 | 1325.3352 | 1270.3421 | 1215.349 | 1160.3559 | 1105.3628 | 1050.3696 | 995.3765 | 940.3834 | 885.3903 | 830.3972 | 775.4041 | 720.411 | 665.4179 | 610.4248 | 603.2542 | 596.0837 | 588.9132 | 581.7426 | 574.5721 | 567.4016 | 560.231 | 553.0605 | 545.89 | 538.7194 | 531.5489 | 524.3784 | 517.2078 | 510.0373 | 502.8668
[8 empty] | Utility PV - Class 6 | Moderate | 1245.8151 | 1325.3352 | 1284.9483 | 1244.5615 | 1204.1747 | 1163.7878 | 1123.401 | 1083.0141 | 1042.6273 | 1002.2404 | 961.8536 | 921.4667 | 881.0799 | 840.693 | 800.3062 | 787.6474 | 774.9887 | 762.3299 | 749.6711 | 737.0124 | 724.3536 | 711.6949 | 699.0361 | 686.3773 | 673.7186 | 661.0598 | 648.401 | 635.7423 | 623.0835 | 610.4248
[8 empty] | Utility PV - Class 6 | Conservative | 1245.8151 | 1325.3352 | 1305.1586 | 1284.982 | 1264.8054 | 1244.6289 | 1224.4523 | 1204.2757 | 1184.0991 | 1163.9225 | 1143.7459 | 1123.5693 | 1103.3928 | 1083.2162 | 1063.0396 | 1045.524 | 1028.0085 | 1010.4929 | 992.9774 | 975.4618 | 957.9462 | 940.4307 | 922.9151 | 905.3996 | 887.884 | 870.3684 | 852.8529 | 835.3373 | 817.8218 | 800.3062
[8 empty] | Utility PV - Class 7 | Advanced | 1245.8151 | 1325.3352 | 1270.3421 | 1215.349 | 1160.3559 | 1105.3628 | 1050.3696 | 995.3765 | 940.3834 | 885.3903 | 830.3972 | 775.4041 | 720.411 | 665.4179 | 610.4248 | 603.2542 | 596.0837 | 588.9132 | 581.7426 | 574.5721 | 567.4016 | 560.231 | 553.0605 | 545.89 | 538.7194 | 531.5489 | 524.3784 | 517.2078 | 510.0373 | 502.8668
[8 empty] | Utility PV - Class 7 | Moderate | 1245.8151 | 1325.3352 | 1284.9483 | 1244.5615 | 1204.1747 | 1163.7878 | 1123.401 | 1083.0141 | 1042.6273 | 1002.2404 | 961.8536 | 921.4667 | 881.0799 | 840.693 | 800.3062 | 787.6474 | 774.9887 | 762.3299 | 749.6711 | 737.0124 | 724.3536 | 711.6949 | 699.0361 | 686.3773 | 673.7186 | 661.0598 | 648.401 | 635.7423 | 623.0835 | 610.4248
[8 empty] | Utility PV - Class 7 | Conservative | 1245.8151 | 1325.3352 | 1305.1586 | 1284.982 | 1264.8054 | 1244.6289 | 1224.4523 | 1204.2757 | 1184.0991 | 1163.9225 | 1143.7459 | 1123.5693 | 1103.3928 | 1083.2162 | 1063.0396 | 1045.524 | 1028.0085 | 1010.4929 | 992.9774 | 975.4618 | 957.9462 | 940.4307 | 922.9151 | 905.3996 | 887.884 | 870.3684 | 852.8529 | 835.3373 | 817.8218 | 800.3062
[8 empty] | Utility PV - Class 8 | Advanced | 1245.8151 | 1325.3352 | 1270.3421 | 1215.349 | 1160.3559 | 1105.3628 | 1050.3696 | 995.3765 | 940.3834 | 885.3903 | 830.3972 | 775.4041 | 720.411 | 665.4179 | 610.4248 | 603.2542 | 596.0837 | 588.9132 | 581.7426 | 574.5721 | 567.4016 | 560.231 | 553.0605 | 545.89 | 538.7194 | 531.5489 | 524.3784 | 517.2078 | 510.0373 | 502.8668
[8 empty] | Utility PV - Class 8 | Moderate | 1245.8151 | 1325.3352 | 1284.9483 | 1244.5615 | 1204.1747 | 1163.7878 | 1123.401 | 1083.0141 | 1042.6273 | 1002.2404 | 961.8536 | 921.4667 | 881.0799 | 840.693 | 800.3062 | 787.6474 | 774.9887 | 762.3299 | 749.6711 | 737.0124 | 724.3536 | 711.6949 | 699.0361 | 686.3773 | 673.7186 | 661.0598 | 648.401 | 635.7423 | 623.0835 | 610.4248
[8 empty] | Utility PV - Class 8 | Conservative | 1245.8151 | 1325.3352 | 1305.1586 | 1284.982 | 1264.8054 | 1244.6289 | 1224.4523 | 1204.2757 | 1184.0991 | 1163.9225 | 1143.7459 | 1123.5693 | 1103.3928 | 1083.2162 | 1063.0396 | 1045.524 | 1028.0085 | 1010.4929 | 992.9774 | 975.4618 | 957.9462 | 940.4307 | 922.9151 | 905.3996 | 887.884 | 870.3684 | 852.8529 | 835.3373 | 817.8218 | 800.3062
[8 empty] | Utility PV - Class 9 | Advanced | 1245.8151 | 1325.3352 | 1270.3421 | 1215.349 | 1160.3559 | 1105.3628 | 1050.3696 | 995.3765 | 940.3834 | 885.3903 | 830.3972 | 775.4041 | 720.411 | 665.4179 | 610.4248 | 603.2542 | 596.0837 | 588.9132 | 581.7426 | 574.5721 | 567.4016 | 560.231 | 553.0605 | 545.89 | 538.7194 | 531.5489 | 524.3784 | 517.2078 | 510.0373 | 502.8668
[8 empty] | Utility PV - Class 9 | Moderate | 1245.8151 | 1325.3352 | 1284.9483 | 1244.5615 | 1204.1747 | 1163.7878 | 1123.401 | 1083.0141 | 1042.6273 | 1002.2404 | 961.8536 | 921.4667 | 881.0799 | 840.693 | 800.3062 | 787.6474 | 774.9887 | 762.3299 | 749.6711 | 737.0124 | 724.3536 | 711.6949 | 699.0361 | 686.3773 | 673.7186 | 661.0598 | 648.401 | 635.7423 | 623.0835 | 610.4248
[8 empty] | Utility PV - Class 9 | Conservative | 1245.8151 | 1325.3352 | 1305.1586 | 1284.982 | 1264.8054 | 1244.6289 | 1224.4523 | 1204.2757 | 1184.0991 | 1163.9225 | 1143.7459 | 1123.5693 | 1103.3928 | 1083.2162 | 1063.0396 | 1045.524 | 1028.0085 | 1010.4929 | 992.9774 | 975.4618 | 957.9462 | 940.4307 | 922.9151 | 905.3996 | 887.884 | 870.3684 | 852.8529 | 835.3373 | 817.8218 | 800.3062
[8 empty] | Utility PV - Class 10 | Advanced | 1245.8151 | 1325.3352 | 1270.3421 | 1215.349 | 1160.3559 | 1105.3628 | 1050.3696 | 995.3765 | 940.3834 | 885.3903 | 830.3972 | 775.4041 | 720.411 | 665.4179 | 610.4248 | 603.2542 | 596.0837 | 588.9132 | 581.7426 | 574.5721 | 567.4016 | 560.231 | 553.0605 | 545.89 | 538.7194 | 531.5489 | 524.3784 | 517.2078 | 510.0373 | 502.8668
[8 empty] | Utility PV - Class 10 | Moderate | 1245.8151 | 1325.3352 | 1284.9483 | 1244.5615 | 1204.1747 | 1163.7878 | 1123.401 | 1083.0141 | 1042.6273 | 1002.2404 | 961.8536 | 921.4667 | 881.0799 | 840.693 | 800.3062 | 787.6474 | 774.9887 | 762.3299 | 749.6711 | 737.0124 | 724.3536 | 711.6949 | 699.0361 | 686.3773 | 673.7186 | 661.0598 | 648.401 | 635.7423 | 623.0835 | 610.4248
[8 empty] | Utility PV - Class 10 | Conservative | 1245.8151 | 1325.3352 | 1305.1586 | 1284.982 | 1264.8054 | 1244.6289 | 1224.4523 | 1204.2757 | 1184.0991 | 1163.9225 | 1143.7459 | 1123.5693 | 1103.3928 | 1083.2162 | 1063.0396 | 1045.524 | 1028.0085 | 1010.4929 | 992.9774 | 975.4618 | 957.9462 | 940.4307 | 922.9151 | 905.3996 | 887.884 | 870.3684 | 852.8529 | 835.3373 | 817.8218 | 800.3062
[10 empty] | 2021 | 2022 | 2023 | 2024 | 2025 | 2026 | 2027 | 2028 | 2029 | 2030 | 2031 | 2032 | 2033 | 2034 | 2035 | 2036 | 2037 | 2038 | 2039 | 2040 | 2041 | 2042 | 2043 | 2044 | 2045 | 2046 | 2047 | 2048 | 2049 | 2050
[7 empty] | Fixed Operation and Maintenance Expenses ($/kW-yr) | Utility PV - Class 1 | Advanced | 22.5289 | 22.0046 | 21.2994 | 20.5987 | 19.9022 | 19.2098 | 18.5211 | 17.836 | 17.1542 | 16.4756 | 15.8 | 15.1272 | 14.4571 | 13.7896 | 13.1244 | 13.0261 | 12.928 | 12.8301 | 12.7325 | 12.635 | 12.5377 | 12.4406 | 12.3437 | 12.247 | 12.1504 | 12.0541 | 11.9579 | 11.8619 | 11.7661 | 11.6705
[8 empty] | Utility PV - Class 1 | Moderate | 22.5289 | 22.0046 | 21.4955 | 20.9883 | 20.483 | 19.9795 | 19.4778 | 18.9777 | 18.4791 | 17.9822 | 17.4867 | 16.9926 | 16.4999 | 16.0085 | 15.5184 | 15.3836 | 15.2488 | 15.114 | 14.9792 | 14.8444 | 14.7096 | 14.5748 | 14.44 | 14.3053 | 14.1705 | 14.0357 | 13.9009 | 13.7661 | 13.6314 | 13.4966
[8 empty] | Utility PV - Class 1 | Conservative | 22.5289 | 22.0046 | 21.7432 | 21.4826 | 21.2226 | 20.9632 | 20.7045 | 20.4465 | 20.1891 | 19.9322 | 19.676 | 19.4204 | 19.1653 | 18.9108 | 18.6568 | 18.4659 | 18.2751 | 18.0843 | 17.8935 | 17.7026 | 17.5118 | 17.321 | 17.1302 | 16.9393 | 16.7485 | 16.5577 | 16.3669 | 16.176 | 15.9852 | 15.7944
[8 empty] | Utility PV - Class 2 | Advanced | 22.5289 | 22.0046 | 21.2994 | 20.5987 | 19.9022 | 19.2098 | 18.5211 | 17.836 | 17.1542 | 16.4756 | 15.8 | 15.1272 | 14.4571 | 13.7896 | 13.1244 | 13.0261 | 12.928 | 12.8301 | 12.7325 | 12.635 | 12.5377 | 12.4406 | 12.3437 | 12.247 | 12.1504 | 12.0541 | 11.9579 | 11.8619 | 11.7661 | 11.6705
[8 empty] | Utility PV - Class 2 | Moderate | 22.5289 | 22.0046 | 21.4955 | 20.9883 | 20.483 | 19.9795 | 19.4778 | 18.9777 | 18.4791 | 17.9822 | 17.4867 | 16.9926 | 16.4999 | 16.0085 | 15.5184 | 15.3836 | 15.2488 | 15.114 | 14.9792 | 14.8444 | 14.7096 | 14.5748 | 14.44 | 14.3053 | 14.1705 | 14.0357 | 13.9009 | 13.7661 | 13.6314 | 13.4966
[8 empty] | Utility PV - Class 2 | Conservative | 22.5289 | 22.0046 | 21.7432 | 21.4826 | 21.2226 | 20.9632 | 20.7045 | 20.4465 | 20.1891 | 19.9322 | 19.676 | 19.4204 | 19.1653 | 18.9108 | 18.6568 | 18.4659 | 18.2751 | 18.0843 | 17.8935 | 17.7026 | 17.5118 | 17.321 | 17.1302 | 16.9393 | 16.7485 | 16.5577 | 16.3669 | 16.176 | 15.9852 | 15.7944
[8 empty] | Utility PV - Class 3 | Advanced | 22.5289 | 22.0046 | 21.2994 | 20.5987 | 19.9022 | 19.2098 | 18.5211 | 17.836 | 17.1542 | 16.4756 | 15.8 | 15.1272 | 14.4571 | 13.7896 | 13.1244 | 13.0261 | 12.928 | 12.8301 | 12.7325 | 12.635 | 12.5377 | 12.4406 | 12.3437 | 12.247 | 12.1504 | 12.0541 | 11.9579 | 11.8619 | 11.7661 | 11.6705
[8 empty] | Utility PV - Class 3 | Moderate | 22.5289 | 22.0046 | 21.4955 | 20.9883 | 20.483 | 19.9795 | 19.4778 | 18.9777 | 18.4791 | 17.9822 | 17.4867 | 16.9926 | 16.4999 | 16.0085 | 15.5184 | 15.3836 | 15.2488 | 15.114 | 14.9792 | 14.8444 | 14.7096 | 14.5748 | 14.44 | 14.3053 | 14.1705 | 14.0357 | 13.9009 | 13.7661 | 13.6314 | 13.4966
[8 empty] | Utility PV - Class 3 | Conservative | 22.5289 | 22.0046 | 21.7432 | 21.4826 | 21.2226 | 20.9632 | 20.7045 | 20.4465 | 20.1891 | 19.9322 | 19.676 | 19.4204 | 19.1653 | 18.9108 | 18.6568 | 18.4659 | 18.2751 | 18.0843 | 17.8935 | 17.7026 | 17.5118 | 17.321 | 17.1302 | 16.9393 | 16.7485 | 16.5577 | 16.3669 | 16.176 | 15.9852 | 15.7944
[8 empty] | Utility PV - Class 4 | Advanced | 22.5289 | 22.0046 | 21.2994 | 20.5987 | 19.9022 | 19.2098 | 18.5211 | 17.836 | 17.1542 | 16.4756 | 15.8 | 15.1272 | 14.4571 | 13.7896 | 13.1244 | 13.0261 | 12.928 | 12.8301 | 12.7325 | 12.635 | 12.5377 | 12.4406 | 12.3437 | 12.247 | 12.1504 | 12.0541 | 11.9579 | 11.8619 | 11.7661 | 11.6705
[8 empty] | Utility PV - Class 4 | Moderate | 22.5289 | 22.0046 | 21.4955 | 20.9883 | 20.483 | 19.9795 | 19.4778 | 18.9777 | 18.4791 | 17.9822 | 17.4867 | 16.9926 | 16.4999 | 16.0085 | 15.5184 | 15.3836 | 15.2488 | 15.114 | 14.9792 | 14.8444 | 14.7096 | 14.5748 | 14.44 | 14.3053 | 14.1705 | 14.0357 | 13.9009 | 13.7661 | 13.6314 | 13.4966
[8 empty] | Utility PV - Class 4 | Conservative | 22.5289 | 22.0046 | 21.7432 | 21.4826 | 21.2226 | 20.9632 | 20.7045 | 20.4465 | 20.1891 | 19.9322 | 19.676 | 19.4204 | 19.1653 | 18.9108 | 18.6568 | 18.4659 | 18.2751 | 18.0843 | 17.8935 | 17.7026 | 17.5118 | 17.321 | 17.1302 | 16.9393 | 16.7485 | 16.5577 | 16.3669 | 16.176 | 15.9852 | 15.7944
[8 empty] | Utility PV - Class 5 | Advanced | 22.5289 | 22.0046 | 21.2994 | 20.5987 | 19.9022 | 19.2098 | 18.5211 | 17.836 | 17.1542 | 16.4756 | 15.8 | 15.1272 | 14.4571 | 13.7896 | 13.1244 | 13.0261 | 12.928 | 12.8301 | 12.7325 | 12.635 | 12.5377 | 12.4406 | 12.3437 | 12.247 | 12.1504 | 12.0541 | 11.9579 | 11.8619 | 11.7661 | 11.6705
[8 empty] | Utility PV - Class 5 | Moderate | 22.5289 | 22.0046 | 21.4955 | 20.9883 | 20.483 | 19.9795 | 19.4778 | 18.9777 | 18.4791 | 17.9822 | 17.4867 | 16.9926 | 16.4999 | 16.0085 | 15.5184 | 15.3836 | 15.2488 | 15.114 | 14.9792 | 14.8444 | 14.7096 | 14.5748 | 14.44 | 14.3053 | 14.1705 | 14.0357 | 13.9009 | 13.7661 | 13.6314 | 13.4966
[8 empty] | Utility PV - Class 5 | Conservative | 22.5289 | 22.0046 | 21.7432 | 21.4826 | 21.2226 | 20.9632 | 20.7045 | 20.4465 | 20.1891 | 19.9322 | 19.676 | 19.4204 | 19.1653 | 18.9108 | 18.6568 | 18.4659 | 18.2751 | 18.0843 | 17.8935 | 17.7026 | 17.5118 | 17.321 | 17.1302 | 16.9393 | 16.7485 | 16.5577 | 16.3669 | 16.176 | 15.9852 | 15.7944
[8 empty] | Utility PV - Class 6 | Advanced | 22.5289 | 22.0046 | 21.2994 | 20.5987 | 19.9022 | 19.2098 | 18.5211 | 17.836 | 17.1542 | 16.4756 | 15.8 | 15.1272 | 14.4571 | 13.7896 | 13.1244 | 13.0261 | 12.928 | 12.8301 | 12.7325 | 12.635 | 12.5377 | 12.4406 | 12.3437 | 12.247 | 12.1504 | 12.0541 | 11.9579 | 11.8619 | 11.7661 | 11.6705
[8 empty] | Utility PV - Class 6 | Moderate | 22.5289 | 22.0046 | 21.4955 | 20.9883 | 20.483 | 19.9795 | 19.4778 | 18.9777 | 18.4791 | 17.9822 | 17.4867 | 16.9926 | 16.4999 | 16.0085 | 15.5184 | 15.3836 | 15.2488 | 15.114 | 14.9792 | 14.8444 | 14.7096 | 14.5748 | 14.44 | 14.3053 | 14.1705 | 14.0357 | 13.9009 | 13.7661 | 13.6314 | 13.4966
[8 empty] | Utility PV - Class 6 | Conservative | 22.5289 | 22.0046 | 21.7432 | 21.4826 | 21.2226 | 20.9632 | 20.7045 | 20.4465 | 20.1891 | 19.9322 | 19.676 | 19.4204 | 19.1653 | 18.9108 | 18.6568 | 18.4659 | 18.2751 | 18.0843 | 17.8935 | 17.7026 | 17.5118 | 17.321 | 17.1302 | 16.9393 | 16.7485 | 16.5577 | 16.3669 | 16.176 | 15.9852 | 15.7944
[8 empty] | Utility PV - Class 7 | Advanced | 22.5289 | 22.0046 | 21.2994 | 20.5987 | 19.9022 | 19.2098 | 18.5211 | 17.836 | 17.1542 | 16.4756 | 15.8 | 15.1272 | 14.4571 | 13.7896 | 13.1244 | 13.0261 | 12.928 | 12.8301 | 12.7325 | 12.635 | 12.5377 | 12.4406 | 12.3437 | 12.247 | 12.1504 | 12.0541 | 11.9579 | 11.8619 | 11.7661 | 11.6705
[8 empty] | Utility PV - Class 7 | Moderate | 22.5289 | 22.0046 | 21.4955 | 20.9883 | 20.483 | 19.9795 | 19.4778 | 18.9777 | 18.4791 | 17.9822 | 17.4867 | 16.9926 | 16.4999 | 16.0085 | 15.5184 | 15.3836 | 15.2488 | 15.114 | 14.9792 | 14.8444 | 14.7096 | 14.5748 | 14.44 | 14.3053 | 14.1705 | 14.0357 | 13.9009 | 13.7661 | 13.6314 | 13.4966
[8 empty] | Utility PV - Class 7 | Conservative | 22.5289 | 22.0046 | 21.7432 | 21.4826 | 21.2226 | 20.9632 | 20.7045 | 20.4465 | 20.1891 | 19.9322 | 19.676 | 19.4204 | 19.1653 | 18.9108 | 18.6568 | 18.4659 | 18.2751 | 18.0843 | 17.8935 | 17.7026 | 17.5118 | 17.321 | 17.1302 | 16.9393 | 16.7485 | 16.5577 | 16.3669 | 16.176 | 15.9852 | 15.7944
[8 empty] | Utility PV - Class 8 | Advanced | 22.5289 | 22.0046 | 21.2994 | 20.5987 | 19.9022 | 19.2098 | 18.5211 | 17.836 | 17.1542 | 16.4756 | 15.8 | 15.1272 | 14.4571 | 13.7896 | 13.1244 | 13.0261 | 12.928 | 12.8301 | 12.7325 | 12.635 | 12.5377 | 12.4406 | 12.3437 | 12.247 | 12.1504 | 12.0541 | 11.9579 | 11.8619 | 11.7661 | 11.6705
[8 empty] | Utility PV - Class 8 | Moderate | 22.5289 | 22.0046 | 21.4955 | 20.9883 | 20.483 | 19.9795 | 19.4778 | 18.9777 | 18.4791 | 17.9822 | 17.4867 | 16.9926 | 16.4999 | 16.0085 | 15.5184 | 15.3836 | 15.2488 | 15.114 | 14.9792 | 14.8444 | 14.7096 | 14.5748 | 14.44 | 14.3053 | 14.1705 | 14.0357 | 13.9009 | 13.7661 | 13.6314 | 13.4966
[8 empty] | Utility PV - Class 8 | Conservative | 22.5289 | 22.0046 | 21.7432 | 21.4826 | 21.2226 | 20.9632 | 20.7045 | 20.4465 | 20.1891 | 19.9322 | 19.676 | 19.4204 | 19.1653 | 18.9108 | 18.6568 | 18.4659 | 18.2751 | 18.0843 | 17.8935 | 17.7026 | 17.5118 | 17.321 | 17.1302 | 16.9393 | 16.7485 | 16.5577 | 16.3669 | 16.176 | 15.9852 | 15.7944
[8 empty] | Utility PV - Class 9 | Advanced | 22.5289 | 22.0046 | 21.2994 | 20.5987 | 19.9022 | 19.2098 | 18.5211 | 17.836 | 17.1542 | 16.4756 | 15.8 | 15.1272 | 14.4571 | 13.7896 | 13.1244 | 13.0261 | 12.928 | 12.8301 | 12.7325 | 12.635 | 12.5377 | 12.4406 | 12.3437 | 12.247 | 12.1504 | 12.0541 | 11.9579 | 11.8619 | 11.7661 | 11.6705
[8 empty] | Utility PV - Class 9 | Moderate | 22.5289 | 22.0046 | 21.4955 | 20.9883 | 20.483 | 19.9795 | 19.4778 | 18.9777 | 18.4791 | 17.9822 | 17.4867 | 16.9926 | 16.4999 | 16.0085 | 15.5184 | 15.3836 | 15.2488 | 15.114 | 14.9792 | 14.8444 | 14.7096 | 14.5748 | 14.44 | 14.3053 | 14.1705 | 14.0357 | 13.9009 | 13.7661 | 13.6314 | 13.4966
[8 empty] | Utility PV - Class 9 | Conservative | 22.5289 | 22.0046 | 21.7432 | 21.4826 | 21.2226 | 20.9632 | 20.7045 | 20.4465 | 20.1891 | 19.9322 | 19.676 | 19.4204 | 19.1653 | 18.9108 | 18.6568 | 18.4659 | 18.2751 | 18.0843 | 17.8935 | 17.7026 | 17.5118 | 17.321 | 17.1302 | 16.9393 | 16.7485 | 16.5577 | 16.3669 | 16.176 | 15.9852 | 15.7944
[8 empty] | Utility PV - Class 10 | Advanced | 22.5289 | 22.0046 | 21.2994 | 20.5987 | 19.9022 | 19.2098 | 18.5211 | 17.836 | 17.1542 | 16.4756 | 15.8 | 15.1272 | 14.4571 | 13.7896 | 13.1244 | 13.0261 | 12.928 | 12.8301 | 12.7325 | 12.635 | 12.5377 | 12.4406 | 12.3437 | 12.247 | 12.1504 | 12.0541 | 11.9579 | 11.8619 | 11.7661 | 11.6705
[8 empty] | Utility PV - Class 10 | Moderate | 22.5289 | 22.0046 | 21.4955 | 20.9883 | 20.483 | 19.9795 | 19.4778 | 18.9777 | 18.4791 | 17.9822 | 17.4867 | 16.9926 | 16.4999 | 16.0085 | 15.5184 | 15.3836 | 15.2488 | 15.114 | 14.9792 | 14.8444 | 14.7096 | 14.5748 | 14.44 | 14.3053 | 14.1705 | 14.0357 | 13.9009 | 13.7661 | 13.6314 | 13.4966
[8 empty] | Utility PV - Class 10 | Conservative | 22.5289 | 22.0046 | 21.7432 | 21.4826 | 21.2226 | 20.9632 | 20.7045 | 20.4465 | 20.1891 | 19.9322 | 19.676 | 19.4204 | 19.1653 | 18.9108 | 18.6568 | 18.4659 | 18.2751 | 18.0843 | 17.8935 | 17.7026 | 17.5118 | 17.321 | 17.1302 | 16.9393 | 16.7485 | 16.5577 | 16.3669 | 16.176 | 15.9852 | 15.7944
[10 empty] | 2021 | 2022 | 2023 | 2024 | 2025 | 2026 | 2027 | 2028 | 2029 | 2030 | 2031 | 2032 | 2033 | 2034 | 2035 | 2036 | 2037 | 2038 | 2039 | 2040 | 2041 | 2042 | 2043 | 2044 | 2045 | 2046 | 2047 | 2048 | 2049 | 2050
[7 empty] | Variable Operation and Maintenance Expenses ($/MWh) | Utility PV - Class 1 | Advanced | 0 | 0 | 0 | 0 | 0 | 0 | 0 | 0 | 0 | 0 | 0 | 0 | 0 | 0 | 0 | 0 | 0 | 0 | 0 | 0 | 0 | 0 | 0 | 0 | 0 | 0 | 0 | 0 | 0 | 0
[8 empty] | Utility PV - Class 1 | Moderate | 0 | 0 | 0 | 0 | 0 | 0 | 0 | 0 | 0 | 0 | 0 | 0 | 0 | 0 | 0 | 0 | 0 | 0 | 0 | 0 | 0 | 0 | 0 | 0 | 0 | 0 | 0 | 0 | 0 | 0
[8 empty] | Utility PV - Class 1 | Conservative | 0 | 0 | 0 | 0 | 0 | 0 | 0 | 0 | 0 | 0 | 0 | 0 | 0 | 0 | 0 | 0 | 0 | 0 | 0 | 0 | 0 | 0 | 0 | 0 | 0 | 0 | 0 | 0 | 0 | 0
[8 empty] | Utility PV - Class 2 | Advanced | 0 | 0 | 0 | 0 | 0 | 0 | 0 | 0 | 0 | 0 | 0 | 0 | 0 | 0 | 0 | 0 | 0 | 0 | 0 | 0 | 0 | 0 | 0 | 0 | 0 | 0 | 0 | 0 | 0 | 0
[8 empty] | Utility PV - Class 2 | Moderate | 0 | 0 | 0 | 0 | 0 | 0 | 0 | 0 | 0 | 0 | 0 | 0 | 0 | 0 | 0 | 0 | 0 | 0 | 0 | 0 | 0 | 0 | 0 | 0 | 0 | 0 | 0 | 0 | 0 | 0
[8 empty] | Utility PV - Class 2 | Conservative | 0 | 0 | 0 | 0 | 0 | 0 | 0 | 0 | 0 | 0 | 0 | 0 | 0 | 0 | 0 | 0 | 0 | 0 | 0 | 0 | 0 | 0 | 0 | 0 | 0 | 0 | 0 | 0 | 0 | 0
[8 empty] | Utility PV - Class 3 | Advanced | 0 | 0 | 0 | 0 | 0 | 0 | 0 | 0 | 0 | 0 | 0 | 0 | 0 | 0 | 0 | 0 | 0 | 0 | 0 | 0 | 0 | 0 | 0 | 0 | 0 | 0 | 0 | 0 | 0 | 0
[8 empty] | Utility PV - Class 3 | Moderate | 0 | 0 | 0 | 0 | 0 | 0 | 0 | 0 | 0 | 0 | 0 | 0 | 0 | 0 | 0 | 0 | 0 | 0 | 0 | 0 | 0 | 0 | 0 | 0 | 0 | 0 | 0 | 0 | 0 | 0
[8 empty] | Utility PV - Class 3 | Conservative | 0 | 0 | 0 | 0 | 0 | 0 | 0 | 0 | 0 | 0 | 0 | 0 | 0 | 0 | 0 | 0 | 0 | 0 | 0 | 0 | 0 | 0 | 0 | 0 | 0 | 0 | 0 | 0 | 0 | 0
[8 empty] | Utility PV - Class 4 | Advanced | 0 | 0 | 0 | 0 | 0 | 0 | 0 | 0 | 0 | 0 | 0 | 0 | 0 | 0 | 0 | 0 | 0 | 0 | 0 | 0 | 0 | 0 | 0 | 0 | 0 | 0 | 0 | 0 | 0 | 0
[8 empty] | Utility PV - Class 4 | Moderate | 0 | 0 | 0 | 0 | 0 | 0 | 0 | 0 | 0 | 0 | 0 | 0 | 0 | 0 | 0 | 0 | 0 | 0 | 0 | 0 | 0 | 0 | 0 | 0 | 0 | 0 | 0 | 0 | 0 | 0
[8 empty] | Utility PV - Class 4 | Conservative | 0 | 0 | 0 | 0 | 0 | 0 | 0 | 0 | 0 | 0 | 0 | 0 | 0 | 0 | 0 | 0 | 0 | 0 | 0 | 0 | 0 | 0 | 0 | 0 | 0 | 0 | 0 | 0 | 0 | 0
[8 empty] | Utility PV - Class 5 | Advanced | 0 | 0 | 0 | 0 | 0 | 0 | 0 | 0 | 0 | 0 | 0 | 0 | 0 | 0 | 0 | 0 | 0 | 0 | 0 | 0 | 0 | 0 | 0 | 0 | 0 | 0 | 0 | 0 | 0 | 0
[8 empty] | Utility PV - Class 5 | Moderate | 0 | 0 | 0 | 0 | 0 | 0 | 0 | 0 | 0 | 0 | 0 | 0 | 0 | 0 | 0 | 0 | 0 | 0 | 0 | 0 | 0 | 0 | 0 | 0 | 0 | 0 | 0 | 0 | 0 | 0
[8 empty] | Utility PV - Class 5 | Conservative | 0 | 0 | 0 | 0 | 0 | 0 | 0 | 0 | 0 | 0 | 0 | 0 | 0 | 0 | 0 | 0 | 0 | 0 | 0 | 0 | 0 | 0 | 0 | 0 | 0 | 0 | 0 | 0 | 0 | 0
[8 empty] | Utility PV - Class 6 | Advanced | 0 | 0 | 0 | 0 | 0 | 0 | 0 | 0 | 0 | 0 | 0 | 0 | 0 | 0 | 0 | 0 | 0 | 0 | 0 | 0 | 0 | 0 | 0 | 0 | 0 | 0 | 0 | 0 | 0 | 0
[8 empty] | Utility PV - Class 6 | Moderate | 0 | 0 | 0 | 0 | 0 | 0 | 0 | 0 | 0 | 0 | 0 | 0 | 0 | 0 | 0 | 0 | 0 | 0 | 0 | 0 | 0 | 0 | 0 | 0 | 0 | 0 | 0 | 0 | 0 | 0
[8 empty] | Utility PV - Class 6 | Conservative | 0 | 0 | 0 | 0 | 0 | 0 | 0 | 0 | 0 | 0 | 0 | 0 | 0 | 0 | 0 | 0 | 0 | 0 | 0 | 0 | 0 | 0 | 0 | 0 | 0 | 0 | 0 | 0 | 0 | 0
[8 empty] | Utility PV - Class 7 | Advanced | 0 | 0 | 0 | 0 | 0 | 0 | 0 | 0 | 0 | 0 | 0 | 0 | 0 | 0 | 0 | 0 | 0 | 0 | 0 | 0 | 0 | 0 | 0 | 0 | 0 | 0 | 0 | 0 | 0 | 0
[8 empty] | Utility PV - Class 7 | Moderate | 0 | 0 | 0 | 0 | 0 | 0 | 0 | 0 | 0 | 0 | 0 | 0 | 0 | 0 | 0 | 0 | 0 | 0 | 0 | 0 | 0 | 0 | 0 | 0 | 0 | 0 | 0 | 0 | 0 | 0
[8 empty] | Utility PV - Class 7 | Conservative | 0 | 0 | 0 | 0 | 0 | 0 | 0 | 0 | 0 | 0 | 0 | 0 | 0 | 0 | 0 | 0 | 0 | 0 | 0 | 0 | 0 | 0 | 0 | 0 | 0 | 0 | 0 | 0 | 0 | 0
[8 empty] | Utility PV - Class 8 | Advanced | 0 | 0 | 0 | 0 | 0 | 0 | 0 | 0 | 0 | 0 | 0 | 0 | 0 | 0 | 0 | 0 | 0 | 0 | 0 | 0 | 0 | 0 | 0 | 0 | 0 | 0 | 0 | 0 | 0 | 0
[8 empty] | Utility PV - Class 8 | Moderate | 0 | 0 | 0 | 0 | 0 | 0 | 0 | 0 | 0 | 0 | 0 | 0 | 0 | 0 | 0 | 0 | 0 | 0 | 0 | 0 | 0 | 0 | 0 | 0 | 0 | 0 | 0 | 0 | 0 | 0
[8 empty] | Utility PV - Class 8 | Conservative | 0 | 0 | 0 | 0 | 0 | 0 | 0 | 0 | 0 | 0 | 0 | 0 | 0 | 0 | 0 | 0 | 0 | 0 | 0 | 0 | 0 | 0 | 0 | 0 | 0 | 0 | 0 | 0 | 0 | 0
[8 empty] | Utility PV - Class 9 | Advanced | 0 | 0 | 0 | 0 | 0 | 0 | 0 | 0 | 0 | 0 | 0 | 0 | 0 | 0 | 0 | 0 | 0 | 0 | 0 | 0 | 0 | 0 | 0 | 0 | 0 | 0 | 0 | 0 | 0 | 0
[8 empty] | Utility PV - Class 9 | Moderate | 0 | 0 | 0 | 0 | 0 | 0 | 0 | 0 | 0 | 0 | 0 | 0 | 0 | 0 | 0 | 0 | 0 | 0 | 0 | 0 | 0 | 0 | 0 | 0 | 0 | 0 | 0 | 0 | 0 | 0
[8 empty] | Utility PV - Class 9 | Conservative | 0 | 0 | 0 | 0 | 0 | 0 | 0 | 0 | 0 | 0 | 0 | 0 | 0 | 0 | 0 | 0 | 0 | 0 | 0 | 0 | 0 | 0 | 0 | 0 | 0 | 0 | 0 | 0 | 0 | 0
[8 empty] | Utility PV - Class 10 | Advanced | 0 | 0 | 0 | 0 | 0 | 0 | 0 | 0 | 0 | 0 | 0 | 0 | 0 | 0 | 0 | 0 | 0 | 0 | 0 | 0 | 0 | 0 | 0 | 0 | 0 | 0 | 0 | 0 | 0 | 0
[8 empty] | Utility PV - Class 10 | Moderate | 0 | 0 | 0 | 0 | 0 | 0 | 0 | 0 | 0 | 0 | 0 | 0 | 0 | 0 | 0 | 0 | 0 | 0 | 0 | 0 | 0 | 0 | 0 | 0 | 0 | 0 | 0 | 0 | 0 | 0
[8 empty] | Utility PV - Class 10 | Conservative | 0 | 0 | 0 | 0 | 0 | 0 | 0 | 0 | 0 | 0 | 0 | 0 | 0 | 0 | 0 | 0 | 0 | 0 | 0 | 0 | 0 | 0 | 0 | 0 | 0 | 0 | 0 | 0 | 0 | 0
[10 empty] | 2021 | 2022 | 2023 | 2024 | 2025 | 2026 | 2027 | 2028 | 2029 | 2030 | 2031 | 2032 | 2033 | 2034 | 2035 | 2036 | 2037 | 2038 | 2039 | 2040 | 2041 | 2042 | 2043 | 2044 | 2045 | 2046 | 2047 | 2048 | 2049 | 2050
[5 empty] | Grid Connection Costs |  | Grid Connection Costs (GCC) ($/kW) | Utility PV - Class 1 | Advanced | 0 | 0 | 0 | 0 | 0 | 0 | 0 | 0 | 0 | 0 | 0 | 0 | 0 | 0 | 0 | 0 | 0 | 0 | 0 | 0 | 0 | 0 | 0 | 0 | 0 | 0 | 0 | 0 | 0 | 0
[8 empty] | Utility PV - Class 1 | Moderate | 0 | 0 | 0 | 0 | 0 | 0 | 0 | 0 | 0 | 0 | 0 | 0 | 0 | 0 | 0 | 0 | 0 | 0 | 0 | 0 | 0 | 0 | 0 | 0 | 0 | 0 | 0 | 0 | 0 | 0
[8 empty] | Utility PV - Class 1 | Conservative | 0 | 0 | 0 | 0 | 0 | 0 | 0 | 0 | 0 | 0 | 0 | 0 | 0 | 0 | 0 | 0 | 0 | 0 | 0 | 0 | 0 | 0 | 0 | 0 | 0 | 0 | 0 | 0 | 0 | 0
[8 empty] | Utility PV - Class 2 | Advanced | 0 | 0 | 0 | 0 | 0 | 0 | 0 | 0 | 0 | 0 | 0 | 0 | 0 | 0 | 0 | 0 | 0 | 0 | 0 | 0 | 0 | 0 | 0 | 0 | 0 | 0 | 0 | 0 | 0 | 0
[8 empty] | Utility PV - Class 2 | Moderate | 0 | 0 | 0 | 0 | 0 | 0 | 0 | 0 | 0 | 0 | 0 | 0 | 0 | 0 | 0 | 0 | 0 | 0 | 0 | 0 | 0 | 0 | 0 | 0 | 0 | 0 | 0 | 0 | 0 | 0
[8 empty] | Utility PV - Class 2 | Conservative | 0 | 0 | 0 | 0 | 0 | 0 | 0 | 0 | 0 | 0 | 0 | 0 | 0 | 0 | 0 | 0 | 0 | 0 | 0 | 0 | 0 | 0 | 0 | 0 | 0 | 0 | 0 | 0 | 0 | 0
[8 empty] | Utility PV - Class 3 | Advanced | 0 | 0 | 0 | 0 | 0 | 0 | 0 | 0 | 0 | 0 | 0 | 0 | 0 | 0 | 0 | 0 | 0 | 0 | 0 | 0 | 0 | 0 | 0 | 0 | 0 | 0 | 0 | 0 | 0 | 0
[8 empty] | Utility PV - Class 3 | Moderate | 0 | 0 | 0 | 0 | 0 | 0 | 0 | 0 | 0 | 0 | 0 | 0 | 0 | 0 | 0 | 0 | 0 | 0 | 0 | 0 | 0 | 0 | 0 | 0 | 0 | 0 | 0 | 0 | 0 | 0
[8 empty] | Utility PV - Class 3 | Conservative | 0 | 0 | 0 | 0 | 0 | 0 | 0 | 0 | 0 | 0 | 0 | 0 | 0 | 0 | 0 | 0 | 0 | 0 | 0 | 0 | 0 | 0 | 0 | 0 | 0 | 0 | 0 | 0 | 0 | 0
[8 empty] | Utility PV - Class 4 | Advanced | 0 | 0 | 0 | 0 | 0 | 0 | 0 | 0 | 0 | 0 | 0 | 0 | 0 | 0 | 0 | 0 | 0 | 0 | 0 | 0 | 0 | 0 | 0 | 0 | 0 | 0 | 0 | 0 | 0 | 0
[8 empty] | Utility PV - Class 4 | Moderate | 0 | 0 | 0 | 0 | 0 | 0 | 0 | 0 | 0 | 0 | 0 | 0 | 0 | 0 | 0 | 0 | 0 | 0 | 0 | 0 | 0 | 0 | 0 | 0 | 0 | 0 | 0 | 0 | 0 | 0
[8 empty] | Utility PV - Class 4 | Conservative | 0 | 0 | 0 | 0 | 0 | 0 | 0 | 0 | 0 | 0 | 0 | 0 | 0 | 0 | 0 | 0 | 0 | 0 | 0 | 0 | 0 | 0 | 0 | 0 | 0 | 0 | 0 | 0 | 0 | 0
[8 empty] | Utility PV - Class 5 | Advanced | 0 | 0 | 0 | 0 | 0 | 0 | 0 | 0 | 0 | 0 | 0 | 0 | 0 | 0 | 0 | 0 | 0 | 0 | 0 | 0 | 0 | 0 | 0 | 0 | 0 | 0 | 0 | 0 | 0 | 0
[8 empty] | Utility PV - Class 5 | Moderate | 0 | 0 | 0 | 0 | 0 | 0 | 0 | 0 | 0 | 0 | 0 | 0 | 0 | 0 | 0 | 0 | 0 | 0 | 0 | 0 | 0 | 0 | 0 | 0 | 0 | 0 | 0 | 0 | 0 | 0
[8 empty] | Utility PV - Class 5 | Conservative | 0 | 0 | 0 | 0 | 0 | 0 | 0 | 0 | 0 | 0 | 0 | 0 | 0 | 0 | 0 | 0 | 0 | 0 | 0 | 0 | 0 | 0 | 0 | 0 | 0 | 0 | 0 | 0 | 0 | 0
[8 empty] | Utility PV - Class 6 | Advanced | 0 | 0 | 0 | 0 | 0 | 0 | 0 | 0 | 0 | 0 | 0 | 0 | 0 | 0 | 0 | 0 | 0 | 0 | 0 | 0 | 0 | 0 | 0 | 0 | 0 | 0 | 0 | 0 | 0 | 0
[8 empty] | Utility PV - Class 6 | Moderate | 0 | 0 | 0 | 0 | 0 | 0 | 0 | 0 | 0 | 0 | 0 | 0 | 0 | 0 | 0 | 0 | 0 | 0 | 0 | 0 | 0 | 0 | 0 | 0 | 0 | 0 | 0 | 0 | 0 | 0
[8 empty] | Utility PV - Class 6 | Conservative | 0 | 0 | 0 | 0 | 0 | 0 | 0 | 0 | 0 | 0 | 0 | 0 | 0 | 0 | 0 | 0 | 0 | 0 | 0 | 0 | 0 | 0 | 0 | 0 | 0 | 0 | 0 | 0 | 0 | 0
[8 empty] | Utility PV - Class 7 | Advanced | 0 | 0 | 0 | 0 | 0 | 0 | 0 | 0 | 0 | 0 | 0 | 0 | 0 | 0 | 0 | 0 | 0 | 0 | 0 | 0 | 0 | 0 | 0 | 0 | 0 | 0 | 0 | 0 | 0 | 0
[8 empty] | Utility PV - Class 7 | Moderate | 0 | 0 | 0 | 0 | 0 | 0 | 0 | 0 | 0 | 0 | 0 | 0 | 0 | 0 | 0 | 0 | 0 | 0 | 0 | 0 | 0 | 0 | 0 | 0 | 0 | 0 | 0 | 0 | 0 | 0
[8 empty] | Utility PV - Class 7 | Conservative | 0 | 0 | 0 | 0 | 0 | 0 | 0 | 0 | 0 | 0 | 0 | 0 | 0 | 0 | 0 | 0 | 0 | 0 | 0 | 0 | 0 | 0 | 0 | 0 | 0 | 0 | 0 | 0 | 0 | 0
[8 empty] | Utility PV - Class 8 | Advanced | 0 | 0 | 0 | 0 | 0 | 0 | 0 | 0 | 0 | 0 | 0 | 0 | 0 | 0 | 0 | 0 | 0 | 0 | 0 | 0 | 0 | 0 | 0 | 0 | 0 | 0 | 0 | 0 | 0 | 0
[8 empty] | Utility PV - Class 8 | Moderate | 0 | 0 | 0 | 0 | 0 | 0 | 0 | 0 | 0 | 0 | 0 | 0 | 0 | 0 | 0 | 0 | 0 | 0 | 0 | 0 | 0 | 0 | 0 | 0 | 0 | 0 | 0 | 0 | 0 | 0
[8 empty] | Utility PV - Class 8 | Conservative | 0 | 0 | 0 | 0 | 0 | 0 | 0 | 0 | 0 | 0 | 0 | 0 | 0 | 0 | 0 | 0 | 0 | 0 | 0 | 0 | 0 | 0 | 0 | 0 | 0 | 0 | 0 | 0 | 0 | 0
[8 empty] | Utility PV - Class 9 | Advanced | 0 | 0 | 0 | 0 | 0 | 0 | 0 | 0 | 0 | 0 | 0 | 0 | 0 | 0 | 0 | 0 | 0 | 0 | 0 | 0 | 0 | 0 | 0 | 0 | 0 | 0 | 0 | 0 | 0 | 0
[8 empty] | Utility PV - Class 9 | Moderate | 0 | 0 | 0 | 0 | 0 | 0 | 0 | 0 | 0 | 0 | 0 | 0 | 0 | 0 | 0 | 0 | 0 | 0 | 0 | 0 | 0 | 0 | 0 | 0 | 0 | 0 | 0 | 0 | 0 | 0
[8 empty] | Utility PV - Class 9 | Conservative | 0 | 0 | 0 | 0 | 0 | 0 | 0 | 0 | 0 | 0 | 0 | 0 | 0 | 0 | 0 | 0 | 0 | 0 | 0 | 0 | 0 | 0 | 0 | 0 | 0 | 0 | 0 | 0 | 0 | 0
[8 empty] | Utility PV - Class 10 | Advanced | 0 | 0 | 0 | 0 | 0 | 0 | 0 | 0 | 0 | 0 | 0 | 0 | 0 | 0 | 0 | 0 | 0 | 0 | 0 | 0 | 0 | 0 | 0 | 0 | 0 | 0 | 0 | 0 | 0 | 0
[8 empty] | Utility PV - Class 10 | Moderate | 0 | 0 | 0 | 0 | 0 | 0 | 0 | 0 | 0 | 0 | 0 | 0 | 0 | 0 | 0 | 0 | 0 | 0 | 0 | 0 | 0 | 0 | 0 | 0 | 0 | 0 | 0 | 0 | 0 | 0
[8 empty] | Utility PV - Class 10 | Conservative | 0 | 0 | 0 | 0 | 0 | 0 | 0 | 0 | 0 | 0 | 0 | 0 | 0 | 0 | 0 | 0 | 0 | 0 | 0 | 0 | 0 | 0 | 0 | 0 | 0 | 0 | 0 | 0 | 0 | 0
[10 empty] | 2021 | 2022 | 2023 | 2024 | 2025 | 2026 | 2027 | 2028 | 2029 | 2030 | 2031 | 2032 | 2033 | 2034 | 2035 | 2036 | 2037 | 2038 | 2039 | 2040 | 2041 | 2042 | 2043 | 2044 | 2045 | 2046 | 2047 | 2048 | 2049 | 2050
[5 empty] | LCOE |  | Levelized Cost of Energy ($/MWh) | Utility PV - Class 1 | Advanced | 35.3069 | 36.4817 | 34.7005 | 32.9554 | 31.2452 | 29.5689 | 27.9255 | 26.3138 | 24.7331 | 23.1823 | 21.6606 | 20.1672 | 18.7012 | 17.262 | 15.8487 | 15.6251 | 15.4031 | 15.1828 | 14.9641 | 14.7469 | 14.5314 | 14.3173 | 14.1048 | 13.8939 | 13.6844 | 13.4764 | 13.2698 | 13.0648 | 12.8611 | 12.6589
[8 empty] | Utility PV - Class 1 | Moderate | 35.3069 | 36.6379 | 35.3809 | 34.1385 | 32.9106 | 31.6968 | 30.4969 | 29.3107 | 28.1378 | 26.9781 | 25.8314 | 24.6973 | 23.5758 | 22.4665 | 21.3693 | 20.9905 | 20.6145 | 20.2412 | 19.8707 | 19.5029 | 19.1378 | 18.7753 | 18.4155 | 18.0582 | 17.7036 | 17.3514 | 17.0018 | 16.6546 | 16.31 | 15.9677
[8 empty] | Utility PV - Class 1 | Conservative | 35.3069 | 36.8452 | 36.3111 | 35.7773 | 35.2437 | 34.7104 | 34.1773 | 33.6444 | 33.1117 | 32.5793 | 32.0471 | 31.5151 | 30.9833 | 30.4517 | 29.9203 | 29.315 | 28.716 | 28.1232 | 27.5366 | 26.956 | 26.3813 | 25.8125 | 25.2495 | 24.6921 | 24.1403 | 23.5941 | 23.0532 | 22.5178 | 21.9875 | 21.4625
[8 empty] | Utility PV - Class 2 | Advanced | 36.4955 | 37.7135 | 35.8756 | 34.0746 | 32.3093 | 30.5786 | 28.8816 | 27.2171 | 25.5842 | 23.9821 | 22.4097 | 20.8663 | 19.351 | 17.8631 | 16.4019 | 16.1691 | 15.9381 | 15.7088 | 15.4813 | 15.2554 | 15.0311 | 14.8086 | 14.5876 | 14.3683 | 14.1505 | 13.9344 | 13.7197 | 13.5067 | 13.2951 | 13.0851
[8 empty] | Utility PV - Class 2 | Moderate | 36.4955 | 37.8741 | 36.5773 | 35.2954 | 34.0282 | 32.7754 | 31.5369 | 30.3122 | 29.1012 | 27.9037 | 26.7193 | 25.5479 | 24.3893 | 23.2432 | 22.1095 | 21.7179 | 21.3292 | 20.9434 | 20.5604 | 20.1802 | 19.8028 | 19.4281 | 19.056 | 18.6867 | 18.32 | 17.9559 | 17.5944 | 17.2354 | 16.879 | 16.525
[8 empty] | Utility PV - Class 2 | Conservative | 36.4955 | 38.0857 | 37.5336 | 36.9818 | 36.4303 | 35.879 | 35.3279 | 34.7771 | 34.2265 | 33.6762 | 33.126 | 32.5761 | 32.0264 | 31.4769 | 30.9276 | 30.304 | 29.6867 | 29.0758 | 28.4712 | 27.8727 | 27.2802 | 26.6937 | 26.1131 | 25.5382 | 24.9691 | 24.4055 | 23.8475 | 23.295 | 22.7478 | 22.2059
[8 empty] | Utility PV - Class 3 | Advanced | 38.322 | 39.5822 | 37.6358 | 35.7301 | 33.8639 | 32.036 | 30.2451 | 28.49 | 26.7697 | 25.0831 | 23.4292 | 21.8071 | 20.2158 | 18.6543 | 17.122 | 16.8859 | 16.6515 | 16.4186 | 16.1872 | 15.9574 | 15.7291 | 15.5023 | 15.2769 | 15.0531 | 14.8307 | 14.6097 | 14.3902 | 14.172 | 13.9553 | 13.74
[8 empty] | Utility PV - Class 3 | Moderate | 38.322 | 39.7567 | 38.3831 | 37.0262 | 35.6857 | 34.3613 | 33.0527 | 31.7595 | 30.4816 | 29.2186 | 27.9702 | 26.7363 | 25.5164 | 24.3105 | 23.1182 | 22.7061 | 22.2972 | 21.8914 | 21.4887 | 21.0889 | 20.6922 | 20.2984 | 19.9075 | 19.5195 | 19.1344 | 18.7521 | 18.3726 | 17.9959 | 17.6219 | 17.2506
[8 empty] | Utility PV - Class 3 | Conservative | 38.322 | 39.9918 | 39.4121 | 38.8326 | 38.2535 | 37.6746 | 37.096 | 36.5176 | 35.9394 | 35.3615 | 34.7839 | 34.2065 | 33.6292 | 33.0523 | 32.4755 | 31.811 | 31.1537 | 30.5036 | 29.8605 | 29.2243 | 28.5949 | 27.9722 | 27.3561 | 26.7464 | 26.1431 | 25.5461 | 24.9553 | 24.3706 | 23.7919 | 23.219
[8 empty] | Utility PV - Class 4 | Advanced | 40.2516 | 41.5593 | 39.5007 | 37.4869 | 35.5161 | 33.5871 | 31.6985 | 29.849 | 28.0373 | 26.2623 | 24.5228 | 22.8178 | 21.1462 | 19.507 | 17.8993 | 17.6583 | 17.4188 | 17.1808 | 16.9441 | 16.7089 | 16.4751 | 16.2427 | 16.0116 | 15.7819 | 15.5536 | 15.3266 | 15.1009 | 14.8766 | 14.6535 | 14.4318
[8 empty] | Utility PV - Class 4 | Moderate | 40.2516 | 41.7477 | 40.295 | 38.8607 | 37.4445 | 36.046 | 34.6647 | 33.3005 | 31.953 | 30.6218 | 29.3067 | 28.0074 | 26.7235 | 25.4548 | 24.2009 | 23.7673 | 23.3371 | 22.9101 | 22.4865 | 22.0662 | 21.649 | 21.2351 | 20.8242 | 20.4165 | 20.0119 | 19.6103 | 19.2117 | 18.8161 | 18.4235 | 18.0337
[8 empty] | Utility PV - Class 4 | Conservative | 40.2516 | 42.0054 | 41.3965 | 40.7879 | 40.1796 | 39.5715 | 38.9637 | 38.3562 | 37.749 | 37.142 | 36.5353 | 35.9287 | 35.3225 | 34.7164 | 34.1106 | 33.4046 | 32.7066 | 32.0166 | 31.3343 | 30.6596 | 29.9924 | 29.3327 | 28.6802 | 28.0349 | 27.3965 | 26.7651 | 26.1405 | 25.5226 | 24.9113 | 24.3065
[8 empty] | Utility PV - Class 5 | Advanced | 42.3753 | 43.741 | 41.5641 | 39.4356 | 37.3536 | 35.3166 | 33.3232 | 31.3719 | 29.4614 | 27.5903 | 25.7575 | 23.9617 | 22.2019 | 20.4768 | 18.7855 | 18.5366 | 18.2891 | 18.0429 | 17.7982 | 17.5548 | 17.3127 | 17.072 | 16.8326 | 16.5946 | 16.3578 | 16.1223 | 15.8882 | 15.6552 | 15.4236 | 15.1932
[8 empty] | Utility PV - Class 5 | Moderate | 42.3753 | 43.9438 | 42.4085 | 40.893 | 39.397 | 37.9202 | 36.462 | 35.0222 | 33.6004 | 32.1962 | 30.8094 | 29.4395 | 28.0863 | 26.7494 | 25.4286 | 24.9709 | 24.5169 | 24.0665 | 23.6196 | 23.1762 | 22.7363 | 22.2998 | 21.8667 | 21.437 | 21.0105 | 20.5874 | 20.1674 | 19.7507 | 19.3371 | 18.9266
[8 empty] | Utility PV - Class 5 | Conservative | 42.3753 | 44.2216 | 43.5806 | 42.9399 | 42.2995 | 41.6594 | 41.0195 | 40.38 | 39.7407 | 39.1017 | 38.4629 | 37.8244 | 37.1861 | 36.5481 | 35.9103 | 35.1622 | 34.4227 | 33.6919 | 32.9694 | 32.2553 | 31.5492 | 30.8512 | 30.1611 | 29.4786 | 28.8038 | 28.1365 | 27.4765 | 26.8238 | 26.1781 | 25.5395
[8 empty] | Utility PV - Class 6 | Advanced | 44.6979 | 46.1258 | 43.8185 | 41.5635 | 39.3591 | 37.2034 | 35.0948 | 33.0318 | 31.0129 | 29.0366 | 27.1015 | 25.2064 | 23.35 | 21.5312 | 19.7487 | 19.4915 | 19.2357 | 18.9811 | 18.7279 | 18.476 | 18.2254 | 17.976 | 17.728 | 17.4811 | 17.2355 | 16.9912 | 16.7481 | 16.5062 | 16.2655 | 16.0259
[8 empty] | Utility PV - Class 6 | Moderate | 44.6979 | 46.3449 | 44.7185 | 43.1137 | 41.5301 | 39.9671 | 38.4244 | 36.9016 | 35.3982 | 33.914 | 32.4485 | 31.0013 | 29.5721 | 28.1606 | 26.7664 | 26.2823 | 25.8022 | 25.3259 | 24.8534 | 24.3848 | 23.9199 | 23.4587 | 23.0011 | 22.5472 | 22.0968 | 21.6499 | 21.2066 | 20.7667 | 20.3301 | 19.897
[8 empty] | Utility PV - Class 6 | Conservative | 44.6979 | 46.6454 | 45.9693 | 45.2934 | 44.6179 | 43.9427 | 43.2678 | 42.5932 | 41.9189 | 41.2448 | 40.5711 | 39.8976 | 39.2243 | 38.5513 | 37.8786 | 37.0838 | 36.2986 | 35.5226 | 34.7559 | 33.9981 | 33.2492 | 32.509 | 31.7774 | 31.0541 | 30.3391 | 29.6322 | 28.9333 | 28.2423 | 27.5589 | 26.8832
[8 empty] | Utility PV - Class 7 | Advanced | 47.1285 | 48.6214 | 46.1776 | 43.7904 | 41.4578 | 39.1778 | 36.9488 | 34.7689 | 32.6365 | 30.5501 | 28.5081 | 26.5091 | 24.5517 | 22.6347 | 20.7567 | 20.4909 | 20.2263 | 19.963 | 19.7009 | 19.4401 | 19.1805 | 18.9221 | 18.6649 | 18.4089 | 18.154 | 17.9004 | 17.6479 | 17.3966 | 17.1464 | 16.8974
[8 empty] | Utility PV - Class 7 | Moderate | 47.1285 | 48.8562 | 47.1333 | 45.4338 | 43.7573 | 42.1032 | 40.4712 | 38.8607 | 37.2714 | 35.7028 | 34.1544 | 32.6259 | 31.117 | 29.6271 | 28.156 | 27.6451 | 27.1385 | 26.636 | 26.1376 | 25.6433 | 25.153 | 24.6667 | 24.1842 | 23.7056 | 23.2308 | 22.7598 | 22.2926 | 21.829 | 21.369 | 20.9126
[8 empty] | Utility PV - Class 7 | Conservative | 47.1285 | 49.1819 | 48.469 | 47.7564 | 47.0442 | 46.3323 | 45.6207 | 44.9094 | 44.1984 | 43.4877 | 42.7773 | 42.0671 | 41.3573 | 40.6477 | 39.9384 | 39.0938 | 38.2596 | 37.4355 | 36.6215 | 35.8173 | 35.0227 | 34.2377 | 33.4619 | 32.6953 | 31.9376 | 31.1888 | 30.4487 | 29.717 | 28.9938 | 28.2788
[8 empty] | Utility PV - Class 8 | Advanced | 49.0176 | 50.5701 | 48.0281 | 45.545 | 43.1187 | 40.7472 | 38.4287 | 36.1613 | 33.9434 | 31.7733 | 29.6494 | 27.5703 | 25.5344 | 23.5406 | 21.5874 | 21.311 | 21.036 | 20.7622 | 20.4897 | 20.2185 | 19.9486 | 19.6799 | 19.4125 | 19.1463 | 18.8813 | 18.6176 | 18.3551 | 18.0938 | 17.8337 | 17.5747
[8 empty] | Utility PV - Class 8 | Moderate | 49.0176 | 50.8125 | 49.0186 | 47.2493 | 45.5041 | 43.7823 | 42.0836 | 40.4075 | 38.7535 | 37.1211 | 35.51 | 33.9197 | 32.3497 | 30.7998 | 29.2694 | 28.7393 | 28.2135 | 27.692 | 27.1747 | 26.6616 | 26.1526 | 25.6477 | 25.1469 | 24.65 | 24.157 | 23.6679 | 23.1827 | 22.7012 | 22.2235 | 21.7495
[8 empty] | Utility PV - Class 8 | Conservative | 49.0176 | 51.1533 | 50.4118 | 49.6707 | 48.9299 | 48.1894 | 47.4493 | 46.7095 | 45.97 | 45.2308 | 44.4919 | 43.7533 | 43.015 | 42.277 | 41.5392 | 40.6593 | 39.7902 | 38.9317 | 38.0838 | 37.2462 | 36.4186 | 35.601 | 34.7932 | 33.9949 | 33.206 | 32.4264 | 31.6558 | 30.8942 | 30.1413 | 29.3971
[8 empty] | Utility PV - Class 9 | Advanced | 51.5199 | 53.1438 | 50.4652 | 47.8493 | 45.294 | 42.7972 | 40.3567 | 37.9707 | 35.6373 | 33.3548 | 31.1214 | 28.9356 | 26.7959 | 24.7007 | 22.6488 | 22.3615 | 22.0756 | 21.791 | 21.5076 | 21.2255 | 20.9447 | 20.6651 | 20.3867 | 20.1095 | 19.8336 | 19.5589 | 19.2854 | 19.013 | 18.7419 | 18.4719
[8 empty] | Utility PV - Class 9 | Moderate | 51.5199 | 53.4006 | 51.5098 | 49.6453 | 47.8065 | 45.9929 | 44.204 | 42.4391 | 40.6979 | 38.9798 | 37.2844 | 35.6112 | 33.9597 | 32.3296 | 30.7204 | 30.1632 | 29.6106 | 29.0624 | 28.5188 | 27.9796 | 27.4447 | 26.9142 | 26.3879 | 25.8658 | 25.3479 | 24.834 | 24.3243 | 23.8185 | 23.3167 | 22.8189
[8 empty] | Utility PV - Class 9 | Conservative | 51.5199 | 53.7646 | 52.9853 | 52.2063 | 51.4277 | 50.6494 | 49.8715 | 49.094 | 48.3167 | 47.5398 | 46.7632 | 45.9869 | 45.2109 | 44.4352 | 43.6598 | 42.7305 | 41.8129 | 40.9068 | 40.0119 | 39.1281 | 38.2551 | 37.3927 | 36.5408 | 35.6991 | 34.8675 | 34.0458 | 33.2338 | 32.4314 | 31.6383 | 30.8544
[8 empty] | Utility PV - Class 10 | Advanced | 56.1649 | 57.9172 | 54.9812 | 52.1157 | 49.3182 | 46.5862 | 43.9174 | 41.3096 | 38.7607 | 36.2687 | 33.8316 | 31.4476 | 29.1149 | 26.832 | 24.5972 | 24.2916 | 23.9872 | 23.684 | 23.3821 | 23.0813 | 22.7817 | 22.4833 | 22.186 | 21.8899 | 21.595 | 21.3012 | 21.0085 | 20.717 | 20.4266 | 20.1373
[8 empty] | Utility PV - Class 10 | Moderate | 56.1649 | 58.2052 | 56.1347 | 54.0937 | 52.0815 | 50.0976 | 48.1412 | 46.2118 | 44.3088 | 42.4317 | 40.5799 | 38.753 | 36.9503 | 35.1715 | 33.4159 | 32.8062 | 32.2016 | 31.602 | 31.0075 | 30.418 | 29.8333 | 29.2535 | 28.6784 | 28.1081 | 27.5424 | 26.9813 | 26.4248 | 25.8728 | 25.3252 | 24.7819
[8 empty] | Utility PV - Class 10 | Conservative | 56.1649 | 58.6121 | 57.7625 | 56.9133 | 56.0644 | 55.216 | 54.368 | 53.5203 | 52.673 | 51.826 | 50.9794 | 50.1331 | 49.2871 | 48.4415 | 47.5962 | 46.5756 | 45.5682 | 44.5737 | 43.5918 | 42.6224 | 41.6651 | 40.7198 | 39.7862 | 38.8641 | 37.9533 | 37.0536 | 36.1648 | 35.2866 | 34.419 | 33.5617
[10 empty] | 2021 | 2022 | 2023 | 2024 | 2025 | 2026 | 2027 | 2028 | 2029 | 2030 | 2031 | 2032 | 2033 | 2034 | 2035 | 2036 | 2037 | 2038 | 2039 | 2040 | 2041 | 2042 | 2043 | 2044 | 2045 | 2046 | 2047 | 2048 | 2049 | 2050
[5 empty] | Additional Factors |  | Tax Credit | 10 year CRF | Advanced | 12.06% | 12.06% | 12.06% | 12.06% | 12.06% | 12.06% | 12.06% | 12.06% | 12.06% | 12.06% | 12.06% | 12.06% | 12.06% | 12.06% | 12.06% | 12.06% | 12.06% | 12.06% | 12.06% | 12.06% | 12.06% | 12.06% | 12.06% | 12.06% | 12.06% | 12.06% | 12.06% | 12.06% | 12.06% | 12.06%
[8 empty] | 10 year CRF | Moderate | 12.06% | 12.06% | 12.06% | 12.06% | 12.06% | 12.06% | 12.06% | 12.06% | 12.06% | 12.06% | 12.06% | 12.06% | 12.06% | 12.06% | 12.06% | 12.06% | 12.06% | 12.06% | 12.06% | 12.06% | 12.06% | 12.06% | 12.06% | 12.06% | 12.06% | 12.06% | 12.06% | 12.06% | 12.06% | 12.06%
[8 empty] | 10 year CRF | Conservative | 12.06% | 12.06% | 12.06% | 12.06% | 12.06% | 12.06% | 12.06% | 12.06% | 12.06% | 12.06% | 12.06% | 12.06% | 12.06% | 12.06% | 12.06% | 12.06% | 12.06% | 12.06% | 12.06% | 12.06% | 12.06% | 12.06% | 12.06% | 12.06% | 12.06% | 12.06% | 12.06% | 12.06% | 12.06% | 12.06%
[8 empty] | ITC Schedule | * | bar: 2021 to 2050
[8 empty] | PTC | Advanced | 0 | 0 | 0 | 0 | 0 | 0 | 0 | 0 | 0 | 0 | 0 | 0 | 0 | 0 | 0 | 0 | 0 | 0 | 0 | 0 | 0 | 0 | 0 | 0 | 0 | 0 | 0 | 0 | 0 | 0
[8 empty] | PTC | Moderate | 0 | 0 | 0 | 0 | 0 | 0 | 0 | 0 | 0 | 0 | 0 | 0 | 0 | 0 | 0 | 0 | 0 | 0 | 0 | 0 | 0 | 0 | 0 | 0 | 0 | 0 | 0 | 0 | 0 | 0
[8 empty] | PTC | Conservative | 0 | 0 | 0 | 0 | 0 | 0 | 0 | 0 | 0 | 0 | 0 | 0 | 0 | 0 | 0 | 0 | 0 | 0 | 0 | 0 | 0 | 0 | 0 | 0 | 0 | 0 | 0 | 0 | 0 | 0
[8 empty] | PVD | Advanced | 0.84958 | 0.84958 | 0.84958 | 0.84958 | 0.84958 | 0.84958 | 0.84958 | 0.84958 | 0.84958 | 0.84958 | 0.84958 | 0.84958 | 0.84958 | 0.84958 | 0.84958 | 0.84958 | 0.84958 | 0.84958 | 0.84958 | 0.84958 | 0.84958 | 0.84958 | 0.84958 | 0.84958 | 0.84958 | 0.84958 | 0.84958 | 0.84958 | 0.84958 | 0.84958
[8 empty] | PVD | Moderate | 0.84958 | 0.84958 | 0.84958 | 0.84958 | 0.84958 | 0.84958 | 0.84958 | 0.84958 | 0.84958 | 0.84958 | 0.84958 | 0.84958 | 0.84958 | 0.84958 | 0.84958 | 0.84958 | 0.84958 | 0.84958 | 0.84958 | 0.84958 | 0.84958 | 0.84958 | 0.84958 | 0.84958 | 0.84958 | 0.84958 | 0.84958 | 0.84958 | 0.84958 | 0.84958
[8 empty] | PVD | Conservative | 0.84958 | 0.84958 | 0.84958 | 0.84958 | 0.84958 | 0.84958 | 0.84958 | 0.84958 | 0.84958 | 0.84958 | 0.84958 | 0.84958 | 0.84958 | 0.84958 | 0.84958 | 0.84958 | 0.84958 | 0.84958 | 0.84958 | 0.84958 | 0.84958 | 0.84958 | 0.84958 | 0.84958 | 0.84958 | 0.84958 | 0.84958 | 0.84958 | 0.84958 | 0.84958
[8 empty] | PFF | Advanced | 1.0521 | 1.0521 | 1.0521 | 1.0521 | 1.0521 | 1.0521 | 1.0521 | 1.0521 | 1.0521 | 1.0521 | 1.0521 | 1.0521 | 1.0521 | 1.0521 | 1.0521 | 1.0521 | 1.0521 | 1.0521 | 1.0521 | 1.0521 | 1.0521 | 1.0521 | 1.0521 | 1.0521 | 1.0521 | 1.0521 | 1.0521 | 1.0521 | 1.0521 | 1.0521
[8 empty] | PFF | Moderate | 1.0521 | 1.0521 | 1.0521 | 1.0521 | 1.0521 | 1.0521 | 1.0521 | 1.0521 | 1.0521 | 1.0521 | 1.0521 | 1.0521 | 1.0521 | 1.0521 | 1.0521 | 1.0521 | 1.0521 | 1.0521 | 1.0521 | 1.0521 | 1.0521 | 1.0521 | 1.0521 | 1.0521 | 1.0521 | 1.0521 | 1.0521 | 1.0521 | 1.0521 | 1.0521
[8 empty] | PFF | Conservative | 1.0521 | 1.0521 | 1.0521 | 1.0521 | 1.0521 | 1.0521 | 1.0521 | 1.0521 | 1.0521 | 1.0521 | 1.0521 | 1.0521 | 1.0521 | 1.0521 | 1.0521 | 1.0521 | 1.0521 | 1.0521 | 1.0521 | 1.0521 | 1.0521 | 1.0521 | 1.0521 | 1.0521 | 1.0521 | 1.0521 | 1.0521 | 1.0521 | 1.0521 | 1.0521
[6 empty] | MACRS |  | Year (Advanced) |  | 2021 | 2022 | 2023 | 2024 | 2025 | 2026 | 2027 | 2028 | 2029 | 2030 | 2031 | 2032 | 2033 | 2034 | 2035 | 2036 | 2037 | 2038 | 2039 | 2040 | 2041 | 2042 | 2043 | 2044 | 2045 | 2046 | 2047 | 2048 | 2049 | 2050
[6 empty] | 0.2 | Depreciation Factor | 1 |  | 0.94214 | 0.94214 | 0.94214 | 0.94214 | 0.94214 | 0.94214 | 0.94214 | 0.94214 | 0.94214 | 0.94214 | 0.94214 | 0.94214 | 0.94214 | 0.94214 | 0.94214 | 0.94214 | 0.94214 | 0.94214 | 0.94214 | 0.94214 | 0.94214 | 0.94214 | 0.94214 | 0.94214 | 0.94214 | 0.94214 | 0.94214 | 0.94214 | 0.94214 | 0.94214
[6 empty] | 0.32 |  | 2 |  | 0.88762 | 0.88762 | 0.88762 | 0.88762 | 0.88762 | 0.88762 | 0.88762 | 0.88762 | 0.88762 | 0.88762 | 0.88762 | 0.88762 | 0.88762 | 0.88762 | 0.88762 | 0.88762 | 0.88762 | 0.88762 | 0.88762 | 0.88762 | 0.88762 | 0.88762 | 0.88762 | 0.88762 | 0.88762 | 0.88762 | 0.88762 | 0.88762 | 0.88762 | 0.88762
[6 empty] | 0.192 |  | 3 |  | 0.83626 | 0.83626 | 0.83626 | 0.83626 | 0.83626 | 0.83626 | 0.83626 | 0.83626 | 0.83626 | 0.83626 | 0.83626 | 0.83626 | 0.83626 | 0.83626 | 0.83626 | 0.83626 | 0.83626 | 0.83626 | 0.83626 | 0.83626 | 0.83626 | 0.83626 | 0.83626 | 0.83626 | 0.83626 | 0.83626 | 0.83626 | 0.83626 | 0.83626 | 0.83626
[6 empty] | 0.1152 |  | 4 |  | 0.78787 | 0.78787 | 0.78787 | 0.78787 | 0.78787 | 0.78787 | 0.78787 | 0.78787 | 0.78787 | 0.78787 | 0.78787 | 0.78787 | 0.78787 | 0.78787 | 0.78787 | 0.78787 | 0.78787 | 0.78787 | 0.78787 | 0.78787 | 0.78787 | 0.78787 | 0.78787 | 0.78787 | 0.78787 | 0.78787 | 0.78787 | 0.78787 | 0.78787 | 0.78787
[6 empty] | 0.1152 |  | 5 |  | 0.74228 | 0.74228 | 0.74228 | 0.74228 | 0.74228 | 0.74228 | 0.74228 | 0.74228 | 0.74228 | 0.74228 | 0.74228 | 0.74228 | 0.74228 | 0.74228 | 0.74228 | 0.74228 | 0.74228 | 0.74228 | 0.74228 | 0.74228 | 0.74228 | 0.74228 | 0.74228 | 0.74228 | 0.74228 | 0.74228 | 0.74228 | 0.74228 | 0.74228 | 0.74228
[6 empty] | 0.0576 |  | 6 |  | 0.69932 | 0.69932 | 0.69932 | 0.69932 | 0.69932 | 0.69932 | 0.69932 | 0.69932 | 0.69932 | 0.69932 | 0.69932 | 0.69932 | 0.69932 | 0.69932 | 0.69932 | 0.69932 | 0.69932 | 0.69932 | 0.69932 | 0.69932 | 0.69932 | 0.69932 | 0.69932 | 0.69932 | 0.69932 | 0.69932 | 0.69932 | 0.69932 | 0.69932 | 0.69932
[8 empty] | Year (Moderate) |  | 2021 | 2022 | 2023 | 2024 | 2025 | 2026 | 2027 | 2028 | 2029 | 2030 | 2031 | 2032 | 2033 | 2034 | 2035 | 2036 | 2037 | 2038 | 2039 | 2040 | 2041 | 2042 | 2043 | 2044 | 2045 | 2046 | 2047 | 2048 | 2049 | 2050
[8 empty] | 1 |  | 0.94214 | 0.94214 | 0.94214 | 0.94214 | 0.94214 | 0.94214 | 0.94214 | 0.94214 | 0.94214 | 0.94214 | 0.94214 | 0.94214 | 0.94214 | 0.94214 | 0.94214 | 0.94214 | 0.94214 | 0.94214 | 0.94214 | 0.94214 | 0.94214 | 0.94214 | 0.94214 | 0.94214 | 0.94214 | 0.94214 | 0.94214 | 0.94214 | 0.94214 | 0.94214
[8 empty] | 2 |  | 0.88762 | 0.88762 | 0.88762 | 0.88762 | 0.88762 | 0.88762 | 0.88762 | 0.88762 | 0.88762 | 0.88762 | 0.88762 | 0.88762 | 0.88762 | 0.88762 | 0.88762 | 0.88762 | 0.88762 | 0.88762 | 0.88762 | 0.88762 | 0.88762 | 0.88762 | 0.88762 | 0.88762 | 0.88762 | 0.88762 | 0.88762 | 0.88762 | 0.88762 | 0.88762
[8 empty] | 3 |  | 0.83626 | 0.83626 | 0.83626 | 0.83626 | 0.83626 | 0.83626 | 0.83626 | 0.83626 | 0.83626 | 0.83626 | 0.83626 | 0.83626 | 0.83626 | 0.83626 | 0.83626 | 0.83626 | 0.83626 | 0.83626 | 0.83626 | 0.83626 | 0.83626 | 0.83626 | 0.83626 | 0.83626 | 0.83626 | 0.83626 | 0.83626 | 0.83626 | 0.83626 | 0.83626
[8 empty] | 4 |  | 0.78787 | 0.78787 | 0.78787 | 0.78787 | 0.78787 | 0.78787 | 0.78787 | 0.78787 | 0.78787 | 0.78787 | 0.78787 | 0.78787 | 0.78787 | 0.78787 | 0.78787 | 0.78787 | 0.78787 | 0.78787 | 0.78787 | 0.78787 | 0.78787 | 0.78787 | 0.78787 | 0.78787 | 0.78787 | 0.78787 | 0.78787 | 0.78787 | 0.78787 | 0.78787
[8 empty] | 5 |  | 0.74228 | 0.74228 | 0.74228 | 0.74228 | 0.74228 | 0.74228 | 0.74228 | 0.74228 | 0.74228 | 0.74228 | 0.74228 | 0.74228 | 0.74228 | 0.74228 | 0.74228 | 0.74228 | 0.74228 | 0.74228 | 0.74228 | 0.74228 | 0.74228 | 0.74228 | 0.74228 | 0.74228 | 0.74228 | 0.74228 | 0.74228 | 0.74228 | 0.74228 | 0.74228
[8 empty] | 6 |  | 0.69932 | 0.69932 | 0.69932 | 0.69932 | 0.69932 | 0.69932 | 0.69932 | 0.69932 | 0.69932 | 0.69932 | 0.69932 | 0.69932 | 0.69932 | 0.69932 | 0.69932 | 0.69932 | 0.69932 | 0.69932 | 0.69932 | 0.69932 | 0.69932 | 0.69932 | 0.69932 | 0.69932 | 0.69932 | 0.69932 | 0.69932 | 0.69932 | 0.69932 | 0.69932
[8 empty] | Year (Conservative) |  | 2021 | 2022 | 2023 | 2024 | 2025 | 2026 | 2027 | 2028 | 2029 | 2030 | 2031 | 2032 | 2033 | 2034 | 2035 | 2036 | 2037 | 2038 | 2039 | 2040 | 2041 | 2042 | 2043 | 2044 | 2045 | 2046 | 2047 | 2048 | 2049 | 2050
[8 empty] | 1 |  | 0.94214 | 0.94214 | 0.94214 | 0.94214 | 0.94214 | 0.94214 | 0.94214 | 0.94214 | 0.94214 | 0.94214 | 0.94214 | 0.94214 | 0.94214 | 0.94214 | 0.94214 | 0.94214 | 0.94214 | 0.94214 | 0.94214 | 0.94214 | 0.94214 | 0.94214 | 0.94214 | 0.94214 | 0.94214 | 0.94214 | 0.94214 | 0.94214 | 0.94214 | 0.94214
[8 empty] | 2 |  | 0.88762 | 0.88762 | 0.88762 | 0.88762 | 0.88762 | 0.88762 | 0.88762 | 0.88762 | 0.88762 | 0.88762 | 0.88762 | 0.88762 | 0.88762 | 0.88762 | 0.88762 | 0.88762 | 0.88762 | 0.88762 | 0.88762 | 0.88762 | 0.88762 | 0.88762 | 0.88762 | 0.88762 | 0.88762 | 0.88762 | 0.88762 | 0.88762 | 0.88762 | 0.88762
[8 empty] | 3 |  | 0.83626 | 0.83626 | 0.83626 | 0.83626 | 0.83626 | 0.83626 | 0.83626 | 0.83626 | 0.83626 | 0.83626 | 0.83626 | 0.83626 | 0.83626 | 0.83626 | 0.83626 | 0.83626 | 0.83626 | 0.83626 | 0.83626 | 0.83626 | 0.83626 | 0.83626 | 0.83626 | 0.83626 | 0.83626 | 0.83626 | 0.83626 | 0.83626 | 0.83626 | 0.83626
[8 empty] | 4 |  | 0.78787 | 0.78787 | 0.78787 | 0.78787 | 0.78787 | 0.78787 | 0.78787 | 0.78787 | 0.78787 | 0.78787 | 0.78787 | 0.78787 | 0.78787 | 0.78787 | 0.78787 | 0.78787 | 0.78787 | 0.78787 | 0.78787 | 0.78787 | 0.78787 | 0.78787 | 0.78787 | 0.78787 | 0.78787 | 0.78787 | 0.78787 | 0.78787 | 0.78787 | 0.78787
[8 empty] | 5 |  | 0.74228 | 0.74228 | 0.74228 | 0.74228 | 0.74228 | 0.74228 | 0.74228 | 0.74228 | 0.74228 | 0.74228 | 0.74228 | 0.74228 | 0.74228 | 0.74228 | 0.74228 | 0.74228 | 0.74228 | 0.74228 | 0.74228 | 0.74228 | 0.74228 | 0.74228 | 0.74228 | 0.74228 | 0.74228 | 0.74228 | 0.74228 | 0.74228 | 0.74228 | 0.74228
[8 empty] | 6 |  | 0.69932 | 0.69932 | 0.69932 | 0.69932 | 0.69932 | 0.69932 | 0.69932 | 0.69932 | 0.69932 | 0.69932 | 0.69932 | 0.69932 | 0.69932 | 0.69932 | 0.69932 | 0.69932 | 0.69932 | 0.69932 | 0.69932 | 0.69932 | 0.69932 | 0.69932 | 0.69932 | 0.69932 | 0.69932 | 0.69932 | 0.69932 | 0.69932 | 0.69932 | 0.69932
[10 empty] | 2021 | 2022 | 2023 | 2024 | 2025 | 2026 | 2027 | 2028 | 2029 | 2030 | 2031 | 2032 | 2033 | 2034 | 2035 | 2036 | 2037 | 2038 | 2039 | 2040 | 2041 | 2042 | 2043 | 2044 | 2045 | 2046 | 2047 | 2048 | 2049 | 2050
[7 empty] | Construction Finance Factor | CFF | Advanced | 1.0361 | 1.0361 | 1.0361 | 1.0361 | 1.0361 | 1.0361 | 1.0361 | 1.0361 | 1.0361 | 1.0361 | 1.0361 | 1.0361 | 1.0361 | 1.0361 | 1.0361 | 1.0361 | 1.0361 | 1.0361 | 1.0361 | 1.0361 | 1.0361 | 1.0361 | 1.0361 | 1.0361 | 1.0361 | 1.0361 | 1.0361 | 1.0361 | 1.0361 | 1.0361
[8 empty] | CFF | Moderate | 1.0361 | 1.0361 | 1.0361 | 1.0361 | 1.0361 | 1.0361 | 1.0361 | 1.0361 | 1.0361 | 1.0361 | 1.0361 | 1.0361 | 1.0361 | 1.0361 | 1.0361 | 1.0361 | 1.0361 | 1.0361 | 1.0361 | 1.0361 | 1.0361 | 1.0361 | 1.0361 | 1.0361 | 1.0361 | 1.0361 | 1.0361 | 1.0361 | 1.0361 | 1.0361
[8 empty] | CFF | Conservative | 1.0361 | 1.0361 | 1.0361 | 1.0361 | 1.0361 | 1.0361 | 1.0361 | 1.0361 | 1.0361 | 1.0361 | 1.0361 | 1.0361 | 1.0361 | 1.0361 | 1.0361 | 1.0361 | 1.0361 | 1.0361 | 1.0361 | 1.0361 | 1.0361 | 1.0361 | 1.0361 | 1.0361 | 1.0361 | 1.0361 | 1.0361 | 1.0361 | 1.0361 | 1.0361
[8 empty] | Accumulated Interest - Year 1 | * | 1.032 | 1.032 | 1.032 | 1.032 | 1.032 | 1.032 | 1.032 | 1.032 | 1.032 | 1.032 | 1.032 | 1.032 | 1.032 | 1.032 | 1.032 | 1.032 | 1.032 | 1.032 | 1.032 | 1.032 | 1.032 | 1.032 | 1.032 | 1.032 | 1.032 | 1.032 | 1.032 | 1.032 | 1.032 | 1.032
[8 empty] | Accumulated Interest - Year 2 | * | 1.0991 | 1.0991 | 1.0991 | 1.0991 | 1.0991 | 1.0991 | 1.0991 | 1.0991 | 1.0991 | 1.0991 | 1.0991 | 1.0991 | 1.0991 | 1.0991 | 1.0991 | 1.0991 | 1.0991 | 1.0991 | 1.0991 | 1.0991 | 1.0991 | 1.0991 | 1.0991 | 1.0991 | 1.0991 | 1.0991 | 1.0991 | 1.0991 | 1.0991 | 1.0991
[8 empty] | Accumulated Interest - Year 3 | * | 1.1705 | 1.1705 | 1.1705 | 1.1705 | 1.1705 | 1.1705 | 1.1705 | 1.1705 | 1.1705 | 1.1705 | 1.1705 | 1.1705 | 1.1705 | 1.1705 | 1.1705 | 1.1705 | 1.1705 | 1.1705 | 1.1705 | 1.1705 | 1.1705 | 1.1705 | 1.1705 | 1.1705 | 1.1705 | 1.1705 | 1.1705 | 1.1705 | 1.1705 | 1.1705
[8 empty] | Accumulated Equity Cost - Year 1 | Advanced | 1.0526 | 1.0526 | 1.0526 | 1.0526 | 1.0526 | 1.0526 | 1.0526 | 1.0526 | 1.0526 | 1.0526 | 1.0526 | 1.0526 | 1.0526 | 1.0526 | 1.0526 | 1.0526 | 1.0526 | 1.0526 | 1.0526 | 1.0526 | 1.0526 | 1.0526 | 1.0526 | 1.0526 | 1.0526 | 1.0526 | 1.0526 | 1.0526 | 1.0526 | 1.0526
[8 empty] | Accumulated Equity Cost - Year 2 | Advanced | 1.1663 | 1.1663 | 1.1663 | 1.1663 | 1.1663 | 1.1663 | 1.1663 | 1.1663 | 1.1663 | 1.1663 | 1.1663 | 1.1663 | 1.1663 | 1.1663 | 1.1663 | 1.1663 | 1.1663 | 1.1663 | 1.1663 | 1.1663 | 1.1663 | 1.1663 | 1.1663 | 1.1663 | 1.1663 | 1.1663 | 1.1663 | 1.1663 | 1.1663 | 1.1663
[8 empty] | Accumulated Equity Cost - Year 3 | Advanced | 1.2923 | 1.2923 | 1.2923 | 1.2923 | 1.2923 | 1.2923 | 1.2923 | 1.2923 | 1.2923 | 1.2923 | 1.2923 | 1.2923 | 1.2923 | 1.2923 | 1.2923 | 1.2923 | 1.2923 | 1.2923 | 1.2923 | 1.2923 | 1.2923 | 1.2923 | 1.2923 | 1.2923 | 1.2923 | 1.2923 | 1.2923 | 1.2923 | 1.2923 | 1.2923
[8 empty] | Accumulated Equity Cost - Year 1 | Moderate | 1.0526 | 1.0526 | 1.0526 | 1.0526 | 1.0526 | 1.0526 | 1.0526 | 1.0526 | 1.0526 | 1.0526 | 1.0526 | 1.0526 | 1.0526 | 1.0526 | 1.0526 | 1.0526 | 1.0526 | 1.0526 | 1.0526 | 1.0526 | 1.0526 | 1.0526 | 1.0526 | 1.0526 | 1.0526 | 1.0526 | 1.0526 | 1.0526 | 1.0526 | 1.0526
[8 empty] | Accumulated Equity Cost - Year 2 | Moderate | 1.1663 | 1.1663 | 1.1663 | 1.1663 | 1.1663 | 1.1663 | 1.1663 | 1.1663 | 1.1663 | 1.1663 | 1.1663 | 1.1663 | 1.1663 | 1.1663 | 1.1663 | 1.1663 | 1.1663 | 1.1663 | 1.1663 | 1.1663 | 1.1663 | 1.1663 | 1.1663 | 1.1663 | 1.1663 | 1.1663 | 1.1663 | 1.1663 | 1.1663 | 1.1663
[8 empty] | Accumulated Equity Cost - Year 3 | Moderate | 1.2923 | 1.2923 | 1.2923 | 1.2923 | 1.2923 | 1.2923 | 1.2923 | 1.2923 | 1.2923 | 1.2923 | 1.2923 | 1.2923 | 1.2923 | 1.2923 | 1.2923 | 1.2923 | 1.2923 | 1.2923 | 1.2923 | 1.2923 | 1.2923 | 1.2923 | 1.2923 | 1.2923 | 1.2923 | 1.2923 | 1.2923 | 1.2923 | 1.2923 | 1.2923
[8 empty] | Accumulated Equity Cost - Year 1 | Conservative | 1.0526 | 1.0526 | 1.0526 | 1.0526 | 1.0526 | 1.0526 | 1.0526 | 1.0526 | 1.0526 | 1.0526 | 1.0526 | 1.0526 | 1.0526 | 1.0526 | 1.0526 | 1.0526 | 1.0526 | 1.0526 | 1.0526 | 1.0526 | 1.0526 | 1.0526 | 1.0526 | 1.0526 | 1.0526 | 1.0526 | 1.0526 | 1.0526 | 1.0526 | 1.0526
[8 empty] | Accumulated Equity Cost - Year 2 | Conservative | 1.1663 | 1.1663 | 1.1663 | 1.1663 | 1.1663 | 1.1663 | 1.1663 | 1.1663 | 1.1663 | 1.1663 | 1.1663 | 1.1663 | 1.1663 | 1.1663 | 1.1663 | 1.1663 | 1.1663 | 1.1663 | 1.1663 | 1.1663 | 1.1663 | 1.1663 | 1.1663 | 1.1663 | 1.1663 | 1.1663 | 1.1663 | 1.1663 | 1.1663 | 1.1663
[8 empty] | Accumulated Equity Cost - Year 3 | Conservative | 1.2923 | 1.2923 | 1.2923 | 1.2923 | 1.2923 | 1.2923 | 1.2923 | 1.2923 | 1.2923 | 1.2923 | 1.2923 | 1.2923 | 1.2923 | 1.2923 | 1.2923 | 1.2923 | 1.2923 | 1.2923 | 1.2923 | 1.2923 | 1.2923 | 1.2923 | 1.2923 | 1.2923 | 1.2923 | 1.2923 | 1.2923 | 1.2923 | 1.2923 | 1.2923
|  | X |  | Data Sources for Default Inputs | bar: 2021 to 2036
[5 empty] | Current Costs: |  |  |  |  | 2022: Citation; 2027: Dollar Year; 2028: Escalation Index
[5 empty] | Available Capacity (GW) |  |  |  |  | 2022: A. Milbrandt, D. Heimiller, and P. Schwabe. 2018.; 2037: Techno-Economic Renewable Energy Potential on Tribal Lands. Golden, CO: National Renewable Energy Laboratory
[5 empty] | Net Capacity Factor (%) |  |  |  |  | 2022: NREL PVWATTS v5. Representative of national range of capacity factors.
[5 empty] | Overnight Capital Cost ($/kW) |  |  |  |  | 2022: V. Ramasamy, J. Zuboy, E. O’Shaughnessy, D. Feldman, J. Desai, M. Woodhouse, P. Basore, and R. Margolis. 2022.; 2037: U.S. Solar Photovoltaic System and Energy Storage Cost Benchmarks: Q1 2021. Golden, CO: National Renewable Energy Laboratory
[5 empty] | Fixed Operating Expenses ($/kW-yr) |  |  |  |  | 2022: V. Ramasamy, J. Zuboy, E. O’Shaughnessy, D. Feldman, J. Desai, M. Woodhouse, P. Basore, and R. Margolis. 2022.; 2037: U.S. Solar Photovoltaic System and Energy Storage Cost Benchmarks: Q1 2021. Golden, CO: National Renewable Energy Laboratory
[5 empty] | Variable Operating Expenses ($/MWh) |  |  |  |  | 2022: N/A
[5 empty] | Spur Line Cost ($/kW) |  |  |  |  | 2022: N/A
[5 empty] | Future Projections Costs: |  |  |  |  | 2022: Citation; 2027: Dollar Year; 2028: Escalation Index
[5 empty] | Net Capacity Factor (%) |  |  |  |  | 2022: NREL internal modeling taking into account improvements in degradation and increases in energy yield. See accompanying ATB presentation for more information.
[5 empty] | Overnight Capital Cost ($/kW) |  |  |  |  | 2022: NREL internal modeling. See accompanying ATB presentation for more information.
[5 empty] | 2021 to 2022 overnight capital cost adjustments (%) |  |  |  |  | 2022: V. Ramasamy, J. Zuboy, E. O’Shaughnessy, D. Feldman, J. Desai, M. Woodhouse, P. Basore, and R. Margolis. 2022.
[5 empty] | Fixed Operating Expenses ($/kW-yr) |  |  |  |  | 2022: NREL internal modeling. See accompanying ATB presentation for more information.
[5 empty] | Variable Operating Expenses ($/MWh) |  |  |  |  | 2022: N/A
[5 empty] | Grid Connection Cost ($/kW) |  |  |  |  | 2022: N/A
[10 empty] | 0.3 | 0.3 | 0.3 | 0.3 | 0.3 | -0.9 | -1.3 | 10 | 10 | 10 | 10 | 10 | 10 | 10 | 10 | 10 | 10 | 10 | 10 | 10 | 10 | 10 | 10 | 10 | 10 | 10 | 10 | 10 | 10 | 10 | 10 | 10

## Solar - PV Dist. Comm
Solar Distributed Commercial PV | [9 empty] | https://atb.nrel.gov/electricity/2023/commercial_pv
Inputs
Calculated
Input from other tab
| X |  |  | Assumptions
[5 empty] | Technology |  | Base Year: |  |  | 2021
All values are given in 2021 U.S. dollars, see references at the bottom of this worksheet for dollar year conversions where source dollar years don't match 2021.
Commercial Solar Photovoltaic
Representative Dist. Commercial system is fixed-tilt roof mounted with capacity of 200 kW
Overnight Capital Cost, Capacity Factor, Fixed O&M, and Variable O&M costs
represent $/kW DC; however LCOE reflects $/MWh AC.
Capacity factors chosen here to reflect range across the continental U.S. using NREL PVWATTS.
[12 empty] | Available | Available
[12 empty] | Capacity | Generation
[12 empty] | (GW) | (GWh)
[12 empty] | 386 | 506000
ATB values reflect annual average capacity factor over life of plant including estimated degradation, starting at 0.7% per year, reducing to 0.2%, 0.5%, and 0.5% annual degradation by 2050 for the advanced, moderate, and conservative scenarios, respectively. Capacity factors also assume an energy yield gain of 20%, 10%, and 0% for the advanced, moderate, and conservatives scenarios in 2035.
[7 empty] | Technology Classification | Name | Tech | Resource | Scale | Maturity
[8 empty] | Commercial PV - Class 1 | Rooftop PV | Class1 | Commercial | Y
[8 empty] | Commercial PV - Class 2 | Rooftop PV | Class2 | Commercial | Y
[8 empty] | Commercial PV - Class 3 | Rooftop PV | Class3 | Commercial | Y
[8 empty] | Commercial PV - Class 4 | Rooftop PV | Class4 | Commercial | Y
[8 empty] | Commercial PV - Class 5 | Rooftop PV | Class5 | Commercial | Y
[8 empty] | Commercial PV - Class 6 | Rooftop PV | Class6 | Commercial | Y
[8 empty] | Commercial PV - Class 7 | Rooftop PV | Class7 | Commercial | Y
[8 empty] | Commercial PV - Class 8 | Rooftop PV | Class8 | Commercial | Y
[8 empty] | Commercial PV - Class 9 | Rooftop PV | Class9 | Commercial | Y
[8 empty] | Commercial PV - Class 10 | Rooftop PV | Class10 | Commercial | Y
[5 empty] | Finance |  | Financial Assumptions:
[7 empty] | Capital Recovery Period (Years) |  |  |  |  | 30 |  | Financial Case |  | R&D
[7 empty] | Depreciation Period |  |  |  |  | 5 |  | Capital Recovery Period |  | 30
[7 empty] | Equity Premium During Construction |  |  |  |  | 2%
[7 empty] | Construction Duration yrs |  |  |  |  | 1
[7 empty] | Year | Capital | Percent of Leverage During Construction | Percent of Equity During Construction
[7 empty] | Index | Fraction
[7 empty] | 0 | 100% | 80% | 20%
[7 empty] | 1 | 0% | 80% | 20%
[7 empty] | 2 | 0% | 80% | 20%
Base Year
[10 empty] | 2021 | 2022 | 2023 | 2024 | 2025 | 2026 | 2027 | 2028 | 2029 | 2030 | 2031 | 2032 | 2033 | 2034 | 2035 | 2036 | 2037 | 2038 | 2039 | 2040 | 2041 | 2042 | 2043 | 2044 | 2045 | 2046 | 2047 | 2048 | 2049 | 2050
[7 empty] | Assumptions | Inflation Rate | * | 2.5% | 2.5% | 2.5% | 2.5% | 2.5% | 2.5% | 2.5% | 2.5% | 2.5% | 2.5% | 2.5% | 2.5% | 2.5% | 2.5% | 2.5% | 2.5% | 2.5% | 2.5% | 2.5% | 2.5% | 2.5% | 2.5% | 2.5% | 2.5% | 2.5% | 2.5% | 2.5% | 2.5% | 2.5% | 2.5%
[8 empty] | Interest Rate Nominal | Advanced | bar: Base Year 2021 to Base Year 2050
[8 empty] | Interest Rate Nominal | Moderate | bar: Base Year 2021 to Base Year 2050
[8 empty] | Interest Rate Nominal | Conservative | bar: Base Year 2021 to Base Year 2050
[8 empty] | Calculated Interest Rate Real | Advanced | 4.39% | 4.39% | 4.39% | 4.39% | 4.39% | 4.39% | 4.39% | 4.39% | 4.39% | 4.39% | 4.39% | 4.39% | 4.39% | 4.39% | 4.39% | 4.39% | 4.39% | 4.39% | 4.39% | 4.39% | 4.39% | 4.39% | 4.39% | 4.39% | 4.39% | 4.39% | 4.39% | 4.39% | 4.39% | 4.39%
[8 empty] | Calculated Interest Rate Real | Moderate | 4.39% | 4.39% | 4.39% | 4.39% | 4.39% | 4.39% | 4.39% | 4.39% | 4.39% | 4.39% | 4.39% | 4.39% | 4.39% | 4.39% | 4.39% | 4.39% | 4.39% | 4.39% | 4.39% | 4.39% | 4.39% | 4.39% | 4.39% | 4.39% | 4.39% | 4.39% | 4.39% | 4.39% | 4.39% | 4.39%
[8 empty] | Calculated Interest Rate Real | Conservative | 4.39% | 4.39% | 4.39% | 4.39% | 4.39% | 4.39% | 4.39% | 4.39% | 4.39% | 4.39% | 4.39% | 4.39% | 4.39% | 4.39% | 4.39% | 4.39% | 4.39% | 4.39% | 4.39% | 4.39% | 4.39% | 4.39% | 4.39% | 4.39% | 4.39% | 4.39% | 4.39% | 4.39% | 4.39% | 4.39%
[8 empty] | Interest During Construction - Nominal | * | 6.5% | 6.5% | 6.5% | 6.5% | 6.5% | 6.5% | 6.5% | 6.5% | 6.5% | 6.5% | 6.5% | 6.5% | 6.5% | 6.5% | 6.5% | 6.5% | 6.5% | 6.5% | 6.5% | 6.5% | 6.5% | 6.5% | 6.5% | 6.5% | 6.5% | 6.5% | 6.5% | 6.5% | 6.5% | 6.5%
[8 empty] | Rate of Return on Equity Nominal | Advanced | 9.8% | 9.8% | 9.8% | 9.8% | 9.8% | 9.8% | 9.8% | 9.8% | 9.8% | 9.8% | 9.8% | 9.8% | 9.8% | 9.8% | 9.8% | 9.8% | 9.8% | 9.8% | 9.8% | 9.8% | 9.8% | 9.8% | 9.8% | 9.8% | 9.8% | 9.8% | 9.8% | 9.8% | 9.8% | 9.8%
[8 empty] | Rate of Return on Equity Nominal | Moderate | 9.8% | 9.8% | 9.8% | 9.8% | 9.8% | 9.8% | 9.8% | 9.8% | 9.8% | 9.8% | 9.8% | 9.8% | 9.8% | 9.8% | 9.8% | 9.8% | 9.8% | 9.8% | 9.8% | 9.8% | 9.8% | 9.8% | 9.8% | 9.8% | 9.8% | 9.8% | 9.8% | 9.8% | 9.8% | 9.8%
[8 empty] | Rate of Return on Equity Nominal | Conservative | 9.8% | 9.8% | 9.8% | 9.8% | 9.8% | 9.8% | 9.8% | 9.8% | 9.8% | 9.8% | 9.8% | 9.8% | 9.8% | 9.8% | 9.8% | 9.8% | 9.8% | 9.8% | 9.8% | 9.8% | 9.8% | 9.8% | 9.8% | 9.8% | 9.8% | 9.8% | 9.8% | 9.8% | 9.8% | 9.8%
[8 empty] | Calculated Rate of Return on Equity Real | Advanced | 7.122% | 7.122% | 7.122% | 7.122% | 7.122% | 7.122% | 7.122% | 7.122% | 7.122% | 7.122% | 7.122% | 7.122% | 7.122% | 7.122% | 7.122% | 7.122% | 7.122% | 7.122% | 7.122% | 7.122% | 7.122% | 7.122% | 7.122% | 7.122% | 7.122% | 7.122% | 7.122% | 7.122% | 7.122% | 7.122%
[8 empty] | Calculated Rate of Return on Equity Real | Moderate | 7.122% | 7.122% | 7.122% | 7.122% | 7.122% | 7.122% | 7.122% | 7.122% | 7.122% | 7.122% | 7.122% | 7.122% | 7.122% | 7.122% | 7.122% | 7.122% | 7.122% | 7.122% | 7.122% | 7.122% | 7.122% | 7.122% | 7.122% | 7.122% | 7.122% | 7.122% | 7.122% | 7.122% | 7.122% | 7.122%
[8 empty] | Calculated Rate of Return on Equity Real | Conservative | 7.122% | 7.122% | 7.122% | 7.122% | 7.122% | 7.122% | 7.122% | 7.122% | 7.122% | 7.122% | 7.122% | 7.122% | 7.122% | 7.122% | 7.122% | 7.122% | 7.122% | 7.122% | 7.122% | 7.122% | 7.122% | 7.122% | 7.122% | 7.122% | 7.122% | 7.122% | 7.122% | 7.122% | 7.122% | 7.122%
[8 empty] | Debt Fraction | Advanced | 74.42% | 74.42% | 74.42% | 74.42% | 74.42% | 74.42% | 74.42% | 74.42% | 74.42% | 74.42% | 74.42% | 74.42% | 74.42% | 74.42% | 74.42% | 74.42% | 74.42% | 74.42% | 74.42% | 74.42% | 74.42% | 74.42% | 74.42% | 74.42% | 74.42% | 74.42% | 74.42% | 74.42% | 74.42% | 74.42%
[8 empty] | Debt Fraction | Moderate | 74.42% | 74.42% | 74.42% | 74.42% | 74.42% | 74.42% | 74.42% | 74.42% | 74.42% | 74.42% | 74.42% | 74.42% | 74.42% | 74.42% | 74.42% | 74.42% | 74.42% | 74.42% | 74.42% | 74.42% | 74.42% | 74.42% | 74.42% | 74.42% | 74.42% | 74.42% | 74.42% | 74.42% | 74.42% | 74.42%
[8 empty] | Debt Fraction | Conservative | 74.42% | 74.42% | 74.42% | 74.42% | 74.42% | 74.42% | 74.42% | 74.42% | 74.42% | 74.42% | 74.42% | 74.42% | 74.42% | 74.42% | 74.42% | 74.42% | 74.42% | 74.42% | 74.42% | 74.42% | 74.42% | 74.42% | 74.42% | 74.42% | 74.42% | 74.42% | 74.42% | 74.42% | 74.42% | 74.42%
[8 empty] | Tax Rate (Federal and State) | * | 25.74% | 25.74% | 25.74% | 25.74% | 25.74% | 25.74% | 25.74% | 25.74% | 25.74% | 25.74% | 25.74% | 25.74% | 25.74% | 25.74% | 25.74% | 25.74% | 25.74% | 25.74% | 25.74% | 25.74% | 25.74% | 25.74% | 25.74% | 25.74% | 25.74% | 25.74% | 25.74% | 25.74% | 25.74% | 25.74%
[8 empty] | WACC Nominal | Advanced | 6.375% | 6.375% | 6.375% | 6.375% | 6.375% | 6.375% | 6.375% | 6.375% | 6.375% | 6.375% | 6.375% | 6.375% | 6.375% | 6.375% | 6.375% | 6.375% | 6.375% | 6.375% | 6.375% | 6.375% | 6.375% | 6.375% | 6.375% | 6.375% | 6.375% | 6.375% | 6.375% | 6.375% | 6.375% | 6.375%
[8 empty] | WACC Nominal | Moderate | 6.375% | 6.375% | 6.375% | 6.375% | 6.375% | 6.375% | 6.375% | 6.375% | 6.375% | 6.375% | 6.375% | 6.375% | 6.375% | 6.375% | 6.375% | 6.375% | 6.375% | 6.375% | 6.375% | 6.375% | 6.375% | 6.375% | 6.375% | 6.375% | 6.375% | 6.375% | 6.375% | 6.375% | 6.375% | 6.375%
[8 empty] | WACC Nominal | Conservative | 6.375% | 6.375% | 6.375% | 6.375% | 6.375% | 6.375% | 6.375% | 6.375% | 6.375% | 6.375% | 6.375% | 6.375% | 6.375% | 6.375% | 6.375% | 6.375% | 6.375% | 6.375% | 6.375% | 6.375% | 6.375% | 6.375% | 6.375% | 6.375% | 6.375% | 6.375% | 6.375% | 6.375% | 6.375% | 6.375%
[8 empty] | WACC Real | Advanced | 3.781% | 3.781% | 3.781% | 3.781% | 3.781% | 3.781% | 3.781% | 3.781% | 3.781% | 3.781% | 3.781% | 3.781% | 3.781% | 3.781% | 3.781% | 3.781% | 3.781% | 3.781% | 3.781% | 3.781% | 3.781% | 3.781% | 3.781% | 3.781% | 3.781% | 3.781% | 3.781% | 3.781% | 3.781% | 3.781%
[8 empty] | WACC Real | Moderate | 3.781% | 3.781% | 3.781% | 3.781% | 3.781% | 3.781% | 3.781% | 3.781% | 3.781% | 3.781% | 3.781% | 3.781% | 3.781% | 3.781% | 3.781% | 3.781% | 3.781% | 3.781% | 3.781% | 3.781% | 3.781% | 3.781% | 3.781% | 3.781% | 3.781% | 3.781% | 3.781% | 3.781% | 3.781% | 3.781%
[8 empty] | WACC Real | Conservative | 3.781% | 3.781% | 3.781% | 3.781% | 3.781% | 3.781% | 3.781% | 3.781% | 3.781% | 3.781% | 3.781% | 3.781% | 3.781% | 3.781% | 3.781% | 3.781% | 3.781% | 3.781% | 3.781% | 3.781% | 3.781% | 3.781% | 3.781% | 3.781% | 3.781% | 3.781% | 3.781% | 3.781% | 3.781% | 3.781%
[8 empty] | Capital Recovery Factor (CRF) Nominal | Advanced | 7.559% | 7.559% | 7.559% | 7.559% | 7.559% | 7.559% | 7.559% | 7.559% | 7.559% | 7.559% | 7.559% | 7.559% | 7.559% | 7.559% | 7.559% | 7.559% | 7.559% | 7.559% | 7.559% | 7.559% | 7.559% | 7.559% | 7.559% | 7.559% | 7.559% | 7.559% | 7.559% | 7.559% | 7.559% | 7.559%
[8 empty] | Capital Recovery Factor (CRF) Nominal | Moderate | 7.559% | 7.559% | 7.559% | 7.559% | 7.559% | 7.559% | 7.559% | 7.559% | 7.559% | 7.559% | 7.559% | 7.559% | 7.559% | 7.559% | 7.559% | 7.559% | 7.559% | 7.559% | 7.559% | 7.559% | 7.559% | 7.559% | 7.559% | 7.559% | 7.559% | 7.559% | 7.559% | 7.559% | 7.559% | 7.559%
[8 empty] | Capital Recovery Factor (CRF) Nominal | Conservative | 7.559% | 7.559% | 7.559% | 7.559% | 7.559% | 7.559% | 7.559% | 7.559% | 7.559% | 7.559% | 7.559% | 7.559% | 7.559% | 7.559% | 7.559% | 7.559% | 7.559% | 7.559% | 7.559% | 7.559% | 7.559% | 7.559% | 7.559% | 7.559% | 7.559% | 7.559% | 7.559% | 7.559% | 7.559% | 7.559%
[8 empty] | Capital Recovery Factor (CRF) Real | Advanced | 5.63% | 5.63% | 5.63% | 5.63% | 5.63% | 5.63% | 5.63% | 5.63% | 5.63% | 5.63% | 5.63% | 5.63% | 5.63% | 5.63% | 5.63% | 5.63% | 5.63% | 5.63% | 5.63% | 5.63% | 5.63% | 5.63% | 5.63% | 5.63% | 5.63% | 5.63% | 5.63% | 5.63% | 5.63% | 5.63%
[8 empty] | Capital Recovery Factor (CRF) Real | Moderate | 5.63% | 5.63% | 5.63% | 5.63% | 5.63% | 5.63% | 5.63% | 5.63% | 5.63% | 5.63% | 5.63% | 5.63% | 5.63% | 5.63% | 5.63% | 5.63% | 5.63% | 5.63% | 5.63% | 5.63% | 5.63% | 5.63% | 5.63% | 5.63% | 5.63% | 5.63% | 5.63% | 5.63% | 5.63% | 5.63%
[8 empty] | Capital Recovery Factor (CRF) Real | Conservative | 5.63% | 5.63% | 5.63% | 5.63% | 5.63% | 5.63% | 5.63% | 5.63% | 5.63% | 5.63% | 5.63% | 5.63% | 5.63% | 5.63% | 5.63% | 5.63% | 5.63% | 5.63% | 5.63% | 5.63% | 5.63% | 5.63% | 5.63% | 5.63% | 5.63% | 5.63% | 5.63% | 5.63% | 5.63% | 5.63%
|  |  | X | Future Projections
Basis Year
[10 empty] | 2021 | 2022 | 2023 | 2024 | 2025 | 2026 | 2027 | 2028 | 2029 | 2030 | 2031 | 2032 | 2033 | 2034 | 2035 | 2036 | 2037 | 2038 | 2039 | 2040 | 2041 | 2042 | 2043 | 2044 | 2045 | 2046 | 2047 | 2048 | 2049 | 2050
[5 empty] | Techno-Economic Cost and Performance Parameters |  | Net Capacity Factor (%) | Commercial PV - Class 1 | Advanced | 18.94% | 19.1% | 19.26% | 19.42% | 19.57% | 19.73% | 19.89% | 20.05% | 20.2% | 20.36% | 20.52% | 20.68% | 20.84% | 20.99% | 21.15% | 21.19% | 21.23% | 21.27% | 21.31% | 21.36% | 21.4% | 21.44% | 21.48% | 21.52% | 21.56% | 21.6% | 21.64% | 21.68% | 21.72% | 21.76%
[8 empty] | Commercial PV - Class 1 | Moderate | 18.82% | 18.91% | 19.01% | 19.1% | 19.2% | 19.29% | 19.39% | 19.48% | 19.58% | 19.67% | 19.77% | 19.86% | 19.96% | 20.05% | 20.15% | 20.22% | 20.28% | 20.35% | 20.42% | 20.48% | 20.55% | 20.62% | 20.68% | 20.75% | 20.82% | 20.88% | 20.95% | 21.02% | 21.08% | 21.15%
[8 empty] | Commercial PV - Class 1 | Conservative | 18.63% | 18.63% | 18.63% | 18.63% | 18.63% | 18.63% | 18.63% | 18.63% | 18.63% | 18.63% | 18.63% | 18.63% | 18.63% | 18.63% | 18.63% | 18.73% | 18.83% | 18.93% | 19.03% | 19.13% | 19.24% | 19.34% | 19.44% | 19.54% | 19.64% | 19.74% | 19.85% | 19.95% | 20.05% | 20.15%
[8 empty] | Commercial PV - Class 2 | Advanced | 18.25% | 18.41% | 18.56% | 18.71% | 18.86% | 19.02% | 19.17% | 19.32% | 19.47% | 19.62% | 19.78% | 19.93% | 20.08% | 20.23% | 20.38% | 20.42% | 20.46% | 20.5% | 20.54% | 20.58% | 20.62% | 20.66% | 20.7% | 20.74% | 20.78% | 20.82% | 20.86% | 20.9% | 20.94% | 20.98%
[8 empty] | Commercial PV - Class 2 | Moderate | 18.13% | 18.23% | 18.32% | 18.41% | 18.5% | 18.59% | 18.69% | 18.78% | 18.87% | 18.96% | 19.05% | 19.14% | 19.24% | 19.33% | 19.42% | 19.48% | 19.55% | 19.61% | 19.68% | 19.74% | 19.81% | 19.87% | 19.93% | 20% | 20.06% | 20.13% | 20.19% | 20.26% | 20.32% | 20.38%
[8 empty] | Commercial PV - Class 2 | Conservative | 17.95% | 17.95% | 17.95% | 17.95% | 17.95% | 17.95% | 17.95% | 17.95% | 17.95% | 17.95% | 17.95% | 17.95% | 17.95% | 17.95% | 17.95% | 18.05% | 18.15% | 18.24% | 18.34% | 18.44% | 18.54% | 18.64% | 18.73% | 18.83% | 18.93% | 19.03% | 19.13% | 19.22% | 19.32% | 19.42%
[8 empty] | Commercial PV - Class 3 | Advanced | 17.28% | 17.42% | 17.57% | 17.71% | 17.86% | 18% | 18.14% | 18.29% | 18.43% | 18.58% | 18.72% | 18.86% | 19.01% | 19.15% | 19.3% | 19.33% | 19.37% | 19.41% | 19.45% | 19.48% | 19.52% | 19.56% | 19.59% | 19.63% | 19.67% | 19.71% | 19.74% | 19.78% | 19.82% | 19.86%
[8 empty] | Commercial PV - Class 3 | Moderate | 17.17% | 17.25% | 17.34% | 17.43% | 17.51% | 17.6% | 17.69% | 17.77% | 17.86% | 17.95% | 18.04% | 18.12% | 18.21% | 18.3% | 18.38% | 18.44% | 18.5% | 18.57% | 18.63% | 18.69% | 18.75% | 18.81% | 18.87% | 18.93% | 18.99% | 19.05% | 19.11% | 19.17% | 19.24% | 19.3%
[8 empty] | Commercial PV - Class 3 | Conservative | 16.99% | 16.99% | 16.99% | 16.99% | 16.99% | 16.99% | 16.99% | 16.99% | 16.99% | 16.99% | 16.99% | 16.99% | 16.99% | 16.99% | 16.99% | 17.09% | 17.18% | 17.27% | 17.36% | 17.46% | 17.55% | 17.64% | 17.73% | 17.83% | 17.92% | 18.01% | 18.1% | 18.2% | 18.29% | 18.38%
[8 empty] | Commercial PV - Class 4 | Advanced | 16.37% | 16.5% | 16.64% | 16.78% | 16.91% | 17.05% | 17.19% | 17.32% | 17.46% | 17.59% | 17.73% | 17.87% | 18% | 18.14% | 18.28% | 18.31% | 18.35% | 18.38% | 18.42% | 18.45% | 18.49% | 18.52% | 18.56% | 18.59% | 18.63% | 18.66% | 18.7% | 18.74% | 18.77% | 18.81%
[8 empty] | Commercial PV - Class 4 | Moderate | 16.26% | 16.34% | 16.42% | 16.51% | 16.59% | 16.67% | 16.75% | 16.84% | 16.92% | 17% | 17.08% | 17.16% | 17.25% | 17.33% | 17.41% | 17.47% | 17.53% | 17.58% | 17.64% | 17.7% | 17.76% | 17.82% | 17.87% | 17.93% | 17.99% | 18.05% | 18.1% | 18.16% | 18.22% | 18.28%
[8 empty] | Commercial PV - Class 4 | Conservative | 16.09% | 16.09% | 16.09% | 16.09% | 16.09% | 16.09% | 16.09% | 16.09% | 16.09% | 16.09% | 16.09% | 16.09% | 16.09% | 16.09% | 16.09% | 16.18% | 16.27% | 16.36% | 16.45% | 16.53% | 16.62% | 16.71% | 16.8% | 16.88% | 16.97% | 17.06% | 17.15% | 17.24% | 17.32% | 17.41%
[8 empty] | Commercial PV - Class 5 | Advanced | 15.62% | 15.75% | 15.88% | 16.01% | 16.14% | 16.27% | 16.4% | 16.53% | 16.66% | 16.79% | 16.92% | 17.05% | 17.18% | 17.31% | 17.44% | 17.47% | 17.51% | 17.54% | 17.58% | 17.61% | 17.64% | 17.68% | 17.71% | 17.74% | 17.78% | 17.81% | 17.85% | 17.88% | 17.91% | 17.95%
[8 empty] | Commercial PV - Class 5 | Moderate | 15.52% | 15.59% | 15.67% | 15.75% | 15.83% | 15.91% | 15.99% | 16.07% | 16.14% | 16.22% | 16.3% | 16.38% | 16.46% | 16.54% | 16.62% | 16.67% | 16.73% | 16.78% | 16.84% | 16.89% | 16.95% | 17% | 17.06% | 17.11% | 17.17% | 17.22% | 17.28% | 17.33% | 17.39% | 17.44%
[8 empty] | Commercial PV - Class 5 | Conservative | 15.36% | 15.36% | 15.36% | 15.36% | 15.36% | 15.36% | 15.36% | 15.36% | 15.36% | 15.36% | 15.36% | 15.36% | 15.36% | 15.36% | 15.36% | 15.44% | 15.53% | 15.61% | 15.69% | 15.78% | 15.86% | 15.95% | 16.03% | 16.11% | 16.2% | 16.28% | 16.36% | 16.45% | 16.53% | 16.62%
[8 empty] | Commercial PV - Class 6 | Advanced | 15.41% | 15.54% | 15.67% | 15.8% | 15.93% | 16.05% | 16.18% | 16.31% | 16.44% | 16.57% | 16.7% | 16.82% | 16.95% | 17.08% | 17.21% | 17.24% | 17.28% | 17.31% | 17.34% | 17.38% | 17.41% | 17.44% | 17.48% | 17.51% | 17.54% | 17.58% | 17.61% | 17.64% | 17.68% | 17.71%
[8 empty] | Commercial PV - Class 6 | Moderate | 15.31% | 15.39% | 15.47% | 15.54% | 15.62% | 15.7% | 15.78% | 15.85% | 15.93% | 16.01% | 16.09% | 16.16% | 16.24% | 16.32% | 16.4% | 16.45% | 16.5% | 16.56% | 16.61% | 16.67% | 16.72% | 16.78% | 16.83% | 16.88% | 16.94% | 16.99% | 17.05% | 17.1% | 17.16% | 17.21%
[8 empty] | Commercial PV - Class 6 | Conservative | 15.16% | 15.16% | 15.16% | 15.16% | 15.16% | 15.16% | 15.16% | 15.16% | 15.16% | 15.16% | 15.16% | 15.16% | 15.16% | 15.16% | 15.16% | 15.24% | 15.32% | 15.4% | 15.49% | 15.57% | 15.65% | 15.73% | 15.82% | 15.9% | 15.98% | 16.06% | 16.15% | 16.23% | 16.31% | 16.4%
[8 empty] | Commercial PV - Class 7 | Advanced | 14.68% | 14.81% | 14.93% | 15.05% | 15.17% | 15.3% | 15.42% | 15.54% | 15.66% | 15.79% | 15.91% | 16.03% | 16.15% | 16.27% | 16.4% | 16.43% | 16.46% | 16.49% | 16.52% | 16.56% | 16.59% | 16.62% | 16.65% | 16.68% | 16.71% | 16.75% | 16.78% | 16.81% | 16.84% | 16.87%
[8 empty] | Commercial PV - Class 7 | Moderate | 14.59% | 14.66% | 14.74% | 14.81% | 14.88% | 14.96% | 15.03% | 15.1% | 15.18% | 15.25% | 15.33% | 15.4% | 15.47% | 15.55% | 15.62% | 15.67% | 15.72% | 15.78% | 15.83% | 15.88% | 15.93% | 15.98% | 16.04% | 16.09% | 16.14% | 16.19% | 16.24% | 16.29% | 16.35% | 16.4%
[8 empty] | Commercial PV - Class 7 | Conservative | 14.44% | 14.44% | 14.44% | 14.44% | 14.44% | 14.44% | 14.44% | 14.44% | 14.44% | 14.44% | 14.44% | 14.44% | 14.44% | 14.44% | 14.44% | 14.52% | 14.6% | 14.68% | 14.75% | 14.83% | 14.91% | 14.99% | 15.07% | 15.15% | 15.23% | 15.31% | 15.38% | 15.46% | 15.54% | 15.62%
[8 empty] | Commercial PV - Class 8 | Advanced | 13.95% | 14.06% | 14.18% | 14.29% | 14.41% | 14.53% | 14.64% | 14.76% | 14.88% | 14.99% | 15.11% | 15.22% | 15.34% | 15.46% | 15.57% | 15.6% | 15.63% | 15.66% | 15.69% | 15.72% | 15.75% | 15.78% | 15.81% | 15.84% | 15.87% | 15.9% | 15.93% | 15.96% | 15.99% | 16.02%
[8 empty] | Commercial PV - Class 8 | Moderate | 13.85% | 13.92% | 13.99% | 14.06% | 14.13% | 14.2% | 14.27% | 14.35% | 14.42% | 14.49% | 14.56% | 14.63% | 14.7% | 14.77% | 14.84% | 14.89% | 14.93% | 14.98% | 15.03% | 15.08% | 15.13% | 15.18% | 15.23% | 15.28% | 15.33% | 15.38% | 15.43% | 15.47% | 15.52% | 15.57%
[8 empty] | Commercial PV - Class 8 | Conservative | 13.71% | 13.71% | 13.71% | 13.71% | 13.71% | 13.71% | 13.71% | 13.71% | 13.71% | 13.71% | 13.71% | 13.71% | 13.71% | 13.71% | 13.71% | 13.79% | 13.86% | 13.94% | 14.01% | 14.09% | 14.16% | 14.24% | 14.31% | 14.39% | 14.46% | 14.54% | 14.61% | 14.69% | 14.76% | 14.84%
[8 empty] | Commercial PV - Class 9 | Advanced | 13.39% | 13.5% | 13.61% | 13.72% | 13.83% | 13.94% | 14.06% | 14.17% | 14.28% | 14.39% | 14.5% | 14.61% | 14.73% | 14.84% | 14.95% | 14.98% | 15.01% | 15.04% | 15.06% | 15.09% | 15.12% | 15.15% | 15.18% | 15.21% | 15.24% | 15.27% | 15.3% | 15.32% | 15.35% | 15.38%
[8 empty] | Commercial PV - Class 9 | Moderate | 13.3% | 13.37% | 13.43% | 13.5% | 13.57% | 13.64% | 13.7% | 13.77% | 13.84% | 13.9% | 13.97% | 14.04% | 14.11% | 14.17% | 14.24% | 14.29% | 14.34% | 14.38% | 14.43% | 14.48% | 14.52% | 14.57% | 14.62% | 14.67% | 14.71% | 14.76% | 14.81% | 14.85% | 14.9% | 14.95%
[8 empty] | Commercial PV - Class 9 | Conservative | 13.16% | 13.16% | 13.16% | 13.16% | 13.16% | 13.16% | 13.16% | 13.16% | 13.16% | 13.16% | 13.16% | 13.16% | 13.16% | 13.16% | 13.16% | 13.24% | 13.31% | 13.38% | 13.45% | 13.52% | 13.59% | 13.67% | 13.74% | 13.81% | 13.88% | 13.95% | 14.03% | 14.1% | 14.17% | 14.24%
[8 empty] | Commercial PV - Class 10 | Advanced | 12.18% | 12.28% | 12.38% | 12.48% | 12.58% | 12.68% | 12.79% | 12.89% | 12.99% | 13.09% | 13.19% | 13.29% | 13.39% | 13.5% | 13.6% | 13.62% | 13.65% | 13.68% | 13.7% | 13.73% | 13.76% | 13.78% | 13.81% | 13.83% | 13.86% | 13.89% | 13.91% | 13.94% | 13.97% | 13.99%
[8 empty] | Commercial PV - Class 10 | Moderate | 12.1% | 12.16% | 12.22% | 12.28% | 12.34% | 12.4% | 12.46% | 12.53% | 12.59% | 12.65% | 12.71% | 12.77% | 12.83% | 12.89% | 12.95% | 13% | 13.04% | 13.08% | 13.13% | 13.17% | 13.21% | 13.25% | 13.3% | 13.34% | 13.38% | 13.43% | 13.47% | 13.51% | 13.55% | 13.6%
[8 empty] | Commercial PV - Class 10 | Conservative | 11.97% | 11.97% | 11.97% | 11.97% | 11.97% | 11.97% | 11.97% | 11.97% | 11.97% | 11.97% | 11.97% | 11.97% | 11.97% | 11.97% | 11.97% | 12.04% | 12.11% | 12.17% | 12.24% | 12.3% | 12.37% | 12.43% | 12.5% | 12.56% | 12.63% | 12.69% | 12.76% | 12.82% | 12.89% | 12.95%
[10 empty] | 2021 | 2022 | 2023 | 2024 | 2025 | 2026 | 2027 | 2028 | 2029 | 2030 | 2031 | 2032 | 2033 | 2034 | 2035 | 2036 | 2037 | 2038 | 2039 | 2040 | 2041 | 2042 | 2043 | 2044 | 2045 | 2046 | 2047 | 2048 | 2049 | 2050
[7 empty] | Annual Energy Production (kWh/kW) | Commercial PV - Class 1 | Advanced | 1659.3032 | 1673.1278 | 1686.9524 | 1700.777 | 1714.6016 | 1728.4262 | 1742.2508 | 1756.0754 | 1769.9 | 1783.7246 | 1797.5491 | 1811.3737 | 1825.1983 | 1839.0229 | 1852.8475 | 1856.4276 | 1860.0077 | 1863.5878 | 1867.1679 | 1870.748 | 1874.3281 | 1877.9082 | 1881.4883 | 1885.0684 | 1888.6485 | 1892.2286 | 1895.8087 | 1899.3888 | 1902.9689 | 1906.549
[8 empty] | Commercial PV - Class 1 | Moderate | 1648.3405 | 1656.6838 | 1665.027 | 1673.3703 | 1681.7135 | 1690.0567 | 1698.4 | 1706.7432 | 1715.0865 | 1723.4297 | 1731.773 | 1740.1162 | 1748.4595 | 1756.8027 | 1765.146 | 1770.9927 | 1776.8395 | 1782.6863 | 1788.5331 | 1794.3798 | 1800.2266 | 1806.0734 | 1811.9201 | 1817.7669 | 1823.6137 | 1829.4604 | 1835.3072 | 1841.154 | 1847.0008 | 1852.8475
[8 empty] | Commercial PV - Class 1 | Conservative | 1631.654 | 1631.654 | 1631.654 | 1631.654 | 1631.654 | 1631.654 | 1631.654 | 1631.654 | 1631.654 | 1631.654 | 1631.654 | 1631.654 | 1631.654 | 1631.654 | 1631.654 | 1640.5535 | 1649.4529 | 1658.3524 | 1667.2519 | 1676.1513 | 1685.0508 | 1693.9503 | 1702.8497 | 1711.7492 | 1720.6487 | 1729.5481 | 1738.4476 | 1747.347 | 1756.2465 | 1765.146
[8 empty] | Commercial PV - Class 2 | Advanced | 1599.1321 | 1612.4554 | 1625.7786 | 1639.1019 | 1652.4252 | 1665.7485 | 1679.0717 | 1692.395 | 1705.7183 | 1719.0416 | 1732.3648 | 1745.6881 | 1759.0114 | 1772.3347 | 1785.6579 | 1789.1082 | 1792.5585 | 1796.0088 | 1799.459 | 1802.9093 | 1806.3596 | 1809.8099 | 1813.2601 | 1816.7104 | 1820.1607 | 1823.611 | 1827.0612 | 1830.5115 | 1833.9618 | 1837.4121
[8 empty] | Commercial PV - Class 2 | Moderate | 1588.5669 | 1596.6076 | 1604.6483 | 1612.689 | 1620.7297 | 1628.7704 | 1636.8111 | 1644.8518 | 1652.8925 | 1660.9332 | 1668.9739 | 1677.0146 | 1685.0553 | 1693.096 | 1701.1367 | 1706.7714 | 1712.4062 | 1718.0409 | 1723.6757 | 1729.3104 | 1734.9452 | 1740.5799 | 1746.2147 | 1751.8494 | 1757.4842 | 1763.1189 | 1768.7537 | 1774.3884 | 1780.0232 | 1785.6579
[8 empty] | Commercial PV - Class 2 | Conservative | 1572.4855 | 1572.4855 | 1572.4855 | 1572.4855 | 1572.4855 | 1572.4855 | 1572.4855 | 1572.4855 | 1572.4855 | 1572.4855 | 1572.4855 | 1572.4855 | 1572.4855 | 1572.4855 | 1572.4855 | 1581.0623 | 1589.639 | 1598.2158 | 1606.7925 | 1615.3693 | 1623.946 | 1632.5227 | 1641.0995 | 1649.6762 | 1658.253 | 1666.8297 | 1675.4065 | 1683.9832 | 1692.5599 | 1701.1367
[8 empty] | Commercial PV - Class 3 | Advanced | 1513.7664 | 1526.3785 | 1538.9905 | 1551.6025 | 1564.2146 | 1576.8266 | 1589.4387 | 1602.0507 | 1614.6628 | 1627.2748 | 1639.8869 | 1652.4989 | 1665.1109 | 1677.723 | 1690.335 | 1693.6011 | 1696.8672 | 1700.1333 | 1703.3994 | 1706.6655 | 1709.9316 | 1713.1977 | 1716.4638 | 1719.7299 | 1722.9959 | 1726.262 | 1729.5281 | 1732.7942 | 1736.0603 | 1739.3264
[8 empty] | Commercial PV - Class 3 | Moderate | 1503.7652 | 1511.3767 | 1518.9882 | 1526.5996 | 1534.2111 | 1541.8226 | 1549.434 | 1557.0455 | 1564.657 | 1572.2684 | 1579.8799 | 1587.4914 | 1595.1028 | 1602.7143 | 1610.3257 | 1615.6597 | 1620.9937 | 1626.3276 | 1631.6616 | 1636.9955 | 1642.3295 | 1647.6634 | 1652.9974 | 1658.3313 | 1663.6653 | 1668.9992 | 1674.3332 | 1679.6671 | 1685.0011 | 1690.335
[8 empty] | Commercial PV - Class 3 | Conservative | 1488.5423 | 1488.5423 | 1488.5423 | 1488.5423 | 1488.5423 | 1488.5423 | 1488.5423 | 1488.5423 | 1488.5423 | 1488.5423 | 1488.5423 | 1488.5423 | 1488.5423 | 1488.5423 | 1488.5423 | 1496.6612 | 1504.7801 | 1512.899 | 1521.0179 | 1529.1368 | 1537.2557 | 1545.3746 | 1553.4935 | 1561.6124 | 1569.7313 | 1577.8502 | 1585.9691 | 1594.088 | 1602.2069 | 1610.3257
[8 empty] | Commercial PV - Class 4 | Advanced | 1433.7786 | 1445.7242 | 1457.6699 | 1469.6155 | 1481.5611 | 1493.5067 | 1505.4524 | 1517.398 | 1529.3436 | 1541.2892 | 1553.2348 | 1565.1805 | 1577.1261 | 1589.0717 | 1601.0173 | 1604.1108 | 1607.2043 | 1610.2979 | 1613.3914 | 1616.4849 | 1619.5784 | 1622.6719 | 1625.7654 | 1628.8589 | 1631.9524 | 1635.0459 | 1638.1394 | 1641.233 | 1644.3265 | 1647.42
[8 empty] | Commercial PV - Class 4 | Moderate | 1424.3059 | 1431.5152 | 1438.7245 | 1445.9337 | 1453.143 | 1460.3523 | 1467.5616 | 1474.7708 | 1481.9801 | 1489.1894 | 1496.3987 | 1503.6079 | 1510.8172 | 1518.0265 | 1525.2357 | 1530.2879 | 1535.34 | 1540.3921 | 1545.4442 | 1550.4963 | 1555.5484 | 1560.6005 | 1565.6526 | 1570.7047 | 1575.7568 | 1580.8089 | 1585.861 | 1590.9131 | 1595.9652 | 1601.0173
[8 empty] | Commercial PV - Class 4 | Conservative | 1409.8874 | 1409.8874 | 1409.8874 | 1409.8874 | 1409.8874 | 1409.8874 | 1409.8874 | 1409.8874 | 1409.8874 | 1409.8874 | 1409.8874 | 1409.8874 | 1409.8874 | 1409.8874 | 1409.8874 | 1417.5773 | 1425.2672 | 1432.9571 | 1440.6469 | 1448.3368 | 1456.0267 | 1463.7166 | 1471.4065 | 1479.0964 | 1486.7863 | 1494.4762 | 1502.1661 | 1509.856 | 1517.5459 | 1525.2357
[8 empty] | Commercial PV - Class 5 | Advanced | 1368.2272 | 1379.6267 | 1391.0261 | 1402.4256 | 1413.8251 | 1425.2246 | 1436.624 | 1448.0235 | 1459.423 | 1470.8225 | 1482.2219 | 1493.6214 | 1505.0209 | 1516.4204 | 1527.8198 | 1530.7719 | 1533.724 | 1536.6761 | 1539.6281 | 1542.5802 | 1545.5323 | 1548.4844 | 1551.4364 | 1554.3885 | 1557.3406 | 1560.2927 | 1563.2447 | 1566.1968 | 1569.1489 | 1572.101
[8 empty] | Commercial PV - Class 5 | Moderate | 1359.1876 | 1366.0672 | 1372.9469 | 1379.8266 | 1386.7062 | 1393.5859 | 1400.4656 | 1407.3453 | 1414.2249 | 1421.1046 | 1427.9843 | 1434.8639 | 1441.7436 | 1448.6233 | 1455.5029 | 1460.3241 | 1465.1452 | 1469.9663 | 1474.7874 | 1479.6086 | 1484.4297 | 1489.2508 | 1494.0719 | 1498.8931 | 1503.7142 | 1508.5353 | 1513.3564 | 1518.1776 | 1522.9987 | 1527.8198
[8 empty] | Commercial PV - Class 5 | Conservative | 1345.4282 | 1345.4282 | 1345.4282 | 1345.4282 | 1345.4282 | 1345.4282 | 1345.4282 | 1345.4282 | 1345.4282 | 1345.4282 | 1345.4282 | 1345.4282 | 1345.4282 | 1345.4282 | 1345.4282 | 1352.7665 | 1360.1049 | 1367.4432 | 1374.7815 | 1382.1198 | 1389.4581 | 1396.7964 | 1404.1347 | 1411.4731 | 1418.8114 | 1426.1497 | 1433.488 | 1440.8263 | 1448.1646 | 1455.5029
[8 empty] | Commercial PV - Class 6 | Advanced | 1350.0836 | 1361.3319 | 1372.5802 | 1383.8285 | 1395.0769 | 1406.3252 | 1417.5735 | 1428.8218 | 1440.0701 | 1451.3184 | 1462.5667 | 1473.815 | 1485.0633 | 1496.3117 | 1507.56 | 1510.4729 | 1513.3858 | 1516.2988 | 1519.2117 | 1522.1246 | 1525.0375 | 1527.9505 | 1530.8634 | 1533.7763 | 1536.6893 | 1539.6022 | 1542.5151 | 1545.4281 | 1548.341 | 1551.2539
[8 empty] | Commercial PV - Class 6 | Moderate | 1341.1639 | 1347.9523 | 1354.7408 | 1361.5292 | 1368.3176 | 1375.1061 | 1381.8945 | 1388.683 | 1395.4714 | 1402.2598 | 1409.0483 | 1415.8367 | 1422.6252 | 1429.4136 | 1436.202 | 1440.9592 | 1445.7164 | 1450.4736 | 1455.2308 | 1459.988 | 1464.7452 | 1469.5024 | 1474.2596 | 1479.0168 | 1483.774 | 1488.5312 | 1493.2884 | 1498.0456 | 1502.8028 | 1507.56
[8 empty] | Commercial PV - Class 6 | Conservative | 1327.587 | 1327.587 | 1327.587 | 1327.587 | 1327.587 | 1327.587 | 1327.587 | 1327.587 | 1327.587 | 1327.587 | 1327.587 | 1327.587 | 1327.587 | 1327.587 | 1327.587 | 1334.828 | 1342.069 | 1349.31 | 1356.551 | 1363.792 | 1371.033 | 1378.274 | 1385.515 | 1392.756 | 1399.997 | 1407.238 | 1414.479 | 1421.72 | 1428.961 | 1436.202
[8 empty] | Commercial PV - Class 7 | Advanced | 1286.3598 | 1297.0771 | 1307.7945 | 1318.5119 | 1329.2293 | 1339.9467 | 1350.6641 | 1361.3815 | 1372.0989 | 1382.8163 | 1393.5337 | 1404.2511 | 1414.9684 | 1425.6858 | 1436.4032 | 1439.1787 | 1441.9541 | 1444.7296 | 1447.505 | 1450.2804 | 1453.0559 | 1455.8313 | 1458.6068 | 1461.3822 | 1464.1576 | 1466.9331 | 1469.7085 | 1472.484 | 1475.2594 | 1478.0348
[8 empty] | Commercial PV - Class 7 | Moderate | 1277.861 | 1284.3291 | 1290.7971 | 1297.2651 | 1303.7331 | 1310.2012 | 1316.6692 | 1323.1372 | 1329.6052 | 1336.0733 | 1342.5413 | 1349.0093 | 1355.4773 | 1361.9454 | 1368.4134 | 1372.9461 | 1377.4787 | 1382.0114 | 1386.544 | 1391.0767 | 1395.6093 | 1400.142 | 1404.6746 | 1409.2073 | 1413.74 | 1418.2726 | 1422.8053 | 1427.3379 | 1431.8706 | 1436.4032
[8 empty] | Commercial PV - Class 7 | Conservative | 1264.925 | 1264.925 | 1264.925 | 1264.925 | 1264.925 | 1264.925 | 1264.925 | 1264.925 | 1264.925 | 1264.925 | 1264.925 | 1264.925 | 1264.925 | 1264.925 | 1264.925 | 1271.8242 | 1278.7234 | 1285.6227 | 1292.5219 | 1299.4211 | 1306.3203 | 1313.2196 | 1320.1188 | 1327.018 | 1333.9173 | 1340.8165 | 1347.7157 | 1354.6149 | 1361.5142 | 1368.4134
[8 empty] | Commercial PV - Class 8 | Advanced | 1221.6969 | 1231.8755 | 1242.0542 | 1252.2328 | 1262.4115 | 1272.5901 | 1282.7688 | 1292.9474 | 1303.1261 | 1313.3047 | 1323.4834 | 1333.662 | 1343.8407 | 1354.0193 | 1364.198 | 1366.8339 | 1369.4698 | 1372.1057 | 1374.7417 | 1377.3776 | 1380.0135 | 1382.6494 | 1385.2854 | 1387.9213 | 1390.5572 | 1393.1931 | 1395.829 | 1398.465 | 1401.1009 | 1403.7368
[8 empty] | Commercial PV - Class 8 | Moderate | 1213.6254 | 1219.7683 | 1225.9112 | 1232.054 | 1238.1969 | 1244.3398 | 1250.4827 | 1256.6256 | 1262.7685 | 1268.9114 | 1275.0543 | 1281.1972 | 1287.3401 | 1293.483 | 1299.6258 | 1303.9307 | 1308.2355 | 1312.5403 | 1316.8451 | 1321.1499 | 1325.4547 | 1329.7595 | 1334.0643 | 1338.3691 | 1342.6739 | 1346.9787 | 1351.2835 | 1355.5883 | 1359.8932 | 1364.198
[8 empty] | Commercial PV - Class 8 | Conservative | 1201.3396 | 1201.3396 | 1201.3396 | 1201.3396 | 1201.3396 | 1201.3396 | 1201.3396 | 1201.3396 | 1201.3396 | 1201.3396 | 1201.3396 | 1201.3396 | 1201.3396 | 1201.3396 | 1201.3396 | 1207.892 | 1214.4444 | 1220.9968 | 1227.5493 | 1234.1017 | 1240.6541 | 1247.2065 | 1253.7589 | 1260.3113 | 1266.8638 | 1273.4162 | 1279.9686 | 1286.521 | 1293.0734 | 1299.6258
[8 empty] | Commercial PV - Class 9 | Advanced | 1172.6951 | 1182.4655 | 1192.2359 | 1202.0063 | 1211.7766 | 1221.547 | 1231.3174 | 1241.0878 | 1250.8582 | 1260.6286 | 1270.399 | 1280.1693 | 1289.9397 | 1299.7101 | 1309.4805 | 1312.0107 | 1314.5409 | 1317.0711 | 1319.6013 | 1322.1315 | 1324.6617 | 1327.1919 | 1329.7221 | 1332.2523 | 1334.7825 | 1337.3127 | 1339.8429 | 1342.3731 | 1344.9033 | 1347.4335
[8 empty] | Commercial PV - Class 9 | Moderate | 1164.9473 | 1170.8438 | 1176.7403 | 1182.6368 | 1188.5333 | 1194.4298 | 1200.3263 | 1206.2228 | 1212.1193 | 1218.0158 | 1223.9123 | 1229.8088 | 1235.7053 | 1241.6019 | 1247.4984 | 1251.6305 | 1255.7626 | 1259.8948 | 1264.0269 | 1268.1591 | 1272.2912 | 1276.4234 | 1280.5555 | 1284.6876 | 1288.8198 | 1292.9519 | 1297.0841 | 1301.2162 | 1305.3484 | 1309.4805
[8 empty] | Commercial PV - Class 9 | Conservative | 1153.1543 | 1153.1543 | 1153.1543 | 1153.1543 | 1153.1543 | 1153.1543 | 1153.1543 | 1153.1543 | 1153.1543 | 1153.1543 | 1153.1543 | 1153.1543 | 1153.1543 | 1153.1543 | 1153.1543 | 1159.4439 | 1165.7335 | 1172.0231 | 1178.3127 | 1184.6023 | 1190.8919 | 1197.1815 | 1203.4711 | 1209.7607 | 1216.0503 | 1222.3399 | 1228.6295 | 1234.9191 | 1241.2088 | 1247.4984
[8 empty] | Commercial PV - Class 10 | Advanced | 1066.7419 | 1075.6295 | 1084.5172 | 1093.4048 | 1102.2924 | 1111.18 | 1120.0677 | 1128.9553 | 1137.8429 | 1146.7306 | 1155.6182 | 1164.5058 | 1173.3935 | 1182.2811 | 1191.1687 | 1193.4703 | 1195.7719 | 1198.0735 | 1200.3751 | 1202.6767 | 1204.9783 | 1207.2799 | 1209.5815 | 1211.8831 | 1214.1847 | 1216.4863 | 1218.7879 | 1221.0894 | 1223.391 | 1225.6926
[8 empty] | Commercial PV - Class 10 | Moderate | 1059.6941 | 1065.0579 | 1070.4216 | 1075.7854 | 1081.1491 | 1086.5129 | 1091.8767 | 1097.2404 | 1102.6042 | 1107.9679 | 1113.3317 | 1118.6954 | 1124.0592 | 1129.4229 | 1134.7867 | 1138.5455 | 1142.3043 | 1146.0631 | 1149.8219 | 1153.5807 | 1157.3395 | 1161.0983 | 1164.8571 | 1168.6159 | 1172.3747 | 1176.1335 | 1179.8923 | 1183.6511 | 1187.4099 | 1191.1687
[8 empty] | Commercial PV - Class 10 | Conservative | 1048.9666 | 1048.9666 | 1048.9666 | 1048.9666 | 1048.9666 | 1048.9666 | 1048.9666 | 1048.9666 | 1048.9666 | 1048.9666 | 1048.9666 | 1048.9666 | 1048.9666 | 1048.9666 | 1048.9666 | 1054.688 | 1060.4093 | 1066.1306 | 1071.852 | 1077.5733 | 1083.2946 | 1089.016 | 1094.7373 | 1100.4587 | 1106.18 | 1111.9013 | 1117.6227 | 1123.344 | 1129.0653 | 1134.7867
[10 empty] | 2021 | 2022 | 2023 | 2024 | 2025 | 2026 | 2027 | 2028 | 2029 | 2030 | 2031 | 2032 | 2033 | 2034 | 2035 | 2036 | 2037 | 2038 | 2039 | 2040 | 2041 | 2042 | 2043 | 2044 | 2045 | 2046 | 2047 | 2048 | 2049 | 2050
[7 empty] | CAPEX ($/kW) | Commercial PV - Class 1 | Advanced | 1753.7986 | 1906.3028 | 1825.8638 | 1745.4248 | 1664.9858 | 1584.5467 | 1504.1077 | 1423.6687 | 1343.2297 | 1262.7907 | 1182.3516 | 1101.9126 | 1021.4736 | 941.0346 | 860.5955 | 851.0058 | 841.416 | 831.8262 | 822.2364 | 812.6466 | 803.0568 | 793.467 | 783.8772 | 774.2875 | 764.6977 | 755.1079 | 745.5181 | 735.9283 | 726.3385 | 716.7487
[8 empty] | Commercial PV - Class 1 | Moderate | 1753.7986 | 1906.3028 | 1847.9595 | 1789.6163 | 1731.273 | 1672.9297 | 1614.5865 | 1556.2432 | 1497.8999 | 1439.5566 | 1381.2134 | 1322.8701 | 1264.5268 | 1206.1836 | 1147.8403 | 1128.6906 | 1109.541 | 1090.3913 | 1071.2417 | 1052.092 | 1032.9424 | 1013.7927 | 994.6431 | 975.4934 | 956.3438 | 937.1941 | 918.0445 | 898.8948 | 879.7452 | 860.5955
[8 empty] | Commercial PV - Class 1 | Conservative | 1753.7986 | 1906.3028 | 1879.5755 | 1852.8481 | 1826.1208 | 1799.3935 | 1772.6661 | 1745.9388 | 1719.2115 | 1692.4841 | 1665.7568 | 1639.0294 | 1612.3021 | 1585.5748 | 1558.8474 | 1531.447 | 1504.0465 | 1476.646 | 1449.2455 | 1421.8451 | 1394.4446 | 1367.0441 | 1339.6436 | 1312.2431 | 1284.8427 | 1257.4422 | 1230.0417 | 1202.6412 | 1175.2408 | 1147.8403
[8 empty] | Commercial PV - Class 2 | Advanced | 1753.7986 | 1906.3028 | 1825.8638 | 1745.4248 | 1664.9858 | 1584.5467 | 1504.1077 | 1423.6687 | 1343.2297 | 1262.7907 | 1182.3516 | 1101.9126 | 1021.4736 | 941.0346 | 860.5955 | 851.0058 | 841.416 | 831.8262 | 822.2364 | 812.6466 | 803.0568 | 793.467 | 783.8772 | 774.2875 | 764.6977 | 755.1079 | 745.5181 | 735.9283 | 726.3385 | 716.7487
[8 empty] | Commercial PV - Class 2 | Moderate | 1753.7986 | 1906.3028 | 1847.9595 | 1789.6163 | 1731.273 | 1672.9297 | 1614.5865 | 1556.2432 | 1497.8999 | 1439.5566 | 1381.2134 | 1322.8701 | 1264.5268 | 1206.1836 | 1147.8403 | 1128.6906 | 1109.541 | 1090.3913 | 1071.2417 | 1052.092 | 1032.9424 | 1013.7927 | 994.6431 | 975.4934 | 956.3438 | 937.1941 | 918.0445 | 898.8948 | 879.7452 | 860.5955
[8 empty] | Commercial PV - Class 2 | Conservative | 1753.7986 | 1906.3028 | 1879.5755 | 1852.8481 | 1826.1208 | 1799.3935 | 1772.6661 | 1745.9388 | 1719.2115 | 1692.4841 | 1665.7568 | 1639.0294 | 1612.3021 | 1585.5748 | 1558.8474 | 1531.447 | 1504.0465 | 1476.646 | 1449.2455 | 1421.8451 | 1394.4446 | 1367.0441 | 1339.6436 | 1312.2431 | 1284.8427 | 1257.4422 | 1230.0417 | 1202.6412 | 1175.2408 | 1147.8403
[8 empty] | Commercial PV - Class 3 | Advanced | 1753.7986 | 1906.3028 | 1825.8638 | 1745.4248 | 1664.9858 | 1584.5467 | 1504.1077 | 1423.6687 | 1343.2297 | 1262.7907 | 1182.3516 | 1101.9126 | 1021.4736 | 941.0346 | 860.5955 | 851.0058 | 841.416 | 831.8262 | 822.2364 | 812.6466 | 803.0568 | 793.467 | 783.8772 | 774.2875 | 764.6977 | 755.1079 | 745.5181 | 735.9283 | 726.3385 | 716.7487
[8 empty] | Commercial PV - Class 3 | Moderate | 1753.7986 | 1906.3028 | 1847.9595 | 1789.6163 | 1731.273 | 1672.9297 | 1614.5865 | 1556.2432 | 1497.8999 | 1439.5566 | 1381.2134 | 1322.8701 | 1264.5268 | 1206.1836 | 1147.8403 | 1128.6906 | 1109.541 | 1090.3913 | 1071.2417 | 1052.092 | 1032.9424 | 1013.7927 | 994.6431 | 975.4934 | 956.3438 | 937.1941 | 918.0445 | 898.8948 | 879.7452 | 860.5955
[8 empty] | Commercial PV - Class 3 | Conservative | 1753.7986 | 1906.3028 | 1879.5755 | 1852.8481 | 1826.1208 | 1799.3935 | 1772.6661 | 1745.9388 | 1719.2115 | 1692.4841 | 1665.7568 | 1639.0294 | 1612.3021 | 1585.5748 | 1558.8474 | 1531.447 | 1504.0465 | 1476.646 | 1449.2455 | 1421.8451 | 1394.4446 | 1367.0441 | 1339.6436 | 1312.2431 | 1284.8427 | 1257.4422 | 1230.0417 | 1202.6412 | 1175.2408 | 1147.8403
[8 empty] | Commercial PV - Class 4 | Advanced | 1753.7986 | 1906.3028 | 1825.8638 | 1745.4248 | 1664.9858 | 1584.5467 | 1504.1077 | 1423.6687 | 1343.2297 | 1262.7907 | 1182.3516 | 1101.9126 | 1021.4736 | 941.0346 | 860.5955 | 851.0058 | 841.416 | 831.8262 | 822.2364 | 812.6466 | 803.0568 | 793.467 | 783.8772 | 774.2875 | 764.6977 | 755.1079 | 745.5181 | 735.9283 | 726.3385 | 716.7487
[8 empty] | Commercial PV - Class 4 | Moderate | 1753.7986 | 1906.3028 | 1847.9595 | 1789.6163 | 1731.273 | 1672.9297 | 1614.5865 | 1556.2432 | 1497.8999 | 1439.5566 | 1381.2134 | 1322.8701 | 1264.5268 | 1206.1836 | 1147.8403 | 1128.6906 | 1109.541 | 1090.3913 | 1071.2417 | 1052.092 | 1032.9424 | 1013.7927 | 994.6431 | 975.4934 | 956.3438 | 937.1941 | 918.0445 | 898.8948 | 879.7452 | 860.5955
[8 empty] | Commercial PV - Class 4 | Conservative | 1753.7986 | 1906.3028 | 1879.5755 | 1852.8481 | 1826.1208 | 1799.3935 | 1772.6661 | 1745.9388 | 1719.2115 | 1692.4841 | 1665.7568 | 1639.0294 | 1612.3021 | 1585.5748 | 1558.8474 | 1531.447 | 1504.0465 | 1476.646 | 1449.2455 | 1421.8451 | 1394.4446 | 1367.0441 | 1339.6436 | 1312.2431 | 1284.8427 | 1257.4422 | 1230.0417 | 1202.6412 | 1175.2408 | 1147.8403
[8 empty] | Commercial PV - Class 5 | Advanced | 1753.7986 | 1906.3028 | 1825.8638 | 1745.4248 | 1664.9858 | 1584.5467 | 1504.1077 | 1423.6687 | 1343.2297 | 1262.7907 | 1182.3516 | 1101.9126 | 1021.4736 | 941.0346 | 860.5955 | 851.0058 | 841.416 | 831.8262 | 822.2364 | 812.6466 | 803.0568 | 793.467 | 783.8772 | 774.2875 | 764.6977 | 755.1079 | 745.5181 | 735.9283 | 726.3385 | 716.7487
[8 empty] | Commercial PV - Class 5 | Moderate | 1753.7986 | 1906.3028 | 1847.9595 | 1789.6163 | 1731.273 | 1672.9297 | 1614.5865 | 1556.2432 | 1497.8999 | 1439.5566 | 1381.2134 | 1322.8701 | 1264.5268 | 1206.1836 | 1147.8403 | 1128.6906 | 1109.541 | 1090.3913 | 1071.2417 | 1052.092 | 1032.9424 | 1013.7927 | 994.6431 | 975.4934 | 956.3438 | 937.1941 | 918.0445 | 898.8948 | 879.7452 | 860.5955
[8 empty] | Commercial PV - Class 5 | Conservative | 1753.7986 | 1906.3028 | 1879.5755 | 1852.8481 | 1826.1208 | 1799.3935 | 1772.6661 | 1745.9388 | 1719.2115 | 1692.4841 | 1665.7568 | 1639.0294 | 1612.3021 | 1585.5748 | 1558.8474 | 1531.447 | 1504.0465 | 1476.646 | 1449.2455 | 1421.8451 | 1394.4446 | 1367.0441 | 1339.6436 | 1312.2431 | 1284.8427 | 1257.4422 | 1230.0417 | 1202.6412 | 1175.2408 | 1147.8403
[8 empty] | Commercial PV - Class 6 | Advanced | 1753.7986 | 1906.3028 | 1825.8638 | 1745.4248 | 1664.9858 | 1584.5467 | 1504.1077 | 1423.6687 | 1343.2297 | 1262.7907 | 1182.3516 | 1101.9126 | 1021.4736 | 941.0346 | 860.5955 | 851.0058 | 841.416 | 831.8262 | 822.2364 | 812.6466 | 803.0568 | 793.467 | 783.8772 | 774.2875 | 764.6977 | 755.1079 | 745.5181 | 735.9283 | 726.3385 | 716.7487
[8 empty] | Commercial PV - Class 6 | Moderate | 1753.7986 | 1906.3028 | 1847.9595 | 1789.6163 | 1731.273 | 1672.9297 | 1614.5865 | 1556.2432 | 1497.8999 | 1439.5566 | 1381.2134 | 1322.8701 | 1264.5268 | 1206.1836 | 1147.8403 | 1128.6906 | 1109.541 | 1090.3913 | 1071.2417 | 1052.092 | 1032.9424 | 1013.7927 | 994.6431 | 975.4934 | 956.3438 | 937.1941 | 918.0445 | 898.8948 | 879.7452 | 860.5955
[8 empty] | Commercial PV - Class 6 | Conservative | 1753.7986 | 1906.3028 | 1879.5755 | 1852.8481 | 1826.1208 | 1799.3935 | 1772.6661 | 1745.9388 | 1719.2115 | 1692.4841 | 1665.7568 | 1639.0294 | 1612.3021 | 1585.5748 | 1558.8474 | 1531.447 | 1504.0465 | 1476.646 | 1449.2455 | 1421.8451 | 1394.4446 | 1367.0441 | 1339.6436 | 1312.2431 | 1284.8427 | 1257.4422 | 1230.0417 | 1202.6412 | 1175.2408 | 1147.8403
[8 empty] | Commercial PV - Class 7 | Advanced | 1753.7986 | 1906.3028 | 1825.8638 | 1745.4248 | 1664.9858 | 1584.5467 | 1504.1077 | 1423.6687 | 1343.2297 | 1262.7907 | 1182.3516 | 1101.9126 | 1021.4736 | 941.0346 | 860.5955 | 851.0058 | 841.416 | 831.8262 | 822.2364 | 812.6466 | 803.0568 | 793.467 | 783.8772 | 774.2875 | 764.6977 | 755.1079 | 745.5181 | 735.9283 | 726.3385 | 716.7487
[8 empty] | Commercial PV - Class 7 | Moderate | 1753.7986 | 1906.3028 | 1847.9595 | 1789.6163 | 1731.273 | 1672.9297 | 1614.5865 | 1556.2432 | 1497.8999 | 1439.5566 | 1381.2134 | 1322.8701 | 1264.5268 | 1206.1836 | 1147.8403 | 1128.6906 | 1109.541 | 1090.3913 | 1071.2417 | 1052.092 | 1032.9424 | 1013.7927 | 994.6431 | 975.4934 | 956.3438 | 937.1941 | 918.0445 | 898.8948 | 879.7452 | 860.5955
[8 empty] | Commercial PV - Class 7 | Conservative | 1753.7986 | 1906.3028 | 1879.5755 | 1852.8481 | 1826.1208 | 1799.3935 | 1772.6661 | 1745.9388 | 1719.2115 | 1692.4841 | 1665.7568 | 1639.0294 | 1612.3021 | 1585.5748 | 1558.8474 | 1531.447 | 1504.0465 | 1476.646 | 1449.2455 | 1421.8451 | 1394.4446 | 1367.0441 | 1339.6436 | 1312.2431 | 1284.8427 | 1257.4422 | 1230.0417 | 1202.6412 | 1175.2408 | 1147.8403
[8 empty] | Commercial PV - Class 8 | Advanced | 1753.7986 | 1906.3028 | 1825.8638 | 1745.4248 | 1664.9858 | 1584.5467 | 1504.1077 | 1423.6687 | 1343.2297 | 1262.7907 | 1182.3516 | 1101.9126 | 1021.4736 | 941.0346 | 860.5955 | 851.0058 | 841.416 | 831.8262 | 822.2364 | 812.6466 | 803.0568 | 793.467 | 783.8772 | 774.2875 | 764.6977 | 755.1079 | 745.5181 | 735.9283 | 726.3385 | 716.7487
[8 empty] | Commercial PV - Class 8 | Moderate | 1753.7986 | 1906.3028 | 1847.9595 | 1789.6163 | 1731.273 | 1672.9297 | 1614.5865 | 1556.2432 | 1497.8999 | 1439.5566 | 1381.2134 | 1322.8701 | 1264.5268 | 1206.1836 | 1147.8403 | 1128.6906 | 1109.541 | 1090.3913 | 1071.2417 | 1052.092 | 1032.9424 | 1013.7927 | 994.6431 | 975.4934 | 956.3438 | 937.1941 | 918.0445 | 898.8948 | 879.7452 | 860.5955
[8 empty] | Commercial PV - Class 8 | Conservative | 1753.7986 | 1906.3028 | 1879.5755 | 1852.8481 | 1826.1208 | 1799.3935 | 1772.6661 | 1745.9388 | 1719.2115 | 1692.4841 | 1665.7568 | 1639.0294 | 1612.3021 | 1585.5748 | 1558.8474 | 1531.447 | 1504.0465 | 1476.646 | 1449.2455 | 1421.8451 | 1394.4446 | 1367.0441 | 1339.6436 | 1312.2431 | 1284.8427 | 1257.4422 | 1230.0417 | 1202.6412 | 1175.2408 | 1147.8403
[8 empty] | Commercial PV - Class 9 | Advanced | 1753.7986 | 1906.3028 | 1825.8638 | 1745.4248 | 1664.9858 | 1584.5467 | 1504.1077 | 1423.6687 | 1343.2297 | 1262.7907 | 1182.3516 | 1101.9126 | 1021.4736 | 941.0346 | 860.5955 | 851.0058 | 841.416 | 831.8262 | 822.2364 | 812.6466 | 803.0568 | 793.467 | 783.8772 | 774.2875 | 764.6977 | 755.1079 | 745.5181 | 735.9283 | 726.3385 | 716.7487
[8 empty] | Commercial PV - Class 9 | Moderate | 1753.7986 | 1906.3028 | 1847.9595 | 1789.6163 | 1731.273 | 1672.9297 | 1614.5865 | 1556.2432 | 1497.8999 | 1439.5566 | 1381.2134 | 1322.8701 | 1264.5268 | 1206.1836 | 1147.8403 | 1128.6906 | 1109.541 | 1090.3913 | 1071.2417 | 1052.092 | 1032.9424 | 1013.7927 | 994.6431 | 975.4934 | 956.3438 | 937.1941 | 918.0445 | 898.8948 | 879.7452 | 860.5955
[8 empty] | Commercial PV - Class 9 | Conservative | 1753.7986 | 1906.3028 | 1879.5755 | 1852.8481 | 1826.1208 | 1799.3935 | 1772.6661 | 1745.9388 | 1719.2115 | 1692.4841 | 1665.7568 | 1639.0294 | 1612.3021 | 1585.5748 | 1558.8474 | 1531.447 | 1504.0465 | 1476.646 | 1449.2455 | 1421.8451 | 1394.4446 | 1367.0441 | 1339.6436 | 1312.2431 | 1284.8427 | 1257.4422 | 1230.0417 | 1202.6412 | 1175.2408 | 1147.8403
[8 empty] | Commercial PV - Class 10 | Advanced | 1753.7986 | 1906.3028 | 1825.8638 | 1745.4248 | 1664.9858 | 1584.5467 | 1504.1077 | 1423.6687 | 1343.2297 | 1262.7907 | 1182.3516 | 1101.9126 | 1021.4736 | 941.0346 | 860.5955 | 851.0058 | 841.416 | 831.8262 | 822.2364 | 812.6466 | 803.0568 | 793.467 | 783.8772 | 774.2875 | 764.6977 | 755.1079 | 745.5181 | 735.9283 | 726.3385 | 716.7487
[8 empty] | Commercial PV - Class 10 | Moderate | 1753.7986 | 1906.3028 | 1847.9595 | 1789.6163 | 1731.273 | 1672.9297 | 1614.5865 | 1556.2432 | 1497.8999 | 1439.5566 | 1381.2134 | 1322.8701 | 1264.5268 | 1206.1836 | 1147.8403 | 1128.6906 | 1109.541 | 1090.3913 | 1071.2417 | 1052.092 | 1032.9424 | 1013.7927 | 994.6431 | 975.4934 | 956.3438 | 937.1941 | 918.0445 | 898.8948 | 879.7452 | 860.5955
[8 empty] | Commercial PV - Class 10 | Conservative | 1753.7986 | 1906.3028 | 1879.5755 | 1852.8481 | 1826.1208 | 1799.3935 | 1772.6661 | 1745.9388 | 1719.2115 | 1692.4841 | 1665.7568 | 1639.0294 | 1612.3021 | 1585.5748 | 1558.8474 | 1531.447 | 1504.0465 | 1476.646 | 1449.2455 | 1421.8451 | 1394.4446 | 1367.0441 | 1339.6436 | 1312.2431 | 1284.8427 | 1257.4422 | 1230.0417 | 1202.6412 | 1175.2408 | 1147.8403
[10 empty] | 2021 | 2022 | 2023 | 2024 | 2025 | 2026 | 2027 | 2028 | 2029 | 2030 | 2031 | 2032 | 2033 | 2034 | 2035 | 2036 | 2037 | 2038 | 2039 | 2040 | 2041 | 2042 | 2043 | 2044 | 2045 | 2046 | 2047 | 2048 | 2049 | 2050
[7 empty] | Overnight Capital Cost ($/kW) | Commercial PV - Class 1 | Advanced | 1691.1226 | 1838.1768 | 1760.6124 | 1683.0481 | 1605.4837 | 1527.9194 | 1450.355 | 1372.7907 | 1295.2263 | 1217.662 | 1140.0976 | 1062.5333 | 984.9689 | 907.4046 | 829.8402 | 820.5932 | 811.3461 | 802.099 | 792.8519 | 783.6049 | 774.3578 | 765.1107 | 755.8636 | 746.6165 | 737.3695 | 728.1224 | 718.8753 | 709.6282 | 700.3812 | 691.1341
[8 empty] | Commercial PV - Class 1 | Moderate | 1691.1226 | 1838.1768 | 1781.9185 | 1725.6603 | 1669.4021 | 1613.1438 | 1556.8856 | 1500.6273 | 1444.3691 | 1388.1108 | 1331.8526 | 1275.5944 | 1219.3361 | 1163.0779 | 1106.8196 | 1088.3543 | 1069.889 | 1051.4238 | 1032.9585 | 1014.4932 | 996.0279 | 977.5626 | 959.0973 | 940.632 | 922.1667 | 903.7014 | 885.2361 | 866.7708 | 848.3055 | 829.8402
[8 empty] | Commercial PV - Class 1 | Conservative | 1691.1226 | 1838.1768 | 1812.4046 | 1786.6324 | 1760.8603 | 1735.0881 | 1709.3159 | 1683.5437 | 1657.7716 | 1631.9994 | 1606.2272 | 1580.455 | 1554.6829 | 1528.9107 | 1503.1385 | 1476.7173 | 1450.296 | 1423.8747 | 1397.4535 | 1371.0322 | 1344.611 | 1318.1897 | 1291.7684 | 1265.3472 | 1238.9259 | 1212.5047 | 1186.0834 | 1159.6622 | 1133.2409 | 1106.8196
[8 empty] | Commercial PV - Class 2 | Advanced | 1691.1226 | 1838.1768 | 1760.6124 | 1683.0481 | 1605.4837 | 1527.9194 | 1450.355 | 1372.7907 | 1295.2263 | 1217.662 | 1140.0976 | 1062.5333 | 984.9689 | 907.4046 | 829.8402 | 820.5932 | 811.3461 | 802.099 | 792.8519 | 783.6049 | 774.3578 | 765.1107 | 755.8636 | 746.6165 | 737.3695 | 728.1224 | 718.8753 | 709.6282 | 700.3812 | 691.1341
[8 empty] | Commercial PV - Class 2 | Moderate | 1691.1226 | 1838.1768 | 1781.9185 | 1725.6603 | 1669.4021 | 1613.1438 | 1556.8856 | 1500.6273 | 1444.3691 | 1388.1108 | 1331.8526 | 1275.5944 | 1219.3361 | 1163.0779 | 1106.8196 | 1088.3543 | 1069.889 | 1051.4238 | 1032.9585 | 1014.4932 | 996.0279 | 977.5626 | 959.0973 | 940.632 | 922.1667 | 903.7014 | 885.2361 | 866.7708 | 848.3055 | 829.8402
[8 empty] | Commercial PV - Class 2 | Conservative | 1691.1226 | 1838.1768 | 1812.4046 | 1786.6324 | 1760.8603 | 1735.0881 | 1709.3159 | 1683.5437 | 1657.7716 | 1631.9994 | 1606.2272 | 1580.455 | 1554.6829 | 1528.9107 | 1503.1385 | 1476.7173 | 1450.296 | 1423.8747 | 1397.4535 | 1371.0322 | 1344.611 | 1318.1897 | 1291.7684 | 1265.3472 | 1238.9259 | 1212.5047 | 1186.0834 | 1159.6622 | 1133.2409 | 1106.8196
[8 empty] | Commercial PV - Class 3 | Advanced | 1691.1226 | 1838.1768 | 1760.6124 | 1683.0481 | 1605.4837 | 1527.9194 | 1450.355 | 1372.7907 | 1295.2263 | 1217.662 | 1140.0976 | 1062.5333 | 984.9689 | 907.4046 | 829.8402 | 820.5932 | 811.3461 | 802.099 | 792.8519 | 783.6049 | 774.3578 | 765.1107 | 755.8636 | 746.6165 | 737.3695 | 728.1224 | 718.8753 | 709.6282 | 700.3812 | 691.1341
[8 empty] | Commercial PV - Class 3 | Moderate | 1691.1226 | 1838.1768 | 1781.9185 | 1725.6603 | 1669.4021 | 1613.1438 | 1556.8856 | 1500.6273 | 1444.3691 | 1388.1108 | 1331.8526 | 1275.5944 | 1219.3361 | 1163.0779 | 1106.8196 | 1088.3543 | 1069.889 | 1051.4238 | 1032.9585 | 1014.4932 | 996.0279 | 977.5626 | 959.0973 | 940.632 | 922.1667 | 903.7014 | 885.2361 | 866.7708 | 848.3055 | 829.8402
[8 empty] | Commercial PV - Class 3 | Conservative | 1691.1226 | 1838.1768 | 1812.4046 | 1786.6324 | 1760.8603 | 1735.0881 | 1709.3159 | 1683.5437 | 1657.7716 | 1631.9994 | 1606.2272 | 1580.455 | 1554.6829 | 1528.9107 | 1503.1385 | 1476.7173 | 1450.296 | 1423.8747 | 1397.4535 | 1371.0322 | 1344.611 | 1318.1897 | 1291.7684 | 1265.3472 | 1238.9259 | 1212.5047 | 1186.0834 | 1159.6622 | 1133.2409 | 1106.8196
[8 empty] | Commercial PV - Class 4 | Advanced | 1691.1226 | 1838.1768 | 1760.6124 | 1683.0481 | 1605.4837 | 1527.9194 | 1450.355 | 1372.7907 | 1295.2263 | 1217.662 | 1140.0976 | 1062.5333 | 984.9689 | 907.4046 | 829.8402 | 820.5932 | 811.3461 | 802.099 | 792.8519 | 783.6049 | 774.3578 | 765.1107 | 755.8636 | 746.6165 | 737.3695 | 728.1224 | 718.8753 | 709.6282 | 700.3812 | 691.1341
[8 empty] | Commercial PV - Class 4 | Moderate | 1691.1226 | 1838.1768 | 1781.9185 | 1725.6603 | 1669.4021 | 1613.1438 | 1556.8856 | 1500.6273 | 1444.3691 | 1388.1108 | 1331.8526 | 1275.5944 | 1219.3361 | 1163.0779 | 1106.8196 | 1088.3543 | 1069.889 | 1051.4238 | 1032.9585 | 1014.4932 | 996.0279 | 977.5626 | 959.0973 | 940.632 | 922.1667 | 903.7014 | 885.2361 | 866.7708 | 848.3055 | 829.8402
[8 empty] | Commercial PV - Class 4 | Conservative | 1691.1226 | 1838.1768 | 1812.4046 | 1786.6324 | 1760.8603 | 1735.0881 | 1709.3159 | 1683.5437 | 1657.7716 | 1631.9994 | 1606.2272 | 1580.455 | 1554.6829 | 1528.9107 | 1503.1385 | 1476.7173 | 1450.296 | 1423.8747 | 1397.4535 | 1371.0322 | 1344.611 | 1318.1897 | 1291.7684 | 1265.3472 | 1238.9259 | 1212.5047 | 1186.0834 | 1159.6622 | 1133.2409 | 1106.8196
[8 empty] | Commercial PV - Class 5 | Advanced | 1691.1226 | 1838.1768 | 1760.6124 | 1683.0481 | 1605.4837 | 1527.9194 | 1450.355 | 1372.7907 | 1295.2263 | 1217.662 | 1140.0976 | 1062.5333 | 984.9689 | 907.4046 | 829.8402 | 820.5932 | 811.3461 | 802.099 | 792.8519 | 783.6049 | 774.3578 | 765.1107 | 755.8636 | 746.6165 | 737.3695 | 728.1224 | 718.8753 | 709.6282 | 700.3812 | 691.1341
[8 empty] | Commercial PV - Class 5 | Moderate | 1691.1226 | 1838.1768 | 1781.9185 | 1725.6603 | 1669.4021 | 1613.1438 | 1556.8856 | 1500.6273 | 1444.3691 | 1388.1108 | 1331.8526 | 1275.5944 | 1219.3361 | 1163.0779 | 1106.8196 | 1088.3543 | 1069.889 | 1051.4238 | 1032.9585 | 1014.4932 | 996.0279 | 977.5626 | 959.0973 | 940.632 | 922.1667 | 903.7014 | 885.2361 | 866.7708 | 848.3055 | 829.8402
[8 empty] | Commercial PV - Class 5 | Conservative | 1691.1226 | 1838.1768 | 1812.4046 | 1786.6324 | 1760.8603 | 1735.0881 | 1709.3159 | 1683.5437 | 1657.7716 | 1631.9994 | 1606.2272 | 1580.455 | 1554.6829 | 1528.9107 | 1503.1385 | 1476.7173 | 1450.296 | 1423.8747 | 1397.4535 | 1371.0322 | 1344.611 | 1318.1897 | 1291.7684 | 1265.3472 | 1238.9259 | 1212.5047 | 1186.0834 | 1159.6622 | 1133.2409 | 1106.8196
[8 empty] | Commercial PV - Class 6 | Advanced | 1691.1226 | 1838.1768 | 1760.6124 | 1683.0481 | 1605.4837 | 1527.9194 | 1450.355 | 1372.7907 | 1295.2263 | 1217.662 | 1140.0976 | 1062.5333 | 984.9689 | 907.4046 | 829.8402 | 820.5932 | 811.3461 | 802.099 | 792.8519 | 783.6049 | 774.3578 | 765.1107 | 755.8636 | 746.6165 | 737.3695 | 728.1224 | 718.8753 | 709.6282 | 700.3812 | 691.1341
[8 empty] | Commercial PV - Class 6 | Moderate | 1691.1226 | 1838.1768 | 1781.9185 | 1725.6603 | 1669.4021 | 1613.1438 | 1556.8856 | 1500.6273 | 1444.3691 | 1388.1108 | 1331.8526 | 1275.5944 | 1219.3361 | 1163.0779 | 1106.8196 | 1088.3543 | 1069.889 | 1051.4238 | 1032.9585 | 1014.4932 | 996.0279 | 977.5626 | 959.0973 | 940.632 | 922.1667 | 903.7014 | 885.2361 | 866.7708 | 848.3055 | 829.8402
[8 empty] | Commercial PV - Class 6 | Conservative | 1691.1226 | 1838.1768 | 1812.4046 | 1786.6324 | 1760.8603 | 1735.0881 | 1709.3159 | 1683.5437 | 1657.7716 | 1631.9994 | 1606.2272 | 1580.455 | 1554.6829 | 1528.9107 | 1503.1385 | 1476.7173 | 1450.296 | 1423.8747 | 1397.4535 | 1371.0322 | 1344.611 | 1318.1897 | 1291.7684 | 1265.3472 | 1238.9259 | 1212.5047 | 1186.0834 | 1159.6622 | 1133.2409 | 1106.8196
[8 empty] | Commercial PV - Class 7 | Advanced | 1691.1226 | 1838.1768 | 1760.6124 | 1683.0481 | 1605.4837 | 1527.9194 | 1450.355 | 1372.7907 | 1295.2263 | 1217.662 | 1140.0976 | 1062.5333 | 984.9689 | 907.4046 | 829.8402 | 820.5932 | 811.3461 | 802.099 | 792.8519 | 783.6049 | 774.3578 | 765.1107 | 755.8636 | 746.6165 | 737.3695 | 728.1224 | 718.8753 | 709.6282 | 700.3812 | 691.1341
[8 empty] | Commercial PV - Class 7 | Moderate | 1691.1226 | 1838.1768 | 1781.9185 | 1725.6603 | 1669.4021 | 1613.1438 | 1556.8856 | 1500.6273 | 1444.3691 | 1388.1108 | 1331.8526 | 1275.5944 | 1219.3361 | 1163.0779 | 1106.8196 | 1088.3543 | 1069.889 | 1051.4238 | 1032.9585 | 1014.4932 | 996.0279 | 977.5626 | 959.0973 | 940.632 | 922.1667 | 903.7014 | 885.2361 | 866.7708 | 848.3055 | 829.8402
[8 empty] | Commercial PV - Class 7 | Conservative | 1691.1226 | 1838.1768 | 1812.4046 | 1786.6324 | 1760.8603 | 1735.0881 | 1709.3159 | 1683.5437 | 1657.7716 | 1631.9994 | 1606.2272 | 1580.455 | 1554.6829 | 1528.9107 | 1503.1385 | 1476.7173 | 1450.296 | 1423.8747 | 1397.4535 | 1371.0322 | 1344.611 | 1318.1897 | 1291.7684 | 1265.3472 | 1238.9259 | 1212.5047 | 1186.0834 | 1159.6622 | 1133.2409 | 1106.8196
[8 empty] | Commercial PV - Class 8 | Advanced | 1691.1226 | 1838.1768 | 1760.6124 | 1683.0481 | 1605.4837 | 1527.9194 | 1450.355 | 1372.7907 | 1295.2263 | 1217.662 | 1140.0976 | 1062.5333 | 984.9689 | 907.4046 | 829.8402 | 820.5932 | 811.3461 | 802.099 | 792.8519 | 783.6049 | 774.3578 | 765.1107 | 755.8636 | 746.6165 | 737.3695 | 728.1224 | 718.8753 | 709.6282 | 700.3812 | 691.1341
[8 empty] | Commercial PV - Class 8 | Moderate | 1691.1226 | 1838.1768 | 1781.9185 | 1725.6603 | 1669.4021 | 1613.1438 | 1556.8856 | 1500.6273 | 1444.3691 | 1388.1108 | 1331.8526 | 1275.5944 | 1219.3361 | 1163.0779 | 1106.8196 | 1088.3543 | 1069.889 | 1051.4238 | 1032.9585 | 1014.4932 | 996.0279 | 977.5626 | 959.0973 | 940.632 | 922.1667 | 903.7014 | 885.2361 | 866.7708 | 848.3055 | 829.8402
[8 empty] | Commercial PV - Class 8 | Conservative | 1691.1226 | 1838.1768 | 1812.4046 | 1786.6324 | 1760.8603 | 1735.0881 | 1709.3159 | 1683.5437 | 1657.7716 | 1631.9994 | 1606.2272 | 1580.455 | 1554.6829 | 1528.9107 | 1503.1385 | 1476.7173 | 1450.296 | 1423.8747 | 1397.4535 | 1371.0322 | 1344.611 | 1318.1897 | 1291.7684 | 1265.3472 | 1238.9259 | 1212.5047 | 1186.0834 | 1159.6622 | 1133.2409 | 1106.8196
[8 empty] | Commercial PV - Class 9 | Advanced | 1691.1226 | 1838.1768 | 1760.6124 | 1683.0481 | 1605.4837 | 1527.9194 | 1450.355 | 1372.7907 | 1295.2263 | 1217.662 | 1140.0976 | 1062.5333 | 984.9689 | 907.4046 | 829.8402 | 820.5932 | 811.3461 | 802.099 | 792.8519 | 783.6049 | 774.3578 | 765.1107 | 755.8636 | 746.6165 | 737.3695 | 728.1224 | 718.8753 | 709.6282 | 700.3812 | 691.1341
[8 empty] | Commercial PV - Class 9 | Moderate | 1691.1226 | 1838.1768 | 1781.9185 | 1725.6603 | 1669.4021 | 1613.1438 | 1556.8856 | 1500.6273 | 1444.3691 | 1388.1108 | 1331.8526 | 1275.5944 | 1219.3361 | 1163.0779 | 1106.8196 | 1088.3543 | 1069.889 | 1051.4238 | 1032.9585 | 1014.4932 | 996.0279 | 977.5626 | 959.0973 | 940.632 | 922.1667 | 903.7014 | 885.2361 | 866.7708 | 848.3055 | 829.8402
[8 empty] | Commercial PV - Class 9 | Conservative | 1691.1226 | 1838.1768 | 1812.4046 | 1786.6324 | 1760.8603 | 1735.0881 | 1709.3159 | 1683.5437 | 1657.7716 | 1631.9994 | 1606.2272 | 1580.455 | 1554.6829 | 1528.9107 | 1503.1385 | 1476.7173 | 1450.296 | 1423.8747 | 1397.4535 | 1371.0322 | 1344.611 | 1318.1897 | 1291.7684 | 1265.3472 | 1238.9259 | 1212.5047 | 1186.0834 | 1159.6622 | 1133.2409 | 1106.8196
[8 empty] | Commercial PV - Class 10 | Advanced | 1691.1226 | 1838.1768 | 1760.6124 | 1683.0481 | 1605.4837 | 1527.9194 | 1450.355 | 1372.7907 | 1295.2263 | 1217.662 | 1140.0976 | 1062.5333 | 984.9689 | 907.4046 | 829.8402 | 820.5932 | 811.3461 | 802.099 | 792.8519 | 783.6049 | 774.3578 | 765.1107 | 755.8636 | 746.6165 | 737.3695 | 728.1224 | 718.8753 | 709.6282 | 700.3812 | 691.1341
[8 empty] | Commercial PV - Class 10 | Moderate | 1691.1226 | 1838.1768 | 1781.9185 | 1725.6603 | 1669.4021 | 1613.1438 | 1556.8856 | 1500.6273 | 1444.3691 | 1388.1108 | 1331.8526 | 1275.5944 | 1219.3361 | 1163.0779 | 1106.8196 | 1088.3543 | 1069.889 | 1051.4238 | 1032.9585 | 1014.4932 | 996.0279 | 977.5626 | 959.0973 | 940.632 | 922.1667 | 903.7014 | 885.2361 | 866.7708 | 848.3055 | 829.8402
[8 empty] | Commercial PV - Class 10 | Conservative | 1691.1226 | 1838.1768 | 1812.4046 | 1786.6324 | 1760.8603 | 1735.0881 | 1709.3159 | 1683.5437 | 1657.7716 | 1631.9994 | 1606.2272 | 1580.455 | 1554.6829 | 1528.9107 | 1503.1385 | 1476.7173 | 1450.296 | 1423.8747 | 1397.4535 | 1371.0322 | 1344.611 | 1318.1897 | 1291.7684 | 1265.3472 | 1238.9259 | 1212.5047 | 1186.0834 | 1159.6622 | 1133.2409 | 1106.8196
[10 empty] | 2021 | 2022 | 2023 | 2024 | 2025 | 2026 | 2027 | 2028 | 2029 | 2030 | 2031 | 2032 | 2033 | 2034 | 2035 | 2036 | 2037 | 2038 | 2039 | 2040 | 2041 | 2042 | 2043 | 2044 | 2045 | 2046 | 2047 | 2048 | 2049 | 2050
[7 empty] | Fixed Operation and Maintenance Expenses ($/kW-yr) | Commercial PV - Class 1 | Advanced | 17.9014 | 19.0586 | 18.3844 | 17.7102 | 17.0359 | 16.3617 | 15.6875 | 15.0132 | 14.339 | 13.6648 | 12.9906 | 12.3163 | 11.6421 | 10.9679 | 10.2936 | 10.2133 | 10.1329 | 10.0525 | 9.9721 | 9.8917 | 9.8114 | 9.731 | 9.6506 | 9.5702 | 9.4898 | 9.4095 | 9.3291 | 9.2487 | 9.1683 | 9.0879
[8 empty] | Commercial PV - Class 1 | Moderate | 17.9014 | 19.0586 | 18.5696 | 18.0806 | 17.5915 | 17.1025 | 16.6135 | 16.1245 | 15.6354 | 15.1464 | 14.6574 | 14.1684 | 13.6793 | 13.1903 | 12.7013 | 12.5408 | 12.3803 | 12.2198 | 12.0593 | 11.8987 | 11.7382 | 11.5777 | 11.4172 | 11.2567 | 11.0962 | 10.9357 | 10.7752 | 10.6147 | 10.4542 | 10.2936
[8 empty] | Commercial PV - Class 1 | Conservative | 17.9014 | 19.0586 | 18.8346 | 18.6106 | 18.3865 | 18.1625 | 17.9385 | 17.7145 | 17.4904 | 17.2664 | 17.0424 | 16.8184 | 16.5943 | 16.3703 | 16.1463 | 15.9166 | 15.687 | 15.4573 | 15.2276 | 14.998 | 14.7683 | 14.5386 | 14.309 | 14.0793 | 13.8496 | 13.62 | 13.3903 | 13.1606 | 12.931 | 12.7013
[8 empty] | Commercial PV - Class 2 | Advanced | 17.9014 | 19.0586 | 18.3844 | 17.7102 | 17.0359 | 16.3617 | 15.6875 | 15.0132 | 14.339 | 13.6648 | 12.9906 | 12.3163 | 11.6421 | 10.9679 | 10.2936 | 10.2133 | 10.1329 | 10.0525 | 9.9721 | 9.8917 | 9.8114 | 9.731 | 9.6506 | 9.5702 | 9.4898 | 9.4095 | 9.3291 | 9.2487 | 9.1683 | 9.0879
[8 empty] | Commercial PV - Class 2 | Moderate | 17.9014 | 19.0586 | 18.5696 | 18.0806 | 17.5915 | 17.1025 | 16.6135 | 16.1245 | 15.6354 | 15.1464 | 14.6574 | 14.1684 | 13.6793 | 13.1903 | 12.7013 | 12.5408 | 12.3803 | 12.2198 | 12.0593 | 11.8987 | 11.7382 | 11.5777 | 11.4172 | 11.2567 | 11.0962 | 10.9357 | 10.7752 | 10.6147 | 10.4542 | 10.2936
[8 empty] | Commercial PV - Class 2 | Conservative | 17.9014 | 19.0586 | 18.8346 | 18.6106 | 18.3865 | 18.1625 | 17.9385 | 17.7145 | 17.4904 | 17.2664 | 17.0424 | 16.8184 | 16.5943 | 16.3703 | 16.1463 | 15.9166 | 15.687 | 15.4573 | 15.2276 | 14.998 | 14.7683 | 14.5386 | 14.309 | 14.0793 | 13.8496 | 13.62 | 13.3903 | 13.1606 | 12.931 | 12.7013
[8 empty] | Commercial PV - Class 3 | Advanced | 17.9014 | 19.0586 | 18.3844 | 17.7102 | 17.0359 | 16.3617 | 15.6875 | 15.0132 | 14.339 | 13.6648 | 12.9906 | 12.3163 | 11.6421 | 10.9679 | 10.2936 | 10.2133 | 10.1329 | 10.0525 | 9.9721 | 9.8917 | 9.8114 | 9.731 | 9.6506 | 9.5702 | 9.4898 | 9.4095 | 9.3291 | 9.2487 | 9.1683 | 9.0879
[8 empty] | Commercial PV - Class 3 | Moderate | 17.9014 | 19.0586 | 18.5696 | 18.0806 | 17.5915 | 17.1025 | 16.6135 | 16.1245 | 15.6354 | 15.1464 | 14.6574 | 14.1684 | 13.6793 | 13.1903 | 12.7013 | 12.5408 | 12.3803 | 12.2198 | 12.0593 | 11.8987 | 11.7382 | 11.5777 | 11.4172 | 11.2567 | 11.0962 | 10.9357 | 10.7752 | 10.6147 | 10.4542 | 10.2936
[8 empty] | Commercial PV - Class 3 | Conservative | 17.9014 | 19.0586 | 18.8346 | 18.6106 | 18.3865 | 18.1625 | 17.9385 | 17.7145 | 17.4904 | 17.2664 | 17.0424 | 16.8184 | 16.5943 | 16.3703 | 16.1463 | 15.9166 | 15.687 | 15.4573 | 15.2276 | 14.998 | 14.7683 | 14.5386 | 14.309 | 14.0793 | 13.8496 | 13.62 | 13.3903 | 13.1606 | 12.931 | 12.7013
[8 empty] | Commercial PV - Class 4 | Advanced | 17.9014 | 19.0586 | 18.3844 | 17.7102 | 17.0359 | 16.3617 | 15.6875 | 15.0132 | 14.339 | 13.6648 | 12.9906 | 12.3163 | 11.6421 | 10.9679 | 10.2936 | 10.2133 | 10.1329 | 10.0525 | 9.9721 | 9.8917 | 9.8114 | 9.731 | 9.6506 | 9.5702 | 9.4898 | 9.4095 | 9.3291 | 9.2487 | 9.1683 | 9.0879
[8 empty] | Commercial PV - Class 4 | Moderate | 17.9014 | 19.0586 | 18.5696 | 18.0806 | 17.5915 | 17.1025 | 16.6135 | 16.1245 | 15.6354 | 15.1464 | 14.6574 | 14.1684 | 13.6793 | 13.1903 | 12.7013 | 12.5408 | 12.3803 | 12.2198 | 12.0593 | 11.8987 | 11.7382 | 11.5777 | 11.4172 | 11.2567 | 11.0962 | 10.9357 | 10.7752 | 10.6147 | 10.4542 | 10.2936
[8 empty] | Commercial PV - Class 4 | Conservative | 17.9014 | 19.0586 | 18.8346 | 18.6106 | 18.3865 | 18.1625 | 17.9385 | 17.7145 | 17.4904 | 17.2664 | 17.0424 | 16.8184 | 16.5943 | 16.3703 | 16.1463 | 15.9166 | 15.687 | 15.4573 | 15.2276 | 14.998 | 14.7683 | 14.5386 | 14.309 | 14.0793 | 13.8496 | 13.62 | 13.3903 | 13.1606 | 12.931 | 12.7013
[8 empty] | Commercial PV - Class 5 | Advanced | 17.9014 | 19.0586 | 18.3844 | 17.7102 | 17.0359 | 16.3617 | 15.6875 | 15.0132 | 14.339 | 13.6648 | 12.9906 | 12.3163 | 11.6421 | 10.9679 | 10.2936 | 10.2133 | 10.1329 | 10.0525 | 9.9721 | 9.8917 | 9.8114 | 9.731 | 9.6506 | 9.5702 | 9.4898 | 9.4095 | 9.3291 | 9.2487 | 9.1683 | 9.0879
[8 empty] | Commercial PV - Class 5 | Moderate | 17.9014 | 19.0586 | 18.5696 | 18.0806 | 17.5915 | 17.1025 | 16.6135 | 16.1245 | 15.6354 | 15.1464 | 14.6574 | 14.1684 | 13.6793 | 13.1903 | 12.7013 | 12.5408 | 12.3803 | 12.2198 | 12.0593 | 11.8987 | 11.7382 | 11.5777 | 11.4172 | 11.2567 | 11.0962 | 10.9357 | 10.7752 | 10.6147 | 10.4542 | 10.2936
[8 empty] | Commercial PV - Class 5 | Conservative | 17.9014 | 19.0586 | 18.8346 | 18.6106 | 18.3865 | 18.1625 | 17.9385 | 17.7145 | 17.4904 | 17.2664 | 17.0424 | 16.8184 | 16.5943 | 16.3703 | 16.1463 | 15.9166 | 15.687 | 15.4573 | 15.2276 | 14.998 | 14.7683 | 14.5386 | 14.309 | 14.0793 | 13.8496 | 13.62 | 13.3903 | 13.1606 | 12.931 | 12.7013
[8 empty] | Commercial PV - Class 6 | Advanced | 17.9014 | 19.0586 | 18.3844 | 17.7102 | 17.0359 | 16.3617 | 15.6875 | 15.0132 | 14.339 | 13.6648 | 12.9906 | 12.3163 | 11.6421 | 10.9679 | 10.2936 | 10.2133 | 10.1329 | 10.0525 | 9.9721 | 9.8917 | 9.8114 | 9.731 | 9.6506 | 9.5702 | 9.4898 | 9.4095 | 9.3291 | 9.2487 | 9.1683 | 9.0879
[8 empty] | Commercial PV - Class 6 | Moderate | 17.9014 | 19.0586 | 18.5696 | 18.0806 | 17.5915 | 17.1025 | 16.6135 | 16.1245 | 15.6354 | 15.1464 | 14.6574 | 14.1684 | 13.6793 | 13.1903 | 12.7013 | 12.5408 | 12.3803 | 12.2198 | 12.0593 | 11.8987 | 11.7382 | 11.5777 | 11.4172 | 11.2567 | 11.0962 | 10.9357 | 10.7752 | 10.6147 | 10.4542 | 10.2936
[8 empty] | Commercial PV - Class 6 | Conservative | 17.9014 | 19.0586 | 18.8346 | 18.6106 | 18.3865 | 18.1625 | 17.9385 | 17.7145 | 17.4904 | 17.2664 | 17.0424 | 16.8184 | 16.5943 | 16.3703 | 16.1463 | 15.9166 | 15.687 | 15.4573 | 15.2276 | 14.998 | 14.7683 | 14.5386 | 14.309 | 14.0793 | 13.8496 | 13.62 | 13.3903 | 13.1606 | 12.931 | 12.7013
[8 empty] | Commercial PV - Class 7 | Advanced | 17.9014 | 19.0586 | 18.3844 | 17.7102 | 17.0359 | 16.3617 | 15.6875 | 15.0132 | 14.339 | 13.6648 | 12.9906 | 12.3163 | 11.6421 | 10.9679 | 10.2936 | 10.2133 | 10.1329 | 10.0525 | 9.9721 | 9.8917 | 9.8114 | 9.731 | 9.6506 | 9.5702 | 9.4898 | 9.4095 | 9.3291 | 9.2487 | 9.1683 | 9.0879
[8 empty] | Commercial PV - Class 7 | Moderate | 17.9014 | 19.0586 | 18.5696 | 18.0806 | 17.5915 | 17.1025 | 16.6135 | 16.1245 | 15.6354 | 15.1464 | 14.6574 | 14.1684 | 13.6793 | 13.1903 | 12.7013 | 12.5408 | 12.3803 | 12.2198 | 12.0593 | 11.8987 | 11.7382 | 11.5777 | 11.4172 | 11.2567 | 11.0962 | 10.9357 | 10.7752 | 10.6147 | 10.4542 | 10.2936
[8 empty] | Commercial PV - Class 7 | Conservative | 17.9014 | 19.0586 | 18.8346 | 18.6106 | 18.3865 | 18.1625 | 17.9385 | 17.7145 | 17.4904 | 17.2664 | 17.0424 | 16.8184 | 16.5943 | 16.3703 | 16.1463 | 15.9166 | 15.687 | 15.4573 | 15.2276 | 14.998 | 14.7683 | 14.5386 | 14.309 | 14.0793 | 13.8496 | 13.62 | 13.3903 | 13.1606 | 12.931 | 12.7013
[8 empty] | Commercial PV - Class 8 | Advanced | 17.9014 | 19.0586 | 18.3844 | 17.7102 | 17.0359 | 16.3617 | 15.6875 | 15.0132 | 14.339 | 13.6648 | 12.9906 | 12.3163 | 11.6421 | 10.9679 | 10.2936 | 10.2133 | 10.1329 | 10.0525 | 9.9721 | 9.8917 | 9.8114 | 9.731 | 9.6506 | 9.5702 | 9.4898 | 9.4095 | 9.3291 | 9.2487 | 9.1683 | 9.0879
[8 empty] | Commercial PV - Class 8 | Moderate | 17.9014 | 19.0586 | 18.5696 | 18.0806 | 17.5915 | 17.1025 | 16.6135 | 16.1245 | 15.6354 | 15.1464 | 14.6574 | 14.1684 | 13.6793 | 13.1903 | 12.7013 | 12.5408 | 12.3803 | 12.2198 | 12.0593 | 11.8987 | 11.7382 | 11.5777 | 11.4172 | 11.2567 | 11.0962 | 10.9357 | 10.7752 | 10.6147 | 10.4542 | 10.2936
[8 empty] | Commercial PV - Class 8 | Conservative | 17.9014 | 19.0586 | 18.8346 | 18.6106 | 18.3865 | 18.1625 | 17.9385 | 17.7145 | 17.4904 | 17.2664 | 17.0424 | 16.8184 | 16.5943 | 16.3703 | 16.1463 | 15.9166 | 15.687 | 15.4573 | 15.2276 | 14.998 | 14.7683 | 14.5386 | 14.309 | 14.0793 | 13.8496 | 13.62 | 13.3903 | 13.1606 | 12.931 | 12.7013
[8 empty] | Commercial PV - Class 9 | Advanced | 17.9014 | 19.0586 | 18.3844 | 17.7102 | 17.0359 | 16.3617 | 15.6875 | 15.0132 | 14.339 | 13.6648 | 12.9906 | 12.3163 | 11.6421 | 10.9679 | 10.2936 | 10.2133 | 10.1329 | 10.0525 | 9.9721 | 9.8917 | 9.8114 | 9.731 | 9.6506 | 9.5702 | 9.4898 | 9.4095 | 9.3291 | 9.2487 | 9.1683 | 9.0879
[8 empty] | Commercial PV - Class 9 | Moderate | 17.9014 | 19.0586 | 18.5696 | 18.0806 | 17.5915 | 17.1025 | 16.6135 | 16.1245 | 15.6354 | 15.1464 | 14.6574 | 14.1684 | 13.6793 | 13.1903 | 12.7013 | 12.5408 | 12.3803 | 12.2198 | 12.0593 | 11.8987 | 11.7382 | 11.5777 | 11.4172 | 11.2567 | 11.0962 | 10.9357 | 10.7752 | 10.6147 | 10.4542 | 10.2936
[8 empty] | Commercial PV - Class 9 | Conservative | 17.9014 | 19.0586 | 18.8346 | 18.6106 | 18.3865 | 18.1625 | 17.9385 | 17.7145 | 17.4904 | 17.2664 | 17.0424 | 16.8184 | 16.5943 | 16.3703 | 16.1463 | 15.9166 | 15.687 | 15.4573 | 15.2276 | 14.998 | 14.7683 | 14.5386 | 14.309 | 14.0793 | 13.8496 | 13.62 | 13.3903 | 13.1606 | 12.931 | 12.7013
[8 empty] | Commercial PV - Class 10 | Advanced | 17.9014 | 19.0586 | 18.3844 | 17.7102 | 17.0359 | 16.3617 | 15.6875 | 15.0132 | 14.339 | 13.6648 | 12.9906 | 12.3163 | 11.6421 | 10.9679 | 10.2936 | 10.2133 | 10.1329 | 10.0525 | 9.9721 | 9.8917 | 9.8114 | 9.731 | 9.6506 | 9.5702 | 9.4898 | 9.4095 | 9.3291 | 9.2487 | 9.1683 | 9.0879
[8 empty] | Commercial PV - Class 10 | Moderate | 17.9014 | 19.0586 | 18.5696 | 18.0806 | 17.5915 | 17.1025 | 16.6135 | 16.1245 | 15.6354 | 15.1464 | 14.6574 | 14.1684 | 13.6793 | 13.1903 | 12.7013 | 12.5408 | 12.3803 | 12.2198 | 12.0593 | 11.8987 | 11.7382 | 11.5777 | 11.4172 | 11.2567 | 11.0962 | 10.9357 | 10.7752 | 10.6147 | 10.4542 | 10.2936
[8 empty] | Commercial PV - Class 10 | Conservative | 17.9014 | 19.0586 | 18.8346 | 18.6106 | 18.3865 | 18.1625 | 17.9385 | 17.7145 | 17.4904 | 17.2664 | 17.0424 | 16.8184 | 16.5943 | 16.3703 | 16.1463 | 15.9166 | 15.687 | 15.4573 | 15.2276 | 14.998 | 14.7683 | 14.5386 | 14.309 | 14.0793 | 13.8496 | 13.62 | 13.3903 | 13.1606 | 12.931 | 12.7013
[10 empty] | 2021 | 2022 | 2023 | 2024 | 2025 | 2026 | 2027 | 2028 | 2029 | 2030 | 2031 | 2032 | 2033 | 2034 | 2035 | 2036 | 2037 | 2038 | 2039 | 2040 | 2041 | 2042 | 2043 | 2044 | 2045 | 2046 | 2047 | 2048 | 2049 | 2050
[7 empty] | Variable Operation and Maintenance Expenses ($/MWh) | Commercial PV - Class 1 | Advanced | 0 | 0 | 0 | 0 | 0 | 0 | 0 | 0 | 0 | 0 | 0 | 0 | 0 | 0 | 0 | 0 | 0 | 0 | 0 | 0 | 0 | 0 | 0 | 0 | 0 | 0 | 0 | 0 | 0 | 0
[8 empty] | Commercial PV - Class 1 | Moderate | 0 | 0 | 0 | 0 | 0 | 0 | 0 | 0 | 0 | 0 | 0 | 0 | 0 | 0 | 0 | 0 | 0 | 0 | 0 | 0 | 0 | 0 | 0 | 0 | 0 | 0 | 0 | 0 | 0 | 0
[8 empty] | Commercial PV - Class 1 | Conservative | 0 | 0 | 0 | 0 | 0 | 0 | 0 | 0 | 0 | 0 | 0 | 0 | 0 | 0 | 0 | 0 | 0 | 0 | 0 | 0 | 0 | 0 | 0 | 0 | 0 | 0 | 0 | 0 | 0 | 0
[8 empty] | Commercial PV - Class 2 | Advanced | 0 | 0 | 0 | 0 | 0 | 0 | 0 | 0 | 0 | 0 | 0 | 0 | 0 | 0 | 0 | 0 | 0 | 0 | 0 | 0 | 0 | 0 | 0 | 0 | 0 | 0 | 0 | 0 | 0 | 0
[8 empty] | Commercial PV - Class 2 | Moderate | 0 | 0 | 0 | 0 | 0 | 0 | 0 | 0 | 0 | 0 | 0 | 0 | 0 | 0 | 0 | 0 | 0 | 0 | 0 | 0 | 0 | 0 | 0 | 0 | 0 | 0 | 0 | 0 | 0 | 0
[8 empty] | Commercial PV - Class 2 | Conservative | 0 | 0 | 0 | 0 | 0 | 0 | 0 | 0 | 0 | 0 | 0 | 0 | 0 | 0 | 0 | 0 | 0 | 0 | 0 | 0 | 0 | 0 | 0 | 0 | 0 | 0 | 0 | 0 | 0 | 0
[8 empty] | Commercial PV - Class 3 | Advanced | 0 | 0 | 0 | 0 | 0 | 0 | 0 | 0 | 0 | 0 | 0 | 0 | 0 | 0 | 0 | 0 | 0 | 0 | 0 | 0 | 0 | 0 | 0 | 0 | 0 | 0 | 0 | 0 | 0 | 0
[8 empty] | Commercial PV - Class 3 | Moderate | 0 | 0 | 0 | 0 | 0 | 0 | 0 | 0 | 0 | 0 | 0 | 0 | 0 | 0 | 0 | 0 | 0 | 0 | 0 | 0 | 0 | 0 | 0 | 0 | 0 | 0 | 0 | 0 | 0 | 0
[8 empty] | Commercial PV - Class 3 | Conservative | 0 | 0 | 0 | 0 | 0 | 0 | 0 | 0 | 0 | 0 | 0 | 0 | 0 | 0 | 0 | 0 | 0 | 0 | 0 | 0 | 0 | 0 | 0 | 0 | 0 | 0 | 0 | 0 | 0 | 0
[8 empty] | Commercial PV - Class 4 | Advanced | 0 | 0 | 0 | 0 | 0 | 0 | 0 | 0 | 0 | 0 | 0 | 0 | 0 | 0 | 0 | 0 | 0 | 0 | 0 | 0 | 0 | 0 | 0 | 0 | 0 | 0 | 0 | 0 | 0 | 0
[8 empty] | Commercial PV - Class 4 | Moderate | 0 | 0 | 0 | 0 | 0 | 0 | 0 | 0 | 0 | 0 | 0 | 0 | 0 | 0 | 0 | 0 | 0 | 0 | 0 | 0 | 0 | 0 | 0 | 0 | 0 | 0 | 0 | 0 | 0 | 0
[8 empty] | Commercial PV - Class 4 | Conservative | 0 | 0 | 0 | 0 | 0 | 0 | 0 | 0 | 0 | 0 | 0 | 0 | 0 | 0 | 0 | 0 | 0 | 0 | 0 | 0 | 0 | 0 | 0 | 0 | 0 | 0 | 0 | 0 | 0 | 0
[8 empty] | Commercial PV - Class 5 | Advanced | 0 | 0 | 0 | 0 | 0 | 0 | 0 | 0 | 0 | 0 | 0 | 0 | 0 | 0 | 0 | 0 | 0 | 0 | 0 | 0 | 0 | 0 | 0 | 0 | 0 | 0 | 0 | 0 | 0 | 0
[8 empty] | Commercial PV - Class 5 | Moderate | 0 | 0 | 0 | 0 | 0 | 0 | 0 | 0 | 0 | 0 | 0 | 0 | 0 | 0 | 0 | 0 | 0 | 0 | 0 | 0 | 0 | 0 | 0 | 0 | 0 | 0 | 0 | 0 | 0 | 0
[8 empty] | Commercial PV - Class 5 | Conservative | 0 | 0 | 0 | 0 | 0 | 0 | 0 | 0 | 0 | 0 | 0 | 0 | 0 | 0 | 0 | 0 | 0 | 0 | 0 | 0 | 0 | 0 | 0 | 0 | 0 | 0 | 0 | 0 | 0 | 0
[8 empty] | Commercial PV - Class 6 | Advanced | 0 | 0 | 0 | 0 | 0 | 0 | 0 | 0 | 0 | 0 | 0 | 0 | 0 | 0 | 0 | 0 | 0 | 0 | 0 | 0 | 0 | 0 | 0 | 0 | 0 | 0 | 0 | 0 | 0 | 0
[8 empty] | Commercial PV - Class 6 | Moderate | 0 | 0 | 0 | 0 | 0 | 0 | 0 | 0 | 0 | 0 | 0 | 0 | 0 | 0 | 0 | 0 | 0 | 0 | 0 | 0 | 0 | 0 | 0 | 0 | 0 | 0 | 0 | 0 | 0 | 0
[8 empty] | Commercial PV - Class 6 | Conservative | 0 | 0 | 0 | 0 | 0 | 0 | 0 | 0 | 0 | 0 | 0 | 0 | 0 | 0 | 0 | 0 | 0 | 0 | 0 | 0 | 0 | 0 | 0 | 0 | 0 | 0 | 0 | 0 | 0 | 0
[8 empty] | Commercial PV - Class 7 | Advanced | 0 | 0 | 0 | 0 | 0 | 0 | 0 | 0 | 0 | 0 | 0 | 0 | 0 | 0 | 0 | 0 | 0 | 0 | 0 | 0 | 0 | 0 | 0 | 0 | 0 | 0 | 0 | 0 | 0 | 0
[8 empty] | Commercial PV - Class 7 | Moderate | 0 | 0 | 0 | 0 | 0 | 0 | 0 | 0 | 0 | 0 | 0 | 0 | 0 | 0 | 0 | 0 | 0 | 0 | 0 | 0 | 0 | 0 | 0 | 0 | 0 | 0 | 0 | 0 | 0 | 0
[8 empty] | Commercial PV - Class 7 | Conservative | 0 | 0 | 0 | 0 | 0 | 0 | 0 | 0 | 0 | 0 | 0 | 0 | 0 | 0 | 0 | 0 | 0 | 0 | 0 | 0 | 0 | 0 | 0 | 0 | 0 | 0 | 0 | 0 | 0 | 0
[8 empty] | Commercial PV - Class 8 | Advanced | 0 | 0 | 0 | 0 | 0 | 0 | 0 | 0 | 0 | 0 | 0 | 0 | 0 | 0 | 0 | 0 | 0 | 0 | 0 | 0 | 0 | 0 | 0 | 0 | 0 | 0 | 0 | 0 | 0 | 0
[8 empty] | Commercial PV - Class 8 | Moderate | 0 | 0 | 0 | 0 | 0 | 0 | 0 | 0 | 0 | 0 | 0 | 0 | 0 | 0 | 0 | 0 | 0 | 0 | 0 | 0 | 0 | 0 | 0 | 0 | 0 | 0 | 0 | 0 | 0 | 0
[8 empty] | Commercial PV - Class 8 | Conservative | 0 | 0 | 0 | 0 | 0 | 0 | 0 | 0 | 0 | 0 | 0 | 0 | 0 | 0 | 0 | 0 | 0 | 0 | 0 | 0 | 0 | 0 | 0 | 0 | 0 | 0 | 0 | 0 | 0 | 0
[8 empty] | Commercial PV - Class 9 | Advanced | 0 | 0 | 0 | 0 | 0 | 0 | 0 | 0 | 0 | 0 | 0 | 0 | 0 | 0 | 0 | 0 | 0 | 0 | 0 | 0 | 0 | 0 | 0 | 0 | 0 | 0 | 0 | 0 | 0 | 0
[8 empty] | Commercial PV - Class 9 | Moderate | 0 | 0 | 0 | 0 | 0 | 0 | 0 | 0 | 0 | 0 | 0 | 0 | 0 | 0 | 0 | 0 | 0 | 0 | 0 | 0 | 0 | 0 | 0 | 0 | 0 | 0 | 0 | 0 | 0 | 0
[8 empty] | Commercial PV - Class 9 | Conservative | 0 | 0 | 0 | 0 | 0 | 0 | 0 | 0 | 0 | 0 | 0 | 0 | 0 | 0 | 0 | 0 | 0 | 0 | 0 | 0 | 0 | 0 | 0 | 0 | 0 | 0 | 0 | 0 | 0 | 0
[8 empty] | Commercial PV - Class 10 | Advanced | 0 | 0 | 0 | 0 | 0 | 0 | 0 | 0 | 0 | 0 | 0 | 0 | 0 | 0 | 0 | 0 | 0 | 0 | 0 | 0 | 0 | 0 | 0 | 0 | 0 | 0 | 0 | 0 | 0 | 0
[8 empty] | Commercial PV - Class 10 | Moderate | 0 | 0 | 0 | 0 | 0 | 0 | 0 | 0 | 0 | 0 | 0 | 0 | 0 | 0 | 0 | 0 | 0 | 0 | 0 | 0 | 0 | 0 | 0 | 0 | 0 | 0 | 0 | 0 | 0 | 0
[8 empty] | Commercial PV - Class 10 | Conservative | 0 | 0 | 0 | 0 | 0 | 0 | 0 | 0 | 0 | 0 | 0 | 0 | 0 | 0 | 0 | 0 | 0 | 0 | 0 | 0 | 0 | 0 | 0 | 0 | 0 | 0 | 0 | 0 | 0 | 0
[10 empty] | 2021 | 2022 | 2023 | 2024 | 2025 | 2026 | 2027 | 2028 | 2029 | 2030 | 2031 | 2032 | 2033 | 2034 | 2035 | 2036 | 2037 | 2038 | 2039 | 2040 | 2041 | 2042 | 2043 | 2044 | 2045 | 2046 | 2047 | 2048 | 2049 | 2050
[5 empty] | Grid Connection Costs |  | Grid Connection Costs (GCC) ($/kW) | Commercial PV - Class 1 | Advanced | 0 | 0 | 0 | 0 | 0 | 0 | 0 | 0 | 0 | 0 | 0 | 0 | 0 | 0 | 0 | 0 | 0 | 0 | 0 | 0 | 0 | 0 | 0 | 0 | 0 | 0 | 0 | 0 | 0 | 0
[8 empty] | Commercial PV - Class 1 | Moderate | 0 | 0 | 0 | 0 | 0 | 0 | 0 | 0 | 0 | 0 | 0 | 0 | 0 | 0 | 0 | 0 | 0 | 0 | 0 | 0 | 0 | 0 | 0 | 0 | 0 | 0 | 0 | 0 | 0 | 0
[8 empty] | Commercial PV - Class 1 | Conservative | 0 | 0 | 0 | 0 | 0 | 0 | 0 | 0 | 0 | 0 | 0 | 0 | 0 | 0 | 0 | 0 | 0 | 0 | 0 | 0 | 0 | 0 | 0 | 0 | 0 | 0 | 0 | 0 | 0 | 0
[8 empty] | Commercial PV - Class 2 | Advanced | 0 | 0 | 0 | 0 | 0 | 0 | 0 | 0 | 0 | 0 | 0 | 0 | 0 | 0 | 0 | 0 | 0 | 0 | 0 | 0 | 0 | 0 | 0 | 0 | 0 | 0 | 0 | 0 | 0 | 0
[8 empty] | Commercial PV - Class 2 | Moderate | 0 | 0 | 0 | 0 | 0 | 0 | 0 | 0 | 0 | 0 | 0 | 0 | 0 | 0 | 0 | 0 | 0 | 0 | 0 | 0 | 0 | 0 | 0 | 0 | 0 | 0 | 0 | 0 | 0 | 0
[8 empty] | Commercial PV - Class 2 | Conservative | 0 | 0 | 0 | 0 | 0 | 0 | 0 | 0 | 0 | 0 | 0 | 0 | 0 | 0 | 0 | 0 | 0 | 0 | 0 | 0 | 0 | 0 | 0 | 0 | 0 | 0 | 0 | 0 | 0 | 0
[8 empty] | Commercial PV - Class 3 | Advanced | 0 | 0 | 0 | 0 | 0 | 0 | 0 | 0 | 0 | 0 | 0 | 0 | 0 | 0 | 0 | 0 | 0 | 0 | 0 | 0 | 0 | 0 | 0 | 0 | 0 | 0 | 0 | 0 | 0 | 0
[8 empty] | Commercial PV - Class 3 | Moderate | 0 | 0 | 0 | 0 | 0 | 0 | 0 | 0 | 0 | 0 | 0 | 0 | 0 | 0 | 0 | 0 | 0 | 0 | 0 | 0 | 0 | 0 | 0 | 0 | 0 | 0 | 0 | 0 | 0 | 0
[8 empty] | Commercial PV - Class 3 | Conservative | 0 | 0 | 0 | 0 | 0 | 0 | 0 | 0 | 0 | 0 | 0 | 0 | 0 | 0 | 0 | 0 | 0 | 0 | 0 | 0 | 0 | 0 | 0 | 0 | 0 | 0 | 0 | 0 | 0 | 0
[8 empty] | Commercial PV - Class 4 | Advanced | 0 | 0 | 0 | 0 | 0 | 0 | 0 | 0 | 0 | 0 | 0 | 0 | 0 | 0 | 0 | 0 | 0 | 0 | 0 | 0 | 0 | 0 | 0 | 0 | 0 | 0 | 0 | 0 | 0 | 0
[8 empty] | Commercial PV - Class 4 | Moderate | 0 | 0 | 0 | 0 | 0 | 0 | 0 | 0 | 0 | 0 | 0 | 0 | 0 | 0 | 0 | 0 | 0 | 0 | 0 | 0 | 0 | 0 | 0 | 0 | 0 | 0 | 0 | 0 | 0 | 0
[8 empty] | Commercial PV - Class 4 | Conservative | 0 | 0 | 0 | 0 | 0 | 0 | 0 | 0 | 0 | 0 | 0 | 0 | 0 | 0 | 0 | 0 | 0 | 0 | 0 | 0 | 0 | 0 | 0 | 0 | 0 | 0 | 0 | 0 | 0 | 0
[8 empty] | Commercial PV - Class 5 | Advanced | 0 | 0 | 0 | 0 | 0 | 0 | 0 | 0 | 0 | 0 | 0 | 0 | 0 | 0 | 0 | 0 | 0 | 0 | 0 | 0 | 0 | 0 | 0 | 0 | 0 | 0 | 0 | 0 | 0 | 0
[8 empty] | Commercial PV - Class 5 | Moderate | 0 | 0 | 0 | 0 | 0 | 0 | 0 | 0 | 0 | 0 | 0 | 0 | 0 | 0 | 0 | 0 | 0 | 0 | 0 | 0 | 0 | 0 | 0 | 0 | 0 | 0 | 0 | 0 | 0 | 0
[8 empty] | Commercial PV - Class 5 | Conservative | 0 | 0 | 0 | 0 | 0 | 0 | 0 | 0 | 0 | 0 | 0 | 0 | 0 | 0 | 0 | 0 | 0 | 0 | 0 | 0 | 0 | 0 | 0 | 0 | 0 | 0 | 0 | 0 | 0 | 0
[8 empty] | Commercial PV - Class 6 | Advanced | 0 | 0 | 0 | 0 | 0 | 0 | 0 | 0 | 0 | 0 | 0 | 0 | 0 | 0 | 0 | 0 | 0 | 0 | 0 | 0 | 0 | 0 | 0 | 0 | 0 | 0 | 0 | 0 | 0 | 0
[8 empty] | Commercial PV - Class 6 | Moderate | 0 | 0 | 0 | 0 | 0 | 0 | 0 | 0 | 0 | 0 | 0 | 0 | 0 | 0 | 0 | 0 | 0 | 0 | 0 | 0 | 0 | 0 | 0 | 0 | 0 | 0 | 0 | 0 | 0 | 0
[8 empty] | Commercial PV - Class 6 | Conservative | 0 | 0 | 0 | 0 | 0 | 0 | 0 | 0 | 0 | 0 | 0 | 0 | 0 | 0 | 0 | 0 | 0 | 0 | 0 | 0 | 0 | 0 | 0 | 0 | 0 | 0 | 0 | 0 | 0 | 0
[8 empty] | Commercial PV - Class 7 | Advanced | 0 | 0 | 0 | 0 | 0 | 0 | 0 | 0 | 0 | 0 | 0 | 0 | 0 | 0 | 0 | 0 | 0 | 0 | 0 | 0 | 0 | 0 | 0 | 0 | 0 | 0 | 0 | 0 | 0 | 0
[8 empty] | Commercial PV - Class 7 | Moderate | 0 | 0 | 0 | 0 | 0 | 0 | 0 | 0 | 0 | 0 | 0 | 0 | 0 | 0 | 0 | 0 | 0 | 0 | 0 | 0 | 0 | 0 | 0 | 0 | 0 | 0 | 0 | 0 | 0 | 0
[8 empty] | Commercial PV - Class 7 | Conservative | 0 | 0 | 0 | 0 | 0 | 0 | 0 | 0 | 0 | 0 | 0 | 0 | 0 | 0 | 0 | 0 | 0 | 0 | 0 | 0 | 0 | 0 | 0 | 0 | 0 | 0 | 0 | 0 | 0 | 0
[8 empty] | Commercial PV - Class 8 | Advanced | 0 | 0 | 0 | 0 | 0 | 0 | 0 | 0 | 0 | 0 | 0 | 0 | 0 | 0 | 0 | 0 | 0 | 0 | 0 | 0 | 0 | 0 | 0 | 0 | 0 | 0 | 0 | 0 | 0 | 0
[8 empty] | Commercial PV - Class 8 | Moderate | 0 | 0 | 0 | 0 | 0 | 0 | 0 | 0 | 0 | 0 | 0 | 0 | 0 | 0 | 0 | 0 | 0 | 0 | 0 | 0 | 0 | 0 | 0 | 0 | 0 | 0 | 0 | 0 | 0 | 0
[8 empty] | Commercial PV - Class 8 | Conservative | 0 | 0 | 0 | 0 | 0 | 0 | 0 | 0 | 0 | 0 | 0 | 0 | 0 | 0 | 0 | 0 | 0 | 0 | 0 | 0 | 0 | 0 | 0 | 0 | 0 | 0 | 0 | 0 | 0 | 0
[8 empty] | Commercial PV - Class 9 | Advanced | 0 | 0 | 0 | 0 | 0 | 0 | 0 | 0 | 0 | 0 | 0 | 0 | 0 | 0 | 0 | 0 | 0 | 0 | 0 | 0 | 0 | 0 | 0 | 0 | 0 | 0 | 0 | 0 | 0 | 0
[8 empty] | Commercial PV - Class 9 | Moderate | 0 | 0 | 0 | 0 | 0 | 0 | 0 | 0 | 0 | 0 | 0 | 0 | 0 | 0 | 0 | 0 | 0 | 0 | 0 | 0 | 0 | 0 | 0 | 0 | 0 | 0 | 0 | 0 | 0 | 0
[8 empty] | Commercial PV - Class 9 | Conservative | 0 | 0 | 0 | 0 | 0 | 0 | 0 | 0 | 0 | 0 | 0 | 0 | 0 | 0 | 0 | 0 | 0 | 0 | 0 | 0 | 0 | 0 | 0 | 0 | 0 | 0 | 0 | 0 | 0 | 0
[8 empty] | Commercial PV - Class 10 | Advanced | 0 | 0 | 0 | 0 | 0 | 0 | 0 | 0 | 0 | 0 | 0 | 0 | 0 | 0 | 0 | 0 | 0 | 0 | 0 | 0 | 0 | 0 | 0 | 0 | 0 | 0 | 0 | 0 | 0 | 0
[8 empty] | Commercial PV - Class 10 | Moderate | 0 | 0 | 0 | 0 | 0 | 0 | 0 | 0 | 0 | 0 | 0 | 0 | 0 | 0 | 0 | 0 | 0 | 0 | 0 | 0 | 0 | 0 | 0 | 0 | 0 | 0 | 0 | 0 | 0 | 0
[8 empty] | Commercial PV - Class 10 | Conservative | 0 | 0 | 0 | 0 | 0 | 0 | 0 | 0 | 0 | 0 | 0 | 0 | 0 | 0 | 0 | 0 | 0 | 0 | 0 | 0 | 0 | 0 | 0 | 0 | 0 | 0 | 0 | 0 | 0 | 0
[10 empty] | 2021 | 2022 | 2023 | 2024 | 2025 | 2026 | 2027 | 2028 | 2029 | 2030 | 2031 | 2032 | 2033 | 2034 | 2035 | 2036 | 2037 | 2038 | 2039 | 2040 | 2041 | 2042 | 2043 | 2044 | 2045 | 2046 | 2047 | 2048 | 2049 | 2050
[5 empty] | LCOE |  | Levelized Cost of Energy ($/MWh) | Commercial PV - Class 1 | Advanced | 73.5 | 78.9925 | 75.1163 | 71.3032 | 67.5515 | 63.8598 | 60.2268 | 56.6509 | 53.1309 | 49.6655 | 46.2533 | 42.8933 | 39.5841 | 36.3247 | 33.1139 | 32.7003 | 32.2882 | 31.8777 | 31.4688 | 31.0615 | 30.6557 | 30.2515 | 29.8488 | 29.4476 | 29.0479 | 28.6498 | 28.2532 | 27.858 | 27.4644 | 27.0722
[8 empty] | Commercial PV - Class 1 | Moderate | 73.9889 | 79.7766 | 77.0041 | 74.2592 | 71.5416 | 68.8509 | 66.1865 | 63.5482 | 60.9356 | 58.3482 | 55.7858 | 53.248 | 50.7344 | 48.2447 | 45.7785 | 44.8951 | 44.0176 | 43.1459 | 42.2798 | 41.4194 | 40.5646 | 39.7153 | 38.8715 | 38.0331 | 37.2001 | 36.3724 | 35.55 | 34.7328 | 33.9208 | 33.1139
[8 empty] | Commercial PV - Class 1 | Conservative | 74.7455 | 81.0004 | 79.8912 | 78.782 | 77.6728 | 76.5636 | 75.4544 | 74.3452 | 73.236 | 72.1268 | 71.0176 | 69.9084 | 68.7992 | 67.69 | 66.5808 | 65.0886 | 63.6126 | 62.1524 | 60.7078 | 59.2785 | 57.8643 | 56.465 | 55.0803 | 53.71 | 52.3539 | 51.0118 | 49.6834 | 48.3685 | 47.0669 | 45.7785
[8 empty] | Commercial PV - Class 2 | Advanced | 76.2656 | 81.9648 | 77.9428 | 73.9861 | 70.0933 | 66.2627 | 62.493 | 58.7825 | 55.1301 | 51.5342 | 47.9937 | 44.5072 | 41.0735 | 37.6915 | 34.3599 | 33.9307 | 33.5031 | 33.0772 | 32.6529 | 32.2302 | 31.8092 | 31.3897 | 30.9719 | 30.5556 | 30.1409 | 29.7278 | 29.3163 | 28.9063 | 28.4978 | 28.0909
[8 empty] | Commercial PV - Class 2 | Moderate | 76.7729 | 82.7784 | 79.9016 | 77.0534 | 74.2336 | 71.4415 | 68.6769 | 65.9394 | 63.2284 | 60.5437 | 57.8849 | 55.2516 | 52.6434 | 50.06 | 47.501 | 46.5844 | 45.6739 | 44.7693 | 43.8707 | 42.9779 | 42.0909 | 41.2097 | 40.3341 | 39.4642 | 38.5998 | 37.741 | 36.8877 | 36.0397 | 35.1972 | 34.3599
[8 empty] | Commercial PV - Class 2 | Conservative | 77.558 | 84.0482 | 82.8973 | 81.7463 | 80.5954 | 79.4445 | 78.2935 | 77.1426 | 75.9917 | 74.8407 | 73.6898 | 72.5389 | 71.3879 | 70.237 | 69.0861 | 67.5378 | 66.0062 | 64.491 | 62.9921 | 61.509 | 60.0416 | 58.5897 | 57.1529 | 55.731 | 54.3239 | 52.9312 | 51.5528 | 50.1884 | 48.8379 | 47.501
[8 empty] | Commercial PV - Class 3 | Advanced | 80.5665 | 86.587 | 82.3382 | 78.1584 | 74.0461 | 69.9995 | 66.0171 | 62.0974 | 58.239 | 54.4404 | 50.7002 | 47.0171 | 43.3898 | 39.817 | 36.2976 | 35.8441 | 35.3925 | 34.9425 | 34.4943 | 34.0478 | 33.603 | 33.1599 | 32.7185 | 32.2788 | 31.8407 | 31.4043 | 30.9695 | 30.5364 | 30.1049 | 29.675
[8 empty] | Commercial PV - Class 3 | Moderate | 81.1023 | 87.4465 | 84.4074 | 81.3987 | 78.4198 | 75.4703 | 72.5498 | 69.6579 | 66.7941 | 63.958 | 61.1492 | 58.3674 | 55.6121 | 52.883 | 50.1797 | 49.2115 | 48.2496 | 47.294 | 46.3447 | 45.4015 | 44.4645 | 43.5336 | 42.6087 | 41.6897 | 40.7766 | 39.8693 | 38.9679 | 38.0721 | 37.182 | 36.2976
[8 empty] | Commercial PV - Class 3 | Conservative | 81.9317 | 88.7879 | 87.5721 | 86.3562 | 85.1404 | 83.9246 | 82.7087 | 81.4929 | 80.2771 | 79.0612 | 77.8454 | 76.6295 | 75.4137 | 74.1979 | 72.982 | 71.3464 | 69.7285 | 68.1279 | 66.5444 | 64.9777 | 63.4276 | 61.8937 | 60.3759 | 58.8739 | 57.3874 | 55.9162 | 54.46 | 53.0187 | 51.592 | 50.1797
[8 empty] | Commercial PV - Class 4 | Advanced | 85.0611 | 91.4176 | 86.9317 | 82.5187 | 78.1769 | 73.9046 | 69.7001 | 65.5617 | 61.4881 | 57.4775 | 53.5287 | 49.6401 | 45.8104 | 42.0383 | 38.3225 | 37.8438 | 37.3669 | 36.8919 | 36.4187 | 35.9473 | 35.4777 | 35.0098 | 34.5438 | 34.0795 | 33.617 | 33.1563 | 32.6972 | 32.2399 | 31.7844 | 31.3305
[8 empty] | Commercial PV - Class 4 | Moderate | 85.6269 | 92.325 | 89.1164 | 85.9398 | 82.7947 | 79.6807 | 76.5972 | 73.544 | 70.5204 | 67.5261 | 64.5606 | 61.6236 | 58.7146 | 55.8333 | 52.9791 | 51.9569 | 50.9413 | 49.9325 | 48.9302 | 47.9344 | 46.9451 | 45.9623 | 44.9857 | 44.0155 | 43.0514 | 42.0936 | 41.1418 | 40.1961 | 39.2563 | 38.3225
[8 empty] | Commercial PV - Class 4 | Conservative | 86.5025 | 93.7412 | 92.4576 | 91.1739 | 89.8902 | 88.6066 | 87.3229 | 86.0392 | 84.7556 | 83.4719 | 82.1882 | 80.9045 | 79.6209 | 78.3372 | 77.0535 | 75.3267 | 73.6185 | 71.9286 | 70.2568 | 68.6027 | 66.9661 | 65.3466 | 63.7441 | 62.1583 | 60.5889 | 59.0356 | 57.4982 | 55.9765 | 54.4702 | 52.9791
[8 empty] | Commercial PV - Class 5 | Advanced | 89.1364 | 95.7974 | 91.0966 | 86.4722 | 81.9224 | 77.4454 | 73.0394 | 68.7028 | 64.4339 | 60.2313 | 56.0932 | 52.0183 | 48.0052 | 44.0524 | 40.1586 | 39.6569 | 39.1572 | 38.6594 | 38.1635 | 37.6695 | 37.1774 | 36.6871 | 36.1988 | 35.7123 | 35.2276 | 34.7448 | 34.2638 | 33.7846 | 33.3072 | 32.8316
[8 empty] | Commercial PV - Class 5 | Moderate | 89.7292 | 96.7482 | 93.3859 | 90.0571 | 86.7614 | 83.4981 | 80.267 | 77.0674 | 73.899 | 70.7612 | 67.6537 | 64.576 | 61.5276 | 58.5082 | 55.5174 | 54.4461 | 53.3819 | 52.3247 | 51.2744 | 50.2309 | 49.1943 | 48.1643 | 47.141 | 46.1242 | 45.114 | 44.1103 | 43.1129 | 42.1219 | 41.1371 | 40.1586
[8 empty] | Commercial PV - Class 5 | Conservative | 90.6469 | 98.2324 | 96.8872 | 95.542 | 94.1969 | 92.8517 | 91.5065 | 90.1613 | 88.8162 | 87.471 | 86.1258 | 84.7807 | 83.4355 | 82.0903 | 80.7452 | 78.9356 | 77.1455 | 75.3747 | 73.6227 | 71.8894 | 70.1744 | 68.4774 | 66.7981 | 65.1363 | 63.4917 | 61.864 | 60.253 | 58.6584 | 57.0799 | 55.5174
[8 empty] | Commercial PV - Class 6 | Advanced | 90.3343 | 97.0848 | 92.3208 | 87.6343 | 83.0233 | 78.4861 | 74.021 | 69.6261 | 65.2999 | 61.0407 | 56.847 | 52.7174 | 48.6503 | 44.6444 | 40.6982 | 40.1898 | 39.6834 | 39.1789 | 38.6764 | 38.1757 | 37.677 | 37.1802 | 36.6852 | 36.1922 | 35.701 | 35.2117 | 34.7242 | 34.2386 | 33.7548 | 33.2728
[8 empty] | Commercial PV - Class 6 | Moderate | 90.9351 | 98.0484 | 94.6409 | 91.2674 | 87.9273 | 84.6203 | 81.3457 | 78.1031 | 74.8921 | 71.7122 | 68.5629 | 65.4438 | 62.3545 | 59.2945 | 56.2634 | 55.1778 | 54.0993 | 53.0279 | 51.9635 | 50.906 | 49.8554 | 48.8116 | 47.7745 | 46.7441 | 45.7203 | 44.703 | 43.6923 | 42.6879 | 41.6899 | 40.6982
[8 empty] | Commercial PV - Class 6 | Conservative | 91.865 | 99.5525 | 98.1892 | 96.826 | 95.4627 | 94.0995 | 92.7363 | 91.373 | 90.0098 | 88.6465 | 87.2833 | 85.92 | 84.5568 | 83.1935 | 81.8303 | 79.9964 | 78.1823 | 76.3876 | 74.6121 | 72.8555 | 71.1174 | 69.3976 | 67.6958 | 66.0117 | 64.3449 | 62.6954 | 61.0627 | 59.4467 | 57.847 | 56.2634
[8 empty] | Commercial PV - Class 7 | Advanced | 94.8093 | 101.8942 | 96.8942 | 91.9755 | 87.1361 | 82.3742 | 77.6878 | 73.0752 | 68.5347 | 64.0645 | 59.6631 | 55.3289 | 51.0604 | 46.856 | 42.7144 | 42.1808 | 41.6493 | 41.1198 | 40.5923 | 40.0669 | 39.5434 | 39.022 | 38.5026 | 37.9851 | 37.4696 | 36.956 | 36.4444 | 35.9347 | 35.4269 | 34.921
[8 empty] | Commercial PV - Class 7 | Moderate | 95.4398 | 102.9055 | 99.3292 | 95.7886 | 92.2831 | 88.8122 | 85.3754 | 81.9722 | 78.6021 | 75.2647 | 71.9594 | 68.6858 | 65.4434 | 62.2318 | 59.0506 | 57.9112 | 56.7793 | 55.6548 | 54.5376 | 53.4278 | 52.3251 | 51.2296 | 50.1412 | 49.0597 | 47.9852 | 46.9176 | 45.8567 | 44.8026 | 43.7552 | 42.7144
[8 empty] | Commercial PV - Class 7 | Conservative | 96.4159 | 104.4841 | 103.0534 | 101.6226 | 100.1918 | 98.761 | 97.3302 | 95.8995 | 94.4687 | 93.0379 | 91.6071 | 90.1763 | 88.7456 | 87.3148 | 85.884 | 83.9593 | 82.0553 | 80.1717 | 78.3083 | 76.4646 | 74.6405 | 72.8355 | 71.0493 | 69.2818 | 67.5325 | 65.8012 | 64.0876 | 62.3915 | 60.7126 | 59.0506
[8 empty] | Commercial PV - Class 8 | Advanced | 99.8274 | 107.2873 | 102.0227 | 96.8437 | 91.7482 | 86.7342 | 81.7997 | 76.943 | 72.1621 | 67.4554 | 62.821 | 58.2574 | 53.7629 | 49.336 | 44.9752 | 44.4134 | 43.8537 | 43.2962 | 42.7408 | 42.1876 | 41.6364 | 41.0874 | 40.5405 | 39.9956 | 39.4528 | 38.912 | 38.3733 | 37.8367 | 37.302 | 36.7694
[8 empty] | Commercial PV - Class 8 | Moderate | 100.4913 | 108.3522 | 104.5866 | 100.8586 | 97.1675 | 93.5129 | 89.8942 | 86.3109 | 82.7624 | 79.2483 | 75.7681 | 72.3212 | 68.9072 | 65.5257 | 62.1761 | 60.9764 | 59.7845 | 58.6005 | 57.4243 | 56.2556 | 55.0946 | 53.9411 | 52.7951 | 51.6564 | 50.525 | 49.4008 | 48.2838 | 47.174 | 46.0711 | 44.9752
[8 empty] | Commercial PV - Class 8 | Conservative | 101.519 | 110.0143 | 108.5078 | 107.0013 | 105.4948 | 103.9883 | 102.4818 | 100.9753 | 99.4688 | 97.9623 | 96.4558 | 94.9493 | 93.4428 | 91.9362 | 90.4297 | 88.4031 | 86.3984 | 84.4151 | 82.4531 | 80.5118 | 78.5911 | 76.6905 | 74.8099 | 72.9487 | 71.1069 | 69.284 | 67.4797 | 65.6938 | 63.9261 | 62.1761
[8 empty] | Commercial PV - Class 9 | Advanced | 103.9988 | 111.7704 | 106.2858 | 100.8903 | 95.5819 | 90.3584 | 85.2178 | 80.1581 | 75.1775 | 70.2741 | 65.4461 | 60.6917 | 56.0095 | 51.3976 | 46.8545 | 46.2692 | 45.6861 | 45.1053 | 44.5268 | 43.9504 | 43.3762 | 42.8043 | 42.2345 | 41.6668 | 41.1014 | 40.538 | 39.9768 | 39.4177 | 38.8607 | 38.3058
[8 empty] | Commercial PV - Class 9 | Moderate | 104.6904 | 112.8798 | 108.9568 | 105.073 | 101.2277 | 97.4204 | 93.6505 | 89.9174 | 86.2207 | 82.5598 | 78.9341 | 75.3432 | 71.7866 | 68.2637 | 64.7742 | 63.5243 | 62.2827 | 61.0492 | 59.8238 | 58.6063 | 57.3968 | 56.1951 | 55.0011 | 53.8149 | 52.6362 | 51.4651 | 50.3014 | 49.1451 | 47.9962 | 46.8545
[8 empty] | Commercial PV - Class 9 | Conservative | 105.7611 | 114.6114 | 113.0419 | 111.4724 | 109.903 | 108.3335 | 106.7641 | 105.1946 | 103.6251 | 102.0557 | 100.4862 | 98.9168 | 97.3473 | 95.7779 | 94.2084 | 92.0971 | 90.0086 | 87.9425 | 85.8984 | 83.8761 | 81.8751 | 79.8951 | 77.9358 | 75.997 | 74.0781 | 72.179 | 70.2994 | 68.4389 | 66.5972 | 64.7742
[8 empty] | Commercial PV - Class 10 | Advanced | 114.3284 | 122.8718 | 116.8425 | 110.9112 | 105.0755 | 99.3332 | 93.682 | 88.1197 | 82.6444 | 77.254 | 71.9464 | 66.7199 | 61.5725 | 56.5026 | 51.5083 | 50.8648 | 50.2239 | 49.5854 | 48.9493 | 48.3157 | 47.6845 | 47.0558 | 46.4294 | 45.8054 | 45.1837 | 44.5644 | 43.9475 | 43.3328 | 42.7205 | 42.1105
[8 empty] | Commercial PV - Class 10 | Moderate | 115.0887 | 124.0915 | 119.7789 | 115.5093 | 111.2821 | 107.0966 | 102.9523 | 98.8484 | 94.7845 | 90.7599 | 86.7742 | 82.8266 | 78.9167 | 75.044 | 71.2078 | 69.8338 | 68.4688 | 67.1128 | 65.7657 | 64.4273 | 63.0977 | 61.7766 | 60.4641 | 59.16 | 57.8643 | 56.5768 | 55.2976 | 54.0264 | 52.7634 | 51.5083
[8 empty] | Commercial PV - Class 10 | Conservative | 116.2657 | 125.995 | 124.2697 | 122.5443 | 120.819 | 119.0937 | 117.3683 | 115.643 | 113.9176 | 112.1923 | 110.4669 | 108.7416 | 107.0162 | 105.2909 | 103.5656 | 101.2446 | 98.9486 | 96.6773 | 94.4302 | 92.207 | 90.0072 | 87.8306 | 85.6768 | 83.5453 | 81.4359 | 79.3482 | 77.2818 | 75.2365 | 73.212 | 71.2078
[10 empty] | 2021 | 2022 | 2023 | 2024 | 2025 | 2026 | 2027 | 2028 | 2029 | 2030 | 2031 | 2032 | 2033 | 2034 | 2035 | 2036 | 2037 | 2038 | 2039 | 2040 | 2041 | 2042 | 2043 | 2044 | 2045 | 2046 | 2047 | 2048 | 2049 | 2050
[5 empty] | Additional Factors |  | Tax Credit | 10 year CRF | Advanced | 12.19% | 12.19% | 12.19% | 12.19% | 12.19% | 12.19% | 12.19% | 12.19% | 12.19% | 12.19% | 12.19% | 12.19% | 12.19% | 12.19% | 12.19% | 12.19% | 12.19% | 12.19% | 12.19% | 12.19% | 12.19% | 12.19% | 12.19% | 12.19% | 12.19% | 12.19% | 12.19% | 12.19% | 12.19% | 12.19%
[8 empty] | 10 year CRF | Moderate | 12.19% | 12.19% | 12.19% | 12.19% | 12.19% | 12.19% | 12.19% | 12.19% | 12.19% | 12.19% | 12.19% | 12.19% | 12.19% | 12.19% | 12.19% | 12.19% | 12.19% | 12.19% | 12.19% | 12.19% | 12.19% | 12.19% | 12.19% | 12.19% | 12.19% | 12.19% | 12.19% | 12.19% | 12.19% | 12.19%
[8 empty] | 10 year CRF | Conservative | 12.19% | 12.19% | 12.19% | 12.19% | 12.19% | 12.19% | 12.19% | 12.19% | 12.19% | 12.19% | 12.19% | 12.19% | 12.19% | 12.19% | 12.19% | 12.19% | 12.19% | 12.19% | 12.19% | 12.19% | 12.19% | 12.19% | 12.19% | 12.19% | 12.19% | 12.19% | 12.19% | 12.19% | 12.19% | 12.19%
[8 empty] | ITC Schedule | * | bar: 2021 to 2050
[8 empty] | PTC | Advanced | 0 | 0 | 0 | 0 | 0 | 0 | 0 | 0 | 0 | 0 | 0 | 0 | 0 | 0 | 0 | 0 | 0 | 0 | 0 | 0 | 0 | 0 | 0 | 0 | 0 | 0 | 0 | 0 | 0 | 0
[8 empty] | PTC | Moderate | 0 | 0 | 0 | 0 | 0 | 0 | 0 | 0 | 0 | 0 | 0 | 0 | 0 | 0 | 0 | 0 | 0 | 0 | 0 | 0 | 0 | 0 | 0 | 0 | 0 | 0 | 0 | 0 | 0 | 0
[8 empty] | PTC | Conservative | 0 | 0 | 0 | 0 | 0 | 0 | 0 | 0 | 0 | 0 | 0 | 0 | 0 | 0 | 0 | 0 | 0 | 0 | 0 | 0 | 0 | 0 | 0 | 0 | 0 | 0 | 0 | 0 | 0 | 0
[8 empty] | PVD | Advanced | 0.84461 | 0.84461 | 0.84461 | 0.84461 | 0.84461 | 0.84461 | 0.84461 | 0.84461 | 0.84461 | 0.84461 | 0.84461 | 0.84461 | 0.84461 | 0.84461 | 0.84461 | 0.84461 | 0.84461 | 0.84461 | 0.84461 | 0.84461 | 0.84461 | 0.84461 | 0.84461 | 0.84461 | 0.84461 | 0.84461 | 0.84461 | 0.84461 | 0.84461 | 0.84461
[8 empty] | PVD | Moderate | 0.84461 | 0.84461 | 0.84461 | 0.84461 | 0.84461 | 0.84461 | 0.84461 | 0.84461 | 0.84461 | 0.84461 | 0.84461 | 0.84461 | 0.84461 | 0.84461 | 0.84461 | 0.84461 | 0.84461 | 0.84461 | 0.84461 | 0.84461 | 0.84461 | 0.84461 | 0.84461 | 0.84461 | 0.84461 | 0.84461 | 0.84461 | 0.84461 | 0.84461 | 0.84461
[8 empty] | PVD | Conservative | 0.84461 | 0.84461 | 0.84461 | 0.84461 | 0.84461 | 0.84461 | 0.84461 | 0.84461 | 0.84461 | 0.84461 | 0.84461 | 0.84461 | 0.84461 | 0.84461 | 0.84461 | 0.84461 | 0.84461 | 0.84461 | 0.84461 | 0.84461 | 0.84461 | 0.84461 | 0.84461 | 0.84461 | 0.84461 | 0.84461 | 0.84461 | 0.84461 | 0.84461 | 0.84461
[8 empty] | PFF | Advanced | 1.0539 | 1.0539 | 1.0539 | 1.0539 | 1.0539 | 1.0539 | 1.0539 | 1.0539 | 1.0539 | 1.0539 | 1.0539 | 1.0539 | 1.0539 | 1.0539 | 1.0539 | 1.0539 | 1.0539 | 1.0539 | 1.0539 | 1.0539 | 1.0539 | 1.0539 | 1.0539 | 1.0539 | 1.0539 | 1.0539 | 1.0539 | 1.0539 | 1.0539 | 1.0539
[8 empty] | PFF | Moderate | 1.0539 | 1.0539 | 1.0539 | 1.0539 | 1.0539 | 1.0539 | 1.0539 | 1.0539 | 1.0539 | 1.0539 | 1.0539 | 1.0539 | 1.0539 | 1.0539 | 1.0539 | 1.0539 | 1.0539 | 1.0539 | 1.0539 | 1.0539 | 1.0539 | 1.0539 | 1.0539 | 1.0539 | 1.0539 | 1.0539 | 1.0539 | 1.0539 | 1.0539 | 1.0539
[8 empty] | PFF | Conservative | 1.0539 | 1.0539 | 1.0539 | 1.0539 | 1.0539 | 1.0539 | 1.0539 | 1.0539 | 1.0539 | 1.0539 | 1.0539 | 1.0539 | 1.0539 | 1.0539 | 1.0539 | 1.0539 | 1.0539 | 1.0539 | 1.0539 | 1.0539 | 1.0539 | 1.0539 | 1.0539 | 1.0539 | 1.0539 | 1.0539 | 1.0539 | 1.0539 | 1.0539 | 1.0539
[6 empty] | MACRS |  | Year (Advanced) |  | 2021 | 2022 | 2023 | 2024 | 2025 | 2026 | 2027 | 2028 | 2029 | 2030 | 2031 | 2032 | 2033 | 2034 | 2035 | 2036 | 2037 | 2038 | 2039 | 2040 | 2041 | 2042 | 2043 | 2044 | 2045 | 2046 | 2047 | 2048 | 2049 | 2050
[6 empty] | 0.2 | Depreciation Factor | 1 |  | 0.94007 | 0.94007 | 0.94007 | 0.94007 | 0.94007 | 0.94007 | 0.94007 | 0.94007 | 0.94007 | 0.94007 | 0.94007 | 0.94007 | 0.94007 | 0.94007 | 0.94007 | 0.94007 | 0.94007 | 0.94007 | 0.94007 | 0.94007 | 0.94007 | 0.94007 | 0.94007 | 0.94007 | 0.94007 | 0.94007 | 0.94007 | 0.94007 | 0.94007 | 0.94007
[6 empty] | 0.32 |  | 2 |  | 0.88373 | 0.88373 | 0.88373 | 0.88373 | 0.88373 | 0.88373 | 0.88373 | 0.88373 | 0.88373 | 0.88373 | 0.88373 | 0.88373 | 0.88373 | 0.88373 | 0.88373 | 0.88373 | 0.88373 | 0.88373 | 0.88373 | 0.88373 | 0.88373 | 0.88373 | 0.88373 | 0.88373 | 0.88373 | 0.88373 | 0.88373 | 0.88373 | 0.88373 | 0.88373
[6 empty] | 0.192 |  | 3 |  | 0.83077 | 0.83077 | 0.83077 | 0.83077 | 0.83077 | 0.83077 | 0.83077 | 0.83077 | 0.83077 | 0.83077 | 0.83077 | 0.83077 | 0.83077 | 0.83077 | 0.83077 | 0.83077 | 0.83077 | 0.83077 | 0.83077 | 0.83077 | 0.83077 | 0.83077 | 0.83077 | 0.83077 | 0.83077 | 0.83077 | 0.83077 | 0.83077 | 0.83077 | 0.83077
[6 empty] | 0.1152 |  | 4 |  | 0.78098 | 0.78098 | 0.78098 | 0.78098 | 0.78098 | 0.78098 | 0.78098 | 0.78098 | 0.78098 | 0.78098 | 0.78098 | 0.78098 | 0.78098 | 0.78098 | 0.78098 | 0.78098 | 0.78098 | 0.78098 | 0.78098 | 0.78098 | 0.78098 | 0.78098 | 0.78098 | 0.78098 | 0.78098 | 0.78098 | 0.78098 | 0.78098 | 0.78098 | 0.78098
[6 empty] | 0.1152 |  | 5 |  | 0.73417 | 0.73417 | 0.73417 | 0.73417 | 0.73417 | 0.73417 | 0.73417 | 0.73417 | 0.73417 | 0.73417 | 0.73417 | 0.73417 | 0.73417 | 0.73417 | 0.73417 | 0.73417 | 0.73417 | 0.73417 | 0.73417 | 0.73417 | 0.73417 | 0.73417 | 0.73417 | 0.73417 | 0.73417 | 0.73417 | 0.73417 | 0.73417 | 0.73417 | 0.73417
[6 empty] | 0.0576 |  | 6 |  | 0.69017 | 0.69017 | 0.69017 | 0.69017 | 0.69017 | 0.69017 | 0.69017 | 0.69017 | 0.69017 | 0.69017 | 0.69017 | 0.69017 | 0.69017 | 0.69017 | 0.69017 | 0.69017 | 0.69017 | 0.69017 | 0.69017 | 0.69017 | 0.69017 | 0.69017 | 0.69017 | 0.69017 | 0.69017 | 0.69017 | 0.69017 | 0.69017 | 0.69017 | 0.69017
[8 empty] | Year (Moderate) |  | 2021 | 2022 | 2023 | 2024 | 2025 | 2026 | 2027 | 2028 | 2029 | 2030 | 2031 | 2032 | 2033 | 2034 | 2035 | 2036 | 2037 | 2038 | 2039 | 2040 | 2041 | 2042 | 2043 | 2044 | 2045 | 2046 | 2047 | 2048 | 2049 | 2050
[8 empty] | 1 |  | 0.94007 | 0.94007 | 0.94007 | 0.94007 | 0.94007 | 0.94007 | 0.94007 | 0.94007 | 0.94007 | 0.94007 | 0.94007 | 0.94007 | 0.94007 | 0.94007 | 0.94007 | 0.94007 | 0.94007 | 0.94007 | 0.94007 | 0.94007 | 0.94007 | 0.94007 | 0.94007 | 0.94007 | 0.94007 | 0.94007 | 0.94007 | 0.94007 | 0.94007 | 0.94007
[8 empty] | 2 |  | 0.88373 | 0.88373 | 0.88373 | 0.88373 | 0.88373 | 0.88373 | 0.88373 | 0.88373 | 0.88373 | 0.88373 | 0.88373 | 0.88373 | 0.88373 | 0.88373 | 0.88373 | 0.88373 | 0.88373 | 0.88373 | 0.88373 | 0.88373 | 0.88373 | 0.88373 | 0.88373 | 0.88373 | 0.88373 | 0.88373 | 0.88373 | 0.88373 | 0.88373 | 0.88373
[8 empty] | 3 |  | 0.83077 | 0.83077 | 0.83077 | 0.83077 | 0.83077 | 0.83077 | 0.83077 | 0.83077 | 0.83077 | 0.83077 | 0.83077 | 0.83077 | 0.83077 | 0.83077 | 0.83077 | 0.83077 | 0.83077 | 0.83077 | 0.83077 | 0.83077 | 0.83077 | 0.83077 | 0.83077 | 0.83077 | 0.83077 | 0.83077 | 0.83077 | 0.83077 | 0.83077 | 0.83077
[8 empty] | 4 |  | 0.78098 | 0.78098 | 0.78098 | 0.78098 | 0.78098 | 0.78098 | 0.78098 | 0.78098 | 0.78098 | 0.78098 | 0.78098 | 0.78098 | 0.78098 | 0.78098 | 0.78098 | 0.78098 | 0.78098 | 0.78098 | 0.78098 | 0.78098 | 0.78098 | 0.78098 | 0.78098 | 0.78098 | 0.78098 | 0.78098 | 0.78098 | 0.78098 | 0.78098 | 0.78098
[8 empty] | 5 |  | 0.73417 | 0.73417 | 0.73417 | 0.73417 | 0.73417 | 0.73417 | 0.73417 | 0.73417 | 0.73417 | 0.73417 | 0.73417 | 0.73417 | 0.73417 | 0.73417 | 0.73417 | 0.73417 | 0.73417 | 0.73417 | 0.73417 | 0.73417 | 0.73417 | 0.73417 | 0.73417 | 0.73417 | 0.73417 | 0.73417 | 0.73417 | 0.73417 | 0.73417 | 0.73417
[8 empty] | 6 |  | 0.69017 | 0.69017 | 0.69017 | 0.69017 | 0.69017 | 0.69017 | 0.69017 | 0.69017 | 0.69017 | 0.69017 | 0.69017 | 0.69017 | 0.69017 | 0.69017 | 0.69017 | 0.69017 | 0.69017 | 0.69017 | 0.69017 | 0.69017 | 0.69017 | 0.69017 | 0.69017 | 0.69017 | 0.69017 | 0.69017 | 0.69017 | 0.69017 | 0.69017 | 0.69017
[8 empty] | Year (Conservative) |  | 2021 | 2022 | 2023 | 2024 | 2025 | 2026 | 2027 | 2028 | 2029 | 2030 | 2031 | 2032 | 2033 | 2034 | 2035 | 2036 | 2037 | 2038 | 2039 | 2040 | 2041 | 2042 | 2043 | 2044 | 2045 | 2046 | 2047 | 2048 | 2049 | 2050
[8 empty] | 1 |  | 0.94007 | 0.94007 | 0.94007 | 0.94007 | 0.94007 | 0.94007 | 0.94007 | 0.94007 | 0.94007 | 0.94007 | 0.94007 | 0.94007 | 0.94007 | 0.94007 | 0.94007 | 0.94007 | 0.94007 | 0.94007 | 0.94007 | 0.94007 | 0.94007 | 0.94007 | 0.94007 | 0.94007 | 0.94007 | 0.94007 | 0.94007 | 0.94007 | 0.94007 | 0.94007
[8 empty] | 2 |  | 0.88373 | 0.88373 | 0.88373 | 0.88373 | 0.88373 | 0.88373 | 0.88373 | 0.88373 | 0.88373 | 0.88373 | 0.88373 | 0.88373 | 0.88373 | 0.88373 | 0.88373 | 0.88373 | 0.88373 | 0.88373 | 0.88373 | 0.88373 | 0.88373 | 0.88373 | 0.88373 | 0.88373 | 0.88373 | 0.88373 | 0.88373 | 0.88373 | 0.88373 | 0.88373
[8 empty] | 3 |  | 0.83077 | 0.83077 | 0.83077 | 0.83077 | 0.83077 | 0.83077 | 0.83077 | 0.83077 | 0.83077 | 0.83077 | 0.83077 | 0.83077 | 0.83077 | 0.83077 | 0.83077 | 0.83077 | 0.83077 | 0.83077 | 0.83077 | 0.83077 | 0.83077 | 0.83077 | 0.83077 | 0.83077 | 0.83077 | 0.83077 | 0.83077 | 0.83077 | 0.83077 | 0.83077
[8 empty] | 4 |  | 0.78098 | 0.78098 | 0.78098 | 0.78098 | 0.78098 | 0.78098 | 0.78098 | 0.78098 | 0.78098 | 0.78098 | 0.78098 | 0.78098 | 0.78098 | 0.78098 | 0.78098 | 0.78098 | 0.78098 | 0.78098 | 0.78098 | 0.78098 | 0.78098 | 0.78098 | 0.78098 | 0.78098 | 0.78098 | 0.78098 | 0.78098 | 0.78098 | 0.78098 | 0.78098
[8 empty] | 5 |  | 0.73417 | 0.73417 | 0.73417 | 0.73417 | 0.73417 | 0.73417 | 0.73417 | 0.73417 | 0.73417 | 0.73417 | 0.73417 | 0.73417 | 0.73417 | 0.73417 | 0.73417 | 0.73417 | 0.73417 | 0.73417 | 0.73417 | 0.73417 | 0.73417 | 0.73417 | 0.73417 | 0.73417 | 0.73417 | 0.73417 | 0.73417 | 0.73417 | 0.73417 | 0.73417
[8 empty] | 6 |  | 0.69017 | 0.69017 | 0.69017 | 0.69017 | 0.69017 | 0.69017 | 0.69017 | 0.69017 | 0.69017 | 0.69017 | 0.69017 | 0.69017 | 0.69017 | 0.69017 | 0.69017 | 0.69017 | 0.69017 | 0.69017 | 0.69017 | 0.69017 | 0.69017 | 0.69017 | 0.69017 | 0.69017 | 0.69017 | 0.69017 | 0.69017 | 0.69017 | 0.69017 | 0.69017
[10 empty] | 2021 | 2022 | 2023 | 2024 | 2025 | 2026 | 2027 | 2028 | 2029 | 2030 | 2031 | 2032 | 2033 | 2034 | 2035 | 2036 | 2037 | 2038 | 2039 | 2040 | 2041 | 2042 | 2043 | 2044 | 2045 | 2046 | 2047 | 2048 | 2049 | 2050
[7 empty] | Construction Finance Factor | CFF | Advanced | 1.0371 | 1.0371 | 1.0371 | 1.0371 | 1.0371 | 1.0371 | 1.0371 | 1.0371 | 1.0371 | 1.0371 | 1.0371 | 1.0371 | 1.0371 | 1.0371 | 1.0371 | 1.0371 | 1.0371 | 1.0371 | 1.0371 | 1.0371 | 1.0371 | 1.0371 | 1.0371 | 1.0371 | 1.0371 | 1.0371 | 1.0371 | 1.0371 | 1.0371 | 1.0371
[8 empty] | CFF | Moderate | 1.0371 | 1.0371 | 1.0371 | 1.0371 | 1.0371 | 1.0371 | 1.0371 | 1.0371 | 1.0371 | 1.0371 | 1.0371 | 1.0371 | 1.0371 | 1.0371 | 1.0371 | 1.0371 | 1.0371 | 1.0371 | 1.0371 | 1.0371 | 1.0371 | 1.0371 | 1.0371 | 1.0371 | 1.0371 | 1.0371 | 1.0371 | 1.0371 | 1.0371 | 1.0371
[8 empty] | CFF | Conservative | 1.0371 | 1.0371 | 1.0371 | 1.0371 | 1.0371 | 1.0371 | 1.0371 | 1.0371 | 1.0371 | 1.0371 | 1.0371 | 1.0371 | 1.0371 | 1.0371 | 1.0371 | 1.0371 | 1.0371 | 1.0371 | 1.0371 | 1.0371 | 1.0371 | 1.0371 | 1.0371 | 1.0371 | 1.0371 | 1.0371 | 1.0371 | 1.0371 | 1.0371 | 1.0371
[8 empty] | Accumulated Interest - Year 1 | * | 1.032 | 1.032 | 1.032 | 1.032 | 1.032 | 1.032 | 1.032 | 1.032 | 1.032 | 1.032 | 1.032 | 1.032 | 1.032 | 1.032 | 1.032 | 1.032 | 1.032 | 1.032 | 1.032 | 1.032 | 1.032 | 1.032 | 1.032 | 1.032 | 1.032 | 1.032 | 1.032 | 1.032 | 1.032 | 1.032
[8 empty] | Accumulated Interest - Year 2 | * | 1.0991 | 1.0991 | 1.0991 | 1.0991 | 1.0991 | 1.0991 | 1.0991 | 1.0991 | 1.0991 | 1.0991 | 1.0991 | 1.0991 | 1.0991 | 1.0991 | 1.0991 | 1.0991 | 1.0991 | 1.0991 | 1.0991 | 1.0991 | 1.0991 | 1.0991 | 1.0991 | 1.0991 | 1.0991 | 1.0991 | 1.0991 | 1.0991 | 1.0991 | 1.0991
[8 empty] | Accumulated Interest - Year 3 | * | 1.1705 | 1.1705 | 1.1705 | 1.1705 | 1.1705 | 1.1705 | 1.1705 | 1.1705 | 1.1705 | 1.1705 | 1.1705 | 1.1705 | 1.1705 | 1.1705 | 1.1705 | 1.1705 | 1.1705 | 1.1705 | 1.1705 | 1.1705 | 1.1705 | 1.1705 | 1.1705 | 1.1705 | 1.1705 | 1.1705 | 1.1705 | 1.1705 | 1.1705 | 1.1705
[8 empty] | Accumulated Equity Cost - Year 1 | Advanced | 1.0574 | 1.0574 | 1.0574 | 1.0574 | 1.0574 | 1.0574 | 1.0574 | 1.0574 | 1.0574 | 1.0574 | 1.0574 | 1.0574 | 1.0574 | 1.0574 | 1.0574 | 1.0574 | 1.0574 | 1.0574 | 1.0574 | 1.0574 | 1.0574 | 1.0574 | 1.0574 | 1.0574 | 1.0574 | 1.0574 | 1.0574 | 1.0574 | 1.0574 | 1.0574
[8 empty] | Accumulated Equity Cost - Year 2 | Advanced | 1.1821 | 1.1821 | 1.1821 | 1.1821 | 1.1821 | 1.1821 | 1.1821 | 1.1821 | 1.1821 | 1.1821 | 1.1821 | 1.1821 | 1.1821 | 1.1821 | 1.1821 | 1.1821 | 1.1821 | 1.1821 | 1.1821 | 1.1821 | 1.1821 | 1.1821 | 1.1821 | 1.1821 | 1.1821 | 1.1821 | 1.1821 | 1.1821 | 1.1821 | 1.1821
[8 empty] | Accumulated Equity Cost - Year 3 | Advanced | 1.3216 | 1.3216 | 1.3216 | 1.3216 | 1.3216 | 1.3216 | 1.3216 | 1.3216 | 1.3216 | 1.3216 | 1.3216 | 1.3216 | 1.3216 | 1.3216 | 1.3216 | 1.3216 | 1.3216 | 1.3216 | 1.3216 | 1.3216 | 1.3216 | 1.3216 | 1.3216 | 1.3216 | 1.3216 | 1.3216 | 1.3216 | 1.3216 | 1.3216 | 1.3216
[8 empty] | Accumulated Equity Cost - Year 1 | Moderate | 1.0574 | 1.0574 | 1.0574 | 1.0574 | 1.0574 | 1.0574 | 1.0574 | 1.0574 | 1.0574 | 1.0574 | 1.0574 | 1.0574 | 1.0574 | 1.0574 | 1.0574 | 1.0574 | 1.0574 | 1.0574 | 1.0574 | 1.0574 | 1.0574 | 1.0574 | 1.0574 | 1.0574 | 1.0574 | 1.0574 | 1.0574 | 1.0574 | 1.0574 | 1.0574
[8 empty] | Accumulated Equity Cost - Year 2 | Moderate | 1.1821 | 1.1821 | 1.1821 | 1.1821 | 1.1821 | 1.1821 | 1.1821 | 1.1821 | 1.1821 | 1.1821 | 1.1821 | 1.1821 | 1.1821 | 1.1821 | 1.1821 | 1.1821 | 1.1821 | 1.1821 | 1.1821 | 1.1821 | 1.1821 | 1.1821 | 1.1821 | 1.1821 | 1.1821 | 1.1821 | 1.1821 | 1.1821 | 1.1821 | 1.1821
[8 empty] | Accumulated Equity Cost - Year 3 | Moderate | 1.3216 | 1.3216 | 1.3216 | 1.3216 | 1.3216 | 1.3216 | 1.3216 | 1.3216 | 1.3216 | 1.3216 | 1.3216 | 1.3216 | 1.3216 | 1.3216 | 1.3216 | 1.3216 | 1.3216 | 1.3216 | 1.3216 | 1.3216 | 1.3216 | 1.3216 | 1.3216 | 1.3216 | 1.3216 | 1.3216 | 1.3216 | 1.3216 | 1.3216 | 1.3216
[8 empty] | Accumulated Equity Cost - Year 1 | Conservative | 1.0574 | 1.0574 | 1.0574 | 1.0574 | 1.0574 | 1.0574 | 1.0574 | 1.0574 | 1.0574 | 1.0574 | 1.0574 | 1.0574 | 1.0574 | 1.0574 | 1.0574 | 1.0574 | 1.0574 | 1.0574 | 1.0574 | 1.0574 | 1.0574 | 1.0574 | 1.0574 | 1.0574 | 1.0574 | 1.0574 | 1.0574 | 1.0574 | 1.0574 | 1.0574
[8 empty] | Accumulated Equity Cost - Year 2 | Conservative | 1.1821 | 1.1821 | 1.1821 | 1.1821 | 1.1821 | 1.1821 | 1.1821 | 1.1821 | 1.1821 | 1.1821 | 1.1821 | 1.1821 | 1.1821 | 1.1821 | 1.1821 | 1.1821 | 1.1821 | 1.1821 | 1.1821 | 1.1821 | 1.1821 | 1.1821 | 1.1821 | 1.1821 | 1.1821 | 1.1821 | 1.1821 | 1.1821 | 1.1821 | 1.1821
[8 empty] | Accumulated Equity Cost - Year 3 | Conservative | 1.3216 | 1.3216 | 1.3216 | 1.3216 | 1.3216 | 1.3216 | 1.3216 | 1.3216 | 1.3216 | 1.3216 | 1.3216 | 1.3216 | 1.3216 | 1.3216 | 1.3216 | 1.3216 | 1.3216 | 1.3216 | 1.3216 | 1.3216 | 1.3216 | 1.3216 | 1.3216 | 1.3216 | 1.3216 | 1.3216 | 1.3216 | 1.3216 | 1.3216 | 1.3216
|  | X |  | Data Sources for Default Inputs | bar: 2021 to 2037
[6 empty] | Current Costs: |  |  |  | 2023: Citation; 2028: Dollar Year; 2029: Escalation Index
[6 empty] | Available Capacity (GW) |  |  |  | 2023: Pieter Gagnon, Robert Margolis, Jennifer Melius, Caleb Phillips, Ryan Elmore. (2016).
[6 empty] | Net Capacity Factor (%) |  |  |  | 2023: NREL. PVWATTS v5. Representative of national range of capacity factors.
[6 empty] | Overnight Capital Cost ($/kW) |  |  |  | 2023: V. Ramasamy, J. Zuboy, E. O’Shaughnessy, D. Feldman, J. Desai, M. Woodhouse, P. Basore, and R. Margolis. 2022.; 2038: U.S. Solar Photovoltaic System and Energy Storage Cost Benchmarks: Q1 2021. Golden, CO: National Renewable Energy Laboratory
[6 empty] | Fixed Operating Expenses ($/kW-yr) |  |  |  | 2023: V. Ramasamy, J. Zuboy, E. O’Shaughnessy, D. Feldman, J. Desai, M. Woodhouse, P. Basore, and R. Margolis. 2022.; 2038: U.S. Solar Photovoltaic System and Energy Storage Cost Benchmarks: Q1 2021. Golden, CO: National Renewable Energy Laboratory
[6 empty] | Variable Operating Expenses ($/MWh) |  |  |  | 2023: N/A
[6 empty] | Spur Line Cost ($/kW) |  |  |  | 2023: N/A
[6 empty] | Future Projections Costs: |  |  |  | 2023: Citation; 2028: Dollar Year; 2029: Escalation Index
[6 empty] | Net Capacity Factor (%) |  |  |  | 2023: NREL internal modeling taking into account improvements in degradation and increases in energy yield. See accompanying ATB presentation for more information.
[6 empty] | Overnight Capital Cost ($/kW) |  |  |  | 2023: NREL internal modeling See accompanying ATB presentation for more information.
[6 empty] | 2021 to 2022 overnight capital cost adjustments (%) |  |  |  | 2023: V. Ramasamy, J. Zuboy, E. O’Shaughnessy, D. Feldman, J. Desai, M. Woodhouse, P. Basore, and R. Margolis. 2022.
[6 empty] | Fixed Operating Expenses ($/kW-yr) |  |  |  | 2023: NREL internal modeling See accompanying ATB presentation for more information.
[6 empty] | Variable Operating Expenses ($/MWh) |  |  |  | 2023: N/A
[6 empty] | Grid Connection Cost ($/kW) |  |  |  | 2023: N/A
[10 empty] | 0 | 0 | 0 | 0 | 0 | 0 | 0 | 0 | 0 | 0 | 0 | 0 | 0 | 0 | 0 | 0 | 0 | 0 | 0 | 0 | 0 | 0 | 0 | 0 | 0 | 0 | 0 | 0 | 0 | 0 | 0 | 0 | 0 | 0 | 0

## Solar - PV Dist. Res
Solar Distributed Residential PV | [9 empty] | https://atb.nrel.gov/electricity/2023/residential_pv
Inputs
Calculated
Input from other tab
| X |  |  | Assumptions
[5 empty] | Technology |  | Base Year: |  |  | 2021
All values are given in 2021 U.S. dollars, see references at the bottom of this worksheet for dollar year conversions where source dollar years don't match 2021.
Residential Solar Photovoltaic
Representative Dist. Res system is fixed-tilt roof mounted with capacity of 7.9 kW
Overnight Capital Cost, Capacity Factor, Fixed O&M, and Variable O&M costs
represent $/kW DC; however LCOE reflects $/MWh AC.
Capacity factors chosen here to reflect range across the continental U.S. using NREL PVWATTS.
[12 empty] | Available | Available
[12 empty] | Capacity | Generation
[12 empty] | (GW) | (GWh)
[12 empty] | 731 | 926000
ATB values reflect annual average capacity factor over life of plant including estimated degradation, starting at 0.7% per year, reducing to 0.2%, 0.5%, and 0.5% annual degradation by 2050 for the advanced, moderate, and conservative scenarios, respectively.
[7 empty] | Technology Classification | Name | Tech | Resource | Scale | Maturity
[8 empty] | Residential PV - Class 1 | Rooftop PV | Class1 | Residential | Y
[8 empty] | Residential PV - Class 2 | Rooftop PV | Class2 | Residential | Y
[8 empty] | Residential PV - Class 3 | Rooftop PV | Class3 | Residential | Y
[8 empty] | Residential PV - Class 4 | Rooftop PV | Class4 | Residential | Y
[8 empty] | Residential PV - Class 5 | Rooftop PV | Class5 | Residential | Y
[8 empty] | Residential PV - Class 6 | Rooftop PV | Class6 | Residential | Y
[8 empty] | Residential PV - Class 7 | Rooftop PV | Class7 | Residential | Y
[8 empty] | Residential PV - Class 8 | Rooftop PV | Class8 | Residential | Y
[8 empty] | Residential PV - Class 9 | Rooftop PV | Class9 | Residential | Y
[8 empty] | Residential PV - Class 10 | Rooftop PV | Class10 | Residential | Y
[5 empty] | Finance |  | Financial Assumptions:
[7 empty] | Capital Recovery Period (Years) |  |  |  |  | 30 |  | Financial Case |  | R&D
[7 empty] | Depreciation Period |  |  |  |  | 5 |  | Capital Recovery Period |  | 30
[7 empty] | Equity Premium During Construction |  |  |  |  | 2%
[7 empty] | Construction Duration yrs |  |  |  |  | 0
[7 empty] | Year | Capital | Percent of Leverage During Construction | Percent of Equity During Construction
[7 empty] | Index | Fraction
[7 empty] | 0 | 100% | 80% | 20%
[7 empty] | 1 | 0% | 80% | 20%
[7 empty] | 2 | 0% | 80% | 20%
Base Year
[10 empty] | 2021 | 2022 | 2023 | 2024 | 2025 | 2026 | 2027 | 2028 | 2029 | 2030 | 2031 | 2032 | 2033 | 2034 | 2035 | 2036 | 2037 | 2038 | 2039 | 2040 | 2041 | 2042 | 2043 | 2044 | 2045 | 2046 | 2047 | 2048 | 2049 | 2050
[7 empty] | Assumptions | Inflation Rate | * | 2.5% | 2.5% | 2.5% | 2.5% | 2.5% | 2.5% | 2.5% | 2.5% | 2.5% | 2.5% | 2.5% | 2.5% | 2.5% | 2.5% | 2.5% | 2.5% | 2.5% | 2.5% | 2.5% | 2.5% | 2.5% | 2.5% | 2.5% | 2.5% | 2.5% | 2.5% | 2.5% | 2.5% | 2.5% | 2.5%
[8 empty] | Interest Rate Nominal | Advanced | bar: Base Year 2021 to Base Year 2050
[8 empty] | Interest Rate Nominal | Moderate | bar: Base Year 2021 to Base Year 2050
[8 empty] | Interest Rate Nominal | Conservative | bar: Base Year 2021 to Base Year 2050
[8 empty] | Calculated Interest Rate Real | Advanced | 4.39% | 4.39% | 4.39% | 4.39% | 4.39% | 4.39% | 4.39% | 4.39% | 4.39% | 4.39% | 4.39% | 4.39% | 4.39% | 4.39% | 4.39% | 4.39% | 4.39% | 4.39% | 4.39% | 4.39% | 4.39% | 4.39% | 4.39% | 4.39% | 4.39% | 4.39% | 4.39% | 4.39% | 4.39% | 4.39%
[8 empty] | Calculated Interest Rate Real | Moderate | 4.39% | 4.39% | 4.39% | 4.39% | 4.39% | 4.39% | 4.39% | 4.39% | 4.39% | 4.39% | 4.39% | 4.39% | 4.39% | 4.39% | 4.39% | 4.39% | 4.39% | 4.39% | 4.39% | 4.39% | 4.39% | 4.39% | 4.39% | 4.39% | 4.39% | 4.39% | 4.39% | 4.39% | 4.39% | 4.39%
[8 empty] | Calculated Interest Rate Real | Conservative | 4.39% | 4.39% | 4.39% | 4.39% | 4.39% | 4.39% | 4.39% | 4.39% | 4.39% | 4.39% | 4.39% | 4.39% | 4.39% | 4.39% | 4.39% | 4.39% | 4.39% | 4.39% | 4.39% | 4.39% | 4.39% | 4.39% | 4.39% | 4.39% | 4.39% | 4.39% | 4.39% | 4.39% | 4.39% | 4.39%
[8 empty] | Interest During Construction - Nominal | * | 6.5% | 6.5% | 6.5% | 6.5% | 6.5% | 6.5% | 6.5% | 6.5% | 6.5% | 6.5% | 6.5% | 6.5% | 6.5% | 6.5% | 6.5% | 6.5% | 6.5% | 6.5% | 6.5% | 6.5% | 6.5% | 6.5% | 6.5% | 6.5% | 6.5% | 6.5% | 6.5% | 6.5% | 6.5% | 6.5%
[8 empty] | Rate of Return on Equity Nominal | Advanced | 9.8% | 9.8% | 9.8% | 9.8% | 9.8% | 9.8% | 9.8% | 9.8% | 9.8% | 9.8% | 9.8% | 9.8% | 9.8% | 9.8% | 9.8% | 9.8% | 9.8% | 9.8% | 9.8% | 9.8% | 9.8% | 9.8% | 9.8% | 9.8% | 9.8% | 9.8% | 9.8% | 9.8% | 9.8% | 9.8%
[8 empty] | Rate of Return on Equity Nominal | Moderate | 9.8% | 9.8% | 9.8% | 9.8% | 9.8% | 9.8% | 9.8% | 9.8% | 9.8% | 9.8% | 9.8% | 9.8% | 9.8% | 9.8% | 9.8% | 9.8% | 9.8% | 9.8% | 9.8% | 9.8% | 9.8% | 9.8% | 9.8% | 9.8% | 9.8% | 9.8% | 9.8% | 9.8% | 9.8% | 9.8%
[8 empty] | Rate of Return on Equity Nominal | Conservative | 9.8% | 9.8% | 9.8% | 9.8% | 9.8% | 9.8% | 9.8% | 9.8% | 9.8% | 9.8% | 9.8% | 9.8% | 9.8% | 9.8% | 9.8% | 9.8% | 9.8% | 9.8% | 9.8% | 9.8% | 9.8% | 9.8% | 9.8% | 9.8% | 9.8% | 9.8% | 9.8% | 9.8% | 9.8% | 9.8%
[8 empty] | Calculated Rate of Return on Equity Real | Advanced | 7.122% | 7.122% | 7.122% | 7.122% | 7.122% | 7.122% | 7.122% | 7.122% | 7.122% | 7.122% | 7.122% | 7.122% | 7.122% | 7.122% | 7.122% | 7.122% | 7.122% | 7.122% | 7.122% | 7.122% | 7.122% | 7.122% | 7.122% | 7.122% | 7.122% | 7.122% | 7.122% | 7.122% | 7.122% | 7.122%
[8 empty] | Calculated Rate of Return on Equity Real | Moderate | 7.122% | 7.122% | 7.122% | 7.122% | 7.122% | 7.122% | 7.122% | 7.122% | 7.122% | 7.122% | 7.122% | 7.122% | 7.122% | 7.122% | 7.122% | 7.122% | 7.122% | 7.122% | 7.122% | 7.122% | 7.122% | 7.122% | 7.122% | 7.122% | 7.122% | 7.122% | 7.122% | 7.122% | 7.122% | 7.122%
[8 empty] | Calculated Rate of Return on Equity Real | Conservative | 7.122% | 7.122% | 7.122% | 7.122% | 7.122% | 7.122% | 7.122% | 7.122% | 7.122% | 7.122% | 7.122% | 7.122% | 7.122% | 7.122% | 7.122% | 7.122% | 7.122% | 7.122% | 7.122% | 7.122% | 7.122% | 7.122% | 7.122% | 7.122% | 7.122% | 7.122% | 7.122% | 7.122% | 7.122% | 7.122%
[8 empty] | Debt Fraction | Advanced | 74.43% | 74.43% | 74.43% | 74.43% | 74.43% | 74.43% | 74.43% | 74.43% | 74.43% | 74.43% | 74.43% | 74.43% | 74.43% | 74.43% | 74.43% | 74.43% | 74.43% | 74.43% | 74.43% | 74.43% | 74.43% | 74.43% | 74.43% | 74.43% | 74.43% | 74.43% | 74.43% | 74.43% | 74.43% | 74.43%
[8 empty] | Debt Fraction | Moderate | 74.43% | 74.43% | 74.43% | 74.43% | 74.43% | 74.43% | 74.43% | 74.43% | 74.43% | 74.43% | 74.43% | 74.43% | 74.43% | 74.43% | 74.43% | 74.43% | 74.43% | 74.43% | 74.43% | 74.43% | 74.43% | 74.43% | 74.43% | 74.43% | 74.43% | 74.43% | 74.43% | 74.43% | 74.43% | 74.43%
[8 empty] | Debt Fraction | Conservative | 74.43% | 74.43% | 74.43% | 74.43% | 74.43% | 74.43% | 74.43% | 74.43% | 74.43% | 74.43% | 74.43% | 74.43% | 74.43% | 74.43% | 74.43% | 74.43% | 74.43% | 74.43% | 74.43% | 74.43% | 74.43% | 74.43% | 74.43% | 74.43% | 74.43% | 74.43% | 74.43% | 74.43% | 74.43% | 74.43%
[8 empty] | Tax Rate (Federal and State) | * | 25.74% | 25.74% | 25.74% | 25.74% | 25.74% | 25.74% | 25.74% | 25.74% | 25.74% | 25.74% | 25.74% | 25.74% | 25.74% | 25.74% | 25.74% | 25.74% | 25.74% | 25.74% | 25.74% | 25.74% | 25.74% | 25.74% | 25.74% | 25.74% | 25.74% | 25.74% | 25.74% | 25.74% | 25.74% | 25.74%
[8 empty] | WACC Nominal | Advanced | 6.375% | 6.375% | 6.375% | 6.375% | 6.375% | 6.375% | 6.375% | 6.375% | 6.375% | 6.375% | 6.375% | 6.375% | 6.375% | 6.375% | 6.375% | 6.375% | 6.375% | 6.375% | 6.375% | 6.375% | 6.375% | 6.375% | 6.375% | 6.375% | 6.375% | 6.375% | 6.375% | 6.375% | 6.375% | 6.375%
[8 empty] | WACC Nominal | Moderate | 6.375% | 6.375% | 6.375% | 6.375% | 6.375% | 6.375% | 6.375% | 6.375% | 6.375% | 6.375% | 6.375% | 6.375% | 6.375% | 6.375% | 6.375% | 6.375% | 6.375% | 6.375% | 6.375% | 6.375% | 6.375% | 6.375% | 6.375% | 6.375% | 6.375% | 6.375% | 6.375% | 6.375% | 6.375% | 6.375%
[8 empty] | WACC Nominal | Conservative | 6.375% | 6.375% | 6.375% | 6.375% | 6.375% | 6.375% | 6.375% | 6.375% | 6.375% | 6.375% | 6.375% | 6.375% | 6.375% | 6.375% | 6.375% | 6.375% | 6.375% | 6.375% | 6.375% | 6.375% | 6.375% | 6.375% | 6.375% | 6.375% | 6.375% | 6.375% | 6.375% | 6.375% | 6.375% | 6.375%
[8 empty] | WACC Real | Advanced | 3.78% | 3.78% | 3.78% | 3.78% | 3.78% | 3.78% | 3.78% | 3.78% | 3.78% | 3.78% | 3.78% | 3.78% | 3.78% | 3.78% | 3.78% | 3.78% | 3.78% | 3.78% | 3.78% | 3.78% | 3.78% | 3.78% | 3.78% | 3.78% | 3.78% | 3.78% | 3.78% | 3.78% | 3.78% | 3.78%
[8 empty] | WACC Real | Moderate | 3.78% | 3.78% | 3.78% | 3.78% | 3.78% | 3.78% | 3.78% | 3.78% | 3.78% | 3.78% | 3.78% | 3.78% | 3.78% | 3.78% | 3.78% | 3.78% | 3.78% | 3.78% | 3.78% | 3.78% | 3.78% | 3.78% | 3.78% | 3.78% | 3.78% | 3.78% | 3.78% | 3.78% | 3.78% | 3.78%
[8 empty] | WACC Real | Conservative | 3.78% | 3.78% | 3.78% | 3.78% | 3.78% | 3.78% | 3.78% | 3.78% | 3.78% | 3.78% | 3.78% | 3.78% | 3.78% | 3.78% | 3.78% | 3.78% | 3.78% | 3.78% | 3.78% | 3.78% | 3.78% | 3.78% | 3.78% | 3.78% | 3.78% | 3.78% | 3.78% | 3.78% | 3.78% | 3.78%
[8 empty] | Capital Recovery Factor (CRF) Nominal | Advanced | 7.559% | 7.559% | 7.559% | 7.559% | 7.559% | 7.559% | 7.559% | 7.559% | 7.559% | 7.559% | 7.559% | 7.559% | 7.559% | 7.559% | 7.559% | 7.559% | 7.559% | 7.559% | 7.559% | 7.559% | 7.559% | 7.559% | 7.559% | 7.559% | 7.559% | 7.559% | 7.559% | 7.559% | 7.559% | 7.559%
[8 empty] | Capital Recovery Factor (CRF) Nominal | Moderate | 7.559% | 7.559% | 7.559% | 7.559% | 7.559% | 7.559% | 7.559% | 7.559% | 7.559% | 7.559% | 7.559% | 7.559% | 7.559% | 7.559% | 7.559% | 7.559% | 7.559% | 7.559% | 7.559% | 7.559% | 7.559% | 7.559% | 7.559% | 7.559% | 7.559% | 7.559% | 7.559% | 7.559% | 7.559% | 7.559%
[8 empty] | Capital Recovery Factor (CRF) Nominal | Conservative | 7.559% | 7.559% | 7.559% | 7.559% | 7.559% | 7.559% | 7.559% | 7.559% | 7.559% | 7.559% | 7.559% | 7.559% | 7.559% | 7.559% | 7.559% | 7.559% | 7.559% | 7.559% | 7.559% | 7.559% | 7.559% | 7.559% | 7.559% | 7.559% | 7.559% | 7.559% | 7.559% | 7.559% | 7.559% | 7.559%
[8 empty] | Capital Recovery Factor (CRF) Real | Advanced | 5.63% | 5.63% | 5.63% | 5.63% | 5.63% | 5.63% | 5.63% | 5.63% | 5.63% | 5.63% | 5.63% | 5.63% | 5.63% | 5.63% | 5.63% | 5.63% | 5.63% | 5.63% | 5.63% | 5.63% | 5.63% | 5.63% | 5.63% | 5.63% | 5.63% | 5.63% | 5.63% | 5.63% | 5.63% | 5.63%
[8 empty] | Capital Recovery Factor (CRF) Real | Moderate | 5.63% | 5.63% | 5.63% | 5.63% | 5.63% | 5.63% | 5.63% | 5.63% | 5.63% | 5.63% | 5.63% | 5.63% | 5.63% | 5.63% | 5.63% | 5.63% | 5.63% | 5.63% | 5.63% | 5.63% | 5.63% | 5.63% | 5.63% | 5.63% | 5.63% | 5.63% | 5.63% | 5.63% | 5.63% | 5.63%
[8 empty] | Capital Recovery Factor (CRF) Real | Conservative | 5.63% | 5.63% | 5.63% | 5.63% | 5.63% | 5.63% | 5.63% | 5.63% | 5.63% | 5.63% | 5.63% | 5.63% | 5.63% | 5.63% | 5.63% | 5.63% | 5.63% | 5.63% | 5.63% | 5.63% | 5.63% | 5.63% | 5.63% | 5.63% | 5.63% | 5.63% | 5.63% | 5.63% | 5.63% | 5.63%
|  |  | X | Future Projections
[10 empty] | Base Year | [12 empty] | 3.767% | 3.767%
[10 empty] | 2021 | 2022 | 2023 | 2024 | 2025 | 2026 | 2027 | 2028 | 2029 | 2030 | 2031 | 2032 | 2033 | 2034 | 2035 | 2036 | 2037 | 2038 | 2039 | 2040 | 2041 | 2042 | 2043 | 2044 | 2045 | 2046 | 2047 | 2048 | 2049 | 2050
[5 empty] | Techno-Economic Cost and Performance Parameters |  | Net Capacity Factor (%) | Residential PV - Class 1 | Advanced | 18.56% | 18.61% | 18.66% | 18.71% | 18.76% | 18.81% | 18.86% | 18.91% | 18.96% | 19.01% | 19.06% | 19.11% | 19.16% | 19.21% | 19.26% | 19.26% | 19.26% | 19.26% | 19.26% | 19.26% | 19.26% | 19.26% | 19.26% | 19.26% | 19.26% | 19.26% | 19.26% | 19.26% | 19.26% | 19.26%
[8 empty] | Residential PV - Class 1 | Moderate | 18.5% | 18.52% | 18.54% | 18.56% | 18.58% | 18.6% | 18.62% | 18.64% | 18.66% | 18.68% | 18.7% | 18.72% | 18.74% | 18.76% | 18.78% | 18.81% | 18.84% | 18.88% | 18.91% | 18.94% | 18.97% | 19% | 19.04% | 19.07% | 19.1% | 19.13% | 19.17% | 19.2% | 19.23% | 19.26%
[8 empty] | Residential PV - Class 1 | Conservative | 18.46% | 18.46% | 18.46% | 18.46% | 18.46% | 18.46% | 18.46% | 18.46% | 18.46% | 18.46% | 18.46% | 18.46% | 18.46% | 18.46% | 18.46% | 18.48% | 18.51% | 18.53% | 18.55% | 18.57% | 18.59% | 18.61% | 18.63% | 18.65% | 18.67% | 18.69% | 18.72% | 18.74% | 18.76% | 18.78%
[8 empty] | Residential PV - Class 2 | Advanced | 18.28% | 18.33% | 18.37% | 18.42% | 18.47% | 18.52% | 18.57% | 18.62% | 18.67% | 18.72% | 18.77% | 18.82% | 18.87% | 18.92% | 18.96% | 18.96% | 18.96% | 18.96% | 18.96% | 18.96% | 18.96% | 18.96% | 18.96% | 18.96% | 18.96% | 18.96% | 18.96% | 18.96% | 18.96% | 18.96%
[8 empty] | Residential PV - Class 2 | Moderate | 18.22% | 18.24% | 18.26% | 18.27% | 18.29% | 18.31% | 18.33% | 18.35% | 18.37% | 18.39% | 18.41% | 18.43% | 18.45% | 18.47% | 18.49% | 18.52% | 18.55% | 18.58% | 18.61% | 18.65% | 18.68% | 18.71% | 18.74% | 18.77% | 18.81% | 18.84% | 18.87% | 18.9% | 18.93% | 18.96%
[8 empty] | Residential PV - Class 2 | Conservative | 18.18% | 18.18% | 18.18% | 18.18% | 18.18% | 18.18% | 18.18% | 18.18% | 18.18% | 18.18% | 18.18% | 18.18% | 18.18% | 18.18% | 18.18% | 18.2% | 18.22% | 18.24% | 18.26% | 18.28% | 18.3% | 18.32% | 18.34% | 18.36% | 18.38% | 18.41% | 18.43% | 18.45% | 18.47% | 18.49%
[8 empty] | Residential PV - Class 3 | Advanced | 17.05% | 17.1% | 17.14% | 17.19% | 17.23% | 17.28% | 17.33% | 17.37% | 17.42% | 17.46% | 17.51% | 17.55% | 17.6% | 17.65% | 17.69% | 17.69% | 17.69% | 17.69% | 17.69% | 17.69% | 17.69% | 17.69% | 17.69% | 17.69% | 17.69% | 17.69% | 17.69% | 17.69% | 17.69% | 17.69%
[8 empty] | Residential PV - Class 3 | Moderate | 16.99% | 17.01% | 17.03% | 17.05% | 17.07% | 17.08% | 17.1% | 17.12% | 17.14% | 17.16% | 17.18% | 17.19% | 17.21% | 17.23% | 17.25% | 17.28% | 17.31% | 17.34% | 17.37% | 17.4% | 17.43% | 17.46% | 17.48% | 17.51% | 17.54% | 17.57% | 17.6% | 17.63% | 17.66% | 17.69%
[8 empty] | Residential PV - Class 3 | Conservative | 16.96% | 16.96% | 16.96% | 16.96% | 16.96% | 16.96% | 16.96% | 16.96% | 16.96% | 16.96% | 16.96% | 16.96% | 16.96% | 16.96% | 16.96% | 16.98% | 17% | 17.02% | 17.04% | 17.05% | 17.07% | 17.09% | 17.11% | 17.13% | 17.15% | 17.17% | 17.19% | 17.21% | 17.23% | 17.25%
[8 empty] | Residential PV - Class 4 | Advanced | 16.11% | 16.16% | 16.2% | 16.24% | 16.29% | 16.33% | 16.37% | 16.42% | 16.46% | 16.5% | 16.55% | 16.59% | 16.63% | 16.68% | 16.72% | 16.72% | 16.72% | 16.72% | 16.72% | 16.72% | 16.72% | 16.72% | 16.72% | 16.72% | 16.72% | 16.72% | 16.72% | 16.72% | 16.72% | 16.72%
[8 empty] | Residential PV - Class 4 | Moderate | 16.06% | 16.08% | 16.09% | 16.11% | 16.13% | 16.14% | 16.16% | 16.18% | 16.2% | 16.21% | 16.23% | 16.25% | 16.26% | 16.28% | 16.3% | 16.33% | 16.35% | 16.38% | 16.41% | 16.44% | 16.47% | 16.49% | 16.52% | 16.55% | 16.58% | 16.61% | 16.63% | 16.66% | 16.69% | 16.72%
[8 empty] | Residential PV - Class 4 | Conservative | 16.03% | 16.03% | 16.03% | 16.03% | 16.03% | 16.03% | 16.03% | 16.03% | 16.03% | 16.03% | 16.03% | 16.03% | 16.03% | 16.03% | 16.03% | 16.04% | 16.06% | 16.08% | 16.1% | 16.12% | 16.13% | 16.15% | 16.17% | 16.19% | 16.21% | 16.23% | 16.24% | 16.26% | 16.28% | 16.3%
[8 empty] | Residential PV - Class 5 | Advanced | 15.26% | 15.3% | 15.34% | 15.38% | 15.43% | 15.47% | 15.51% | 15.55% | 15.59% | 15.63% | 15.67% | 15.71% | 15.75% | 15.79% | 15.84% | 15.84% | 15.84% | 15.84% | 15.84% | 15.84% | 15.84% | 15.84% | 15.84% | 15.84% | 15.84% | 15.84% | 15.84% | 15.84% | 15.84% | 15.84%
[8 empty] | Residential PV - Class 5 | Moderate | 15.21% | 15.23% | 15.24% | 15.26% | 15.28% | 15.29% | 15.31% | 15.32% | 15.34% | 15.36% | 15.37% | 15.39% | 15.4% | 15.42% | 15.44% | 15.46% | 15.49% | 15.52% | 15.54% | 15.57% | 15.6% | 15.62% | 15.65% | 15.68% | 15.7% | 15.73% | 15.76% | 15.78% | 15.81% | 15.84%
[8 empty] | Residential PV - Class 5 | Conservative | 15.18% | 15.18% | 15.18% | 15.18% | 15.18% | 15.18% | 15.18% | 15.18% | 15.18% | 15.18% | 15.18% | 15.18% | 15.18% | 15.18% | 15.18% | 15.2% | 15.21% | 15.23% | 15.25% | 15.26% | 15.28% | 15.3% | 15.32% | 15.33% | 15.35% | 15.37% | 15.39% | 15.4% | 15.42% | 15.44%
[8 empty] | Residential PV - Class 6 | Advanced | 15.07% | 15.11% | 15.15% | 15.19% | 15.23% | 15.27% | 15.31% | 15.36% | 15.4% | 15.44% | 15.48% | 15.52% | 15.56% | 15.6% | 15.64% | 15.64% | 15.64% | 15.64% | 15.64% | 15.64% | 15.64% | 15.64% | 15.64% | 15.64% | 15.64% | 15.64% | 15.64% | 15.64% | 15.64% | 15.64%
[8 empty] | Residential PV - Class 6 | Moderate | 15.02% | 15.04% | 15.05% | 15.07% | 15.09% | 15.1% | 15.12% | 15.13% | 15.15% | 15.17% | 15.18% | 15.2% | 15.21% | 15.23% | 15.25% | 15.27% | 15.3% | 15.32% | 15.35% | 15.38% | 15.4% | 15.43% | 15.46% | 15.48% | 15.51% | 15.53% | 15.56% | 15.59% | 15.61% | 15.64%
[8 empty] | Residential PV - Class 6 | Conservative | 14.99% | 14.99% | 14.99% | 14.99% | 14.99% | 14.99% | 14.99% | 14.99% | 14.99% | 14.99% | 14.99% | 14.99% | 14.99% | 14.99% | 14.99% | 15.01% | 15.02% | 15.04% | 15.06% | 15.08% | 15.09% | 15.11% | 15.13% | 15.14% | 15.16% | 15.18% | 15.19% | 15.21% | 15.23% | 15.25%
[8 empty] | Residential PV - Class 7 | Advanced | 14.41% | 14.45% | 14.48% | 14.52% | 14.56% | 14.6% | 14.64% | 14.68% | 14.72% | 14.76% | 14.79% | 14.83% | 14.87% | 14.91% | 14.95% | 14.95% | 14.95% | 14.95% | 14.95% | 14.95% | 14.95% | 14.95% | 14.95% | 14.95% | 14.95% | 14.95% | 14.95% | 14.95% | 14.95% | 14.95%
[8 empty] | Residential PV - Class 7 | Moderate | 14.36% | 14.38% | 14.39% | 14.41% | 14.42% | 14.44% | 14.45% | 14.47% | 14.48% | 14.5% | 14.51% | 14.53% | 14.54% | 14.56% | 14.57% | 14.6% | 14.62% | 14.65% | 14.67% | 14.7% | 14.72% | 14.75% | 14.77% | 14.8% | 14.82% | 14.85% | 14.87% | 14.9% | 14.92% | 14.95%
[8 empty] | Residential PV - Class 7 | Conservative | 14.33% | 14.33% | 14.33% | 14.33% | 14.33% | 14.33% | 14.33% | 14.33% | 14.33% | 14.33% | 14.33% | 14.33% | 14.33% | 14.33% | 14.33% | 14.35% | 14.36% | 14.38% | 14.39% | 14.41% | 14.43% | 14.44% | 14.46% | 14.48% | 14.49% | 14.51% | 14.52% | 14.54% | 14.56% | 14.57%
[8 empty] | Residential PV - Class 8 | Advanced | 13.72% | 13.76% | 13.8% | 13.83% | 13.87% | 13.91% | 13.95% | 13.98% | 14.02% | 14.06% | 14.09% | 14.13% | 14.17% | 14.2% | 14.24% | 14.24% | 14.24% | 14.24% | 14.24% | 14.24% | 14.24% | 14.24% | 14.24% | 14.24% | 14.24% | 14.24% | 14.24% | 14.24% | 14.24% | 14.24%
[8 empty] | Residential PV - Class 8 | Moderate | 13.68% | 13.69% | 13.71% | 13.72% | 13.74% | 13.75% | 13.77% | 13.78% | 13.8% | 13.81% | 13.82% | 13.84% | 13.85% | 13.87% | 13.88% | 13.91% | 13.93% | 13.95% | 13.98% | 14% | 14.03% | 14.05% | 14.07% | 14.1% | 14.12% | 14.15% | 14.17% | 14.19% | 14.22% | 14.24%
[8 empty] | Residential PV - Class 8 | Conservative | 13.65% | 13.65% | 13.65% | 13.65% | 13.65% | 13.65% | 13.65% | 13.65% | 13.65% | 13.65% | 13.65% | 13.65% | 13.65% | 13.65% | 13.65% | 13.67% | 13.68% | 13.7% | 13.71% | 13.73% | 13.74% | 13.76% | 13.77% | 13.79% | 13.81% | 13.82% | 13.84% | 13.85% | 13.87% | 13.88%
[8 empty] | Residential PV - Class 9 | Advanced | 13.18% | 13.21% | 13.25% | 13.28% | 13.32% | 13.36% | 13.39% | 13.43% | 13.46% | 13.5% | 13.53% | 13.57% | 13.6% | 13.64% | 13.67% | 13.67% | 13.67% | 13.67% | 13.67% | 13.67% | 13.67% | 13.67% | 13.67% | 13.67% | 13.67% | 13.67% | 13.67% | 13.67% | 13.67% | 13.67%
[8 empty] | Residential PV - Class 9 | Moderate | 13.13% | 13.15% | 13.16% | 13.18% | 13.19% | 13.2% | 13.22% | 13.23% | 13.25% | 13.26% | 13.27% | 13.29% | 13.3% | 13.32% | 13.33% | 13.35% | 13.38% | 13.4% | 13.42% | 13.44% | 13.47% | 13.49% | 13.51% | 13.54% | 13.56% | 13.58% | 13.61% | 13.63% | 13.65% | 13.67%
[8 empty] | Residential PV - Class 9 | Conservative | 13.11% | 13.11% | 13.11% | 13.11% | 13.11% | 13.11% | 13.11% | 13.11% | 13.11% | 13.11% | 13.11% | 13.11% | 13.11% | 13.11% | 13.11% | 13.12% | 13.14% | 13.15% | 13.17% | 13.18% | 13.2% | 13.21% | 13.23% | 13.24% | 13.26% | 13.27% | 13.29% | 13.3% | 13.32% | 13.33%
[8 empty] | Residential PV - Class 10 | Advanced | 12.03% | 12.06% | 12.1% | 12.13% | 12.16% | 12.19% | 12.23% | 12.26% | 12.29% | 12.32% | 12.35% | 12.39% | 12.42% | 12.45% | 12.48% | 12.48% | 12.48% | 12.48% | 12.48% | 12.48% | 12.48% | 12.48% | 12.48% | 12.48% | 12.48% | 12.48% | 12.48% | 12.48% | 12.48% | 12.48%
[8 empty] | Residential PV - Class 10 | Moderate | 11.99% | 12% | 12.02% | 12.03% | 12.04% | 12.06% | 12.07% | 12.08% | 12.09% | 12.11% | 12.12% | 12.13% | 12.14% | 12.16% | 12.17% | 12.19% | 12.21% | 12.23% | 12.25% | 12.27% | 12.3% | 12.32% | 12.34% | 12.36% | 12.38% | 12.4% | 12.42% | 12.44% | 12.46% | 12.48%
[8 empty] | Residential PV - Class 10 | Conservative | 11.97% | 11.97% | 11.97% | 11.97% | 11.97% | 11.97% | 11.97% | 11.97% | 11.97% | 11.97% | 11.97% | 11.97% | 11.97% | 11.97% | 11.97% | 11.98% | 11.99% | 12.01% | 12.02% | 12.03% | 12.05% | 12.06% | 12.07% | 12.09% | 12.1% | 12.12% | 12.13% | 12.14% | 12.16% | 12.17%
[10 empty] | 2021 | 2022 | 2023 | 2024 | 2025 | 2026 | 2027 | 2028 | 2029 | 2030 | 2031 | 2032 | 2033 | 2034 | 2035 | 2036 | 2037 | 2038 | 2039 | 2040 | 2041 | 2042 | 2043 | 2044 | 2045 | 2046 | 2047 | 2048 | 2049 | 2050
[7 empty] | Annual Energy Production (kWh/kW) | Residential PV - Class 1 | Advanced | 1626.1783 | 1630.5537 | 1634.9291 | 1639.3044 | 1643.6798 | 1648.0552 | 1652.4306 | 1656.806 | 1661.1814 | 1665.5567 | 1669.9321 | 1674.3075 | 1678.6829 | 1683.0583 | 1687.4337 | 1687.4337 | 1687.4337 | 1687.4337 | 1687.4337 | 1687.4337 | 1687.4337 | 1687.4337 | 1687.4337 | 1687.4337 | 1687.4337 | 1687.4337 | 1687.4337 | 1687.4337 | 1687.4337 | 1687.4337
[8 empty] | Residential PV - Class 1 | Moderate | 1620.8684 | 1622.5888 | 1624.3092 | 1626.0296 | 1627.7501 | 1629.4705 | 1631.1909 | 1632.9113 | 1634.6318 | 1636.3522 | 1638.0726 | 1639.793 | 1641.5135 | 1643.2339 | 1644.9543 | 1647.7863 | 1650.6182 | 1653.4502 | 1656.2821 | 1659.1141 | 1661.9461 | 1664.778 | 1667.61 | 1670.4419 | 1673.2739 | 1676.1058 | 1678.9378 | 1681.7697 | 1684.6017 | 1687.4337
[8 empty] | Residential PV - Class 1 | Conservative | 1617.4275 | 1617.4275 | 1617.4275 | 1617.4275 | 1617.4275 | 1617.4275 | 1617.4275 | 1617.4275 | 1617.4275 | 1617.4275 | 1617.4275 | 1617.4275 | 1617.4275 | 1617.4275 | 1617.4275 | 1619.2626 | 1621.0978 | 1622.9329 | 1624.768 | 1626.6031 | 1628.4382 | 1630.2734 | 1632.1085 | 1633.9436 | 1635.7787 | 1637.6138 | 1639.449 | 1641.2841 | 1643.1192 | 1644.9543
[8 empty] | Residential PV - Class 2 | Advanced | 1601.0205 | 1605.3282 | 1609.6359 | 1613.9436 | 1618.2513 | 1622.559 | 1626.8666 | 1631.1743 | 1635.482 | 1639.7897 | 1644.0974 | 1648.4051 | 1652.7128 | 1657.0205 | 1661.3282 | 1661.3282 | 1661.3282 | 1661.3282 | 1661.3282 | 1661.3282 | 1661.3282 | 1661.3282 | 1661.3282 | 1661.3282 | 1661.3282 | 1661.3282 | 1661.3282 | 1661.3282 | 1661.3282 | 1661.3282
[8 empty] | Residential PV - Class 2 | Moderate | 1595.7927 | 1597.4865 | 1599.1803 | 1600.8741 | 1602.5679 | 1604.2618 | 1605.9556 | 1607.6494 | 1609.3432 | 1611.037 | 1612.7308 | 1614.4246 | 1616.1184 | 1617.8122 | 1619.506 | 1622.2942 | 1625.0823 | 1627.8705 | 1630.6586 | 1633.4468 | 1636.2349 | 1639.0231 | 1641.8112 | 1644.5993 | 1647.3875 | 1650.1756 | 1652.9638 | 1655.7519 | 1658.5401 | 1661.3282
[8 empty] | Residential PV - Class 2 | Conservative | 1592.4051 | 1592.4051 | 1592.4051 | 1592.4051 | 1592.4051 | 1592.4051 | 1592.4051 | 1592.4051 | 1592.4051 | 1592.4051 | 1592.4051 | 1592.4051 | 1592.4051 | 1592.4051 | 1592.4051 | 1594.2118 | 1596.0186 | 1597.8253 | 1599.632 | 1601.4387 | 1603.2455 | 1605.0522 | 1606.8589 | 1608.6657 | 1610.4724 | 1612.2791 | 1614.0859 | 1615.8926 | 1617.6993 | 1619.506
[8 empty] | Residential PV - Class 3 | Advanced | 1493.6111 | 1497.6298 | 1501.6485 | 1505.6672 | 1509.6859 | 1513.7046 | 1517.7233 | 1521.742 | 1525.7607 | 1529.7794 | 1533.7981 | 1537.8168 | 1541.8355 | 1545.8542 | 1549.8729 | 1549.8729 | 1549.8729 | 1549.8729 | 1549.8729 | 1549.8729 | 1549.8729 | 1549.8729 | 1549.8729 | 1549.8729 | 1549.8729 | 1549.8729 | 1549.8729 | 1549.8729 | 1549.8729 | 1549.8729
[8 empty] | Residential PV - Class 3 | Moderate | 1488.734 | 1490.3142 | 1491.8944 | 1493.4746 | 1495.0547 | 1496.6349 | 1498.2151 | 1499.7953 | 1501.3754 | 1502.9556 | 1504.5358 | 1506.116 | 1507.6962 | 1509.2763 | 1510.8565 | 1513.4576 | 1516.0587 | 1518.6598 | 1521.2609 | 1523.862 | 1526.4631 | 1529.0641 | 1531.6652 | 1534.2663 | 1536.8674 | 1539.4685 | 1542.0696 | 1544.6707 | 1547.2718 | 1549.8729
[8 empty] | Residential PV - Class 3 | Conservative | 1485.5737 | 1485.5737 | 1485.5737 | 1485.5737 | 1485.5737 | 1485.5737 | 1485.5737 | 1485.5737 | 1485.5737 | 1485.5737 | 1485.5737 | 1485.5737 | 1485.5737 | 1485.5737 | 1485.5737 | 1487.2592 | 1488.9447 | 1490.6303 | 1492.3158 | 1494.0013 | 1495.6868 | 1497.3723 | 1499.0579 | 1500.7434 | 1502.4289 | 1504.1144 | 1505.7999 | 1507.4855 | 1509.171 | 1510.8565
[8 empty] | Residential PV - Class 4 | Advanced | 1411.4244 | 1415.222 | 1419.0195 | 1422.8171 | 1426.6147 | 1430.4122 | 1434.2098 | 1438.0074 | 1441.8049 | 1445.6025 | 1449.4001 | 1453.1977 | 1456.9952 | 1460.7928 | 1464.5904 | 1464.5904 | 1464.5904 | 1464.5904 | 1464.5904 | 1464.5904 | 1464.5904 | 1464.5904 | 1464.5904 | 1464.5904 | 1464.5904 | 1464.5904 | 1464.5904 | 1464.5904 | 1464.5904 | 1464.5904
[8 empty] | Residential PV - Class 4 | Moderate | 1406.8157 | 1408.3089 | 1409.8022 | 1411.2954 | 1412.7886 | 1414.2818 | 1415.7751 | 1417.2683 | 1418.7615 | 1420.2547 | 1421.748 | 1423.2412 | 1424.7344 | 1426.2276 | 1427.7209 | 1430.1788 | 1432.6368 | 1435.0948 | 1437.5527 | 1440.0107 | 1442.4687 | 1444.9266 | 1447.3846 | 1449.8426 | 1452.3005 | 1454.7585 | 1457.2165 | 1459.6744 | 1462.1324 | 1464.5904
[8 empty] | Residential PV - Class 4 | Conservative | 1403.8293 | 1403.8293 | 1403.8293 | 1403.8293 | 1403.8293 | 1403.8293 | 1403.8293 | 1403.8293 | 1403.8293 | 1403.8293 | 1403.8293 | 1403.8293 | 1403.8293 | 1403.8293 | 1403.8293 | 1405.422 | 1407.0148 | 1408.6076 | 1410.2004 | 1411.7931 | 1413.3859 | 1414.9787 | 1416.5715 | 1418.1642 | 1419.757 | 1421.3498 | 1422.9425 | 1424.5353 | 1426.1281 | 1427.7209
[8 empty] | Residential PV - Class 5 | Advanced | 1336.8464 | 1340.4433 | 1344.0403 | 1347.6372 | 1351.2341 | 1354.831 | 1358.4279 | 1362.0248 | 1365.6217 | 1369.2186 | 1372.8155 | 1376.4124 | 1380.0094 | 1383.6063 | 1387.2032 | 1387.2032 | 1387.2032 | 1387.2032 | 1387.2032 | 1387.2032 | 1387.2032 | 1387.2032 | 1387.2032 | 1387.2032 | 1387.2032 | 1387.2032 | 1387.2032 | 1387.2032 | 1387.2032 | 1387.2032
[8 empty] | Residential PV - Class 5 | Moderate | 1332.4813 | 1333.8956 | 1335.3099 | 1336.7242 | 1338.1386 | 1339.5529 | 1340.9672 | 1342.3815 | 1343.7959 | 1345.2102 | 1346.6245 | 1348.0388 | 1349.4532 | 1350.8675 | 1352.2818 | 1354.6099 | 1356.938 | 1359.2661 | 1361.5942 | 1363.9223 | 1366.2504 | 1368.5785 | 1370.9065 | 1373.2346 | 1375.5627 | 1377.8908 | 1380.2189 | 1382.547 | 1384.8751 | 1387.2032
[8 empty] | Residential PV - Class 5 | Conservative | 1329.6526 | 1329.6526 | 1329.6526 | 1329.6526 | 1329.6526 | 1329.6526 | 1329.6526 | 1329.6526 | 1329.6526 | 1329.6526 | 1329.6526 | 1329.6526 | 1329.6526 | 1329.6526 | 1329.6526 | 1331.1612 | 1332.6698 | 1334.1785 | 1335.6871 | 1337.1957 | 1338.7043 | 1340.2129 | 1341.7215 | 1343.2301 | 1344.7388 | 1346.2474 | 1347.756 | 1349.2646 | 1350.7732 | 1352.2818
[8 empty] | Residential PV - Class 6 | Advanced | 1320.2573 | 1323.8096 | 1327.3619 | 1330.9141 | 1334.4664 | 1338.0187 | 1341.571 | 1345.1232 | 1348.6755 | 1352.2278 | 1355.7801 | 1359.3323 | 1362.8846 | 1366.4369 | 1369.9892 | 1369.9892 | 1369.9892 | 1369.9892 | 1369.9892 | 1369.9892 | 1369.9892 | 1369.9892 | 1369.9892 | 1369.9892 | 1369.9892 | 1369.9892 | 1369.9892 | 1369.9892 | 1369.9892 | 1369.9892
[8 empty] | Residential PV - Class 6 | Moderate | 1315.9463 | 1317.3431 | 1318.7399 | 1320.1366 | 1321.5334 | 1322.9302 | 1324.327 | 1325.7237 | 1327.1205 | 1328.5173 | 1329.9141 | 1331.3108 | 1332.7076 | 1334.1044 | 1335.5012 | 1337.8004 | 1340.0996 | 1342.3988 | 1344.698 | 1346.9972 | 1349.2964 | 1351.5956 | 1353.8948 | 1356.194 | 1358.4932 | 1360.7924 | 1363.0916 | 1365.3908 | 1367.69 | 1369.9892
[8 empty] | Residential PV - Class 6 | Conservative | 1313.1528 | 1313.1528 | 1313.1528 | 1313.1528 | 1313.1528 | 1313.1528 | 1313.1528 | 1313.1528 | 1313.1528 | 1313.1528 | 1313.1528 | 1313.1528 | 1313.1528 | 1313.1528 | 1313.1528 | 1314.6427 | 1316.1326 | 1317.6224 | 1319.1123 | 1320.6022 | 1322.0921 | 1323.582 | 1325.0719 | 1326.5618 | 1328.0517 | 1329.5416 | 1331.0315 | 1332.5214 | 1334.0113 | 1335.5012
[8 empty] | Residential PV - Class 7 | Advanced | 1262.0516 | 1265.4472 | 1268.8429 | 1272.2386 | 1275.6342 | 1279.0299 | 1282.4256 | 1285.8212 | 1289.2169 | 1292.6126 | 1296.0082 | 1299.4039 | 1302.7996 | 1306.1952 | 1309.5909 | 1309.5909 | 1309.5909 | 1309.5909 | 1309.5909 | 1309.5909 | 1309.5909 | 1309.5909 | 1309.5909 | 1309.5909 | 1309.5909 | 1309.5909 | 1309.5909 | 1309.5909 | 1309.5909 | 1309.5909
[8 empty] | Residential PV - Class 7 | Moderate | 1257.9306 | 1259.2658 | 1260.601 | 1261.9362 | 1263.2714 | 1264.6066 | 1265.9418 | 1267.277 | 1268.6122 | 1269.9474 | 1271.2826 | 1272.6178 | 1273.953 | 1275.2882 | 1276.6234 | 1278.8212 | 1281.019 | 1283.2169 | 1285.4147 | 1287.6125 | 1289.8104 | 1292.0082 | 1294.206 | 1296.4039 | 1298.6017 | 1300.7996 | 1302.9974 | 1305.1952 | 1307.3931 | 1309.5909
[8 empty] | Residential PV - Class 7 | Conservative | 1255.2602 | 1255.2602 | 1255.2602 | 1255.2602 | 1255.2602 | 1255.2602 | 1255.2602 | 1255.2602 | 1255.2602 | 1255.2602 | 1255.2602 | 1255.2602 | 1255.2602 | 1255.2602 | 1255.2602 | 1256.6844 | 1258.1086 | 1259.5329 | 1260.9571 | 1262.3813 | 1263.8055 | 1265.2297 | 1266.6539 | 1268.0781 | 1269.5023 | 1270.9265 | 1272.3507 | 1273.7749 | 1275.1991 | 1276.6234
[8 empty] | Residential PV - Class 8 | Advanced | 1202.2322 | 1205.467 | 1208.7017 | 1211.9364 | 1215.1711 | 1218.4058 | 1221.6405 | 1224.8753 | 1228.11 | 1231.3447 | 1234.5794 | 1237.8141 | 1241.0489 | 1244.2836 | 1247.5183 | 1247.5183 | 1247.5183 | 1247.5183 | 1247.5183 | 1247.5183 | 1247.5183 | 1247.5183 | 1247.5183 | 1247.5183 | 1247.5183 | 1247.5183 | 1247.5183 | 1247.5183 | 1247.5183 | 1247.5183
[8 empty] | Residential PV - Class 8 | Moderate | 1198.3066 | 1199.5785 | 1200.8504 | 1202.1224 | 1203.3943 | 1204.6662 | 1205.9381 | 1207.21 | 1208.4819 | 1209.7538 | 1211.0257 | 1212.2976 | 1213.5695 | 1214.8414 | 1216.1134 | 1218.207 | 1220.3007 | 1222.3943 | 1224.488 | 1226.5817 | 1228.6753 | 1230.769 | 1232.8627 | 1234.9563 | 1237.05 | 1239.1436 | 1241.2373 | 1243.331 | 1245.4246 | 1247.5183
[8 empty] | Residential PV - Class 8 | Conservative | 1195.7628 | 1195.7628 | 1195.7628 | 1195.7628 | 1195.7628 | 1195.7628 | 1195.7628 | 1195.7628 | 1195.7628 | 1195.7628 | 1195.7628 | 1195.7628 | 1195.7628 | 1195.7628 | 1195.7628 | 1197.1195 | 1198.4762 | 1199.8329 | 1201.1896 | 1202.5463 | 1203.903 | 1205.2597 | 1206.6164 | 1207.9731 | 1209.3298 | 1210.6865 | 1212.0432 | 1213.3999 | 1214.7567 | 1216.1134
[8 empty] | Residential PV - Class 9 | Advanced | 1154.3768 | 1157.4828 | 1160.5887 | 1163.6947 | 1166.8007 | 1169.9066 | 1173.0126 | 1176.1185 | 1179.2245 | 1182.3305 | 1185.4364 | 1188.5424 | 1191.6483 | 1194.7543 | 1197.8602 | 1197.8602 | 1197.8602 | 1197.8602 | 1197.8602 | 1197.8602 | 1197.8602 | 1197.8602 | 1197.8602 | 1197.8602 | 1197.8602 | 1197.8602 | 1197.8602 | 1197.8602 | 1197.8602 | 1197.8602
[8 empty] | Residential PV - Class 9 | Moderate | 1150.6075 | 1151.8288 | 1153.05 | 1154.2713 | 1155.4926 | 1156.7139 | 1157.9352 | 1159.1564 | 1160.3777 | 1161.599 | 1162.8203 | 1164.0416 | 1165.2628 | 1166.4841 | 1167.7054 | 1169.7157 | 1171.726 | 1173.7364 | 1175.7467 | 1177.757 | 1179.7673 | 1181.7777 | 1183.788 | 1185.7983 | 1187.8086 | 1189.819 | 1191.8293 | 1193.8396 | 1195.8499 | 1197.8602
[8 empty] | Residential PV - Class 9 | Conservative | 1148.1649 | 1148.1649 | 1148.1649 | 1148.1649 | 1148.1649 | 1148.1649 | 1148.1649 | 1148.1649 | 1148.1649 | 1148.1649 | 1148.1649 | 1148.1649 | 1148.1649 | 1148.1649 | 1148.1649 | 1149.4676 | 1150.7703 | 1152.073 | 1153.3757 | 1154.6784 | 1155.9811 | 1157.2838 | 1158.5865 | 1159.8892 | 1161.1919 | 1162.4946 | 1163.7973 | 1165.1 | 1166.4027 | 1167.7054
[8 empty] | Residential PV - Class 10 | Advanced | 1053.8977 | 1056.7333 | 1059.5689 | 1062.4045 | 1065.2401 | 1068.0758 | 1070.9114 | 1073.747 | 1076.5826 | 1079.4182 | 1082.2538 | 1085.0894 | 1087.925 | 1090.7606 | 1093.5962 | 1093.5962 | 1093.5962 | 1093.5962 | 1093.5962 | 1093.5962 | 1093.5962 | 1093.5962 | 1093.5962 | 1093.5962 | 1093.5962 | 1093.5962 | 1093.5962 | 1093.5962 | 1093.5962 | 1093.5962
[8 empty] | Residential PV - Class 10 | Moderate | 1050.4564 | 1051.5714 | 1052.6864 | 1053.8014 | 1054.9164 | 1056.0313 | 1057.1463 | 1058.2613 | 1059.3763 | 1060.4912 | 1061.6062 | 1062.7212 | 1063.8362 | 1064.9512 | 1066.0661 | 1067.9015 | 1069.7368 | 1071.5722 | 1073.4075 | 1075.2428 | 1077.0782 | 1078.9135 | 1080.7489 | 1082.5842 | 1084.4195 | 1086.2549 | 1088.0902 | 1089.9256 | 1091.7609 | 1093.5962
[8 empty] | Residential PV - Class 10 | Conservative | 1048.2265 | 1048.2265 | 1048.2265 | 1048.2265 | 1048.2265 | 1048.2265 | 1048.2265 | 1048.2265 | 1048.2265 | 1048.2265 | 1048.2265 | 1048.2265 | 1048.2265 | 1048.2265 | 1048.2265 | 1049.4158 | 1050.6051 | 1051.7944 | 1052.9837 | 1054.173 | 1055.3623 | 1056.5517 | 1057.741 | 1058.9303 | 1060.1196 | 1061.3089 | 1062.4982 | 1063.6875 | 1064.8768 | 1066.0661
[10 empty] | 2021 | 2022 | 2023 | 2024 | 2025 | 2026 | 2027 | 2028 | 2029 | 2030 | 2031 | 2032 | 2033 | 2034 | 2035 | 2036 | 2037 | 2038 | 2039 | 2040 | 2041 | 2042 | 2043 | 2044 | 2045 | 2046 | 2047 | 2048 | 2049 | 2050
[7 empty] | CAPEX ($/kW) | Residential PV - Class 1 | Advanced | 2858.7294 | 2947.1437 | 2806.4833 | 2665.8229 | 2525.1625 | 2384.502 | 2243.8416 | 2103.1812 | 1962.5208 | 1821.8603 | 1681.1999 | 1540.5395 | 1399.8791 | 1259.2186 | 1118.5582 | 1102.1522 | 1085.7461 | 1069.3401 | 1052.934 | 1036.528 | 1020.122 | 1003.7159 | 987.3099 | 970.9038 | 954.4978 | 938.0917 | 921.6857 | 905.2796 | 888.8736 | 872.4676
[8 empty] | Residential PV - Class 1 | Moderate | 2858.7294 | 2947.1437 | 2841.7254 | 2736.3071 | 2630.8888 | 2525.4705 | 2420.0522 | 2314.6339 | 2209.2155 | 2103.7972 | 1998.3789 | 1892.9606 | 1787.5423 | 1682.124 | 1576.7057 | 1546.1625 | 1515.6193 | 1485.0762 | 1454.533 | 1423.9898 | 1393.4467 | 1362.9035 | 1332.3604 | 1301.8172 | 1271.274 | 1240.7309 | 1210.1877 | 1179.6445 | 1149.1014 | 1118.5582
[8 empty] | Residential PV - Class 1 | Conservative | 2858.7294 | 2947.1437 | 2891.8397 | 2836.5356 | 2781.2315 | 2725.9275 | 2670.6234 | 2615.3193 | 2560.0153 | 2504.7112 | 2449.4071 | 2394.1031 | 2338.799 | 2283.4949 | 2228.1909 | 2184.7585 | 2141.3262 | 2097.8938 | 2054.4615 | 2011.0291 | 1967.5968 | 1924.1644 | 1880.7321 | 1837.2998 | 1793.8674 | 1750.4351 | 1707.0027 | 1663.5704 | 1620.138 | 1576.7057
[8 empty] | Residential PV - Class 2 | Advanced | 2858.7294 | 2947.1437 | 2806.4833 | 2665.8229 | 2525.1625 | 2384.502 | 2243.8416 | 2103.1812 | 1962.5208 | 1821.8603 | 1681.1999 | 1540.5395 | 1399.8791 | 1259.2186 | 1118.5582 | 1102.1522 | 1085.7461 | 1069.3401 | 1052.934 | 1036.528 | 1020.122 | 1003.7159 | 987.3099 | 970.9038 | 954.4978 | 938.0917 | 921.6857 | 905.2796 | 888.8736 | 872.4676
[8 empty] | Residential PV - Class 2 | Moderate | 2858.7294 | 2947.1437 | 2841.7254 | 2736.3071 | 2630.8888 | 2525.4705 | 2420.0522 | 2314.6339 | 2209.2155 | 2103.7972 | 1998.3789 | 1892.9606 | 1787.5423 | 1682.124 | 1576.7057 | 1546.1625 | 1515.6193 | 1485.0762 | 1454.533 | 1423.9898 | 1393.4467 | 1362.9035 | 1332.3604 | 1301.8172 | 1271.274 | 1240.7309 | 1210.1877 | 1179.6445 | 1149.1014 | 1118.5582
[8 empty] | Residential PV - Class 2 | Conservative | 2858.7294 | 2947.1437 | 2891.8397 | 2836.5356 | 2781.2315 | 2725.9275 | 2670.6234 | 2615.3193 | 2560.0153 | 2504.7112 | 2449.4071 | 2394.1031 | 2338.799 | 2283.4949 | 2228.1909 | 2184.7585 | 2141.3262 | 2097.8938 | 2054.4615 | 2011.0291 | 1967.5968 | 1924.1644 | 1880.7321 | 1837.2998 | 1793.8674 | 1750.4351 | 1707.0027 | 1663.5704 | 1620.138 | 1576.7057
[8 empty] | Residential PV - Class 3 | Advanced | 2858.7294 | 2947.1437 | 2806.4833 | 2665.8229 | 2525.1625 | 2384.502 | 2243.8416 | 2103.1812 | 1962.5208 | 1821.8603 | 1681.1999 | 1540.5395 | 1399.8791 | 1259.2186 | 1118.5582 | 1102.1522 | 1085.7461 | 1069.3401 | 1052.934 | 1036.528 | 1020.122 | 1003.7159 | 987.3099 | 970.9038 | 954.4978 | 938.0917 | 921.6857 | 905.2796 | 888.8736 | 872.4676
[8 empty] | Residential PV - Class 3 | Moderate | 2858.7294 | 2947.1437 | 2841.7254 | 2736.3071 | 2630.8888 | 2525.4705 | 2420.0522 | 2314.6339 | 2209.2155 | 2103.7972 | 1998.3789 | 1892.9606 | 1787.5423 | 1682.124 | 1576.7057 | 1546.1625 | 1515.6193 | 1485.0762 | 1454.533 | 1423.9898 | 1393.4467 | 1362.9035 | 1332.3604 | 1301.8172 | 1271.274 | 1240.7309 | 1210.1877 | 1179.6445 | 1149.1014 | 1118.5582
[8 empty] | Residential PV - Class 3 | Conservative | 2858.7294 | 2947.1437 | 2891.8397 | 2836.5356 | 2781.2315 | 2725.9275 | 2670.6234 | 2615.3193 | 2560.0153 | 2504.7112 | 2449.4071 | 2394.1031 | 2338.799 | 2283.4949 | 2228.1909 | 2184.7585 | 2141.3262 | 2097.8938 | 2054.4615 | 2011.0291 | 1967.5968 | 1924.1644 | 1880.7321 | 1837.2998 | 1793.8674 | 1750.4351 | 1707.0027 | 1663.5704 | 1620.138 | 1576.7057
[8 empty] | Residential PV - Class 4 | Advanced | 2858.7294 | 2947.1437 | 2806.4833 | 2665.8229 | 2525.1625 | 2384.502 | 2243.8416 | 2103.1812 | 1962.5208 | 1821.8603 | 1681.1999 | 1540.5395 | 1399.8791 | 1259.2186 | 1118.5582 | 1102.1522 | 1085.7461 | 1069.3401 | 1052.934 | 1036.528 | 1020.122 | 1003.7159 | 987.3099 | 970.9038 | 954.4978 | 938.0917 | 921.6857 | 905.2796 | 888.8736 | 872.4676
[8 empty] | Residential PV - Class 4 | Moderate | 2858.7294 | 2947.1437 | 2841.7254 | 2736.3071 | 2630.8888 | 2525.4705 | 2420.0522 | 2314.6339 | 2209.2155 | 2103.7972 | 1998.3789 | 1892.9606 | 1787.5423 | 1682.124 | 1576.7057 | 1546.1625 | 1515.6193 | 1485.0762 | 1454.533 | 1423.9898 | 1393.4467 | 1362.9035 | 1332.3604 | 1301.8172 | 1271.274 | 1240.7309 | 1210.1877 | 1179.6445 | 1149.1014 | 1118.5582
[8 empty] | Residential PV - Class 4 | Conservative | 2858.7294 | 2947.1437 | 2891.8397 | 2836.5356 | 2781.2315 | 2725.9275 | 2670.6234 | 2615.3193 | 2560.0153 | 2504.7112 | 2449.4071 | 2394.1031 | 2338.799 | 2283.4949 | 2228.1909 | 2184.7585 | 2141.3262 | 2097.8938 | 2054.4615 | 2011.0291 | 1967.5968 | 1924.1644 | 1880.7321 | 1837.2998 | 1793.8674 | 1750.4351 | 1707.0027 | 1663.5704 | 1620.138 | 1576.7057
[8 empty] | Residential PV - Class 5 | Advanced | 2858.7294 | 2947.1437 | 2806.4833 | 2665.8229 | 2525.1625 | 2384.502 | 2243.8416 | 2103.1812 | 1962.5208 | 1821.8603 | 1681.1999 | 1540.5395 | 1399.8791 | 1259.2186 | 1118.5582 | 1102.1522 | 1085.7461 | 1069.3401 | 1052.934 | 1036.528 | 1020.122 | 1003.7159 | 987.3099 | 970.9038 | 954.4978 | 938.0917 | 921.6857 | 905.2796 | 888.8736 | 872.4676
[8 empty] | Residential PV - Class 5 | Moderate | 2858.7294 | 2947.1437 | 2841.7254 | 2736.3071 | 2630.8888 | 2525.4705 | 2420.0522 | 2314.6339 | 2209.2155 | 2103.7972 | 1998.3789 | 1892.9606 | 1787.5423 | 1682.124 | 1576.7057 | 1546.1625 | 1515.6193 | 1485.0762 | 1454.533 | 1423.9898 | 1393.4467 | 1362.9035 | 1332.3604 | 1301.8172 | 1271.274 | 1240.7309 | 1210.1877 | 1179.6445 | 1149.1014 | 1118.5582
[8 empty] | Residential PV - Class 5 | Conservative | 2858.7294 | 2947.1437 | 2891.8397 | 2836.5356 | 2781.2315 | 2725.9275 | 2670.6234 | 2615.3193 | 2560.0153 | 2504.7112 | 2449.4071 | 2394.1031 | 2338.799 | 2283.4949 | 2228.1909 | 2184.7585 | 2141.3262 | 2097.8938 | 2054.4615 | 2011.0291 | 1967.5968 | 1924.1644 | 1880.7321 | 1837.2998 | 1793.8674 | 1750.4351 | 1707.0027 | 1663.5704 | 1620.138 | 1576.7057
[8 empty] | Residential PV - Class 6 | Advanced | 2858.7294 | 2947.1437 | 2806.4833 | 2665.8229 | 2525.1625 | 2384.502 | 2243.8416 | 2103.1812 | 1962.5208 | 1821.8603 | 1681.1999 | 1540.5395 | 1399.8791 | 1259.2186 | 1118.5582 | 1102.1522 | 1085.7461 | 1069.3401 | 1052.934 | 1036.528 | 1020.122 | 1003.7159 | 987.3099 | 970.9038 | 954.4978 | 938.0917 | 921.6857 | 905.2796 | 888.8736 | 872.4676
[8 empty] | Residential PV - Class 6 | Moderate | 2858.7294 | 2947.1437 | 2841.7254 | 2736.3071 | 2630.8888 | 2525.4705 | 2420.0522 | 2314.6339 | 2209.2155 | 2103.7972 | 1998.3789 | 1892.9606 | 1787.5423 | 1682.124 | 1576.7057 | 1546.1625 | 1515.6193 | 1485.0762 | 1454.533 | 1423.9898 | 1393.4467 | 1362.9035 | 1332.3604 | 1301.8172 | 1271.274 | 1240.7309 | 1210.1877 | 1179.6445 | 1149.1014 | 1118.5582
[8 empty] | Residential PV - Class 6 | Conservative | 2858.7294 | 2947.1437 | 2891.8397 | 2836.5356 | 2781.2315 | 2725.9275 | 2670.6234 | 2615.3193 | 2560.0153 | 2504.7112 | 2449.4071 | 2394.1031 | 2338.799 | 2283.4949 | 2228.1909 | 2184.7585 | 2141.3262 | 2097.8938 | 2054.4615 | 2011.0291 | 1967.5968 | 1924.1644 | 1880.7321 | 1837.2998 | 1793.8674 | 1750.4351 | 1707.0027 | 1663.5704 | 1620.138 | 1576.7057
[8 empty] | Residential PV - Class 7 | Advanced | 2858.7294 | 2947.1437 | 2806.4833 | 2665.8229 | 2525.1625 | 2384.502 | 2243.8416 | 2103.1812 | 1962.5208 | 1821.8603 | 1681.1999 | 1540.5395 | 1399.8791 | 1259.2186 | 1118.5582 | 1102.1522 | 1085.7461 | 1069.3401 | 1052.934 | 1036.528 | 1020.122 | 1003.7159 | 987.3099 | 970.9038 | 954.4978 | 938.0917 | 921.6857 | 905.2796 | 888.8736 | 872.4676
[8 empty] | Residential PV - Class 7 | Moderate | 2858.7294 | 2947.1437 | 2841.7254 | 2736.3071 | 2630.8888 | 2525.4705 | 2420.0522 | 2314.6339 | 2209.2155 | 2103.7972 | 1998.3789 | 1892.9606 | 1787.5423 | 1682.124 | 1576.7057 | 1546.1625 | 1515.6193 | 1485.0762 | 1454.533 | 1423.9898 | 1393.4467 | 1362.9035 | 1332.3604 | 1301.8172 | 1271.274 | 1240.7309 | 1210.1877 | 1179.6445 | 1149.1014 | 1118.5582
[8 empty] | Residential PV - Class 7 | Conservative | 2858.7294 | 2947.1437 | 2891.8397 | 2836.5356 | 2781.2315 | 2725.9275 | 2670.6234 | 2615.3193 | 2560.0153 | 2504.7112 | 2449.4071 | 2394.1031 | 2338.799 | 2283.4949 | 2228.1909 | 2184.7585 | 2141.3262 | 2097.8938 | 2054.4615 | 2011.0291 | 1967.5968 | 1924.1644 | 1880.7321 | 1837.2998 | 1793.8674 | 1750.4351 | 1707.0027 | 1663.5704 | 1620.138 | 1576.7057
[8 empty] | Residential PV - Class 8 | Advanced | 2858.7294 | 2947.1437 | 2806.4833 | 2665.8229 | 2525.1625 | 2384.502 | 2243.8416 | 2103.1812 | 1962.5208 | 1821.8603 | 1681.1999 | 1540.5395 | 1399.8791 | 1259.2186 | 1118.5582 | 1102.1522 | 1085.7461 | 1069.3401 | 1052.934 | 1036.528 | 1020.122 | 1003.7159 | 987.3099 | 970.9038 | 954.4978 | 938.0917 | 921.6857 | 905.2796 | 888.8736 | 872.4676
[8 empty] | Residential PV - Class 8 | Moderate | 2858.7294 | 2947.1437 | 2841.7254 | 2736.3071 | 2630.8888 | 2525.4705 | 2420.0522 | 2314.6339 | 2209.2155 | 2103.7972 | 1998.3789 | 1892.9606 | 1787.5423 | 1682.124 | 1576.7057 | 1546.1625 | 1515.6193 | 1485.0762 | 1454.533 | 1423.9898 | 1393.4467 | 1362.9035 | 1332.3604 | 1301.8172 | 1271.274 | 1240.7309 | 1210.1877 | 1179.6445 | 1149.1014 | 1118.5582
[8 empty] | Residential PV - Class 8 | Conservative | 2858.7294 | 2947.1437 | 2891.8397 | 2836.5356 | 2781.2315 | 2725.9275 | 2670.6234 | 2615.3193 | 2560.0153 | 2504.7112 | 2449.4071 | 2394.1031 | 2338.799 | 2283.4949 | 2228.1909 | 2184.7585 | 2141.3262 | 2097.8938 | 2054.4615 | 2011.0291 | 1967.5968 | 1924.1644 | 1880.7321 | 1837.2998 | 1793.8674 | 1750.4351 | 1707.0027 | 1663.5704 | 1620.138 | 1576.7057
[8 empty] | Residential PV - Class 9 | Advanced | 2858.7294 | 2947.1437 | 2806.4833 | 2665.8229 | 2525.1625 | 2384.502 | 2243.8416 | 2103.1812 | 1962.5208 | 1821.8603 | 1681.1999 | 1540.5395 | 1399.8791 | 1259.2186 | 1118.5582 | 1102.1522 | 1085.7461 | 1069.3401 | 1052.934 | 1036.528 | 1020.122 | 1003.7159 | 987.3099 | 970.9038 | 954.4978 | 938.0917 | 921.6857 | 905.2796 | 888.8736 | 872.4676
[8 empty] | Residential PV - Class 9 | Moderate | 2858.7294 | 2947.1437 | 2841.7254 | 2736.3071 | 2630.8888 | 2525.4705 | 2420.0522 | 2314.6339 | 2209.2155 | 2103.7972 | 1998.3789 | 1892.9606 | 1787.5423 | 1682.124 | 1576.7057 | 1546.1625 | 1515.6193 | 1485.0762 | 1454.533 | 1423.9898 | 1393.4467 | 1362.9035 | 1332.3604 | 1301.8172 | 1271.274 | 1240.7309 | 1210.1877 | 1179.6445 | 1149.1014 | 1118.5582
[8 empty] | Residential PV - Class 9 | Conservative | 2858.7294 | 2947.1437 | 2891.8397 | 2836.5356 | 2781.2315 | 2725.9275 | 2670.6234 | 2615.3193 | 2560.0153 | 2504.7112 | 2449.4071 | 2394.1031 | 2338.799 | 2283.4949 | 2228.1909 | 2184.7585 | 2141.3262 | 2097.8938 | 2054.4615 | 2011.0291 | 1967.5968 | 1924.1644 | 1880.7321 | 1837.2998 | 1793.8674 | 1750.4351 | 1707.0027 | 1663.5704 | 1620.138 | 1576.7057
[8 empty] | Residential PV - Class 10 | Advanced | 2858.7294 | 2947.1437 | 2806.4833 | 2665.8229 | 2525.1625 | 2384.502 | 2243.8416 | 2103.1812 | 1962.5208 | 1821.8603 | 1681.1999 | 1540.5395 | 1399.8791 | 1259.2186 | 1118.5582 | 1102.1522 | 1085.7461 | 1069.3401 | 1052.934 | 1036.528 | 1020.122 | 1003.7159 | 987.3099 | 970.9038 | 954.4978 | 938.0917 | 921.6857 | 905.2796 | 888.8736 | 872.4676
[8 empty] | Residential PV - Class 10 | Moderate | 2858.7294 | 2947.1437 | 2841.7254 | 2736.3071 | 2630.8888 | 2525.4705 | 2420.0522 | 2314.6339 | 2209.2155 | 2103.7972 | 1998.3789 | 1892.9606 | 1787.5423 | 1682.124 | 1576.7057 | 1546.1625 | 1515.6193 | 1485.0762 | 1454.533 | 1423.9898 | 1393.4467 | 1362.9035 | 1332.3604 | 1301.8172 | 1271.274 | 1240.7309 | 1210.1877 | 1179.6445 | 1149.1014 | 1118.5582
[8 empty] | Residential PV - Class 10 | Conservative | 2858.7294 | 2947.1437 | 2891.8397 | 2836.5356 | 2781.2315 | 2725.9275 | 2670.6234 | 2615.3193 | 2560.0153 | 2504.7112 | 2449.4071 | 2394.1031 | 2338.799 | 2283.4949 | 2228.1909 | 2184.7585 | 2141.3262 | 2097.8938 | 2054.4615 | 2011.0291 | 1967.5968 | 1924.1644 | 1880.7321 | 1837.2998 | 1793.8674 | 1750.4351 | 1707.0027 | 1663.5704 | 1620.138 | 1576.7057
[10 empty] | 2021 | 2022 | 2023 | 2024 | 2025 | 2026 | 2027 | 2028 | 2029 | 2030 | 2031 | 2032 | 2033 | 2034 | 2035 | 2036 | 2037 | 2038 | 2039 | 2040 | 2041 | 2042 | 2043 | 2044 | 2045 | 2046 | 2047 | 2048 | 2049 | 2050
[7 empty] | Overnight Capital Cost ($/kW) | Residential PV - Class 1 | Advanced | 2858.7294 | 2947.1437 | 2806.4833 | 2665.8229 | 2525.1625 | 2384.502 | 2243.8416 | 2103.1812 | 1962.5208 | 1821.8603 | 1681.1999 | 1540.5395 | 1399.8791 | 1259.2186 | 1118.5582 | 1102.1522 | 1085.7461 | 1069.3401 | 1052.934 | 1036.528 | 1020.122 | 1003.7159 | 987.3099 | 970.9038 | 954.4978 | 938.0917 | 921.6857 | 905.2796 | 888.8736 | 872.4676
[8 empty] | Residential PV - Class 1 | Moderate | 2858.7294 | 2947.1437 | 2841.7254 | 2736.3071 | 2630.8888 | 2525.4705 | 2420.0522 | 2314.6339 | 2209.2155 | 2103.7972 | 1998.3789 | 1892.9606 | 1787.5423 | 1682.124 | 1576.7057 | 1546.1625 | 1515.6193 | 1485.0762 | 1454.533 | 1423.9898 | 1393.4467 | 1362.9035 | 1332.3604 | 1301.8172 | 1271.274 | 1240.7309 | 1210.1877 | 1179.6445 | 1149.1014 | 1118.5582
[8 empty] | Residential PV - Class 1 | Conservative | 2858.7294 | 2947.1437 | 2891.8397 | 2836.5356 | 2781.2315 | 2725.9275 | 2670.6234 | 2615.3193 | 2560.0153 | 2504.7112 | 2449.4071 | 2394.1031 | 2338.799 | 2283.4949 | 2228.1909 | 2184.7585 | 2141.3262 | 2097.8938 | 2054.4615 | 2011.0291 | 1967.5968 | 1924.1644 | 1880.7321 | 1837.2998 | 1793.8674 | 1750.4351 | 1707.0027 | 1663.5704 | 1620.138 | 1576.7057
[8 empty] | Residential PV - Class 2 | Advanced | 2858.7294 | 2947.1437 | 2806.4833 | 2665.8229 | 2525.1625 | 2384.502 | 2243.8416 | 2103.1812 | 1962.5208 | 1821.8603 | 1681.1999 | 1540.5395 | 1399.8791 | 1259.2186 | 1118.5582 | 1102.1522 | 1085.7461 | 1069.3401 | 1052.934 | 1036.528 | 1020.122 | 1003.7159 | 987.3099 | 970.9038 | 954.4978 | 938.0917 | 921.6857 | 905.2796 | 888.8736 | 872.4676
[8 empty] | Residential PV - Class 2 | Moderate | 2858.7294 | 2947.1437 | 2841.7254 | 2736.3071 | 2630.8888 | 2525.4705 | 2420.0522 | 2314.6339 | 2209.2155 | 2103.7972 | 1998.3789 | 1892.9606 | 1787.5423 | 1682.124 | 1576.7057 | 1546.1625 | 1515.6193 | 1485.0762 | 1454.533 | 1423.9898 | 1393.4467 | 1362.9035 | 1332.3604 | 1301.8172 | 1271.274 | 1240.7309 | 1210.1877 | 1179.6445 | 1149.1014 | 1118.5582
[8 empty] | Residential PV - Class 2 | Conservative | 2858.7294 | 2947.1437 | 2891.8397 | 2836.5356 | 2781.2315 | 2725.9275 | 2670.6234 | 2615.3193 | 2560.0153 | 2504.7112 | 2449.4071 | 2394.1031 | 2338.799 | 2283.4949 | 2228.1909 | 2184.7585 | 2141.3262 | 2097.8938 | 2054.4615 | 2011.0291 | 1967.5968 | 1924.1644 | 1880.7321 | 1837.2998 | 1793.8674 | 1750.4351 | 1707.0027 | 1663.5704 | 1620.138 | 1576.7057
[8 empty] | Residential PV - Class 3 | Advanced | 2858.7294 | 2947.1437 | 2806.4833 | 2665.8229 | 2525.1625 | 2384.502 | 2243.8416 | 2103.1812 | 1962.5208 | 1821.8603 | 1681.1999 | 1540.5395 | 1399.8791 | 1259.2186 | 1118.5582 | 1102.1522 | 1085.7461 | 1069.3401 | 1052.934 | 1036.528 | 1020.122 | 1003.7159 | 987.3099 | 970.9038 | 954.4978 | 938.0917 | 921.6857 | 905.2796 | 888.8736 | 872.4676
[8 empty] | Residential PV - Class 3 | Moderate | 2858.7294 | 2947.1437 | 2841.7254 | 2736.3071 | 2630.8888 | 2525.4705 | 2420.0522 | 2314.6339 | 2209.2155 | 2103.7972 | 1998.3789 | 1892.9606 | 1787.5423 | 1682.124 | 1576.7057 | 1546.1625 | 1515.6193 | 1485.0762 | 1454.533 | 1423.9898 | 1393.4467 | 1362.9035 | 1332.3604 | 1301.8172 | 1271.274 | 1240.7309 | 1210.1877 | 1179.6445 | 1149.1014 | 1118.5582
[8 empty] | Residential PV - Class 3 | Conservative | 2858.7294 | 2947.1437 | 2891.8397 | 2836.5356 | 2781.2315 | 2725.9275 | 2670.6234 | 2615.3193 | 2560.0153 | 2504.7112 | 2449.4071 | 2394.1031 | 2338.799 | 2283.4949 | 2228.1909 | 2184.7585 | 2141.3262 | 2097.8938 | 2054.4615 | 2011.0291 | 1967.5968 | 1924.1644 | 1880.7321 | 1837.2998 | 1793.8674 | 1750.4351 | 1707.0027 | 1663.5704 | 1620.138 | 1576.7057
[8 empty] | Residential PV - Class 4 | Advanced | 2858.7294 | 2947.1437 | 2806.4833 | 2665.8229 | 2525.1625 | 2384.502 | 2243.8416 | 2103.1812 | 1962.5208 | 1821.8603 | 1681.1999 | 1540.5395 | 1399.8791 | 1259.2186 | 1118.5582 | 1102.1522 | 1085.7461 | 1069.3401 | 1052.934 | 1036.528 | 1020.122 | 1003.7159 | 987.3099 | 970.9038 | 954.4978 | 938.0917 | 921.6857 | 905.2796 | 888.8736 | 872.4676
[8 empty] | Residential PV - Class 4 | Moderate | 2858.7294 | 2947.1437 | 2841.7254 | 2736.3071 | 2630.8888 | 2525.4705 | 2420.0522 | 2314.6339 | 2209.2155 | 2103.7972 | 1998.3789 | 1892.9606 | 1787.5423 | 1682.124 | 1576.7057 | 1546.1625 | 1515.6193 | 1485.0762 | 1454.533 | 1423.9898 | 1393.4467 | 1362.9035 | 1332.3604 | 1301.8172 | 1271.274 | 1240.7309 | 1210.1877 | 1179.6445 | 1149.1014 | 1118.5582
[8 empty] | Residential PV - Class 4 | Conservative | 2858.7294 | 2947.1437 | 2891.8397 | 2836.5356 | 2781.2315 | 2725.9275 | 2670.6234 | 2615.3193 | 2560.0153 | 2504.7112 | 2449.4071 | 2394.1031 | 2338.799 | 2283.4949 | 2228.1909 | 2184.7585 | 2141.3262 | 2097.8938 | 2054.4615 | 2011.0291 | 1967.5968 | 1924.1644 | 1880.7321 | 1837.2998 | 1793.8674 | 1750.4351 | 1707.0027 | 1663.5704 | 1620.138 | 1576.7057
[8 empty] | Residential PV - Class 5 | Advanced | 2858.7294 | 2947.1437 | 2806.4833 | 2665.8229 | 2525.1625 | 2384.502 | 2243.8416 | 2103.1812 | 1962.5208 | 1821.8603 | 1681.1999 | 1540.5395 | 1399.8791 | 1259.2186 | 1118.5582 | 1102.1522 | 1085.7461 | 1069.3401 | 1052.934 | 1036.528 | 1020.122 | 1003.7159 | 987.3099 | 970.9038 | 954.4978 | 938.0917 | 921.6857 | 905.2796 | 888.8736 | 872.4676
[8 empty] | Residential PV - Class 5 | Moderate | 2858.7294 | 2947.1437 | 2841.7254 | 2736.3071 | 2630.8888 | 2525.4705 | 2420.0522 | 2314.6339 | 2209.2155 | 2103.7972 | 1998.3789 | 1892.9606 | 1787.5423 | 1682.124 | 1576.7057 | 1546.1625 | 1515.6193 | 1485.0762 | 1454.533 | 1423.9898 | 1393.4467 | 1362.9035 | 1332.3604 | 1301.8172 | 1271.274 | 1240.7309 | 1210.1877 | 1179.6445 | 1149.1014 | 1118.5582
[8 empty] | Residential PV - Class 5 | Conservative | 2858.7294 | 2947.1437 | 2891.8397 | 2836.5356 | 2781.2315 | 2725.9275 | 2670.6234 | 2615.3193 | 2560.0153 | 2504.7112 | 2449.4071 | 2394.1031 | 2338.799 | 2283.4949 | 2228.1909 | 2184.7585 | 2141.3262 | 2097.8938 | 2054.4615 | 2011.0291 | 1967.5968 | 1924.1644 | 1880.7321 | 1837.2998 | 1793.8674 | 1750.4351 | 1707.0027 | 1663.5704 | 1620.138 | 1576.7057
[8 empty] | Residential PV - Class 6 | Advanced | 2858.7294 | 2947.1437 | 2806.4833 | 2665.8229 | 2525.1625 | 2384.502 | 2243.8416 | 2103.1812 | 1962.5208 | 1821.8603 | 1681.1999 | 1540.5395 | 1399.8791 | 1259.2186 | 1118.5582 | 1102.1522 | 1085.7461 | 1069.3401 | 1052.934 | 1036.528 | 1020.122 | 1003.7159 | 987.3099 | 970.9038 | 954.4978 | 938.0917 | 921.6857 | 905.2796 | 888.8736 | 872.4676
[8 empty] | Residential PV - Class 6 | Moderate | 2858.7294 | 2947.1437 | 2841.7254 | 2736.3071 | 2630.8888 | 2525.4705 | 2420.0522 | 2314.6339 | 2209.2155 | 2103.7972 | 1998.3789 | 1892.9606 | 1787.5423 | 1682.124 | 1576.7057 | 1546.1625 | 1515.6193 | 1485.0762 | 1454.533 | 1423.9898 | 1393.4467 | 1362.9035 | 1332.3604 | 1301.8172 | 1271.274 | 1240.7309 | 1210.1877 | 1179.6445 | 1149.1014 | 1118.5582
[8 empty] | Residential PV - Class 6 | Conservative | 2858.7294 | 2947.1437 | 2891.8397 | 2836.5356 | 2781.2315 | 2725.9275 | 2670.6234 | 2615.3193 | 2560.0153 | 2504.7112 | 2449.4071 | 2394.1031 | 2338.799 | 2283.4949 | 2228.1909 | 2184.7585 | 2141.3262 | 2097.8938 | 2054.4615 | 2011.0291 | 1967.5968 | 1924.1644 | 1880.7321 | 1837.2998 | 1793.8674 | 1750.4351 | 1707.0027 | 1663.5704 | 1620.138 | 1576.7057
[8 empty] | Residential PV - Class 7 | Advanced | 2858.7294 | 2947.1437 | 2806.4833 | 2665.8229 | 2525.1625 | 2384.502 | 2243.8416 | 2103.1812 | 1962.5208 | 1821.8603 | 1681.1999 | 1540.5395 | 1399.8791 | 1259.2186 | 1118.5582 | 1102.1522 | 1085.7461 | 1069.3401 | 1052.934 | 1036.528 | 1020.122 | 1003.7159 | 987.3099 | 970.9038 | 954.4978 | 938.0917 | 921.6857 | 905.2796 | 888.8736 | 872.4676
[8 empty] | Residential PV - Class 7 | Moderate | 2858.7294 | 2947.1437 | 2841.7254 | 2736.3071 | 2630.8888 | 2525.4705 | 2420.0522 | 2314.6339 | 2209.2155 | 2103.7972 | 1998.3789 | 1892.9606 | 1787.5423 | 1682.124 | 1576.7057 | 1546.1625 | 1515.6193 | 1485.0762 | 1454.533 | 1423.9898 | 1393.4467 | 1362.9035 | 1332.3604 | 1301.8172 | 1271.274 | 1240.7309 | 1210.1877 | 1179.6445 | 1149.1014 | 1118.5582
[8 empty] | Residential PV - Class 7 | Conservative | 2858.7294 | 2947.1437 | 2891.8397 | 2836.5356 | 2781.2315 | 2725.9275 | 2670.6234 | 2615.3193 | 2560.0153 | 2504.7112 | 2449.4071 | 2394.1031 | 2338.799 | 2283.4949 | 2228.1909 | 2184.7585 | 2141.3262 | 2097.8938 | 2054.4615 | 2011.0291 | 1967.5968 | 1924.1644 | 1880.7321 | 1837.2998 | 1793.8674 | 1750.4351 | 1707.0027 | 1663.5704 | 1620.138 | 1576.7057
[8 empty] | Residential PV - Class 8 | Advanced | 2858.7294 | 2947.1437 | 2806.4833 | 2665.8229 | 2525.1625 | 2384.502 | 2243.8416 | 2103.1812 | 1962.5208 | 1821.8603 | 1681.1999 | 1540.5395 | 1399.8791 | 1259.2186 | 1118.5582 | 1102.1522 | 1085.7461 | 1069.3401 | 1052.934 | 1036.528 | 1020.122 | 1003.7159 | 987.3099 | 970.9038 | 954.4978 | 938.0917 | 921.6857 | 905.2796 | 888.8736 | 872.4676
[8 empty] | Residential PV - Class 8 | Moderate | 2858.7294 | 2947.1437 | 2841.7254 | 2736.3071 | 2630.8888 | 2525.4705 | 2420.0522 | 2314.6339 | 2209.2155 | 2103.7972 | 1998.3789 | 1892.9606 | 1787.5423 | 1682.124 | 1576.7057 | 1546.1625 | 1515.6193 | 1485.0762 | 1454.533 | 1423.9898 | 1393.4467 | 1362.9035 | 1332.3604 | 1301.8172 | 1271.274 | 1240.7309 | 1210.1877 | 1179.6445 | 1149.1014 | 1118.5582
[8 empty] | Residential PV - Class 8 | Conservative | 2858.7294 | 2947.1437 | 2891.8397 | 2836.5356 | 2781.2315 | 2725.9275 | 2670.6234 | 2615.3193 | 2560.0153 | 2504.7112 | 2449.4071 | 2394.1031 | 2338.799 | 2283.4949 | 2228.1909 | 2184.7585 | 2141.3262 | 2097.8938 | 2054.4615 | 2011.0291 | 1967.5968 | 1924.1644 | 1880.7321 | 1837.2998 | 1793.8674 | 1750.4351 | 1707.0027 | 1663.5704 | 1620.138 | 1576.7057
[8 empty] | Residential PV - Class 9 | Advanced | 2858.7294 | 2947.1437 | 2806.4833 | 2665.8229 | 2525.1625 | 2384.502 | 2243.8416 | 2103.1812 | 1962.5208 | 1821.8603 | 1681.1999 | 1540.5395 | 1399.8791 | 1259.2186 | 1118.5582 | 1102.1522 | 1085.7461 | 1069.3401 | 1052.934 | 1036.528 | 1020.122 | 1003.7159 | 987.3099 | 970.9038 | 954.4978 | 938.0917 | 921.6857 | 905.2796 | 888.8736 | 872.4676
[8 empty] | Residential PV - Class 9 | Moderate | 2858.7294 | 2947.1437 | 2841.7254 | 2736.3071 | 2630.8888 | 2525.4705 | 2420.0522 | 2314.6339 | 2209.2155 | 2103.7972 | 1998.3789 | 1892.9606 | 1787.5423 | 1682.124 | 1576.7057 | 1546.1625 | 1515.6193 | 1485.0762 | 1454.533 | 1423.9898 | 1393.4467 | 1362.9035 | 1332.3604 | 1301.8172 | 1271.274 | 1240.7309 | 1210.1877 | 1179.6445 | 1149.1014 | 1118.5582
[8 empty] | Residential PV - Class 9 | Conservative | 2858.7294 | 2947.1437 | 2891.8397 | 2836.5356 | 2781.2315 | 2725.9275 | 2670.6234 | 2615.3193 | 2560.0153 | 2504.7112 | 2449.4071 | 2394.1031 | 2338.799 | 2283.4949 | 2228.1909 | 2184.7585 | 2141.3262 | 2097.8938 | 2054.4615 | 2011.0291 | 1967.5968 | 1924.1644 | 1880.7321 | 1837.2998 | 1793.8674 | 1750.4351 | 1707.0027 | 1663.5704 | 1620.138 | 1576.7057
[8 empty] | Residential PV - Class 10 | Advanced | 2858.7294 | 2947.1437 | 2806.4833 | 2665.8229 | 2525.1625 | 2384.502 | 2243.8416 | 2103.1812 | 1962.5208 | 1821.8603 | 1681.1999 | 1540.5395 | 1399.8791 | 1259.2186 | 1118.5582 | 1102.1522 | 1085.7461 | 1069.3401 | 1052.934 | 1036.528 | 1020.122 | 1003.7159 | 987.3099 | 970.9038 | 954.4978 | 938.0917 | 921.6857 | 905.2796 | 888.8736 | 872.4676
[8 empty] | Residential PV - Class 10 | Moderate | 2858.7294 | 2947.1437 | 2841.7254 | 2736.3071 | 2630.8888 | 2525.4705 | 2420.0522 | 2314.6339 | 2209.2155 | 2103.7972 | 1998.3789 | 1892.9606 | 1787.5423 | 1682.124 | 1576.7057 | 1546.1625 | 1515.6193 | 1485.0762 | 1454.533 | 1423.9898 | 1393.4467 | 1362.9035 | 1332.3604 | 1301.8172 | 1271.274 | 1240.7309 | 1210.1877 | 1179.6445 | 1149.1014 | 1118.5582
[8 empty] | Residential PV - Class 10 | Conservative | 2858.7294 | 2947.1437 | 2891.8397 | 2836.5356 | 2781.2315 | 2725.9275 | 2670.6234 | 2615.3193 | 2560.0153 | 2504.7112 | 2449.4071 | 2394.1031 | 2338.799 | 2283.4949 | 2228.1909 | 2184.7585 | 2141.3262 | 2097.8938 | 2054.4615 | 2011.0291 | 1967.5968 | 1924.1644 | 1880.7321 | 1837.2998 | 1793.8674 | 1750.4351 | 1707.0027 | 1663.5704 | 1620.138 | 1576.7057
[10 empty] | 2021 | 2022 | 2023 | 2024 | 2025 | 2026 | 2027 | 2028 | 2029 | 2030 | 2031 | 2032 | 2033 | 2034 | 2035 | 2036 | 2037 | 2038 | 2039 | 2040 | 2041 | 2042 | 2043 | 2044 | 2045 | 2046 | 2047 | 2048 | 2049 | 2050
[7 empty] | Fixed Operation and Maintenance Expenses ($/kW-yr) | Residential PV - Class 1 | Advanced | 30.3276 | 31.1208 | 29.7812 | 28.4415 | 27.1019 | 25.7623 | 24.4227 | 23.083 | 21.7434 | 20.4038 | 19.0641 | 17.7245 | 16.3849 | 15.0453 | 13.7056 | 13.5494 | 13.3931 | 13.2369 | 13.0806 | 12.9244 | 12.7682 | 12.6119 | 12.4557 | 12.2994 | 12.1432 | 11.9869 | 11.8307 | 11.6744 | 11.5182 | 11.3619
[8 empty] | Residential PV - Class 1 | Moderate | 30.3276 | 31.1208 | 30.1168 | 29.1128 | 28.1088 | 27.1048 | 26.1009 | 25.0969 | 24.0929 | 23.0889 | 22.0849 | 21.0809 | 20.0769 | 19.0729 | 18.069 | 17.7781 | 17.4872 | 17.1963 | 16.9054 | 16.6145 | 16.3236 | 16.0327 | 15.7419 | 15.451 | 15.1601 | 14.8692 | 14.5783 | 14.2874 | 13.9965 | 13.7056
[8 empty] | Residential PV - Class 1 | Conservative | 30.3276 | 31.1208 | 30.5941 | 30.0674 | 29.5407 | 29.014 | 28.4873 | 27.9605 | 27.4338 | 26.9071 | 26.3804 | 25.8537 | 25.327 | 24.8003 | 24.2736 | 23.86 | 23.4463 | 23.0327 | 22.619 | 22.2054 | 21.7917 | 21.3781 | 20.9645 | 20.5508 | 20.1372 | 19.7235 | 19.3099 | 18.8962 | 18.4826 | 18.069
[8 empty] | Residential PV - Class 2 | Advanced | 30.3276 | 31.1208 | 29.7812 | 28.4415 | 27.1019 | 25.7623 | 24.4227 | 23.083 | 21.7434 | 20.4038 | 19.0641 | 17.7245 | 16.3849 | 15.0453 | 13.7056 | 13.5494 | 13.3931 | 13.2369 | 13.0806 | 12.9244 | 12.7682 | 12.6119 | 12.4557 | 12.2994 | 12.1432 | 11.9869 | 11.8307 | 11.6744 | 11.5182 | 11.3619
[8 empty] | Residential PV - Class 2 | Moderate | 30.3276 | 31.1208 | 30.1168 | 29.1128 | 28.1088 | 27.1048 | 26.1009 | 25.0969 | 24.0929 | 23.0889 | 22.0849 | 21.0809 | 20.0769 | 19.0729 | 18.069 | 17.7781 | 17.4872 | 17.1963 | 16.9054 | 16.6145 | 16.3236 | 16.0327 | 15.7419 | 15.451 | 15.1601 | 14.8692 | 14.5783 | 14.2874 | 13.9965 | 13.7056
[8 empty] | Residential PV - Class 2 | Conservative | 30.3276 | 31.1208 | 30.5941 | 30.0674 | 29.5407 | 29.014 | 28.4873 | 27.9605 | 27.4338 | 26.9071 | 26.3804 | 25.8537 | 25.327 | 24.8003 | 24.2736 | 23.86 | 23.4463 | 23.0327 | 22.619 | 22.2054 | 21.7917 | 21.3781 | 20.9645 | 20.5508 | 20.1372 | 19.7235 | 19.3099 | 18.8962 | 18.4826 | 18.069
[8 empty] | Residential PV - Class 3 | Advanced | 30.3276 | 31.1208 | 29.7812 | 28.4415 | 27.1019 | 25.7623 | 24.4227 | 23.083 | 21.7434 | 20.4038 | 19.0641 | 17.7245 | 16.3849 | 15.0453 | 13.7056 | 13.5494 | 13.3931 | 13.2369 | 13.0806 | 12.9244 | 12.7682 | 12.6119 | 12.4557 | 12.2994 | 12.1432 | 11.9869 | 11.8307 | 11.6744 | 11.5182 | 11.3619
[8 empty] | Residential PV - Class 3 | Moderate | 30.3276 | 31.1208 | 30.1168 | 29.1128 | 28.1088 | 27.1048 | 26.1009 | 25.0969 | 24.0929 | 23.0889 | 22.0849 | 21.0809 | 20.0769 | 19.0729 | 18.069 | 17.7781 | 17.4872 | 17.1963 | 16.9054 | 16.6145 | 16.3236 | 16.0327 | 15.7419 | 15.451 | 15.1601 | 14.8692 | 14.5783 | 14.2874 | 13.9965 | 13.7056
[8 empty] | Residential PV - Class 3 | Conservative | 30.3276 | 31.1208 | 30.5941 | 30.0674 | 29.5407 | 29.014 | 28.4873 | 27.9605 | 27.4338 | 26.9071 | 26.3804 | 25.8537 | 25.327 | 24.8003 | 24.2736 | 23.86 | 23.4463 | 23.0327 | 22.619 | 22.2054 | 21.7917 | 21.3781 | 20.9645 | 20.5508 | 20.1372 | 19.7235 | 19.3099 | 18.8962 | 18.4826 | 18.069
[8 empty] | Residential PV - Class 4 | Advanced | 30.3276 | 31.1208 | 29.7812 | 28.4415 | 27.1019 | 25.7623 | 24.4227 | 23.083 | 21.7434 | 20.4038 | 19.0641 | 17.7245 | 16.3849 | 15.0453 | 13.7056 | 13.5494 | 13.3931 | 13.2369 | 13.0806 | 12.9244 | 12.7682 | 12.6119 | 12.4557 | 12.2994 | 12.1432 | 11.9869 | 11.8307 | 11.6744 | 11.5182 | 11.3619
[8 empty] | Residential PV - Class 4 | Moderate | 30.3276 | 31.1208 | 30.1168 | 29.1128 | 28.1088 | 27.1048 | 26.1009 | 25.0969 | 24.0929 | 23.0889 | 22.0849 | 21.0809 | 20.0769 | 19.0729 | 18.069 | 17.7781 | 17.4872 | 17.1963 | 16.9054 | 16.6145 | 16.3236 | 16.0327 | 15.7419 | 15.451 | 15.1601 | 14.8692 | 14.5783 | 14.2874 | 13.9965 | 13.7056
[8 empty] | Residential PV - Class 4 | Conservative | 30.3276 | 31.1208 | 30.5941 | 30.0674 | 29.5407 | 29.014 | 28.4873 | 27.9605 | 27.4338 | 26.9071 | 26.3804 | 25.8537 | 25.327 | 24.8003 | 24.2736 | 23.86 | 23.4463 | 23.0327 | 22.619 | 22.2054 | 21.7917 | 21.3781 | 20.9645 | 20.5508 | 20.1372 | 19.7235 | 19.3099 | 18.8962 | 18.4826 | 18.069
[8 empty] | Residential PV - Class 5 | Advanced | 30.3276 | 31.1208 | 29.7812 | 28.4415 | 27.1019 | 25.7623 | 24.4227 | 23.083 | 21.7434 | 20.4038 | 19.0641 | 17.7245 | 16.3849 | 15.0453 | 13.7056 | 13.5494 | 13.3931 | 13.2369 | 13.0806 | 12.9244 | 12.7682 | 12.6119 | 12.4557 | 12.2994 | 12.1432 | 11.9869 | 11.8307 | 11.6744 | 11.5182 | 11.3619
[8 empty] | Residential PV - Class 5 | Moderate | 30.3276 | 31.1208 | 30.1168 | 29.1128 | 28.1088 | 27.1048 | 26.1009 | 25.0969 | 24.0929 | 23.0889 | 22.0849 | 21.0809 | 20.0769 | 19.0729 | 18.069 | 17.7781 | 17.4872 | 17.1963 | 16.9054 | 16.6145 | 16.3236 | 16.0327 | 15.7419 | 15.451 | 15.1601 | 14.8692 | 14.5783 | 14.2874 | 13.9965 | 13.7056
[8 empty] | Residential PV - Class 5 | Conservative | 30.3276 | 31.1208 | 30.5941 | 30.0674 | 29.5407 | 29.014 | 28.4873 | 27.9605 | 27.4338 | 26.9071 | 26.3804 | 25.8537 | 25.327 | 24.8003 | 24.2736 | 23.86 | 23.4463 | 23.0327 | 22.619 | 22.2054 | 21.7917 | 21.3781 | 20.9645 | 20.5508 | 20.1372 | 19.7235 | 19.3099 | 18.8962 | 18.4826 | 18.069
[8 empty] | Residential PV - Class 6 | Advanced | 30.3276 | 31.1208 | 29.7812 | 28.4415 | 27.1019 | 25.7623 | 24.4227 | 23.083 | 21.7434 | 20.4038 | 19.0641 | 17.7245 | 16.3849 | 15.0453 | 13.7056 | 13.5494 | 13.3931 | 13.2369 | 13.0806 | 12.9244 | 12.7682 | 12.6119 | 12.4557 | 12.2994 | 12.1432 | 11.9869 | 11.8307 | 11.6744 | 11.5182 | 11.3619
[8 empty] | Residential PV - Class 6 | Moderate | 30.3276 | 31.1208 | 30.1168 | 29.1128 | 28.1088 | 27.1048 | 26.1009 | 25.0969 | 24.0929 | 23.0889 | 22.0849 | 21.0809 | 20.0769 | 19.0729 | 18.069 | 17.7781 | 17.4872 | 17.1963 | 16.9054 | 16.6145 | 16.3236 | 16.0327 | 15.7419 | 15.451 | 15.1601 | 14.8692 | 14.5783 | 14.2874 | 13.9965 | 13.7056
[8 empty] | Residential PV - Class 6 | Conservative | 30.3276 | 31.1208 | 30.5941 | 30.0674 | 29.5407 | 29.014 | 28.4873 | 27.9605 | 27.4338 | 26.9071 | 26.3804 | 25.8537 | 25.327 | 24.8003 | 24.2736 | 23.86 | 23.4463 | 23.0327 | 22.619 | 22.2054 | 21.7917 | 21.3781 | 20.9645 | 20.5508 | 20.1372 | 19.7235 | 19.3099 | 18.8962 | 18.4826 | 18.069
[8 empty] | Residential PV - Class 7 | Advanced | 30.3276 | 31.1208 | 29.7812 | 28.4415 | 27.1019 | 25.7623 | 24.4227 | 23.083 | 21.7434 | 20.4038 | 19.0641 | 17.7245 | 16.3849 | 15.0453 | 13.7056 | 13.5494 | 13.3931 | 13.2369 | 13.0806 | 12.9244 | 12.7682 | 12.6119 | 12.4557 | 12.2994 | 12.1432 | 11.9869 | 11.8307 | 11.6744 | 11.5182 | 11.3619
[8 empty] | Residential PV - Class 7 | Moderate | 30.3276 | 31.1208 | 30.1168 | 29.1128 | 28.1088 | 27.1048 | 26.1009 | 25.0969 | 24.0929 | 23.0889 | 22.0849 | 21.0809 | 20.0769 | 19.0729 | 18.069 | 17.7781 | 17.4872 | 17.1963 | 16.9054 | 16.6145 | 16.3236 | 16.0327 | 15.7419 | 15.451 | 15.1601 | 14.8692 | 14.5783 | 14.2874 | 13.9965 | 13.7056
[8 empty] | Residential PV - Class 7 | Conservative | 30.3276 | 31.1208 | 30.5941 | 30.0674 | 29.5407 | 29.014 | 28.4873 | 27.9605 | 27.4338 | 26.9071 | 26.3804 | 25.8537 | 25.327 | 24.8003 | 24.2736 | 23.86 | 23.4463 | 23.0327 | 22.619 | 22.2054 | 21.7917 | 21.3781 | 20.9645 | 20.5508 | 20.1372 | 19.7235 | 19.3099 | 18.8962 | 18.4826 | 18.069
[8 empty] | Residential PV - Class 8 | Advanced | 30.3276 | 31.1208 | 29.7812 | 28.4415 | 27.1019 | 25.7623 | 24.4227 | 23.083 | 21.7434 | 20.4038 | 19.0641 | 17.7245 | 16.3849 | 15.0453 | 13.7056 | 13.5494 | 13.3931 | 13.2369 | 13.0806 | 12.9244 | 12.7682 | 12.6119 | 12.4557 | 12.2994 | 12.1432 | 11.9869 | 11.8307 | 11.6744 | 11.5182 | 11.3619
[8 empty] | Residential PV - Class 8 | Moderate | 30.3276 | 31.1208 | 30.1168 | 29.1128 | 28.1088 | 27.1048 | 26.1009 | 25.0969 | 24.0929 | 23.0889 | 22.0849 | 21.0809 | 20.0769 | 19.0729 | 18.069 | 17.7781 | 17.4872 | 17.1963 | 16.9054 | 16.6145 | 16.3236 | 16.0327 | 15.7419 | 15.451 | 15.1601 | 14.8692 | 14.5783 | 14.2874 | 13.9965 | 13.7056
[8 empty] | Residential PV - Class 8 | Conservative | 30.3276 | 31.1208 | 30.5941 | 30.0674 | 29.5407 | 29.014 | 28.4873 | 27.9605 | 27.4338 | 26.9071 | 26.3804 | 25.8537 | 25.327 | 24.8003 | 24.2736 | 23.86 | 23.4463 | 23.0327 | 22.619 | 22.2054 | 21.7917 | 21.3781 | 20.9645 | 20.5508 | 20.1372 | 19.7235 | 19.3099 | 18.8962 | 18.4826 | 18.069
[8 empty] | Residential PV - Class 9 | Advanced | 30.3276 | 31.1208 | 29.7812 | 28.4415 | 27.1019 | 25.7623 | 24.4227 | 23.083 | 21.7434 | 20.4038 | 19.0641 | 17.7245 | 16.3849 | 15.0453 | 13.7056 | 13.5494 | 13.3931 | 13.2369 | 13.0806 | 12.9244 | 12.7682 | 12.6119 | 12.4557 | 12.2994 | 12.1432 | 11.9869 | 11.8307 | 11.6744 | 11.5182 | 11.3619
[8 empty] | Residential PV - Class 9 | Moderate | 30.3276 | 31.1208 | 30.1168 | 29.1128 | 28.1088 | 27.1048 | 26.1009 | 25.0969 | 24.0929 | 23.0889 | 22.0849 | 21.0809 | 20.0769 | 19.0729 | 18.069 | 17.7781 | 17.4872 | 17.1963 | 16.9054 | 16.6145 | 16.3236 | 16.0327 | 15.7419 | 15.451 | 15.1601 | 14.8692 | 14.5783 | 14.2874 | 13.9965 | 13.7056
[8 empty] | Residential PV - Class 9 | Conservative | 30.3276 | 31.1208 | 30.5941 | 30.0674 | 29.5407 | 29.014 | 28.4873 | 27.9605 | 27.4338 | 26.9071 | 26.3804 | 25.8537 | 25.327 | 24.8003 | 24.2736 | 23.86 | 23.4463 | 23.0327 | 22.619 | 22.2054 | 21.7917 | 21.3781 | 20.9645 | 20.5508 | 20.1372 | 19.7235 | 19.3099 | 18.8962 | 18.4826 | 18.069
[8 empty] | Residential PV - Class 10 | Advanced | 30.3276 | 31.1208 | 29.7812 | 28.4415 | 27.1019 | 25.7623 | 24.4227 | 23.083 | 21.7434 | 20.4038 | 19.0641 | 17.7245 | 16.3849 | 15.0453 | 13.7056 | 13.5494 | 13.3931 | 13.2369 | 13.0806 | 12.9244 | 12.7682 | 12.6119 | 12.4557 | 12.2994 | 12.1432 | 11.9869 | 11.8307 | 11.6744 | 11.5182 | 11.3619
[8 empty] | Residential PV - Class 10 | Moderate | 30.3276 | 31.1208 | 30.1168 | 29.1128 | 28.1088 | 27.1048 | 26.1009 | 25.0969 | 24.0929 | 23.0889 | 22.0849 | 21.0809 | 20.0769 | 19.0729 | 18.069 | 17.7781 | 17.4872 | 17.1963 | 16.9054 | 16.6145 | 16.3236 | 16.0327 | 15.7419 | 15.451 | 15.1601 | 14.8692 | 14.5783 | 14.2874 | 13.9965 | 13.7056
[8 empty] | Residential PV - Class 10 | Conservative | 30.3276 | 31.1208 | 30.5941 | 30.0674 | 29.5407 | 29.014 | 28.4873 | 27.9605 | 27.4338 | 26.9071 | 26.3804 | 25.8537 | 25.327 | 24.8003 | 24.2736 | 23.86 | 23.4463 | 23.0327 | 22.619 | 22.2054 | 21.7917 | 21.3781 | 20.9645 | 20.5508 | 20.1372 | 19.7235 | 19.3099 | 18.8962 | 18.4826 | 18.069
[10 empty] | 2021 | 2022 | 2023 | 2024 | 2025 | 2026 | 2027 | 2028 | 2029 | 2030 | 2031 | 2032 | 2033 | 2034 | 2035 | 2036 | 2037 | 2038 | 2039 | 2040 | 2041 | 2042 | 2043 | 2044 | 2045 | 2046 | 2047 | 2048 | 2049 | 2050
[7 empty] | Variable Operation and Maintenance Expenses ($/MWh) | Residential PV - Class 1 | Advanced | 0 | 0 | 0 | 0 | 0 | 0 | 0 | 0 | 0 | 0 | 0 | 0 | 0 | 0 | 0 | 0 | 0 | 0 | 0 | 0 | 0 | 0 | 0 | 0 | 0 | 0 | 0 | 0 | 0 | 0
[8 empty] | Residential PV - Class 1 | Moderate | 0 | 0 | 0 | 0 | 0 | 0 | 0 | 0 | 0 | 0 | 0 | 0 | 0 | 0 | 0 | 0 | 0 | 0 | 0 | 0 | 0 | 0 | 0 | 0 | 0 | 0 | 0 | 0 | 0 | 0
[8 empty] | Residential PV - Class 1 | Conservative | 0 | 0 | 0 | 0 | 0 | 0 | 0 | 0 | 0 | 0 | 0 | 0 | 0 | 0 | 0 | 0 | 0 | 0 | 0 | 0 | 0 | 0 | 0 | 0 | 0 | 0 | 0 | 0 | 0 | 0
[8 empty] | Residential PV - Class 2 | Advanced | 0 | 0 | 0 | 0 | 0 | 0 | 0 | 0 | 0 | 0 | 0 | 0 | 0 | 0 | 0 | 0 | 0 | 0 | 0 | 0 | 0 | 0 | 0 | 0 | 0 | 0 | 0 | 0 | 0 | 0
[8 empty] | Residential PV - Class 2 | Moderate | 0 | 0 | 0 | 0 | 0 | 0 | 0 | 0 | 0 | 0 | 0 | 0 | 0 | 0 | 0 | 0 | 0 | 0 | 0 | 0 | 0 | 0 | 0 | 0 | 0 | 0 | 0 | 0 | 0 | 0
[8 empty] | Residential PV - Class 2 | Conservative | 0 | 0 | 0 | 0 | 0 | 0 | 0 | 0 | 0 | 0 | 0 | 0 | 0 | 0 | 0 | 0 | 0 | 0 | 0 | 0 | 0 | 0 | 0 | 0 | 0 | 0 | 0 | 0 | 0 | 0
[8 empty] | Residential PV - Class 3 | Advanced | 0 | 0 | 0 | 0 | 0 | 0 | 0 | 0 | 0 | 0 | 0 | 0 | 0 | 0 | 0 | 0 | 0 | 0 | 0 | 0 | 0 | 0 | 0 | 0 | 0 | 0 | 0 | 0 | 0 | 0
[8 empty] | Residential PV - Class 3 | Moderate | 0 | 0 | 0 | 0 | 0 | 0 | 0 | 0 | 0 | 0 | 0 | 0 | 0 | 0 | 0 | 0 | 0 | 0 | 0 | 0 | 0 | 0 | 0 | 0 | 0 | 0 | 0 | 0 | 0 | 0
[8 empty] | Residential PV - Class 3 | Conservative | 0 | 0 | 0 | 0 | 0 | 0 | 0 | 0 | 0 | 0 | 0 | 0 | 0 | 0 | 0 | 0 | 0 | 0 | 0 | 0 | 0 | 0 | 0 | 0 | 0 | 0 | 0 | 0 | 0 | 0
[8 empty] | Residential PV - Class 4 | Advanced | 0 | 0 | 0 | 0 | 0 | 0 | 0 | 0 | 0 | 0 | 0 | 0 | 0 | 0 | 0 | 0 | 0 | 0 | 0 | 0 | 0 | 0 | 0 | 0 | 0 | 0 | 0 | 0 | 0 | 0
[8 empty] | Residential PV - Class 4 | Moderate | 0 | 0 | 0 | 0 | 0 | 0 | 0 | 0 | 0 | 0 | 0 | 0 | 0 | 0 | 0 | 0 | 0 | 0 | 0 | 0 | 0 | 0 | 0 | 0 | 0 | 0 | 0 | 0 | 0 | 0
[8 empty] | Residential PV - Class 4 | Conservative | 0 | 0 | 0 | 0 | 0 | 0 | 0 | 0 | 0 | 0 | 0 | 0 | 0 | 0 | 0 | 0 | 0 | 0 | 0 | 0 | 0 | 0 | 0 | 0 | 0 | 0 | 0 | 0 | 0 | 0
[8 empty] | Residential PV - Class 5 | Advanced | 0 | 0 | 0 | 0 | 0 | 0 | 0 | 0 | 0 | 0 | 0 | 0 | 0 | 0 | 0 | 0 | 0 | 0 | 0 | 0 | 0 | 0 | 0 | 0 | 0 | 0 | 0 | 0 | 0 | 0
[8 empty] | Residential PV - Class 5 | Moderate | 0 | 0 | 0 | 0 | 0 | 0 | 0 | 0 | 0 | 0 | 0 | 0 | 0 | 0 | 0 | 0 | 0 | 0 | 0 | 0 | 0 | 0 | 0 | 0 | 0 | 0 | 0 | 0 | 0 | 0
[8 empty] | Residential PV - Class 5 | Conservative | 0 | 0 | 0 | 0 | 0 | 0 | 0 | 0 | 0 | 0 | 0 | 0 | 0 | 0 | 0 | 0 | 0 | 0 | 0 | 0 | 0 | 0 | 0 | 0 | 0 | 0 | 0 | 0 | 0 | 0
[8 empty] | Residential PV - Class 6 | Advanced | 0 | 0 | 0 | 0 | 0 | 0 | 0 | 0 | 0 | 0 | 0 | 0 | 0 | 0 | 0 | 0 | 0 | 0 | 0 | 0 | 0 | 0 | 0 | 0 | 0 | 0 | 0 | 0 | 0 | 0
[8 empty] | Residential PV - Class 6 | Moderate | 0 | 0 | 0 | 0 | 0 | 0 | 0 | 0 | 0 | 0 | 0 | 0 | 0 | 0 | 0 | 0 | 0 | 0 | 0 | 0 | 0 | 0 | 0 | 0 | 0 | 0 | 0 | 0 | 0 | 0
[8 empty] | Residential PV - Class 6 | Conservative | 0 | 0 | 0 | 0 | 0 | 0 | 0 | 0 | 0 | 0 | 0 | 0 | 0 | 0 | 0 | 0 | 0 | 0 | 0 | 0 | 0 | 0 | 0 | 0 | 0 | 0 | 0 | 0 | 0 | 0
[8 empty] | Residential PV - Class 7 | Advanced | 0 | 0 | 0 | 0 | 0 | 0 | 0 | 0 | 0 | 0 | 0 | 0 | 0 | 0 | 0 | 0 | 0 | 0 | 0 | 0 | 0 | 0 | 0 | 0 | 0 | 0 | 0 | 0 | 0 | 0
[8 empty] | Residential PV - Class 7 | Moderate | 0 | 0 | 0 | 0 | 0 | 0 | 0 | 0 | 0 | 0 | 0 | 0 | 0 | 0 | 0 | 0 | 0 | 0 | 0 | 0 | 0 | 0 | 0 | 0 | 0 | 0 | 0 | 0 | 0 | 0
[8 empty] | Residential PV - Class 7 | Conservative | 0 | 0 | 0 | 0 | 0 | 0 | 0 | 0 | 0 | 0 | 0 | 0 | 0 | 0 | 0 | 0 | 0 | 0 | 0 | 0 | 0 | 0 | 0 | 0 | 0 | 0 | 0 | 0 | 0 | 0
[8 empty] | Residential PV - Class 8 | Advanced | 0 | 0 | 0 | 0 | 0 | 0 | 0 | 0 | 0 | 0 | 0 | 0 | 0 | 0 | 0 | 0 | 0 | 0 | 0 | 0 | 0 | 0 | 0 | 0 | 0 | 0 | 0 | 0 | 0 | 0
[8 empty] | Residential PV - Class 8 | Moderate | 0 | 0 | 0 | 0 | 0 | 0 | 0 | 0 | 0 | 0 | 0 | 0 | 0 | 0 | 0 | 0 | 0 | 0 | 0 | 0 | 0 | 0 | 0 | 0 | 0 | 0 | 0 | 0 | 0 | 0
[8 empty] | Residential PV - Class 8 | Conservative | 0 | 0 | 0 | 0 | 0 | 0 | 0 | 0 | 0 | 0 | 0 | 0 | 0 | 0 | 0 | 0 | 0 | 0 | 0 | 0 | 0 | 0 | 0 | 0 | 0 | 0 | 0 | 0 | 0 | 0
[8 empty] | Residential PV - Class 9 | Advanced | 0 | 0 | 0 | 0 | 0 | 0 | 0 | 0 | 0 | 0 | 0 | 0 | 0 | 0 | 0 | 0 | 0 | 0 | 0 | 0 | 0 | 0 | 0 | 0 | 0 | 0 | 0 | 0 | 0 | 0
[8 empty] | Residential PV - Class 9 | Moderate | 0 | 0 | 0 | 0 | 0 | 0 | 0 | 0 | 0 | 0 | 0 | 0 | 0 | 0 | 0 | 0 | 0 | 0 | 0 | 0 | 0 | 0 | 0 | 0 | 0 | 0 | 0 | 0 | 0 | 0
[8 empty] | Residential PV - Class 9 | Conservative | 0 | 0 | 0 | 0 | 0 | 0 | 0 | 0 | 0 | 0 | 0 | 0 | 0 | 0 | 0 | 0 | 0 | 0 | 0 | 0 | 0 | 0 | 0 | 0 | 0 | 0 | 0 | 0 | 0 | 0
[8 empty] | Residential PV - Class 10 | Advanced | 0 | 0 | 0 | 0 | 0 | 0 | 0 | 0 | 0 | 0 | 0 | 0 | 0 | 0 | 0 | 0 | 0 | 0 | 0 | 0 | 0 | 0 | 0 | 0 | 0 | 0 | 0 | 0 | 0 | 0
[8 empty] | Residential PV - Class 10 | Moderate | 0 | 0 | 0 | 0 | 0 | 0 | 0 | 0 | 0 | 0 | 0 | 0 | 0 | 0 | 0 | 0 | 0 | 0 | 0 | 0 | 0 | 0 | 0 | 0 | 0 | 0 | 0 | 0 | 0 | 0
[8 empty] | Residential PV - Class 10 | Conservative | 0 | 0 | 0 | 0 | 0 | 0 | 0 | 0 | 0 | 0 | 0 | 0 | 0 | 0 | 0 | 0 | 0 | 0 | 0 | 0 | 0 | 0 | 0 | 0 | 0 | 0 | 0 | 0 | 0 | 0
[10 empty] | 2021 | 2022 | 2023 | 2024 | 2025 | 2026 | 2027 | 2028 | 2029 | 2030 | 2031 | 2032 | 2033 | 2034 | 2035 | 2036 | 2037 | 2038 | 2039 | 2040 | 2041 | 2042 | 2043 | 2044 | 2045 | 2046 | 2047 | 2048 | 2049 | 2050
[5 empty] | Grid Connection Costs |  | Grid Connection Costs (GCC) ($/kW) | Residential PV - Class 1 | Advanced | 0 | 0 | 0 | 0 | 0 | 0 | 0 | 0 | 0 | 0 | 0 | 0 | 0 | 0 | 0 | 0 | 0 | 0 | 0 | 0 | 0 | 0 | 0 | 0 | 0 | 0 | 0 | 0 | 0 | 0
[8 empty] | Residential PV - Class 1 | Moderate | 0 | 0 | 0 | 0 | 0 | 0 | 0 | 0 | 0 | 0 | 0 | 0 | 0 | 0 | 0 | 0 | 0 | 0 | 0 | 0 | 0 | 0 | 0 | 0 | 0 | 0 | 0 | 0 | 0 | 0
[8 empty] | Residential PV - Class 1 | Conservative | 0 | 0 | 0 | 0 | 0 | 0 | 0 | 0 | 0 | 0 | 0 | 0 | 0 | 0 | 0 | 0 | 0 | 0 | 0 | 0 | 0 | 0 | 0 | 0 | 0 | 0 | 0 | 0 | 0 | 0
[8 empty] | Residential PV - Class 2 | Advanced | 0 | 0 | 0 | 0 | 0 | 0 | 0 | 0 | 0 | 0 | 0 | 0 | 0 | 0 | 0 | 0 | 0 | 0 | 0 | 0 | 0 | 0 | 0 | 0 | 0 | 0 | 0 | 0 | 0 | 0
[8 empty] | Residential PV - Class 2 | Moderate | 0 | 0 | 0 | 0 | 0 | 0 | 0 | 0 | 0 | 0 | 0 | 0 | 0 | 0 | 0 | 0 | 0 | 0 | 0 | 0 | 0 | 0 | 0 | 0 | 0 | 0 | 0 | 0 | 0 | 0
[8 empty] | Residential PV - Class 2 | Conservative | 0 | 0 | 0 | 0 | 0 | 0 | 0 | 0 | 0 | 0 | 0 | 0 | 0 | 0 | 0 | 0 | 0 | 0 | 0 | 0 | 0 | 0 | 0 | 0 | 0 | 0 | 0 | 0 | 0 | 0
[8 empty] | Residential PV - Class 3 | Advanced | 0 | 0 | 0 | 0 | 0 | 0 | 0 | 0 | 0 | 0 | 0 | 0 | 0 | 0 | 0 | 0 | 0 | 0 | 0 | 0 | 0 | 0 | 0 | 0 | 0 | 0 | 0 | 0 | 0 | 0
[8 empty] | Residential PV - Class 3 | Moderate | 0 | 0 | 0 | 0 | 0 | 0 | 0 | 0 | 0 | 0 | 0 | 0 | 0 | 0 | 0 | 0 | 0 | 0 | 0 | 0 | 0 | 0 | 0 | 0 | 0 | 0 | 0 | 0 | 0 | 0
[8 empty] | Residential PV - Class 3 | Conservative | 0 | 0 | 0 | 0 | 0 | 0 | 0 | 0 | 0 | 0 | 0 | 0 | 0 | 0 | 0 | 0 | 0 | 0 | 0 | 0 | 0 | 0 | 0 | 0 | 0 | 0 | 0 | 0 | 0 | 0
[8 empty] | Residential PV - Class 4 | Advanced | 0 | 0 | 0 | 0 | 0 | 0 | 0 | 0 | 0 | 0 | 0 | 0 | 0 | 0 | 0 | 0 | 0 | 0 | 0 | 0 | 0 | 0 | 0 | 0 | 0 | 0 | 0 | 0 | 0 | 0
[8 empty] | Residential PV - Class 4 | Moderate | 0 | 0 | 0 | 0 | 0 | 0 | 0 | 0 | 0 | 0 | 0 | 0 | 0 | 0 | 0 | 0 | 0 | 0 | 0 | 0 | 0 | 0 | 0 | 0 | 0 | 0 | 0 | 0 | 0 | 0
[8 empty] | Residential PV - Class 4 | Conservative | 0 | 0 | 0 | 0 | 0 | 0 | 0 | 0 | 0 | 0 | 0 | 0 | 0 | 0 | 0 | 0 | 0 | 0 | 0 | 0 | 0 | 0 | 0 | 0 | 0 | 0 | 0 | 0 | 0 | 0
[8 empty] | Residential PV - Class 5 | Advanced | 0 | 0 | 0 | 0 | 0 | 0 | 0 | 0 | 0 | 0 | 0 | 0 | 0 | 0 | 0 | 0 | 0 | 0 | 0 | 0 | 0 | 0 | 0 | 0 | 0 | 0 | 0 | 0 | 0 | 0
[8 empty] | Residential PV - Class 5 | Moderate | 0 | 0 | 0 | 0 | 0 | 0 | 0 | 0 | 0 | 0 | 0 | 0 | 0 | 0 | 0 | 0 | 0 | 0 | 0 | 0 | 0 | 0 | 0 | 0 | 0 | 0 | 0 | 0 | 0 | 0
[8 empty] | Residential PV - Class 5 | Conservative | 0 | 0 | 0 | 0 | 0 | 0 | 0 | 0 | 0 | 0 | 0 | 0 | 0 | 0 | 0 | 0 | 0 | 0 | 0 | 0 | 0 | 0 | 0 | 0 | 0 | 0 | 0 | 0 | 0 | 0
[8 empty] | Residential PV - Class 6 | Advanced | 0 | 0 | 0 | 0 | 0 | 0 | 0 | 0 | 0 | 0 | 0 | 0 | 0 | 0 | 0 | 0 | 0 | 0 | 0 | 0 | 0 | 0 | 0 | 0 | 0 | 0 | 0 | 0 | 0 | 0
[8 empty] | Residential PV - Class 6 | Moderate | 0 | 0 | 0 | 0 | 0 | 0 | 0 | 0 | 0 | 0 | 0 | 0 | 0 | 0 | 0 | 0 | 0 | 0 | 0 | 0 | 0 | 0 | 0 | 0 | 0 | 0 | 0 | 0 | 0 | 0
[8 empty] | Residential PV - Class 6 | Conservative | 0 | 0 | 0 | 0 | 0 | 0 | 0 | 0 | 0 | 0 | 0 | 0 | 0 | 0 | 0 | 0 | 0 | 0 | 0 | 0 | 0 | 0 | 0 | 0 | 0 | 0 | 0 | 0 | 0 | 0
[8 empty] | Residential PV - Class 7 | Advanced | 0 | 0 | 0 | 0 | 0 | 0 | 0 | 0 | 0 | 0 | 0 | 0 | 0 | 0 | 0 | 0 | 0 | 0 | 0 | 0 | 0 | 0 | 0 | 0 | 0 | 0 | 0 | 0 | 0 | 0
[8 empty] | Residential PV - Class 7 | Moderate | 0 | 0 | 0 | 0 | 0 | 0 | 0 | 0 | 0 | 0 | 0 | 0 | 0 | 0 | 0 | 0 | 0 | 0 | 0 | 0 | 0 | 0 | 0 | 0 | 0 | 0 | 0 | 0 | 0 | 0
[8 empty] | Residential PV - Class 7 | Conservative | 0 | 0 | 0 | 0 | 0 | 0 | 0 | 0 | 0 | 0 | 0 | 0 | 0 | 0 | 0 | 0 | 0 | 0 | 0 | 0 | 0 | 0 | 0 | 0 | 0 | 0 | 0 | 0 | 0 | 0
[8 empty] | Residential PV - Class 8 | Advanced | 0 | 0 | 0 | 0 | 0 | 0 | 0 | 0 | 0 | 0 | 0 | 0 | 0 | 0 | 0 | 0 | 0 | 0 | 0 | 0 | 0 | 0 | 0 | 0 | 0 | 0 | 0 | 0 | 0 | 0
[8 empty] | Residential PV - Class 8 | Moderate | 0 | 0 | 0 | 0 | 0 | 0 | 0 | 0 | 0 | 0 | 0 | 0 | 0 | 0 | 0 | 0 | 0 | 0 | 0 | 0 | 0 | 0 | 0 | 0 | 0 | 0 | 0 | 0 | 0 | 0
[8 empty] | Residential PV - Class 8 | Conservative | 0 | 0 | 0 | 0 | 0 | 0 | 0 | 0 | 0 | 0 | 0 | 0 | 0 | 0 | 0 | 0 | 0 | 0 | 0 | 0 | 0 | 0 | 0 | 0 | 0 | 0 | 0 | 0 | 0 | 0
[8 empty] | Residential PV - Class 9 | Advanced | 0 | 0 | 0 | 0 | 0 | 0 | 0 | 0 | 0 | 0 | 0 | 0 | 0 | 0 | 0 | 0 | 0 | 0 | 0 | 0 | 0 | 0 | 0 | 0 | 0 | 0 | 0 | 0 | 0 | 0
[8 empty] | Residential PV - Class 9 | Moderate | 0 | 0 | 0 | 0 | 0 | 0 | 0 | 0 | 0 | 0 | 0 | 0 | 0 | 0 | 0 | 0 | 0 | 0 | 0 | 0 | 0 | 0 | 0 | 0 | 0 | 0 | 0 | 0 | 0 | 0
[8 empty] | Residential PV - Class 9 | Conservative | 0 | 0 | 0 | 0 | 0 | 0 | 0 | 0 | 0 | 0 | 0 | 0 | 0 | 0 | 0 | 0 | 0 | 0 | 0 | 0 | 0 | 0 | 0 | 0 | 0 | 0 | 0 | 0 | 0 | 0
[8 empty] | Residential PV - Class 10 | Advanced | 0 | 0 | 0 | 0 | 0 | 0 | 0 | 0 | 0 | 0 | 0 | 0 | 0 | 0 | 0 | 0 | 0 | 0 | 0 | 0 | 0 | 0 | 0 | 0 | 0 | 0 | 0 | 0 | 0 | 0
[8 empty] | Residential PV - Class 10 | Moderate | 0 | 0 | 0 | 0 | 0 | 0 | 0 | 0 | 0 | 0 | 0 | 0 | 0 | 0 | 0 | 0 | 0 | 0 | 0 | 0 | 0 | 0 | 0 | 0 | 0 | 0 | 0 | 0 | 0 | 0
[8 empty] | Residential PV - Class 10 | Conservative | 0 | 0 | 0 | 0 | 0 | 0 | 0 | 0 | 0 | 0 | 0 | 0 | 0 | 0 | 0 | 0 | 0 | 0 | 0 | 0 | 0 | 0 | 0 | 0 | 0 | 0 | 0 | 0 | 0 | 0
[10 empty] | 2021 | 2022 | 2023 | 2024 | 2025 | 2026 | 2027 | 2028 | 2029 | 2030 | 2031 | 2032 | 2033 | 2034 | 2035 | 2036 | 2037 | 2038 | 2039 | 2040 | 2041 | 2042 | 2043 | 2044 | 2045 | 2046 | 2047 | 2048 | 2049 | 2050
[5 empty] | LCOE |  | Levelized Cost of Energy ($/MWh) | Residential PV - Class 1 | Advanced | 122.95 | 126.3236 | 120.0616 | 113.8331 | 107.6378 | 101.4753 | 95.3455 | 89.248 | 83.1827 | 77.1492 | 71.1473 | 65.1768 | 59.2375 | 53.329 | 47.4512 | 46.7817 | 46.1123 | 45.4428 | 44.7734 | 44.104 | 43.4345 | 42.7651 | 42.0956 | 41.4262 | 40.7568 | 40.0873 | 39.4179 | 38.7485 | 38.079 | 37.4096
[8 empty] | Residential PV - Class 1 | Moderate | 123.3527 | 126.9437 | 122.3405 | 117.7471 | 113.1634 | 108.5894 | 104.025 | 99.4703 | 94.9251 | 90.3895 | 85.8634 | 81.3468 | 76.8397 | 72.342 | 67.8537 | 66.4608 | 65.0727 | 63.6894 | 62.3107 | 60.9368 | 59.5675 | 58.203 | 56.843 | 55.4877 | 54.1369 | 52.7907 | 51.4491 | 50.112 | 48.7793 | 47.4512
[8 empty] | Residential PV - Class 1 | Conservative | 123.6151 | 127.3488 | 124.9944 | 122.6401 | 120.2858 | 117.9315 | 115.5772 | 113.2228 | 110.8685 | 108.5142 | 106.1599 | 103.8055 | 101.4512 | 99.0969 | 96.7426 | 94.7861 | 92.8341 | 90.8864 | 88.9432 | 87.0043 | 85.0698 | 83.1397 | 81.2139 | 79.2925 | 77.3753 | 75.4625 | 73.5539 | 71.6496 | 69.7495 | 67.8537
[8 empty] | Residential PV - Class 2 | Advanced | 124.8819 | 128.3086 | 121.9482 | 115.6219 | 109.3291 | 103.0698 | 96.8437 | 90.6504 | 84.4898 | 78.3615 | 72.2653 | 66.201 | 60.1683 | 54.167 | 48.1968 | 47.5168 | 46.8369 | 46.1569 | 45.477 | 44.797 | 44.117 | 43.4371 | 42.7571 | 42.0772 | 41.3972 | 40.7172 | 40.0373 | 39.3573 | 38.6774 | 37.9974
[8 empty] | Residential PV - Class 2 | Moderate | 125.291 | 128.9384 | 124.2629 | 119.5974 | 114.9416 | 110.2957 | 105.6596 | 101.0333 | 96.4167 | 91.8098 | 87.2126 | 82.6251 | 78.0471 | 73.4788 | 68.92 | 67.5052 | 66.0952 | 64.6901 | 63.2898 | 61.8943 | 60.5036 | 59.1175 | 57.7362 | 56.3596 | 54.9876 | 53.6203 | 52.2575 | 50.8994 | 49.5458 | 48.1968
[8 empty] | Residential PV - Class 2 | Conservative | 125.5576 | 129.3499 | 126.9586 | 124.5672 | 122.1759 | 119.7846 | 117.3933 | 115.002 | 112.6107 | 110.2193 | 107.828 | 105.4367 | 103.0454 | 100.6541 | 98.2628 | 96.2755 | 94.2928 | 92.3146 | 90.3408 | 88.3715 | 86.4066 | 84.4461 | 82.4901 | 80.5384 | 78.5912 | 76.6483 | 74.7097 | 72.7755 | 70.8456 | 68.92
[8 empty] | Residential PV - Class 3 | Advanced | 133.8625 | 137.5356 | 130.7179 | 123.9365 | 117.1913 | 110.4818 | 103.8079 | 97.1693 | 90.5656 | 83.9967 | 77.4621 | 70.9617 | 64.4952 | 58.0623 | 51.6627 | 50.9339 | 50.205 | 49.4762 | 48.7473 | 48.0185 | 47.2896 | 46.5608 | 45.8319 | 45.103 | 44.3742 | 43.6453 | 42.9165 | 42.1876 | 41.4588 | 40.7299
[8 empty] | Residential PV - Class 3 | Moderate | 134.301 | 138.2107 | 133.199 | 128.1979 | 123.2074 | 118.2274 | 113.2579 | 108.2989 | 103.3503 | 98.4121 | 93.4843 | 88.5668 | 83.6597 | 78.7628 | 73.8762 | 72.3596 | 70.8483 | 69.3422 | 67.8412 | 66.3453 | 64.8545 | 63.3688 | 61.8882 | 60.4125 | 58.9419 | 57.4762 | 56.0155 | 54.5597 | 53.1088 | 51.6627
[8 empty] | Residential PV - Class 3 | Conservative | 134.5868 | 138.6518 | 136.0885 | 133.5252 | 130.9619 | 128.3986 | 125.8353 | 123.2721 | 120.7088 | 118.1455 | 115.5822 | 113.0189 | 110.4556 | 107.8924 | 105.3291 | 103.199 | 101.0736 | 98.9531 | 96.8374 | 94.7265 | 92.6203 | 90.5189 | 88.4222 | 86.3302 | 84.2429 | 82.1602 | 80.0823 | 78.0089 | 75.9402 | 73.8762
[8 empty] | Residential PV - Class 4 | Advanced | 141.6573 | 145.5442 | 138.3295 | 131.1533 | 124.0153 | 116.9152 | 109.8526 | 102.8274 | 95.8392 | 88.8877 | 81.9727 | 75.0938 | 68.2507 | 61.4432 | 54.671 | 53.8997 | 53.1284 | 52.3572 | 51.5859 | 50.8146 | 50.0433 | 49.272 | 48.5007 | 47.7294 | 46.9581 | 46.1868 | 45.4155 | 44.6442 | 43.8729 | 43.1016
[8 empty] | Residential PV - Class 4 | Moderate | 142.1213 | 146.2587 | 140.9551 | 135.6628 | 130.3817 | 125.1117 | 119.8528 | 114.6051 | 109.3683 | 104.1426 | 98.9279 | 93.7241 | 88.5312 | 83.3491 | 78.1779 | 76.5731 | 74.9738 | 73.3799 | 71.7915 | 70.2086 | 68.631 | 67.0588 | 65.4919 | 63.9303 | 62.3741 | 60.823 | 59.2773 | 57.7367 | 56.2013 | 54.671
[8 empty] | Residential PV - Class 4 | Conservative | 142.4237 | 146.7254 | 144.0129 | 141.3003 | 138.5878 | 135.8752 | 133.1627 | 130.4501 | 127.7376 | 125.0251 | 122.3125 | 119.6 | 116.8874 | 114.1749 | 111.4624 | 109.2082 | 106.9591 | 104.7151 | 102.4762 | 100.2424 | 98.0136 | 95.7898 | 93.571 | 91.3571 | 89.1483 | 86.9444 | 84.7454 | 82.5514 | 80.3622 | 78.1779
[8 empty] | Residential PV - Class 5 | Advanced | 149.5598 | 153.6636 | 146.0464 | 138.4699 | 130.9336 | 123.4374 | 115.9809 | 108.5638 | 101.1858 | 93.8465 | 86.5456 | 79.283 | 72.0582 | 64.8709 | 57.7209 | 56.9066 | 56.0923 | 55.278 | 54.4636 | 53.6493 | 52.835 | 52.0207 | 51.2064 | 50.392 | 49.5777 | 48.7634 | 47.9491 | 47.1347 | 46.3204 | 45.5061
[8 empty] | Residential PV - Class 5 | Moderate | 150.0498 | 154.4179 | 148.8185 | 143.231 | 137.6552 | 132.0913 | 126.539 | 120.9985 | 115.4696 | 109.9524 | 104.4467 | 98.9526 | 93.47 | 87.9989 | 82.5392 | 80.8449 | 79.1563 | 77.4735 | 75.7965 | 74.1253 | 72.4597 | 70.7997 | 69.1455 | 67.4968 | 65.8537 | 64.2162 | 62.5841 | 60.9576 | 59.3366 | 57.7209
[8 empty] | Residential PV - Class 5 | Conservative | 150.369 | 154.9107 | 152.0468 | 149.183 | 146.3191 | 143.4552 | 140.5914 | 137.7275 | 134.8636 | 131.9998 | 129.1359 | 126.272 | 123.4082 | 120.5443 | 117.6804 | 115.3005 | 112.926 | 110.5568 | 108.193 | 105.8346 | 103.4814 | 101.1335 | 98.7909 | 96.4536 | 94.1216 | 91.7947 | 89.4731 | 87.1566 | 84.8453 | 82.5392
[8 empty] | Residential PV - Class 6 | Advanced | 151.4391 | 155.5944 | 147.8815 | 140.2098 | 132.5788 | 124.9884 | 117.4382 | 109.9279 | 102.4572 | 95.0257 | 87.6331 | 80.2792 | 72.9636 | 65.686 | 58.4462 | 57.6217 | 56.7971 | 55.9725 | 55.148 | 54.3234 | 53.4989 | 52.6743 | 51.8498 | 51.0252 | 50.2006 | 49.3761 | 48.5515 | 47.727 | 46.9024 | 46.0779
[8 empty] | Residential PV - Class 6 | Moderate | 151.9352 | 156.3582 | 150.6884 | 145.0307 | 139.3849 | 133.751 | 128.129 | 122.5188 | 116.9205 | 111.3339 | 105.7591 | 100.1959 | 94.6445 | 89.1046 | 83.5763 | 81.8607 | 80.1509 | 78.447 | 76.7489 | 75.0566 | 73.3701 | 71.6893 | 70.0143 | 68.3449 | 66.6811 | 65.023 | 63.3705 | 61.7235 | 60.0821 | 58.4462
[8 empty] | Residential PV - Class 6 | Conservative | 152.2584 | 156.8572 | 153.9573 | 151.0575 | 148.1576 | 145.2578 | 142.3579 | 139.4581 | 136.5582 | 133.6584 | 130.7585 | 127.8587 | 124.9588 | 122.059 | 119.1591 | 116.7493 | 114.3449 | 111.946 | 109.5525 | 107.1644 | 104.7816 | 102.4043 | 100.0323 | 97.6656 | 95.3042 | 92.9481 | 90.5973 | 88.2517 | 85.9114 | 83.5763
[8 empty] | Residential PV - Class 7 | Advanced | 158.4234 | 162.7704 | 154.7018 | 146.6762 | 138.6934 | 130.7529 | 122.8545 | 114.9978 | 107.1825 | 99.4082 | 91.6747 | 83.9816 | 76.3287 | 68.7155 | 61.1418 | 60.2792 | 59.4166 | 58.554 | 57.6914 | 56.8288 | 55.9662 | 55.1037 | 54.2411 | 53.3785 | 52.5159 | 51.6533 | 50.7907 | 49.9281 | 49.0656 | 48.203
[8 empty] | Residential PV - Class 7 | Moderate | 158.9424 | 163.5694 | 157.6382 | 151.7195 | 145.8133 | 139.9196 | 134.0383 | 128.1694 | 122.3129 | 116.4686 | 110.6367 | 104.817 | 99.0095 | 93.2141 | 87.4309 | 85.6361 | 83.8475 | 82.065 | 80.2886 | 78.5183 | 76.754 | 74.9957 | 73.2433 | 71.497 | 69.7565 | 68.0219 | 66.2932 | 64.5702 | 62.8531 | 61.1418
[8 empty] | Residential PV - Class 7 | Conservative | 159.2806 | 164.0914 | 161.0578 | 158.0242 | 154.9906 | 151.957 | 148.9234 | 145.8899 | 142.8563 | 139.8227 | 136.7891 | 133.7555 | 130.7219 | 127.6883 | 124.6547 | 122.1338 | 119.6185 | 117.1089 | 114.605 | 112.1068 | 109.6142 | 107.1272 | 104.6457 | 102.1699 | 99.6996 | 97.2349 | 94.7756 | 92.3219 | 89.8737 | 87.4309
[8 empty] | Residential PV - Class 8 | Advanced | 166.3061 | 170.8694 | 162.3993 | 153.9744 | 145.5943 | 137.2588 | 128.9673 | 120.7197 | 112.5156 | 104.3545 | 96.2362 | 88.1603 | 80.1265 | 72.1345 | 64.184 | 63.2785 | 62.373 | 61.4675 | 60.562 | 59.6565 | 58.7509 | 57.8454 | 56.9399 | 56.0344 | 55.1289 | 54.2234 | 53.3179 | 52.4124 | 51.5069 | 50.6014
[8 empty] | Residential PV - Class 8 | Moderate | 166.8509 | 171.7081 | 165.4818 | 159.2686 | 153.0685 | 146.8815 | 140.7076 | 134.5467 | 128.3988 | 122.2637 | 116.1416 | 110.0323 | 103.9359 | 97.8521 | 91.7812 | 89.8971 | 88.0195 | 86.1483 | 84.2835 | 82.4251 | 80.573 | 78.7272 | 76.8877 | 75.0544 | 73.2273 | 71.4064 | 69.5917 | 67.783 | 65.9805 | 64.184
[8 empty] | Residential PV - Class 8 | Conservative | 167.2059 | 172.2561 | 169.0715 | 165.887 | 162.7025 | 159.5179 | 156.3334 | 153.1489 | 149.9643 | 146.7798 | 143.5953 | 140.4107 | 137.2262 | 134.0417 | 130.8572 | 128.2108 | 125.5703 | 122.9359 | 120.3074 | 117.6849 | 115.0682 | 112.4575 | 109.8526 | 107.2536 | 104.6604 | 102.073 | 99.4914 | 96.9156 | 94.3455 | 91.7812
[8 empty] | Residential PV - Class 9 | Advanced | 173.2004 | 177.9529 | 169.1316 | 160.3575 | 151.63 | 142.9489 | 134.3138 | 125.7242 | 117.18 | 108.6806 | 100.2257 | 91.8151 | 83.4482 | 75.1249 | 66.8448 | 65.9017 | 64.9587 | 64.0156 | 63.0726 | 62.1295 | 61.1865 | 60.2435 | 59.3004 | 58.3574 | 57.4143 | 56.4713 | 55.5282 | 54.5852 | 53.6422 | 52.6991
[8 empty] | Residential PV - Class 9 | Moderate | 173.7678 | 178.8264 | 172.3419 | 165.8712 | 159.4141 | 152.9706 | 146.5407 | 140.1244 | 133.7216 | 127.3323 | 120.9563 | 114.5938 | 108.2446 | 101.9087 | 95.586 | 93.6238 | 91.6684 | 89.7196 | 87.7775 | 85.8421 | 83.9132 | 81.9909 | 80.0751 | 78.1658 | 76.263 | 74.3666 | 72.4767 | 70.593 | 68.7157 | 66.8448
[8 empty] | Residential PV - Class 9 | Conservative | 174.1375 | 179.3971 | 176.0805 | 172.764 | 169.4474 | 166.1309 | 162.8143 | 159.4978 | 156.1812 | 152.8647 | 149.5481 | 146.2316 | 142.915 | 139.5985 | 136.2819 | 133.5258 | 130.7759 | 128.0323 | 125.2948 | 122.5636 | 119.8385 | 117.1195 | 114.4066 | 111.6998 | 108.9991 | 106.3045 | 103.6159 | 100.9333 | 98.2566 | 95.586
[8 empty] | Residential PV - Class 10 | Advanced | 189.7134 | 194.919 | 185.2567 | 175.646 | 166.0865 | 156.5777 | 147.1193 | 137.7109 | 128.352 | 119.0422 | 109.7813 | 100.5687 | 91.4042 | 82.2874 | 73.2178 | 72.1848 | 71.1519 | 70.1189 | 69.086 | 68.053 | 67.0201 | 65.9871 | 64.9541 | 63.9212 | 62.8882 | 61.8553 | 60.8223 | 59.7894 | 58.7564 | 57.7235
[8 empty] | Residential PV - Class 10 | Moderate | 190.3349 | 195.8758 | 188.7731 | 181.6854 | 174.6127 | 167.5549 | 160.512 | 153.484 | 146.4707 | 139.4722 | 132.4884 | 125.5192 | 118.5647 | 111.6247 | 104.6992 | 102.55 | 100.4081 | 98.2735 | 96.1463 | 94.0263 | 91.9135 | 89.8079 | 87.7095 | 85.6182 | 83.534 | 81.4568 | 79.3866 | 77.3234 | 75.2671 | 73.2178
[8 empty] | Residential PV - Class 10 | Conservative | 190.7398 | 196.5009 | 192.8681 | 189.2354 | 185.6026 | 181.9699 | 178.3371 | 174.7044 | 171.0716 | 167.4389 | 163.8061 | 160.1734 | 156.5406 | 152.9079 | 149.2751 | 146.2562 | 143.2442 | 140.239 | 137.2405 | 134.2488 | 131.2639 | 128.2857 | 125.3142 | 122.3493 | 119.3912 | 116.4396 | 113.4946 | 110.5563 | 107.6245 | 104.6992
[10 empty] | 2021 | 2022 | 2023 | 2024 | 2025 | 2026 | 2027 | 2028 | 2029 | 2030 | 2031 | 2032 | 2033 | 2034 | 2035 | 2036 | 2037 | 2038 | 2039 | 2040 | 2041 | 2042 | 2043 | 2044 | 2045 | 2046 | 2047 | 2048 | 2049 | 2050
[5 empty] | Additional Factors |  | Tax Credit | 10 year CRF | Advanced | 12.19% | 12.19% | 12.19% | 12.19% | 12.19% | 12.19% | 12.19% | 12.19% | 12.19% | 12.19% | 12.19% | 12.19% | 12.19% | 12.19% | 12.19% | 12.19% | 12.19% | 12.19% | 12.19% | 12.19% | 12.19% | 12.19% | 12.19% | 12.19% | 12.19% | 12.19% | 12.19% | 12.19% | 12.19% | 12.19%
[8 empty] | 10 year CRF | Moderate | 12.19% | 12.19% | 12.19% | 12.19% | 12.19% | 12.19% | 12.19% | 12.19% | 12.19% | 12.19% | 12.19% | 12.19% | 12.19% | 12.19% | 12.19% | 12.19% | 12.19% | 12.19% | 12.19% | 12.19% | 12.19% | 12.19% | 12.19% | 12.19% | 12.19% | 12.19% | 12.19% | 12.19% | 12.19% | 12.19%
[8 empty] | 10 year CRF | Conservative | 12.19% | 12.19% | 12.19% | 12.19% | 12.19% | 12.19% | 12.19% | 12.19% | 12.19% | 12.19% | 12.19% | 12.19% | 12.19% | 12.19% | 12.19% | 12.19% | 12.19% | 12.19% | 12.19% | 12.19% | 12.19% | 12.19% | 12.19% | 12.19% | 12.19% | 12.19% | 12.19% | 12.19% | 12.19% | 12.19%
[8 empty] | ITC Schedule | * | bar: 2021 to 2050
[8 empty] | PTC | Advanced | 0 | 0 | 0 | 0 | 0 | 0 | 0 | 0 | 0 | 0 | 0 | 0 | 0 | 0 | 0 | 0 | 0 | 0 | 0 | 0 | 0 | 0 | 0 | 0 | 0 | 0 | 0 | 0 | 0 | 0
[8 empty] | PTC | Moderate | 0 | 0 | 0 | 0 | 0 | 0 | 0 | 0 | 0 | 0 | 0 | 0 | 0 | 0 | 0 | 0 | 0 | 0 | 0 | 0 | 0 | 0 | 0 | 0 | 0 | 0 | 0 | 0 | 0 | 0
[8 empty] | PTC | Conservative | 0 | 0 | 0 | 0 | 0 | 0 | 0 | 0 | 0 | 0 | 0 | 0 | 0 | 0 | 0 | 0 | 0 | 0 | 0 | 0 | 0 | 0 | 0 | 0 | 0 | 0 | 0 | 0 | 0 | 0
[8 empty] | PVD | Advanced | 0.84462 | 0.84462 | 0.84462 | 0.84462 | 0.84462 | 0.84462 | 0.84462 | 0.84462 | 0.84462 | 0.84462 | 0.84462 | 0.84462 | 0.84462 | 0.84462 | 0.84462 | 0.84462 | 0.84462 | 0.84462 | 0.84462 | 0.84462 | 0.84462 | 0.84462 | 0.84462 | 0.84462 | 0.84462 | 0.84462 | 0.84462 | 0.84462 | 0.84462 | 0.84462
[8 empty] | PVD | Moderate | 0.84462 | 0.84462 | 0.84462 | 0.84462 | 0.84462 | 0.84462 | 0.84462 | 0.84462 | 0.84462 | 0.84462 | 0.84462 | 0.84462 | 0.84462 | 0.84462 | 0.84462 | 0.84462 | 0.84462 | 0.84462 | 0.84462 | 0.84462 | 0.84462 | 0.84462 | 0.84462 | 0.84462 | 0.84462 | 0.84462 | 0.84462 | 0.84462 | 0.84462 | 0.84462
[8 empty] | PVD | Conservative | 0.84462 | 0.84462 | 0.84462 | 0.84462 | 0.84462 | 0.84462 | 0.84462 | 0.84462 | 0.84462 | 0.84462 | 0.84462 | 0.84462 | 0.84462 | 0.84462 | 0.84462 | 0.84462 | 0.84462 | 0.84462 | 0.84462 | 0.84462 | 0.84462 | 0.84462 | 0.84462 | 0.84462 | 0.84462 | 0.84462 | 0.84462 | 0.84462 | 0.84462 | 0.84462
[8 empty] | PFF | Advanced | 1.0539 | 1.0539 | 1.0539 | 1.0539 | 1.0539 | 1.0539 | 1.0539 | 1.0539 | 1.0539 | 1.0539 | 1.0539 | 1.0539 | 1.0539 | 1.0539 | 1.0539 | 1.0539 | 1.0539 | 1.0539 | 1.0539 | 1.0539 | 1.0539 | 1.0539 | 1.0539 | 1.0539 | 1.0539 | 1.0539 | 1.0539 | 1.0539 | 1.0539 | 1.0539
[8 empty] | PFF | Moderate | 1.0539 | 1.0539 | 1.0539 | 1.0539 | 1.0539 | 1.0539 | 1.0539 | 1.0539 | 1.0539 | 1.0539 | 1.0539 | 1.0539 | 1.0539 | 1.0539 | 1.0539 | 1.0539 | 1.0539 | 1.0539 | 1.0539 | 1.0539 | 1.0539 | 1.0539 | 1.0539 | 1.0539 | 1.0539 | 1.0539 | 1.0539 | 1.0539 | 1.0539 | 1.0539
[8 empty] | PFF | Conservative | 1.0539 | 1.0539 | 1.0539 | 1.0539 | 1.0539 | 1.0539 | 1.0539 | 1.0539 | 1.0539 | 1.0539 | 1.0539 | 1.0539 | 1.0539 | 1.0539 | 1.0539 | 1.0539 | 1.0539 | 1.0539 | 1.0539 | 1.0539 | 1.0539 | 1.0539 | 1.0539 | 1.0539 | 1.0539 | 1.0539 | 1.0539 | 1.0539 | 1.0539 | 1.0539
[6 empty] | MACRS |  | Year (Advanced) |  | 2021 | 2022 | 2023 | 2024 | 2025 | 2026 | 2027 | 2028 | 2029 | 2030 | 2031 | 2032 | 2033 | 2034 | 2035 | 2036 | 2037 | 2038 | 2039 | 2040 | 2041 | 2042 | 2043 | 2044 | 2045 | 2046 | 2047 | 2048 | 2049 | 2050
[6 empty] | 0.2 | Depreciation Factor | 1 |  | 0.94007 | 0.94007 | 0.94007 | 0.94007 | 0.94007 | 0.94007 | 0.94007 | 0.94007 | 0.94007 | 0.94007 | 0.94007 | 0.94007 | 0.94007 | 0.94007 | 0.94007 | 0.94007 | 0.94007 | 0.94007 | 0.94007 | 0.94007 | 0.94007 | 0.94007 | 0.94007 | 0.94007 | 0.94007 | 0.94007 | 0.94007 | 0.94007 | 0.94007 | 0.94007
[6 empty] | 0.32 |  | 2 |  | 0.88373 | 0.88373 | 0.88373 | 0.88373 | 0.88373 | 0.88373 | 0.88373 | 0.88373 | 0.88373 | 0.88373 | 0.88373 | 0.88373 | 0.88373 | 0.88373 | 0.88373 | 0.88373 | 0.88373 | 0.88373 | 0.88373 | 0.88373 | 0.88373 | 0.88373 | 0.88373 | 0.88373 | 0.88373 | 0.88373 | 0.88373 | 0.88373 | 0.88373 | 0.88373
[6 empty] | 0.192 |  | 3 |  | 0.83077 | 0.83077 | 0.83077 | 0.83077 | 0.83077 | 0.83077 | 0.83077 | 0.83077 | 0.83077 | 0.83077 | 0.83077 | 0.83077 | 0.83077 | 0.83077 | 0.83077 | 0.83077 | 0.83077 | 0.83077 | 0.83077 | 0.83077 | 0.83077 | 0.83077 | 0.83077 | 0.83077 | 0.83077 | 0.83077 | 0.83077 | 0.83077 | 0.83077 | 0.83077
[6 empty] | 0.1152 |  | 4 |  | 0.78098 | 0.78098 | 0.78098 | 0.78098 | 0.78098 | 0.78098 | 0.78098 | 0.78098 | 0.78098 | 0.78098 | 0.78098 | 0.78098 | 0.78098 | 0.78098 | 0.78098 | 0.78098 | 0.78098 | 0.78098 | 0.78098 | 0.78098 | 0.78098 | 0.78098 | 0.78098 | 0.78098 | 0.78098 | 0.78098 | 0.78098 | 0.78098 | 0.78098 | 0.78098
[6 empty] | 0.1152 |  | 5 |  | 0.73418 | 0.73418 | 0.73418 | 0.73418 | 0.73418 | 0.73418 | 0.73418 | 0.73418 | 0.73418 | 0.73418 | 0.73418 | 0.73418 | 0.73418 | 0.73418 | 0.73418 | 0.73418 | 0.73418 | 0.73418 | 0.73418 | 0.73418 | 0.73418 | 0.73418 | 0.73418 | 0.73418 | 0.73418 | 0.73418 | 0.73418 | 0.73418 | 0.73418 | 0.73418
[6 empty] | 0.0576 |  | 6 |  | 0.69018 | 0.69018 | 0.69018 | 0.69018 | 0.69018 | 0.69018 | 0.69018 | 0.69018 | 0.69018 | 0.69018 | 0.69018 | 0.69018 | 0.69018 | 0.69018 | 0.69018 | 0.69018 | 0.69018 | 0.69018 | 0.69018 | 0.69018 | 0.69018 | 0.69018 | 0.69018 | 0.69018 | 0.69018 | 0.69018 | 0.69018 | 0.69018 | 0.69018 | 0.69018
[8 empty] | Year (Moderate) |  | 2021 | 2022 | 2023 | 2024 | 2025 | 2026 | 2027 | 2028 | 2029 | 2030 | 2031 | 2032 | 2033 | 2034 | 2035 | 2036 | 2037 | 2038 | 2039 | 2040 | 2041 | 2042 | 2043 | 2044 | 2045 | 2046 | 2047 | 2048 | 2049 | 2050
[8 empty] | 1 |  | 0.94007 | 0.94007 | 0.94007 | 0.94007 | 0.94007 | 0.94007 | 0.94007 | 0.94007 | 0.94007 | 0.94007 | 0.94007 | 0.94007 | 0.94007 | 0.94007 | 0.94007 | 0.94007 | 0.94007 | 0.94007 | 0.94007 | 0.94007 | 0.94007 | 0.94007 | 0.94007 | 0.94007 | 0.94007 | 0.94007 | 0.94007 | 0.94007 | 0.94007 | 0.94007
[8 empty] | 2 |  | 0.88373 | 0.88373 | 0.88373 | 0.88373 | 0.88373 | 0.88373 | 0.88373 | 0.88373 | 0.88373 | 0.88373 | 0.88373 | 0.88373 | 0.88373 | 0.88373 | 0.88373 | 0.88373 | 0.88373 | 0.88373 | 0.88373 | 0.88373 | 0.88373 | 0.88373 | 0.88373 | 0.88373 | 0.88373 | 0.88373 | 0.88373 | 0.88373 | 0.88373 | 0.88373
[8 empty] | 3 |  | 0.83077 | 0.83077 | 0.83077 | 0.83077 | 0.83077 | 0.83077 | 0.83077 | 0.83077 | 0.83077 | 0.83077 | 0.83077 | 0.83077 | 0.83077 | 0.83077 | 0.83077 | 0.83077 | 0.83077 | 0.83077 | 0.83077 | 0.83077 | 0.83077 | 0.83077 | 0.83077 | 0.83077 | 0.83077 | 0.83077 | 0.83077 | 0.83077 | 0.83077 | 0.83077
[8 empty] | 4 |  | 0.78098 | 0.78098 | 0.78098 | 0.78098 | 0.78098 | 0.78098 | 0.78098 | 0.78098 | 0.78098 | 0.78098 | 0.78098 | 0.78098 | 0.78098 | 0.78098 | 0.78098 | 0.78098 | 0.78098 | 0.78098 | 0.78098 | 0.78098 | 0.78098 | 0.78098 | 0.78098 | 0.78098 | 0.78098 | 0.78098 | 0.78098 | 0.78098 | 0.78098 | 0.78098
[8 empty] | 5 |  | 0.73418 | 0.73418 | 0.73418 | 0.73418 | 0.73418 | 0.73418 | 0.73418 | 0.73418 | 0.73418 | 0.73418 | 0.73418 | 0.73418 | 0.73418 | 0.73418 | 0.73418 | 0.73418 | 0.73418 | 0.73418 | 0.73418 | 0.73418 | 0.73418 | 0.73418 | 0.73418 | 0.73418 | 0.73418 | 0.73418 | 0.73418 | 0.73418 | 0.73418 | 0.73418
[8 empty] | 6 |  | 0.69018 | 0.69018 | 0.69018 | 0.69018 | 0.69018 | 0.69018 | 0.69018 | 0.69018 | 0.69018 | 0.69018 | 0.69018 | 0.69018 | 0.69018 | 0.69018 | 0.69018 | 0.69018 | 0.69018 | 0.69018 | 0.69018 | 0.69018 | 0.69018 | 0.69018 | 0.69018 | 0.69018 | 0.69018 | 0.69018 | 0.69018 | 0.69018 | 0.69018 | 0.69018
[8 empty] | Year (Conservative) |  | 2021 | 2022 | 2023 | 2024 | 2025 | 2026 | 2027 | 2028 | 2029 | 2030 | 2031 | 2032 | 2033 | 2034 | 2035 | 2036 | 2037 | 2038 | 2039 | 2040 | 2041 | 2042 | 2043 | 2044 | 2045 | 2046 | 2047 | 2048 | 2049 | 2050
[8 empty] | 1 |  | 0.94007 | 0.94007 | 0.94007 | 0.94007 | 0.94007 | 0.94007 | 0.94007 | 0.94007 | 0.94007 | 0.94007 | 0.94007 | 0.94007 | 0.94007 | 0.94007 | 0.94007 | 0.94007 | 0.94007 | 0.94007 | 0.94007 | 0.94007 | 0.94007 | 0.94007 | 0.94007 | 0.94007 | 0.94007 | 0.94007 | 0.94007 | 0.94007 | 0.94007 | 0.94007
[8 empty] | 2 |  | 0.88373 | 0.88373 | 0.88373 | 0.88373 | 0.88373 | 0.88373 | 0.88373 | 0.88373 | 0.88373 | 0.88373 | 0.88373 | 0.88373 | 0.88373 | 0.88373 | 0.88373 | 0.88373 | 0.88373 | 0.88373 | 0.88373 | 0.88373 | 0.88373 | 0.88373 | 0.88373 | 0.88373 | 0.88373 | 0.88373 | 0.88373 | 0.88373 | 0.88373 | 0.88373
[8 empty] | 3 |  | 0.83077 | 0.83077 | 0.83077 | 0.83077 | 0.83077 | 0.83077 | 0.83077 | 0.83077 | 0.83077 | 0.83077 | 0.83077 | 0.83077 | 0.83077 | 0.83077 | 0.83077 | 0.83077 | 0.83077 | 0.83077 | 0.83077 | 0.83077 | 0.83077 | 0.83077 | 0.83077 | 0.83077 | 0.83077 | 0.83077 | 0.83077 | 0.83077 | 0.83077 | 0.83077
[8 empty] | 4 |  | 0.78098 | 0.78098 | 0.78098 | 0.78098 | 0.78098 | 0.78098 | 0.78098 | 0.78098 | 0.78098 | 0.78098 | 0.78098 | 0.78098 | 0.78098 | 0.78098 | 0.78098 | 0.78098 | 0.78098 | 0.78098 | 0.78098 | 0.78098 | 0.78098 | 0.78098 | 0.78098 | 0.78098 | 0.78098 | 0.78098 | 0.78098 | 0.78098 | 0.78098 | 0.78098
[8 empty] | 5 |  | 0.73418 | 0.73418 | 0.73418 | 0.73418 | 0.73418 | 0.73418 | 0.73418 | 0.73418 | 0.73418 | 0.73418 | 0.73418 | 0.73418 | 0.73418 | 0.73418 | 0.73418 | 0.73418 | 0.73418 | 0.73418 | 0.73418 | 0.73418 | 0.73418 | 0.73418 | 0.73418 | 0.73418 | 0.73418 | 0.73418 | 0.73418 | 0.73418 | 0.73418 | 0.73418
[8 empty] | 6 |  | 0.69018 | 0.69018 | 0.69018 | 0.69018 | 0.69018 | 0.69018 | 0.69018 | 0.69018 | 0.69018 | 0.69018 | 0.69018 | 0.69018 | 0.69018 | 0.69018 | 0.69018 | 0.69018 | 0.69018 | 0.69018 | 0.69018 | 0.69018 | 0.69018 | 0.69018 | 0.69018 | 0.69018 | 0.69018 | 0.69018 | 0.69018 | 0.69018 | 0.69018 | 0.69018
[10 empty] | 2021 | 2022 | 2023 | 2024 | 2025 | 2026 | 2027 | 2028 | 2029 | 2030 | 2031 | 2032 | 2033 | 2034 | 2035 | 2036 | 2037 | 2038 | 2039 | 2040 | 2041 | 2042 | 2043 | 2044 | 2045 | 2046 | 2047 | 2048 | 2049 | 2050
[7 empty] | Construction Finance Factor | CFF | Advanced | bar: 2021 to 2050
[8 empty] | CFF | Moderate | bar: 2021 to 2050
[8 empty] | CFF | Conservative | bar: 2021 to 2050
[8 empty] | Accumulated Interest - Year 1 | * | 1.032 | 1.032 | 1.032 | 1.032 | 1.032 | 1.032 | 1.032 | 1.032 | 1.032 | 1.032 | 1.032 | 1.032 | 1.032 | 1.032 | 1.032 | 1.032 | 1.032 | 1.032 | 1.032 | 1.032 | 1.032 | 1.032 | 1.032 | 1.032 | 1.032 | 1.032 | 1.032 | 1.032 | 1.032 | 1.032
[8 empty] | Accumulated Interest - Year 2 | * | 1.0991 | 1.0991 | 1.0991 | 1.0991 | 1.0991 | 1.0991 | 1.0991 | 1.0991 | 1.0991 | 1.0991 | 1.0991 | 1.0991 | 1.0991 | 1.0991 | 1.0991 | 1.0991 | 1.0991 | 1.0991 | 1.0991 | 1.0991 | 1.0991 | 1.0991 | 1.0991 | 1.0991 | 1.0991 | 1.0991 | 1.0991 | 1.0991 | 1.0991 | 1.0991
[8 empty] | Accumulated Interest - Year 3 | * | 1.1705 | 1.1705 | 1.1705 | 1.1705 | 1.1705 | 1.1705 | 1.1705 | 1.1705 | 1.1705 | 1.1705 | 1.1705 | 1.1705 | 1.1705 | 1.1705 | 1.1705 | 1.1705 | 1.1705 | 1.1705 | 1.1705 | 1.1705 | 1.1705 | 1.1705 | 1.1705 | 1.1705 | 1.1705 | 1.1705 | 1.1705 | 1.1705 | 1.1705 | 1.1705
[8 empty] | Accumulated Equity Cost - Year 1 | Advanced | 1.0574 | 1.0574 | 1.0574 | 1.0574 | 1.0574 | 1.0574 | 1.0574 | 1.0574 | 1.0574 | 1.0574 | 1.0574 | 1.0574 | 1.0574 | 1.0574 | 1.0574 | 1.0574 | 1.0574 | 1.0574 | 1.0574 | 1.0574 | 1.0574 | 1.0574 | 1.0574 | 1.0574 | 1.0574 | 1.0574 | 1.0574 | 1.0574 | 1.0574 | 1.0574
[8 empty] | Accumulated Equity Cost - Year 2 | Advanced | 1.1821 | 1.1821 | 1.1821 | 1.1821 | 1.1821 | 1.1821 | 1.1821 | 1.1821 | 1.1821 | 1.1821 | 1.1821 | 1.1821 | 1.1821 | 1.1821 | 1.1821 | 1.1821 | 1.1821 | 1.1821 | 1.1821 | 1.1821 | 1.1821 | 1.1821 | 1.1821 | 1.1821 | 1.1821 | 1.1821 | 1.1821 | 1.1821 | 1.1821 | 1.1821
[8 empty] | Accumulated Equity Cost - Year 3 | Advanced | 1.3216 | 1.3216 | 1.3216 | 1.3216 | 1.3216 | 1.3216 | 1.3216 | 1.3216 | 1.3216 | 1.3216 | 1.3216 | 1.3216 | 1.3216 | 1.3216 | 1.3216 | 1.3216 | 1.3216 | 1.3216 | 1.3216 | 1.3216 | 1.3216 | 1.3216 | 1.3216 | 1.3216 | 1.3216 | 1.3216 | 1.3216 | 1.3216 | 1.3216 | 1.3216
[8 empty] | Accumulated Equity Cost - Year 1 | Moderate | 1.0574 | 1.0574 | 1.0574 | 1.0574 | 1.0574 | 1.0574 | 1.0574 | 1.0574 | 1.0574 | 1.0574 | 1.0574 | 1.0574 | 1.0574 | 1.0574 | 1.0574 | 1.0574 | 1.0574 | 1.0574 | 1.0574 | 1.0574 | 1.0574 | 1.0574 | 1.0574 | 1.0574 | 1.0574 | 1.0574 | 1.0574 | 1.0574 | 1.0574 | 1.0574
[8 empty] | Accumulated Equity Cost - Year 2 | Moderate | 1.1821 | 1.1821 | 1.1821 | 1.1821 | 1.1821 | 1.1821 | 1.1821 | 1.1821 | 1.1821 | 1.1821 | 1.1821 | 1.1821 | 1.1821 | 1.1821 | 1.1821 | 1.1821 | 1.1821 | 1.1821 | 1.1821 | 1.1821 | 1.1821 | 1.1821 | 1.1821 | 1.1821 | 1.1821 | 1.1821 | 1.1821 | 1.1821 | 1.1821 | 1.1821
[8 empty] | Accumulated Equity Cost - Year 3 | Moderate | 1.3216 | 1.3216 | 1.3216 | 1.3216 | 1.3216 | 1.3216 | 1.3216 | 1.3216 | 1.3216 | 1.3216 | 1.3216 | 1.3216 | 1.3216 | 1.3216 | 1.3216 | 1.3216 | 1.3216 | 1.3216 | 1.3216 | 1.3216 | 1.3216 | 1.3216 | 1.3216 | 1.3216 | 1.3216 | 1.3216 | 1.3216 | 1.3216 | 1.3216 | 1.3216
[8 empty] | Accumulated Equity Cost - Year 1 | Conservative | 1.0574 | 1.0574 | 1.0574 | 1.0574 | 1.0574 | 1.0574 | 1.0574 | 1.0574 | 1.0574 | 1.0574 | 1.0574 | 1.0574 | 1.0574 | 1.0574 | 1.0574 | 1.0574 | 1.0574 | 1.0574 | 1.0574 | 1.0574 | 1.0574 | 1.0574 | 1.0574 | 1.0574 | 1.0574 | 1.0574 | 1.0574 | 1.0574 | 1.0574 | 1.0574
[8 empty] | Accumulated Equity Cost - Year 2 | Conservative | 1.1821 | 1.1821 | 1.1821 | 1.1821 | 1.1821 | 1.1821 | 1.1821 | 1.1821 | 1.1821 | 1.1821 | 1.1821 | 1.1821 | 1.1821 | 1.1821 | 1.1821 | 1.1821 | 1.1821 | 1.1821 | 1.1821 | 1.1821 | 1.1821 | 1.1821 | 1.1821 | 1.1821 | 1.1821 | 1.1821 | 1.1821 | 1.1821 | 1.1821 | 1.1821
[8 empty] | Accumulated Equity Cost - Year 3 | Conservative | 1.3216 | 1.3216 | 1.3216 | 1.3216 | 1.3216 | 1.3216 | 1.3216 | 1.3216 | 1.3216 | 1.3216 | 1.3216 | 1.3216 | 1.3216 | 1.3216 | 1.3216 | 1.3216 | 1.3216 | 1.3216 | 1.3216 | 1.3216 | 1.3216 | 1.3216 | 1.3216 | 1.3216 | 1.3216 | 1.3216 | 1.3216 | 1.3216 | 1.3216 | 1.3216
|  | X |  | Data Sources for Default Inputs | bar: 2021 to 2036
[5 empty] | Current Costs: |  |  |  |  | 2022: Citation; 2027: Dollar Year; 2028: Escalation Index
[5 empty] | Available Capacity (GW) |  |  |  |  | 2022: Pieter Gagnon, Robert Margolis, Jennifer Melius, Caleb Phillips, Ryan Elmore. (2016).; 2037: Rooftop Solar Photovoltaic Technical Potential in the United States: A Detailed Assessment. NREL TP-6A20-65298
[5 empty] | Net Capacity Factor (%) |  |  |  |  | 2022: NREL. PVWATTS v5. Representative of national range of capacity factors.
[5 empty] | Overnight Capital Cost ($/kW) |  |  |  |  | 2022: V. Ramasamy, J. Zuboy, E. O’Shaughnessy, D. Feldman, J. Desai, M. Woodhouse, P. Basore, and R. Margolis. 2022.; 2037: U.S. Solar Photovoltaic System and Energy Storage Cost Benchmarks: Q1 2021. Golden, CO: National Renewable Energy Laboratory
[5 empty] | Fixed Operating Expenses ($/kW-yr) |  |  |  |  | 2022: V. Ramasamy, J. Zuboy, E. O’Shaughnessy, D. Feldman, J. Desai, M. Woodhouse, P. Basore, and R. Margolis. 2022.; 2037: U.S. Solar Photovoltaic System and Energy Storage Cost Benchmarks: Q1 2021. Golden, CO: National Renewable Energy Laboratory
[5 empty] | Variable Operating Expenses ($/MWh) |  |  |  |  | 2022: N/A
[5 empty] | Spur Line Cost ($/kW) |  |  |  |  | 2022: N/A
[5 empty] | Future Projections Costs: |  |  |  |  | 2022: Citation; 2027: Dollar Year; 2028: Escalation Index
[5 empty] | Net Capacity Factor (%) |  |  |  |  | 2022: NREL internal modeling taking into account improvements in degradation and increases in energy yield. See accompanying ATB presentation for more information.
[5 empty] | Overnight Capital Cost ($/kW) |  |  |  |  | 2022: NREL internal modeling See accompanying ATB presentation for more information.
[5 empty] | 2021 to 2022 overnight capital cost adjustments (%) |  |  |  |  | 2022: V. Ramasamy, J. Zuboy, E. O’Shaughnessy, D. Feldman, J. Desai, M. Woodhouse, P. Basore, and R. Margolis. 2022.
[5 empty] | Fixed Operating Expenses ($/kW-yr) |  |  |  |  | 2022: NREL internal modeling See accompanying ATB presentation for more information.
[5 empty] | Variable Operating Expenses ($/MWh) |  |  |  |  | 2022: N/A
[5 empty] | Grid Connection Cost ($/kW) |  |  |  |  | 2022: N/A
X

## Solar - CSP
Solar CSP | [9 empty] | https://atb.nrel.gov/electricity/2023/concentrating_solar_power
Inputs
Calculated
Input from other tab
| X |  |  | Assupmptions | [14 empty] | SAM
[5 empty] | Technology |  | Base Year: |  |  | 2021
[7 empty] | All values are given in 2021 U.S. dollars, see references at the bottom of this worksheet for dollar year conversions where source dollar years don't match 2021. | [13 empty] | Turbine CC | Storage CC | Field CC
[7 empty] | Concentrating Solar Power | [13 empty] | $/kWe | $/kWe at 10 hrs of storage | $/kWe
[7 empty] | CSP technology is based on power towers with direct two-tank TES combined with a steam-Rankine power cycle running at 574°C and 41.2% gross efficiency in 2019. | [11 empty] | CSP - 10hrs TES - Class 8 | 6822.0032 | 2035.9494 | 817.4116 | 3968.6421 |  | Name plate capacity (Mwe) | Gross Turbine capacity (MW) | Gross to net conversion |  | SAM Power Cycle Cost ($/kWgross) | Balance of SAM Plant (BOP) total ($/kWgross) | TES Cost ($/kWe @ 10hrs of storage) | TES Cost ($/kWhe) | Reference SAM cost ($/kWe) | Fixed Cost by Capacity ($/kWe/yr) | Variable cost by Generation ($/MWh)
[7 empty] | The CSP plant is a 102MW AC as a Baseload configuration with a solar multiple (SM) of 2.4 and 10hrs of storage for today's technology. The turbine is 115MW gross. | [11 empty] | CSP - 10hrs TES - Class 3 | 6822.0032 | 2035.9494 | 817.4116 | 3968.6421 |  | 101.66 | 115 | 0.884 |  | 1088.88 | 303.63 | 632.4408 | 63.2441 | 6822.0032 | 69.102 | 3.6645
[11 empty] | SAM Annual | Available | Available | [5 empty] | CSP - 10hrs TES - Class 2 | 6822.0032 | 2035.9494 | 817.4116 | 3968.6421
[11 empty] | Generation | Capacity | Generation
[11 empty] | (MWh) | (GW) | (GWh)
[7 empty] | Radiation Levels |  |  | Value of DNI | 38066 | 38066 | 116146245 | [5 empty] | Power Cycle Cost total ($) | Balance of Plant (BOP) total ($) | Power Cycle Cost ($/kWe) | BOP cost ($/kWe) | Duratation (hr) | TES cost ($/kWhth) | TES Capacity (MWhth) | TES Cost ($) | Heliostat field cost ($/m2) | Site Improvement Cost ($/m2) | Reflective area (m2) | Heliostat field fixed Cost ($) | Tower Cost Fixed ($) | Receiver Cost ($) | Direct Contingencies (%) | Indirects (%) | Field cost without adders ($/kWe) | SAM 2022 total reference cost ($)
[7 empty] | 10 hrs TES at Class 8 (I.e. Abilene Regional Airport, TX, Class 8 = Fair Resource) |  | TMY3 = 6.16 kWh/m2/day | 6.25 | 462380 | [7 empty] | 125221200 | 34917450 | 1231.7647 | 343.4729 | 10 | 23.034 | 2791.26 | 64293932.0388 | 132.969 | 16.752 | 1348316.2572 | 201871258.3442 | 26913780.7372 | 83370543.9235 | 7% | 20.79% | 3070.5841 | 693524843.2117
[7 empty] | 10 hrs TES at Class 3 (I.e. Phoenix, AZ Class 3 = Good Resource) |  | TMY3 = 7.1 kWh/m2/day | 7.34 | 558262.208
[7 empty] | 10 hrs TES at Class 2 (I.e. Daggett, CA, Class 2 = Excellent Resource) |  | TMY3 = 7.46 kWh/m2/day | 7.67 | 581558.08
[7 empty] | Technology Classification | Name | Tech | Resource | Scale | Maturity
[8 empty] | CSP - Class 2 | CSP | Class2 | Utility | Y
[8 empty] | CSP - Class 3 | CSP | Class3 | Utility | Y
[8 empty] | CSP - Class 8 | CSP | Class8 | Utility | Y
[5 empty] | Finance |  | Financial Assumptions:
[7 empty] | Capital Recovery Period (Years) |  |  |  |  | 30 |  | Financial Case |  | R&D
[7 empty] | Depreciation Period |  |  |  |  | 5 |  | Capital Recovery Period |  | 30
[7 empty] | Equity Premium During Construction |  |  |  |  | 2%
[7 empty] | Construction Duration yrs |  |  |  |  | 3
[7 empty] | Year | Capital | Percent of Leverage During Construction | Percent of Equity During Construction |  |  |  | Turbine CC | Storage CC | Field CC | OCC
[7 empty] | Index | Fraction | [5 empty] | $/kWe | $/kWe | $/kWe | $/kWe
[7 empty] | 0 | 80% | 80% | 20% |  |  | 2021 Base | 2035.9494 | 817.4116 | 3968.6421 | 6822.0032
[7 empty] | 1 | 10% | 80% | 20% |  |  | 2030 Moderate | 1425.1646 | 572.1881 | 2778.0495 | 4775.4022
[7 empty] | 2 | 10% | 80% | 20% |  |  | 2030 Advanced | 1140.1317 | 457.7505 | 2222.4396 | 3820.3218
[13 empty] | 2050 Moderate | 1221.5697 | 490.447 | 2381.1853 | 4093.2019
[13 empty] | 2050 Advanced | 855.0988 | 343.3129 | 1666.8297 | 2865.2413
Base Year
[10 empty] | 2021 | 2022 | 2023 | 2024 | 2025 | 2026 | 2027 | 2028 | 2029 | 2030 | 2031 | 2032 | 2033 | 2034 | 2035 | 2036 | 2037 | 2038 | 2039 | 2040 | 2041 | 2042 | 2043 | 2044 | 2045 | 2046 | 2047 | 2048 | 2049 | 2050
[7 empty] | Assumptions | Inflation Rate | * | 2.5% | 2.5% | 2.5% | 2.5% | 2.5% | 2.5% | 2.5% | 2.5% | 2.5% | 2.5% | 2.5% | 2.5% | 2.5% | 2.5% | 2.5% | 2.5% | 2.5% | 2.5% | 2.5% | 2.5% | 2.5% | 2.5% | 2.5% | 2.5% | 2.5% | 2.5% | 2.5% | 2.5% | 2.5% | 2.5%
[8 empty] | Interest Rate Nominal | Advanced | bar: Base Year 2021 to Base Year 2050
[8 empty] | Interest Rate Nominal | Moderate | bar: Base Year 2021 to Base Year 2050
[8 empty] | Interest Rate Nominal | Conservative | bar: Base Year 2021 to Base Year 2050
[8 empty] | Calculated Interest Rate Real | Advanced | 4.39% | 4.39% | 4.39% | 4.39% | 4.39% | 4.39% | 4.39% | 4.39% | 4.39% | 4.39% | 4.39% | 4.39% | 4.39% | 4.39% | 4.39% | 4.39% | 4.39% | 4.39% | 4.39% | 4.39% | 4.39% | 4.39% | 4.39% | 4.39% | 4.39% | 4.39% | 4.39% | 4.39% | 4.39% | 4.39%
[8 empty] | Calculated Interest Rate Real | Moderate | 4.39% | 4.39% | 4.39% | 4.39% | 4.39% | 4.39% | 4.39% | 4.39% | 4.39% | 4.39% | 4.39% | 4.39% | 4.39% | 4.39% | 4.39% | 4.39% | 4.39% | 4.39% | 4.39% | 4.39% | 4.39% | 4.39% | 4.39% | 4.39% | 4.39% | 4.39% | 4.39% | 4.39% | 4.39% | 4.39%
[8 empty] | Calculated Interest Rate Real | Conservative | 4.39% | 4.39% | 4.39% | 4.39% | 4.39% | 4.39% | 4.39% | 4.39% | 4.39% | 4.39% | 4.39% | 4.39% | 4.39% | 4.39% | 4.39% | 4.39% | 4.39% | 4.39% | 4.39% | 4.39% | 4.39% | 4.39% | 4.39% | 4.39% | 4.39% | 4.39% | 4.39% | 4.39% | 4.39% | 4.39%
[8 empty] | Interest During Construction - Nominal | * | 6.5% | 6.5% | 6.5% | 6.5% | 6.5% | 6.5% | 6.5% | 6.5% | 6.5% | 6.5% | 6.5% | 6.5% | 6.5% | 6.5% | 6.5% | 6.5% | 6.5% | 6.5% | 6.5% | 6.5% | 6.5% | 6.5% | 6.5% | 6.5% | 6.5% | 6.5% | 6.5% | 6.5% | 6.5% | 6.5%
[8 empty] | Rate of Return on Equity Nominal | Advanced | 11% | 11% | 11% | 11% | 11% | 11% | 11% | 11% | 11% | 11% | 11% | 11% | 11% | 11% | 11% | 11% | 11% | 11% | 11% | 11% | 11% | 11% | 11% | 11% | 11% | 11% | 11% | 11% | 11% | 11%
[8 empty] | Rate of Return on Equity Nominal | Moderate | 11% | 11% | 11% | 11% | 11% | 11% | 11% | 11% | 11% | 11% | 11% | 11% | 11% | 11% | 11% | 11% | 11% | 11% | 11% | 11% | 11% | 11% | 11% | 11% | 11% | 11% | 11% | 11% | 11% | 11%
[8 empty] | Rate of Return on Equity Nominal | Conservative | 11% | 11% | 11% | 11% | 11% | 11% | 11% | 11% | 11% | 11% | 11% | 11% | 11% | 11% | 11% | 11% | 11% | 11% | 11% | 11% | 11% | 11% | 11% | 11% | 11% | 11% | 11% | 11% | 11% | 11%
[8 empty] | Calculated Rate of Return on Equity Real | Advanced | 8.293% | 8.293% | 8.293% | 8.293% | 8.293% | 8.293% | 8.293% | 8.293% | 8.293% | 8.293% | 8.293% | 8.293% | 8.293% | 8.293% | 8.293% | 8.293% | 8.293% | 8.293% | 8.293% | 8.293% | 8.293% | 8.293% | 8.293% | 8.293% | 8.293% | 8.293% | 8.293% | 8.293% | 8.293% | 8.293%
[8 empty] | Calculated Rate of Return on Equity Real | Moderate | 8.293% | 8.293% | 8.293% | 8.293% | 8.293% | 8.293% | 8.293% | 8.293% | 8.293% | 8.293% | 8.293% | 8.293% | 8.293% | 8.293% | 8.293% | 8.293% | 8.293% | 8.293% | 8.293% | 8.293% | 8.293% | 8.293% | 8.293% | 8.293% | 8.293% | 8.293% | 8.293% | 8.293% | 8.293% | 8.293%
[8 empty] | Calculated Rate of Return on Equity Real | Conservative | 8.293% | 8.293% | 8.293% | 8.293% | 8.293% | 8.293% | 8.293% | 8.293% | 8.293% | 8.293% | 8.293% | 8.293% | 8.293% | 8.293% | 8.293% | 8.293% | 8.293% | 8.293% | 8.293% | 8.293% | 8.293% | 8.293% | 8.293% | 8.293% | 8.293% | 8.293% | 8.293% | 8.293% | 8.293% | 8.293%
[8 empty] | Debt Fraction | Advanced | 70.83% | 70.83% | 70.83% | 70.83% | 70.83% | 70.83% | 70.83% | 70.83% | 70.83% | 70.83% | 70.83% | 70.83% | 70.83% | 70.83% | 70.83% | 70.83% | 70.83% | 70.83% | 70.83% | 70.83% | 70.83% | 70.83% | 70.83% | 70.83% | 70.83% | 70.83% | 70.83% | 70.83% | 70.83% | 70.83%
[8 empty] | Debt Fraction | Moderate | 70.83% | 70.83% | 70.83% | 70.83% | 70.83% | 70.83% | 70.83% | 70.83% | 70.83% | 70.83% | 70.83% | 70.83% | 70.83% | 70.83% | 70.83% | 70.83% | 70.83% | 70.83% | 70.83% | 70.83% | 70.83% | 70.83% | 70.83% | 70.83% | 70.83% | 70.83% | 70.83% | 70.83% | 70.83% | 70.83%
[8 empty] | Debt Fraction | Conservative | 70.83% | 70.83% | 70.83% | 70.83% | 70.83% | 70.83% | 70.83% | 70.83% | 70.83% | 70.83% | 70.83% | 70.83% | 70.83% | 70.83% | 70.83% | 70.83% | 70.83% | 70.83% | 70.83% | 70.83% | 70.83% | 70.83% | 70.83% | 70.83% | 70.83% | 70.83% | 70.83% | 70.83% | 70.83% | 70.83%
[8 empty] | Tax Rate (Federal and State) | * | 25.74% | 25.74% | 25.74% | 25.74% | 25.74% | 25.74% | 25.74% | 25.74% | 25.74% | 25.74% | 25.74% | 25.74% | 25.74% | 25.74% | 25.74% | 25.74% | 25.74% | 25.74% | 25.74% | 25.74% | 25.74% | 25.74% | 25.74% | 25.74% | 25.74% | 25.74% | 25.74% | 25.74% | 25.74% | 25.74%
[8 empty] | WACC Nominal | Advanced | 6.89% | 6.89% | 6.89% | 6.89% | 6.89% | 6.89% | 6.89% | 6.89% | 6.89% | 6.89% | 6.89% | 6.89% | 6.89% | 6.89% | 6.89% | 6.89% | 6.89% | 6.89% | 6.89% | 6.89% | 6.89% | 6.89% | 6.89% | 6.89% | 6.89% | 6.89% | 6.89% | 6.89% | 6.89% | 6.89%
[8 empty] | WACC Nominal | Moderate | 6.89% | 6.89% | 6.89% | 6.89% | 6.89% | 6.89% | 6.89% | 6.89% | 6.89% | 6.89% | 6.89% | 6.89% | 6.89% | 6.89% | 6.89% | 6.89% | 6.89% | 6.89% | 6.89% | 6.89% | 6.89% | 6.89% | 6.89% | 6.89% | 6.89% | 6.89% | 6.89% | 6.89% | 6.89% | 6.89%
[8 empty] | WACC Nominal | Conservative | 6.89% | 6.89% | 6.89% | 6.89% | 6.89% | 6.89% | 6.89% | 6.89% | 6.89% | 6.89% | 6.89% | 6.89% | 6.89% | 6.89% | 6.89% | 6.89% | 6.89% | 6.89% | 6.89% | 6.89% | 6.89% | 6.89% | 6.89% | 6.89% | 6.89% | 6.89% | 6.89% | 6.89% | 6.89% | 6.89%
[8 empty] | WACC Real | Advanced | 4.283% | 4.283% | 4.283% | 4.283% | 4.283% | 4.283% | 4.283% | 4.283% | 4.283% | 4.283% | 4.283% | 4.283% | 4.283% | 4.283% | 4.283% | 4.283% | 4.283% | 4.283% | 4.283% | 4.283% | 4.283% | 4.283% | 4.283% | 4.283% | 4.283% | 4.283% | 4.283% | 4.283% | 4.283% | 4.283%
[8 empty] | WACC Real | Moderate | 4.283% | 4.283% | 4.283% | 4.283% | 4.283% | 4.283% | 4.283% | 4.283% | 4.283% | 4.283% | 4.283% | 4.283% | 4.283% | 4.283% | 4.283% | 4.283% | 4.283% | 4.283% | 4.283% | 4.283% | 4.283% | 4.283% | 4.283% | 4.283% | 4.283% | 4.283% | 4.283% | 4.283% | 4.283% | 4.283%
[8 empty] | WACC Real | Conservative | 4.283% | 4.283% | 4.283% | 4.283% | 4.283% | 4.283% | 4.283% | 4.283% | 4.283% | 4.283% | 4.283% | 4.283% | 4.283% | 4.283% | 4.283% | 4.283% | 4.283% | 4.283% | 4.283% | 4.283% | 4.283% | 4.283% | 4.283% | 4.283% | 4.283% | 4.283% | 4.283% | 4.283% | 4.283% | 4.283%
[8 empty] | Capital Recovery Factor (CRF) Nominal | Advanced | 7.97% | 7.97% | 7.97% | 7.97% | 7.97% | 7.97% | 7.97% | 7.97% | 7.97% | 7.97% | 7.97% | 7.97% | 7.97% | 7.97% | 7.97% | 7.97% | 7.97% | 7.97% | 7.97% | 7.97% | 7.97% | 7.97% | 7.97% | 7.97% | 7.97% | 7.97% | 7.97% | 7.97% | 7.97% | 7.97%
[8 empty] | Capital Recovery Factor (CRF) Nominal | Moderate | 7.97% | 7.97% | 7.97% | 7.97% | 7.97% | 7.97% | 7.97% | 7.97% | 7.97% | 7.97% | 7.97% | 7.97% | 7.97% | 7.97% | 7.97% | 7.97% | 7.97% | 7.97% | 7.97% | 7.97% | 7.97% | 7.97% | 7.97% | 7.97% | 7.97% | 7.97% | 7.97% | 7.97% | 7.97% | 7.97%
[8 empty] | Capital Recovery Factor (CRF) Nominal | Conservative | 7.97% | 7.97% | 7.97% | 7.97% | 7.97% | 7.97% | 7.97% | 7.97% | 7.97% | 7.97% | 7.97% | 7.97% | 7.97% | 7.97% | 7.97% | 7.97% | 7.97% | 7.97% | 7.97% | 7.97% | 7.97% | 7.97% | 7.97% | 7.97% | 7.97% | 7.97% | 7.97% | 7.97% | 7.97% | 7.97%
[8 empty] | Capital Recovery Factor (CRF) Real | Advanced | 5.984% | 5.984% | 5.984% | 5.984% | 5.984% | 5.984% | 5.984% | 5.984% | 5.984% | 5.984% | 5.984% | 5.984% | 5.984% | 5.984% | 5.984% | 5.984% | 5.984% | 5.984% | 5.984% | 5.984% | 5.984% | 5.984% | 5.984% | 5.984% | 5.984% | 5.984% | 5.984% | 5.984% | 5.984% | 5.984%
[8 empty] | Capital Recovery Factor (CRF) Real | Moderate | 5.984% | 5.984% | 5.984% | 5.984% | 5.984% | 5.984% | 5.984% | 5.984% | 5.984% | 5.984% | 5.984% | 5.984% | 5.984% | 5.984% | 5.984% | 5.984% | 5.984% | 5.984% | 5.984% | 5.984% | 5.984% | 5.984% | 5.984% | 5.984% | 5.984% | 5.984% | 5.984% | 5.984% | 5.984% | 5.984%
[8 empty] | Capital Recovery Factor (CRF) Real | Conservative | 5.984% | 5.984% | 5.984% | 5.984% | 5.984% | 5.984% | 5.984% | 5.984% | 5.984% | 5.984% | 5.984% | 5.984% | 5.984% | 5.984% | 5.984% | 5.984% | 5.984% | 5.984% | 5.984% | 5.984% | 5.984% | 5.984% | 5.984% | 5.984% | 5.984% | 5.984% | 5.984% | 5.984% | 5.984% | 5.984%
|  |  | X | Future Projections
Base Year
[10 empty] | 2021 | 2022 | 2023 | 2024 | 2025 | 2026 | 2027 | 2028 | 2029 | 2030 | 2031 | 2032 | 2033 | 2034 | 2035 | 2036 | 2037 | 2038 | 2039 | 2040 | 2041 | 2042 | 2043 | 2044 | 2045 | 2046 | 2047 | 2048 | 2049 | 2050
[5 empty] | Techno-Economic Cost and Performance Parameters |  | Net Capacity Factor (%) | CSP - Class 2 | Advanced | 66.6% | 66.6% | 66.6% | 66.6% | 66.6% | 66.6% | 66.6% | 66.6% | 66.6% | 66.6% | 66.6% | 66.6% | 66.6% | 66.6% | 66.6% | 66.6% | 66.6% | 66.6% | 66.6% | 66.6% | 66.6% | 66.6% | 66.6% | 66.6% | 66.6% | 66.6% | 66.6% | 66.6% | 66.6% | 66.6%
[8 empty] | CSP - Class 2 | Moderate | 66.6% | 66.6% | 66.6% | 66.6% | 66.6% | 66.6% | 66.6% | 66.6% | 66.6% | 66.6% | 66.6% | 66.6% | 66.6% | 66.6% | 66.6% | 66.6% | 66.6% | 66.6% | 66.6% | 66.6% | 66.6% | 66.6% | 66.6% | 66.6% | 66.6% | 66.6% | 66.6% | 66.6% | 66.6% | 66.6%
[8 empty] | CSP - Class 2 | Conservative | 66.6% | 66.6% | 66.6% | 66.6% | 66.6% | 66.6% | 66.6% | 66.6% | 66.6% | 66.6% | 66.6% | 66.6% | 66.6% | 66.6% | 66.6% | 66.6% | 66.6% | 66.6% | 66.6% | 66.6% | 66.6% | 66.6% | 66.6% | 66.6% | 66.6% | 66.6% | 66.6% | 66.6% | 66.6% | 66.6%
[8 empty] | CSP - Class 3 | Advanced | 64.7% | 64.7% | 64.7% | 64.7% | 64.7% | 64.7% | 64.7% | 64.7% | 64.7% | 64.7% | 64.7% | 64.7% | 64.7% | 64.7% | 64.7% | 64.7% | 64.7% | 64.7% | 64.7% | 64.7% | 64.7% | 64.7% | 64.7% | 64.7% | 64.7% | 64.7% | 64.7% | 64.7% | 64.7% | 64.7%
[8 empty] | CSP - Class 3 | Moderate | 64.7% | 64.7% | 64.7% | 64.7% | 64.7% | 64.7% | 64.7% | 64.7% | 64.7% | 64.7% | 64.7% | 64.7% | 64.7% | 64.7% | 64.7% | 64.7% | 64.7% | 64.7% | 64.7% | 64.7% | 64.7% | 64.7% | 64.7% | 64.7% | 64.7% | 64.7% | 64.7% | 64.7% | 64.7% | 64.7%
[8 empty] | CSP - Class 3 | Conservative | 64.7% | 64.7% | 64.7% | 64.7% | 64.7% | 64.7% | 64.7% | 64.7% | 64.7% | 64.7% | 64.7% | 64.7% | 64.7% | 64.7% | 64.7% | 64.7% | 64.7% | 64.7% | 64.7% | 64.7% | 64.7% | 64.7% | 64.7% | 64.7% | 64.7% | 64.7% | 64.7% | 64.7% | 64.7% | 64.7%
[8 empty] | CSP - Class 8 | Advanced | 51.4% | 51.4% | 51.4% | 51.4% | 51.4% | 51.4% | 51.4% | 51.4% | 51.4% | 51.4% | 51.4% | 51.4% | 51.4% | 51.4% | 51.4% | 51.4% | 51.4% | 51.4% | 51.4% | 51.4% | 51.4% | 51.4% | 51.4% | 51.4% | 51.4% | 51.4% | 51.4% | 51.4% | 51.4% | 51.4%
[8 empty] | CSP - Class 8 | Moderate | 51.4% | 51.4% | 51.4% | 51.4% | 51.4% | 51.4% | 51.4% | 51.4% | 51.4% | 51.4% | 51.4% | 51.4% | 51.4% | 51.4% | 51.4% | 51.4% | 51.4% | 51.4% | 51.4% | 51.4% | 51.4% | 51.4% | 51.4% | 51.4% | 51.4% | 51.4% | 51.4% | 51.4% | 51.4% | 51.4%
[8 empty] | CSP - Class 8 | Conservative | 51.4% | 51.4% | 51.4% | 51.4% | 51.4% | 51.4% | 51.4% | 51.4% | 51.4% | 51.4% | 51.4% | 51.4% | 51.4% | 51.4% | 51.4% | 51.4% | 51.4% | 51.4% | 51.4% | 51.4% | 51.4% | 51.4% | 51.4% | 51.4% | 51.4% | 51.4% | 51.4% | 51.4% | 51.4% | 51.4%
[10 empty] | 2021 | 2022 | 2023 | 2024 | 2025 | 2026 | 2027 | 2028 | 2029 | 2030 | 2031 | 2032 | 2033 | 2034 | 2035 | 2036 | 2037 | 2038 | 2039 | 2040 | 2041 | 2042 | 2043 | 2044 | 2045 | 2046 | 2047 | 2048 | 2049 | 2050
[7 empty] | Annual Energy Production (kWh/kW) | CSP - Class 2 | Advanced | 5834.16 | 5834.16 | 5834.16 | 5834.16 | 5834.16 | 5834.16 | 5834.16 | 5834.16 | 5834.16 | 5834.16 | 5834.16 | 5834.16 | 5834.16 | 5834.16 | 5834.16 | 5834.16 | 5834.16 | 5834.16 | 5834.16 | 5834.16 | 5834.16 | 5834.16 | 5834.16 | 5834.16 | 5834.16 | 5834.16 | 5834.16 | 5834.16 | 5834.16 | 5834.16
[8 empty] | CSP - Class 2 | Moderate | 5834.16 | 5834.16 | 5834.16 | 5834.16 | 5834.16 | 5834.16 | 5834.16 | 5834.16 | 5834.16 | 5834.16 | 5834.16 | 5834.16 | 5834.16 | 5834.16 | 5834.16 | 5834.16 | 5834.16 | 5834.16 | 5834.16 | 5834.16 | 5834.16 | 5834.16 | 5834.16 | 5834.16 | 5834.16 | 5834.16 | 5834.16 | 5834.16 | 5834.16 | 5834.16
[8 empty] | CSP - Class 2 | Conservative | 5834.16 | 5834.16 | 5834.16 | 5834.16 | 5834.16 | 5834.16 | 5834.16 | 5834.16 | 5834.16 | 5834.16 | 5834.16 | 5834.16 | 5834.16 | 5834.16 | 5834.16 | 5834.16 | 5834.16 | 5834.16 | 5834.16 | 5834.16 | 5834.16 | 5834.16 | 5834.16 | 5834.16 | 5834.16 | 5834.16 | 5834.16 | 5834.16 | 5834.16 | 5834.16
[8 empty] | CSP - Class 3 | Advanced | 5667.72 | 5667.72 | 5667.72 | 5667.72 | 5667.72 | 5667.72 | 5667.72 | 5667.72 | 5667.72 | 5667.72 | 5667.72 | 5667.72 | 5667.72 | 5667.72 | 5667.72 | 5667.72 | 5667.72 | 5667.72 | 5667.72 | 5667.72 | 5667.72 | 5667.72 | 5667.72 | 5667.72 | 5667.72 | 5667.72 | 5667.72 | 5667.72 | 5667.72 | 5667.72
[8 empty] | CSP - Class 3 | Moderate | 5667.72 | 5667.72 | 5667.72 | 5667.72 | 5667.72 | 5667.72 | 5667.72 | 5667.72 | 5667.72 | 5667.72 | 5667.72 | 5667.72 | 5667.72 | 5667.72 | 5667.72 | 5667.72 | 5667.72 | 5667.72 | 5667.72 | 5667.72 | 5667.72 | 5667.72 | 5667.72 | 5667.72 | 5667.72 | 5667.72 | 5667.72 | 5667.72 | 5667.72 | 5667.72
[8 empty] | CSP - Class 3 | Conservative | 5667.72 | 5667.72 | 5667.72 | 5667.72 | 5667.72 | 5667.72 | 5667.72 | 5667.72 | 5667.72 | 5667.72 | 5667.72 | 5667.72 | 5667.72 | 5667.72 | 5667.72 | 5667.72 | 5667.72 | 5667.72 | 5667.72 | 5667.72 | 5667.72 | 5667.72 | 5667.72 | 5667.72 | 5667.72 | 5667.72 | 5667.72 | 5667.72 | 5667.72 | 5667.72
[8 empty] | CSP - Class 8 | Advanced | 4502.64 | 4502.64 | 4502.64 | 4502.64 | 4502.64 | 4502.64 | 4502.64 | 4502.64 | 4502.64 | 4502.64 | 4502.64 | 4502.64 | 4502.64 | 4502.64 | 4502.64 | 4502.64 | 4502.64 | 4502.64 | 4502.64 | 4502.64 | 4502.64 | 4502.64 | 4502.64 | 4502.64 | 4502.64 | 4502.64 | 4502.64 | 4502.64 | 4502.64 | 4502.64
[8 empty] | CSP - Class 8 | Moderate | 4502.64 | 4502.64 | 4502.64 | 4502.64 | 4502.64 | 4502.64 | 4502.64 | 4502.64 | 4502.64 | 4502.64 | 4502.64 | 4502.64 | 4502.64 | 4502.64 | 4502.64 | 4502.64 | 4502.64 | 4502.64 | 4502.64 | 4502.64 | 4502.64 | 4502.64 | 4502.64 | 4502.64 | 4502.64 | 4502.64 | 4502.64 | 4502.64 | 4502.64 | 4502.64
[8 empty] | CSP - Class 8 | Conservative | 4502.64 | 4502.64 | 4502.64 | 4502.64 | 4502.64 | 4502.64 | 4502.64 | 4502.64 | 4502.64 | 4502.64 | 4502.64 | 4502.64 | 4502.64 | 4502.64 | 4502.64 | 4502.64 | 4502.64 | 4502.64 | 4502.64 | 4502.64 | 4502.64 | 4502.64 | 4502.64 | 4502.64 | 4502.64 | 4502.64 | 4502.64 | 4502.64 | 4502.64 | 4502.64
[10 empty] | 2021 | 2022 | 2023 | 2024 | 2025 | 2026 | 2027 | 2028 | 2029 | 2030 | 2031 | 2032 | 2033 | 2034 | 2035 | 2036 | 2037 | 2038 | 2039 | 2040 | 2041 | 2042 | 2043 | 2044 | 2045 | 2046 | 2047 | 2048 | 2049 | 2050
[7 empty] | CAPEX ($/kW) | CSP - Class 2 | Advanced | 7253.7832 | 6899.1538 | 6544.5244 | 6189.895 | 5835.2656 | 5480.6362 | 5126.0068 | 4771.3774 | 4416.748 | 4062.1186 | 4011.3421 | 3960.5656 | 3909.7891 | 3859.0126 | 3808.2362 | 3757.4597 | 3706.6832 | 3655.9067 | 3605.1302 | 3554.3537 | 3503.5773 | 3452.8008 | 3402.0243 | 3351.2478 | 3300.4713 | 3249.6949 | 3198.9184 | 3148.1419 | 3097.3654 | 3046.5889
[8 empty] | CSP - Class 2 | Moderate | 7253.7832 | 7011.9904 | 6770.1976 | 6528.4048 | 6286.6121 | 6044.8193 | 5803.0265 | 5561.2338 | 5319.441 | 5077.6482 | 5041.3793 | 5005.1104 | 4968.8415 | 4932.5725 | 4896.3036 | 4860.0347 | 4823.7658 | 4787.4969 | 4751.228 | 4714.9591 | 4678.6901 | 4642.4212 | 4606.1523 | 4569.8834 | 4533.6145 | 4497.3456 | 4461.0766 | 4424.8077 | 4388.5388 | 4352.2699
[8 empty] | CSP - Class 2 | Conservative | 7253.7832 | 7253.7832 | 7253.7832 | 7253.7832 | 7253.7832 | 7253.7832 | 7253.7832 | 7253.7832 | 7253.7832 | 7253.7832 | 7253.7832 | 7253.7832 | 7253.7832 | 7253.7832 | 7253.7832 | 7253.7832 | 7253.7832 | 7253.7832 | 7253.7832 | 7253.7832 | 7253.7832 | 7253.7832 | 7253.7832 | 7253.7832 | 7253.7832 | 7253.7832 | 7253.7832 | 7253.7832 | 7253.7832 | 7253.7832
[8 empty] | CSP - Class 3 | Advanced | 7253.7832 | 6899.1538 | 6544.5244 | 6189.895 | 5835.2656 | 5480.6362 | 5126.0068 | 4771.3774 | 4416.748 | 4062.1186 | 4011.3421 | 3960.5656 | 3909.7891 | 3859.0126 | 3808.2362 | 3757.4597 | 3706.6832 | 3655.9067 | 3605.1302 | 3554.3537 | 3503.5773 | 3452.8008 | 3402.0243 | 3351.2478 | 3300.4713 | 3249.6949 | 3198.9184 | 3148.1419 | 3097.3654 | 3046.5889
[8 empty] | CSP - Class 3 | Moderate | 7253.7832 | 7011.9904 | 6770.1976 | 6528.4048 | 6286.6121 | 6044.8193 | 5803.0265 | 5561.2338 | 5319.441 | 5077.6482 | 5041.3793 | 5005.1104 | 4968.8415 | 4932.5725 | 4896.3036 | 4860.0347 | 4823.7658 | 4787.4969 | 4751.228 | 4714.9591 | 4678.6901 | 4642.4212 | 4606.1523 | 4569.8834 | 4533.6145 | 4497.3456 | 4461.0766 | 4424.8077 | 4388.5388 | 4352.2699
[8 empty] | CSP - Class 3 | Conservative | 7253.7832 | 7253.7832 | 7253.7832 | 7253.7832 | 7253.7832 | 7253.7832 | 7253.7832 | 7253.7832 | 7253.7832 | 7253.7832 | 7253.7832 | 7253.7832 | 7253.7832 | 7253.7832 | 7253.7832 | 7253.7832 | 7253.7832 | 7253.7832 | 7253.7832 | 7253.7832 | 7253.7832 | 7253.7832 | 7253.7832 | 7253.7832 | 7253.7832 | 7253.7832 | 7253.7832 | 7253.7832 | 7253.7832 | 7253.7832
[8 empty] | CSP - Class 8 | Advanced | 7253.7832 | 6899.1538 | 6544.5244 | 6189.895 | 5835.2656 | 5480.6362 | 5126.0068 | 4771.3774 | 4416.748 | 4062.1186 | 4011.3421 | 3960.5656 | 3909.7891 | 3859.0126 | 3808.2362 | 3757.4597 | 3706.6832 | 3655.9067 | 3605.1302 | 3554.3537 | 3503.5773 | 3452.8008 | 3402.0243 | 3351.2478 | 3300.4713 | 3249.6949 | 3198.9184 | 3148.1419 | 3097.3654 | 3046.5889
[8 empty] | CSP - Class 8 | Moderate | 7253.7832 | 7011.9904 | 6770.1976 | 6528.4048 | 6286.6121 | 6044.8193 | 5803.0265 | 5561.2338 | 5319.441 | 5077.6482 | 5041.3793 | 5005.1104 | 4968.8415 | 4932.5725 | 4896.3036 | 4860.0347 | 4823.7658 | 4787.4969 | 4751.228 | 4714.9591 | 4678.6901 | 4642.4212 | 4606.1523 | 4569.8834 | 4533.6145 | 4497.3456 | 4461.0766 | 4424.8077 | 4388.5388 | 4352.2699
[8 empty] | CSP - Class 8 | Conservative | 7253.7832 | 7253.7832 | 7253.7832 | 7253.7832 | 7253.7832 | 7253.7832 | 7253.7832 | 7253.7832 | 7253.7832 | 7253.7832 | 7253.7832 | 7253.7832 | 7253.7832 | 7253.7832 | 7253.7832 | 7253.7832 | 7253.7832 | 7253.7832 | 7253.7832 | 7253.7832 | 7253.7832 | 7253.7832 | 7253.7832 | 7253.7832 | 7253.7832 | 7253.7832 | 7253.7832 | 7253.7832 | 7253.7832 | 7253.7832
[10 empty] | 2021 | 2022 | 2023 | 2024 | 2025 | 2026 | 2027 | 2028 | 2029 | 2030 | 2031 | 2032 | 2033 | 2034 | 2035 | 2036 | 2037 | 2038 | 2039 | 2040 | 2041 | 2042 | 2043 | 2044 | 2045 | 2046 | 2047 | 2048 | 2049 | 2050
[7 empty] | Construction Financing Cost ($/kW) | CSP - Class 2 | Advanced | 431.78 | 410.6707 | 389.5615 | 368.4522 | 347.343 | 326.2338 | 305.1245 | 284.0153 | 262.906 | 241.7968 | 238.7743 | 235.7519 | 232.7294 | 229.7069 | 226.6845 | 223.662 | 220.6396 | 217.6171 | 214.5947 | 211.5722 | 208.5497 | 205.5273 | 202.5048 | 199.4824 | 196.4599 | 193.4374 | 190.415 | 187.3925 | 184.3701 | 181.3476
[8 empty] | CSP - Class 2 | Moderate | 431.78 | 417.3873 | 402.9946 | 388.602 | 374.2093 | 359.8166 | 345.424 | 331.0313 | 316.6387 | 302.246 | 300.0871 | 297.9282 | 295.7693 | 293.6104 | 291.4515 | 289.2926 | 287.1337 | 284.9748 | 282.8159 | 280.657 | 278.4981 | 276.3392 | 274.1803 | 272.0214 | 269.8625 | 267.7036 | 265.5447 | 263.3858 | 261.2269 | 259.068
[8 empty] | CSP - Class 2 | Conservative | 431.78 | 431.78 | 431.78 | 431.78 | 431.78 | 431.78 | 431.78 | 431.78 | 431.78 | 431.78 | 431.78 | 431.78 | 431.78 | 431.78 | 431.78 | 431.78 | 431.78 | 431.78 | 431.78 | 431.78 | 431.78 | 431.78 | 431.78 | 431.78 | 431.78 | 431.78 | 431.78 | 431.78 | 431.78 | 431.78
[8 empty] | CSP - Class 3 | Advanced | 431.78 | 410.6707 | 389.5615 | 368.4522 | 347.343 | 326.2338 | 305.1245 | 284.0153 | 262.906 | 241.7968 | 238.7743 | 235.7519 | 232.7294 | 229.7069 | 226.6845 | 223.662 | 220.6396 | 217.6171 | 214.5947 | 211.5722 | 208.5497 | 205.5273 | 202.5048 | 199.4824 | 196.4599 | 193.4374 | 190.415 | 187.3925 | 184.3701 | 181.3476
[8 empty] | CSP - Class 3 | Moderate | 431.78 | 417.3873 | 402.9946 | 388.602 | 374.2093 | 359.8166 | 345.424 | 331.0313 | 316.6387 | 302.246 | 300.0871 | 297.9282 | 295.7693 | 293.6104 | 291.4515 | 289.2926 | 287.1337 | 284.9748 | 282.8159 | 280.657 | 278.4981 | 276.3392 | 274.1803 | 272.0214 | 269.8625 | 267.7036 | 265.5447 | 263.3858 | 261.2269 | 259.068
[8 empty] | CSP - Class 3 | Conservative | 431.78 | 431.78 | 431.78 | 431.78 | 431.78 | 431.78 | 431.78 | 431.78 | 431.78 | 431.78 | 431.78 | 431.78 | 431.78 | 431.78 | 431.78 | 431.78 | 431.78 | 431.78 | 431.78 | 431.78 | 431.78 | 431.78 | 431.78 | 431.78 | 431.78 | 431.78 | 431.78 | 431.78 | 431.78 | 431.78
[8 empty] | CSP - Class 8 | Advanced | 431.78 | 410.6707 | 389.5615 | 368.4522 | 347.343 | 326.2338 | 305.1245 | 284.0153 | 262.906 | 241.7968 | 238.7743 | 235.7519 | 232.7294 | 229.7069 | 226.6845 | 223.662 | 220.6396 | 217.6171 | 214.5947 | 211.5722 | 208.5497 | 205.5273 | 202.5048 | 199.4824 | 196.4599 | 193.4374 | 190.415 | 187.3925 | 184.3701 | 181.3476
[8 empty] | CSP - Class 8 | Moderate | 431.78 | 417.3873 | 402.9946 | 388.602 | 374.2093 | 359.8166 | 345.424 | 331.0313 | 316.6387 | 302.246 | 300.0871 | 297.9282 | 295.7693 | 293.6104 | 291.4515 | 289.2926 | 287.1337 | 284.9748 | 282.8159 | 280.657 | 278.4981 | 276.3392 | 274.1803 | 272.0214 | 269.8625 | 267.7036 | 265.5447 | 263.3858 | 261.2269 | 259.068
[8 empty] | CSP - Class 8 | Conservative | 431.78 | 431.78 | 431.78 | 431.78 | 431.78 | 431.78 | 431.78 | 431.78 | 431.78 | 431.78 | 431.78 | 431.78 | 431.78 | 431.78 | 431.78 | 431.78 | 431.78 | 431.78 | 431.78 | 431.78 | 431.78 | 431.78 | 431.78 | 431.78 | 431.78 | 431.78 | 431.78 | 431.78 | 431.78 | 431.78
[10 empty] | 2021 | 2022 | 2023 | 2024 | 2025 | 2026 | 2027 | 2028 | 2029 | 2030 | 2031 | 2032 | 2033 | 2034 | 2035 | 2036 | 2037 | 2038 | 2039 | 2040 | 2041 | 2042 | 2043 | 2044 | 2045 | 2046 | 2047 | 2048 | 2049 | 2050
[7 empty] | Overnight Capital Cost ($/kW) | CSP - Class 2 | Advanced | 6822.0032 | 6488.483 | 6154.9629 | 5821.4427 | 5487.9226 | 5154.4024 | 4820.8822 | 4487.3621 | 4153.8419 | 3820.3218 | 3772.5678 | 3724.8137 | 3677.0597 | 3629.3057 | 3581.5517 | 3533.7976 | 3486.0436 | 3438.2896 | 3390.5356 | 3342.7816 | 3295.0275 | 3247.2735 | 3199.5195 | 3151.7655 | 3104.0114 | 3056.2574 | 3008.5034 | 2960.7494 | 2912.9954 | 2865.2413
[8 empty] | CSP - Class 2 | Moderate | 6822.0032 | 6594.6031 | 6367.203 | 6139.8029 | 5912.4028 | 5685.0026 | 5457.6025 | 5230.2024 | 5002.8023 | 4775.4022 | 4741.2922 | 4707.1822 | 4673.0722 | 4638.9622 | 4604.8521 | 4570.7421 | 4536.6321 | 4502.5221 | 4468.4121 | 4434.3021 | 4400.1921 | 4366.082 | 4331.972 | 4297.862 | 4263.752 | 4229.642 | 4195.532 | 4161.4219 | 4127.3119 | 4093.2019
[8 empty] | CSP - Class 2 | Conservative | 6822.0032 | 6822.0032 | 6822.0032 | 6822.0032 | 6822.0032 | 6822.0032 | 6822.0032 | 6822.0032 | 6822.0032 | 6822.0032 | 6822.0032 | 6822.0032 | 6822.0032 | 6822.0032 | 6822.0032 | 6822.0032 | 6822.0032 | 6822.0032 | 6822.0032 | 6822.0032 | 6822.0032 | 6822.0032 | 6822.0032 | 6822.0032 | 6822.0032 | 6822.0032 | 6822.0032 | 6822.0032 | 6822.0032 | 6822.0032
[8 empty] | CSP - Class 3 | Advanced | 6822.0032 | 6488.483 | 6154.9629 | 5821.4427 | 5487.9226 | 5154.4024 | 4820.8822 | 4487.3621 | 4153.8419 | 3820.3218 | 3772.5678 | 3724.8137 | 3677.0597 | 3629.3057 | 3581.5517 | 3533.7976 | 3486.0436 | 3438.2896 | 3390.5356 | 3342.7816 | 3295.0275 | 3247.2735 | 3199.5195 | 3151.7655 | 3104.0114 | 3056.2574 | 3008.5034 | 2960.7494 | 2912.9954 | 2865.2413
[8 empty] | CSP - Class 3 | Moderate | 6822.0032 | 6594.6031 | 6367.203 | 6139.8029 | 5912.4028 | 5685.0026 | 5457.6025 | 5230.2024 | 5002.8023 | 4775.4022 | 4741.2922 | 4707.1822 | 4673.0722 | 4638.9622 | 4604.8521 | 4570.7421 | 4536.6321 | 4502.5221 | 4468.4121 | 4434.3021 | 4400.1921 | 4366.082 | 4331.972 | 4297.862 | 4263.752 | 4229.642 | 4195.532 | 4161.4219 | 4127.3119 | 4093.2019
[8 empty] | CSP - Class 3 | Conservative | 6822.0032 | 6822.0032 | 6822.0032 | 6822.0032 | 6822.0032 | 6822.0032 | 6822.0032 | 6822.0032 | 6822.0032 | 6822.0032 | 6822.0032 | 6822.0032 | 6822.0032 | 6822.0032 | 6822.0032 | 6822.0032 | 6822.0032 | 6822.0032 | 6822.0032 | 6822.0032 | 6822.0032 | 6822.0032 | 6822.0032 | 6822.0032 | 6822.0032 | 6822.0032 | 6822.0032 | 6822.0032 | 6822.0032 | 6822.0032
[8 empty] | CSP - Class 8 | Advanced | 6822.0032 | 6488.483 | 6154.9629 | 5821.4427 | 5487.9226 | 5154.4024 | 4820.8822 | 4487.3621 | 4153.8419 | 3820.3218 | 3772.5678 | 3724.8137 | 3677.0597 | 3629.3057 | 3581.5517 | 3533.7976 | 3486.0436 | 3438.2896 | 3390.5356 | 3342.7816 | 3295.0275 | 3247.2735 | 3199.5195 | 3151.7655 | 3104.0114 | 3056.2574 | 3008.5034 | 2960.7494 | 2912.9954 | 2865.2413
[8 empty] | CSP - Class 8 | Moderate | 6822.0032 | 6594.6031 | 6367.203 | 6139.8029 | 5912.4028 | 5685.0026 | 5457.6025 | 5230.2024 | 5002.8023 | 4775.4022 | 4741.2922 | 4707.1822 | 4673.0722 | 4638.9622 | 4604.8521 | 4570.7421 | 4536.6321 | 4502.5221 | 4468.4121 | 4434.3021 | 4400.1921 | 4366.082 | 4331.972 | 4297.862 | 4263.752 | 4229.642 | 4195.532 | 4161.4219 | 4127.3119 | 4093.2019
[8 empty] | CSP - Class 8 | Conservative | 6822.0032 | 6822.0032 | 6822.0032 | 6822.0032 | 6822.0032 | 6822.0032 | 6822.0032 | 6822.0032 | 6822.0032 | 6822.0032 | 6822.0032 | 6822.0032 | 6822.0032 | 6822.0032 | 6822.0032 | 6822.0032 | 6822.0032 | 6822.0032 | 6822.0032 | 6822.0032 | 6822.0032 | 6822.0032 | 6822.0032 | 6822.0032 | 6822.0032 | 6822.0032 | 6822.0032 | 6822.0032 | 6822.0032 | 6822.0032
[10 empty] | 2021 | 2022 | 2023 | 2024 | 2025 | 2026 | 2027 | 2028 | 2029 | 2030 | 2031 | 2032 | 2033 | 2034 | 2035 | 2036 | 2037 | 2038 | 2039 | 2040 | 2041 | 2042 | 2043 | 2044 | 2045 | 2046 | 2047 | 2048 | 2049 | 2050
[7 empty] | Fixed Operation and Maintenance Expenses ($/kW-yr) | CSP - Class 2 | Advanced | 69.102 | 66.424 | 63.746 | 61.068 | 58.39 | 55.712 | 53.034 | 50.356 | 47.678 | 45 | 44.75 | 44.5 | 44.25 | 44 | 43.75 | 43.5 | 43.25 | 43 | 42.75 | 42.5 | 42.25 | 42 | 41.75 | 41.5 | 41.25 | 41 | 40.75 | 40.5 | 40.25 | 40
[8 empty] | CSP - Class 2 | Moderate | 69.102 | 67.1825 | 65.263 | 63.3435 | 61.424 | 59.5045 | 57.585 | 55.6655 | 53.746 | 51.8265 | 51.8265 | 51.8265 | 51.8265 | 51.8265 | 51.8265 | 51.8265 | 51.8265 | 51.8265 | 51.8265 | 51.8265 | 51.8265 | 51.8265 | 51.8265 | 51.8265 | 51.8265 | 51.8265 | 51.8265 | 51.8265 | 51.8265 | 51.8265
[8 empty] | CSP - Class 2 | Conservative | 69.102 | 69.102 | 69.102 | 69.102 | 69.102 | 69.102 | 69.102 | 69.102 | 69.102 | 69.102 | 69.102 | 69.102 | 69.102 | 69.102 | 69.102 | 69.102 | 69.102 | 69.102 | 69.102 | 69.102 | 69.102 | 69.102 | 69.102 | 69.102 | 69.102 | 69.102 | 69.102 | 69.102 | 69.102 | 69.102
[8 empty] | CSP - Class 3 | Advanced | 69.102 | 66.424 | 63.746 | 61.068 | 58.39 | 55.712 | 53.034 | 50.356 | 47.678 | 45 | 44.75 | 44.5 | 44.25 | 44 | 43.75 | 43.5 | 43.25 | 43 | 42.75 | 42.5 | 42.25 | 42 | 41.75 | 41.5 | 41.25 | 41 | 40.75 | 40.5 | 40.25 | 40
[8 empty] | CSP - Class 3 | Moderate | 69.102 | 67.1825 | 65.263 | 63.3435 | 61.424 | 59.5045 | 57.585 | 55.6655 | 53.746 | 51.8265 | 51.8265 | 51.8265 | 51.8265 | 51.8265 | 51.8265 | 51.8265 | 51.8265 | 51.8265 | 51.8265 | 51.8265 | 51.8265 | 51.8265 | 51.8265 | 51.8265 | 51.8265 | 51.8265 | 51.8265 | 51.8265 | 51.8265 | 51.8265
[8 empty] | CSP - Class 3 | Conservative | 69.102 | 69.102 | 69.102 | 69.102 | 69.102 | 69.102 | 69.102 | 69.102 | 69.102 | 69.102 | 69.102 | 69.102 | 69.102 | 69.102 | 69.102 | 69.102 | 69.102 | 69.102 | 69.102 | 69.102 | 69.102 | 69.102 | 69.102 | 69.102 | 69.102 | 69.102 | 69.102 | 69.102 | 69.102 | 69.102
[8 empty] | CSP - Class 8 | Advanced | 69.102 | 66.424 | 63.746 | 61.068 | 58.39 | 55.712 | 53.034 | 50.356 | 47.678 | 45 | 44.75 | 44.5 | 44.25 | 44 | 43.75 | 43.5 | 43.25 | 43 | 42.75 | 42.5 | 42.25 | 42 | 41.75 | 41.5 | 41.25 | 41 | 40.75 | 40.5 | 40.25 | 40
[8 empty] | CSP - Class 8 | Moderate | 69.102 | 67.1825 | 65.263 | 63.3435 | 61.424 | 59.5045 | 57.585 | 55.6655 | 53.746 | 51.8265 | 51.8265 | 51.8265 | 51.8265 | 51.8265 | 51.8265 | 51.8265 | 51.8265 | 51.8265 | 51.8265 | 51.8265 | 51.8265 | 51.8265 | 51.8265 | 51.8265 | 51.8265 | 51.8265 | 51.8265 | 51.8265 | 51.8265 | 51.8265
[8 empty] | CSP - Class 8 | Conservative | 69.102 | 69.102 | 69.102 | 69.102 | 69.102 | 69.102 | 69.102 | 69.102 | 69.102 | 69.102 | 69.102 | 69.102 | 69.102 | 69.102 | 69.102 | 69.102 | 69.102 | 69.102 | 69.102 | 69.102 | 69.102 | 69.102 | 69.102 | 69.102 | 69.102 | 69.102 | 69.102 | 69.102 | 69.102 | 69.102
[10 empty] | 2021 | 2022 | 2023 | 2024 | 2025 | 2026 | 2027 | 2028 | 2029 | 2030 | 2031 | 2032 | 2033 | 2034 | 2035 | 2036 | 2037 | 2038 | 2039 | 2040 | 2041 | 2042 | 2043 | 2044 | 2045 | 2046 | 2047 | 2048 | 2049 | 2050
[7 empty] | Variable Operation and Maintenance Expenses ($/MWh) | CSP - Class 2 | Advanced | 3.6645 | 3.5807 | 3.4968 | 3.413 | 3.3292 | 3.2453 | 3.1615 | 3.0777 | 2.9938 | 2.91 | 2.91 | 2.91 | 2.91 | 2.91 | 2.91 | 2.91 | 2.91 | 2.91 | 2.91 | 2.91 | 2.91 | 2.91 | 2.91 | 2.91 | 2.91 | 2.91 | 2.91 | 2.91 | 2.91 | 2.91
[8 empty] | CSP - Class 2 | Moderate | 3.6645 | 3.5907 | 3.5168 | 3.443 | 3.3692 | 3.2953 | 3.2215 | 3.1477 | 3.0738 | 3 | 3 | 3 | 3 | 3 | 3 | 3 | 3 | 3 | 3 | 3 | 3 | 3 | 3 | 3 | 3 | 3 | 3 | 3 | 3 | 3
[8 empty] | CSP - Class 2 | Conservative | 3.6645 | 3.6645 | 3.6645 | 3.6645 | 3.6645 | 3.6645 | 3.6645 | 3.6645 | 3.6645 | 3.6645 | 3.6645 | 3.6645 | 3.6645 | 3.6645 | 3.6645 | 3.6645 | 3.6645 | 3.6645 | 3.6645 | 3.6645 | 3.6645 | 3.6645 | 3.6645 | 3.6645 | 3.6645 | 3.6645 | 3.6645 | 3.6645 | 3.6645 | 3.6645
[8 empty] | CSP - Class 3 | Advanced | 3.6645 | 3.5807 | 3.4968 | 3.413 | 3.3292 | 3.2453 | 3.1615 | 3.0777 | 2.9938 | 2.91 | 2.91 | 2.91 | 2.91 | 2.91 | 2.91 | 2.91 | 2.91 | 2.91 | 2.91 | 2.91 | 2.91 | 2.91 | 2.91 | 2.91 | 2.91 | 2.91 | 2.91 | 2.91 | 2.91 | 2.91
[8 empty] | CSP - Class 3 | Moderate | 3.6645 | 3.5907 | 3.5168 | 3.443 | 3.3692 | 3.2953 | 3.2215 | 3.1477 | 3.0738 | 3 | 3 | 3 | 3 | 3 | 3 | 3 | 3 | 3 | 3 | 3 | 3 | 3 | 3 | 3 | 3 | 3 | 3 | 3 | 3 | 3
[8 empty] | CSP - Class 3 | Conservative | 3.6645 | 3.6645 | 3.6645 | 3.6645 | 3.6645 | 3.6645 | 3.6645 | 3.6645 | 3.6645 | 3.6645 | 3.6645 | 3.6645 | 3.6645 | 3.6645 | 3.6645 | 3.6645 | 3.6645 | 3.6645 | 3.6645 | 3.6645 | 3.6645 | 3.6645 | 3.6645 | 3.6645 | 3.6645 | 3.6645 | 3.6645 | 3.6645 | 3.6645 | 3.6645
[8 empty] | CSP - Class 8 | Advanced | 3.6645 | 3.5807 | 3.4968 | 3.413 | 3.3292 | 3.2453 | 3.1615 | 3.0777 | 2.9938 | 2.91 | 2.91 | 2.91 | 2.91 | 2.91 | 2.91 | 2.91 | 2.91 | 2.91 | 2.91 | 2.91 | 2.91 | 2.91 | 2.91 | 2.91 | 2.91 | 2.91 | 2.91 | 2.91 | 2.91 | 2.91
[8 empty] | CSP - Class 8 | Moderate | 3.6645 | 3.5907 | 3.5168 | 3.443 | 3.3692 | 3.2953 | 3.2215 | 3.1477 | 3.0738 | 3 | 3 | 3 | 3 | 3 | 3 | 3 | 3 | 3 | 3 | 3 | 3 | 3 | 3 | 3 | 3 | 3 | 3 | 3 | 3 | 3
[8 empty] | CSP - Class 8 | Conservative | 3.6645 | 3.6645 | 3.6645 | 3.6645 | 3.6645 | 3.6645 | 3.6645 | 3.6645 | 3.6645 | 3.6645 | 3.6645 | 3.6645 | 3.6645 | 3.6645 | 3.6645 | 3.6645 | 3.6645 | 3.6645 | 3.6645 | 3.6645 | 3.6645 | 3.6645 | 3.6645 | 3.6645 | 3.6645 | 3.6645 | 3.6645 | 3.6645 | 3.6645 | 3.6645
[10 empty] | 2021 | 2022 | 2023 | 2024 | 2025 | 2026 | 2027 | 2028 | 2029 | 2030 | 2031 | 2032 | 2033 | 2034 | 2035 | 2036 | 2037 | 2038 | 2039 | 2040 | 2041 | 2042 | 2043 | 2044 | 2045 | 2046 | 2047 | 2048 | 2049 | 2050
[5 empty] | Grid Connection Costs |  | Grid Connection Costs (GCC) ($/kW) | CSP - Class 2 | Advanced | 0 | 0 | 0 | 0 | 0 | 0 | 0 | 0 | 0 | 0 | 0 | 0 | 0 | 0 | 0 | 0 | 0 | 0 | 0 | 0 | 0 | 0 | 0 | 0 | 0 | 0 | 0 | 0 | 0 | 0
[8 empty] | CSP - Class 2 | Moderate | 0 | 0 | 0 | 0 | 0 | 0 | 0 | 0 | 0 | 0 | 0 | 0 | 0 | 0 | 0 | 0 | 0 | 0 | 0 | 0 | 0 | 0 | 0 | 0 | 0 | 0 | 0 | 0 | 0 | 0
[8 empty] | CSP - Class 2 | Conservative | 0 | 0 | 0 | 0 | 0 | 0 | 0 | 0 | 0 | 0 | 0 | 0 | 0 | 0 | 0 | 0 | 0 | 0 | 0 | 0 | 0 | 0 | 0 | 0 | 0 | 0 | 0 | 0 | 0 | 0
[8 empty] | CSP - Class 3 | Advanced | 0 | 0 | 0 | 0 | 0 | 0 | 0 | 0 | 0 | 0 | 0 | 0 | 0 | 0 | 0 | 0 | 0 | 0 | 0 | 0 | 0 | 0 | 0 | 0 | 0 | 0 | 0 | 0 | 0 | 0
[8 empty] | CSP - Class 3 | Moderate | 0 | 0 | 0 | 0 | 0 | 0 | 0 | 0 | 0 | 0 | 0 | 0 | 0 | 0 | 0 | 0 | 0 | 0 | 0 | 0 | 0 | 0 | 0 | 0 | 0 | 0 | 0 | 0 | 0 | 0
[8 empty] | CSP - Class 3 | Conservative | 0 | 0 | 0 | 0 | 0 | 0 | 0 | 0 | 0 | 0 | 0 | 0 | 0 | 0 | 0 | 0 | 0 | 0 | 0 | 0 | 0 | 0 | 0 | 0 | 0 | 0 | 0 | 0 | 0 | 0
[8 empty] | CSP - Class 8 | Advanced | 0 | 0 | 0 | 0 | 0 | 0 | 0 | 0 | 0 | 0 | 0 | 0 | 0 | 0 | 0 | 0 | 0 | 0 | 0 | 0 | 0 | 0 | 0 | 0 | 0 | 0 | 0 | 0 | 0 | 0
[8 empty] | CSP - Class 8 | Moderate | 0 | 0 | 0 | 0 | 0 | 0 | 0 | 0 | 0 | 0 | 0 | 0 | 0 | 0 | 0 | 0 | 0 | 0 | 0 | 0 | 0 | 0 | 0 | 0 | 0 | 0 | 0 | 0 | 0 | 0
[8 empty] | CSP - Class 8 | Conservative | 0 | 0 | 0 | 0 | 0 | 0 | 0 | 0 | 0 | 0 | 0 | 0 | 0 | 0 | 0 | 0 | 0 | 0 | 0 | 0 | 0 | 0 | 0 | 0 | 0 | 0 | 0 | 0 | 0 | 0
[10 empty] | 2021 | 2022 | 2023 | 2024 | 2025 | 2026 | 2027 | 2028 | 2029 | 2030 | 2031 | 2032 | 2033 | 2034 | 2035 | 2036 | 2037 | 2038 | 2039 | 2040 | 2041 | 2042 | 2043 | 2044 | 2045 | 2046 | 2047 | 2048 | 2049 | 2050
[5 empty] | LCOE |  | Levelized Cost of Energy ($/MWh) | CSP - Class 2 | Advanced | 94.1901 | 89.8006 | 85.4111 | 81.0216 | 76.6321 | 72.2426 | 67.8531 | 63.4636 | 59.0741 | 54.6847 | 54.091 | 53.4974 | 52.9038 | 52.3102 | 51.7166 | 51.1229 | 50.5293 | 49.9357 | 49.3421 | 48.7485 | 48.1548 | 47.5612 | 46.9676 | 46.374 | 45.7804 | 45.1867 | 44.5931 | 43.9995 | 43.4059 | 42.8123
[8 empty] | CSP - Class 2 | Moderate | 94.1901 | 91.1645 | 88.139 | 85.1134 | 82.0879 | 79.0623 | 76.0368 | 73.0112 | 69.9857 | 66.9601 | 66.5667 | 66.1733 | 65.7799 | 65.3865 | 64.9931 | 64.5997 | 64.2063 | 63.8129 | 63.4195 | 63.026 | 62.6326 | 62.2392 | 61.8458 | 61.4524 | 61.059 | 60.6656 | 60.2722 | 59.8788 | 59.4854 | 59.092
[8 empty] | CSP - Class 2 | Conservative | 94.1901 | 94.1901 | 94.1901 | 94.1901 | 94.1901 | 94.1901 | 94.1901 | 94.1901 | 94.1901 | 94.1901 | 94.1901 | 94.1901 | 94.1901 | 94.1901 | 94.1901 | 94.1901 | 94.1901 | 94.1901 | 94.1901 | 94.1901 | 94.1901 | 94.1901 | 94.1901 | 94.1901 | 94.1901 | 94.1901 | 94.1901 | 94.1901 | 94.1901 | 94.1901
[8 empty] | CSP - Class 3 | Advanced | 96.8485 | 92.3325 | 87.8166 | 83.3007 | 78.7847 | 74.2688 | 69.7529 | 65.2369 | 60.721 | 56.2051 | 55.594 | 54.983 | 54.3719 | 53.7609 | 53.1498 | 52.5388 | 51.9277 | 51.3167 | 50.7056 | 50.0946 | 49.4835 | 48.8725 | 48.2614 | 47.6504 | 47.0393 | 46.4283 | 45.8172 | 45.2062 | 44.5951 | 43.984
[8 empty] | CSP - Class 3 | Moderate | 96.8485 | 93.7362 | 90.624 | 87.5118 | 84.3995 | 81.2873 | 78.1751 | 75.0628 | 71.9506 | 68.8384 | 68.4334 | 68.0285 | 67.6235 | 67.2185 | 66.8136 | 66.4086 | 66.0037 | 65.5987 | 65.1938 | 64.7888 | 64.3838 | 63.9789 | 63.5739 | 63.169 | 62.764 | 62.359 | 61.9541 | 61.5491 | 61.1442 | 60.7392
[8 empty] | CSP - Class 3 | Conservative | 96.8485 | 96.8485 | 96.8485 | 96.8485 | 96.8485 | 96.8485 | 96.8485 | 96.8485 | 96.8485 | 96.8485 | 96.8485 | 96.8485 | 96.8485 | 96.8485 | 96.8485 | 96.8485 | 96.8485 | 96.8485 | 96.8485 | 96.8485 | 96.8485 | 96.8485 | 96.8485 | 96.8485 | 96.8485 | 96.8485 | 96.8485 | 96.8485 | 96.8485 | 96.8485
[8 empty] | CSP - Class 8 | Advanced | 120.9603 | 115.2975 | 109.6347 | 103.972 | 98.3092 | 92.6465 | 86.9837 | 81.321 | 75.6582 | 69.9954 | 69.2263 | 68.4571 | 67.688 | 66.9188 | 66.1496 | 65.3805 | 64.6113 | 63.8421 | 63.073 | 62.3038 | 61.5346 | 60.7655 | 59.9963 | 59.2271 | 58.458 | 57.6888 | 56.9197 | 56.1505 | 55.3813 | 54.6122
[8 empty] | CSP - Class 8 | Moderate | 120.9603 | 117.0618 | 113.1634 | 109.265 | 105.3665 | 101.4681 | 97.5697 | 93.6712 | 89.7728 | 85.8744 | 85.3646 | 84.8549 | 84.3451 | 83.8354 | 83.3257 | 82.8159 | 82.3062 | 81.7964 | 81.2867 | 80.7769 | 80.2672 | 79.7575 | 79.2477 | 78.738 | 78.2282 | 77.7185 | 77.2087 | 76.699 | 76.1892 | 75.6795
[8 empty] | CSP - Class 8 | Conservative | 120.9603 | 120.9603 | 120.9603 | 120.9603 | 120.9603 | 120.9603 | 120.9603 | 120.9603 | 120.9603 | 120.9603 | 120.9603 | 120.9603 | 120.9603 | 120.9603 | 120.9603 | 120.9603 | 120.9603 | 120.9603 | 120.9603 | 120.9603 | 120.9603 | 120.9603 | 120.9603 | 120.9603 | 120.9603 | 120.9603 | 120.9603 | 120.9603 | 120.9603 | 120.9603
[10 empty] | 2021 | 2022 | 2023 | 2024 | 2025 | 2026 | 2027 | 2028 | 2029 | 2030 | 2031 | 2032 | 2033 | 2034 | 2035 | 2036 | 2037 | 2038 | 2039 | 2040 | 2041 | 2042 | 2043 | 2044 | 2045 | 2046 | 2047 | 2048 | 2049 | 2050
[5 empty] | Additional Factors |  | Tax Credit | 10 year CRF | Advanced | 12.5% | 12.5% | 12.5% | 12.5% | 12.5% | 12.5% | 12.5% | 12.5% | 12.5% | 12.5% | 12.5% | 12.5% | 12.5% | 12.5% | 12.5% | 12.5% | 12.5% | 12.5% | 12.5% | 12.5% | 12.5% | 12.5% | 12.5% | 12.5% | 12.5% | 12.5% | 12.5% | 12.5% | 12.5% | 11.61%
[8 empty] | 10 year CRF | Moderate | 12.5% | 12.5% | 12.5% | 12.5% | 12.5% | 12.5% | 12.5% | 12.5% | 12.5% | 12.5% | 12.5% | 12.5% | 12.5% | 12.5% | 12.5% | 12.5% | 12.5% | 12.5% | 12.5% | 12.5% | 12.5% | 12.5% | 12.5% | 12.5% | 12.5% | 12.5% | 12.5% | 12.5% | 12.5% | 11.61%
[8 empty] | 10 year CRF | Conservative | 12.5% | 12.5% | 12.5% | 12.5% | 12.5% | 12.5% | 12.5% | 12.5% | 12.5% | 12.5% | 12.5% | 12.5% | 12.5% | 12.5% | 12.5% | 12.5% | 12.5% | 12.5% | 12.5% | 12.5% | 12.5% | 12.5% | 12.5% | 12.5% | 12.5% | 12.5% | 12.5% | 12.5% | 12.5% | 11.61%
[8 empty] | ITC Schedule | * | bar: 2021 to 2050
[8 empty] | PTC | Advanced | 0 | 0 | 0 | 0 | 0 | 0 | 0 | 0 | 0 | 0 | 0 | 0 | 0 | 0 | 0 | 0 | 0 | 0 | 0 | 0 | 0 | 0 | 0 | 0 | 0 | 0 | 0 | 0 | 0 | 0
[8 empty] | PTC | Moderate | 0 | 0 | 0 | 0 | 0 | 0 | 0 | 0 | 0 | 0 | 0 | 0 | 0 | 0 | 0 | 0 | 0 | 0 | 0 | 0 | 0 | 0 | 0 | 0 | 0 | 0 | 0 | 0 | 0 | 0
[8 empty] | PTC | Conservative | 0 | 0 | 0 | 0 | 0 | 0 | 0 | 0 | 0 | 0 | 0 | 0 | 0 | 0 | 0 | 0 | 0 | 0 | 0 | 0 | 0 | 0 | 0 | 0 | 0 | 0 | 0 | 0 | 0 | 0
[8 empty] | PVD | Advanced | 0.83382 | 0.83382 | 0.83382 | 0.83382 | 0.83382 | 0.83382 | 0.83382 | 0.83382 | 0.83382 | 0.83382 | 0.83382 | 0.83382 | 0.83382 | 0.83382 | 0.83382 | 0.83382 | 0.83382 | 0.83382 | 0.83382 | 0.83382 | 0.83382 | 0.83382 | 0.83382 | 0.83382 | 0.83382 | 0.83382 | 0.83382 | 0.83382 | 0.83382 | 0.83382
[8 empty] | PVD | Moderate | 0.83382 | 0.83382 | 0.83382 | 0.83382 | 0.83382 | 0.83382 | 0.83382 | 0.83382 | 0.83382 | 0.83382 | 0.83382 | 0.83382 | 0.83382 | 0.83382 | 0.83382 | 0.83382 | 0.83382 | 0.83382 | 0.83382 | 0.83382 | 0.83382 | 0.83382 | 0.83382 | 0.83382 | 0.83382 | 0.83382 | 0.83382 | 0.83382 | 0.83382 | 0.83382
[8 empty] | PVD | Conservative | 0.83382 | 0.83382 | 0.83382 | 0.83382 | 0.83382 | 0.83382 | 0.83382 | 0.83382 | 0.83382 | 0.83382 | 0.83382 | 0.83382 | 0.83382 | 0.83382 | 0.83382 | 0.83382 | 0.83382 | 0.83382 | 0.83382 | 0.83382 | 0.83382 | 0.83382 | 0.83382 | 0.83382 | 0.83382 | 0.83382 | 0.83382 | 0.83382 | 0.83382 | 0.83382
[8 empty] | PFF | Advanced | 1.0576 | 1.0576 | 1.0576 | 1.0576 | 1.0576 | 1.0576 | 1.0576 | 1.0576 | 1.0576 | 1.0576 | 1.0576 | 1.0576 | 1.0576 | 1.0576 | 1.0576 | 1.0576 | 1.0576 | 1.0576 | 1.0576 | 1.0576 | 1.0576 | 1.0576 | 1.0576 | 1.0576 | 1.0576 | 1.0576 | 1.0576 | 1.0576 | 1.0576 | 1.0576
[8 empty] | PFF | Moderate | 1.0576 | 1.0576 | 1.0576 | 1.0576 | 1.0576 | 1.0576 | 1.0576 | 1.0576 | 1.0576 | 1.0576 | 1.0576 | 1.0576 | 1.0576 | 1.0576 | 1.0576 | 1.0576 | 1.0576 | 1.0576 | 1.0576 | 1.0576 | 1.0576 | 1.0576 | 1.0576 | 1.0576 | 1.0576 | 1.0576 | 1.0576 | 1.0576 | 1.0576 | 1.0576
[8 empty] | PFF | Conservative | 1.0576 | 1.0576 | 1.0576 | 1.0576 | 1.0576 | 1.0576 | 1.0576 | 1.0576 | 1.0576 | 1.0576 | 1.0576 | 1.0576 | 1.0576 | 1.0576 | 1.0576 | 1.0576 | 1.0576 | 1.0576 | 1.0576 | 1.0576 | 1.0576 | 1.0576 | 1.0576 | 1.0576 | 1.0576 | 1.0576 | 1.0576 | 1.0576 | 1.0576 | 1.0576
[6 empty] | MACRS |  | Year (Advanced) |  | 2021 | 2022 | 2023 | 2024 | 2025 | 2026 | 2027 | 2028 | 2029 | 2030 | 2031 | 2032 | 2033 | 2034 | 2035 | 2036 | 2037 | 2038 | 2039 | 2040 | 2041 | 2042 | 2043 | 2044 | 2045 | 2046 | 2047 | 2048 | 2049 | 2050
[6 empty] | 0.2 | Depreciation Factor | 1 |  | 0.93554 | 0.93554 | 0.93554 | 0.93554 | 0.93554 | 0.93554 | 0.93554 | 0.93554 | 0.93554 | 0.93554 | 0.93554 | 0.93554 | 0.93554 | 0.93554 | 0.93554 | 0.93554 | 0.93554 | 0.93554 | 0.93554 | 0.93554 | 0.93554 | 0.93554 | 0.93554 | 0.93554 | 0.93554 | 0.93554 | 0.93554 | 0.93554 | 0.93554 | 0.93554
[6 empty] | 0.32 |  | 2 |  | 0.87523 | 0.87523 | 0.87523 | 0.87523 | 0.87523 | 0.87523 | 0.87523 | 0.87523 | 0.87523 | 0.87523 | 0.87523 | 0.87523 | 0.87523 | 0.87523 | 0.87523 | 0.87523 | 0.87523 | 0.87523 | 0.87523 | 0.87523 | 0.87523 | 0.87523 | 0.87523 | 0.87523 | 0.87523 | 0.87523 | 0.87523 | 0.87523 | 0.87523 | 0.87523
[6 empty] | 0.192 |  | 3 |  | 0.81881 | 0.81881 | 0.81881 | 0.81881 | 0.81881 | 0.81881 | 0.81881 | 0.81881 | 0.81881 | 0.81881 | 0.81881 | 0.81881 | 0.81881 | 0.81881 | 0.81881 | 0.81881 | 0.81881 | 0.81881 | 0.81881 | 0.81881 | 0.81881 | 0.81881 | 0.81881 | 0.81881 | 0.81881 | 0.81881 | 0.81881 | 0.81881 | 0.81881 | 0.81881
[6 empty] | 0.1152 |  | 4 |  | 0.76603 | 0.76603 | 0.76603 | 0.76603 | 0.76603 | 0.76603 | 0.76603 | 0.76603 | 0.76603 | 0.76603 | 0.76603 | 0.76603 | 0.76603 | 0.76603 | 0.76603 | 0.76603 | 0.76603 | 0.76603 | 0.76603 | 0.76603 | 0.76603 | 0.76603 | 0.76603 | 0.76603 | 0.76603 | 0.76603 | 0.76603 | 0.76603 | 0.76603 | 0.76603
[6 empty] | 0.1152 |  | 5 |  | 0.71665 | 0.71665 | 0.71665 | 0.71665 | 0.71665 | 0.71665 | 0.71665 | 0.71665 | 0.71665 | 0.71665 | 0.71665 | 0.71665 | 0.71665 | 0.71665 | 0.71665 | 0.71665 | 0.71665 | 0.71665 | 0.71665 | 0.71665 | 0.71665 | 0.71665 | 0.71665 | 0.71665 | 0.71665 | 0.71665 | 0.71665 | 0.71665 | 0.71665 | 0.71665
[6 empty] | 0.0576 |  | 6 |  | 0.67045 | 0.67045 | 0.67045 | 0.67045 | 0.67045 | 0.67045 | 0.67045 | 0.67045 | 0.67045 | 0.67045 | 0.67045 | 0.67045 | 0.67045 | 0.67045 | 0.67045 | 0.67045 | 0.67045 | 0.67045 | 0.67045 | 0.67045 | 0.67045 | 0.67045 | 0.67045 | 0.67045 | 0.67045 | 0.67045 | 0.67045 | 0.67045 | 0.67045 | 0.67045
[8 empty] | Year (Moderate) |  | 2021 | 2022 | 2023 | 2024 | 2025 | 2026 | 2027 | 2028 | 2029 | 2030 | 2031 | 2032 | 2033 | 2034 | 2035 | 2036 | 2037 | 2038 | 2039 | 2040 | 2041 | 2042 | 2043 | 2044 | 2045 | 2046 | 2047 | 2048 | 2049 | 2050
[8 empty] | 1 |  | 0.93554 | 0.93554 | 0.93554 | 0.93554 | 0.93554 | 0.93554 | 0.93554 | 0.93554 | 0.93554 | 0.93554 | 0.93554 | 0.93554 | 0.93554 | 0.93554 | 0.93554 | 0.93554 | 0.93554 | 0.93554 | 0.93554 | 0.93554 | 0.93554 | 0.93554 | 0.93554 | 0.93554 | 0.93554 | 0.93554 | 0.93554 | 0.93554 | 0.93554 | 0.93554
[8 empty] | 2 |  | 0.87523 | 0.87523 | 0.87523 | 0.87523 | 0.87523 | 0.87523 | 0.87523 | 0.87523 | 0.87523 | 0.87523 | 0.87523 | 0.87523 | 0.87523 | 0.87523 | 0.87523 | 0.87523 | 0.87523 | 0.87523 | 0.87523 | 0.87523 | 0.87523 | 0.87523 | 0.87523 | 0.87523 | 0.87523 | 0.87523 | 0.87523 | 0.87523 | 0.87523 | 0.87523
[8 empty] | 3 |  | 0.81881 | 0.81881 | 0.81881 | 0.81881 | 0.81881 | 0.81881 | 0.81881 | 0.81881 | 0.81881 | 0.81881 | 0.81881 | 0.81881 | 0.81881 | 0.81881 | 0.81881 | 0.81881 | 0.81881 | 0.81881 | 0.81881 | 0.81881 | 0.81881 | 0.81881 | 0.81881 | 0.81881 | 0.81881 | 0.81881 | 0.81881 | 0.81881 | 0.81881 | 0.81881
[8 empty] | 4 |  | 0.76603 | 0.76603 | 0.76603 | 0.76603 | 0.76603 | 0.76603 | 0.76603 | 0.76603 | 0.76603 | 0.76603 | 0.76603 | 0.76603 | 0.76603 | 0.76603 | 0.76603 | 0.76603 | 0.76603 | 0.76603 | 0.76603 | 0.76603 | 0.76603 | 0.76603 | 0.76603 | 0.76603 | 0.76603 | 0.76603 | 0.76603 | 0.76603 | 0.76603 | 0.76603
[8 empty] | 5 |  | 0.71665 | 0.71665 | 0.71665 | 0.71665 | 0.71665 | 0.71665 | 0.71665 | 0.71665 | 0.71665 | 0.71665 | 0.71665 | 0.71665 | 0.71665 | 0.71665 | 0.71665 | 0.71665 | 0.71665 | 0.71665 | 0.71665 | 0.71665 | 0.71665 | 0.71665 | 0.71665 | 0.71665 | 0.71665 | 0.71665 | 0.71665 | 0.71665 | 0.71665 | 0.71665
[8 empty] | 6 |  | 0.67045 | 0.67045 | 0.67045 | 0.67045 | 0.67045 | 0.67045 | 0.67045 | 0.67045 | 0.67045 | 0.67045 | 0.67045 | 0.67045 | 0.67045 | 0.67045 | 0.67045 | 0.67045 | 0.67045 | 0.67045 | 0.67045 | 0.67045 | 0.67045 | 0.67045 | 0.67045 | 0.67045 | 0.67045 | 0.67045 | 0.67045 | 0.67045 | 0.67045 | 0.67045
[8 empty] | Year (Conservative) |  | 2021 | 2022 | 2023 | 2024 | 2025 | 2026 | 2027 | 2028 | 2029 | 2030 | 2031 | 2032 | 2033 | 2034 | 2035 | 2036 | 2037 | 2038 | 2039 | 2040 | 2041 | 2042 | 2043 | 2044 | 2045 | 2046 | 2047 | 2048 | 2049 | 2050
[8 empty] | 1 |  | 0.93554 | 0.93554 | 0.93554 | 0.93554 | 0.93554 | 0.93554 | 0.93554 | 0.93554 | 0.93554 | 0.93554 | 0.93554 | 0.93554 | 0.93554 | 0.93554 | 0.93554 | 0.93554 | 0.93554 | 0.93554 | 0.93554 | 0.93554 | 0.93554 | 0.93554 | 0.93554 | 0.93554 | 0.93554 | 0.93554 | 0.93554 | 0.93554 | 0.93554 | 0.93554
[8 empty] | 2 |  | 0.87523 | 0.87523 | 0.87523 | 0.87523 | 0.87523 | 0.87523 | 0.87523 | 0.87523 | 0.87523 | 0.87523 | 0.87523 | 0.87523 | 0.87523 | 0.87523 | 0.87523 | 0.87523 | 0.87523 | 0.87523 | 0.87523 | 0.87523 | 0.87523 | 0.87523 | 0.87523 | 0.87523 | 0.87523 | 0.87523 | 0.87523 | 0.87523 | 0.87523 | 0.87523
[8 empty] | 3 |  | 0.81881 | 0.81881 | 0.81881 | 0.81881 | 0.81881 | 0.81881 | 0.81881 | 0.81881 | 0.81881 | 0.81881 | 0.81881 | 0.81881 | 0.81881 | 0.81881 | 0.81881 | 0.81881 | 0.81881 | 0.81881 | 0.81881 | 0.81881 | 0.81881 | 0.81881 | 0.81881 | 0.81881 | 0.81881 | 0.81881 | 0.81881 | 0.81881 | 0.81881 | 0.81881
[8 empty] | 4 |  | 0.76603 | 0.76603 | 0.76603 | 0.76603 | 0.76603 | 0.76603 | 0.76603 | 0.76603 | 0.76603 | 0.76603 | 0.76603 | 0.76603 | 0.76603 | 0.76603 | 0.76603 | 0.76603 | 0.76603 | 0.76603 | 0.76603 | 0.76603 | 0.76603 | 0.76603 | 0.76603 | 0.76603 | 0.76603 | 0.76603 | 0.76603 | 0.76603 | 0.76603 | 0.76603
[8 empty] | 5 |  | 0.71665 | 0.71665 | 0.71665 | 0.71665 | 0.71665 | 0.71665 | 0.71665 | 0.71665 | 0.71665 | 0.71665 | 0.71665 | 0.71665 | 0.71665 | 0.71665 | 0.71665 | 0.71665 | 0.71665 | 0.71665 | 0.71665 | 0.71665 | 0.71665 | 0.71665 | 0.71665 | 0.71665 | 0.71665 | 0.71665 | 0.71665 | 0.71665 | 0.71665 | 0.71665
[8 empty] | 6 |  | 0.67045 | 0.67045 | 0.67045 | 0.67045 | 0.67045 | 0.67045 | 0.67045 | 0.67045 | 0.67045 | 0.67045 | 0.67045 | 0.67045 | 0.67045 | 0.67045 | 0.67045 | 0.67045 | 0.67045 | 0.67045 | 0.67045 | 0.67045 | 0.67045 | 0.67045 | 0.67045 | 0.67045 | 0.67045 | 0.67045 | 0.67045 | 0.67045 | 0.67045 | 0.67045
[10 empty] | 2021 | 2022 | 2023 | 2024 | 2025 | 2026 | 2027 | 2028 | 2029 | 2030 | 2031 | 2032 | 2033 | 2034 | 2035 | 2036 | 2037 | 2038 | 2039 | 2040 | 2041 | 2042 | 2043 | 2044 | 2045 | 2046 | 2047 | 2048 | 2049 | 2050
[7 empty] | Construction Finance Factor | CFF | Advanced | 1.0633 | 1.0633 | 1.0633 | 1.0633 | 1.0633 | 1.0633 | 1.0633 | 1.0633 | 1.0633 | 1.0633 | 1.0633 | 1.0633 | 1.0633 | 1.0633 | 1.0633 | 1.0633 | 1.0633 | 1.0633 | 1.0633 | 1.0633 | 1.0633 | 1.0633 | 1.0633 | 1.0633 | 1.0633 | 1.0633 | 1.0633 | 1.0633 | 1.0633 | 1.0633
[8 empty] | CFF | Moderate | 1.0633 | 1.0633 | 1.0633 | 1.0633 | 1.0633 | 1.0633 | 1.0633 | 1.0633 | 1.0633 | 1.0633 | 1.0633 | 1.0633 | 1.0633 | 1.0633 | 1.0633 | 1.0633 | 1.0633 | 1.0633 | 1.0633 | 1.0633 | 1.0633 | 1.0633 | 1.0633 | 1.0633 | 1.0633 | 1.0633 | 1.0633 | 1.0633 | 1.0633 | 1.0633
[8 empty] | CFF | Conservative | 1.0633 | 1.0633 | 1.0633 | 1.0633 | 1.0633 | 1.0633 | 1.0633 | 1.0633 | 1.0633 | 1.0633 | 1.0633 | 1.0633 | 1.0633 | 1.0633 | 1.0633 | 1.0633 | 1.0633 | 1.0633 | 1.0633 | 1.0633 | 1.0633 | 1.0633 | 1.0633 | 1.0633 | 1.0633 | 1.0633 | 1.0633 | 1.0633 | 1.0633 | 1.0633
[8 empty] | Accumulated Interest - Year 1 | * | 1.032 | 1.032 | 1.032 | 1.032 | 1.032 | 1.032 | 1.032 | 1.032 | 1.032 | 1.032 | 1.032 | 1.032 | 1.032 | 1.032 | 1.032 | 1.032 | 1.032 | 1.032 | 1.032 | 1.032 | 1.032 | 1.032 | 1.032 | 1.032 | 1.032 | 1.032 | 1.032 | 1.032 | 1.032 | 1.032
[8 empty] | Accumulated Interest - Year 2 | * | 1.0991 | 1.0991 | 1.0991 | 1.0991 | 1.0991 | 1.0991 | 1.0991 | 1.0991 | 1.0991 | 1.0991 | 1.0991 | 1.0991 | 1.0991 | 1.0991 | 1.0991 | 1.0991 | 1.0991 | 1.0991 | 1.0991 | 1.0991 | 1.0991 | 1.0991 | 1.0991 | 1.0991 | 1.0991 | 1.0991 | 1.0991 | 1.0991 | 1.0991 | 1.0991
[8 empty] | Accumulated Interest - Year 3 | * | 1.1705 | 1.1705 | 1.1705 | 1.1705 | 1.1705 | 1.1705 | 1.1705 | 1.1705 | 1.1705 | 1.1705 | 1.1705 | 1.1705 | 1.1705 | 1.1705 | 1.1705 | 1.1705 | 1.1705 | 1.1705 | 1.1705 | 1.1705 | 1.1705 | 1.1705 | 1.1705 | 1.1705 | 1.1705 | 1.1705 | 1.1705 | 1.1705 | 1.1705 | 1.1705
[8 empty] | Accumulated Equity Cost - Year 1 | Advanced | 1.063 | 1.063 | 1.063 | 1.063 | 1.063 | 1.063 | 1.063 | 1.063 | 1.063 | 1.063 | 1.063 | 1.063 | 1.063 | 1.063 | 1.063 | 1.063 | 1.063 | 1.063 | 1.063 | 1.063 | 1.063 | 1.063 | 1.063 | 1.063 | 1.063 | 1.063 | 1.063 | 1.063 | 1.063 | 1.063
[8 empty] | Accumulated Equity Cost - Year 2 | Advanced | 1.2012 | 1.2012 | 1.2012 | 1.2012 | 1.2012 | 1.2012 | 1.2012 | 1.2012 | 1.2012 | 1.2012 | 1.2012 | 1.2012 | 1.2012 | 1.2012 | 1.2012 | 1.2012 | 1.2012 | 1.2012 | 1.2012 | 1.2012 | 1.2012 | 1.2012 | 1.2012 | 1.2012 | 1.2012 | 1.2012 | 1.2012 | 1.2012 | 1.2012 | 1.2012
[8 empty] | Accumulated Equity Cost - Year 3 | Advanced | 1.3574 | 1.3574 | 1.3574 | 1.3574 | 1.3574 | 1.3574 | 1.3574 | 1.3574 | 1.3574 | 1.3574 | 1.3574 | 1.3574 | 1.3574 | 1.3574 | 1.3574 | 1.3574 | 1.3574 | 1.3574 | 1.3574 | 1.3574 | 1.3574 | 1.3574 | 1.3574 | 1.3574 | 1.3574 | 1.3574 | 1.3574 | 1.3574 | 1.3574 | 1.3574
[8 empty] | Accumulated Equity Cost - Year 1 | Moderate | 1.063 | 1.063 | 1.063 | 1.063 | 1.063 | 1.063 | 1.063 | 1.063 | 1.063 | 1.063 | 1.063 | 1.063 | 1.063 | 1.063 | 1.063 | 1.063 | 1.063 | 1.063 | 1.063 | 1.063 | 1.063 | 1.063 | 1.063 | 1.063 | 1.063 | 1.063 | 1.063 | 1.063 | 1.063 | 1.063
[8 empty] | Accumulated Equity Cost - Year 2 | Moderate | 1.2012 | 1.2012 | 1.2012 | 1.2012 | 1.2012 | 1.2012 | 1.2012 | 1.2012 | 1.2012 | 1.2012 | 1.2012 | 1.2012 | 1.2012 | 1.2012 | 1.2012 | 1.2012 | 1.2012 | 1.2012 | 1.2012 | 1.2012 | 1.2012 | 1.2012 | 1.2012 | 1.2012 | 1.2012 | 1.2012 | 1.2012 | 1.2012 | 1.2012 | 1.2012
[8 empty] | Accumulated Equity Cost - Year 3 | Moderate | 1.3574 | 1.3574 | 1.3574 | 1.3574 | 1.3574 | 1.3574 | 1.3574 | 1.3574 | 1.3574 | 1.3574 | 1.3574 | 1.3574 | 1.3574 | 1.3574 | 1.3574 | 1.3574 | 1.3574 | 1.3574 | 1.3574 | 1.3574 | 1.3574 | 1.3574 | 1.3574 | 1.3574 | 1.3574 | 1.3574 | 1.3574 | 1.3574 | 1.3574 | 1.3574
[8 empty] | Accumulated Equity Cost - Year 1 | Conservative | 1.063 | 1.063 | 1.063 | 1.063 | 1.063 | 1.063 | 1.063 | 1.063 | 1.063 | 1.063 | 1.063 | 1.063 | 1.063 | 1.063 | 1.063 | 1.063 | 1.063 | 1.063 | 1.063 | 1.063 | 1.063 | 1.063 | 1.063 | 1.063 | 1.063 | 1.063 | 1.063 | 1.063 | 1.063 | 1.063
[8 empty] | Accumulated Equity Cost - Year 2 | Conservative | 1.2012 | 1.2012 | 1.2012 | 1.2012 | 1.2012 | 1.2012 | 1.2012 | 1.2012 | 1.2012 | 1.2012 | 1.2012 | 1.2012 | 1.2012 | 1.2012 | 1.2012 | 1.2012 | 1.2012 | 1.2012 | 1.2012 | 1.2012 | 1.2012 | 1.2012 | 1.2012 | 1.2012 | 1.2012 | 1.2012 | 1.2012 | 1.2012 | 1.2012 | 1.2012
[8 empty] | Accumulated Equity Cost - Year 3 | Conservative | 1.3574 | 1.3574 | 1.3574 | 1.3574 | 1.3574 | 1.3574 | 1.3574 | 1.3574 | 1.3574 | 1.3574 | 1.3574 | 1.3574 | 1.3574 | 1.3574 | 1.3574 | 1.3574 | 1.3574 | 1.3574 | 1.3574 | 1.3574 | 1.3574 | 1.3574 | 1.3574 | 1.3574 | 1.3574 | 1.3574 | 1.3574 | 1.3574 | 1.3574 | 1.3574
|  | X |  | Data Sources for Default Inputs | bar: 2021 to 2037
[5 empty] | Current Costs: |  |  |  |  | 2022: Citation; 2027: Dollar Year; 2028: Escalation Index
[5 empty] | Available Capacity (GW) |  |  |  |  | 2022: U.S. Renewable Energy Technical Potentials - A GIS-Based Analysis 2012
[5 empty] | Net Capacity Factor (%) |  |  |  |  | 2022: National Renewable Energy Laboratory. Regional Energy Deployment System (ReEDS). Representative range of capacity factors across the continental U.S. for three classes of solar insolation.; 2034: System Advisor Model 2020
[5 empty] | Overnight Capital Cost ($/kW) |  |  |  |  | 2022: Turchi et al.. (2019). CSP Systems Analysis - Final Project Report. NREL Report No. TP-5500-72856; 2038: Kurup Parthiv, Sertaç Akar, Stephen Glynn, Chad Augustine, and Patrick Davenport. Cost Update: Commercial and Advanced Heliostat Collectors. Golden, CO: National Renewable Energy Laboratory. NREL/TP-7A40-80482. https://www.nrel.gov/docs/fy22osti/80482.pdf.
[5 empty] | Fixed Operating Expenses ($/kW-yr) |  |  |  |  | 2022: Turchi et al.. (2019). CSP Systems Analysis - Final Project Report. NREL Report No. TP-5500-72856
[5 empty] | Variable Operating Expenses ($/MWh) |  |  |  |  | 2022: Turchi et al.. (2019). CSP Systems Analysis - Final Project Report. NREL Report No. TP-5500-72856
[5 empty] | Spur Line Cost ($/kW) |  |  |  |  | 2022: N/A
[5 empty] | Future Projections Costs: |  |  |  |  | 2022: Citation; 2027: Dollar Year; 2028: Escalation Index
[5 empty] | Net Capacity Factor (%) |  |  |  |  | 2022: National Renewable Energy Laboratory. Regional Energy Deployment System (ReEDS). Representative range of capacity factors across the continental U.S. for three classes of solar insolation.
[5 empty] | Overnight Capital Cost ($/kW) |  |  |  |  | 2022: DOE SunShot Vision Report (2012); 2038: Murphy, C et al. (2019)
[5 empty] | 2021 to 2022 overnight capital cost adjustments (%) |  |  |  |  | 2022: Adjustments due to changes in component costs: Kurup et al.. (2022). Cost Update: Commercial and Advanced Heliostat Collectors. NREL/TP-7A40-80482. https://doi.org/10.2172/1847876; 2023: Adjustments due to changes in CSP Molten Salt Power Tower in Version 2022.11.21 of the System Advisor Model (SAM); 2024: Adjustments due to inflation: https://atb.nrel.gov/electricity/2023/definitions#2022capitalcostmultiplier
[5 empty] | Fixed Operating Expenses ($/kW-yr) |  |  |  |  | 2022: DOE SunShot Vision Report (2012)
[5 empty] | Variable Operating Expenses ($/MWh) |  |  |  |  | 2022: DOE SunShot Vision Report (2012)
[5 empty] | Grid Connection Cost ($/kW) |  |  |  |  | 2022: N/A
[10 empty] | 0.3 | 0.3 | 0.3 | 0.3 | 0.3 | 0.3 | 0.1 | 0.1 | 0.1 | 0.1 | 0.1 | 0.1 | 0.1 | 0.1 | 0.1 | 0.1 | 0.1 | 0.1 | 0.1 | 0.1 | 0.1 | 0.1 | 0.1 | 0.1 | 0.1 | 0.1 | 0.1 | 0.1 | 0.1 | 0.1 | 0.1 | 0.1 | 0.1 | 0.1 | 0.1
[10 empty] | 0 | 0 | 0 | 0 | 0 | 0 | 0 | 0 | 0 | 0 | 0 | 0 | 0 | 0 | 0 | 0 | 0 | 0 | 0 | 0 | 0 | 0 | 0 | 0 | 0 | 0 | 0 | 0 | 0 | 0 | 0 | 0 | 0 | 0 | 0
Note on O27: [Threaded comment] Your version of Excel allows you to read this threaded comment; however, any edits to it will get removed if the file is opened in a newer version of Excel. Learn more: https://go.microsoft.com/fwlink/?linkid=870924 Comment: This is the expected position of these values by the scraping code. Do not move without the core team's permission

## Geothermal
Geothermal | [9 empty] | https://atb.nrel.gov/electricity/2023/geothermal
Inputs
Calculated
Input from other tab
| X |  |  | Assumptions
*** NOTE: Geothermal project costs and performance parameters are location specific. Numbers in this section are example cases.
[7 empty] | Base Year: |  |  | 2021
All values are given in 2021 U.S. dollars, see references at the bottom of this worksheet for dollar year conversions where source dollar years don't match 2021.
Geothermal
[5 empty] | Technology |  | Geothermal Resource and Cost Characteristics*
[9 empty] | Flash | Binary |  |  |  |  | "Hydrothermal" includes both identified and undiscovered hydrothermal capacity. However, only identified
[8 empty] | Temp (°C) | >=200C | 150-200 | 135-150 | <135 |  |  | sites are indicated. Further, OCC statistics are for identified sites only. Since undiscovered resources are
[7 empty] | Hydrothermal | # identified sites | 20 | 21 | 17 | 57 |  |  | assumed to have similar attributes to identified sites (by state), they should fall within the same range of
[8 empty] | Total capacity (MW) | 3824.11 | 782.84 | 378.38 | 581.07 |  |  | overnight capital costs.
[8 empty] | Avg OCC ($/kW) | 4127 | 9084 | 9672 | 17921
[8 empty] | Min OCC ($/kW) | 2893 | 4598 | 7702 | 12043 |  |  | Example plant for hydrothermal flash assumes a 40 Mwe,net flash plant utilizing a 225°C resource with 2.5 km
[8 empty] | Max OCC ($/kW) | 5922 | 37143 | 11932 | 25364 |  |  | wells and production well flow rates of 80 kg/s.
[8 empty] | Example Plant OCC ($/kW) | 4547.0001 | 6043.1249 |  |  |  |  | Example plant for hydrothermal binary assumes a 30 Mwe,net binary plant utilizing a 175°C resource with 1.5 km
[7 empty] | NF-EGS | # sites | 12 | 20 |  |  |  |  | wells and production well flow rates of 110 kg/s.
[8 empty] | Total capacity (MW) | 786.6038 | 706.6137
[8 empty] | Avg OCC ($/kW) | 7770 | 22501 |  |  |  |  | Example plant for NF-EGS flash assumes a 40 Mwe,net plant utilizing a 225°C resource with 2.5 km
[8 empty] | Min OCC ($/kW) | 6139 | 16329 |  |  |  |  | wells and production well flow rates of 40 kg/s.
[8 empty] | Max OCC ($/kW) | 11975 | 33431 |  |  |  |  | Example plant for NF-EGS binary assumes a 30 Mwe,net binary plant utilizing a 175°C resource with 1.5 km
[8 empty] | Example Plant OCC ($/kW) | 9650 | 19449 |  |  |  |  | wells and production well flow rates of 40 kg/s.
[7 empty] | Deep EGS (3-6 km) | # sites | n/a | n/a
[8 empty] | Total capacity (MW) | 100,000+ | [5 empty] | Example plant for Deep EGS flash assumes a 30 Mwe,net flash plant utilizing a 250°C resource with 3.5 km
[8 empty] | Avg OCC ($/kW) | 20848 | 49155 |  |  |  |  | wells and production well flow rates of 40 kg/s.
[8 empty] | Min OCC ($/kW) | 14562 | 25197 |  |  |  |  | Example plant for Deep EGS binary assumes a 25 Mwe,net binary plant utilizing a 175°C resource with 3.0 km
[8 empty] | Max OCC ($/kW) | 33687 | 88318 |  |  |  |  | wells and production well flow rates of 40 kg/s.
[8 empty] | Example Plant OCC ($/kW) | 11748 | 27822
*Resouce data and cost comes from the ATB geothermal supply curve database
[7 empty] | Technology Classification | Name | Tech | Resource | Scale | Maturity
[8 empty] | Geothermal - Hydro / Flash | Hydro / Flash | Geothermal | Utility | Y
[8 empty] | Geothermal - Hydro / Binary | Hydro / Binary | Geothermal | Utility | Y
[8 empty] | Geothermal - NF EGS / Flash | NF EGS / Flash | Geothermal | Utility | N
[8 empty] | Geothermal - NF EGS / Binary | NF EGS / Binary | Geothermal | Utility | N
[8 empty] | Geothermal - Deep EGS / Flash | Deep EGS / Flash | Geothermal | Utility | N
[8 empty] | Geothermal - Deep EGS / Binary | Deep EGS / Binary | Geothermal | Utility | N
[5 empty] | Finance |  | Financial Assumptions: | [10 empty] | Construction Finance Factor Changes over time
[7 empty] | Capital Recovery Period (Years) |  |  |  |  | 30 |  | Financial Case |  | R&D |  |  | Cost of equity during construction (post-drilling) |  |  |  | 10% | Cost of equity during construction (pre-drilling) |  |  |  | 15%
[7 empty] | Depreciation Period |  |  |  |  | 5 |  | Capital Recovery Period |  | 30 |  | Construction Length: (Years) | 2021 |  | 2035 (Moderate) |  | 2035 (Advanced) |  |  |  | 2021 |  |  |  | 2035 (Moderate) |  |  |  | 2035 (Advanced) |  |  |  | Accumulated Equity
[19 empty] | 8 | 10 | 7 | 7 | 5 | 5 | Accumulated Interest (2020) | Accumulated Interest (2030) | 8 |  | 10 |  | 7 |  | 7 |  | 5 |  | 5
[19 empty] | Capital | Capital | Capital | Capital | Capital | Capital |  |  | Percent of Leverage During Construction | Percent of Equity During Construction | Percent of Leverage During Construction | Percent of Equity During Construction | Percent of Leverage During Construction | Percent of Equity During Construction | Percent of Leverage During Construction | Percent of Equity During Construction | Percent of Leverage During Construction | Percent of Equity During Construction | Percent of Leverage During Construction | Percent of Equity During Construction | Hydro | EGS
[18 empty] | Year | Fraction | Fraction | Fraction | Fraction | Fraction | Fraction
[18 empty] | Index | (Hydro) | (EGS) | (Hydro) | (EGS) | (Hydro) | (EGS)
[18 empty] | 0 | 30% | 16% | 35% | 19% | 31% | 20% | 1.0344 | 1.0344 | 75% | 25% | 75% | 25% | 75% | 25% | 75% | 25% | 75% | 25% | 75% | 25% | 1.0488 | 1.0488
[18 empty] | 1 | 22% | 28% | 8% | 32% | 19% | 34% | 1.1068 | 1.1068 | 0% | 100% | 75% | 25% | 75% | 25% | 75% | 25% | 75% | 25% | 75% | 25% | 1.1537 | 1.1537
[18 empty] | 2 | 26% | 12% | 34% | 9% | 25% | 10% | 1.1843 | 1.1843 | 0% | 100% | 75% | 25% | 0% | 100% | 75% | 25% | 0% | 100% | 75% | 25% | 1.4182 | 1.2691
[18 empty] | 3 | 0% | 35% | 0% | 31% | 10% | 28% | 1.2672 | 1.2672 | 0% | 100% | 0% | 100% | 0% | 100% | 0% | 100% | 0% | 100% | 0% | 100% | 1.631 | 1.631
[18 empty] | 4 | 0% | 0% | 10% | 0% | 16% | 9% | 1.3559 | 1.3559 | 0% | 100% | 0% | 100% | 0% | 100% | 0% | 100% | 0% | 100% | 0% | 100% | 1.8756 | 1.8756
[18 empty] | 5 | 10% | 0% | 3% | 5% |  |  | 1.4508 | 1.4508 | 0% | 100% | 0% | 100% | 0% | 100% | 0% | 100% | 0% | 100% | 0% | 100% | 2.1569 | 2.1569
[18 empty] | 6 | 2% | 6% | 11% | 4% |  |  | 1.5524 | 1.5524 | 0% | 100% | 0% | 100% | 0% | 100% | 0% | 100% | 0% | 100% | 0% | 100% | 2.4805 | 2.4805
[18 empty] | 7 | 10% | 0% |  |  |  |  | 1.661 | 1.661 | 0% | 100% | 0% | 100% | 0% | 100% | 0% | 100% | 0% | 100% | 0% | 100% | 2.8526 | 2.8526
[18 empty] | 8 |  | 1% |  |  |  |  | 1.7773 | 1.7773 | 0% | 100% | 0% | 100% | 0% | 100% | 0% | 100% | 0% | 100% | 0% | 100% | 3.2804 | 3.2804
[18 empty] | 9 |  | 2% |  |  |  |  | 1.9017 | 1.9017 | 0% | 100% | 0% | 100% | 0% | 100% | 0% | 100% | 0% | 100% | 0% | 100% | 3.7725 | 3.7725
Base Year
[10 empty] | 2021 | 2022 | 2023 | 2024 | 2025 | 2026 | 2027 | 2028 | 2029 | 2030 | 2031 | 2032 | 2033 | 2034 | 2035 | 2036 | 2037 | 2038 | 2039 | 2040 | 2041 | 2042 | 2043 | 2044 | 2045 | 2046 | 2047 | 2048 | 2049 | 2050
[7 empty] | Assumptions | Inflation Rate | * | 2.5% | 2.5% | 2.5% | 2.5% | 2.5% | 2.5% | 2.5% | 2.5% | 2.5% | 2.5% | 2.5% | 2.5% | 2.5% | 2.5% | 2.5% | 2.5% | 2.5% | 2.5% | 2.5% | 2.5% | 2.5% | 2.5% | 2.5% | 2.5% | 2.5% | 2.5% | 2.5% | 2.5% | 2.5% | 2.5%
[8 empty] | Interest Rate Nominal | Advanced | bar: Base Year 2021 to Base Year 2050
[8 empty] | Interest Rate Nominal | Moderate | bar: Base Year 2021 to Base Year 2050
[8 empty] | Interest Rate Nominal | Conservative | bar: Base Year 2021 to Base Year 2050
[8 empty] | Calculated Interest Rate Real | Advanced | 4.39% | 4.39% | 4.39% | 4.39% | 4.39% | 4.39% | 4.39% | 4.39% | 4.39% | 4.39% | 4.39% | 4.39% | 4.39% | 4.39% | 4.39% | 4.39% | 4.39% | 4.39% | 4.39% | 4.39% | 4.39% | 4.39% | 4.39% | 4.39% | 4.39% | 4.39% | 4.39% | 4.39% | 4.39% | 4.39%
[8 empty] | Calculated Interest Rate Real | Moderate | 4.39% | 4.39% | 4.39% | 4.39% | 4.39% | 4.39% | 4.39% | 4.39% | 4.39% | 4.39% | 4.39% | 4.39% | 4.39% | 4.39% | 4.39% | 4.39% | 4.39% | 4.39% | 4.39% | 4.39% | 4.39% | 4.39% | 4.39% | 4.39% | 4.39% | 4.39% | 4.39% | 4.39% | 4.39% | 4.39%
[8 empty] | Calculated Interest Rate Real | Conservative | 4.39% | 4.39% | 4.39% | 4.39% | 4.39% | 4.39% | 4.39% | 4.39% | 4.39% | 4.39% | 4.39% | 4.39% | 4.39% | 4.39% | 4.39% | 4.39% | 4.39% | 4.39% | 4.39% | 4.39% | 4.39% | 4.39% | 4.39% | 4.39% | 4.39% | 4.39% | 4.39% | 4.39% | 4.39% | 4.39%
[8 empty] | Interest During Construction - Nominal | * | bar: Base Year 2021 to Base Year 2050
[8 empty] | Rate of Return on Equity Nominal | Advanced | 11% | 11% | 11% | 11% | 11% | 11% | 11% | 11% | 11% | 11% | 11% | 11% | 11% | 11% | 11% | 11% | 11% | 11% | 11% | 11% | 11% | 11% | 11% | 11% | 11% | 11% | 11% | 11% | 11% | 11%
[8 empty] | Rate of Return on Equity Nominal | Moderate | 11% | 11% | 11% | 11% | 11% | 11% | 11% | 11% | 11% | 11% | 11% | 11% | 11% | 11% | 11% | 11% | 11% | 11% | 11% | 11% | 11% | 11% | 11% | 11% | 11% | 11% | 11% | 11% | 11% | 11%
[8 empty] | Rate of Return on Equity Nominal | Conservative | 11% | 11% | 11% | 11% | 11% | 11% | 11% | 11% | 11% | 11% | 11% | 11% | 11% | 11% | 11% | 11% | 11% | 11% | 11% | 11% | 11% | 11% | 11% | 11% | 11% | 11% | 11% | 11% | 11% | 11%
[8 empty] | Calculated Rate of Return on Equity Real | Advanced | 8.293% | 8.293% | 8.293% | 8.293% | 8.293% | 8.293% | 8.293% | 8.293% | 8.293% | 8.293% | 8.293% | 8.293% | 8.293% | 8.293% | 8.293% | 8.293% | 8.293% | 8.293% | 8.293% | 8.293% | 8.293% | 8.293% | 8.293% | 8.293% | 8.293% | 8.293% | 8.293% | 8.293% | 8.293% | 8.293%
[8 empty] | Calculated Rate of Return on Equity Real | Moderate | 8.293% | 8.293% | 8.293% | 8.293% | 8.293% | 8.293% | 8.293% | 8.293% | 8.293% | 8.293% | 8.293% | 8.293% | 8.293% | 8.293% | 8.293% | 8.293% | 8.293% | 8.293% | 8.293% | 8.293% | 8.293% | 8.293% | 8.293% | 8.293% | 8.293% | 8.293% | 8.293% | 8.293% | 8.293% | 8.293%
[8 empty] | Calculated Rate of Return on Equity Real | Conservative | 8.293% | 8.293% | 8.293% | 8.293% | 8.293% | 8.293% | 8.293% | 8.293% | 8.293% | 8.293% | 8.293% | 8.293% | 8.293% | 8.293% | 8.293% | 8.293% | 8.293% | 8.293% | 8.293% | 8.293% | 8.293% | 8.293% | 8.293% | 8.293% | 8.293% | 8.293% | 8.293% | 8.293% | 8.293% | 8.293%
[8 empty] | Debt Fraction | Advanced | 70.84% | 70.84% | 70.84% | 70.84% | 70.84% | 70.84% | 70.84% | 70.84% | 70.84% | 70.84% | 70.84% | 70.84% | 70.84% | 70.84% | 70.84% | 70.84% | 70.84% | 70.84% | 70.84% | 70.84% | 70.84% | 70.84% | 70.84% | 70.84% | 70.84% | 70.84% | 70.84% | 70.84% | 70.84% | 70.84%
[8 empty] | Debt Fraction | Moderate | 70.84% | 70.84% | 70.84% | 70.84% | 70.84% | 70.84% | 70.84% | 70.84% | 70.84% | 70.84% | 70.84% | 70.84% | 70.84% | 70.84% | 70.84% | 70.84% | 70.84% | 70.84% | 70.84% | 70.84% | 70.84% | 70.84% | 70.84% | 70.84% | 70.84% | 70.84% | 70.84% | 70.84% | 70.84% | 70.84%
[8 empty] | Debt Fraction | Conservative | 70.84% | 70.84% | 70.84% | 70.84% | 70.84% | 70.84% | 70.84% | 70.84% | 70.84% | 70.84% | 70.84% | 70.84% | 70.84% | 70.84% | 70.84% | 70.84% | 70.84% | 70.84% | 70.84% | 70.84% | 70.84% | 70.84% | 70.84% | 70.84% | 70.84% | 70.84% | 70.84% | 70.84% | 70.84% | 70.84%
[8 empty] | Tax Rate (Federal and State) | * | 25.74% | 25.74% | 25.74% | 25.74% | 25.74% | 25.74% | 25.74% | 25.74% | 25.74% | 25.74% | 25.74% | 25.74% | 25.74% | 25.74% | 25.74% | 25.74% | 25.74% | 25.74% | 25.74% | 25.74% | 25.74% | 25.74% | 25.74% | 25.74% | 25.74% | 25.74% | 25.74% | 25.74% | 25.74% | 25.74%
[8 empty] | WACC Nominal | Advanced | 6.89% | 6.89% | 6.89% | 6.89% | 6.89% | 6.89% | 6.89% | 6.89% | 6.89% | 6.89% | 6.89% | 6.89% | 6.89% | 6.89% | 6.89% | 6.89% | 6.89% | 6.89% | 6.89% | 6.89% | 6.89% | 6.89% | 6.89% | 6.89% | 6.89% | 6.89% | 6.89% | 6.89% | 6.89% | 6.89%
[8 empty] | WACC Nominal | Moderate | 6.89% | 6.89% | 6.89% | 6.89% | 6.89% | 6.89% | 6.89% | 6.89% | 6.89% | 6.89% | 6.89% | 6.89% | 6.89% | 6.89% | 6.89% | 6.89% | 6.89% | 6.89% | 6.89% | 6.89% | 6.89% | 6.89% | 6.89% | 6.89% | 6.89% | 6.89% | 6.89% | 6.89% | 6.89% | 6.89%
[8 empty] | WACC Nominal | Conservative | 6.89% | 6.89% | 6.89% | 6.89% | 6.89% | 6.89% | 6.89% | 6.89% | 6.89% | 6.89% | 6.89% | 6.89% | 6.89% | 6.89% | 6.89% | 6.89% | 6.89% | 6.89% | 6.89% | 6.89% | 6.89% | 6.89% | 6.89% | 6.89% | 6.89% | 6.89% | 6.89% | 6.89% | 6.89% | 6.89%
[8 empty] | WACC Real | Advanced | 4.283% | 4.283% | 4.283% | 4.283% | 4.283% | 4.283% | 4.283% | 4.283% | 4.283% | 4.283% | 4.283% | 4.283% | 4.283% | 4.283% | 4.283% | 4.283% | 4.283% | 4.283% | 4.283% | 4.283% | 4.283% | 4.283% | 4.283% | 4.283% | 4.283% | 4.283% | 4.283% | 4.283% | 4.283% | 4.283%
[8 empty] | WACC Real | Moderate | 4.283% | 4.283% | 4.283% | 4.283% | 4.283% | 4.283% | 4.283% | 4.283% | 4.283% | 4.283% | 4.283% | 4.283% | 4.283% | 4.283% | 4.283% | 4.283% | 4.283% | 4.283% | 4.283% | 4.283% | 4.283% | 4.283% | 4.283% | 4.283% | 4.283% | 4.283% | 4.283% | 4.283% | 4.283% | 4.283%
[8 empty] | WACC Real | Conservative | 4.283% | 4.283% | 4.283% | 4.283% | 4.283% | 4.283% | 4.283% | 4.283% | 4.283% | 4.283% | 4.283% | 4.283% | 4.283% | 4.283% | 4.283% | 4.283% | 4.283% | 4.283% | 4.283% | 4.283% | 4.283% | 4.283% | 4.283% | 4.283% | 4.283% | 4.283% | 4.283% | 4.283% | 4.283% | 4.283%
[8 empty] | Capital Recovery Factor (CRF) Nominal | Advanced | 7.97% | 7.97% | 7.97% | 7.97% | 7.97% | 7.97% | 7.97% | 7.97% | 7.97% | 7.97% | 7.97% | 7.97% | 7.97% | 7.97% | 7.97% | 7.97% | 7.97% | 7.97% | 7.97% | 7.97% | 7.97% | 7.97% | 7.97% | 7.97% | 7.97% | 7.97% | 7.97% | 7.97% | 7.97% | 7.97%
[8 empty] | Capital Recovery Factor (CRF) Nominal | Moderate | 7.97% | 7.97% | 7.97% | 7.97% | 7.97% | 7.97% | 7.97% | 7.97% | 7.97% | 7.97% | 7.97% | 7.97% | 7.97% | 7.97% | 7.97% | 7.97% | 7.97% | 7.97% | 7.97% | 7.97% | 7.97% | 7.97% | 7.97% | 7.97% | 7.97% | 7.97% | 7.97% | 7.97% | 7.97% | 7.97%
[8 empty] | Capital Recovery Factor (CRF) Nominal | Conservative | 7.97% | 7.97% | 7.97% | 7.97% | 7.97% | 7.97% | 7.97% | 7.97% | 7.97% | 7.97% | 7.97% | 7.97% | 7.97% | 7.97% | 7.97% | 7.97% | 7.97% | 7.97% | 7.97% | 7.97% | 7.97% | 7.97% | 7.97% | 7.97% | 7.97% | 7.97% | 7.97% | 7.97% | 7.97% | 7.97%
[8 empty] | Capital Recovery Factor (CRF) Real | Advanced | 5.983% | 5.983% | 5.983% | 5.983% | 5.983% | 5.983% | 5.983% | 5.983% | 5.983% | 5.983% | 5.983% | 5.983% | 5.983% | 5.983% | 5.983% | 5.983% | 5.983% | 5.983% | 5.983% | 5.983% | 5.983% | 5.983% | 5.983% | 5.983% | 5.983% | 5.983% | 5.983% | 5.983% | 5.983% | 5.983%
[8 empty] | Capital Recovery Factor (CRF) Real | Moderate | 5.983% | 5.983% | 5.983% | 5.983% | 5.983% | 5.983% | 5.983% | 5.983% | 5.983% | 5.983% | 5.983% | 5.983% | 5.983% | 5.983% | 5.983% | 5.983% | 5.983% | 5.983% | 5.983% | 5.983% | 5.983% | 5.983% | 5.983% | 5.983% | 5.983% | 5.983% | 5.983% | 5.983% | 5.983% | 5.983%
[8 empty] | Capital Recovery Factor (CRF) Real | Conservative | 5.983% | 5.983% | 5.983% | 5.983% | 5.983% | 5.983% | 5.983% | 5.983% | 5.983% | 5.983% | 5.983% | 5.983% | 5.983% | 5.983% | 5.983% | 5.983% | 5.983% | 5.983% | 5.983% | 5.983% | 5.983% | 5.983% | 5.983% | 5.983% | 5.983% | 5.983% | 5.983% | 5.983% | 5.983% | 5.983%
|  |  | X | Future Projections
Base Year
[10 empty] | 2021 | 2022 | 2023 | 2024 | 2025 | 2026 | 2027 | 2028 | 2029 | 2030 | 2031 | 2032 | 2033 | 2034 | 2035 | 2036 | 2037 | 2038 | 2039 | 2040 | 2041 | 2042 | 2043 | 2044 | 2045 | 2046 | 2047 | 2048 | 2049 | 2050
[5 empty] | Techno-Economic Cost and Performance Parameters |  | Net Capacity Factor (%) | Geothermal - Hydro / Flash | Advanced | 90% | 90% | 90% | 90% | 90% | 90% | 90% | 90% | 90% | 90% | 90% | 90% | 90% | 90% | 90% | 90% | 90% | 90% | 90% | 90% | 90% | 90% | 90% | 90% | 90% | 90% | 90% | 90% | 90% | 90%
[8 empty] | Geothermal - Hydro / Flash | Moderate | 90% | 90% | 90% | 90% | 90% | 90% | 90% | 90% | 90% | 90% | 90% | 90% | 90% | 90% | 90% | 90% | 90% | 90% | 90% | 90% | 90% | 90% | 90% | 90% | 90% | 90% | 90% | 90% | 90% | 90%
[8 empty] | Geothermal - Hydro / Flash | Conservative | 90% | 90% | 90% | 90% | 90% | 90% | 90% | 90% | 90% | 90% | 90% | 90% | 90% | 90% | 90% | 90% | 90% | 90% | 90% | 90% | 90% | 90% | 90% | 90% | 90% | 90% | 90% | 90% | 90% | 90%
[8 empty] | Geothermal - Hydro / Binary | Advanced | 80% | 80% | 80% | 80% | 80% | 80% | 80% | 80% | 80% | 80% | 80% | 80% | 80% | 80% | 80% | 80% | 80% | 80% | 80% | 80% | 80% | 80% | 80% | 80% | 80% | 80% | 80% | 80% | 80% | 80%
[8 empty] | Geothermal - Hydro / Binary | Moderate | 80% | 80% | 80% | 80% | 80% | 80% | 80% | 80% | 80% | 80% | 80% | 80% | 80% | 80% | 80% | 80% | 80% | 80% | 80% | 80% | 80% | 80% | 80% | 80% | 80% | 80% | 80% | 80% | 80% | 80%
[8 empty] | Geothermal - Hydro / Binary | Conservative | 80% | 80% | 80% | 80% | 80% | 80% | 80% | 80% | 80% | 80% | 80% | 80% | 80% | 80% | 80% | 80% | 80% | 80% | 80% | 80% | 80% | 80% | 80% | 80% | 80% | 80% | 80% | 80% | 80% | 80%
[8 empty] | Geothermal - NF EGS / Flash | Advanced | 90% | 90% | 90% | 90% | 90% | 90% | 90% | 90% | 90% | 90% | 90% | 90% | 90% | 90% | 90% | 90% | 90% | 90% | 90% | 90% | 90% | 90% | 90% | 90% | 90% | 90% | 90% | 90% | 90% | 90%
[8 empty] | Geothermal - NF EGS / Flash | Moderate | 90% | 90% | 90% | 90% | 90% | 90% | 90% | 90% | 90% | 90% | 90% | 90% | 90% | 90% | 90% | 90% | 90% | 90% | 90% | 90% | 90% | 90% | 90% | 90% | 90% | 90% | 90% | 90% | 90% | 90%
[8 empty] | Geothermal - NF EGS / Flash | Conservative | 90% | 90% | 90% | 90% | 90% | 90% | 90% | 90% | 90% | 90% | 90% | 90% | 90% | 90% | 90% | 90% | 90% | 90% | 90% | 90% | 90% | 90% | 90% | 90% | 90% | 90% | 90% | 90% | 90% | 90%
[8 empty] | Geothermal - NF EGS / Binary | Advanced | 80% | 80% | 80% | 80% | 80% | 80% | 80% | 80% | 80% | 80% | 80% | 80% | 80% | 80% | 80% | 80% | 80% | 80% | 80% | 80% | 80% | 80% | 80% | 80% | 80% | 80% | 80% | 80% | 80% | 80%
[8 empty] | Geothermal - NF EGS / Binary | Moderate | 80% | 80% | 80% | 80% | 80% | 80% | 80% | 80% | 80% | 80% | 80% | 80% | 80% | 80% | 80% | 80% | 80% | 80% | 80% | 80% | 80% | 80% | 80% | 80% | 80% | 80% | 80% | 80% | 80% | 80%
[8 empty] | Geothermal - NF EGS / Binary | Conservative | 80% | 80% | 80% | 80% | 80% | 80% | 80% | 80% | 80% | 80% | 80% | 80% | 80% | 80% | 80% | 80% | 80% | 80% | 80% | 80% | 80% | 80% | 80% | 80% | 80% | 80% | 80% | 80% | 80% | 80%
[8 empty] | Geothermal - Deep EGS / Flash | Advanced | 90% | 90% | 90% | 90% | 90% | 90% | 90% | 90% | 90% | 90% | 90% | 90% | 90% | 90% | 90% | 90% | 90% | 90% | 90% | 90% | 90% | 90% | 90% | 90% | 90% | 90% | 90% | 90% | 90% | 90%
[8 empty] | Geothermal - Deep EGS / Flash | Moderate | 90% | 90% | 90% | 90% | 90% | 90% | 90% | 90% | 90% | 90% | 90% | 90% | 90% | 90% | 90% | 90% | 90% | 90% | 90% | 90% | 90% | 90% | 90% | 90% | 90% | 90% | 90% | 90% | 90% | 90%
[8 empty] | Geothermal - Deep EGS / Flash | Conservative | 90% | 90% | 90% | 90% | 90% | 90% | 90% | 90% | 90% | 90% | 90% | 90% | 90% | 90% | 90% | 90% | 90% | 90% | 90% | 90% | 90% | 90% | 90% | 90% | 90% | 90% | 90% | 90% | 90% | 90%
[8 empty] | Geothermal - Deep EGS / Binary | Advanced | 80% | 80% | 80% | 80% | 80% | 80% | 80% | 80% | 80% | 80% | 80% | 80% | 80% | 80% | 80% | 80% | 80% | 80% | 80% | 80% | 80% | 80% | 80% | 80% | 80% | 80% | 80% | 80% | 80% | 80%
[8 empty] | Geothermal - Deep EGS / Binary | Moderate | 80% | 80% | 80% | 80% | 80% | 80% | 80% | 80% | 80% | 80% | 80% | 80% | 80% | 80% | 80% | 80% | 80% | 80% | 80% | 80% | 80% | 80% | 80% | 80% | 80% | 80% | 80% | 80% | 80% | 80%
[8 empty] | Geothermal - Deep EGS / Binary | Conservative | 80% | 80% | 80% | 80% | 80% | 80% | 80% | 80% | 80% | 80% | 80% | 80% | 80% | 80% | 80% | 80% | 80% | 80% | 80% | 80% | 80% | 80% | 80% | 80% | 80% | 80% | 80% | 80% | 80% | 80%
[10 empty] | 2021 | 2022 | 2023 | 2024 | 2025 | 2026 | 2027 | 2028 | 2029 | 2030 | 2031 | 2032 | 2033 | 2034 | 2035 | 2036 | 2037 | 2038 | 2039 | 2040 | 2041 | 2042 | 2043 | 2044 | 2045 | 2046 | 2047 | 2048 | 2049 | 2050
[7 empty] | Annual Energy Production (kWh/kW) | Geothermal - Hydro / Flash | Advanced | 7884 | 7884 | 7884 | 7884 | 7884 | 7884 | 7884 | 7884 | 7884 | 7884 | 7884 | 7884 | 7884 | 7884 | 7884 | 7884 | 7884 | 7884 | 7884 | 7884 | 7884 | 7884 | 7884 | 7884 | 7884 | 7884 | 7884 | 7884 | 7884 | 7884
[8 empty] | Geothermal - Hydro / Flash | Moderate | 7884 | 7884 | 7884 | 7884 | 7884 | 7884 | 7884 | 7884 | 7884 | 7884 | 7884 | 7884 | 7884 | 7884 | 7884 | 7884 | 7884 | 7884 | 7884 | 7884 | 7884 | 7884 | 7884 | 7884 | 7884 | 7884 | 7884 | 7884 | 7884 | 7884
[8 empty] | Geothermal - Hydro / Flash | Conservative | 7884 | 7884 | 7884 | 7884 | 7884 | 7884 | 7884 | 7884 | 7884 | 7884 | 7884 | 7884 | 7884 | 7884 | 7884 | 7884 | 7884 | 7884 | 7884 | 7884 | 7884 | 7884 | 7884 | 7884 | 7884 | 7884 | 7884 | 7884 | 7884 | 7884
[8 empty] | Geothermal - Hydro / Binary | Advanced | 7008 | 7008 | 7008 | 7008 | 7008 | 7008 | 7008 | 7008 | 7008 | 7008 | 7008 | 7008 | 7008 | 7008 | 7008 | 7008 | 7008 | 7008 | 7008 | 7008 | 7008 | 7008 | 7008 | 7008 | 7008 | 7008 | 7008 | 7008 | 7008 | 7008
[8 empty] | Geothermal - Hydro / Binary | Moderate | 7008 | 7008 | 7008 | 7008 | 7008 | 7008 | 7008 | 7008 | 7008 | 7008 | 7008 | 7008 | 7008 | 7008 | 7008 | 7008 | 7008 | 7008 | 7008 | 7008 | 7008 | 7008 | 7008 | 7008 | 7008 | 7008 | 7008 | 7008 | 7008 | 7008
[8 empty] | Geothermal - Hydro / Binary | Conservative | 7008 | 7008 | 7008 | 7008 | 7008 | 7008 | 7008 | 7008 | 7008 | 7008 | 7008 | 7008 | 7008 | 7008 | 7008 | 7008 | 7008 | 7008 | 7008 | 7008 | 7008 | 7008 | 7008 | 7008 | 7008 | 7008 | 7008 | 7008 | 7008 | 7008
[8 empty] | Geothermal - NF EGS / Flash | Advanced | 7884 | 7884 | 7884 | 7884 | 7884 | 7884 | 7884 | 7884 | 7884 | 7884 | 7884 | 7884 | 7884 | 7884 | 7884 | 7884 | 7884 | 7884 | 7884 | 7884 | 7884 | 7884 | 7884 | 7884 | 7884 | 7884 | 7884 | 7884 | 7884 | 7884
[8 empty] | Geothermal - NF EGS / Flash | Moderate | 7884 | 7884 | 7884 | 7884 | 7884 | 7884 | 7884 | 7884 | 7884 | 7884 | 7884 | 7884 | 7884 | 7884 | 7884 | 7884 | 7884 | 7884 | 7884 | 7884 | 7884 | 7884 | 7884 | 7884 | 7884 | 7884 | 7884 | 7884 | 7884 | 7884
[8 empty] | Geothermal - NF EGS / Flash | Conservative | 7884 | 7884 | 7884 | 7884 | 7884 | 7884 | 7884 | 7884 | 7884 | 7884 | 7884 | 7884 | 7884 | 7884 | 7884 | 7884 | 7884 | 7884 | 7884 | 7884 | 7884 | 7884 | 7884 | 7884 | 7884 | 7884 | 7884 | 7884 | 7884 | 7884
[8 empty] | Geothermal - NF EGS / Binary | Advanced | 7008 | 7008 | 7008 | 7008 | 7008 | 7008 | 7008 | 7008 | 7008 | 7008 | 7008 | 7008 | 7008 | 7008 | 7008 | 7008 | 7008 | 7008 | 7008 | 7008 | 7008 | 7008 | 7008 | 7008 | 7008 | 7008 | 7008 | 7008 | 7008 | 7008
[8 empty] | Geothermal - NF EGS / Binary | Moderate | 7008 | 7008 | 7008 | 7008 | 7008 | 7008 | 7008 | 7008 | 7008 | 7008 | 7008 | 7008 | 7008 | 7008 | 7008 | 7008 | 7008 | 7008 | 7008 | 7008 | 7008 | 7008 | 7008 | 7008 | 7008 | 7008 | 7008 | 7008 | 7008 | 7008
[8 empty] | Geothermal - NF EGS / Binary | Conservative | 7008 | 7008 | 7008 | 7008 | 7008 | 7008 | 7008 | 7008 | 7008 | 7008 | 7008 | 7008 | 7008 | 7008 | 7008 | 7008 | 7008 | 7008 | 7008 | 7008 | 7008 | 7008 | 7008 | 7008 | 7008 | 7008 | 7008 | 7008 | 7008 | 7008
[8 empty] | Geothermal - Deep EGS / Flash | Advanced | 7884 | 7884 | 7884 | 7884 | 7884 | 7884 | 7884 | 7884 | 7884 | 7884 | 7884 | 7884 | 7884 | 7884 | 7884 | 7884 | 7884 | 7884 | 7884 | 7884 | 7884 | 7884 | 7884 | 7884 | 7884 | 7884 | 7884 | 7884 | 7884 | 7884
[8 empty] | Geothermal - Deep EGS / Flash | Moderate | 7884 | 7884 | 7884 | 7884 | 7884 | 7884 | 7884 | 7884 | 7884 | 7884 | 7884 | 7884 | 7884 | 7884 | 7884 | 7884 | 7884 | 7884 | 7884 | 7884 | 7884 | 7884 | 7884 | 7884 | 7884 | 7884 | 7884 | 7884 | 7884 | 7884
[8 empty] | Geothermal - Deep EGS / Flash | Conservative | 7884 | 7884 | 7884 | 7884 | 7884 | 7884 | 7884 | 7884 | 7884 | 7884 | 7884 | 7884 | 7884 | 7884 | 7884 | 7884 | 7884 | 7884 | 7884 | 7884 | 7884 | 7884 | 7884 | 7884 | 7884 | 7884 | 7884 | 7884 | 7884 | 7884
[8 empty] | Geothermal - Deep EGS / Binary | Advanced | 7008 | 7008 | 7008 | 7008 | 7008 | 7008 | 7008 | 7008 | 7008 | 7008 | 7008 | 7008 | 7008 | 7008 | 7008 | 7008 | 7008 | 7008 | 7008 | 7008 | 7008 | 7008 | 7008 | 7008 | 7008 | 7008 | 7008 | 7008 | 7008 | 7008
[8 empty] | Geothermal - Deep EGS / Binary | Moderate | 7008 | 7008 | 7008 | 7008 | 7008 | 7008 | 7008 | 7008 | 7008 | 7008 | 7008 | 7008 | 7008 | 7008 | 7008 | 7008 | 7008 | 7008 | 7008 | 7008 | 7008 | 7008 | 7008 | 7008 | 7008 | 7008 | 7008 | 7008 | 7008 | 7008
[8 empty] | Geothermal - Deep EGS / Binary | Conservative | 7008 | 7008 | 7008 | 7008 | 7008 | 7008 | 7008 | 7008 | 7008 | 7008 | 7008 | 7008 | 7008 | 7008 | 7008 | 7008 | 7008 | 7008 | 7008 | 7008 | 7008 | 7008 | 7008 | 7008 | 7008 | 7008 | 7008 | 7008 | 7008 | 7008
[10 empty] | 2021 | 2022 | 2023 | 2024 | 2025 | 2026 | 2027 | 2028 | 2029 | 2030 | 2031 | 2032 | 2033 | 2034 | 2035 | 2036 | 2037 | 2038 | 2039 | 2040 | 2041 | 2042 | 2043 | 2044 | 2045 | 2046 | 2047 | 2048 | 2049 | 2050
[7 empty] | CAPEX ($/kW) | Geothermal - Hydro / Flash | Advanced | 6750.0728 | 6941.7987 | 6679.6631 | 6439.2572 | 6217.6299 | 6012.3651 | 5821.4623 | 5643.2495 | 5476.3164 | 5319.4643 | 5171.6663 | 5032.0377 | 4899.8106 | 4774.3156 | 4654.9656 | 4631.6908 | 4608.5324 | 4585.4897 | 4562.5622 | 4539.7494 | 4517.0507 | 4494.4654 | 4471.9931 | 4449.6331 | 4427.385 | 4405.248 | 4383.2218 | 4361.3057 | 4339.4992 | 4317.8017
[8 empty] | Geothermal - Hydro / Flash | Moderate | 6750.0728 | 6978.1204 | 6784.0231 | 6616.5182 | 6469.4727 | 6338.6192 | 6220.8752 | 6113.9454 | 6016.0773 | 5925.904 | 5842.3399 | 5764.5096 | 5691.6969 | 5623.3094 | 5558.8514 | 5531.0571 | 5503.4018 | 5475.8848 | 5448.5054 | 5421.2629 | 5394.1565 | 5367.1858 | 5340.3498 | 5313.6481 | 5287.0798 | 5260.6444 | 5234.3412 | 5208.1695 | 5182.1287 | 5156.218
[8 empty] | Geothermal - Hydro / Flash | Conservative | 6750.0728 | 6986.3254 | 6951.3938 | 6916.6368 | 6882.0536 | 6847.6433 | 6813.4051 | 6779.3381 | 6745.4414 | 6711.7142 | 6678.1556 | 6644.7649 | 6611.541 | 6578.4833 | 6545.5909 | 6512.863 | 6480.2986 | 6447.8971 | 6415.6577 | 6383.5794 | 6351.6615 | 6319.9032 | 6288.3037 | 6256.8621 | 6225.5778 | 6194.4499 | 6163.4777 | 6132.6603 | 6101.997 | 6071.487
[8 empty] | Geothermal - Hydro / Binary | Advanced | 8971.087 | 9225.8974 | 8803.6286 | 8425.1076 | 8083.0616 | 7771.8103 | 7486.8437 | 7224.5294 | 6981.9036 | 6756.5213 | 6546.3446 | 6349.6594 | 6165.0119 | 5991.1602 | 5827.0356 | 5797.9004 | 5768.9109 | 5740.0664 | 5711.366 | 5682.8092 | 5654.3952 | 5626.1232 | 5597.9926 | 5570.0026 | 5542.1526 | 5514.4418 | 5486.8696 | 5459.4353 | 5432.1381 | 5404.9774
[8 empty] | Geothermal - Hydro / Binary | Moderate | 8971.087 | 9274.1703 | 8965.9256 | 8707.575 | 8485.8235 | 8291.9806 | 8120.0698 | 7965.8146 | 7826.0547 | 7698.3927 | 7580.9686 | 7472.3122 | 7371.2427 | 7276.7974 | 7188.1825 | 7152.2416 | 7116.4804 | 7080.898 | 7045.4935 | 7010.266 | 6975.2147 | 6940.3386 | 6905.6369 | 6871.1087 | 6836.7532 | 6802.5694 | 6768.5566 | 6734.7138 | 6701.0402 | 6667.535
[8 empty] | Geothermal - Hydro / Binary | Conservative | 8971.087 | 9285.075 | 9238.6496 | 9192.4564 | 9146.4941 | 9100.7616 | 9055.2578 | 9009.9815 | 8964.9316 | 8920.107 | 8875.5064 | 8831.1289 | 8786.9733 | 8743.0384 | 8699.3232 | 8655.8266 | 8612.5474 | 8569.4847 | 8526.6373 | 8484.0041 | 8441.5841 | 8399.3762 | 8357.3793 | 8315.5924 | 8274.0144 | 8232.6443 | 8191.4811 | 8150.5237 | 8109.7711 | 8069.2222
[8 empty] | Geothermal - NF EGS / Flash | Advanced | 14010.7706 | 14417.017 | 11078.0578 | 9283.2674 | 8119.2648 | 7285.0984 | 6648.8029 | 6142.2016 | 5726.0549 | 5375.9702 | 5075.8808 | 4814.7148 | 4584.5606 | 4379.5939 | 4195.4188 | 4174.4417 | 4153.5695 | 4132.8017 | 4112.1376 | 4091.577 | 4071.1191 | 4050.7635 | 4030.5097 | 4010.3571 | 3990.3053 | 3970.3538 | 3950.502 | 3930.7495 | 3911.0958 | 3891.5403
[8 empty] | Geothermal - NF EGS / Flash | Moderate | 14010.7706 | 14447.2561 | 12930.5662 | 11917.8938 | 11169.2187 | 10580.8562 | 10099.2092 | 9693.2164 | 9343.3809 | 9036.7196 | 8764.183 | 8519.2302 | 8296.991 | 8093.7484 | 7906.6065 | 7867.0734 | 7827.7381 | 7788.5994 | 7749.6564 | 7710.9081 | 7672.3536 | 7633.9918 | 7595.8218 | 7557.8427 | 7520.0535 | 7482.4532 | 7445.041 | 7407.8158 | 7370.7767 | 7333.9228
[8 empty] | Geothermal - NF EGS / Flash | Conservative | 14010.7706 | 14501.1476 | 14428.6418 | 14356.4986 | 14284.7161 | 14213.2926 | 14142.2261 | 14071.515 | 14001.1574 | 13931.1516 | 13861.4958 | 13792.1884 | 13723.2274 | 13654.6113 | 13586.3382 | 13518.4065 | 13450.8145 | 13383.5604 | 13316.6426 | 13250.0594 | 13183.8091 | 13117.8901 | 13052.3006 | 12987.0391 | 12922.1039 | 12857.4934 | 12793.2059 | 12729.2399 | 12665.5937 | 12602.2657
[8 empty] | Geothermal - NF EGS / Binary | Advanced | 28237.0477 | 29055.7892 | 17972.4358 | 14018.0654 | 11824.987 | 10380.8896 | 9336.5772 | 8535.1616 | 7894.3359 | 7366.2203 | 6920.8163 | 6538.2442 | 6204.7391 | 5910.4261 | 5648.012 | 5619.772 | 5591.6731 | 5563.7147 | 5535.8962 | 5508.2167 | 5480.6756 | 5453.2722 | 5426.0059 | 5398.8758 | 5371.8815 | 5345.022 | 5318.2969 | 5291.7055 | 5265.2469 | 5238.9207
[8 empty] | Geothermal - NF EGS / Binary | Moderate | 28237.0477 | 29116.7325 | 20159.6247 | 17197.3 | 15501.108 | 14340.9852 | 13471.4519 | 12782.0036 | 12214.0659 | 11733.1099 | 11317.1919 | 10951.561 | 10625.8588 | 10332.5531 | 10066.0076 | 10015.6775 | 9965.5991 | 9915.7711 | 9866.1923 | 9816.8613 | 9767.777 | 9718.9381 | 9670.3434 | 9621.9917 | 9573.8818 | 9526.0124 | 9478.3823 | 9430.9904 | 9383.8354 | 9336.9163
[8 empty] | Geothermal - NF EGS / Binary | Conservative | 28237.0477 | 29225.3444 | 29079.2177 | 28933.8216 | 28789.1525 | 28645.2067 | 28501.9807 | 28359.4708 | 28217.6734 | 28076.5851 | 27936.2021 | 27796.5211 | 27657.5385 | 27519.2508 | 27381.6546 | 27244.7463 | 27108.5226 | 26972.9799 | 26838.115 | 26703.9245 | 26570.4048 | 26437.5528 | 26305.3651 | 26173.8382 | 26042.969 | 25912.7542 | 25783.1904 | 25654.2745 | 25526.0031 | 25398.3731
[8 empty] | Geothermal - Deep EGS / Flash | Advanced | 17055.6832 | 17550.2178 | 11437.9545 | 9045.5862 | 7679.4162 | 6766.499 | 6100.4121 | 5586.1841 | 5173.227 | 4831.7973 | 4543.1114 | 4294.6457 | 4077.6859 | 3885.9558 | 3714.8047 | 3696.2307 | 3677.7495 | 3659.3608 | 3641.064 | 3622.8586 | 3604.7443 | 3586.7206 | 3568.787 | 3550.9431 | 3533.1884 | 3515.5224 | 3497.9448 | 3480.4551 | 3463.0528 | 3445.7375
[8 empty] | Geothermal - Deep EGS / Flash | Moderate | 17055.6832 | 17587.0286 | 14438.3851 | 13058.2114 | 12190.2578 | 11563.0759 | 11074.387 | 10675.0494 | 10337.8348 | 10046.1548 | 9789.1903 | 9559.5124 | 9351.8106 | 9162.1634 | 8987.5967 | 8942.6587 | 8897.9454 | 8853.4557 | 8809.1884 | 8765.1425 | 8721.3168 | 8677.7102 | 8634.3216 | 8591.15 | 8548.1943 | 8505.4533 | 8462.926 | 8420.6114 | 8378.5084 | 8336.6158
[8 empty] | Geothermal - Deep EGS / Flash | Conservative | 17055.6832 | 17652.6321 | 17564.369 | 17476.5471 | 17389.1644 | 17302.2186 | 17215.7075 | 17129.6289 | 17043.9808 | 16958.7609 | 16873.9671 | 16789.5972 | 16705.6493 | 16622.121 | 16539.0104 | 16456.3154 | 16374.0338 | 16292.1636 | 16210.7028 | 16129.6493 | 16049.001 | 15968.756 | 15888.9122 | 15809.4677 | 15730.4203 | 15651.7682 | 15573.5094 | 15495.6419 | 15418.1637 | 15341.0728
[8 empty] | Geothermal - Deep EGS / Binary | Advanced | 40393.9678 | 41565.2028 | 21083.7879 | 15810.9103 | 13114.0142 | 11404.8246 | 10196.2836 | 9282.4937 | 8559.4683 | 7968.2821 | 7472.7201 | 7049.1354 | 6681.345 | 6357.8492 | 6070.2216 | 6039.8705 | 6009.6711 | 5979.6228 | 5949.7246 | 5919.976 | 5890.3761 | 5860.9243 | 5831.6196 | 5802.4615 | 5773.4492 | 5744.582 | 5715.8591 | 5687.2798 | 5658.8434 | 5630.5492
[8 empty] | Geothermal - Deep EGS / Binary | Moderate | 40393.9678 | 41652.3841 | 22693.9848 | 19769.323 | 18185.2914 | 17113.9704 | 16310.139 | 15669.1532 | 15137.0879 | 14682.6725 | 14286.2322 | 13934.623 | 13618.6494 | 13331.6391 | 13068.6045 | 13003.2615 | 12938.2452 | 12873.554 | 12809.1862 | 12745.1403 | 12681.4146 | 12618.0075 | 12554.9175 | 12492.1429 | 12429.6822 | 12367.5338 | 12305.6961 | 12244.1676 | 12182.9468 | 12122.032
[8 empty] | Geothermal - Deep EGS / Binary | Conservative | 40393.9678 | 41807.7567 | 41598.7179 | 41390.7243 | 41183.7707 | 40977.8518 | 40772.9626 | 40569.0977 | 40366.2523 | 40164.421 | 39963.5989 | 39763.7809 | 39564.962 | 39367.1372 | 39170.3015 | 38974.45 | 38779.5777 | 38585.6798 | 38392.7514 | 38200.7877 | 38009.7838 | 37819.7348 | 37630.6362 | 37442.483 | 37255.2706 | 37068.9942 | 36883.6492 | 36699.231 | 36515.7348 | 36333.1562
[10 empty] | 2021 | 2022 | 2023 | 2024 | 2025 | 2026 | 2027 | 2028 | 2029 | 2030 | 2031 | 2032 | 2033 | 2034 | 2035 | 2036 | 2037 | 2038 | 2039 | 2040 | 2041 | 2042 | 2043 | 2044 | 2045 | 2046 | 2047 | 2048 | 2049 | 2050
[7 empty] | Construction Financing Cost ($/kW) | Geothermal - Hydro / Flash | Advanced | 2203.0728 | 2235.6536 | 2121.9969 | 2017.0764 | 1919.7261 | 1828.9897 | 1744.0739 | 1664.3147 | 1589.1512 | 1518.1056 | 1450.7682 | 1386.785 | 1325.8487 | 1267.6908 | 1212.0754 | 1206.015 | 1199.9849 | 1193.985 | 1188.0151 | 1182.075 | 1176.1646 | 1170.2838 | 1164.4324 | 1158.6102 | 1152.8172 | 1147.0531 | 1141.3178 | 1135.6112 | 1129.9332 | 1124.2835
[8 empty] | Geothermal - Hydro / Flash | Moderate | 2203.0728 | 2271.9753 | 2203.394 | 2143.7245 | 2090.9218 | 2043.5621 | 2000.6159 | 1961.316 | 1925.0761 | 1891.4385 | 1860.0395 | 1830.5854 | 1802.8359 | 1776.5919 | 1751.6869 | 1742.9285 | 1734.2138 | 1725.5427 | 1716.915 | 1708.3305 | 1699.7888 | 1691.2899 | 1682.8334 | 1674.4192 | 1666.0471 | 1657.7169 | 1649.4283 | 1641.1812 | 1632.9753 | 1624.8104
[8 empty] | Geothermal - Hydro / Flash | Conservative | 2203.0728 | 2280.1803 | 2268.7794 | 2257.4355 | 2246.1483 | 2234.9176 | 2223.743 | 2212.6243 | 2201.5612 | 2190.5534 | 2179.6006 | 2168.7026 | 2157.8591 | 2147.0698 | 2136.3344 | 2125.6528 | 2115.0245 | 2104.4494 | 2093.9271 | 2083.4575 | 2073.0402 | 2062.675 | 2052.3616 | 2042.0998 | 2031.8893 | 2021.7299 | 2011.6212 | 2001.5631 | 1991.5553 | 1981.5975
[8 empty] | Geothermal - Hydro / Binary | Advanced | 2927.9621 | 2971.2632 | 2796.7387 | 2639.1376 | 2495.688 | 2364.2211 | 2243.0118 | 2130.6679 | 2026.0518 | 1928.2229 | 1836.3962 | 1749.9098 | 1668.2019 | 1590.7911 | 1517.2629 | 1509.6765 | 1502.1282 | 1494.6175 | 1487.1444 | 1479.7087 | 1472.3102 | 1464.9486 | 1457.6239 | 1450.3358 | 1443.0841 | 1435.8687 | 1428.6893 | 1421.5459 | 1414.4381 | 1407.3659
[8 empty] | Geothermal - Hydro / Binary | Moderate | 2927.9621 | 3019.536 | 2912.0578 | 2821.2182 | 2742.6028 | 2673.3232 | 2611.3916 | 2555.3842 | 2504.2482 | 2457.1839 | 2413.5707 | 2372.9175 | 2334.8293 | 2298.9842 | 2265.1163 | 2253.7908 | 2242.5218 | 2231.3092 | 2220.1526 | 2209.0519 | 2198.0066 | 2187.0166 | 2176.0815 | 2165.2011 | 2154.3751 | 2143.6032 | 2132.8852 | 2122.2208 | 2111.6097 | 2101.0516
[8 empty] | Geothermal - Hydro / Binary | Conservative | 2927.9621 | 3030.4408 | 3015.2886 | 3000.2121 | 2985.2111 | 2970.285 | 2955.4336 | 2940.6564 | 2925.9531 | 2911.3234 | 2896.7667 | 2882.2829 | 2867.8715 | 2853.5321 | 2839.2645 | 2825.0682 | 2810.9428 | 2796.8881 | 2782.9037 | 2768.9891 | 2755.1442 | 2741.3685 | 2727.6616 | 2714.0233 | 2700.4532 | 2686.9509 | 2673.5162 | 2660.1486 | 2646.8479 | 2633.6136
[8 empty] | Geothermal - NF EGS / Flash | Advanced | 4360.4656 | 4428.9513 | 3358.1634 | 2775.9003 | 2394.0339 | 2117.3793 | 1904.0935 | 1732.5062 | 1590.1143 | 1469.1272 | 1364.4008 | 1272.382 | 1190.526 | 1116.9548 | 1050.2478 | 1044.9966 | 1039.7716 | 1034.5727 | 1029.3999 | 1024.2529 | 1019.1316 | 1014.036 | 1008.9658 | 1003.9209 | 998.9013 | 993.9068 | 988.9373 | 983.9926 | 979.0727 | 974.1773
[8 empty] | Geothermal - NF EGS / Flash | Moderate | 4360.4656 | 4459.1904 | 3957.5881 | 3616.5633 | 3360.0239 | 3155.0139 | 2984.4542 | 2838.4219 | 2710.6732 | 2597.0401 | 2494.6102 | 2401.2735 | 2315.455 | 2235.9499 | 2161.8172 | 2151.0082 | 2140.2531 | 2129.5519 | 2118.9041 | 2108.3096 | 2097.768 | 2087.2792 | 2076.8428 | 2066.4586 | 2056.1263 | 2045.8457 | 2035.6164 | 2025.4383 | 2015.3112 | 2005.2346
[8 empty] | Geothermal - NF EGS / Flash | Conservative | 4360.4656 | 4513.0819 | 4490.5164 | 4468.0639 | 4445.7235 | 4423.4949 | 4401.3775 | 4379.3706 | 4357.4737 | 4335.6863 | 4314.0079 | 4292.4379 | 4270.9757 | 4249.6208 | 4228.3727 | 4207.2308 | 4186.1947 | 4165.2637 | 4144.4374 | 4123.7152 | 4103.0966 | 4082.5811 | 4062.1682 | 4041.8574 | 4021.6481 | 4001.5399 | 3981.5322 | 3961.6245 | 3941.8164 | 3922.1073
[8 empty] | Geothermal - NF EGS / Binary | Advanced | 8788.0016 | 8926.0265 | 5448.1009 | 4191.7087 | 3486.6975 | 3017.1564 | 2673.8221 | 2407.4788 | 2192.2418 | 2013.016 | 1860.3209 | 1727.8582 | 1611.2565 | 1507.3724 | 1413.8785 | 1406.8091 | 1399.775 | 1392.7762 | 1385.8123 | 1378.8832 | 1371.9888 | 1365.1289 | 1358.3032 | 1351.5117 | 1344.7541 | 1338.0304 | 1331.3402 | 1324.6835 | 1318.0601 | 1311.4698
[8 empty] | Geothermal - NF EGS / Binary | Moderate | 8788.0016 | 8986.9698 | 6170.1468 | 5218.6338 | 4663.1815 | 4276.2143 | 3980.9979 | 3742.8978 | 3543.5076 | 3371.9489 | 3221.2908 | 3086.8626 | 2965.376 | 2854.4341 | 2752.2388 | 2738.4776 | 2724.7852 | 2711.1613 | 2697.6054 | 2684.1174 | 2670.6968 | 2657.3433 | 2644.0566 | 2630.8363 | 2617.6822 | 2604.5938 | 2591.5708 | 2578.6129 | 2565.7199 | 2552.8913
[8 empty] | Geothermal - NF EGS / Binary | Conservative | 8788.0016 | 9095.5816 | 9050.1037 | 9004.8532 | 8959.8289 | 8915.0298 | 8870.4546 | 8826.1024 | 8781.9719 | 8738.062 | 8694.3717 | 8650.8998 | 8607.6453 | 8564.6071 | 8521.7841 | 8479.1751 | 8436.7793 | 8394.5954 | 8352.6224 | 8310.8593 | 8269.305 | 8227.9585 | 8186.8187 | 8145.8846 | 8105.1552 | 8064.6294 | 8024.3062 | 7984.1847 | 7944.2638 | 7904.5425
[8 empty] | Geothermal - Deep EGS / Flash | Advanced | 5308.1105 | 5391.4801 | 3467.2613 | 2704.8285 | 2264.3409 | 1966.6509 | 1747.0446 | 1575.6725 | 1436.5951 | 1320.4174 | 1221.1919 | 1134.9436 | 1058.8999 | 991.0592 | 929.9347 | 925.285 | 920.6586 | 916.0553 | 911.475 | 906.9177 | 902.3831 | 897.8712 | 893.3818 | 888.9149 | 884.4703 | 880.048 | 875.6477 | 871.2695 | 866.9131 | 862.5786
[8 empty] | Geothermal - Deep EGS / Flash | Moderate | 5308.1105 | 5428.2909 | 4419.0781 | 3962.6002 | 3667.182 | 3447.8935 | 3272.6325 | 3125.9277 | 2999.1812 | 2887.1391 | 2786.3651 | 2694.4927 | 2609.8253 | 2531.1064 | 2457.3806 | 2445.0937 | 2432.8683 | 2420.7039 | 2408.6004 | 2396.5574 | 2384.5746 | 2372.6517 | 2360.7885 | 2348.9845 | 2337.2396 | 2325.5534 | 2313.9256 | 2302.356 | 2290.8442 | 2279.39
[8 empty] | Geothermal - Deep EGS / Flash | Conservative | 5308.1105 | 5493.8944 | 5466.4249 | 5439.0928 | 5411.8974 | 5384.8379 | 5357.9137 | 5331.1241 | 5304.4685 | 5277.9461 | 5251.5564 | 5225.2986 | 5199.1721 | 5173.1763 | 5147.3104 | 5121.5738 | 5095.966 | 5070.4861 | 5045.1337 | 5019.9081 | 4994.8085 | 4969.8345 | 4944.9853 | 4920.2604 | 4895.6591 | 4871.1808 | 4846.8249 | 4822.5907 | 4798.4778 | 4774.4854
[8 empty] | Geothermal - Deep EGS / Binary | Advanced | 12571.5073 | 12768.9562 | 6391.2652 | 4727.8086 | 3866.778 | 3314.7582 | 2920.0261 | 2618.2758 | 2376.9477 | 2177.5455 | 2008.673 | 1862.8711 | 1735.0223 | 1621.4814 | 1519.5711 | 1511.9732 | 1504.4133 | 1496.8913 | 1489.4068 | 1481.9598 | 1474.55 | 1467.1772 | 1459.8413 | 1452.5421 | 1445.2794 | 1438.053 | 1430.8628 | 1423.7085 | 1416.5899 | 1409.507
[8 empty] | Geothermal - Deep EGS / Binary | Moderate | 12571.5073 | 12856.1375 | 6945.8246 | 5999.1311 | 5470.6614 | 5103.0667 | 4819.8687 | 4588.3292 | 4391.5258 | 4219.6163 | 4066.3894 | 3927.6836 | 3800.579 | 3682.9508 | 3573.2061 | 3555.3401 | 3537.5634 | 3519.8756 | 3502.2762 | 3484.7648 | 3467.341 | 3450.0043 | 3432.7543 | 3415.5905 | 3398.5126 | 3381.52 | 3364.6124 | 3347.7893 | 3331.0504 | 3314.3951
[8 empty] | Geothermal - Deep EGS / Binary | Conservative | 12571.5073 | 13011.5101 | 12946.4525 | 12881.7203 | 12817.3117 | 12753.2251 | 12689.459 | 12626.0117 | 12562.8816 | 12500.0672 | 12437.5669 | 12375.3791 | 12313.5022 | 12251.9346 | 12190.675 | 12129.7216 | 12069.073 | 12008.7276 | 11948.684 | 11888.9406 | 11829.4959 | 11770.3484 | 11711.4966 | 11652.9392 | 11594.6745 | 11536.7011 | 11479.0176 | 11421.6225 | 11364.5144 | 11307.6918
[10 empty] | 2021 | 2022 | 2023 | 2024 | 2025 | 2026 | 2027 | 2028 | 2029 | 2030 | 2031 | 2032 | 2033 | 2034 | 2035 | 2036 | 2037 | 2038 | 2039 | 2040 | 2041 | 2042 | 2043 | 2044 | 2045 | 2046 | 2047 | 2048 | 2049 | 2050
[7 empty] | Overnight Capital Cost ($/kW) | Geothermal - Hydro / Flash | Advanced | 4547.0001 | 4706.1451 | 4557.6662 | 4422.1808 | 4297.9038 | 4183.3754 | 4077.3884 | 3978.9347 | 3887.1652 | 3801.3586 | 3720.8982 | 3645.2527 | 3573.9619 | 3506.6248 | 3442.8902 | 3425.6758 | 3408.5474 | 3391.5047 | 3374.5471 | 3357.6744 | 3340.886 | 3324.1816 | 3307.5607 | 3291.0229 | 3274.5678 | 3258.1949 | 3241.904 | 3225.6944 | 3209.566 | 3193.5181
[8 empty] | Geothermal - Hydro / Flash | Moderate | 4547.0001 | 4706.1451 | 4580.629 | 4472.7937 | 4378.5508 | 4295.057 | 4220.2593 | 4152.6294 | 4091.0013 | 4034.4655 | 3982.3005 | 3933.9242 | 3888.861 | 3846.7174 | 3807.1645 | 3788.1286 | 3769.188 | 3750.3421 | 3731.5904 | 3712.9324 | 3694.3677 | 3675.8959 | 3657.5164 | 3639.2288 | 3621.0327 | 3602.9275 | 3584.9129 | 3566.9883 | 3549.1534 | 3531.4076
[8 empty] | Geothermal - Hydro / Flash | Conservative | 4547.0001 | 4706.1451 | 4682.6143 | 4659.2013 | 4635.9053 | 4612.7257 | 4589.6621 | 4566.7138 | 4543.8802 | 4521.1608 | 4498.555 | 4476.0623 | 4453.6819 | 4431.4135 | 4409.2565 | 4387.2102 | 4365.2741 | 4343.4478 | 4321.7305 | 4300.1219 | 4278.6213 | 4257.2282 | 4235.942 | 4214.7623 | 4193.6885 | 4172.7201 | 4151.8565 | 4131.0972 | 4110.4417 | 4089.8895
[8 empty] | Geothermal - Hydro / Binary | Advanced | 6043.1249 | 6254.6342 | 6006.8899 | 5785.97 | 5587.3736 | 5407.5892 | 5243.8319 | 5093.8614 | 4955.8518 | 4828.2984 | 4709.9484 | 4599.7495 | 4496.81 | 4400.3691 | 4309.7727 | 4288.2239 | 4266.7828 | 4245.4488 | 4224.2216 | 4203.1005 | 4182.085 | 4161.1746 | 4140.3687 | 4119.6668 | 4099.0685 | 4078.5732 | 4058.1803 | 4037.8894 | 4017.7 | 3997.6115
[8 empty] | Geothermal - Hydro / Binary | Moderate | 6043.1249 | 6254.6342 | 6053.8678 | 5886.3568 | 5743.2208 | 5618.6574 | 5508.6782 | 5410.4304 | 5321.8066 | 5241.2087 | 5167.3978 | 5099.3948 | 5036.4133 | 4977.8132 | 4923.0662 | 4898.4508 | 4873.9586 | 4849.5888 | 4825.3408 | 4801.2141 | 4777.2081 | 4753.322 | 4729.5554 | 4705.9076 | 4682.3781 | 4658.9662 | 4635.6714 | 4612.493 | 4589.4306 | 4566.4834
[8 empty] | Geothermal - Hydro / Binary | Conservative | 6043.1249 | 6254.6342 | 6223.3611 | 6192.2443 | 6161.283 | 6130.4766 | 6099.8242 | 6069.3251 | 6038.9785 | 6008.7836 | 5978.7397 | 5948.846 | 5919.1018 | 5889.5062 | 5860.0587 | 5830.7584 | 5801.6046 | 5772.5966 | 5743.7336 | 5715.015 | 5686.4399 | 5658.0077 | 5629.7176 | 5601.5691 | 5573.5612 | 5545.6934 | 5517.9649 | 5490.3751 | 5462.9232 | 5435.6086
[8 empty] | Geothermal - NF EGS / Flash | Advanced | 9650.305 | 9988.0657 | 7719.8943 | 6507.3671 | 5725.2309 | 5167.7191 | 4744.7094 | 4409.6954 | 4135.9406 | 3906.8431 | 3711.4801 | 3542.3328 | 3394.0346 | 3262.6391 | 3145.171 | 3129.4451 | 3113.7979 | 3098.2289 | 3082.7378 | 3067.3241 | 3051.9875 | 3036.7275 | 3021.5439 | 3006.4362 | 2991.404 | 2976.447 | 2961.5647 | 2946.7569 | 2932.0231 | 2917.363
[8 empty] | Geothermal - NF EGS / Flash | Moderate | 9650.305 | 9988.0657 | 8972.978 | 8301.3305 | 7809.1948 | 7425.8423 | 7114.7551 | 6854.7945 | 6632.7077 | 6439.6795 | 6269.5728 | 6117.9567 | 5981.5359 | 5857.7985 | 5744.7892 | 5716.0653 | 5687.4849 | 5659.0475 | 5630.7523 | 5602.5985 | 5574.5855 | 5546.7126 | 5518.979 | 5491.3841 | 5463.9272 | 5436.6076 | 5409.4245 | 5382.3774 | 5355.4655 | 5328.6882
[8 empty] | Geothermal - NF EGS / Flash | Conservative | 9650.305 | 9988.0657 | 9938.1254 | 9888.4348 | 9838.9926 | 9789.7976 | 9740.8486 | 9692.1444 | 9643.6837 | 9595.4653 | 9547.4879 | 9499.7505 | 9452.2517 | 9404.9905 | 9357.9655 | 9311.1757 | 9264.6198 | 9218.2967 | 9172.2052 | 9126.3442 | 9080.7125 | 9035.3089 | 8990.1324 | 8945.1817 | 8900.4558 | 8855.9535 | 8811.6738 | 8767.6154 | 8723.7773 | 8680.1584
[8 empty] | Geothermal - NF EGS / Binary | Advanced | 19449.0462 | 20129.7628 | 12524.3349 | 9826.3567 | 8338.2896 | 7363.7332 | 6662.7551 | 6127.6828 | 5702.0941 | 5353.2043 | 5060.4954 | 4810.3861 | 4593.4826 | 4403.0537 | 4234.1336 | 4212.9629 | 4191.8981 | 4170.9386 | 4150.0839 | 4129.3335 | 4108.6868 | 4088.1434 | 4067.7026 | 4047.3641 | 4027.1273 | 4006.9917 | 3986.9567 | 3967.0219 | 3947.1868 | 3927.4509
[8 empty] | Geothermal - NF EGS / Binary | Moderate | 19449.0462 | 20129.7628 | 13989.4779 | 11978.6662 | 10837.9265 | 10064.771 | 9490.454 | 9039.1057 | 8670.5583 | 8361.161 | 8095.901 | 7864.6984 | 7660.4828 | 7478.119 | 7313.7688 | 7277.2 | 7240.814 | 7204.6099 | 7168.5868 | 7132.7439 | 7097.0802 | 7061.5948 | 7026.2868 | 6991.1554 | 6956.1996 | 6921.4186 | 6886.8115 | 6852.3775 | 6818.1156 | 6784.025
[8 empty] | Geothermal - NF EGS / Binary | Conservative | 19449.0462 | 20129.7628 | 20029.114 | 19928.9684 | 19829.3235 | 19730.1769 | 19631.526 | 19533.3684 | 19435.7016 | 19338.5231 | 19241.8304 | 19145.6213 | 19049.8932 | 18954.6437 | 18859.8705 | 18765.5711 | 18671.7433 | 18578.3846 | 18485.4927 | 18393.0652 | 18301.0999 | 18209.5944 | 18118.5464 | 18027.9537 | 17937.8139 | 17848.1248 | 17758.8842 | 17670.0898 | 17581.7393 | 17493.8306
[8 empty] | Geothermal - Deep EGS / Flash | Advanced | 11747.5727 | 12158.7377 | 7970.6932 | 6340.7578 | 5415.0754 | 4799.8481 | 4353.3675 | 4010.5115 | 3736.6319 | 3511.3799 | 3321.9195 | 3159.702 | 3018.7859 | 2894.8966 | 2784.87 | 2770.9456 | 2757.0909 | 2743.3054 | 2729.5889 | 2715.941 | 2702.3613 | 2688.8495 | 2675.4052 | 2662.0282 | 2648.7181 | 2635.4745 | 2622.2971 | 2609.1856 | 2596.1397 | 2583.159
[8 empty] | Geothermal - Deep EGS / Flash | Moderate | 11747.5727 | 12158.7377 | 10019.307 | 9095.6113 | 8523.0758 | 8115.1823 | 7801.7545 | 7549.1217 | 7338.6537 | 7159.0157 | 7002.8251 | 6865.0197 | 6741.9853 | 6631.057 | 6530.2161 | 6497.565 | 6465.0772 | 6432.7518 | 6400.588 | 6368.5851 | 6336.7422 | 6305.0585 | 6273.5332 | 6242.1655 | 6210.9547 | 6179.8999 | 6149.0004 | 6118.2554 | 6087.6641 | 6057.2258
[8 empty] | Geothermal - Deep EGS / Flash | Conservative | 11747.5727 | 12158.7377 | 12097.944 | 12037.4543 | 11977.267 | 11917.3807 | 11857.7938 | 11798.5048 | 11739.5123 | 11680.8147 | 11622.4107 | 11564.2986 | 11506.4771 | 11448.9447 | 11391.7 | 11334.7415 | 11278.0678 | 11221.6775 | 11165.5691 | 11109.7412 | 11054.1925 | 10998.9216 | 10943.927 | 10889.2073 | 10834.7613 | 10780.5875 | 10726.6845 | 10673.0511 | 10619.6859 | 10566.5874
[8 empty] | Geothermal - Deep EGS / Binary | Advanced | 27822.4605 | 28796.2466 | 14692.5227 | 11083.1017 | 9247.2362 | 8090.0664 | 7276.2576 | 6664.218 | 6182.5206 | 5790.7366 | 5464.047 | 5186.2643 | 4946.3227 | 4736.3678 | 4550.6505 | 4527.8973 | 4505.2578 | 4482.7315 | 4460.3178 | 4438.0162 | 4415.8262 | 4393.747 | 4371.7783 | 4349.9194 | 4328.1698 | 4306.529 | 4284.9963 | 4263.5713 | 4242.2535 | 4221.0422
[8 empty] | Geothermal - Deep EGS / Binary | Moderate | 27822.4605 | 28796.2466 | 15748.1601 | 13770.1919 | 12714.63 | 12010.9037 | 11490.2703 | 11080.824 | 10745.562 | 10463.0562 | 10219.8428 | 10006.9394 | 9818.0704 | 9648.6883 | 9495.3984 | 9447.9214 | 9400.6818 | 9353.6784 | 9306.91 | 9260.3755 | 9214.0736 | 9168.0032 | 9122.1632 | 9076.5524 | 9031.1696 | 8986.0138 | 8941.0837 | 8896.3783 | 8851.8964 | 8807.6369
[8 empty] | Geothermal - Deep EGS / Binary | Conservative | 27822.4605 | 28796.2466 | 28652.2653 | 28509.004 | 28366.459 | 28224.6267 | 28083.5036 | 27943.0861 | 27803.3706 | 27664.3538 | 27526.032 | 27388.4018 | 27251.4598 | 27115.2025 | 26979.6265 | 26844.7284 | 26710.5047 | 26576.9522 | 26444.0675 | 26311.8471 | 26180.2879 | 26049.3865 | 25919.1395 | 25789.5438 | 25660.5961 | 25532.2931 | 25404.6317 | 25277.6085 | 25151.2205 | 25025.4644
[10 empty] | 2021 | 2022 | 2023 | 2024 | 2025 | 2026 | 2027 | 2028 | 2029 | 2030 | 2031 | 2032 | 2033 | 2034 | 2035 | 2036 | 2037 | 2038 | 2039 | 2040 | 2041 | 2042 | 2043 | 2044 | 2045 | 2046 | 2047 | 2048 | 2049 | 2050
[7 empty] | Fixed Operation and Maintenance Expenses ($/kW-yr) | Geothermal - Hydro / Flash | Advanced | 113.6218 | 112.8038 | 111.9858 | 111.1679 | 110.3499 | 109.5319 | 108.7139 | 107.8959 | 107.078 | 106.26 | 105.442 | 104.624 | 103.806 | 102.9881 | 102.1701 | 102.1701 | 102.1701 | 102.1701 | 102.1701 | 102.1701 | 102.1701 | 102.1701 | 102.1701 | 102.1701 | 102.1701 | 102.1701 | 102.1701 | 102.1701 | 102.1701 | 102.1701
[8 empty] | Geothermal - Hydro / Flash | Moderate | 113.6218 | 112.9034 | 112.185 | 111.4666 | 110.7481 | 110.0297 | 109.3113 | 108.5929 | 107.8745 | 107.1561 | 106.4376 | 105.7192 | 105.0008 | 104.2824 | 103.564 | 103.564 | 103.564 | 103.564 | 103.564 | 103.564 | 103.564 | 103.564 | 103.564 | 103.564 | 103.564 | 103.564 | 103.564 | 103.564 | 103.564 | 103.564
[8 empty] | Geothermal - Hydro / Flash | Conservative | 113.6218 | 113.6218 | 113.6218 | 113.6218 | 113.6218 | 113.6218 | 113.6218 | 113.6218 | 113.6218 | 113.6218 | 113.6218 | 113.6218 | 113.6218 | 113.6218 | 113.6218 | 113.6218 | 113.6218 | 113.6218 | 113.6218 | 113.6218 | 113.6218 | 113.6218 | 113.6218 | 113.6218 | 113.6218 | 113.6218 | 113.6218 | 113.6218 | 113.6218 | 113.6218
[8 empty] | Geothermal - Hydro / Binary | Advanced | 151.0568 | 148.5754 | 146.094 | 143.6126 | 141.1312 | 138.6498 | 136.1684 | 133.6871 | 131.2057 | 128.7243 | 126.2429 | 123.7615 | 121.2801 | 118.7987 | 116.3173 | 116.3173 | 116.3173 | 116.3173 | 116.3173 | 116.3173 | 116.3173 | 116.3173 | 116.3173 | 116.3173 | 116.3173 | 116.3173 | 116.3173 | 116.3173 | 116.3173 | 116.3173
[8 empty] | Geothermal - Hydro / Binary | Moderate | 151.0568 | 149.1311 | 147.2054 | 145.2797 | 143.354 | 141.4283 | 139.5026 | 137.5769 | 135.6512 | 133.7255 | 131.7999 | 129.8742 | 127.9485 | 126.0228 | 124.0971 | 124.0971 | 124.0971 | 124.0971 | 124.0971 | 124.0971 | 124.0971 | 124.0971 | 124.0971 | 124.0971 | 124.0971 | 124.0971 | 124.0971 | 124.0971 | 124.0971 | 124.0971
[8 empty] | Geothermal - Hydro / Binary | Conservative | 151.0568 | 151.0568 | 151.0568 | 151.0568 | 151.0568 | 151.0568 | 151.0568 | 151.0568 | 151.0568 | 151.0568 | 151.0568 | 151.0568 | 151.0568 | 151.0568 | 151.0568 | 151.0568 | 151.0568 | 151.0568 | 151.0568 | 151.0568 | 151.0568 | 151.0568 | 151.0568 | 151.0568 | 151.0568 | 151.0568 | 151.0568 | 151.0568 | 151.0568 | 151.0568
[8 empty] | Geothermal - NF EGS / Flash | Advanced | 202.5457 | 195.5206 | 188.4954 | 181.4703 | 174.4452 | 167.42 | 160.3949 | 153.3698 | 146.3446 | 139.3195 | 132.2944 | 125.2692 | 118.2441 | 111.219 | 104.1938 | 104.1938 | 104.1938 | 104.1938 | 104.1938 | 104.1938 | 104.1938 | 104.1938 | 104.1938 | 104.1938 | 104.1938 | 104.1938 | 104.1938 | 104.1938 | 104.1938 | 104.1938
[8 empty] | Geothermal - NF EGS / Flash | Moderate | 202.5457 | 198.0768 | 193.6079 | 189.139 | 184.6701 | 180.2012 | 175.7323 | 171.2634 | 166.7945 | 162.3256 | 157.8567 | 153.3878 | 148.9189 | 144.45 | 139.9811 | 139.9811 | 139.9811 | 139.9811 | 139.9811 | 139.9811 | 139.9811 | 139.9811 | 139.9811 | 139.9811 | 139.9811 | 139.9811 | 139.9811 | 139.9811 | 139.9811 | 139.9811
[8 empty] | Geothermal - NF EGS / Flash | Conservative | 202.5457 | 202.5457 | 202.5457 | 202.5457 | 202.5457 | 202.5457 | 202.5457 | 202.5457 | 202.5457 | 202.5457 | 202.5457 | 202.5457 | 202.5457 | 202.5457 | 202.5457 | 202.5457 | 202.5457 | 202.5457 | 202.5457 | 202.5457 | 202.5457 | 202.5457 | 202.5457 | 202.5457 | 202.5457 | 202.5457 | 202.5457 | 202.5457 | 202.5457 | 202.5457
[8 empty] | Geothermal - NF EGS / Binary | Advanced | 452.5184 | 428.2017 | 403.8849 | 379.5682 | 355.2515 | 330.9348 | 306.6181 | 282.3014 | 257.9847 | 233.668 | 209.3513 | 185.0346 | 160.7179 | 136.4012 | 112.0845 | 112.0845 | 112.0845 | 112.0845 | 112.0845 | 112.0845 | 112.0845 | 112.0845 | 112.0845 | 112.0845 | 112.0845 | 112.0845 | 112.0845 | 112.0845 | 112.0845 | 112.0845
[8 empty] | Geothermal - NF EGS / Binary | Moderate | 452.5184 | 432.9573 | 413.3963 | 393.8353 | 374.2743 | 354.7133 | 335.1523 | 315.5912 | 296.0302 | 276.4692 | 256.9082 | 237.3472 | 217.7862 | 198.2252 | 178.6641 | 178.6641 | 178.6641 | 178.6641 | 178.6641 | 178.6641 | 178.6641 | 178.6641 | 178.6641 | 178.6641 | 178.6641 | 178.6641 | 178.6641 | 178.6641 | 178.6641 | 178.6641
[8 empty] | Geothermal - NF EGS / Binary | Conservative | 452.5184 | 452.5184 | 452.5184 | 452.5184 | 452.5184 | 452.5184 | 452.5184 | 452.5184 | 452.5184 | 452.5184 | 452.5184 | 452.5184 | 452.5184 | 452.5184 | 452.5184 | 452.5184 | 452.5184 | 452.5184 | 452.5184 | 452.5184 | 452.5184 | 452.5184 | 452.5184 | 452.5184 | 452.5184 | 452.5184 | 452.5184 | 452.5184 | 452.5184 | 452.5184
[8 empty] | Geothermal - Deep EGS / Flash | Advanced | 200.6174 | 192.8787 | 185.14 | 177.4013 | 169.6627 | 161.924 | 154.1853 | 146.4466 | 138.7079 | 130.9692 | 123.2305 | 115.4918 | 107.7532 | 100.0145 | 92.2758 | 92.2758 | 92.2758 | 92.2758 | 92.2758 | 92.2758 | 92.2758 | 92.2758 | 92.2758 | 92.2758 | 92.2758 | 92.2758 | 92.2758 | 92.2758 | 92.2758 | 92.2758
[8 empty] | Geothermal - Deep EGS / Flash | Moderate | 200.6174 | 196.2165 | 191.8157 | 187.4148 | 183.0139 | 178.613 | 174.2122 | 169.8113 | 165.4104 | 161.0095 | 156.6087 | 152.2078 | 147.8069 | 143.406 | 139.0052 | 139.0052 | 139.0052 | 139.0052 | 139.0052 | 139.0052 | 139.0052 | 139.0052 | 139.0052 | 139.0052 | 139.0052 | 139.0052 | 139.0052 | 139.0052 | 139.0052 | 139.0052
[8 empty] | Geothermal - Deep EGS / Flash | Conservative | 200.6174 | 200.6174 | 200.6174 | 200.6174 | 200.6174 | 200.6174 | 200.6174 | 200.6174 | 200.6174 | 200.6174 | 200.6174 | 200.6174 | 200.6174 | 200.6174 | 200.6174 | 200.6174 | 200.6174 | 200.6174 | 200.6174 | 200.6174 | 200.6174 | 200.6174 | 200.6174 | 200.6174 | 200.6174 | 200.6174 | 200.6174 | 200.6174 | 200.6174 | 200.6174
[8 empty] | Geothermal - Deep EGS / Binary | Advanced | 510.8877 | 482.3336 | 453.7796 | 425.2255 | 396.6715 | 368.1175 | 339.5634 | 311.0094 | 282.4553 | 253.9013 | 225.3473 | 196.7932 | 168.2392 | 139.6851 | 111.1311 | 111.1311 | 111.1311 | 111.1311 | 111.1311 | 111.1311 | 111.1311 | 111.1311 | 111.1311 | 111.1311 | 111.1311 | 111.1311 | 111.1311 | 111.1311 | 111.1311 | 111.1311
[8 empty] | Geothermal - Deep EGS / Binary | Moderate | 510.8877 | 488.1983 | 465.5089 | 442.8196 | 420.1302 | 397.4409 | 374.7515 | 352.0622 | 329.3728 | 306.6835 | 283.9941 | 261.3047 | 238.6154 | 215.926 | 193.2367 | 193.2367 | 193.2367 | 193.2367 | 193.2367 | 193.2367 | 193.2367 | 193.2367 | 193.2367 | 193.2367 | 193.2367 | 193.2367 | 193.2367 | 193.2367 | 193.2367 | 193.2367
[8 empty] | Geothermal - Deep EGS / Binary | Conservative | 510.8877 | 510.8877 | 510.8877 | 510.8877 | 510.8877 | 510.8877 | 510.8877 | 510.8877 | 510.8877 | 510.8877 | 510.8877 | 510.8877 | 510.8877 | 510.8877 | 510.8877 | 510.8877 | 510.8877 | 510.8877 | 510.8877 | 510.8877 | 510.8877 | 510.8877 | 510.8877 | 510.8877 | 510.8877 | 510.8877 | 510.8877 | 510.8877 | 510.8877 | 510.8877
[10 empty] | 2021 | 2022 | 2023 | 2024 | 2025 | 2026 | 2027 | 2028 | 2029 | 2030 | 2031 | 2032 | 2033 | 2034 | 2035 | 2036 | 2037 | 2038 | 2039 | 2040 | 2041 | 2042 | 2043 | 2044 | 2045 | 2046 | 2047 | 2048 | 2049 | 2050
[7 empty] | Variable Operation and Maintenance Expenses ($/MWh) | Geothermal - Hydro / Flash | Advanced | 0 | 0 | 0 | 0 | 0 | 0 | 0 | 0 | 0 | 0 | 0 | 0 | 0 | 0 | 0 | 0 | 0 | 0 | 0 | 0 | 0 | 0 | 0 | 0 | 0 | 0 | 0 | 0 | 0 | 0
[8 empty] | Geothermal - Hydro / Flash | Moderate | 0 | 0 | 0 | 0 | 0 | 0 | 0 | 0 | 0 | 0 | 0 | 0 | 0 | 0 | 0 | 0 | 0 | 0 | 0 | 0 | 0 | 0 | 0 | 0 | 0 | 0 | 0 | 0 | 0 | 0
[8 empty] | Geothermal - Hydro / Flash | Conservative | 0 | 0 | 0 | 0 | 0 | 0 | 0 | 0 | 0 | 0 | 0 | 0 | 0 | 0 | 0 | 0 | 0 | 0 | 0 | 0 | 0 | 0 | 0 | 0 | 0 | 0 | 0 | 0 | 0 | 0
[8 empty] | Geothermal - Hydro / Binary | Advanced | 0 | 0 | 0 | 0 | 0 | 0 | 0 | 0 | 0 | 0 | 0 | 0 | 0 | 0 | 0 | 0 | 0 | 0 | 0 | 0 | 0 | 0 | 0 | 0 | 0 | 0 | 0 | 0 | 0 | 0
[8 empty] | Geothermal - Hydro / Binary | Moderate | 0 | 0 | 0 | 0 | 0 | 0 | 0 | 0 | 0 | 0 | 0 | 0 | 0 | 0 | 0 | 0 | 0 | 0 | 0 | 0 | 0 | 0 | 0 | 0 | 0 | 0 | 0 | 0 | 0 | 0
[8 empty] | Geothermal - Hydro / Binary | Conservative | 0 | 0 | 0 | 0 | 0 | 0 | 0 | 0 | 0 | 0 | 0 | 0 | 0 | 0 | 0 | 0 | 0 | 0 | 0 | 0 | 0 | 0 | 0 | 0 | 0 | 0 | 0 | 0 | 0 | 0
[8 empty] | Geothermal - NF EGS / Flash | Advanced | 0 | 0 | 0 | 0 | 0 | 0 | 0 | 0 | 0 | 0 | 0 | 0 | 0 | 0 | 0 | 0 | 0 | 0 | 0 | 0 | 0 | 0 | 0 | 0 | 0 | 0 | 0 | 0 | 0 | 0
[8 empty] | Geothermal - NF EGS / Flash | Moderate | 0 | 0 | 0 | 0 | 0 | 0 | 0 | 0 | 0 | 0 | 0 | 0 | 0 | 0 | 0 | 0 | 0 | 0 | 0 | 0 | 0 | 0 | 0 | 0 | 0 | 0 | 0 | 0 | 0 | 0
[8 empty] | Geothermal - NF EGS / Flash | Conservative | 0 | 0 | 0 | 0 | 0 | 0 | 0 | 0 | 0 | 0 | 0 | 0 | 0 | 0 | 0 | 0 | 0 | 0 | 0 | 0 | 0 | 0 | 0 | 0 | 0 | 0 | 0 | 0 | 0 | 0
[8 empty] | Geothermal - NF EGS / Binary | Advanced | 0 | 0 | 0 | 0 | 0 | 0 | 0 | 0 | 0 | 0 | 0 | 0 | 0 | 0 | 0 | 0 | 0 | 0 | 0 | 0 | 0 | 0 | 0 | 0 | 0 | 0 | 0 | 0 | 0 | 0
[8 empty] | Geothermal - NF EGS / Binary | Moderate | 0 | 0 | 0 | 0 | 0 | 0 | 0 | 0 | 0 | 0 | 0 | 0 | 0 | 0 | 0 | 0 | 0 | 0 | 0 | 0 | 0 | 0 | 0 | 0 | 0 | 0 | 0 | 0 | 0 | 0
[8 empty] | Geothermal - NF EGS / Binary | Conservative | 0 | 0 | 0 | 0 | 0 | 0 | 0 | 0 | 0 | 0 | 0 | 0 | 0 | 0 | 0 | 0 | 0 | 0 | 0 | 0 | 0 | 0 | 0 | 0 | 0 | 0 | 0 | 0 | 0 | 0
[8 empty] | Geothermal - Deep EGS / Flash | Advanced | 0 | 0 | 0 | 0 | 0 | 0 | 0 | 0 | 0 | 0 | 0 | 0 | 0 | 0 | 0 | 0 | 0 | 0 | 0 | 0 | 0 | 0 | 0 | 0 | 0 | 0 | 0 | 0 | 0 | 0
[8 empty] | Geothermal - Deep EGS / Flash | Moderate | 0 | 0 | 0 | 0 | 0 | 0 | 0 | 0 | 0 | 0 | 0 | 0 | 0 | 0 | 0 | 0 | 0 | 0 | 0 | 0 | 0 | 0 | 0 | 0 | 0 | 0 | 0 | 0 | 0 | 0
[8 empty] | Geothermal - Deep EGS / Flash | Conservative | 0 | 0 | 0 | 0 | 0 | 0 | 0 | 0 | 0 | 0 | 0 | 0 | 0 | 0 | 0 | 0 | 0 | 0 | 0 | 0 | 0 | 0 | 0 | 0 | 0 | 0 | 0 | 0 | 0 | 0
[8 empty] | Geothermal - Deep EGS / Binary | Advanced | 0 | 0 | 0 | 0 | 0 | 0 | 0 | 0 | 0 | 0 | 0 | 0 | 0 | 0 | 0 | 0 | 0 | 0 | 0 | 0 | 0 | 0 | 0 | 0 | 0 | 0 | 0 | 0 | 0 | 0
[8 empty] | Geothermal - Deep EGS / Binary | Moderate | 0 | 0 | 0 | 0 | 0 | 0 | 0 | 0 | 0 | 0 | 0 | 0 | 0 | 0 | 0 | 0 | 0 | 0 | 0 | 0 | 0 | 0 | 0 | 0 | 0 | 0 | 0 | 0 | 0 | 0
[8 empty] | Geothermal - Deep EGS / Binary | Conservative | 0 | 0 | 0 | 0 | 0 | 0 | 0 | 0 | 0 | 0 | 0 | 0 | 0 | 0 | 0 | 0 | 0 | 0 | 0 | 0 | 0 | 0 | 0 | 0 | 0 | 0 | 0 | 0 | 0 | 0
[10 empty] | 2021 | 2022 | 2023 | 2024 | 2025 | 2026 | 2027 | 2028 | 2029 | 2030 | 2031 | 2032 | 2033 | 2034 | 2035 | 2036 | 2037 | 2038 | 2039 | 2040 | 2041 | 2042 | 2043 | 2044 | 2045 | 2046 | 2047 | 2048 | 2049 | 2050
[5 empty] | Grid Connection Costs |  | Grid Connection Costs (GCC) ($/kW) | Geothermal - Hydro / Flash | Advanced | 0 | 0 | 0 | 0 | 0 | 0 | 0 | 0 | 0 | 0 | 0 | 0 | 0 | 0 | 0 | 0 | 0 | 0 | 0 | 0 | 0 | 0 | 0 | 0 | 0 | 0 | 0 | 0 | 0 | 0
[8 empty] | Geothermal - Hydro / Flash | Moderate | 0 | 0 | 0 | 0 | 0 | 0 | 0 | 0 | 0 | 0 | 0 | 0 | 0 | 0 | 0 | 0 | 0 | 0 | 0 | 0 | 0 | 0 | 0 | 0 | 0 | 0 | 0 | 0 | 0 | 0
[8 empty] | Geothermal - Hydro / Flash | Conservative | 0 | 0 | 0 | 0 | 0 | 0 | 0 | 0 | 0 | 0 | 0 | 0 | 0 | 0 | 0 | 0 | 0 | 0 | 0 | 0 | 0 | 0 | 0 | 0 | 0 | 0 | 0 | 0 | 0 | 0
[8 empty] | Geothermal - Hydro / Binary | Advanced | 0 | 0 | 0 | 0 | 0 | 0 | 0 | 0 | 0 | 0 | 0 | 0 | 0 | 0 | 0 | 0 | 0 | 0 | 0 | 0 | 0 | 0 | 0 | 0 | 0 | 0 | 0 | 0 | 0 | 0
[8 empty] | Geothermal - Hydro / Binary | Moderate | 0 | 0 | 0 | 0 | 0 | 0 | 0 | 0 | 0 | 0 | 0 | 0 | 0 | 0 | 0 | 0 | 0 | 0 | 0 | 0 | 0 | 0 | 0 | 0 | 0 | 0 | 0 | 0 | 0 | 0
[8 empty] | Geothermal - Hydro / Binary | Conservative | 0 | 0 | 0 | 0 | 0 | 0 | 0 | 0 | 0 | 0 | 0 | 0 | 0 | 0 | 0 | 0 | 0 | 0 | 0 | 0 | 0 | 0 | 0 | 0 | 0 | 0 | 0 | 0 | 0 | 0
[8 empty] | Geothermal - NF EGS / Flash | Advanced | 0 | 0 | 0 | 0 | 0 | 0 | 0 | 0 | 0 | 0 | 0 | 0 | 0 | 0 | 0 | 0 | 0 | 0 | 0 | 0 | 0 | 0 | 0 | 0 | 0 | 0 | 0 | 0 | 0 | 0
[8 empty] | Geothermal - NF EGS / Flash | Moderate | 0 | 0 | 0 | 0 | 0 | 0 | 0 | 0 | 0 | 0 | 0 | 0 | 0 | 0 | 0 | 0 | 0 | 0 | 0 | 0 | 0 | 0 | 0 | 0 | 0 | 0 | 0 | 0 | 0 | 0
[8 empty] | Geothermal - NF EGS / Flash | Conservative | 0 | 0 | 0 | 0 | 0 | 0 | 0 | 0 | 0 | 0 | 0 | 0 | 0 | 0 | 0 | 0 | 0 | 0 | 0 | 0 | 0 | 0 | 0 | 0 | 0 | 0 | 0 | 0 | 0 | 0
[8 empty] | Geothermal - NF EGS / Binary | Advanced | 0 | 0 | 0 | 0 | 0 | 0 | 0 | 0 | 0 | 0 | 0 | 0 | 0 | 0 | 0 | 0 | 0 | 0 | 0 | 0 | 0 | 0 | 0 | 0 | 0 | 0 | 0 | 0 | 0 | 0
[8 empty] | Geothermal - NF EGS / Binary | Moderate | 0 | 0 | 0 | 0 | 0 | 0 | 0 | 0 | 0 | 0 | 0 | 0 | 0 | 0 | 0 | 0 | 0 | 0 | 0 | 0 | 0 | 0 | 0 | 0 | 0 | 0 | 0 | 0 | 0 | 0
[8 empty] | Geothermal - NF EGS / Binary | Conservative | 0 | 0 | 0 | 0 | 0 | 0 | 0 | 0 | 0 | 0 | 0 | 0 | 0 | 0 | 0 | 0 | 0 | 0 | 0 | 0 | 0 | 0 | 0 | 0 | 0 | 0 | 0 | 0 | 0 | 0
[8 empty] | Geothermal - Deep EGS / Flash | Advanced | 0 | 0 | 0 | 0 | 0 | 0 | 0 | 0 | 0 | 0 | 0 | 0 | 0 | 0 | 0 | 0 | 0 | 0 | 0 | 0 | 0 | 0 | 0 | 0 | 0 | 0 | 0 | 0 | 0 | 0
[8 empty] | Geothermal - Deep EGS / Flash | Moderate | 0 | 0 | 0 | 0 | 0 | 0 | 0 | 0 | 0 | 0 | 0 | 0 | 0 | 0 | 0 | 0 | 0 | 0 | 0 | 0 | 0 | 0 | 0 | 0 | 0 | 0 | 0 | 0 | 0 | 0
[8 empty] | Geothermal - Deep EGS / Flash | Conservative | 0 | 0 | 0 | 0 | 0 | 0 | 0 | 0 | 0 | 0 | 0 | 0 | 0 | 0 | 0 | 0 | 0 | 0 | 0 | 0 | 0 | 0 | 0 | 0 | 0 | 0 | 0 | 0 | 0 | 0
[8 empty] | Geothermal - Deep EGS / Binary | Advanced | 0 | 0 | 0 | 0 | 0 | 0 | 0 | 0 | 0 | 0 | 0 | 0 | 0 | 0 | 0 | 0 | 0 | 0 | 0 | 0 | 0 | 0 | 0 | 0 | 0 | 0 | 0 | 0 | 0 | 0
[8 empty] | Geothermal - Deep EGS / Binary | Moderate | 0 | 0 | 0 | 0 | 0 | 0 | 0 | 0 | 0 | 0 | 0 | 0 | 0 | 0 | 0 | 0 | 0 | 0 | 0 | 0 | 0 | 0 | 0 | 0 | 0 | 0 | 0 | 0 | 0 | 0
[8 empty] | Geothermal - Deep EGS / Binary | Conservative | 0 | 0 | 0 | 0 | 0 | 0 | 0 | 0 | 0 | 0 | 0 | 0 | 0 | 0 | 0 | 0 | 0 | 0 | 0 | 0 | 0 | 0 | 0 | 0 | 0 | 0 | 0 | 0 | 0 | 0
[10 empty] | 2021 | 2022 | 2023 | 2024 | 2025 | 2026 | 2027 | 2028 | 2029 | 2030 | 2031 | 2032 | 2033 | 2034 | 2035 | 2036 | 2037 | 2038 | 2039 | 2040 | 2041 | 2042 | 2043 | 2044 | 2045 | 2046 | 2047 | 2048 | 2049 | 2050
[5 empty] | LCOE |  | Levelized Cost of Energy ($/MWh) | Geothermal - Hydro / Flash | Advanced | 68.5908 | 70.026 | 67.8182 | 65.7848 | 63.9022 | 62.1509 | 60.5149 | 58.9807 | 57.5371 | 56.1744 | 54.8843 | 53.6598 | 52.4948 | 51.3837 | 50.322 | 50.1352 | 49.9493 | 49.7644 | 49.5804 | 49.3973 | 49.2151 | 49.0338 | 48.8534 | 48.6739 | 48.4954 | 48.3177 | 48.1409 | 47.965 | 47.79 | 47.6158
[8 empty] | Geothermal - Hydro / Flash | Moderate | 68.5908 | 70.3301 | 68.6811 | 67.2455 | 65.9741 | 64.8327 | 63.7965 | 62.8471 | 61.9705 | 61.1556 | 60.3937 | 59.6779 | 59.0024 | 58.3623 | 57.7538 | 57.5307 | 57.3088 | 57.0879 | 56.8681 | 56.6495 | 56.4319 | 56.2154 | 56 | 55.7857 | 55.5725 | 55.3603 | 55.1492 | 54.9391 | 54.7301 | 54.5221
[8 empty] | Geothermal - Hydro / Flash | Conservative | 68.5908 | 70.4871 | 70.2067 | 69.9278 | 69.6502 | 69.374 | 69.0992 | 68.8257 | 68.5537 | 68.283 | 68.0136 | 67.7456 | 67.4789 | 67.2136 | 66.9496 | 66.6869 | 66.4255 | 66.1654 | 65.9067 | 65.6492 | 65.393 | 65.1381 | 64.8845 | 64.6321 | 64.381 | 64.1312 | 63.8826 | 63.6352 | 63.3891 | 63.1442
[8 empty] | Geothermal - Hydro / Binary | Advanced | 102.5617 | 104.5085 | 100.3414 | 96.5694 | 93.1267 | 89.9621 | 87.0348 | 84.3121 | 81.7672 | 79.378 | 77.126 | 74.9959 | 72.9745 | 71.0506 | 69.2145 | 68.9514 | 68.6897 | 68.4292 | 68.1701 | 67.9122 | 67.6556 | 67.4003 | 67.1463 | 66.8936 | 66.6421 | 66.3919 | 66.1429 | 65.8952 | 65.6487 | 65.4034
[8 empty] | Geothermal - Hydro / Binary | Moderate | 102.5617 | 105.0237 | 101.9655 | 99.3579 | 97.0807 | 95.0556 | 93.2285 | 91.5608 | 90.024 | 88.5965 | 87.2614 | 86.0055 | 84.818 | 83.6904 | 82.6155 | 82.2909 | 81.968 | 81.6467 | 81.327 | 81.0089 | 80.6924 | 80.3775 | 80.0642 | 79.7524 | 79.4422 | 79.1335 | 78.8264 | 78.5208 | 78.2167 | 77.9142
[8 empty] | Geothermal - Hydro / Binary | Conservative | 102.5617 | 105.3969 | 104.9777 | 104.5606 | 104.1456 | 103.7326 | 103.3217 | 102.9129 | 102.5061 | 102.1013 | 101.6986 | 101.2979 | 100.8992 | 100.5024 | 100.1077 | 99.7149 | 99.3241 | 98.9353 | 98.5484 | 98.1634 | 97.7804 | 97.3993 | 97.02 | 96.6427 | 96.2673 | 95.8937 | 95.522 | 95.1522 | 94.7842 | 94.418
[8 empty] | Geothermal - NF EGS / Flash | Advanced | 138.1475 | 140.5172 | 112.8261 | 97.5293 | 87.2954 | 79.7089 | 73.7107 | 68.7534 | 64.5221 | 60.8211 | 57.5214 | 54.5341 | 51.7957 | 49.2595 | 46.8902 | 46.7218 | 46.5543 | 46.3876 | 46.2217 | 46.0567 | 45.8925 | 45.7291 | 45.5666 | 45.4048 | 45.2439 | 45.0837 | 44.9244 | 44.7658 | 44.6081 | 44.4511
[8 empty] | Geothermal - NF EGS / Flash | Moderate | 138.1475 | 141.0841 | 128.3436 | 119.6487 | 113.0726 | 107.7833 | 103.3506 | 99.5251 | 96.1503 | 93.1221 | 90.3677 | 87.8348 | 85.4842 | 83.286 | 81.2171 | 80.8998 | 80.5841 | 80.2699 | 79.9573 | 79.6463 | 79.3369 | 79.029 | 78.7226 | 78.4178 | 78.1144 | 77.8127 | 77.5124 | 77.2136 | 76.9163 | 76.6205
[8 empty] | Geothermal - NF EGS / Flash | Conservative | 138.1475 | 142.0835 | 141.5015 | 140.9225 | 140.3463 | 139.7731 | 139.2026 | 138.6351 | 138.0704 | 137.5085 | 136.9494 | 136.3931 | 135.8396 | 135.2888 | 134.7408 | 134.1956 | 133.6531 | 133.1132 | 132.5761 | 132.0417 | 131.51 | 130.9809 | 130.4544 | 129.9306 | 129.4094 | 128.8908 | 128.3748 | 127.8614 | 127.3505 | 126.8422
[8 empty] | Geothermal - NF EGS / Binary | Advanced | 319.5454 | 323.4686 | 219.9188 | 180.7419 | 157.4691 | 140.9594 | 128.0596 | 117.3532 | 108.0968 | 99.8582 | 92.3665 | 85.4421 | 78.9608 | 72.8334 | 66.994 | 66.739 | 66.4853 | 66.2328 | 65.9816 | 65.7317 | 65.483 | 65.2355 | 64.9893 | 64.7443 | 64.5006 | 64.2581 | 64.0167 | 63.7766 | 63.5377 | 63.3
[8 empty] | Geothermal - NF EGS / Binary | Moderate | 319.5454 | 324.6975 | 241.0258 | 211.4854 | 193.378 | 180.1111 | 169.4682 | 160.4514 | 152.5318 | 145.3977 | 138.8508 | 132.758 | 127.0257 | 121.586 | 116.3879 | 115.9335 | 115.4813 | 115.0313 | 114.5837 | 114.1382 | 113.695 | 113.254 | 112.8152 | 112.3786 | 111.9442 | 111.5119 | 111.0818 | 110.6539 | 110.2281 | 109.8044
[8 empty] | Geothermal - NF EGS / Binary | Conservative | 319.5454 | 328.4695 | 327.15 | 325.8371 | 324.5308 | 323.231 | 321.9377 | 320.6509 | 319.3705 | 318.0965 | 316.8289 | 315.5676 | 314.3126 | 313.0639 | 311.8214 | 310.5852 | 309.3551 | 308.1312 | 306.9134 | 305.7017 | 304.4961 | 303.2964 | 302.1028 | 300.9151 | 299.7334 | 298.5576 | 297.3877 | 296.2236 | 295.0654 | 293.9129
[8 empty] | Geothermal - Deep EGS / Flash | Advanced | 162.3428 | 165.3306 | 115.2892 | 95.1054 | 83.1583 | 74.8493 | 68.5214 | 63.4124 | 59.1163 | 55.3942 | 52.0955 | 49.1197 | 46.3967 | 43.8762 | 41.5209 | 41.3718 | 41.2235 | 41.0759 | 40.929 | 40.7829 | 40.6375 | 40.4928 | 40.3489 | 40.2057 | 40.0632 | 39.9214 | 39.7803 | 39.6399 | 39.5002 | 39.3612
[8 empty] | Geothermal - Deep EGS / Flash | Moderate | 162.3428 | 166.0494 | 140.2188 | 128.5827 | 121.0579 | 115.4656 | 110.985 | 107.2215 | 103.9567 | 101.0573 | 98.4366 | 96.0349 | 93.8096 | 91.7292 | 89.7698 | 89.4091 | 89.0502 | 88.6931 | 88.3378 | 87.9843 | 87.6325 | 87.2825 | 86.9343 | 86.5878 | 86.243 | 85.8999 | 85.5586 | 85.2189 | 84.881 | 84.5448
[8 empty] | Geothermal - Deep EGS / Flash | Conservative | 162.3428 | 167.1342 | 166.4257 | 165.7208 | 165.0195 | 164.3216 | 163.6272 | 162.9363 | 162.2489 | 161.5648 | 160.8842 | 160.2071 | 159.5333 | 158.8628 | 158.1957 | 157.532 | 156.8716 | 156.2144 | 155.5606 | 154.91 | 154.2627 | 153.6186 | 152.9778 | 152.3401 | 151.7056 | 151.0743 | 150.4462 | 149.8212 | 149.1993 | 148.5805
[8 empty] | Geothermal - Deep EGS / Binary | Advanced | 437.6485 | 444.1499 | 255.1332 | 203.4459 | 175.0191 | 155.511 | 140.5237 | 128.1979 | 117.5946 | 108.1819 | 99.6326 | 91.7332 | 84.3377 | 77.3421 | 70.6704 | 70.3963 | 70.1236 | 69.8523 | 69.5823 | 69.3137 | 69.0464 | 68.7805 | 68.5159 | 68.2526 | 67.9906 | 67.7299 | 67.4706 | 67.2125 | 66.9557 | 66.7003
[8 empty] | Geothermal - Deep EGS / Binary | Moderate | 437.6485 | 445.774 | 271.3466 | 241.7 | 224.1589 | 211.2475 | 200.7515 | 191.7259 | 183.6838 | 176.3429 | 169.5255 | 163.1129 | 157.0221 | 151.1929 | 145.5801 | 144.9901 | 144.403 | 143.8188 | 143.2376 | 142.6593 | 142.0839 | 141.5113 | 140.9416 | 140.3748 | 139.8108 | 139.2496 | 138.6912 | 138.1356 | 137.5828 | 137.0328
[8 empty] | Geothermal - Deep EGS / Binary | Conservative | 437.6485 | 450.4146 | 448.5271 | 446.6489 | 444.7802 | 442.9208 | 441.0707 | 439.2298 | 437.3982 | 435.5757 | 433.7623 | 431.958 | 430.1627 | 428.3764 | 426.599 | 424.8305 | 423.0709 | 421.32 | 419.578 | 417.8446 | 416.1198 | 414.4037 | 412.6962 | 410.9973 | 409.3068 | 407.6247 | 405.9511 | 404.2859 | 402.6289 | 400.9803
[10 empty] | 2021 | 2022 | 2023 | 2024 | 2025 | 2026 | 2027 | 2028 | 2029 | 2030 | 2031 | 2032 | 2033 | 2034 | 2035 | 2036 | 2037 | 2038 | 2039 | 2040 | 2041 | 2042 | 2043 | 2044 | 2045 | 2046 | 2047 | 2048 | 2049 | 2050
[5 empty] | Additional Factors |  | Tax Credit | 10 year CRF | Advanced | 12.5% | 12.5% | 12.5% | 12.5% | 12.5% | 12.5% | 12.5% | 12.5% | 12.5% | 12.5% | 12.5% | 12.5% | 12.5% | 12.5% | 12.5% | 12.5% | 12.5% | 12.5% | 12.5% | 12.5% | 12.5% | 12.5% | 12.5% | 12.5% | 12.5% | 12.5% | 12.5% | 12.5% | 12.5% | 12.5%
[8 empty] | 10 year CRF | Moderate | 12.5% | 12.5% | 12.5% | 12.5% | 12.5% | 12.5% | 12.5% | 12.5% | 12.5% | 12.5% | 12.5% | 12.5% | 12.5% | 12.5% | 12.5% | 12.5% | 12.5% | 12.5% | 12.5% | 12.5% | 12.5% | 12.5% | 12.5% | 12.5% | 12.5% | 12.5% | 12.5% | 12.5% | 12.5% | 12.5%
[8 empty] | 10 year CRF | Conservative | 12.5% | 12.5% | 12.5% | 12.5% | 12.5% | 12.5% | 12.5% | 12.5% | 12.5% | 12.5% | 12.5% | 12.5% | 12.5% | 12.5% | 12.5% | 12.5% | 12.5% | 12.5% | 12.5% | 12.5% | 12.5% | 12.5% | 12.5% | 12.5% | 12.5% | 12.5% | 12.5% | 12.5% | 12.5% | 12.5%
[8 empty] | ITC Schedule | * | bar: 2021 to 2050
[8 empty] | PTC | Advanced | 0 | 0 | 0 | 0 | 0 | 0 | 0 | 0 | 0 | 0 | 0 | 0 | 0 | 0 | 0 | 0 | 0 | 0 | 0 | 0 | 0 | 0 | 0 | 0 | 0 | 0 | 0 | 0 | 0 | 0
[8 empty] | PTC | Moderate | 0 | 0 | 0 | 0 | 0 | 0 | 0 | 0 | 0 | 0 | 0 | 0 | 0 | 0 | 0 | 0 | 0 | 0 | 0 | 0 | 0 | 0 | 0 | 0 | 0 | 0 | 0 | 0 | 0 | 0
[8 empty] | PTC | Conservative | 0 | 0 | 0 | 0 | 0 | 0 | 0 | 0 | 0 | 0 | 0 | 0 | 0 | 0 | 0 | 0 | 0 | 0 | 0 | 0 | 0 | 0 | 0 | 0 | 0 | 0 | 0 | 0 | 0 | 0
[8 empty] | PVD | Advanced | 0.83382 | 0.83382 | 0.83382 | 0.83382 | 0.83382 | 0.83382 | 0.83382 | 0.83382 | 0.83382 | 0.83382 | 0.83382 | 0.83382 | 0.83382 | 0.83382 | 0.83382 | 0.83382 | 0.83382 | 0.83382 | 0.83382 | 0.83382 | 0.83382 | 0.83382 | 0.83382 | 0.83382 | 0.83382 | 0.83382 | 0.83382 | 0.83382 | 0.83382 | 0.83382
[8 empty] | PVD | Moderate | 0.83382 | 0.83382 | 0.83382 | 0.83382 | 0.83382 | 0.83382 | 0.83382 | 0.83382 | 0.83382 | 0.83382 | 0.83382 | 0.83382 | 0.83382 | 0.83382 | 0.83382 | 0.83382 | 0.83382 | 0.83382 | 0.83382 | 0.83382 | 0.83382 | 0.83382 | 0.83382 | 0.83382 | 0.83382 | 0.83382 | 0.83382 | 0.83382 | 0.83382 | 0.83382
[8 empty] | PVD | Conservative | 0.83382 | 0.83382 | 0.83382 | 0.83382 | 0.83382 | 0.83382 | 0.83382 | 0.83382 | 0.83382 | 0.83382 | 0.83382 | 0.83382 | 0.83382 | 0.83382 | 0.83382 | 0.83382 | 0.83382 | 0.83382 | 0.83382 | 0.83382 | 0.83382 | 0.83382 | 0.83382 | 0.83382 | 0.83382 | 0.83382 | 0.83382 | 0.83382 | 0.83382 | 0.83382
[8 empty] | PFF | Advanced | 1.0576 | 1.0576 | 1.0576 | 1.0576 | 1.0576 | 1.0576 | 1.0576 | 1.0576 | 1.0576 | 1.0576 | 1.0576 | 1.0576 | 1.0576 | 1.0576 | 1.0576 | 1.0576 | 1.0576 | 1.0576 | 1.0576 | 1.0576 | 1.0576 | 1.0576 | 1.0576 | 1.0576 | 1.0576 | 1.0576 | 1.0576 | 1.0576 | 1.0576 | 1.0576
[8 empty] | PFF | Moderate | 1.0576 | 1.0576 | 1.0576 | 1.0576 | 1.0576 | 1.0576 | 1.0576 | 1.0576 | 1.0576 | 1.0576 | 1.0576 | 1.0576 | 1.0576 | 1.0576 | 1.0576 | 1.0576 | 1.0576 | 1.0576 | 1.0576 | 1.0576 | 1.0576 | 1.0576 | 1.0576 | 1.0576 | 1.0576 | 1.0576 | 1.0576 | 1.0576 | 1.0576 | 1.0576
[8 empty] | PFF | Conservative | 1.0576 | 1.0576 | 1.0576 | 1.0576 | 1.0576 | 1.0576 | 1.0576 | 1.0576 | 1.0576 | 1.0576 | 1.0576 | 1.0576 | 1.0576 | 1.0576 | 1.0576 | 1.0576 | 1.0576 | 1.0576 | 1.0576 | 1.0576 | 1.0576 | 1.0576 | 1.0576 | 1.0576 | 1.0576 | 1.0576 | 1.0576 | 1.0576 | 1.0576 | 1.0576
[6 empty] | MACRS |  | Year (Advanced) |  | 2021 | 2022 | 2023 | 2024 | 2025 | 2026 | 2027 | 2028 | 2029 | 2030 | 2031 | 2032 | 2033 | 2034 | 2035 | 2036 | 2037 | 2038 | 2039 | 2040 | 2041 | 2042 | 2043 | 2044 | 2045 | 2046 | 2047 | 2048 | 2049 | 2050
[6 empty] | 0.2 | Depreciation Factor | 1 |  | 0.93554 | 0.93554 | 0.93554 | 0.93554 | 0.93554 | 0.93554 | 0.93554 | 0.93554 | 0.93554 | 0.93554 | 0.93554 | 0.93554 | 0.93554 | 0.93554 | 0.93554 | 0.93554 | 0.93554 | 0.93554 | 0.93554 | 0.93554 | 0.93554 | 0.93554 | 0.93554 | 0.93554 | 0.93554 | 0.93554 | 0.93554 | 0.93554 | 0.93554 | 0.93554
[6 empty] | 0.32 |  | 2 |  | 0.87523 | 0.87523 | 0.87523 | 0.87523 | 0.87523 | 0.87523 | 0.87523 | 0.87523 | 0.87523 | 0.87523 | 0.87523 | 0.87523 | 0.87523 | 0.87523 | 0.87523 | 0.87523 | 0.87523 | 0.87523 | 0.87523 | 0.87523 | 0.87523 | 0.87523 | 0.87523 | 0.87523 | 0.87523 | 0.87523 | 0.87523 | 0.87523 | 0.87523 | 0.87523
[6 empty] | 0.192 |  | 3 |  | 0.81882 | 0.81882 | 0.81882 | 0.81882 | 0.81882 | 0.81882 | 0.81882 | 0.81882 | 0.81882 | 0.81882 | 0.81882 | 0.81882 | 0.81882 | 0.81882 | 0.81882 | 0.81882 | 0.81882 | 0.81882 | 0.81882 | 0.81882 | 0.81882 | 0.81882 | 0.81882 | 0.81882 | 0.81882 | 0.81882 | 0.81882 | 0.81882 | 0.81882 | 0.81882
[6 empty] | 0.1152 |  | 4 |  | 0.76604 | 0.76604 | 0.76604 | 0.76604 | 0.76604 | 0.76604 | 0.76604 | 0.76604 | 0.76604 | 0.76604 | 0.76604 | 0.76604 | 0.76604 | 0.76604 | 0.76604 | 0.76604 | 0.76604 | 0.76604 | 0.76604 | 0.76604 | 0.76604 | 0.76604 | 0.76604 | 0.76604 | 0.76604 | 0.76604 | 0.76604 | 0.76604 | 0.76604 | 0.76604
[6 empty] | 0.1152 |  | 5 |  | 0.71666 | 0.71666 | 0.71666 | 0.71666 | 0.71666 | 0.71666 | 0.71666 | 0.71666 | 0.71666 | 0.71666 | 0.71666 | 0.71666 | 0.71666 | 0.71666 | 0.71666 | 0.71666 | 0.71666 | 0.71666 | 0.71666 | 0.71666 | 0.71666 | 0.71666 | 0.71666 | 0.71666 | 0.71666 | 0.71666 | 0.71666 | 0.71666 | 0.71666 | 0.71666
[6 empty] | 0.0576 |  | 6 |  | 0.67046 | 0.67046 | 0.67046 | 0.67046 | 0.67046 | 0.67046 | 0.67046 | 0.67046 | 0.67046 | 0.67046 | 0.67046 | 0.67046 | 0.67046 | 0.67046 | 0.67046 | 0.67046 | 0.67046 | 0.67046 | 0.67046 | 0.67046 | 0.67046 | 0.67046 | 0.67046 | 0.67046 | 0.67046 | 0.67046 | 0.67046 | 0.67046 | 0.67046 | 0.67046
[8 empty] | Year (Moderate) |  | 2021 | 2022 | 2023 | 2024 | 2025 | 2026 | 2027 | 2028 | 2029 | 2030 | 2031 | 2032 | 2033 | 2034 | 2035 | 2036 | 2037 | 2038 | 2039 | 2040 | 2041 | 2042 | 2043 | 2044 | 2045 | 2046 | 2047 | 2048 | 2049 | 2050
[8 empty] | 1 |  | 0.93554 | 0.93554 | 0.93554 | 0.93554 | 0.93554 | 0.93554 | 0.93554 | 0.93554 | 0.93554 | 0.93554 | 0.93554 | 0.93554 | 0.93554 | 0.93554 | 0.93554 | 0.93554 | 0.93554 | 0.93554 | 0.93554 | 0.93554 | 0.93554 | 0.93554 | 0.93554 | 0.93554 | 0.93554 | 0.93554 | 0.93554 | 0.93554 | 0.93554 | 0.93554
[8 empty] | 2 |  | 0.87523 | 0.87523 | 0.87523 | 0.87523 | 0.87523 | 0.87523 | 0.87523 | 0.87523 | 0.87523 | 0.87523 | 0.87523 | 0.87523 | 0.87523 | 0.87523 | 0.87523 | 0.87523 | 0.87523 | 0.87523 | 0.87523 | 0.87523 | 0.87523 | 0.87523 | 0.87523 | 0.87523 | 0.87523 | 0.87523 | 0.87523 | 0.87523 | 0.87523 | 0.87523
[8 empty] | 3 |  | 0.81882 | 0.81882 | 0.81882 | 0.81882 | 0.81882 | 0.81882 | 0.81882 | 0.81882 | 0.81882 | 0.81882 | 0.81882 | 0.81882 | 0.81882 | 0.81882 | 0.81882 | 0.81882 | 0.81882 | 0.81882 | 0.81882 | 0.81882 | 0.81882 | 0.81882 | 0.81882 | 0.81882 | 0.81882 | 0.81882 | 0.81882 | 0.81882 | 0.81882 | 0.81882
[8 empty] | 4 |  | 0.76604 | 0.76604 | 0.76604 | 0.76604 | 0.76604 | 0.76604 | 0.76604 | 0.76604 | 0.76604 | 0.76604 | 0.76604 | 0.76604 | 0.76604 | 0.76604 | 0.76604 | 0.76604 | 0.76604 | 0.76604 | 0.76604 | 0.76604 | 0.76604 | 0.76604 | 0.76604 | 0.76604 | 0.76604 | 0.76604 | 0.76604 | 0.76604 | 0.76604 | 0.76604
[8 empty] | 5 |  | 0.71666 | 0.71666 | 0.71666 | 0.71666 | 0.71666 | 0.71666 | 0.71666 | 0.71666 | 0.71666 | 0.71666 | 0.71666 | 0.71666 | 0.71666 | 0.71666 | 0.71666 | 0.71666 | 0.71666 | 0.71666 | 0.71666 | 0.71666 | 0.71666 | 0.71666 | 0.71666 | 0.71666 | 0.71666 | 0.71666 | 0.71666 | 0.71666 | 0.71666 | 0.71666
[8 empty] | 6 |  | 0.67046 | 0.67046 | 0.67046 | 0.67046 | 0.67046 | 0.67046 | 0.67046 | 0.67046 | 0.67046 | 0.67046 | 0.67046 | 0.67046 | 0.67046 | 0.67046 | 0.67046 | 0.67046 | 0.67046 | 0.67046 | 0.67046 | 0.67046 | 0.67046 | 0.67046 | 0.67046 | 0.67046 | 0.67046 | 0.67046 | 0.67046 | 0.67046 | 0.67046 | 0.67046
[8 empty] | Year (Conservative) |  | 2021 | 2022 | 2023 | 2024 | 2025 | 2026 | 2027 | 2028 | 2029 | 2030 | 2031 | 2032 | 2033 | 2034 | 2035 | 2036 | 2037 | 2038 | 2039 | 2040 | 2041 | 2042 | 2043 | 2044 | 2045 | 2046 | 2047 | 2048 | 2049 | 2050
[8 empty] | 1 |  | 0.93554 | 0.93554 | 0.93554 | 0.93554 | 0.93554 | 0.93554 | 0.93554 | 0.93554 | 0.93554 | 0.93554 | 0.93554 | 0.93554 | 0.93554 | 0.93554 | 0.93554 | 0.93554 | 0.93554 | 0.93554 | 0.93554 | 0.93554 | 0.93554 | 0.93554 | 0.93554 | 0.93554 | 0.93554 | 0.93554 | 0.93554 | 0.93554 | 0.93554 | 0.93554
[8 empty] | 2 |  | 0.87523 | 0.87523 | 0.87523 | 0.87523 | 0.87523 | 0.87523 | 0.87523 | 0.87523 | 0.87523 | 0.87523 | 0.87523 | 0.87523 | 0.87523 | 0.87523 | 0.87523 | 0.87523 | 0.87523 | 0.87523 | 0.87523 | 0.87523 | 0.87523 | 0.87523 | 0.87523 | 0.87523 | 0.87523 | 0.87523 | 0.87523 | 0.87523 | 0.87523 | 0.87523
[8 empty] | 3 |  | 0.81882 | 0.81882 | 0.81882 | 0.81882 | 0.81882 | 0.81882 | 0.81882 | 0.81882 | 0.81882 | 0.81882 | 0.81882 | 0.81882 | 0.81882 | 0.81882 | 0.81882 | 0.81882 | 0.81882 | 0.81882 | 0.81882 | 0.81882 | 0.81882 | 0.81882 | 0.81882 | 0.81882 | 0.81882 | 0.81882 | 0.81882 | 0.81882 | 0.81882 | 0.81882
[8 empty] | 4 |  | 0.76604 | 0.76604 | 0.76604 | 0.76604 | 0.76604 | 0.76604 | 0.76604 | 0.76604 | 0.76604 | 0.76604 | 0.76604 | 0.76604 | 0.76604 | 0.76604 | 0.76604 | 0.76604 | 0.76604 | 0.76604 | 0.76604 | 0.76604 | 0.76604 | 0.76604 | 0.76604 | 0.76604 | 0.76604 | 0.76604 | 0.76604 | 0.76604 | 0.76604 | 0.76604
[8 empty] | 5 |  | 0.71666 | 0.71666 | 0.71666 | 0.71666 | 0.71666 | 0.71666 | 0.71666 | 0.71666 | 0.71666 | 0.71666 | 0.71666 | 0.71666 | 0.71666 | 0.71666 | 0.71666 | 0.71666 | 0.71666 | 0.71666 | 0.71666 | 0.71666 | 0.71666 | 0.71666 | 0.71666 | 0.71666 | 0.71666 | 0.71666 | 0.71666 | 0.71666 | 0.71666 | 0.71666
[8 empty] | 6 |  | 0.67046 | 0.67046 | 0.67046 | 0.67046 | 0.67046 | 0.67046 | 0.67046 | 0.67046 | 0.67046 | 0.67046 | 0.67046 | 0.67046 | 0.67046 | 0.67046 | 0.67046 | 0.67046 | 0.67046 | 0.67046 | 0.67046 | 0.67046 | 0.67046 | 0.67046 | 0.67046 | 0.67046 | 0.67046 | 0.67046 | 0.67046 | 0.67046 | 0.67046 | 0.67046
[10 empty] | 2021 | 2022 | 2023 | 2024 | 2025 | 2026 | 2027 | 2028 | 2029 | 2030 | 2031 | 2032 | 2033 | 2034 | 2035 | 2036 | 2037 | 2038 | 2039 | 2040 | 2041 | 2042 | 2043 | 2044 | 2045 | 2046 | 2047 | 2048 | 2049 | 2050
[7 empty] | Construction Finance Factor | CFF - Hydro | Advanced | 1.4845 | 1.475 | 1.4656 | 1.4561 | 1.4467 | 1.4372 | 1.4277 | 1.4183 | 1.4088 | 1.3994 | 1.3899 | 1.3804 | 1.371 | 1.3615 | 1.3521 | 1.3521 | 1.3521 | 1.3521 | 1.3521 | 1.3521 | 1.3521 | 1.3521 | 1.3521 | 1.3521 | 1.3521 | 1.3521 | 1.3521 | 1.3521 | 1.3521 | 1.3521
[8 empty] | CFF - Hydro | Moderate | 1.4845 | 1.4828 | 1.481 | 1.4793 | 1.4775 | 1.4758 | 1.4741 | 1.4723 | 1.4706 | 1.4688 | 1.4671 | 1.4653 | 1.4636 | 1.4618 | 1.4601 | 1.4601 | 1.4601 | 1.4601 | 1.4601 | 1.4601 | 1.4601 | 1.4601 | 1.4601 | 1.4601 | 1.4601 | 1.4601 | 1.4601 | 1.4601 | 1.4601 | 1.4601
[8 empty] | CFF - Hydro | Conservative | 1.4845 | 1.4845 | 1.4845 | 1.4845 | 1.4845 | 1.4845 | 1.4845 | 1.4845 | 1.4845 | 1.4845 | 1.4845 | 1.4845 | 1.4845 | 1.4845 | 1.4845 | 1.4845 | 1.4845 | 1.4845 | 1.4845 | 1.4845 | 1.4845 | 1.4845 | 1.4845 | 1.4845 | 1.4845 | 1.4845 | 1.4845 | 1.4845 | 1.4845 | 1.4845
[8 empty] | CFF - EGS | Advanced | 1.4518 | 1.4434 | 1.435 | 1.4266 | 1.4182 | 1.4097 | 1.4013 | 1.3929 | 1.3845 | 1.376 | 1.3676 | 1.3592 | 1.3508 | 1.3423 | 1.3339 | 1.3339 | 1.3339 | 1.3339 | 1.3339 | 1.3339 | 1.3339 | 1.3339 | 1.3339 | 1.3339 | 1.3339 | 1.3339 | 1.3339 | 1.3339 | 1.3339 | 1.3339
[8 empty] | CFF - EGS | Moderate | 1.4518 | 1.4465 | 1.4411 | 1.4357 | 1.4303 | 1.4249 | 1.4195 | 1.4141 | 1.4087 | 1.4033 | 1.3979 | 1.3925 | 1.3871 | 1.3817 | 1.3763 | 1.3763 | 1.3763 | 1.3763 | 1.3763 | 1.3763 | 1.3763 | 1.3763 | 1.3763 | 1.3763 | 1.3763 | 1.3763 | 1.3763 | 1.3763 | 1.3763 | 1.3763
[8 empty] | CFF - EGS | Conservative | 1.4518 | 1.4518 | 1.4518 | 1.4518 | 1.4518 | 1.4518 | 1.4518 | 1.4518 | 1.4518 | 1.4518 | 1.4518 | 1.4518 | 1.4518 | 1.4518 | 1.4518 | 1.4518 | 1.4518 | 1.4518 | 1.4518 | 1.4518 | 1.4518 | 1.4518 | 1.4518 | 1.4518 | 1.4518 | 1.4518 | 1.4518 | 1.4518 | 1.4518 | 1.4518
|  | X |  |  | Data Sources for Default Inputs | bar: 2021 to 2036
[5 empty] | Current Costs: |  |  |  |  | 2021: Citation; 2026: Dollar Year; 2027: Escalation Index
[5 empty] | Available Capacity (GW) |  |  |  |  | 2021: C. Augustine, J. Ho, N. Blair 2019 GeoVision Analysis Supporting Task Force Report
[5 empty] | Net Capacity Factor (%) |  |  |  |  | 2021: Pacificorp, August 2010. “Power Generation, Geothermal Resource Study.” Final Report, prepared by Black and Veatch. (p. 7-3)
[5 empty] | Overnight Capital Cost ($/kW) |  |  |  |  | 2021: DOE (2019). GeoVision: Harnessing the Heat Beneath Our Feet (Washington D.C.: U.S. Department of Energy).
[5 empty] | Fixed Operating Expenses ($/kW-yr) |  |  |  |  | 2021: DOE (2019). GeoVision: Harnessing the Heat Beneath Our Feet (Washington D.C.: U.S. Department of Energy).
[5 empty] | Variable Operating Expenses ($/MWh) |  |  |  |  | 2021: N/A
[5 empty] | Spur Line Cost ($/kW) |  |  |  |  | 2021: N/A
[5 empty] | Future Projections Costs: |  |  |  |  | 2021: Citation; 2026: Dollar Year; 2027: Escalation Index
[5 empty] | Net Capacity Factor (%) |  |  |  |  | 2021: Pacificorp, August 2010. “Power Generation, Geothermal Resource Study.” Final Report, prepared by Black and Veatch. (p. 7-3)
[5 empty] | Overnight Capital Cost ($/kW) |  |  |  |  | 2021: DOE (2019). GeoVision: Harnessing the Heat Beneath Our Feet (Washington D.C.: U.S. Department of Energy).
[5 empty] | 2021 to 2022 overnight capital cost adjustments (%) |  |  |  |  | 2021: https://atb.nrel.gov/electricity/2023/definitions#2022capitalcostmultiplier
[5 empty] | Fixed Operating Expenses ($/kW-yr) |  |  |  |  | 2021: DOE (2019). GeoVision: Harnessing the Heat Beneath Our Feet (Washington D.C.: U.S. Department of Energy).
[5 empty] | Variable Operating Expenses ($/MWh) |  |  |  |  | 2021: N/A
[5 empty] | Grid Connection Cost ($/kW) |  |  |  |  | 2021: N/A

## Hydropower
Hydropower | [9 empty] | https://atb.nrel.gov/electricity/2023/hydropower
Inputs
Calculated
Input from other tab
Number of Projects: NSD
| X |  |  | Assumptions | [34 empty] | All Head | 0-3 ft | 3-6 ft | 6-15 ft | 15-30 ft | 30-60 ft | 60+ ft
[38 empty] | 0-0.5 | 211933 | 32672 | 28386 | 112693 | 33040 | 4574 | 568
[5 empty] | *** NOTE: Hydropower project costs and performance parameters are location specific. | [32 empty] | 0.5-1 | 8382 | 266 | 490 | 3323 | 3099 | 985 | 219
[38 empty] | 1-5 | 6717 | 20 | 168 | 2764 | 2595 | 922 | 248
[5 empty] | Technology |  | Base Year: |  |  | 2021 | [27 empty] | 5-10 | 796 | 0 | 12 | 247 | 342 | 160 | 35
[7 empty] | All values are given in 2021 U.S. dollars, see references at the bottom of this worksheet for dollar year conversions where source dollar years don't match 2021. | [30 empty] | 10-30 | 382 | 0 | 6 | 69 | 202 | 78 | 27
[7 empty] | Hydropower | [30 empty] | 30+ | 82 | 0 | 4 | 27 | 23 | 22 | 6
[7 empty] | Reference plants are mid-range of resource categories. | [30 empty] | All Capacity | 228292 | 32958 | 29066 | 119123 | 39301 | 6741 | 1103
Note: 30+ represents head >= 30 ft; similarly 10+ represents capacity >= 10 MW.
Lock = Navigation dams with locks; Lake = Non-Lock Dams; Description based on range of LCOE
[13 empty] | Resource Characteristics Ranges |  |  |  | Representative Technology | [5 empty] | Representative Cost | [14 empty] | Sum of Capacity in Megawatts
[23 empty] | Initial Capital Cost Compoents | [6 empty] | Overnight Capital Cost Compoents
[7 empty] | Technology Classification | Name | Tech | Resource | Scale | Maturity | Head (feet) | Capacity (MW) | Design | Description | Flow (cfs) | Head (ft) | Water Conv. Length (ft) | Dist. to Substation (mi) | Capacity (MW) | Capacity Factor | Site Preparation ($/kW) | Water Conveyance ($/kW) | Electro-Mechanical ($/kW) | Powerhouse ($/kW) | Elec. Infrastructure ($/kW) | Eng. & Const. Mgt ($/kW) | Env. Mitigation ($/kW) | Initial Capital Cost ($/kW) | Development ($/kW) | Overnight Capital Cost ($/kW) | Oper.&Maint. ($/kW) | [5 empty] | All Head | 0-3 ft | 3-6 ft | 6-15 ft | 15-30 ft | 30-60 ft | 60+ ft | Max | Min
[8 empty] | Hydropower - NPD 1 | NPD 1 | Hydropower - Lake | Utility | Y | 240-300 | 9-20 | Lake | Low Cost | 507 | 240 | 2400 | 0.869 | 9.85 | 0.3349 | 209.41 | 638.88 | 571.63 | 746.74 | 0 | 188.96 | 216.67 | 2572.29 | 247.51 | 2819.8 | 85.2 |  |  |  |  | 0-0.5 | 16791.9372 | 836.623 | 1421.7468 | 8877.0576 | 4521.7788 | 968.2777 | 166.4533 | 0.49988 | 1.3e-05
[8 empty] | Hydropower - NPD 2 | NPD 2 | Hydropower - Lake | Utility | Y | 50-150 | 2-52 | Lake | Medium Cost | 872 | 137 | 2050 | 2.797 | 9.52 | 0.4138 | 72.8 | 3154.83 | 644.78 | 210.21 | 96.06 | 626.8 | 417.87 | 5223.34 | 306.48 | 5529.82 | 86.53 |  |  |  |  | 0.5-1 | 5769.9335 | 172.8777 | 340.3827 | 2263.7464 | 2149.3431 | 688.7794 | 154.8043 | 0.99983 | 0.50002
[8 empty] | Hydropower - NPD 3 | NPD 3 | Hydropower - Lake | Utility | Y | 30-115 | 1-20 | Lake | High Cost | 1095 | 71 | 1000 | 1.848 | 6.31 | 0.3329 | 112.75 | 2658.08 | 992.02 | 415.56 | 70.85 | 637.38 | 424.93 | 5311.57 | 332.09 | 5643.66 | 104.24 |  |  |  |  | 1-5 | 13383.7893 | 23.6456 | 346.348 | 5346.688 | 5177.7635 | 1969.1816 | 520.1626 | 4.9964 | 1.0003
[8 empty] | Hydropower - NPD 4 | NPD 4 | Hydropower - Lake | Utility | Y | 10-110 | 0.1-11 | Lake | Very High Cost | 501 | 50 | 900 | 4.864 | 2.03 | 0.3756 | 265.76 | 7164.94 | 1391.6 | 525.27 | 119.37 | 1420.04 | 946.69 | 11833.67 | 552.91 | 12386.58 | 174.33 |  |  |  |  | 5-10 | 5474.0454 | 0 | 62.159 | 1659.2588 | 2389.7355 | 1114.7333 | 248.1588 | 9.982 | 5.0017
[8 empty] | Hydropower - NPD 5 | NPD 5 | Hydropower - Lock | Utility | Y | 20-30 | 60-90 | Lock | Low Cost | 51667 | 22 | 226 | 7.191 | 86.19 | 0.4196 | 207.51 | 213.92 | 1313.62 | 1716.27 | 64.15 | 527.32 | 351.55 | 4394.35 | 147.05 | 4541.39 | 31.89
[8 empty] | Hydropower - NPD 6 | NPD 6 | Hydropower - Lock | Utility | Y | 10-20 | 6-60 | Lock | Medium Cost | 51667 | 17 | 1125 | 8.078 | 66.52 | 0.4413 | 269.27 | 1065.23 | 1590.71 | 2303.36 | 64.15 | 793.91 | 529.27 | 6615.91 | 221.39 | 6837.29 | 35.86
[8 empty] | Hydropower - NPD 7 | NPD 7 | Hydropower - Lock | Utility | Y | 5-20 | 2-25 | Lock | High Cost | 36000 | 9 | 1200 | 2.717 | 20.11 | 0.6229 | 671.17 | 1702.69 | 3064.6 | 5153.88 | 81.97 | 1601.15 | 1067.43 | 13342.89 | 398.76 | 13741.65 | 61.66
[8 empty] | Hydropower - NPD 8 | NPD 8 | Hydropower - Lock | Utility | Y | 3-25 | 0.6-9 | Lock | Very High Cost | 2894 | 8 | 2435 | 6.392 | 1.7 | 0.3993 | 1506.93 | 4013.81 | 4263.25 | 4375.26 | 142.13 | 2145.21 | 1430.15 | 17876.74 | 824.8 | 18701.54 | 189.01
[8 empty] | Hydropower - NSD 1 | NSD 1 | Hydropower - NSD | Utility | Y | 3-30 | 1-10 | Run-of-River |  | 3000 | 15.7249 |  |  | 3.7175 | 0.65644 | [9 empty] | 7973.3355 | 143.0857 |  |  |  |  | 10-30 | 6243.5772 | 0 | 88.826 | 933.7576 | 3524.3067 | 1267.191 | 429.4959 | 29.9504 | 10.0045
[8 empty] | Hydropower - NSD 2 | NSD 2 | Hydropower - NSD | Utility | Y | 3-30 | 10+ | Run-of-River |  | 30000 | 19.6142 |  |  | 44.1155 | 0.66195 | [9 empty] | 7117.9947 | 46.6353 |  |  |  |  | 30+ | 5568.0276 | 0 | 287.7813 | 1226.8666 | 1701.2594 | 1804.3701 | 547.7502 | 356.9635 | 30.1004
[8 empty] | Hydropower - NSD 3 | NSD 3 | Hydropower - NSD | Utility | Y | 30+ | 1-10 | Run-of-River |  | 12000 | 46.7583 |  |  | 4.2542 | 0.6235 | [9 empty] | 6971.6662 | 134.6065 |  |  |  |  | All Capacity | 53231.3102 | 1033.1463 | 2547.2438 | 20307.3752 | 19464.1869 | 7812.533 | 2066.8251 | 356.9635 | 1.3e-05
[8 empty] | Hydropower - NSD 4 | NSD 4 | Hydropower - NSD | Utility | Y | 30+ | 10+ | Run-of-River |  | 27500 | 45.2614 |  |  | 94.0389 | 0.66455 | [9 empty] | 6276.0837 | 32.8567 |  |  |  |  | Max | 356.9635 | 2.0337 | 135.9514 | 155.0802 | 143.1067 | 356.9635 | 164.5483
[38 empty] | Min | 1.3e-05 | 1.3e-05 | 0.001159 | 0.002092 | 0.006308 | 0.015956 | 0.096377
[5 empty] | Finance |  | Financial Assumptions:
[7 empty] | Capital Recovery Period (Years) |  |  |  |  | 100 |  | Financial Case |  | R&D | [21 empty] | Weighted Average Capital Cost ($/kW)
[7 empty] | Depreciation Period |  |  |  |  | 20 |  | Capital Recovery Period |  | 100 | [22 empty] | All Head | 0-3 ft | 3-6 ft | 6-15 ft | 15-30 ft | 30-60 ft | 60+ ft | Max | Min
[7 empty] | Equity Premium During Construction |  |  |  |  | 2%
[7 empty] | Construction Duration yrs |  |  |  |  | 3
[7 empty] | Year | Capital | Percent of Leverage During Construction | Percent of Equity During Construction
[7 empty] | Index | Fraction
[7 empty] | 0 | 80% | 80% | 20%
[7 empty] | 1 | 10% | 80% | 20%
[7 empty] | 2 | 10% | 80% | 20%
[10 empty] | 2021 | 2022 | 2023 | 2024 | 2025 | 2026 | 2027 | 2028 | 2029 | 2030 | 2031 | 2032 | 2033 | 2034 | 2035 | 2036 | 2037 | 2038 | 2039 | 2040 | 2041 | 2042 | 2043 | 2044 | 2045 | 2046 | 2047 | 2048 | 2049 | 2050
[7 empty] | Assumptions | Inflation Rate |  | 2.5% | 2.5% | 2.5% | 2.5% | 2.5% | 2.5% | 2.5% | 2.5% | 2.5% | 2.5% | 2.5% | 2.5% | 2.5% | 2.5% | 2.5% | 2.5% | 2.5% | 2.5% | 2.5% | 2.5% | 2.5% | 2.5% | 2.5% | 2.5% | 2.5% | 2.5% | 2.5% | 2.5% | 2.5% | 2.5%
[8 empty] | Interest Rate Nominal | Advanced | bar: 20% 2021 to 20% 2050
[8 empty] | Interest Rate Nominal | Moderate | bar: 20% 2021 to 20% 2050
[8 empty] | Interest Rate Nominal | Conservative | bar: 20% 2021 to 20% 2050
[8 empty] | Calculated Interest Rate Real | Advanced | 4.39% | 4.39% | 4.39% | 4.39% | 4.39% | 4.39% | 4.39% | 4.39% | 4.39% | 4.39% | 4.39% | 4.39% | 4.39% | 4.39% | 4.39% | 4.39% | 4.39% | 4.39% | 4.39% | 4.39% | 4.39% | 4.39% | 4.39% | 4.39% | 4.39% | 4.39% | 4.39% | 4.39% | 4.39% | 4.39%
[8 empty] | Calculated Interest Rate Real | Moderate | 4.39% | 4.39% | 4.39% | 4.39% | 4.39% | 4.39% | 4.39% | 4.39% | 4.39% | 4.39% | 4.39% | 4.39% | 4.39% | 4.39% | 4.39% | 4.39% | 4.39% | 4.39% | 4.39% | 4.39% | 4.39% | 4.39% | 4.39% | 4.39% | 4.39% | 4.39% | 4.39% | 4.39% | 4.39% | 4.39%
[8 empty] | Calculated Interest Rate Real | Conservative | 4.39% | 4.39% | 4.39% | 4.39% | 4.39% | 4.39% | 4.39% | 4.39% | 4.39% | 4.39% | 4.39% | 4.39% | 4.39% | 4.39% | 4.39% | 4.39% | 4.39% | 4.39% | 4.39% | 4.39% | 4.39% | 4.39% | 4.39% | 4.39% | 4.39% | 4.39% | 4.39% | 4.39% | 4.39% | 4.39%
[8 empty] | Interest During Construction - Nominal | * | bar: 20% 2021 to 20% 2050
[8 empty] | Rate of Return on Equity Nominal | Advanced | 11% | 11% | 11% | 11% | 11% | 11% | 11% | 11% | 11% | 11% | 11% | 11% | 11% | 11% | 11% | 11% | 11% | 11% | 11% | 11% | 11% | 11% | 11% | 11% | 11% | 11% | 11% | 11% | 11% | 11%
[8 empty] | Rate of Return on Equity Nominal | Moderate | 11% | 11% | 11% | 11% | 11% | 11% | 11% | 11% | 11% | 11% | 11% | 11% | 11% | 11% | 11% | 11% | 11% | 11% | 11% | 11% | 11% | 11% | 11% | 11% | 11% | 11% | 11% | 11% | 11% | 11%
[8 empty] | Rate of Return on Equity Nominal | Conservative | 11% | 11% | 11% | 11% | 11% | 11% | 11% | 11% | 11% | 11% | 11% | 11% | 11% | 11% | 11% | 11% | 11% | 11% | 11% | 11% | 11% | 11% | 11% | 11% | 11% | 11% | 11% | 11% | 11% | 11%
[8 empty] | Calculated Rate of Return on Equity Real | Advanced | 8.293% | 8.293% | 8.293% | 8.293% | 8.293% | 8.293% | 8.293% | 8.293% | 8.293% | 8.293% | 8.293% | 8.293% | 8.293% | 8.293% | 8.293% | 8.293% | 8.293% | 8.293% | 8.293% | 8.293% | 8.293% | 8.293% | 8.293% | 8.293% | 8.293% | 8.293% | 8.293% | 8.293% | 8.293% | 8.293%
[8 empty] | Calculated Rate of Return on Equity Real | Moderate | 8.293% | 8.293% | 8.293% | 8.293% | 8.293% | 8.293% | 8.293% | 8.293% | 8.293% | 8.293% | 8.293% | 8.293% | 8.293% | 8.293% | 8.293% | 8.293% | 8.293% | 8.293% | 8.293% | 8.293% | 8.293% | 8.293% | 8.293% | 8.293% | 8.293% | 8.293% | 8.293% | 8.293% | 8.293% | 8.293%
[8 empty] | Calculated Rate of Return on Equity Real | Conservative | 8.293% | 8.293% | 8.293% | 8.293% | 8.293% | 8.293% | 8.293% | 8.293% | 8.293% | 8.293% | 8.293% | 8.293% | 8.293% | 8.293% | 8.293% | 8.293% | 8.293% | 8.293% | 8.293% | 8.293% | 8.293% | 8.293% | 8.293% | 8.293% | 8.293% | 8.293% | 8.293% | 8.293% | 8.293% | 8.293%
[8 empty] | Debt Fraction | Advanced | 69.49% | 69.49% | 69.49% | 69.49% | 69.49% | 69.49% | 69.49% | 69.49% | 69.49% | 69.49% | 69.49% | 69.49% | 69.49% | 69.49% | 69.49% | 69.49% | 69.49% | 69.49% | 69.49% | 69.49% | 69.49% | 69.49% | 69.49% | 69.49% | 69.49% | 69.49% | 69.49% | 69.49% | 69.49% | 69.49%
[8 empty] | Debt Fraction | Moderate | 69.49% | 69.49% | 69.49% | 69.49% | 69.49% | 69.49% | 69.49% | 69.49% | 69.49% | 69.49% | 69.49% | 69.49% | 69.49% | 69.49% | 69.49% | 69.49% | 69.49% | 69.49% | 69.49% | 69.49% | 69.49% | 69.49% | 69.49% | 69.49% | 69.49% | 69.49% | 69.49% | 69.49% | 69.49% | 69.49%
[8 empty] | Debt Fraction | Conservative | 69.49% | 69.49% | 69.49% | 69.49% | 69.49% | 69.49% | 69.49% | 69.49% | 69.49% | 69.49% | 69.49% | 69.49% | 69.49% | 69.49% | 69.49% | 69.49% | 69.49% | 69.49% | 69.49% | 69.49% | 69.49% | 69.49% | 69.49% | 69.49% | 69.49% | 69.49% | 69.49% | 69.49% | 69.49% | 69.49%
[8 empty] | Tax Rate (Federal and State) | * | 25.74% | 25.74% | 25.74% | 25.74% | 25.74% | 25.74% | 25.74% | 25.74% | 25.74% | 25.74% | 25.74% | 25.74% | 25.74% | 25.74% | 25.74% | 25.74% | 25.74% | 25.74% | 25.74% | 25.74% | 25.74% | 25.74% | 25.74% | 25.74% | 25.74% | 25.74% | 25.74% | 25.74% | 25.74% | 25.74%
[8 empty] | WACC Nominal | Advanced | 6.968% | 6.968% | 6.968% | 6.968% | 6.968% | 6.968% | 6.968% | 6.968% | 6.968% | 6.968% | 6.968% | 6.968% | 6.968% | 6.968% | 6.968% | 6.968% | 6.968% | 6.968% | 6.968% | 6.968% | 6.968% | 6.968% | 6.968% | 6.968% | 6.968% | 6.968% | 6.968% | 6.968% | 6.968% | 6.968%
[8 empty] | WACC Nominal | Moderate | 6.968% | 6.968% | 6.968% | 6.968% | 6.968% | 6.968% | 6.968% | 6.968% | 6.968% | 6.968% | 6.968% | 6.968% | 6.968% | 6.968% | 6.968% | 6.968% | 6.968% | 6.968% | 6.968% | 6.968% | 6.968% | 6.968% | 6.968% | 6.968% | 6.968% | 6.968% | 6.968% | 6.968% | 6.968% | 6.968%
[8 empty] | WACC Nominal | Conservative | 6.968% | 6.968% | 6.968% | 6.968% | 6.968% | 6.968% | 6.968% | 6.968% | 6.968% | 6.968% | 6.968% | 6.968% | 6.968% | 6.968% | 6.968% | 6.968% | 6.968% | 6.968% | 6.968% | 6.968% | 6.968% | 6.968% | 6.968% | 6.968% | 6.968% | 6.968% | 6.968% | 6.968% | 6.968% | 6.968%
[8 empty] | WACC Real | Advanced | 4.359% | 4.359% | 4.359% | 4.359% | 4.359% | 4.359% | 4.359% | 4.359% | 4.359% | 4.359% | 4.359% | 4.359% | 4.359% | 4.359% | 4.359% | 4.359% | 4.359% | 4.359% | 4.359% | 4.359% | 4.359% | 4.359% | 4.359% | 4.359% | 4.359% | 4.359% | 4.359% | 4.359% | 4.359% | 4.359%
[8 empty] | WACC Real | Moderate | 4.359% | 4.359% | 4.359% | 4.359% | 4.359% | 4.359% | 4.359% | 4.359% | 4.359% | 4.359% | 4.359% | 4.359% | 4.359% | 4.359% | 4.359% | 4.359% | 4.359% | 4.359% | 4.359% | 4.359% | 4.359% | 4.359% | 4.359% | 4.359% | 4.359% | 4.359% | 4.359% | 4.359% | 4.359% | 4.359%
[8 empty] | WACC Real | Conservative | 4.359% | 4.359% | 4.359% | 4.359% | 4.359% | 4.359% | 4.359% | 4.359% | 4.359% | 4.359% | 4.359% | 4.359% | 4.359% | 4.359% | 4.359% | 4.359% | 4.359% | 4.359% | 4.359% | 4.359% | 4.359% | 4.359% | 4.359% | 4.359% | 4.359% | 4.359% | 4.359% | 4.359% | 4.359% | 4.359%
[8 empty] | Capital Recovery Factor (CRF) Nominal | Advanced | 6.977% | 6.977% | 6.977% | 6.977% | 6.977% | 6.977% | 6.977% | 6.977% | 6.977% | 6.977% | 6.977% | 6.977% | 6.977% | 6.977% | 6.977% | 6.977% | 6.977% | 6.977% | 6.977% | 6.977% | 6.977% | 6.977% | 6.977% | 6.977% | 6.977% | 6.977% | 6.977% | 6.977% | 6.977% | 6.977%
[8 empty] | Capital Recovery Factor (CRF) Nominal | Moderate | 6.977% | 6.977% | 6.977% | 6.977% | 6.977% | 6.977% | 6.977% | 6.977% | 6.977% | 6.977% | 6.977% | 6.977% | 6.977% | 6.977% | 6.977% | 6.977% | 6.977% | 6.977% | 6.977% | 6.977% | 6.977% | 6.977% | 6.977% | 6.977% | 6.977% | 6.977% | 6.977% | 6.977% | 6.977% | 6.977%
[8 empty] | Capital Recovery Factor (CRF) Nominal | Conservative | 6.977% | 6.977% | 6.977% | 6.977% | 6.977% | 6.977% | 6.977% | 6.977% | 6.977% | 6.977% | 6.977% | 6.977% | 6.977% | 6.977% | 6.977% | 6.977% | 6.977% | 6.977% | 6.977% | 6.977% | 6.977% | 6.977% | 6.977% | 6.977% | 6.977% | 6.977% | 6.977% | 6.977% | 6.977% | 6.977%
[8 empty] | Capital Recovery Factor (CRF) Real | Advanced | 4.421% | 4.421% | 4.421% | 4.421% | 4.421% | 4.421% | 4.421% | 4.421% | 4.421% | 4.421% | 4.421% | 4.421% | 4.421% | 4.421% | 4.421% | 4.421% | 4.421% | 4.421% | 4.421% | 4.421% | 4.421% | 4.421% | 4.421% | 4.421% | 4.421% | 4.421% | 4.421% | 4.421% | 4.421% | 4.421%
[8 empty] | Capital Recovery Factor (CRF) Real | Moderate | 4.421% | 4.421% | 4.421% | 4.421% | 4.421% | 4.421% | 4.421% | 4.421% | 4.421% | 4.421% | 4.421% | 4.421% | 4.421% | 4.421% | 4.421% | 4.421% | 4.421% | 4.421% | 4.421% | 4.421% | 4.421% | 4.421% | 4.421% | 4.421% | 4.421% | 4.421% | 4.421% | 4.421% | 4.421% | 4.421%
[8 empty] | Capital Recovery Factor (CRF) Real | Conservative | 4.421% | 4.421% | 4.421% | 4.421% | 4.421% | 4.421% | 4.421% | 4.421% | 4.421% | 4.421% | 4.421% | 4.421% | 4.421% | 4.421% | 4.421% | 4.421% | 4.421% | 4.421% | 4.421% | 4.421% | 4.421% | 4.421% | 4.421% | 4.421% | 4.421% | 4.421% | 4.421% | 4.421% | 4.421% | 4.421%
|  |  | X | Future Projections
Base Year
[10 empty] | 2021 | 2022 | 2023 | 2024 | 2025 | 2026 | 2027 | 2028 | 2029 | 2030 | 2031 | 2032 | 2033 | 2034 | 2035 | 2036 | 2037 | 2038 | 2039 | 2040 | 2041 | 2042 | 2043 | 2044 | 2045 | 2046 | 2047 | 2048 | 2049 | 2050
[5 empty] | Techno-Economic Cost and Performance Parameters |  | Net Capacity Factor (%) | Hydropower - NPD 1 | Advanced | 33% | 33% | 33% | 33% | 33% | 33% | 33% | 33% | 33% | 33% | 33% | 33% | 33% | 33% | 33% | 33% | 33% | 33% | 33% | 33% | 33% | 33% | 33% | 33% | 33% | 33% | 33% | 33% | 33% | 33%
[8 empty] | Hydropower - NPD 1 | Moderate | 33% | 33% | 33% | 33% | 33% | 33% | 33% | 33% | 33% | 33% | 33% | 33% | 33% | 33% | 33% | 33% | 33% | 33% | 33% | 33% | 33% | 33% | 33% | 33% | 33% | 33% | 33% | 33% | 33% | 33%
[8 empty] | Hydropower - NPD 1 | Conservative | 33% | 33% | 33% | 33% | 33% | 33% | 33% | 33% | 33% | 33% | 33% | 33% | 33% | 33% | 33% | 33% | 33% | 33% | 33% | 33% | 33% | 33% | 33% | 33% | 33% | 33% | 33% | 33% | 33% | 33%
[8 empty] | Hydropower - NPD 2 | Advanced | 41% | 41% | 41% | 41% | 41% | 41% | 41% | 41% | 41% | 38% | 38% | 38% | 38% | 38% | 38% | 38% | 38% | 38% | 38% | 38% | 38% | 38% | 38% | 38% | 38% | 38% | 38% | 38% | 38% | 38%
[8 empty] | Hydropower - NPD 2 | Moderate | 41% | 41% | 41% | 41% | 41% | 41% | 41% | 41% | 41% | 38% | 38% | 38% | 38% | 38% | 38% | 38% | 38% | 38% | 38% | 38% | 38% | 38% | 38% | 38% | 38% | 38% | 38% | 38% | 38% | 38%
[8 empty] | Hydropower - NPD 2 | Conservative | 41% | 41% | 41% | 41% | 41% | 41% | 41% | 41% | 41% | 41% | 41% | 41% | 41% | 41% | 41% | 41% | 41% | 41% | 41% | 41% | 41% | 41% | 41% | 41% | 41% | 41% | 41% | 41% | 41% | 41%
[8 empty] | Hydropower - NPD 3 | Advanced | 33% | 33% | 33% | 33% | 33% | 33% | 33% | 33% | 33% | 32% | 32% | 32% | 32% | 32% | 32% | 32% | 32% | 32% | 32% | 32% | 32% | 32% | 32% | 32% | 32% | 32% | 32% | 32% | 32% | 32%
[8 empty] | Hydropower - NPD 3 | Moderate | 33% | 33% | 33% | 33% | 33% | 33% | 33% | 33% | 33% | 32% | 32% | 32% | 32% | 32% | 32% | 32% | 32% | 32% | 32% | 32% | 32% | 32% | 32% | 32% | 32% | 32% | 32% | 32% | 32% | 32%
[8 empty] | Hydropower - NPD 3 | Conservative | 33% | 33% | 33% | 33% | 33% | 33% | 33% | 33% | 33% | 33% | 33% | 33% | 33% | 33% | 33% | 33% | 33% | 33% | 33% | 33% | 33% | 33% | 33% | 33% | 33% | 33% | 33% | 33% | 33% | 33%
[8 empty] | Hydropower - NPD 4 | Advanced | 38% | 38% | 38% | 38% | 38% | 38% | 38% | 38% | 38% | 38% | 38% | 38% | 38% | 38% | 38% | 38% | 38% | 38% | 38% | 38% | 38% | 38% | 38% | 38% | 38% | 38% | 38% | 38% | 38% | 38%
[8 empty] | Hydropower - NPD 4 | Moderate | 38% | 38% | 38% | 38% | 38% | 38% | 38% | 38% | 38% | 38% | 38% | 38% | 38% | 38% | 38% | 38% | 38% | 38% | 38% | 38% | 38% | 38% | 38% | 38% | 38% | 38% | 38% | 38% | 38% | 38%
[8 empty] | Hydropower - NPD 4 | Conservative | 38% | 38% | 38% | 38% | 38% | 38% | 38% | 38% | 38% | 38% | 38% | 38% | 38% | 38% | 38% | 38% | 38% | 38% | 38% | 38% | 38% | 38% | 38% | 38% | 38% | 38% | 38% | 38% | 38% | 38%
[8 empty] | Hydropower - NPD 5 | Advanced | 42% | 42% | 42% | 42% | 42% | 42% | 42% | 42% | 42% | 56% | 56% | 56% | 56% | 56% | 56% | 56% | 56% | 56% | 56% | 56% | 56% | 56% | 56% | 56% | 56% | 56% | 56% | 56% | 56% | 56%
[8 empty] | Hydropower - NPD 5 | Moderate | 42% | 42% | 42% | 42% | 42% | 42% | 42% | 42% | 42% | 56% | 56% | 56% | 56% | 56% | 56% | 56% | 56% | 56% | 56% | 56% | 56% | 56% | 56% | 56% | 56% | 56% | 56% | 56% | 56% | 56%
[8 empty] | Hydropower - NPD 5 | Conservative | 42% | 42% | 42% | 42% | 42% | 42% | 42% | 42% | 42% | 42% | 42% | 42% | 42% | 42% | 42% | 42% | 42% | 42% | 42% | 42% | 42% | 42% | 42% | 42% | 42% | 42% | 42% | 42% | 42% | 42%
[8 empty] | Hydropower - NPD 6 | Advanced | 44% | 44% | 44% | 44% | 44% | 44% | 44% | 44% | 44% | 59% | 59% | 59% | 59% | 59% | 59% | 59% | 59% | 59% | 59% | 59% | 59% | 59% | 59% | 59% | 59% | 59% | 59% | 59% | 59% | 59%
[8 empty] | Hydropower - NPD 6 | Moderate | 44% | 44% | 44% | 44% | 44% | 44% | 44% | 44% | 44% | 59% | 59% | 59% | 59% | 59% | 59% | 59% | 59% | 59% | 59% | 59% | 59% | 59% | 59% | 59% | 59% | 59% | 59% | 59% | 59% | 59%
[8 empty] | Hydropower - NPD 6 | Conservative | 44% | 44% | 44% | 44% | 44% | 44% | 44% | 44% | 44% | 44% | 44% | 44% | 44% | 44% | 44% | 44% | 44% | 44% | 44% | 44% | 44% | 44% | 44% | 44% | 44% | 44% | 44% | 44% | 44% | 44%
[8 empty] | Hydropower - NPD 7 | Advanced | 62% | 62% | 62% | 62% | 62% | 62% | 62% | 62% | 62% | 64% | 64% | 64% | 64% | 64% | 64% | 64% | 64% | 64% | 64% | 64% | 64% | 64% | 64% | 64% | 64% | 64% | 64% | 64% | 64% | 64%
[8 empty] | Hydropower - NPD 7 | Moderate | 62% | 62% | 62% | 62% | 62% | 62% | 62% | 62% | 62% | 64% | 64% | 64% | 64% | 64% | 64% | 64% | 64% | 64% | 64% | 64% | 64% | 64% | 64% | 64% | 64% | 64% | 64% | 64% | 64% | 64%
[8 empty] | Hydropower - NPD 7 | Conservative | 62% | 62% | 62% | 62% | 62% | 62% | 62% | 62% | 62% | 62% | 62% | 62% | 62% | 62% | 62% | 62% | 62% | 62% | 62% | 62% | 62% | 62% | 62% | 62% | 62% | 62% | 62% | 62% | 62% | 62%
[8 empty] | Hydropower - NPD 8 | Advanced | 40% | 40% | 40% | 40% | 40% | 40% | 40% | 40% | 40% | 49% | 49% | 49% | 49% | 49% | 49% | 49% | 49% | 49% | 49% | 49% | 49% | 49% | 49% | 49% | 49% | 49% | 49% | 49% | 49% | 49%
[8 empty] | Hydropower - NPD 8 | Moderate | 40% | 40% | 40% | 40% | 40% | 40% | 40% | 40% | 40% | 49% | 49% | 49% | 49% | 49% | 49% | 49% | 49% | 49% | 49% | 49% | 49% | 49% | 49% | 49% | 49% | 49% | 49% | 49% | 49% | 49%
[8 empty] | Hydropower - NPD 8 | Conservative | 40% | 40% | 40% | 40% | 40% | 40% | 40% | 40% | 40% | 40% | 40% | 40% | 40% | 40% | 40% | 40% | 40% | 40% | 40% | 40% | 40% | 40% | 40% | 40% | 40% | 40% | 40% | 40% | 40% | 40%
[8 empty] | Hydropower - NSD 1 | Advanced | 66% | 66% | 66% | 66% | 66% | 66% | 66% | 66% | 66% | 66% | 66% | 66% | 66% | 66% | 66% | 66% | 66% | 66% | 66% | 66% | 66% | 66% | 66% | 66% | 66% | 66% | 66% | 66% | 66% | 66%
[8 empty] | Hydropower - NSD 1 | Moderate | 66% | 66% | 66% | 66% | 66% | 66% | 66% | 66% | 66% | 66% | 66% | 66% | 66% | 66% | 66% | 66% | 66% | 66% | 66% | 66% | 66% | 66% | 66% | 66% | 66% | 66% | 66% | 66% | 66% | 66%
[8 empty] | Hydropower - NSD 1 | Conservative | 66% | 66% | 66% | 66% | 66% | 66% | 66% | 66% | 66% | 66% | 66% | 66% | 66% | 66% | 66% | 66% | 66% | 66% | 66% | 66% | 66% | 66% | 66% | 66% | 66% | 66% | 66% | 66% | 66% | 66%
[8 empty] | Hydropower - NSD 2 | Advanced | 66% | 66% | 66% | 66% | 66% | 66% | 66% | 66% | 66% | 66% | 66% | 66% | 66% | 66% | 66% | 66% | 66% | 66% | 66% | 66% | 66% | 66% | 66% | 66% | 66% | 66% | 66% | 66% | 66% | 66%
[8 empty] | Hydropower - NSD 2 | Moderate | 66% | 66% | 66% | 66% | 66% | 66% | 66% | 66% | 66% | 66% | 66% | 66% | 66% | 66% | 66% | 66% | 66% | 66% | 66% | 66% | 66% | 66% | 66% | 66% | 66% | 66% | 66% | 66% | 66% | 66%
[8 empty] | Hydropower - NSD 2 | Conservative | 66% | 66% | 66% | 66% | 66% | 66% | 66% | 66% | 66% | 66% | 66% | 66% | 66% | 66% | 66% | 66% | 66% | 66% | 66% | 66% | 66% | 66% | 66% | 66% | 66% | 66% | 66% | 66% | 66% | 66%
[8 empty] | Hydropower - NSD 3 | Advanced | 62% | 62% | 62% | 62% | 62% | 62% | 62% | 62% | 62% | 62% | 62% | 62% | 62% | 62% | 62% | 62% | 62% | 62% | 62% | 62% | 62% | 62% | 62% | 62% | 62% | 62% | 62% | 62% | 62% | 62%
[8 empty] | Hydropower - NSD 3 | Moderate | 62% | 62% | 62% | 62% | 62% | 62% | 62% | 62% | 62% | 62% | 62% | 62% | 62% | 62% | 62% | 62% | 62% | 62% | 62% | 62% | 62% | 62% | 62% | 62% | 62% | 62% | 62% | 62% | 62% | 62%
[8 empty] | Hydropower - NSD 3 | Conservative | 62% | 62% | 62% | 62% | 62% | 62% | 62% | 62% | 62% | 62% | 62% | 62% | 62% | 62% | 62% | 62% | 62% | 62% | 62% | 62% | 62% | 62% | 62% | 62% | 62% | 62% | 62% | 62% | 62% | 62%
[8 empty] | Hydropower - NSD 4 | Advanced | 66% | 66% | 66% | 66% | 66% | 66% | 66% | 66% | 66% | 66% | 66% | 66% | 66% | 66% | 66% | 66% | 66% | 66% | 66% | 66% | 66% | 66% | 66% | 66% | 66% | 66% | 66% | 66% | 66% | 66%
[8 empty] | Hydropower - NSD 4 | Moderate | 66% | 66% | 66% | 66% | 66% | 66% | 66% | 66% | 66% | 66% | 66% | 66% | 66% | 66% | 66% | 66% | 66% | 66% | 66% | 66% | 66% | 66% | 66% | 66% | 66% | 66% | 66% | 66% | 66% | 66%
[8 empty] | Hydropower - NSD 4 | Conservative | 66% | 66% | 66% | 66% | 66% | 66% | 66% | 66% | 66% | 66% | 66% | 66% | 66% | 66% | 66% | 66% | 66% | 66% | 66% | 66% | 66% | 66% | 66% | 66% | 66% | 66% | 66% | 66% | 66% | 66%
[10 empty] | 2021 | 2022 | 2023 | 2024 | 2025 | 2026 | 2027 | 2028 | 2029 | 2030 | 2031 | 2032 | 2033 | 2034 | 2035 | 2036 | 2037 | 2038 | 2039 | 2040 | 2041 | 2042 | 2043 | 2044 | 2045 | 2046 | 2047 | 2048 | 2049 | 2050
[7 empty] | Annual Energy Production (kWh/kW) | Hydropower - NPD 1 | Advanced | 2890.8 | 2890.8 | 2890.8 | 2890.8 | 2890.8 | 2890.8 | 2890.8 | 2890.8 | 2890.8 | 2890.8 | 2890.8 | 2890.8 | 2890.8 | 2890.8 | 2890.8 | 2890.8 | 2890.8 | 2890.8 | 2890.8 | 2890.8 | 2890.8 | 2890.8 | 2890.8 | 2890.8 | 2890.8 | 2890.8 | 2890.8 | 2890.8 | 2890.8 | 2890.8
[8 empty] | Hydropower - NPD 1 | Moderate | 2890.8 | 2890.8 | 2890.8 | 2890.8 | 2890.8 | 2890.8 | 2890.8 | 2890.8 | 2890.8 | 2890.8 | 2890.8 | 2890.8 | 2890.8 | 2890.8 | 2890.8 | 2890.8 | 2890.8 | 2890.8 | 2890.8 | 2890.8 | 2890.8 | 2890.8 | 2890.8 | 2890.8 | 2890.8 | 2890.8 | 2890.8 | 2890.8 | 2890.8 | 2890.8
[8 empty] | Hydropower - NPD 1 | Conservative | 2890.8 | 2890.8 | 2890.8 | 2890.8 | 2890.8 | 2890.8 | 2890.8 | 2890.8 | 2890.8 | 2890.8 | 2890.8 | 2890.8 | 2890.8 | 2890.8 | 2890.8 | 2890.8 | 2890.8 | 2890.8 | 2890.8 | 2890.8 | 2890.8 | 2890.8 | 2890.8 | 2890.8 | 2890.8 | 2890.8 | 2890.8 | 2890.8 | 2890.8 | 2890.8
[8 empty] | Hydropower - NPD 2 | Advanced | 3591.6 | 3591.6 | 3591.6 | 3591.6 | 3591.6 | 3591.6 | 3591.6 | 3591.6 | 3591.6 | 3328.8 | 3328.8 | 3328.8 | 3328.8 | 3328.8 | 3328.8 | 3328.8 | 3328.8 | 3328.8 | 3328.8 | 3328.8 | 3328.8 | 3328.8 | 3328.8 | 3328.8 | 3328.8 | 3328.8 | 3328.8 | 3328.8 | 3328.8 | 3328.8
[8 empty] | Hydropower - NPD 2 | Moderate | 3591.6 | 3591.6 | 3591.6 | 3591.6 | 3591.6 | 3591.6 | 3591.6 | 3591.6 | 3591.6 | 3328.8 | 3328.8 | 3328.8 | 3328.8 | 3328.8 | 3328.8 | 3328.8 | 3328.8 | 3328.8 | 3328.8 | 3328.8 | 3328.8 | 3328.8 | 3328.8 | 3328.8 | 3328.8 | 3328.8 | 3328.8 | 3328.8 | 3328.8 | 3328.8
[8 empty] | Hydropower - NPD 2 | Conservative | 3591.6 | 3591.6 | 3591.6 | 3591.6 | 3591.6 | 3591.6 | 3591.6 | 3591.6 | 3591.6 | 3591.6 | 3591.6 | 3591.6 | 3591.6 | 3591.6 | 3591.6 | 3591.6 | 3591.6 | 3591.6 | 3591.6 | 3591.6 | 3591.6 | 3591.6 | 3591.6 | 3591.6 | 3591.6 | 3591.6 | 3591.6 | 3591.6 | 3591.6 | 3591.6
[8 empty] | Hydropower - NPD 3 | Advanced | 2890.8 | 2890.8 | 2890.8 | 2890.8 | 2890.8 | 2890.8 | 2890.8 | 2890.8 | 2890.8 | 2803.2 | 2803.2 | 2803.2 | 2803.2 | 2803.2 | 2803.2 | 2803.2 | 2803.2 | 2803.2 | 2803.2 | 2803.2 | 2803.2 | 2803.2 | 2803.2 | 2803.2 | 2803.2 | 2803.2 | 2803.2 | 2803.2 | 2803.2 | 2803.2
[8 empty] | Hydropower - NPD 3 | Moderate | 2890.8 | 2890.8 | 2890.8 | 2890.8 | 2890.8 | 2890.8 | 2890.8 | 2890.8 | 2890.8 | 2803.2 | 2803.2 | 2803.2 | 2803.2 | 2803.2 | 2803.2 | 2803.2 | 2803.2 | 2803.2 | 2803.2 | 2803.2 | 2803.2 | 2803.2 | 2803.2 | 2803.2 | 2803.2 | 2803.2 | 2803.2 | 2803.2 | 2803.2 | 2803.2
[8 empty] | Hydropower - NPD 3 | Conservative | 2890.8 | 2890.8 | 2890.8 | 2890.8 | 2890.8 | 2890.8 | 2890.8 | 2890.8 | 2890.8 | 2890.8 | 2890.8 | 2890.8 | 2890.8 | 2890.8 | 2890.8 | 2890.8 | 2890.8 | 2890.8 | 2890.8 | 2890.8 | 2890.8 | 2890.8 | 2890.8 | 2890.8 | 2890.8 | 2890.8 | 2890.8 | 2890.8 | 2890.8 | 2890.8
[8 empty] | Hydropower - NPD 4 | Advanced | 3328.8 | 3328.8 | 3328.8 | 3328.8 | 3328.8 | 3328.8 | 3328.8 | 3328.8 | 3328.8 | 3328.8 | 3328.8 | 3328.8 | 3328.8 | 3328.8 | 3328.8 | 3328.8 | 3328.8 | 3328.8 | 3328.8 | 3328.8 | 3328.8 | 3328.8 | 3328.8 | 3328.8 | 3328.8 | 3328.8 | 3328.8 | 3328.8 | 3328.8 | 3328.8
[8 empty] | Hydropower - NPD 4 | Moderate | 3328.8 | 3328.8 | 3328.8 | 3328.8 | 3328.8 | 3328.8 | 3328.8 | 3328.8 | 3328.8 | 3328.8 | 3328.8 | 3328.8 | 3328.8 | 3328.8 | 3328.8 | 3328.8 | 3328.8 | 3328.8 | 3328.8 | 3328.8 | 3328.8 | 3328.8 | 3328.8 | 3328.8 | 3328.8 | 3328.8 | 3328.8 | 3328.8 | 3328.8 | 3328.8
[8 empty] | Hydropower - NPD 4 | Conservative | 3328.8 | 3328.8 | 3328.8 | 3328.8 | 3328.8 | 3328.8 | 3328.8 | 3328.8 | 3328.8 | 3328.8 | 3328.8 | 3328.8 | 3328.8 | 3328.8 | 3328.8 | 3328.8 | 3328.8 | 3328.8 | 3328.8 | 3328.8 | 3328.8 | 3328.8 | 3328.8 | 3328.8 | 3328.8 | 3328.8 | 3328.8 | 3328.8 | 3328.8 | 3328.8
[8 empty] | Hydropower - NPD 5 | Advanced | 3679.2 | 3679.2 | 3679.2 | 3679.2 | 3679.2 | 3679.2 | 3679.2 | 3679.2 | 3679.2 | 4905.6 | 4905.6 | 4905.6 | 4905.6 | 4905.6 | 4905.6 | 4905.6 | 4905.6 | 4905.6 | 4905.6 | 4905.6 | 4905.6 | 4905.6 | 4905.6 | 4905.6 | 4905.6 | 4905.6 | 4905.6 | 4905.6 | 4905.6 | 4905.6
[8 empty] | Hydropower - NPD 5 | Moderate | 3679.2 | 3679.2 | 3679.2 | 3679.2 | 3679.2 | 3679.2 | 3679.2 | 3679.2 | 3679.2 | 4905.6 | 4905.6 | 4905.6 | 4905.6 | 4905.6 | 4905.6 | 4905.6 | 4905.6 | 4905.6 | 4905.6 | 4905.6 | 4905.6 | 4905.6 | 4905.6 | 4905.6 | 4905.6 | 4905.6 | 4905.6 | 4905.6 | 4905.6 | 4905.6
[8 empty] | Hydropower - NPD 5 | Conservative | 3679.2 | 3679.2 | 3679.2 | 3679.2 | 3679.2 | 3679.2 | 3679.2 | 3679.2 | 3679.2 | 3679.2 | 3679.2 | 3679.2 | 3679.2 | 3679.2 | 3679.2 | 3679.2 | 3679.2 | 3679.2 | 3679.2 | 3679.2 | 3679.2 | 3679.2 | 3679.2 | 3679.2 | 3679.2 | 3679.2 | 3679.2 | 3679.2 | 3679.2 | 3679.2
[8 empty] | Hydropower - NPD 6 | Advanced | 3854.4 | 3854.4 | 3854.4 | 3854.4 | 3854.4 | 3854.4 | 3854.4 | 3854.4 | 3854.4 | 5168.4 | 5168.4 | 5168.4 | 5168.4 | 5168.4 | 5168.4 | 5168.4 | 5168.4 | 5168.4 | 5168.4 | 5168.4 | 5168.4 | 5168.4 | 5168.4 | 5168.4 | 5168.4 | 5168.4 | 5168.4 | 5168.4 | 5168.4 | 5168.4
[8 empty] | Hydropower - NPD 6 | Moderate | 3854.4 | 3854.4 | 3854.4 | 3854.4 | 3854.4 | 3854.4 | 3854.4 | 3854.4 | 3854.4 | 5168.4 | 5168.4 | 5168.4 | 5168.4 | 5168.4 | 5168.4 | 5168.4 | 5168.4 | 5168.4 | 5168.4 | 5168.4 | 5168.4 | 5168.4 | 5168.4 | 5168.4 | 5168.4 | 5168.4 | 5168.4 | 5168.4 | 5168.4 | 5168.4
[8 empty] | Hydropower - NPD 6 | Conservative | 3854.4 | 3854.4 | 3854.4 | 3854.4 | 3854.4 | 3854.4 | 3854.4 | 3854.4 | 3854.4 | 3854.4 | 3854.4 | 3854.4 | 3854.4 | 3854.4 | 3854.4 | 3854.4 | 3854.4 | 3854.4 | 3854.4 | 3854.4 | 3854.4 | 3854.4 | 3854.4 | 3854.4 | 3854.4 | 3854.4 | 3854.4 | 3854.4 | 3854.4 | 3854.4
[8 empty] | Hydropower - NPD 7 | Advanced | 5431.2 | 5431.2 | 5431.2 | 5431.2 | 5431.2 | 5431.2 | 5431.2 | 5431.2 | 5431.2 | 5606.4 | 5606.4 | 5606.4 | 5606.4 | 5606.4 | 5606.4 | 5606.4 | 5606.4 | 5606.4 | 5606.4 | 5606.4 | 5606.4 | 5606.4 | 5606.4 | 5606.4 | 5606.4 | 5606.4 | 5606.4 | 5606.4 | 5606.4 | 5606.4
[8 empty] | Hydropower - NPD 7 | Moderate | 5431.2 | 5431.2 | 5431.2 | 5431.2 | 5431.2 | 5431.2 | 5431.2 | 5431.2 | 5431.2 | 5606.4 | 5606.4 | 5606.4 | 5606.4 | 5606.4 | 5606.4 | 5606.4 | 5606.4 | 5606.4 | 5606.4 | 5606.4 | 5606.4 | 5606.4 | 5606.4 | 5606.4 | 5606.4 | 5606.4 | 5606.4 | 5606.4 | 5606.4 | 5606.4
[8 empty] | Hydropower - NPD 7 | Conservative | 5431.2 | 5431.2 | 5431.2 | 5431.2 | 5431.2 | 5431.2 | 5431.2 | 5431.2 | 5431.2 | 5431.2 | 5431.2 | 5431.2 | 5431.2 | 5431.2 | 5431.2 | 5431.2 | 5431.2 | 5431.2 | 5431.2 | 5431.2 | 5431.2 | 5431.2 | 5431.2 | 5431.2 | 5431.2 | 5431.2 | 5431.2 | 5431.2 | 5431.2 | 5431.2
[8 empty] | Hydropower - NPD 8 | Advanced | 3504 | 3504 | 3504 | 3504 | 3504 | 3504 | 3504 | 3504 | 3504 | 4292.4 | 4292.4 | 4292.4 | 4292.4 | 4292.4 | 4292.4 | 4292.4 | 4292.4 | 4292.4 | 4292.4 | 4292.4 | 4292.4 | 4292.4 | 4292.4 | 4292.4 | 4292.4 | 4292.4 | 4292.4 | 4292.4 | 4292.4 | 4292.4
[8 empty] | Hydropower - NPD 8 | Moderate | 3504 | 3504 | 3504 | 3504 | 3504 | 3504 | 3504 | 3504 | 3504 | 4292.4 | 4292.4 | 4292.4 | 4292.4 | 4292.4 | 4292.4 | 4292.4 | 4292.4 | 4292.4 | 4292.4 | 4292.4 | 4292.4 | 4292.4 | 4292.4 | 4292.4 | 4292.4 | 4292.4 | 4292.4 | 4292.4 | 4292.4 | 4292.4
[8 empty] | Hydropower - NPD 8 | Conservative | 3504 | 3504 | 3504 | 3504 | 3504 | 3504 | 3504 | 3504 | 3504 | 3504 | 3504 | 3504 | 3504 | 3504 | 3504 | 3504 | 3504 | 3504 | 3504 | 3504 | 3504 | 3504 | 3504 | 3504 | 3504 | 3504 | 3504 | 3504 | 3504 | 3504
[8 empty] | Hydropower - NSD 1 | Advanced | 5781.6 | 5781.6 | 5781.6 | 5781.6 | 5781.6 | 5781.6 | 5781.6 | 5781.6 | 5781.6 | 5781.6 | 5781.6 | 5781.6 | 5781.6 | 5781.6 | 5781.6 | 5781.6 | 5781.6 | 5781.6 | 5781.6 | 5781.6 | 5781.6 | 5781.6 | 5781.6 | 5781.6 | 5781.6 | 5781.6 | 5781.6 | 5781.6 | 5781.6 | 5781.6
[8 empty] | Hydropower - NSD 1 | Moderate | 5781.6 | 5781.6 | 5781.6 | 5781.6 | 5781.6 | 5781.6 | 5781.6 | 5781.6 | 5781.6 | 5781.6 | 5781.6 | 5781.6 | 5781.6 | 5781.6 | 5781.6 | 5781.6 | 5781.6 | 5781.6 | 5781.6 | 5781.6 | 5781.6 | 5781.6 | 5781.6 | 5781.6 | 5781.6 | 5781.6 | 5781.6 | 5781.6 | 5781.6 | 5781.6
[8 empty] | Hydropower - NSD 1 | Conservative | 5781.6 | 5781.6 | 5781.6 | 5781.6 | 5781.6 | 5781.6 | 5781.6 | 5781.6 | 5781.6 | 5781.6 | 5781.6 | 5781.6 | 5781.6 | 5781.6 | 5781.6 | 5781.6 | 5781.6 | 5781.6 | 5781.6 | 5781.6 | 5781.6 | 5781.6 | 5781.6 | 5781.6 | 5781.6 | 5781.6 | 5781.6 | 5781.6 | 5781.6 | 5781.6
[8 empty] | Hydropower - NSD 2 | Advanced | 5781.6 | 5781.6 | 5781.6 | 5781.6 | 5781.6 | 5781.6 | 5781.6 | 5781.6 | 5781.6 | 5781.6 | 5781.6 | 5781.6 | 5781.6 | 5781.6 | 5781.6 | 5781.6 | 5781.6 | 5781.6 | 5781.6 | 5781.6 | 5781.6 | 5781.6 | 5781.6 | 5781.6 | 5781.6 | 5781.6 | 5781.6 | 5781.6 | 5781.6 | 5781.6
[8 empty] | Hydropower - NSD 2 | Moderate | 5781.6 | 5781.6 | 5781.6 | 5781.6 | 5781.6 | 5781.6 | 5781.6 | 5781.6 | 5781.6 | 5781.6 | 5781.6 | 5781.6 | 5781.6 | 5781.6 | 5781.6 | 5781.6 | 5781.6 | 5781.6 | 5781.6 | 5781.6 | 5781.6 | 5781.6 | 5781.6 | 5781.6 | 5781.6 | 5781.6 | 5781.6 | 5781.6 | 5781.6 | 5781.6
[8 empty] | Hydropower - NSD 2 | Conservative | 5781.6 | 5781.6 | 5781.6 | 5781.6 | 5781.6 | 5781.6 | 5781.6 | 5781.6 | 5781.6 | 5781.6 | 5781.6 | 5781.6 | 5781.6 | 5781.6 | 5781.6 | 5781.6 | 5781.6 | 5781.6 | 5781.6 | 5781.6 | 5781.6 | 5781.6 | 5781.6 | 5781.6 | 5781.6 | 5781.6 | 5781.6 | 5781.6 | 5781.6 | 5781.6
[8 empty] | Hydropower - NSD 3 | Advanced | 5431.2 | 5431.2 | 5431.2 | 5431.2 | 5431.2 | 5431.2 | 5431.2 | 5431.2 | 5431.2 | 5431.2 | 5431.2 | 5431.2 | 5431.2 | 5431.2 | 5431.2 | 5431.2 | 5431.2 | 5431.2 | 5431.2 | 5431.2 | 5431.2 | 5431.2 | 5431.2 | 5431.2 | 5431.2 | 5431.2 | 5431.2 | 5431.2 | 5431.2 | 5431.2
[8 empty] | Hydropower - NSD 3 | Moderate | 5431.2 | 5431.2 | 5431.2 | 5431.2 | 5431.2 | 5431.2 | 5431.2 | 5431.2 | 5431.2 | 5431.2 | 5431.2 | 5431.2 | 5431.2 | 5431.2 | 5431.2 | 5431.2 | 5431.2 | 5431.2 | 5431.2 | 5431.2 | 5431.2 | 5431.2 | 5431.2 | 5431.2 | 5431.2 | 5431.2 | 5431.2 | 5431.2 | 5431.2 | 5431.2
[8 empty] | Hydropower - NSD 3 | Conservative | 5431.2 | 5431.2 | 5431.2 | 5431.2 | 5431.2 | 5431.2 | 5431.2 | 5431.2 | 5431.2 | 5431.2 | 5431.2 | 5431.2 | 5431.2 | 5431.2 | 5431.2 | 5431.2 | 5431.2 | 5431.2 | 5431.2 | 5431.2 | 5431.2 | 5431.2 | 5431.2 | 5431.2 | 5431.2 | 5431.2 | 5431.2 | 5431.2 | 5431.2 | 5431.2
[8 empty] | Hydropower - NSD 4 | Advanced | 5781.6 | 5781.6 | 5781.6 | 5781.6 | 5781.6 | 5781.6 | 5781.6 | 5781.6 | 5781.6 | 5781.6 | 5781.6 | 5781.6 | 5781.6 | 5781.6 | 5781.6 | 5781.6 | 5781.6 | 5781.6 | 5781.6 | 5781.6 | 5781.6 | 5781.6 | 5781.6 | 5781.6 | 5781.6 | 5781.6 | 5781.6 | 5781.6 | 5781.6 | 5781.6
[8 empty] | Hydropower - NSD 4 | Moderate | 5781.6 | 5781.6 | 5781.6 | 5781.6 | 5781.6 | 5781.6 | 5781.6 | 5781.6 | 5781.6 | 5781.6 | 5781.6 | 5781.6 | 5781.6 | 5781.6 | 5781.6 | 5781.6 | 5781.6 | 5781.6 | 5781.6 | 5781.6 | 5781.6 | 5781.6 | 5781.6 | 5781.6 | 5781.6 | 5781.6 | 5781.6 | 5781.6 | 5781.6 | 5781.6
[8 empty] | Hydropower - NSD 4 | Conservative | 5781.6 | 5781.6 | 5781.6 | 5781.6 | 5781.6 | 5781.6 | 5781.6 | 5781.6 | 5781.6 | 5781.6 | 5781.6 | 5781.6 | 5781.6 | 5781.6 | 5781.6 | 5781.6 | 5781.6 | 5781.6 | 5781.6 | 5781.6 | 5781.6 | 5781.6 | 5781.6 | 5781.6 | 5781.6 | 5781.6 | 5781.6 | 5781.6 | 5781.6 | 5781.6
[10 empty] | 2021 | 2022 | 2023 | 2024 | 2025 | 2026 | 2027 | 2028 | 2029 | 2030 | 2031 | 2032 | 2033 | 2034 | 2035 | 2036 | 2037 | 2038 | 2039 | 2040 | 2041 | 2042 | 2043 | 2044 | 2045 | 2046 | 2047 | 2048 | 2049 | 2050
[7 empty] | CAPEX ($/kW) | Hydropower - NPD 1 | Advanced | 3007.7097 | 3007.7097 | 3007.7097 | 3007.7097 | 3007.7097 | 2977.8459 | 2946.9155 | 2917.0517 | 2887.188 | 2857.3242 | 2831.7266 | 2805.0625 | 2779.465 | 2753.8675 | 2728.27 | 2701.6059 | 2676.0083 | 2650.4108 | 2624.8133 | 2598.1492 | 2598.1492 | 2598.1492 | 2598.1492 | 2598.1492 | 2598.1492 | 2598.1492 | 2598.1492 | 2598.1492 | 2598.1492 | 2598.1492
[8 empty] | Hydropower - NPD 1 | Moderate | 3007.7097 | 3007.7097 | 3007.7097 | 3007.7097 | 3007.7097 | 3007.7097 | 3007.7097 | 3007.7097 | 3007.7097 | 3007.7097 | 3007.7097 | 3007.7097 | 3007.7097 | 3007.7097 | 3007.7097 | 3007.7097 | 3007.7097 | 3007.7097 | 3007.7097 | 2887.188 | 2887.188 | 2887.188 | 2887.188 | 2887.188 | 2887.188 | 2887.188 | 2887.188 | 2887.188 | 2887.188 | 2887.188
[8 empty] | Hydropower - NPD 1 | Conservative | 3007.7097 | 3007.7097 | 3007.7097 | 3007.7097 | 3007.7097 | 3007.7097 | 3007.7097 | 3007.7097 | 3007.7097 | 3007.7097 | 3007.7097 | 3007.7097 | 3007.7097 | 3007.7097 | 3007.7097 | 3007.7097 | 3007.7097 | 3007.7097 | 3007.7097 | 3007.7097 | 3007.7097 | 3007.7097 | 3007.7097 | 3007.7097 | 3007.7097 | 3007.7097 | 3007.7097 | 3007.7097 | 3007.7097 | 3007.7097
[8 empty] | Hydropower - NPD 2 | Advanced | 5898.0973 | 5898.0973 | 5898.0973 | 5898.0973 | 5898.0973 | 5310.4207 | 4721.6775 | 4134.0009 | 3546.3243 | 2957.5812 | 2930.9171 | 2904.253 | 2877.5889 | 2850.9248 | 2824.2607 | 2797.5966 | 2770.9325 | 2743.2019 | 2716.5378 | 2689.8737 | 2689.8737 | 2689.8737 | 2689.8737 | 2689.8737 | 2689.8737 | 2689.8737 | 2689.8737 | 2689.8737 | 2689.8737 | 2689.8737
[8 empty] | Hydropower - NPD 2 | Moderate | 5898.0973 | 5898.0973 | 5898.0973 | 5898.0973 | 5898.0973 | 5619.7242 | 5341.351 | 5062.9779 | 4784.6048 | 4506.2317 | 4226.792 | 3948.4188 | 3670.0457 | 3391.6726 | 3113.2995 | 3113.2995 | 3113.2995 | 3113.2995 | 3113.2995 | 2988.5115 | 2988.5115 | 2988.5115 | 2988.5115 | 2988.5115 | 2988.5115 | 2988.5115 | 2988.5115 | 2988.5115 | 2988.5115 | 2988.5115
[8 empty] | Hydropower - NPD 2 | Conservative | 5898.0973 | 5898.0973 | 5898.0973 | 5898.0973 | 5898.0973 | 5898.0973 | 5898.0973 | 5898.0973 | 5898.0973 | 5898.0973 | 5898.0973 | 5898.0973 | 5898.0973 | 5898.0973 | 5898.0973 | 5898.0973 | 5898.0973 | 5898.0973 | 5898.0973 | 5898.0973 | 5898.0973 | 5898.0973 | 5898.0973 | 5898.0973 | 5898.0973 | 5898.0973 | 5898.0973 | 5898.0973 | 5898.0973 | 5898.0973
[8 empty] | Hydropower - NPD 3 | Advanced | 6019.6856 | 6019.6856 | 6019.6856 | 6019.6856 | 6019.6856 | 5467.2056 | 4915.7921 | 4364.3787 | 3811.8987 | 3260.4853 | 3230.6215 | 3201.8242 | 3171.9605 | 3142.0967 | 3113.2995 | 3083.4357 | 3053.5719 | 3024.7747 | 2994.9109 | 2965.0471 | 2965.0471 | 2965.0471 | 2965.0471 | 2965.0471 | 2965.0471 | 2965.0471 | 2965.0471 | 2965.0471 | 2965.0471 | 2965.0471
[8 empty] | Hydropower - NPD 3 | Moderate | 6019.6856 | 6019.6856 | 6019.6856 | 6019.6856 | 6019.6856 | 5760.5106 | 5501.3356 | 5243.2272 | 4984.0522 | 4725.9438 | 4466.7688 | 4208.6604 | 3949.4854 | 3690.3104 | 3432.202 | 3432.202 | 3432.202 | 3432.202 | 3432.202 | 3294.6153 | 3294.6153 | 3294.6153 | 3294.6153 | 3294.6153 | 3294.6153 | 3294.6153 | 3294.6153 | 3294.6153 | 3294.6153 | 3294.6153
[8 empty] | Hydropower - NPD 3 | Conservative | 6019.6856 | 6019.6856 | 6019.6856 | 6019.6856 | 6019.6856 | 6019.6856 | 6019.6856 | 6019.6856 | 6019.6856 | 6019.6856 | 6019.6856 | 6019.6856 | 6019.6856 | 6019.6856 | 6019.6856 | 6019.6856 | 6019.6856 | 6019.6856 | 6019.6856 | 6019.6856 | 6019.6856 | 6019.6856 | 6019.6856 | 6019.6856 | 6019.6856 | 6019.6856 | 6019.6856 | 6019.6856 | 6019.6856 | 6019.6856
[8 empty] | Hydropower - NPD 4 | Advanced | 13211.5246 | 13211.5246 | 13211.5246 | 13211.5246 | 13211.5246 | 12138.5615 | 11065.5985 | 9993.7019 | 8920.7388 | 7848.8423 | 7777.3825 | 7706.9893 | 7635.5296 | 7564.0698 | 7493.6766 | 7422.2168 | 7350.7571 | 7280.3639 | 7208.9041 | 7138.5109 | 7138.5109 | 7138.5109 | 7138.5109 | 7138.5109 | 7138.5109 | 7138.5109 | 7138.5109 | 7138.5109 | 7138.5109 | 7138.5109
[8 empty] | Hydropower - NPD 4 | Moderate | 13211.5246 | 13211.5246 | 13211.5246 | 13211.5246 | 13211.5246 | 12716.6391 | 12220.687 | 11725.8014 | 11230.9158 | 10736.0303 | 10241.1447 | 9746.2592 | 9251.3736 | 8756.488 | 8261.6025 | 8261.6025 | 8261.6025 | 8261.6025 | 8261.6025 | 7930.9677 | 7930.9677 | 7930.9677 | 7930.9677 | 7930.9677 | 7930.9677 | 7930.9677 | 7930.9677 | 7930.9677 | 7930.9677 | 7930.9677
[8 empty] | Hydropower - NPD 4 | Conservative | 13211.5246 | 13211.5246 | 13211.5246 | 13211.5246 | 13211.5246 | 13211.5246 | 13211.5246 | 13211.5246 | 13211.5246 | 13211.5246 | 13211.5246 | 13211.5246 | 13211.5246 | 13211.5246 | 13211.5246 | 13211.5246 | 13211.5246 | 13211.5246 | 13211.5246 | 13211.5246 | 13211.5246 | 13211.5246 | 13211.5246 | 13211.5246 | 13211.5246 | 13211.5246 | 13211.5246 | 13211.5246 | 13211.5246 | 13211.5246
[8 empty] | Hydropower - NPD 5 | Advanced | 4843.2658 | 4843.2658 | 4843.2658 | 4843.2658 | 4843.2658 | 4927.5243 | 5010.7163 | 5093.9083 | 5178.1668 | 5261.3588 | 5214.43 | 5166.4346 | 5118.4392 | 5071.5104 | 5023.5151 | 4975.5197 | 4928.5909 | 4880.5955 | 4832.6002 | 4785.6714 | 4785.6714 | 4785.6714 | 4785.6714 | 4785.6714 | 4785.6714 | 4785.6714 | 4785.6714 | 4785.6714 | 4785.6714 | 4785.6714
[8 empty] | Hydropower - NPD 5 | Moderate | 4843.2658 | 4843.2658 | 4843.2658 | 4843.2658 | 4843.2658 | 4913.659 | 4982.9856 | 5052.3123 | 5121.6389 | 5190.9656 | 5260.2922 | 5329.6188 | 5400.012 | 5469.3387 | 5538.6653 | 5538.6653 | 5538.6653 | 5538.6653 | 5538.6653 | 5316.8201 | 5316.8201 | 5316.8201 | 5316.8201 | 5316.8201 | 5316.8201 | 5316.8201 | 5316.8201 | 5316.8201 | 5316.8201 | 5316.8201
[8 empty] | Hydropower - NPD 5 | Conservative | 4843.2658 | 4843.2658 | 4843.2658 | 4843.2658 | 4843.2658 | 4843.2658 | 4843.2658 | 4843.2658 | 4843.2658 | 4843.2658 | 4843.2658 | 4843.2658 | 4843.2658 | 4843.2658 | 4843.2658 | 4843.2658 | 4843.2658 | 4843.2658 | 4843.2658 | 4843.2658 | 4843.2658 | 4843.2658 | 4843.2658 | 4843.2658 | 4843.2658 | 4843.2658 | 4843.2658 | 4843.2658 | 4843.2658 | 4843.2658
[8 empty] | Hydropower - NPD 6 | Advanced | 7292.0961 | 7292.0961 | 7292.0961 | 7292.0961 | 7292.0961 | 7417.9506 | 7543.8051 | 7669.6596 | 7795.5141 | 7921.3686 | 7849.9089 | 7778.4491 | 7706.9893 | 7634.463 | 7563.0032 | 7491.5435 | 7420.0837 | 7347.5574 | 7276.0976 | 7204.6378 | 7204.6378 | 7204.6378 | 7204.6378 | 7204.6378 | 7204.6378 | 7204.6378 | 7204.6378 | 7204.6378 | 7204.6378 | 7204.6378
[8 empty] | Hydropower - NPD 6 | Moderate | 7292.0961 | 7292.0961 | 7292.0961 | 7292.0961 | 7292.0961 | 7396.6193 | 7501.1425 | 7606.7324 | 7711.2556 | 7815.7788 | 7920.3021 | 8024.8253 | 8129.3486 | 8233.8718 | 8338.3951 | 8338.3951 | 8338.3951 | 8338.3951 | 8338.3951 | 8004.5606 | 8004.5606 | 8004.5606 | 8004.5606 | 8004.5606 | 8004.5606 | 8004.5606 | 8004.5606 | 8004.5606 | 8004.5606 | 8004.5606
[8 empty] | Hydropower - NPD 6 | Conservative | 7292.0961 | 7292.0961 | 7292.0961 | 7292.0961 | 7292.0961 | 7292.0961 | 7292.0961 | 7292.0961 | 7292.0961 | 7292.0961 | 7292.0961 | 7292.0961 | 7292.0961 | 7292.0961 | 7292.0961 | 7292.0961 | 7292.0961 | 7292.0961 | 7292.0961 | 7292.0961 | 7292.0961 | 7292.0961 | 7292.0961 | 7292.0961 | 7292.0961 | 7292.0961 | 7292.0961 | 7292.0961 | 7292.0961 | 7292.0961
[8 empty] | Hydropower - NPD 7 | Advanced | 14656.7185 | 14656.7185 | 14656.7185 | 14656.7185 | 14656.7185 | 14163.966 | 13671.2136 | 13178.4612 | 12685.7087 | 12192.9563 | 12082.0337 | 11972.1776 | 11861.255 | 11751.3989 | 11640.4763 | 11530.6202 | 11419.6976 | 11309.8415 | 11199.9855 | 11089.0629 | 11089.0629 | 11089.0629 | 11089.0629 | 11089.0629 | 11089.0629 | 11089.0629 | 11089.0629 | 11089.0629 | 11089.0629 | 11089.0629
[8 empty] | Hydropower - NPD 7 | Moderate | 14656.7185 | 14656.7185 | 14656.7185 | 14656.7185 | 14656.7185 | 14474.3361 | 14291.9537 | 14109.5713 | 13927.1889 | 13745.8731 | 13563.4907 | 13381.1083 | 13198.7259 | 13016.3435 | 12835.0276 | 12835.0276 | 12835.0276 | 12835.0276 | 12835.0276 | 12320.9439 | 12320.9439 | 12320.9439 | 12320.9439 | 12320.9439 | 12320.9439 | 12320.9439 | 12320.9439 | 12320.9439 | 12320.9439 | 12320.9439
[8 empty] | Hydropower - NPD 7 | Conservative | 14656.7185 | 14656.7185 | 14656.7185 | 14656.7185 | 14656.7185 | 14656.7185 | 14656.7185 | 14656.7185 | 14656.7185 | 14656.7185 | 14656.7185 | 14656.7185 | 14656.7185 | 14656.7185 | 14656.7185 | 14656.7185 | 14656.7185 | 14656.7185 | 14656.7185 | 14656.7185 | 14656.7185 | 14656.7185 | 14656.7185 | 14656.7185 | 14656.7185 | 14656.7185 | 14656.7185 | 14656.7185 | 14656.7185 | 14656.7185
[8 empty] | Hydropower - NPD 8 | Advanced | 19946.8744 | 19946.8744 | 19946.8744 | 19946.8744 | 19946.8744 | 19656.7691 | 19366.6638 | 19077.625 | 18787.5197 | 18497.4144 | 18329.9639 | 18162.5134 | 17995.0629 | 17827.6124 | 17660.1619 | 17492.7114 | 17325.2609 | 17157.8103 | 16990.3598 | 16822.9093 | 16822.9093 | 16822.9093 | 16822.9093 | 16822.9093 | 16822.9093 | 16822.9093 | 16822.9093 | 16822.9093 | 16822.9093 | 16822.9093
[8 empty] | Hydropower - NPD 8 | Moderate | 19946.8744 | 19946.8744 | 19946.8744 | 19946.8744 | 19946.8744 | 19898.8791 | 19850.8837 | 19803.9549 | 19755.9595 | 19709.0307 | 19661.0354 | 19614.1066 | 19566.1112 | 19519.1824 | 19471.187 | 19471.187 | 19471.187 | 19471.187 | 19471.187 | 18692.5955 | 18692.5955 | 18692.5955 | 18692.5955 | 18692.5955 | 18692.5955 | 18692.5955 | 18692.5955 | 18692.5955 | 18692.5955 | 18692.5955
[8 empty] | Hydropower - NPD 8 | Conservative | 19946.8744 | 19946.8744 | 19946.8744 | 19946.8744 | 19946.8744 | 19946.8744 | 19946.8744 | 19946.8744 | 19946.8744 | 19946.8744 | 19946.8744 | 19946.8744 | 19946.8744 | 19946.8744 | 19946.8744 | 19946.8744 | 19946.8744 | 19946.8744 | 19946.8744 | 19946.8744 | 19946.8744 | 19946.8744 | 19946.8744 | 19946.8744 | 19946.8744 | 19946.8744 | 19946.8744 | 19946.8744 | 19946.8744 | 19946.8744
[8 empty] | Hydropower - NSD 1 | Advanced | 8248.8037 | 8248.8037 | 8248.8037 | 8248.8037 | 8248.8037 | 8248.8037 | 8248.8037 | 8248.8037 | 8248.8037 | 8248.8037 | 8248.8037 | 8248.8037 | 8248.8037 | 8248.8037 | 8248.8037 | 8248.8037 | 8248.8037 | 8248.8037 | 8248.8037 | 8248.8037 | 8248.8037 | 8248.8037 | 8248.8037 | 8248.8037 | 8248.8037 | 8248.8037 | 8248.8037 | 8248.8037 | 8248.8037 | 8248.8037
[8 empty] | Hydropower - NSD 1 | Moderate | 8461.0499 | 8461.0499 | 8461.0499 | 8461.0499 | 8461.0499 | 8461.0499 | 8461.0499 | 8461.0499 | 8461.0499 | 8461.0499 | 8461.0499 | 8461.0499 | 8461.0499 | 8461.0499 | 8461.0499 | 8461.0499 | 8461.0499 | 8461.0499 | 8461.0499 | 8461.0499 | 8461.0499 | 8461.0499 | 8461.0499 | 8461.0499 | 8461.0499 | 8461.0499 | 8461.0499 | 8461.0499 | 8461.0499 | 8461.0499
[8 empty] | Hydropower - NSD 1 | Conservative | 8503.7124 | 8503.7124 | 8503.7124 | 8503.7124 | 8503.7124 | 8503.7124 | 8503.7124 | 8503.7124 | 8503.7124 | 8503.7124 | 8503.7124 | 8503.7124 | 8503.7124 | 8503.7124 | 8503.7124 | 8503.7124 | 8503.7124 | 8503.7124 | 8503.7124 | 8503.7124 | 8503.7124 | 8503.7124 | 8503.7124 | 8503.7124 | 8503.7124 | 8503.7124 | 8503.7124 | 8503.7124 | 8503.7124 | 8503.7124
[8 empty] | Hydropower - NSD 2 | Advanced | 7363.5558 | 7363.5558 | 7363.5558 | 7363.5558 | 7363.5558 | 7363.5558 | 7363.5558 | 7363.5558 | 7363.5558 | 7363.5558 | 7363.5558 | 7363.5558 | 7363.5558 | 7363.5558 | 7363.5558 | 7363.5558 | 7363.5558 | 7363.5558 | 7363.5558 | 7363.5558 | 7363.5558 | 7363.5558 | 7363.5558 | 7363.5558 | 7363.5558 | 7363.5558 | 7363.5558 | 7363.5558 | 7363.5558 | 7363.5558
[8 empty] | Hydropower - NSD 2 | Moderate | 7553.4042 | 7553.4042 | 7553.4042 | 7553.4042 | 7553.4042 | 7553.4042 | 7553.4042 | 7553.4042 | 7553.4042 | 7553.4042 | 7553.4042 | 7553.4042 | 7553.4042 | 7553.4042 | 7553.4042 | 7553.4042 | 7553.4042 | 7553.4042 | 7553.4042 | 7553.4042 | 7553.4042 | 7553.4042 | 7553.4042 | 7553.4042 | 7553.4042 | 7553.4042 | 7553.4042 | 7553.4042 | 7553.4042 | 7553.4042
[8 empty] | Hydropower - NSD 2 | Conservative | 7591.8005 | 7591.8005 | 7591.8005 | 7591.8005 | 7591.8005 | 7591.8005 | 7591.8005 | 7591.8005 | 7591.8005 | 7591.8005 | 7591.8005 | 7591.8005 | 7591.8005 | 7591.8005 | 7591.8005 | 7591.8005 | 7591.8005 | 7591.8005 | 7591.8005 | 7591.8005 | 7591.8005 | 7591.8005 | 7591.8005 | 7591.8005 | 7591.8005 | 7591.8005 | 7591.8005 | 7591.8005 | 7591.8005 | 7591.8005
[8 empty] | Hydropower - NSD 3 | Advanced | 7213.1703 | 7213.1703 | 7213.1703 | 7213.1703 | 7213.1703 | 7213.1703 | 7213.1703 | 7213.1703 | 7213.1703 | 7213.1703 | 7213.1703 | 7213.1703 | 7213.1703 | 7213.1703 | 7213.1703 | 7213.1703 | 7213.1703 | 7213.1703 | 7213.1703 | 7213.1703 | 7213.1703 | 7213.1703 | 7213.1703 | 7213.1703 | 7213.1703 | 7213.1703 | 7213.1703 | 7213.1703 | 7213.1703 | 7213.1703
[8 empty] | Hydropower - NSD 3 | Moderate | 7397.6859 | 7397.6859 | 7397.6859 | 7397.6859 | 7397.6859 | 7397.6859 | 7397.6859 | 7397.6859 | 7397.6859 | 7397.6859 | 7397.6859 | 7397.6859 | 7397.6859 | 7397.6859 | 7397.6859 | 7397.6859 | 7397.6859 | 7397.6859 | 7397.6859 | 7397.6859 | 7397.6859 | 7397.6859 | 7397.6859 | 7397.6859 | 7397.6859 | 7397.6859 | 7397.6859 | 7397.6859 | 7397.6859 | 7397.6859
[8 empty] | Hydropower - NSD 3 | Conservative | 7436.0822 | 7436.0822 | 7436.0822 | 7436.0822 | 7436.0822 | 7436.0822 | 7436.0822 | 7436.0822 | 7436.0822 | 7436.0822 | 7436.0822 | 7436.0822 | 7436.0822 | 7436.0822 | 7436.0822 | 7436.0822 | 7436.0822 | 7436.0822 | 7436.0822 | 7436.0822 | 7436.0822 | 7436.0822 | 7436.0822 | 7436.0822 | 7436.0822 | 7436.0822 | 7436.0822 | 7436.0822 | 7436.0822 | 7436.0822
[8 empty] | Hydropower - NSD 4 | Advanced | 6493.2398 | 6493.2398 | 6493.2398 | 6493.2398 | 6493.2398 | 6493.2398 | 6493.2398 | 6493.2398 | 6493.2398 | 6493.2398 | 6493.2398 | 6493.2398 | 6493.2398 | 6493.2398 | 6493.2398 | 6493.2398 | 6493.2398 | 6493.2398 | 6493.2398 | 6493.2398 | 6493.2398 | 6493.2398 | 6493.2398 | 6493.2398 | 6493.2398 | 6493.2398 | 6493.2398 | 6493.2398 | 6493.2398 | 6493.2398
[8 empty] | Hydropower - NSD 4 | Moderate | 6659.6238 | 6659.6238 | 6659.6238 | 6659.6238 | 6659.6238 | 6659.6238 | 6659.6238 | 6659.6238 | 6659.6238 | 6659.6238 | 6659.6238 | 6659.6238 | 6659.6238 | 6659.6238 | 6659.6238 | 6659.6238 | 6659.6238 | 6659.6238 | 6659.6238 | 6659.6238 | 6659.6238 | 6659.6238 | 6659.6238 | 6659.6238 | 6659.6238 | 6659.6238 | 6659.6238 | 6659.6238 | 6659.6238 | 6659.6238
[8 empty] | Hydropower - NSD 4 | Conservative | 6693.7538 | 6693.7538 | 6693.7538 | 6693.7538 | 6693.7538 | 6693.7538 | 6693.7538 | 6693.7538 | 6693.7538 | 6693.7538 | 6693.7538 | 6693.7538 | 6693.7538 | 6693.7538 | 6693.7538 | 6693.7538 | 6693.7538 | 6693.7538 | 6693.7538 | 6693.7538 | 6693.7538 | 6693.7538 | 6693.7538 | 6693.7538 | 6693.7538 | 6693.7538 | 6693.7538 | 6693.7538 | 6693.7538 | 6693.7538
[10 empty] | 2021 | 2022 | 2023 | 2024 | 2025 | 2026 | 2027 | 2028 | 2029 | 2030 | 2031 | 2032 | 2033 | 2034 | 2035 | 2036 | 2037 | 2038 | 2039 | 2040 | 2041 | 2042 | 2043 | 2044 | 2045 | 2046 | 2047 | 2048 | 2049 | 2050
[7 empty] | Construction Financing Cost ($/kW) | Hydropower - NPD 1 | Advanced | 187.7097 | 187.7097 | 187.7097 | 187.7097 | 187.7097 | 185.8459 | 183.9155 | 182.0517 | 180.188 | 178.3242 | 176.7266 | 175.0625 | 173.465 | 171.8675 | 170.27 | 168.6059 | 167.0083 | 165.4108 | 163.8133 | 162.1492 | 162.1492 | 162.1492 | 162.1492 | 162.1492 | 162.1492 | 162.1492 | 162.1492 | 162.1492 | 162.1492 | 162.1492
[8 empty] | Hydropower - NPD 1 | Moderate | 187.7097 | 187.7097 | 187.7097 | 187.7097 | 187.7097 | 187.7097 | 187.7097 | 187.7097 | 187.7097 | 187.7097 | 187.7097 | 187.7097 | 187.7097 | 187.7097 | 187.7097 | 187.7097 | 187.7097 | 187.7097 | 187.7097 | 180.188 | 180.188 | 180.188 | 180.188 | 180.188 | 180.188 | 180.188 | 180.188 | 180.188 | 180.188 | 180.188
[8 empty] | Hydropower - NPD 1 | Conservative | 187.7097 | 187.7097 | 187.7097 | 187.7097 | 187.7097 | 187.7097 | 187.7097 | 187.7097 | 187.7097 | 187.7097 | 187.7097 | 187.7097 | 187.7097 | 187.7097 | 187.7097 | 187.7097 | 187.7097 | 187.7097 | 187.7097 | 187.7097 | 187.7097 | 187.7097 | 187.7097 | 187.7097 | 187.7097 | 187.7097 | 187.7097 | 187.7097 | 187.7097 | 187.7097
[8 empty] | Hydropower - NPD 2 | Advanced | 368.0973 | 368.0973 | 368.0973 | 368.0973 | 368.0973 | 331.4207 | 294.6775 | 258.0009 | 221.3243 | 184.5812 | 182.9171 | 181.253 | 179.5889 | 177.9248 | 176.2607 | 174.5966 | 172.9325 | 171.2019 | 169.5378 | 167.8737 | 167.8737 | 167.8737 | 167.8737 | 167.8737 | 167.8737 | 167.8737 | 167.8737 | 167.8737 | 167.8737 | 167.8737
[8 empty] | Hydropower - NPD 2 | Moderate | 368.0973 | 368.0973 | 368.0973 | 368.0973 | 368.0973 | 350.7242 | 333.351 | 315.9779 | 298.6048 | 281.2317 | 263.792 | 246.4188 | 229.0457 | 211.6726 | 194.2995 | 194.2995 | 194.2995 | 194.2995 | 194.2995 | 186.5115 | 186.5115 | 186.5115 | 186.5115 | 186.5115 | 186.5115 | 186.5115 | 186.5115 | 186.5115 | 186.5115 | 186.5115
[8 empty] | Hydropower - NPD 2 | Conservative | 368.0973 | 368.0973 | 368.0973 | 368.0973 | 368.0973 | 368.0973 | 368.0973 | 368.0973 | 368.0973 | 368.0973 | 368.0973 | 368.0973 | 368.0973 | 368.0973 | 368.0973 | 368.0973 | 368.0973 | 368.0973 | 368.0973 | 368.0973 | 368.0973 | 368.0973 | 368.0973 | 368.0973 | 368.0973 | 368.0973 | 368.0973 | 368.0973 | 368.0973 | 368.0973
[8 empty] | Hydropower - NPD 3 | Advanced | 375.6856 | 375.6856 | 375.6856 | 375.6856 | 375.6856 | 341.2056 | 306.7921 | 272.3787 | 237.8987 | 203.4853 | 201.6215 | 199.8242 | 197.9605 | 196.0967 | 194.2995 | 192.4357 | 190.5719 | 188.7747 | 186.9109 | 185.0471 | 185.0471 | 185.0471 | 185.0471 | 185.0471 | 185.0471 | 185.0471 | 185.0471 | 185.0471 | 185.0471 | 185.0471
[8 empty] | Hydropower - NPD 3 | Moderate | 375.6856 | 375.6856 | 375.6856 | 375.6856 | 375.6856 | 359.5106 | 343.3356 | 327.2272 | 311.0522 | 294.9438 | 278.7688 | 262.6604 | 246.4854 | 230.3104 | 214.202 | 214.202 | 214.202 | 214.202 | 214.202 | 205.6153 | 205.6153 | 205.6153 | 205.6153 | 205.6153 | 205.6153 | 205.6153 | 205.6153 | 205.6153 | 205.6153 | 205.6153
[8 empty] | Hydropower - NPD 3 | Conservative | 375.6856 | 375.6856 | 375.6856 | 375.6856 | 375.6856 | 375.6856 | 375.6856 | 375.6856 | 375.6856 | 375.6856 | 375.6856 | 375.6856 | 375.6856 | 375.6856 | 375.6856 | 375.6856 | 375.6856 | 375.6856 | 375.6856 | 375.6856 | 375.6856 | 375.6856 | 375.6856 | 375.6856 | 375.6856 | 375.6856 | 375.6856 | 375.6856 | 375.6856 | 375.6856
[8 empty] | Hydropower - NPD 4 | Advanced | 824.5246 | 824.5246 | 824.5246 | 824.5246 | 824.5246 | 757.5615 | 690.5985 | 623.7019 | 556.7388 | 489.8423 | 485.3825 | 480.9893 | 476.5296 | 472.0698 | 467.6766 | 463.2168 | 458.7571 | 454.3639 | 449.9041 | 445.5109 | 445.5109 | 445.5109 | 445.5109 | 445.5109 | 445.5109 | 445.5109 | 445.5109 | 445.5109 | 445.5109 | 445.5109
[8 empty] | Hydropower - NPD 4 | Moderate | 824.5246 | 824.5246 | 824.5246 | 824.5246 | 824.5246 | 793.6391 | 762.687 | 731.8014 | 700.9158 | 670.0303 | 639.1447 | 608.2592 | 577.3736 | 546.488 | 515.6025 | 515.6025 | 515.6025 | 515.6025 | 515.6025 | 494.9677 | 494.9677 | 494.9677 | 494.9677 | 494.9677 | 494.9677 | 494.9677 | 494.9677 | 494.9677 | 494.9677 | 494.9677
[8 empty] | Hydropower - NPD 4 | Conservative | 824.5246 | 824.5246 | 824.5246 | 824.5246 | 824.5246 | 824.5246 | 824.5246 | 824.5246 | 824.5246 | 824.5246 | 824.5246 | 824.5246 | 824.5246 | 824.5246 | 824.5246 | 824.5246 | 824.5246 | 824.5246 | 824.5246 | 824.5246 | 824.5246 | 824.5246 | 824.5246 | 824.5246 | 824.5246 | 824.5246 | 824.5246 | 824.5246 | 824.5246 | 824.5246
[8 empty] | Hydropower - NPD 5 | Advanced | 302.2658 | 302.2658 | 302.2658 | 302.2658 | 302.2658 | 307.5243 | 312.7163 | 317.9083 | 323.1668 | 328.3588 | 325.43 | 322.4346 | 319.4392 | 316.5104 | 313.5151 | 310.5197 | 307.5909 | 304.5955 | 301.6002 | 298.6714 | 298.6714 | 298.6714 | 298.6714 | 298.6714 | 298.6714 | 298.6714 | 298.6714 | 298.6714 | 298.6714 | 298.6714
[8 empty] | Hydropower - NPD 5 | Moderate | 302.2658 | 302.2658 | 302.2658 | 302.2658 | 302.2658 | 306.659 | 310.9856 | 315.3123 | 319.6389 | 323.9656 | 328.2922 | 332.6188 | 337.012 | 341.3387 | 345.6653 | 345.6653 | 345.6653 | 345.6653 | 345.6653 | 331.8201 | 331.8201 | 331.8201 | 331.8201 | 331.8201 | 331.8201 | 331.8201 | 331.8201 | 331.8201 | 331.8201 | 331.8201
[8 empty] | Hydropower - NPD 5 | Conservative | 302.2658 | 302.2658 | 302.2658 | 302.2658 | 302.2658 | 302.2658 | 302.2658 | 302.2658 | 302.2658 | 302.2658 | 302.2658 | 302.2658 | 302.2658 | 302.2658 | 302.2658 | 302.2658 | 302.2658 | 302.2658 | 302.2658 | 302.2658 | 302.2658 | 302.2658 | 302.2658 | 302.2658 | 302.2658 | 302.2658 | 302.2658 | 302.2658 | 302.2658 | 302.2658
[8 empty] | Hydropower - NPD 6 | Advanced | 455.0961 | 455.0961 | 455.0961 | 455.0961 | 455.0961 | 462.9506 | 470.8051 | 478.6596 | 486.5141 | 494.3686 | 489.9089 | 485.4491 | 480.9893 | 476.463 | 472.0032 | 467.5435 | 463.0837 | 458.5574 | 454.0976 | 449.6378 | 449.6378 | 449.6378 | 449.6378 | 449.6378 | 449.6378 | 449.6378 | 449.6378 | 449.6378 | 449.6378 | 449.6378
[8 empty] | Hydropower - NPD 6 | Moderate | 455.0961 | 455.0961 | 455.0961 | 455.0961 | 455.0961 | 461.6193 | 468.1425 | 474.7324 | 481.2556 | 487.7788 | 494.3021 | 500.8253 | 507.3486 | 513.8718 | 520.3951 | 520.3951 | 520.3951 | 520.3951 | 520.3951 | 499.5606 | 499.5606 | 499.5606 | 499.5606 | 499.5606 | 499.5606 | 499.5606 | 499.5606 | 499.5606 | 499.5606 | 499.5606
[8 empty] | Hydropower - NPD 6 | Conservative | 455.0961 | 455.0961 | 455.0961 | 455.0961 | 455.0961 | 455.0961 | 455.0961 | 455.0961 | 455.0961 | 455.0961 | 455.0961 | 455.0961 | 455.0961 | 455.0961 | 455.0961 | 455.0961 | 455.0961 | 455.0961 | 455.0961 | 455.0961 | 455.0961 | 455.0961 | 455.0961 | 455.0961 | 455.0961 | 455.0961 | 455.0961 | 455.0961 | 455.0961 | 455.0961
[8 empty] | Hydropower - NPD 7 | Advanced | 914.7185 | 914.7185 | 914.7185 | 914.7185 | 914.7185 | 883.966 | 853.2136 | 822.4612 | 791.7087 | 760.9563 | 754.0337 | 747.1776 | 740.255 | 733.3989 | 726.4763 | 719.6202 | 712.6976 | 705.8415 | 698.9855 | 692.0629 | 692.0629 | 692.0629 | 692.0629 | 692.0629 | 692.0629 | 692.0629 | 692.0629 | 692.0629 | 692.0629 | 692.0629
[8 empty] | Hydropower - NPD 7 | Moderate | 914.7185 | 914.7185 | 914.7185 | 914.7185 | 914.7185 | 903.3361 | 891.9537 | 880.5713 | 869.1889 | 857.8731 | 846.4907 | 835.1083 | 823.7259 | 812.3435 | 801.0276 | 801.0276 | 801.0276 | 801.0276 | 801.0276 | 768.9439 | 768.9439 | 768.9439 | 768.9439 | 768.9439 | 768.9439 | 768.9439 | 768.9439 | 768.9439 | 768.9439 | 768.9439
[8 empty] | Hydropower - NPD 7 | Conservative | 914.7185 | 914.7185 | 914.7185 | 914.7185 | 914.7185 | 914.7185 | 914.7185 | 914.7185 | 914.7185 | 914.7185 | 914.7185 | 914.7185 | 914.7185 | 914.7185 | 914.7185 | 914.7185 | 914.7185 | 914.7185 | 914.7185 | 914.7185 | 914.7185 | 914.7185 | 914.7185 | 914.7185 | 914.7185 | 914.7185 | 914.7185 | 914.7185 | 914.7185 | 914.7185
[8 empty] | Hydropower - NPD 8 | Advanced | 1244.8744 | 1244.8744 | 1244.8744 | 1244.8744 | 1244.8744 | 1226.7691 | 1208.6638 | 1190.625 | 1172.5197 | 1154.4144 | 1143.9639 | 1133.5134 | 1123.0629 | 1112.6124 | 1102.1619 | 1091.7114 | 1081.2609 | 1070.8103 | 1060.3598 | 1049.9093 | 1049.9093 | 1049.9093 | 1049.9093 | 1049.9093 | 1049.9093 | 1049.9093 | 1049.9093 | 1049.9093 | 1049.9093 | 1049.9093
[8 empty] | Hydropower - NPD 8 | Moderate | 1244.8744 | 1244.8744 | 1244.8744 | 1244.8744 | 1244.8744 | 1241.8791 | 1238.8837 | 1235.9549 | 1232.9595 | 1230.0307 | 1227.0354 | 1224.1066 | 1221.1112 | 1218.1824 | 1215.187 | 1215.187 | 1215.187 | 1215.187 | 1215.187 | 1166.5955 | 1166.5955 | 1166.5955 | 1166.5955 | 1166.5955 | 1166.5955 | 1166.5955 | 1166.5955 | 1166.5955 | 1166.5955 | 1166.5955
[8 empty] | Hydropower - NPD 8 | Conservative | 1244.8744 | 1244.8744 | 1244.8744 | 1244.8744 | 1244.8744 | 1244.8744 | 1244.8744 | 1244.8744 | 1244.8744 | 1244.8744 | 1244.8744 | 1244.8744 | 1244.8744 | 1244.8744 | 1244.8744 | 1244.8744 | 1244.8744 | 1244.8744 | 1244.8744 | 1244.8744 | 1244.8744 | 1244.8744 | 1244.8744 | 1244.8744 | 1244.8744 | 1244.8744 | 1244.8744 | 1244.8744 | 1244.8744 | 1244.8744
[8 empty] | Hydropower - NSD 1 | Advanced | 514.8037 | 514.8037 | 514.8037 | 514.8037 | 514.8037 | 514.8037 | 514.8037 | 514.8037 | 514.8037 | 514.8037 | 514.8037 | 514.8037 | 514.8037 | 514.8037 | 514.8037 | 514.8037 | 514.8037 | 514.8037 | 514.8037 | 514.8037 | 514.8037 | 514.8037 | 514.8037 | 514.8037 | 514.8037 | 514.8037 | 514.8037 | 514.8037 | 514.8037 | 514.8037
[8 empty] | Hydropower - NSD 1 | Moderate | 528.0499 | 528.0499 | 528.0499 | 528.0499 | 528.0499 | 528.0499 | 528.0499 | 528.0499 | 528.0499 | 528.0499 | 528.0499 | 528.0499 | 528.0499 | 528.0499 | 528.0499 | 528.0499 | 528.0499 | 528.0499 | 528.0499 | 528.0499 | 528.0499 | 528.0499 | 528.0499 | 528.0499 | 528.0499 | 528.0499 | 528.0499 | 528.0499 | 528.0499 | 528.0499
[8 empty] | Hydropower - NSD 1 | Conservative | 530.7124 | 530.7124 | 530.7124 | 530.7124 | 530.7124 | 530.7124 | 530.7124 | 530.7124 | 530.7124 | 530.7124 | 530.7124 | 530.7124 | 530.7124 | 530.7124 | 530.7124 | 530.7124 | 530.7124 | 530.7124 | 530.7124 | 530.7124 | 530.7124 | 530.7124 | 530.7124 | 530.7124 | 530.7124 | 530.7124 | 530.7124 | 530.7124 | 530.7124 | 530.7124
[8 empty] | Hydropower - NSD 2 | Advanced | 459.5558 | 459.5558 | 459.5558 | 459.5558 | 459.5558 | 459.5558 | 459.5558 | 459.5558 | 459.5558 | 459.5558 | 459.5558 | 459.5558 | 459.5558 | 459.5558 | 459.5558 | 459.5558 | 459.5558 | 459.5558 | 459.5558 | 459.5558 | 459.5558 | 459.5558 | 459.5558 | 459.5558 | 459.5558 | 459.5558 | 459.5558 | 459.5558 | 459.5558 | 459.5558
[8 empty] | Hydropower - NSD 2 | Moderate | 471.4042 | 471.4042 | 471.4042 | 471.4042 | 471.4042 | 471.4042 | 471.4042 | 471.4042 | 471.4042 | 471.4042 | 471.4042 | 471.4042 | 471.4042 | 471.4042 | 471.4042 | 471.4042 | 471.4042 | 471.4042 | 471.4042 | 471.4042 | 471.4042 | 471.4042 | 471.4042 | 471.4042 | 471.4042 | 471.4042 | 471.4042 | 471.4042 | 471.4042 | 471.4042
[8 empty] | Hydropower - NSD 2 | Conservative | 473.8005 | 473.8005 | 473.8005 | 473.8005 | 473.8005 | 473.8005 | 473.8005 | 473.8005 | 473.8005 | 473.8005 | 473.8005 | 473.8005 | 473.8005 | 473.8005 | 473.8005 | 473.8005 | 473.8005 | 473.8005 | 473.8005 | 473.8005 | 473.8005 | 473.8005 | 473.8005 | 473.8005 | 473.8005 | 473.8005 | 473.8005 | 473.8005 | 473.8005 | 473.8005
[8 empty] | Hydropower - NSD 3 | Advanced | 450.1703 | 450.1703 | 450.1703 | 450.1703 | 450.1703 | 450.1703 | 450.1703 | 450.1703 | 450.1703 | 450.1703 | 450.1703 | 450.1703 | 450.1703 | 450.1703 | 450.1703 | 450.1703 | 450.1703 | 450.1703 | 450.1703 | 450.1703 | 450.1703 | 450.1703 | 450.1703 | 450.1703 | 450.1703 | 450.1703 | 450.1703 | 450.1703 | 450.1703 | 450.1703
[8 empty] | Hydropower - NSD 3 | Moderate | 461.6859 | 461.6859 | 461.6859 | 461.6859 | 461.6859 | 461.6859 | 461.6859 | 461.6859 | 461.6859 | 461.6859 | 461.6859 | 461.6859 | 461.6859 | 461.6859 | 461.6859 | 461.6859 | 461.6859 | 461.6859 | 461.6859 | 461.6859 | 461.6859 | 461.6859 | 461.6859 | 461.6859 | 461.6859 | 461.6859 | 461.6859 | 461.6859 | 461.6859 | 461.6859
[8 empty] | Hydropower - NSD 3 | Conservative | 464.0822 | 464.0822 | 464.0822 | 464.0822 | 464.0822 | 464.0822 | 464.0822 | 464.0822 | 464.0822 | 464.0822 | 464.0822 | 464.0822 | 464.0822 | 464.0822 | 464.0822 | 464.0822 | 464.0822 | 464.0822 | 464.0822 | 464.0822 | 464.0822 | 464.0822 | 464.0822 | 464.0822 | 464.0822 | 464.0822 | 464.0822 | 464.0822 | 464.0822 | 464.0822
[8 empty] | Hydropower - NSD 4 | Advanced | 405.2398 | 405.2398 | 405.2398 | 405.2398 | 405.2398 | 405.2398 | 405.2398 | 405.2398 | 405.2398 | 405.2398 | 405.2398 | 405.2398 | 405.2398 | 405.2398 | 405.2398 | 405.2398 | 405.2398 | 405.2398 | 405.2398 | 405.2398 | 405.2398 | 405.2398 | 405.2398 | 405.2398 | 405.2398 | 405.2398 | 405.2398 | 405.2398 | 405.2398 | 405.2398
[8 empty] | Hydropower - NSD 4 | Moderate | 415.6238 | 415.6238 | 415.6238 | 415.6238 | 415.6238 | 415.6238 | 415.6238 | 415.6238 | 415.6238 | 415.6238 | 415.6238 | 415.6238 | 415.6238 | 415.6238 | 415.6238 | 415.6238 | 415.6238 | 415.6238 | 415.6238 | 415.6238 | 415.6238 | 415.6238 | 415.6238 | 415.6238 | 415.6238 | 415.6238 | 415.6238 | 415.6238 | 415.6238 | 415.6238
[8 empty] | Hydropower - NSD 4 | Conservative | 417.7538 | 417.7538 | 417.7538 | 417.7538 | 417.7538 | 417.7538 | 417.7538 | 417.7538 | 417.7538 | 417.7538 | 417.7538 | 417.7538 | 417.7538 | 417.7538 | 417.7538 | 417.7538 | 417.7538 | 417.7538 | 417.7538 | 417.7538 | 417.7538 | 417.7538 | 417.7538 | 417.7538 | 417.7538 | 417.7538 | 417.7538 | 417.7538 | 417.7538 | 417.7538
[10 empty] | 2021 | 2022 | 2023 | 2024 | 2025 | 2026 | 2027 | 2028 | 2029 | 2030 | 2031 | 2032 | 2033 | 2034 | 2035 | 2036 | 2037 | 2038 | 2039 | 2040 | 2041 | 2042 | 2043 | 2044 | 2045 | 2046 | 2047 | 2048 | 2049 | 2050
[7 empty] | Overnight Capital Cost ($/kW) | Hydropower - NPD 1 | Advanced | 2820 | 2820 | 2820 | 2820 | 2820 | 2792 | 2763 | 2735 | 2707 | 2679 | 2655 | 2630 | 2606 | 2582 | 2558 | 2533 | 2509 | 2485 | 2461 | 2436 | 2436 | 2436 | 2436 | 2436 | 2436 | 2436 | 2436 | 2436 | 2436 | 2436
[8 empty] | Hydropower - NPD 1 | Moderate | 2820 | 2820 | 2820 | 2820 | 2820 | 2820 | 2820 | 2820 | 2820 | 2820 | 2820 | 2820 | 2820 | 2820 | 2820 | 2820 | 2820 | 2820 | 2820 | 2707 | 2707 | 2707 | 2707 | 2707 | 2707 | 2707 | 2707 | 2707 | 2707 | 2707
[8 empty] | Hydropower - NPD 1 | Conservative | 2820 | 2820 | 2820 | 2820 | 2820 | 2820 | 2820 | 2820 | 2820 | 2820 | 2820 | 2820 | 2820 | 2820 | 2820 | 2820 | 2820 | 2820 | 2820 | 2820 | 2820 | 2820 | 2820 | 2820 | 2820 | 2820 | 2820 | 2820 | 2820 | 2820
[8 empty] | Hydropower - NPD 2 | Advanced | 5530 | 5530 | 5530 | 5530 | 5530 | 4979 | 4427 | 3876 | 3325 | 2773 | 2748 | 2723 | 2698 | 2673 | 2648 | 2623 | 2598 | 2572 | 2547 | 2522 | 2522 | 2522 | 2522 | 2522 | 2522 | 2522 | 2522 | 2522 | 2522 | 2522
[8 empty] | Hydropower - NPD 2 | Moderate | 5530 | 5530 | 5530 | 5530 | 5530 | 5269 | 5008 | 4747 | 4486 | 4225 | 3963 | 3702 | 3441 | 3180 | 2919 | 2919 | 2919 | 2919 | 2919 | 2802 | 2802 | 2802 | 2802 | 2802 | 2802 | 2802 | 2802 | 2802 | 2802 | 2802
[8 empty] | Hydropower - NPD 2 | Conservative | 5530 | 5530 | 5530 | 5530 | 5530 | 5530 | 5530 | 5530 | 5530 | 5530 | 5530 | 5530 | 5530 | 5530 | 5530 | 5530 | 5530 | 5530 | 5530 | 5530 | 5530 | 5530 | 5530 | 5530 | 5530 | 5530 | 5530 | 5530 | 5530 | 5530
[8 empty] | Hydropower - NPD 3 | Advanced | 5644 | 5644 | 5644 | 5644 | 5644 | 5126 | 4609 | 4092 | 3574 | 3057 | 3029 | 3002 | 2974 | 2946 | 2919 | 2891 | 2863 | 2836 | 2808 | 2780 | 2780 | 2780 | 2780 | 2780 | 2780 | 2780 | 2780 | 2780 | 2780 | 2780
[8 empty] | Hydropower - NPD 3 | Moderate | 5644 | 5644 | 5644 | 5644 | 5644 | 5401 | 5158 | 4916 | 4673 | 4431 | 4188 | 3946 | 3703 | 3460 | 3218 | 3218 | 3218 | 3218 | 3218 | 3089 | 3089 | 3089 | 3089 | 3089 | 3089 | 3089 | 3089 | 3089 | 3089 | 3089
[8 empty] | Hydropower - NPD 3 | Conservative | 5644 | 5644 | 5644 | 5644 | 5644 | 5644 | 5644 | 5644 | 5644 | 5644 | 5644 | 5644 | 5644 | 5644 | 5644 | 5644 | 5644 | 5644 | 5644 | 5644 | 5644 | 5644 | 5644 | 5644 | 5644 | 5644 | 5644 | 5644 | 5644 | 5644
[8 empty] | Hydropower - NPD 4 | Advanced | 12387 | 12387 | 12387 | 12387 | 12387 | 11381 | 10375 | 9370 | 8364 | 7359 | 7292 | 7226 | 7159 | 7092 | 7026 | 6959 | 6892 | 6826 | 6759 | 6693 | 6693 | 6693 | 6693 | 6693 | 6693 | 6693 | 6693 | 6693 | 6693 | 6693
[8 empty] | Hydropower - NPD 4 | Moderate | 12387 | 12387 | 12387 | 12387 | 12387 | 11923 | 11458 | 10994 | 10530 | 10066 | 9602 | 9138 | 8674 | 8210 | 7746 | 7746 | 7746 | 7746 | 7746 | 7436 | 7436 | 7436 | 7436 | 7436 | 7436 | 7436 | 7436 | 7436 | 7436 | 7436
[8 empty] | Hydropower - NPD 4 | Conservative | 12387 | 12387 | 12387 | 12387 | 12387 | 12387 | 12387 | 12387 | 12387 | 12387 | 12387 | 12387 | 12387 | 12387 | 12387 | 12387 | 12387 | 12387 | 12387 | 12387 | 12387 | 12387 | 12387 | 12387 | 12387 | 12387 | 12387 | 12387 | 12387 | 12387
[8 empty] | Hydropower - NPD 5 | Advanced | 4541 | 4541 | 4541 | 4541 | 4541 | 4620 | 4698 | 4776 | 4855 | 4933 | 4889 | 4844 | 4799 | 4755 | 4710 | 4665 | 4621 | 4576 | 4531 | 4487 | 4487 | 4487 | 4487 | 4487 | 4487 | 4487 | 4487 | 4487 | 4487 | 4487
[8 empty] | Hydropower - NPD 5 | Moderate | 4541 | 4541 | 4541 | 4541 | 4541 | 4607 | 4672 | 4737 | 4802 | 4867 | 4932 | 4997 | 5063 | 5128 | 5193 | 5193 | 5193 | 5193 | 5193 | 4985 | 4985 | 4985 | 4985 | 4985 | 4985 | 4985 | 4985 | 4985 | 4985 | 4985
[8 empty] | Hydropower - NPD 5 | Conservative | 4541 | 4541 | 4541 | 4541 | 4541 | 4541 | 4541 | 4541 | 4541 | 4541 | 4541 | 4541 | 4541 | 4541 | 4541 | 4541 | 4541 | 4541 | 4541 | 4541 | 4541 | 4541 | 4541 | 4541 | 4541 | 4541 | 4541 | 4541 | 4541 | 4541
[8 empty] | Hydropower - NPD 6 | Advanced | 6837 | 6837 | 6837 | 6837 | 6837 | 6955 | 7073 | 7191 | 7309 | 7427 | 7360 | 7293 | 7226 | 7158 | 7091 | 7024 | 6957 | 6889 | 6822 | 6755 | 6755 | 6755 | 6755 | 6755 | 6755 | 6755 | 6755 | 6755 | 6755 | 6755
[8 empty] | Hydropower - NPD 6 | Moderate | 6837 | 6837 | 6837 | 6837 | 6837 | 6935 | 7033 | 7132 | 7230 | 7328 | 7426 | 7524 | 7622 | 7720 | 7818 | 7818 | 7818 | 7818 | 7818 | 7505 | 7505 | 7505 | 7505 | 7505 | 7505 | 7505 | 7505 | 7505 | 7505 | 7505
[8 empty] | Hydropower - NPD 6 | Conservative | 6837 | 6837 | 6837 | 6837 | 6837 | 6837 | 6837 | 6837 | 6837 | 6837 | 6837 | 6837 | 6837 | 6837 | 6837 | 6837 | 6837 | 6837 | 6837 | 6837 | 6837 | 6837 | 6837 | 6837 | 6837 | 6837 | 6837 | 6837 | 6837 | 6837
[8 empty] | Hydropower - NPD 7 | Advanced | 13742 | 13742 | 13742 | 13742 | 13742 | 13280 | 12818 | 12356 | 11894 | 11432 | 11328 | 11225 | 11121 | 11018 | 10914 | 10811 | 10707 | 10604 | 10501 | 10397 | 10397 | 10397 | 10397 | 10397 | 10397 | 10397 | 10397 | 10397 | 10397 | 10397
[8 empty] | Hydropower - NPD 7 | Moderate | 13742 | 13742 | 13742 | 13742 | 13742 | 13571 | 13400 | 13229 | 13058 | 12888 | 12717 | 12546 | 12375 | 12204 | 12034 | 12034 | 12034 | 12034 | 12034 | 11552 | 11552 | 11552 | 11552 | 11552 | 11552 | 11552 | 11552 | 11552 | 11552 | 11552
[8 empty] | Hydropower - NPD 7 | Conservative | 13742 | 13742 | 13742 | 13742 | 13742 | 13742 | 13742 | 13742 | 13742 | 13742 | 13742 | 13742 | 13742 | 13742 | 13742 | 13742 | 13742 | 13742 | 13742 | 13742 | 13742 | 13742 | 13742 | 13742 | 13742 | 13742 | 13742 | 13742 | 13742 | 13742
[8 empty] | Hydropower - NPD 8 | Advanced | 18702 | 18702 | 18702 | 18702 | 18702 | 18430 | 18158 | 17887 | 17615 | 17343 | 17186 | 17029 | 16872 | 16715 | 16558 | 16401 | 16244 | 16087 | 15930 | 15773 | 15773 | 15773 | 15773 | 15773 | 15773 | 15773 | 15773 | 15773 | 15773 | 15773
[8 empty] | Hydropower - NPD 8 | Moderate | 18702 | 18702 | 18702 | 18702 | 18702 | 18657 | 18612 | 18568 | 18523 | 18479 | 18434 | 18390 | 18345 | 18301 | 18256 | 18256 | 18256 | 18256 | 18256 | 17526 | 17526 | 17526 | 17526 | 17526 | 17526 | 17526 | 17526 | 17526 | 17526 | 17526
[8 empty] | Hydropower - NPD 8 | Conservative | 18702 | 18702 | 18702 | 18702 | 18702 | 18702 | 18702 | 18702 | 18702 | 18702 | 18702 | 18702 | 18702 | 18702 | 18702 | 18702 | 18702 | 18702 | 18702 | 18702 | 18702 | 18702 | 18702 | 18702 | 18702 | 18702 | 18702 | 18702 | 18702 | 18702
[8 empty] | Hydropower - NSD 1 | Advanced | 7734 | 7734 | 7734 | 7734 | 7734 | 7734 | 7734 | 7734 | 7734 | 7734 | 7734 | 7734 | 7734 | 7734 | 7734 | 7734 | 7734 | 7734 | 7734 | 7734 | 7734 | 7734 | 7734 | 7734 | 7734 | 7734 | 7734 | 7734 | 7734 | 7734
[8 empty] | Hydropower - NSD 1 | Moderate | 7933 | 7933 | 7933 | 7933 | 7933 | 7933 | 7933 | 7933 | 7933 | 7933 | 7933 | 7933 | 7933 | 7933 | 7933 | 7933 | 7933 | 7933 | 7933 | 7933 | 7933 | 7933 | 7933 | 7933 | 7933 | 7933 | 7933 | 7933 | 7933 | 7933
[8 empty] | Hydropower - NSD 1 | Conservative | 7973 | 7973 | 7973 | 7973 | 7973 | 7973 | 7973 | 7973 | 7973 | 7973 | 7973 | 7973 | 7973 | 7973 | 7973 | 7973 | 7973 | 7973 | 7973 | 7973 | 7973 | 7973 | 7973 | 7973 | 7973 | 7973 | 7973 | 7973 | 7973 | 7973
[8 empty] | Hydropower - NSD 2 | Advanced | 6904 | 6904 | 6904 | 6904 | 6904 | 6904 | 6904 | 6904 | 6904 | 6904 | 6904 | 6904 | 6904 | 6904 | 6904 | 6904 | 6904 | 6904 | 6904 | 6904 | 6904 | 6904 | 6904 | 6904 | 6904 | 6904 | 6904 | 6904 | 6904 | 6904
[8 empty] | Hydropower - NSD 2 | Moderate | 7082 | 7082 | 7082 | 7082 | 7082 | 7082 | 7082 | 7082 | 7082 | 7082 | 7082 | 7082 | 7082 | 7082 | 7082 | 7082 | 7082 | 7082 | 7082 | 7082 | 7082 | 7082 | 7082 | 7082 | 7082 | 7082 | 7082 | 7082 | 7082 | 7082
[8 empty] | Hydropower - NSD 2 | Conservative | 7118 | 7118 | 7118 | 7118 | 7118 | 7118 | 7118 | 7118 | 7118 | 7118 | 7118 | 7118 | 7118 | 7118 | 7118 | 7118 | 7118 | 7118 | 7118 | 7118 | 7118 | 7118 | 7118 | 7118 | 7118 | 7118 | 7118 | 7118 | 7118 | 7118
[8 empty] | Hydropower - NSD 3 | Advanced | 6763 | 6763 | 6763 | 6763 | 6763 | 6763 | 6763 | 6763 | 6763 | 6763 | 6763 | 6763 | 6763 | 6763 | 6763 | 6763 | 6763 | 6763 | 6763 | 6763 | 6763 | 6763 | 6763 | 6763 | 6763 | 6763 | 6763 | 6763 | 6763 | 6763
[8 empty] | Hydropower - NSD 3 | Moderate | 6936 | 6936 | 6936 | 6936 | 6936 | 6936 | 6936 | 6936 | 6936 | 6936 | 6936 | 6936 | 6936 | 6936 | 6936 | 6936 | 6936 | 6936 | 6936 | 6936 | 6936 | 6936 | 6936 | 6936 | 6936 | 6936 | 6936 | 6936 | 6936 | 6936
[8 empty] | Hydropower - NSD 3 | Conservative | 6972 | 6972 | 6972 | 6972 | 6972 | 6972 | 6972 | 6972 | 6972 | 6972 | 6972 | 6972 | 6972 | 6972 | 6972 | 6972 | 6972 | 6972 | 6972 | 6972 | 6972 | 6972 | 6972 | 6972 | 6972 | 6972 | 6972 | 6972 | 6972 | 6972
[8 empty] | Hydropower - NSD 4 | Advanced | 6088 | 6088 | 6088 | 6088 | 6088 | 6088 | 6088 | 6088 | 6088 | 6088 | 6088 | 6088 | 6088 | 6088 | 6088 | 6088 | 6088 | 6088 | 6088 | 6088 | 6088 | 6088 | 6088 | 6088 | 6088 | 6088 | 6088 | 6088 | 6088 | 6088
[8 empty] | Hydropower - NSD 4 | Moderate | 6244 | 6244 | 6244 | 6244 | 6244 | 6244 | 6244 | 6244 | 6244 | 6244 | 6244 | 6244 | 6244 | 6244 | 6244 | 6244 | 6244 | 6244 | 6244 | 6244 | 6244 | 6244 | 6244 | 6244 | 6244 | 6244 | 6244 | 6244 | 6244 | 6244
[8 empty] | Hydropower - NSD 4 | Conservative | 6276 | 6276 | 6276 | 6276 | 6276 | 6276 | 6276 | 6276 | 6276 | 6276 | 6276 | 6276 | 6276 | 6276 | 6276 | 6276 | 6276 | 6276 | 6276 | 6276 | 6276 | 6276 | 6276 | 6276 | 6276 | 6276 | 6276 | 6276 | 6276 | 6276
[10 empty] | 2021 | 2022 | 2023 | 2024 | 2025 | 2026 | 2027 | 2028 | 2029 | 2030 | 2031 | 2032 | 2033 | 2034 | 2035 | 2036 | 2037 | 2038 | 2039 | 2040 | 2041 | 2042 | 2043 | 2044 | 2045 | 2046 | 2047 | 2048 | 2049 | 2050
[7 empty] | Fixed Operation and Maintenance Expenses ($/kW-yr) | Hydropower - NPD 1 | Advanced | 85 | 85 | 85 | 85 | 85 | 85 | 85 | 85 | 85 | 81 | 81 | 81 | 81 | 81 | 81 | 81 | 81 | 81 | 81 | 74 | 74 | 74 | 74 | 74 | 74 | 74 | 74 | 74 | 74 | 74
[8 empty] | Hydropower - NPD 1 | Moderate | 85 | 85 | 85 | 85 | 85 | 85 | 85 | 85 | 85 | 85 | 85 | 85 | 85 | 85 | 85 | 85 | 85 | 85 | 85 | 82 | 82 | 82 | 82 | 82 | 82 | 82 | 82 | 82 | 82 | 82
[8 empty] | Hydropower - NPD 1 | Conservative | 85 | 85 | 85 | 85 | 85 | 85 | 85 | 85 | 85 | 85 | 85 | 85 | 85 | 85 | 85 | 85 | 85 | 85 | 85 | 85 | 85 | 85 | 85 | 85 | 85 | 85 | 85 | 85 | 85 | 85
[8 empty] | Hydropower - NPD 2 | Advanced | 87 | 87 | 87 | 87 | 87 | 87 | 87 | 87 | 87 | 82 | 82 | 82 | 82 | 82 | 82 | 82 | 82 | 82 | 82 | 75 | 75 | 75 | 75 | 75 | 75 | 75 | 75 | 75 | 75 | 75
[8 empty] | Hydropower - NPD 2 | Moderate | 87 | 87 | 87 | 87 | 87 | 87 | 87 | 87 | 87 | 87 | 87 | 87 | 87 | 87 | 87 | 87 | 87 | 87 | 87 | 83 | 83 | 83 | 83 | 83 | 83 | 83 | 83 | 83 | 83 | 83
[8 empty] | Hydropower - NPD 2 | Conservative | 87 | 87 | 87 | 87 | 87 | 87 | 87 | 87 | 87 | 87 | 87 | 87 | 87 | 87 | 87 | 87 | 87 | 87 | 87 | 87 | 87 | 87 | 87 | 87 | 87 | 87 | 87 | 87 | 87 | 87
[8 empty] | Hydropower - NPD 3 | Advanced | 104 | 104 | 104 | 104 | 104 | 104 | 104 | 104 | 104 | 99 | 99 | 99 | 99 | 99 | 99 | 99 | 99 | 99 | 99 | 90 | 90 | 90 | 90 | 90 | 90 | 90 | 90 | 90 | 90 | 90
[8 empty] | Hydropower - NPD 3 | Moderate | 104 | 104 | 104 | 104 | 104 | 104 | 104 | 104 | 104 | 104 | 104 | 104 | 104 | 104 | 104 | 104 | 104 | 104 | 104 | 100 | 100 | 100 | 100 | 100 | 100 | 100 | 100 | 100 | 100 | 100
[8 empty] | Hydropower - NPD 3 | Conservative | 104 | 104 | 104 | 104 | 104 | 104 | 104 | 104 | 104 | 104 | 104 | 104 | 104 | 104 | 104 | 104 | 104 | 104 | 104 | 104 | 104 | 104 | 104 | 104 | 104 | 104 | 104 | 104 | 104 | 104
[8 empty] | Hydropower - NPD 4 | Advanced | 174 | 174 | 174 | 174 | 174 | 174 | 174 | 174 | 174 | 166 | 166 | 166 | 166 | 166 | 166 | 166 | 166 | 166 | 166 | 151 | 151 | 151 | 151 | 151 | 151 | 151 | 151 | 151 | 151 | 151
[8 empty] | Hydropower - NPD 4 | Moderate | 174 | 174 | 174 | 174 | 174 | 174 | 174 | 174 | 174 | 174 | 174 | 174 | 174 | 174 | 174 | 174 | 174 | 174 | 174 | 167 | 167 | 167 | 167 | 167 | 167 | 167 | 167 | 167 | 167 | 167
[8 empty] | Hydropower - NPD 4 | Conservative | 174 | 174 | 174 | 174 | 174 | 174 | 174 | 174 | 174 | 174 | 174 | 174 | 174 | 174 | 174 | 174 | 174 | 174 | 174 | 174 | 174 | 174 | 174 | 174 | 174 | 174 | 174 | 174 | 174 | 174
[8 empty] | Hydropower - NPD 5 | Advanced | 32 | 32 | 32 | 32 | 32 | 32 | 32 | 32 | 32 | 30 | 30 | 30 | 30 | 30 | 30 | 30 | 30 | 30 | 30 | 28 | 28 | 28 | 28 | 28 | 28 | 28 | 28 | 28 | 28 | 28
[8 empty] | Hydropower - NPD 5 | Moderate | 32 | 32 | 32 | 32 | 32 | 32 | 32 | 32 | 32 | 32 | 32 | 32 | 32 | 32 | 32 | 32 | 32 | 32 | 32 | 31 | 31 | 31 | 31 | 31 | 31 | 31 | 31 | 31 | 31 | 31
[8 empty] | Hydropower - NPD 5 | Conservative | 32 | 32 | 32 | 32 | 32 | 32 | 32 | 32 | 32 | 32 | 32 | 32 | 32 | 32 | 32 | 32 | 32 | 32 | 32 | 32 | 32 | 32 | 32 | 32 | 32 | 32 | 32 | 32 | 32 | 32
[8 empty] | Hydropower - NPD 6 | Advanced | 36 | 36 | 36 | 36 | 36 | 36 | 36 | 36 | 36 | 34 | 34 | 34 | 34 | 34 | 34 | 34 | 34 | 34 | 34 | 31 | 31 | 31 | 31 | 31 | 31 | 31 | 31 | 31 | 31 | 31
[8 empty] | Hydropower - NPD 6 | Moderate | 36 | 36 | 36 | 36 | 36 | 36 | 36 | 36 | 36 | 36 | 36 | 36 | 36 | 36 | 36 | 36 | 36 | 36 | 36 | 34 | 34 | 34 | 34 | 34 | 34 | 34 | 34 | 34 | 34 | 34
[8 empty] | Hydropower - NPD 6 | Conservative | 36 | 36 | 36 | 36 | 36 | 36 | 36 | 36 | 36 | 36 | 36 | 36 | 36 | 36 | 36 | 36 | 36 | 36 | 36 | 36 | 36 | 36 | 36 | 36 | 36 | 36 | 36 | 36 | 36 | 36
[8 empty] | Hydropower - NPD 7 | Advanced | 62 | 62 | 62 | 62 | 62 | 62 | 62 | 62 | 62 | 59 | 59 | 59 | 59 | 59 | 59 | 59 | 59 | 59 | 59 | 53 | 53 | 53 | 53 | 53 | 53 | 53 | 53 | 53 | 53 | 53
[8 empty] | Hydropower - NPD 7 | Moderate | 62 | 62 | 62 | 62 | 62 | 62 | 62 | 62 | 62 | 62 | 62 | 62 | 62 | 62 | 62 | 62 | 62 | 62 | 62 | 59 | 59 | 59 | 59 | 59 | 59 | 59 | 59 | 59 | 59 | 59
[8 empty] | Hydropower - NPD 7 | Conservative | 62 | 62 | 62 | 62 | 62 | 62 | 62 | 62 | 62 | 62 | 62 | 62 | 62 | 62 | 62 | 62 | 62 | 62 | 62 | 62 | 62 | 62 | 62 | 62 | 62 | 62 | 62 | 62 | 62 | 62
[8 empty] | Hydropower - NPD 8 | Advanced | 189 | 189 | 189 | 189 | 189 | 189 | 189 | 189 | 189 | 180 | 180 | 180 | 180 | 180 | 180 | 180 | 180 | 180 | 180 | 163 | 163 | 163 | 163 | 163 | 163 | 163 | 163 | 163 | 163 | 163
[8 empty] | Hydropower - NPD 8 | Moderate | 189 | 189 | 189 | 189 | 189 | 189 | 189 | 189 | 189 | 189 | 189 | 189 | 189 | 189 | 189 | 189 | 189 | 189 | 189 | 181 | 181 | 181 | 181 | 181 | 181 | 181 | 181 | 181 | 181 | 181
[8 empty] | Hydropower - NPD 8 | Conservative | 189 | 189 | 189 | 189 | 189 | 189 | 189 | 189 | 189 | 189 | 189 | 189 | 189 | 189 | 189 | 189 | 189 | 189 | 189 | 189 | 189 | 189 | 189 | 189 | 189 | 189 | 189 | 189 | 189 | 189
[8 empty] | Hydropower - NSD 1 | Advanced | 120 | 116 | 112 | 108 | 104 | 101 | 98 | 94 | 91 | 88 | 85 | 82 | 79 | 76 | 74 | 71 | 71 | 71 | 70 | 70 | 70 | 69 | 69 | 68 | 68 | 68 | 67 | 67 | 67 | 66
[8 empty] | Hydropower - NSD 1 | Moderate | 143 | 143 | 143 | 143 | 143 | 143 | 143 | 143 | 143 | 143 | 143 | 143 | 143 | 143 | 143 | 143 | 143 | 143 | 143 | 143 | 143 | 143 | 143 | 143 | 143 | 143 | 143 | 143 | 143 | 143
[8 empty] | Hydropower - NSD 1 | Conservative | 143 | 143 | 143 | 143 | 143 | 143 | 143 | 143 | 143 | 143 | 143 | 143 | 143 | 143 | 143 | 143 | 143 | 143 | 143 | 143 | 143 | 143 | 143 | 143 | 143 | 143 | 143 | 143 | 143 | 143
[8 empty] | Hydropower - NSD 2 | Advanced | 39 | 38 | 36 | 35 | 34 | 33 | 32 | 31 | 30 | 29 | 28 | 26 | 25 | 25 | 24 | 23 | 23 | 23 | 23 | 22 | 22 | 22 | 22 | 22 | 22 | 22 | 22 | 22 | 21 | 21
[8 empty] | Hydropower - NSD 2 | Moderate | 47 | 47 | 47 | 47 | 47 | 47 | 47 | 47 | 47 | 47 | 47 | 47 | 47 | 47 | 47 | 47 | 47 | 47 | 47 | 47 | 47 | 47 | 47 | 47 | 47 | 47 | 47 | 47 | 47 | 47
[8 empty] | Hydropower - NSD 2 | Conservative | 47 | 47 | 47 | 47 | 47 | 47 | 47 | 47 | 47 | 47 | 47 | 47 | 47 | 47 | 47 | 47 | 47 | 47 | 47 | 47 | 47 | 47 | 47 | 47 | 47 | 47 | 47 | 47 | 47 | 47
[8 empty] | Hydropower - NSD 3 | Advanced | 112 | 109 | 105 | 102 | 99 | 95 | 91 | 89 | 86 | 83 | 79 | 77 | 74 | 72 | 70 | 67 | 67 | 67 | 66 | 66 | 66 | 65 | 65 | 65 | 64 | 64 | 64 | 63 | 63 | 63
[8 empty] | Hydropower - NSD 3 | Moderate | 135 | 135 | 135 | 135 | 135 | 135 | 135 | 135 | 135 | 135 | 135 | 135 | 135 | 135 | 135 | 135 | 135 | 135 | 135 | 135 | 135 | 135 | 135 | 135 | 135 | 135 | 135 | 135 | 135 | 135
[8 empty] | Hydropower - NSD 3 | Conservative | 135 | 135 | 135 | 135 | 135 | 135 | 135 | 135 | 135 | 135 | 135 | 135 | 135 | 135 | 135 | 135 | 135 | 135 | 135 | 135 | 135 | 135 | 135 | 135 | 135 | 135 | 135 | 135 | 135 | 135
[8 empty] | Hydropower - NSD 4 | Advanced | 28 | 26 | 25 | 25 | 24 | 23 | 22 | 22 | 21 | 20 | 20 | 19 | 18 | 18 | 17 | 17 | 16 | 16 | 16 | 16 | 16 | 16 | 16 | 16 | 16 | 16 | 16 | 16 | 16 | 15
[8 empty] | Hydropower - NSD 4 | Moderate | 33 | 33 | 33 | 33 | 33 | 33 | 33 | 33 | 33 | 33 | 33 | 33 | 33 | 33 | 33 | 33 | 33 | 33 | 33 | 33 | 33 | 33 | 33 | 33 | 33 | 33 | 33 | 33 | 33 | 33
[8 empty] | Hydropower - NSD 4 | Conservative | 33 | 33 | 33 | 33 | 33 | 33 | 33 | 33 | 33 | 33 | 33 | 33 | 33 | 33 | 33 | 33 | 33 | 33 | 33 | 33 | 33 | 33 | 33 | 33 | 33 | 33 | 33 | 33 | 33 | 33
[10 empty] | 2021 | 2022 | 2023 | 2024 | 2025 | 2026 | 2027 | 2028 | 2029 | 2030 | 2031 | 2032 | 2033 | 2034 | 2035 | 2036 | 2037 | 2038 | 2039 | 2040 | 2041 | 2042 | 2043 | 2044 | 2045 | 2046 | 2047 | 2048 | 2049 | 2050
[7 empty] | Variable Operation and Maintenance Expenses ($/MWh) | Hydropower - NPD 1 | Advanced | 0 | 0 | 0 | 0 | 0 | 0 | 0 | 0 | 0 | 0 | 0 | 0 | 0 | 0 | 0 | 0 | 0 | 0 | 0 | 0 | 0 | 0 | 0 | 0 | 0 | 0 | 0 | 0 | 0 | 0
[8 empty] | Hydropower - NPD 1 | Moderate | 0 | 0 | 0 | 0 | 0 | 0 | 0 | 0 | 0 | 0 | 0 | 0 | 0 | 0 | 0 | 0 | 0 | 0 | 0 | 0 | 0 | 0 | 0 | 0 | 0 | 0 | 0 | 0 | 0 | 0
[8 empty] | Hydropower - NPD 1 | Conservative | 0 | 0 | 0 | 0 | 0 | 0 | 0 | 0 | 0 | 0 | 0 | 0 | 0 | 0 | 0 | 0 | 0 | 0 | 0 | 0 | 0 | 0 | 0 | 0 | 0 | 0 | 0 | 0 | 0 | 0
[8 empty] | Hydropower - NPD 2 | Advanced | 0 | 0 | 0 | 0 | 0 | 0 | 0 | 0 | 0 | 0 | 0 | 0 | 0 | 0 | 0 | 0 | 0 | 0 | 0 | 0 | 0 | 0 | 0 | 0 | 0 | 0 | 0 | 0 | 0 | 0
[8 empty] | Hydropower - NPD 2 | Moderate | 0 | 0 | 0 | 0 | 0 | 0 | 0 | 0 | 0 | 0 | 0 | 0 | 0 | 0 | 0 | 0 | 0 | 0 | 0 | 0 | 0 | 0 | 0 | 0 | 0 | 0 | 0 | 0 | 0 | 0
[8 empty] | Hydropower - NPD 2 | Conservative | 0 | 0 | 0 | 0 | 0 | 0 | 0 | 0 | 0 | 0 | 0 | 0 | 0 | 0 | 0 | 0 | 0 | 0 | 0 | 0 | 0 | 0 | 0 | 0 | 0 | 0 | 0 | 0 | 0 | 0
[8 empty] | Hydropower - NPD 3 | Advanced | 0 | 0 | 0 | 0 | 0 | 0 | 0 | 0 | 0 | 0 | 0 | 0 | 0 | 0 | 0 | 0 | 0 | 0 | 0 | 0 | 0 | 0 | 0 | 0 | 0 | 0 | 0 | 0 | 0 | 0
[8 empty] | Hydropower - NPD 3 | Moderate | 0 | 0 | 0 | 0 | 0 | 0 | 0 | 0 | 0 | 0 | 0 | 0 | 0 | 0 | 0 | 0 | 0 | 0 | 0 | 0 | 0 | 0 | 0 | 0 | 0 | 0 | 0 | 0 | 0 | 0
[8 empty] | Hydropower - NPD 3 | Conservative | 0 | 0 | 0 | 0 | 0 | 0 | 0 | 0 | 0 | 0 | 0 | 0 | 0 | 0 | 0 | 0 | 0 | 0 | 0 | 0 | 0 | 0 | 0 | 0 | 0 | 0 | 0 | 0 | 0 | 0
[8 empty] | Hydropower - NPD 4 | Advanced | 0 | 0 | 0 | 0 | 0 | 0 | 0 | 0 | 0 | 0 | 0 | 0 | 0 | 0 | 0 | 0 | 0 | 0 | 0 | 0 | 0 | 0 | 0 | 0 | 0 | 0 | 0 | 0 | 0 | 0
[8 empty] | Hydropower - NPD 4 | Moderate | 0 | 0 | 0 | 0 | 0 | 0 | 0 | 0 | 0 | 0 | 0 | 0 | 0 | 0 | 0 | 0 | 0 | 0 | 0 | 0 | 0 | 0 | 0 | 0 | 0 | 0 | 0 | 0 | 0 | 0
[8 empty] | Hydropower - NPD 4 | Conservative | 0 | 0 | 0 | 0 | 0 | 0 | 0 | 0 | 0 | 0 | 0 | 0 | 0 | 0 | 0 | 0 | 0 | 0 | 0 | 0 | 0 | 0 | 0 | 0 | 0 | 0 | 0 | 0 | 0 | 0
[8 empty] | Hydropower - NPD 5 | Advanced | 0 | 0 | 0 | 0 | 0 | 0 | 0 | 0 | 0 | 0 | 0 | 0 | 0 | 0 | 0 | 0 | 0 | 0 | 0 | 0 | 0 | 0 | 0 | 0 | 0 | 0 | 0 | 0 | 0 | 0
[8 empty] | Hydropower - NPD 5 | Moderate | 0 | 0 | 0 | 0 | 0 | 0 | 0 | 0 | 0 | 0 | 0 | 0 | 0 | 0 | 0 | 0 | 0 | 0 | 0 | 0 | 0 | 0 | 0 | 0 | 0 | 0 | 0 | 0 | 0 | 0
[8 empty] | Hydropower - NPD 5 | Conservative | 0 | 0 | 0 | 0 | 0 | 0 | 0 | 0 | 0 | 0 | 0 | 0 | 0 | 0 | 0 | 0 | 0 | 0 | 0 | 0 | 0 | 0 | 0 | 0 | 0 | 0 | 0 | 0 | 0 | 0
[8 empty] | Hydropower - NPD 6 | Advanced | 0 | 0 | 0 | 0 | 0 | 0 | 0 | 0 | 0 | 0 | 0 | 0 | 0 | 0 | 0 | 0 | 0 | 0 | 0 | 0 | 0 | 0 | 0 | 0 | 0 | 0 | 0 | 0 | 0 | 0
[8 empty] | Hydropower - NPD 6 | Moderate | 0 | 0 | 0 | 0 | 0 | 0 | 0 | 0 | 0 | 0 | 0 | 0 | 0 | 0 | 0 | 0 | 0 | 0 | 0 | 0 | 0 | 0 | 0 | 0 | 0 | 0 | 0 | 0 | 0 | 0
[8 empty] | Hydropower - NPD 6 | Conservative | 0 | 0 | 0 | 0 | 0 | 0 | 0 | 0 | 0 | 0 | 0 | 0 | 0 | 0 | 0 | 0 | 0 | 0 | 0 | 0 | 0 | 0 | 0 | 0 | 0 | 0 | 0 | 0 | 0 | 0
[8 empty] | Hydropower - NPD 7 | Advanced | 0 | 0 | 0 | 0 | 0 | 0 | 0 | 0 | 0 | 0 | 0 | 0 | 0 | 0 | 0 | 0 | 0 | 0 | 0 | 0 | 0 | 0 | 0 | 0 | 0 | 0 | 0 | 0 | 0 | 0
[8 empty] | Hydropower - NPD 7 | Moderate | 0 | 0 | 0 | 0 | 0 | 0 | 0 | 0 | 0 | 0 | 0 | 0 | 0 | 0 | 0 | 0 | 0 | 0 | 0 | 0 | 0 | 0 | 0 | 0 | 0 | 0 | 0 | 0 | 0 | 0
[8 empty] | Hydropower - NPD 7 | Conservative | 0 | 0 | 0 | 0 | 0 | 0 | 0 | 0 | 0 | 0 | 0 | 0 | 0 | 0 | 0 | 0 | 0 | 0 | 0 | 0 | 0 | 0 | 0 | 0 | 0 | 0 | 0 | 0 | 0 | 0
[8 empty] | Hydropower - NPD 8 | Advanced | 0 | 0 | 0 | 0 | 0 | 0 | 0 | 0 | 0 | 0 | 0 | 0 | 0 | 0 | 0 | 0 | 0 | 0 | 0 | 0 | 0 | 0 | 0 | 0 | 0 | 0 | 0 | 0 | 0 | 0
[8 empty] | Hydropower - NPD 8 | Moderate | 0 | 0 | 0 | 0 | 0 | 0 | 0 | 0 | 0 | 0 | 0 | 0 | 0 | 0 | 0 | 0 | 0 | 0 | 0 | 0 | 0 | 0 | 0 | 0 | 0 | 0 | 0 | 0 | 0 | 0
[8 empty] | Hydropower - NPD 8 | Conservative | 0 | 0 | 0 | 0 | 0 | 0 | 0 | 0 | 0 | 0 | 0 | 0 | 0 | 0 | 0 | 0 | 0 | 0 | 0 | 0 | 0 | 0 | 0 | 0 | 0 | 0 | 0 | 0 | 0 | 0
[8 empty] | Hydropower - NSD 1 | Advanced | 0 | 0 | 0 | 0 | 0 | 0 | 0 | 0 | 0 | 0 | 0 | 0 | 0 | 0 | 0 | 0 | 0 | 0 | 0 | 0 | 0 | 0 | 0 | 0 | 0 | 0 | 0 | 0 | 0 | 0
[8 empty] | Hydropower - NSD 1 | Moderate | 0 | 0 | 0 | 0 | 0 | 0 | 0 | 0 | 0 | 0 | 0 | 0 | 0 | 0 | 0 | 0 | 0 | 0 | 0 | 0 | 0 | 0 | 0 | 0 | 0 | 0 | 0 | 0 | 0 | 0
[8 empty] | Hydropower - NSD 1 | Conservative | 0 | 0 | 0 | 0 | 0 | 0 | 0 | 0 | 0 | 0 | 0 | 0 | 0 | 0 | 0 | 0 | 0 | 0 | 0 | 0 | 0 | 0 | 0 | 0 | 0 | 0 | 0 | 0 | 0 | 0
[8 empty] | Hydropower - NSD 2 | Advanced | 0 | 0 | 0 | 0 | 0 | 0 | 0 | 0 | 0 | 0 | 0 | 0 | 0 | 0 | 0 | 0 | 0 | 0 | 0 | 0 | 0 | 0 | 0 | 0 | 0 | 0 | 0 | 0 | 0 | 0
[8 empty] | Hydropower - NSD 2 | Moderate | 0 | 0 | 0 | 0 | 0 | 0 | 0 | 0 | 0 | 0 | 0 | 0 | 0 | 0 | 0 | 0 | 0 | 0 | 0 | 0 | 0 | 0 | 0 | 0 | 0 | 0 | 0 | 0 | 0 | 0
[8 empty] | Hydropower - NSD 2 | Conservative | 0 | 0 | 0 | 0 | 0 | 0 | 0 | 0 | 0 | 0 | 0 | 0 | 0 | 0 | 0 | 0 | 0 | 0 | 0 | 0 | 0 | 0 | 0 | 0 | 0 | 0 | 0 | 0 | 0 | 0
[8 empty] | Hydropower - NSD 3 | Advanced | 0 | 0 | 0 | 0 | 0 | 0 | 0 | 0 | 0 | 0 | 0 | 0 | 0 | 0 | 0 | 0 | 0 | 0 | 0 | 0 | 0 | 0 | 0 | 0 | 0 | 0 | 0 | 0 | 0 | 0
[8 empty] | Hydropower - NSD 3 | Moderate | 0 | 0 | 0 | 0 | 0 | 0 | 0 | 0 | 0 | 0 | 0 | 0 | 0 | 0 | 0 | 0 | 0 | 0 | 0 | 0 | 0 | 0 | 0 | 0 | 0 | 0 | 0 | 0 | 0 | 0
[8 empty] | Hydropower - NSD 3 | Conservative | 0 | 0 | 0 | 0 | 0 | 0 | 0 | 0 | 0 | 0 | 0 | 0 | 0 | 0 | 0 | 0 | 0 | 0 | 0 | 0 | 0 | 0 | 0 | 0 | 0 | 0 | 0 | 0 | 0 | 0
[8 empty] | Hydropower - NSD 4 | Advanced | 0 | 0 | 0 | 0 | 0 | 0 | 0 | 0 | 0 | 0 | 0 | 0 | 0 | 0 | 0 | 0 | 0 | 0 | 0 | 0 | 0 | 0 | 0 | 0 | 0 | 0 | 0 | 0 | 0 | 0
[8 empty] | Hydropower - NSD 4 | Moderate | 0 | 0 | 0 | 0 | 0 | 0 | 0 | 0 | 0 | 0 | 0 | 0 | 0 | 0 | 0 | 0 | 0 | 0 | 0 | 0 | 0 | 0 | 0 | 0 | 0 | 0 | 0 | 0 | 0 | 0
[8 empty] | Hydropower - NSD 4 | Conservative | 0 | 0 | 0 | 0 | 0 | 0 | 0 | 0 | 0 | 0 | 0 | 0 | 0 | 0 | 0 | 0 | 0 | 0 | 0 | 0 | 0 | 0 | 0 | 0 | 0 | 0 | 0 | 0 | 0 | 0
[10 empty] | 2021 | 2022 | 2023 | 2024 | 2025 | 2026 | 2027 | 2028 | 2029 | 2030 | 2031 | 2032 | 2033 | 2034 | 2035 | 2036 | 2037 | 2038 | 2039 | 2040 | 2041 | 2042 | 2043 | 2044 | 2045 | 2046 | 2047 | 2048 | 2049 | 2050
[5 empty] | Grid Connection Costs |  | Grid Connection Costs (GCC) ($/kW) | Hydropower - NPD 1 | Advanced | 0 | 0 | 0 | 0 | 0 | 0 | 0 | 0 | 0 | 0 | 0 | 0 | 0 | 0 | 0 | 0 | 0 | 0 | 0 | 0 | 0 | 0 | 0 | 0 | 0 | 0 | 0 | 0 | 0 | 0
[8 empty] | Hydropower - NPD 1 | Moderate | 0 | 0 | 0 | 0 | 0 | 0 | 0 | 0 | 0 | 0 | 0 | 0 | 0 | 0 | 0 | 0 | 0 | 0 | 0 | 0 | 0 | 0 | 0 | 0 | 0 | 0 | 0 | 0 | 0 | 0
[8 empty] | Hydropower - NPD 1 | Conservative | 0 | 0 | 0 | 0 | 0 | 0 | 0 | 0 | 0 | 0 | 0 | 0 | 0 | 0 | 0 | 0 | 0 | 0 | 0 | 0 | 0 | 0 | 0 | 0 | 0 | 0 | 0 | 0 | 0 | 0
[8 empty] | Hydropower - NPD 2 | Advanced | 0 | 0 | 0 | 0 | 0 | 0 | 0 | 0 | 0 | 0 | 0 | 0 | 0 | 0 | 0 | 0 | 0 | 0 | 0 | 0 | 0 | 0 | 0 | 0 | 0 | 0 | 0 | 0 | 0 | 0
[8 empty] | Hydropower - NPD 2 | Moderate | 0 | 0 | 0 | 0 | 0 | 0 | 0 | 0 | 0 | 0 | 0 | 0 | 0 | 0 | 0 | 0 | 0 | 0 | 0 | 0 | 0 | 0 | 0 | 0 | 0 | 0 | 0 | 0 | 0 | 0
[8 empty] | Hydropower - NPD 2 | Conservative | 0 | 0 | 0 | 0 | 0 | 0 | 0 | 0 | 0 | 0 | 0 | 0 | 0 | 0 | 0 | 0 | 0 | 0 | 0 | 0 | 0 | 0 | 0 | 0 | 0 | 0 | 0 | 0 | 0 | 0
[8 empty] | Hydropower - NPD 3 | Advanced | 0 | 0 | 0 | 0 | 0 | 0 | 0 | 0 | 0 | 0 | 0 | 0 | 0 | 0 | 0 | 0 | 0 | 0 | 0 | 0 | 0 | 0 | 0 | 0 | 0 | 0 | 0 | 0 | 0 | 0
[8 empty] | Hydropower - NPD 3 | Moderate | 0 | 0 | 0 | 0 | 0 | 0 | 0 | 0 | 0 | 0 | 0 | 0 | 0 | 0 | 0 | 0 | 0 | 0 | 0 | 0 | 0 | 0 | 0 | 0 | 0 | 0 | 0 | 0 | 0 | 0
[8 empty] | Hydropower - NPD 3 | Conservative | 0 | 0 | 0 | 0 | 0 | 0 | 0 | 0 | 0 | 0 | 0 | 0 | 0 | 0 | 0 | 0 | 0 | 0 | 0 | 0 | 0 | 0 | 0 | 0 | 0 | 0 | 0 | 0 | 0 | 0
[8 empty] | Hydropower - NPD 4 | Advanced | 0 | 0 | 0 | 0 | 0 | 0 | 0 | 0 | 0 | 0 | 0 | 0 | 0 | 0 | 0 | 0 | 0 | 0 | 0 | 0 | 0 | 0 | 0 | 0 | 0 | 0 | 0 | 0 | 0 | 0
[8 empty] | Hydropower - NPD 4 | Moderate | 0 | 0 | 0 | 0 | 0 | 0 | 0 | 0 | 0 | 0 | 0 | 0 | 0 | 0 | 0 | 0 | 0 | 0 | 0 | 0 | 0 | 0 | 0 | 0 | 0 | 0 | 0 | 0 | 0 | 0
[8 empty] | Hydropower - NPD 4 | Conservative | 0 | 0 | 0 | 0 | 0 | 0 | 0 | 0 | 0 | 0 | 0 | 0 | 0 | 0 | 0 | 0 | 0 | 0 | 0 | 0 | 0 | 0 | 0 | 0 | 0 | 0 | 0 | 0 | 0 | 0
[8 empty] | Hydropower - NPD 5 | Advanced | 0 | 0 | 0 | 0 | 0 | 0 | 0 | 0 | 0 | 0 | 0 | 0 | 0 | 0 | 0 | 0 | 0 | 0 | 0 | 0 | 0 | 0 | 0 | 0 | 0 | 0 | 0 | 0 | 0 | 0
[8 empty] | Hydropower - NPD 5 | Moderate | 0 | 0 | 0 | 0 | 0 | 0 | 0 | 0 | 0 | 0 | 0 | 0 | 0 | 0 | 0 | 0 | 0 | 0 | 0 | 0 | 0 | 0 | 0 | 0 | 0 | 0 | 0 | 0 | 0 | 0
[8 empty] | Hydropower - NPD 5 | Conservative | 0 | 0 | 0 | 0 | 0 | 0 | 0 | 0 | 0 | 0 | 0 | 0 | 0 | 0 | 0 | 0 | 0 | 0 | 0 | 0 | 0 | 0 | 0 | 0 | 0 | 0 | 0 | 0 | 0 | 0
[8 empty] | Hydropower - NPD 6 | Advanced | 0 | 0 | 0 | 0 | 0 | 0 | 0 | 0 | 0 | 0 | 0 | 0 | 0 | 0 | 0 | 0 | 0 | 0 | 0 | 0 | 0 | 0 | 0 | 0 | 0 | 0 | 0 | 0 | 0 | 0
[8 empty] | Hydropower - NPD 6 | Moderate | 0 | 0 | 0 | 0 | 0 | 0 | 0 | 0 | 0 | 0 | 0 | 0 | 0 | 0 | 0 | 0 | 0 | 0 | 0 | 0 | 0 | 0 | 0 | 0 | 0 | 0 | 0 | 0 | 0 | 0
[8 empty] | Hydropower - NPD 6 | Conservative | 0 | 0 | 0 | 0 | 0 | 0 | 0 | 0 | 0 | 0 | 0 | 0 | 0 | 0 | 0 | 0 | 0 | 0 | 0 | 0 | 0 | 0 | 0 | 0 | 0 | 0 | 0 | 0 | 0 | 0
[8 empty] | Hydropower - NPD 7 | Advanced | 0 | 0 | 0 | 0 | 0 | 0 | 0 | 0 | 0 | 0 | 0 | 0 | 0 | 0 | 0 | 0 | 0 | 0 | 0 | 0 | 0 | 0 | 0 | 0 | 0 | 0 | 0 | 0 | 0 | 0
[8 empty] | Hydropower - NPD 7 | Moderate | 0 | 0 | 0 | 0 | 0 | 0 | 0 | 0 | 0 | 0 | 0 | 0 | 0 | 0 | 0 | 0 | 0 | 0 | 0 | 0 | 0 | 0 | 0 | 0 | 0 | 0 | 0 | 0 | 0 | 0
[8 empty] | Hydropower - NPD 7 | Conservative | 0 | 0 | 0 | 0 | 0 | 0 | 0 | 0 | 0 | 0 | 0 | 0 | 0 | 0 | 0 | 0 | 0 | 0 | 0 | 0 | 0 | 0 | 0 | 0 | 0 | 0 | 0 | 0 | 0 | 0
[8 empty] | Hydropower - NPD 8 | Advanced | 0 | 0 | 0 | 0 | 0 | 0 | 0 | 0 | 0 | 0 | 0 | 0 | 0 | 0 | 0 | 0 | 0 | 0 | 0 | 0 | 0 | 0 | 0 | 0 | 0 | 0 | 0 | 0 | 0 | 0
[8 empty] | Hydropower - NPD 8 | Moderate | 0 | 0 | 0 | 0 | 0 | 0 | 0 | 0 | 0 | 0 | 0 | 0 | 0 | 0 | 0 | 0 | 0 | 0 | 0 | 0 | 0 | 0 | 0 | 0 | 0 | 0 | 0 | 0 | 0 | 0
[8 empty] | Hydropower - NPD 8 | Conservative | 0 | 0 | 0 | 0 | 0 | 0 | 0 | 0 | 0 | 0 | 0 | 0 | 0 | 0 | 0 | 0 | 0 | 0 | 0 | 0 | 0 | 0 | 0 | 0 | 0 | 0 | 0 | 0 | 0 | 0
[8 empty] | Hydropower - NSD 1 | Advanced | 0 | 0 | 0 | 0 | 0 | 0 | 0 | 0 | 0 | 0 | 0 | 0 | 0 | 0 | 0 | 0 | 0 | 0 | 0 | 0 | 0 | 0 | 0 | 0 | 0 | 0 | 0 | 0 | 0 | 0
[8 empty] | Hydropower - NSD 1 | Moderate | 0 | 0 | 0 | 0 | 0 | 0 | 0 | 0 | 0 | 0 | 0 | 0 | 0 | 0 | 0 | 0 | 0 | 0 | 0 | 0 | 0 | 0 | 0 | 0 | 0 | 0 | 0 | 0 | 0 | 0
[8 empty] | Hydropower - NSD 1 | Conservative | 0 | 0 | 0 | 0 | 0 | 0 | 0 | 0 | 0 | 0 | 0 | 0 | 0 | 0 | 0 | 0 | 0 | 0 | 0 | 0 | 0 | 0 | 0 | 0 | 0 | 0 | 0 | 0 | 0 | 0
[8 empty] | Hydropower - NSD 2 | Advanced | 0 | 0 | 0 | 0 | 0 | 0 | 0 | 0 | 0 | 0 | 0 | 0 | 0 | 0 | 0 | 0 | 0 | 0 | 0 | 0 | 0 | 0 | 0 | 0 | 0 | 0 | 0 | 0 | 0 | 0
[8 empty] | Hydropower - NSD 2 | Moderate | 0 | 0 | 0 | 0 | 0 | 0 | 0 | 0 | 0 | 0 | 0 | 0 | 0 | 0 | 0 | 0 | 0 | 0 | 0 | 0 | 0 | 0 | 0 | 0 | 0 | 0 | 0 | 0 | 0 | 0
[8 empty] | Hydropower - NSD 2 | Conservative | 0 | 0 | 0 | 0 | 0 | 0 | 0 | 0 | 0 | 0 | 0 | 0 | 0 | 0 | 0 | 0 | 0 | 0 | 0 | 0 | 0 | 0 | 0 | 0 | 0 | 0 | 0 | 0 | 0 | 0
[8 empty] | Hydropower - NSD 3 | Advanced | 0 | 0 | 0 | 0 | 0 | 0 | 0 | 0 | 0 | 0 | 0 | 0 | 0 | 0 | 0 | 0 | 0 | 0 | 0 | 0 | 0 | 0 | 0 | 0 | 0 | 0 | 0 | 0 | 0 | 0
[8 empty] | Hydropower - NSD 3 | Moderate | 0 | 0 | 0 | 0 | 0 | 0 | 0 | 0 | 0 | 0 | 0 | 0 | 0 | 0 | 0 | 0 | 0 | 0 | 0 | 0 | 0 | 0 | 0 | 0 | 0 | 0 | 0 | 0 | 0 | 0
[8 empty] | Hydropower - NSD 3 | Conservative | 0 | 0 | 0 | 0 | 0 | 0 | 0 | 0 | 0 | 0 | 0 | 0 | 0 | 0 | 0 | 0 | 0 | 0 | 0 | 0 | 0 | 0 | 0 | 0 | 0 | 0 | 0 | 0 | 0 | 0
[8 empty] | Hydropower - NSD 4 | Advanced | 0 | 0 | 0 | 0 | 0 | 0 | 0 | 0 | 0 | 0 | 0 | 0 | 0 | 0 | 0 | 0 | 0 | 0 | 0 | 0 | 0 | 0 | 0 | 0 | 0 | 0 | 0 | 0 | 0 | 0
[8 empty] | Hydropower - NSD 4 | Moderate | 0 | 0 | 0 | 0 | 0 | 0 | 0 | 0 | 0 | 0 | 0 | 0 | 0 | 0 | 0 | 0 | 0 | 0 | 0 | 0 | 0 | 0 | 0 | 0 | 0 | 0 | 0 | 0 | 0 | 0
[8 empty] | Hydropower - NSD 4 | Conservative | 0 | 0 | 0 | 0 | 0 | 0 | 0 | 0 | 0 | 0 | 0 | 0 | 0 | 0 | 0 | 0 | 0 | 0 | 0 | 0 | 0 | 0 | 0 | 0 | 0 | 0 | 0 | 0 | 0 | 0
[10 empty] | 2021 | 2022 | 2023 | 2024 | 2025 | 2026 | 2027 | 2028 | 2029 | 2030 | 2031 | 2032 | 2033 | 2034 | 2035 | 2036 | 2037 | 2038 | 2039 | 2040 | 2041 | 2042 | 2043 | 2044 | 2045 | 2046 | 2047 | 2048 | 2049 | 2050
[5 empty] | LCOE |  | Levelized Cost of Energy ($/MWh) | Hydropower - NPD 1 | Advanced | 78.0813 | 78.0813 | 78.0813 | 78.0813 | 78.0813 | 77.598 | 77.0974 | 76.614 | 76.1307 | 74.2637 | 73.8494 | 73.4179 | 73.0036 | 72.5893 | 72.175 | 71.7435 | 71.3292 | 70.915 | 70.5007 | 67.6477 | 67.6477 | 67.6477 | 67.6477 | 67.6477 | 67.6477 | 67.6477 | 67.6477 | 67.6477 | 67.6477 | 67.6477
[8 empty] | Hydropower - NPD 1 | Moderate | 78.0813 | 78.0813 | 78.0813 | 78.0813 | 78.0813 | 78.0813 | 78.0813 | 78.0813 | 78.0813 | 78.0813 | 78.0813 | 78.0813 | 78.0813 | 78.0813 | 78.0813 | 78.0813 | 78.0813 | 78.0813 | 78.0813 | 75.0929 | 75.0929 | 75.0929 | 75.0929 | 75.0929 | 75.0929 | 75.0929 | 75.0929 | 75.0929 | 75.0929 | 75.0929
[8 empty] | Hydropower - NPD 1 | Conservative | 78.0813 | 78.0813 | 78.0813 | 78.0813 | 78.0813 | 78.0813 | 78.0813 | 78.0813 | 78.0813 | 78.0813 | 78.0813 | 78.0813 | 78.0813 | 78.0813 | 78.0813 | 78.0813 | 78.0813 | 78.0813 | 78.0813 | 78.0813 | 78.0813 | 78.0813 | 78.0813 | 78.0813 | 78.0813 | 78.0813 | 78.0813 | 78.0813 | 78.0813 | 78.0813
[8 empty] | Hydropower - NPD 2 | Advanced | 101.0541 | 101.0541 | 101.0541 | 101.0541 | 101.0541 | 93.3988 | 85.7296 | 78.0743 | 70.419 | 66.2017 | 65.8269 | 65.4521 | 65.0774 | 64.7026 | 64.3279 | 63.9531 | 63.5784 | 63.1886 | 62.8138 | 60.3362 | 60.3362 | 60.3362 | 60.3362 | 60.3362 | 60.3362 | 60.3362 | 60.3362 | 60.3362 | 60.3362 | 60.3362
[8 empty] | Hydropower - NPD 2 | Moderate | 101.0541 | 101.0541 | 101.0541 | 101.0541 | 101.0541 | 97.4279 | 93.8017 | 90.1755 | 86.5493 | 89.4696 | 85.5422 | 81.6297 | 77.7172 | 73.8048 | 69.8923 | 69.8923 | 69.8923 | 69.8923 | 69.8923 | 66.9368 | 66.9368 | 66.9368 | 66.9368 | 66.9368 | 66.9368 | 66.9368 | 66.9368 | 66.9368 | 66.9368 | 66.9368
[8 empty] | Hydropower - NPD 2 | Conservative | 101.0541 | 101.0541 | 101.0541 | 101.0541 | 101.0541 | 101.0541 | 101.0541 | 101.0541 | 101.0541 | 101.0541 | 101.0541 | 101.0541 | 101.0541 | 101.0541 | 101.0541 | 101.0541 | 101.0541 | 101.0541 | 101.0541 | 101.0541 | 101.0541 | 101.0541 | 101.0541 | 101.0541 | 101.0541 | 101.0541 | 101.0541 | 101.0541 | 101.0541 | 101.0541
[8 empty] | Hydropower - NPD 3 | Advanced | 133.4006 | 133.4006 | 133.4006 | 133.4006 | 133.4006 | 124.4591 | 115.5348 | 106.6106 | 97.6691 | 89.7345 | 89.236 | 88.7554 | 88.257 | 87.7585 | 87.2779 | 86.7795 | 86.2811 | 85.8004 | 85.302 | 81.593 | 81.593 | 81.593 | 81.593 | 81.593 | 81.593 | 81.593 | 81.593 | 81.593 | 81.593 | 81.593
[8 empty] | Hydropower - NPD 3 | Moderate | 133.4006 | 133.4006 | 133.4006 | 133.4006 | 133.4006 | 129.206 | 125.0114 | 120.8341 | 116.6396 | 115.9767 | 111.6511 | 107.3432 | 103.0176 | 98.6919 | 94.3841 | 94.3841 | 94.3841 | 94.3841 | 94.3841 | 90.6608 | 90.6608 | 90.6608 | 90.6608 | 90.6608 | 90.6608 | 90.6608 | 90.6608 | 90.6608 | 90.6608 | 90.6608
[8 empty] | Hydropower - NPD 3 | Conservative | 133.4006 | 133.4006 | 133.4006 | 133.4006 | 133.4006 | 133.4006 | 133.4006 | 133.4006 | 133.4006 | 133.4006 | 133.4006 | 133.4006 | 133.4006 | 133.4006 | 133.4006 | 133.4006 | 133.4006 | 133.4006 | 133.4006 | 133.4006 | 133.4006 | 133.4006 | 133.4006 | 133.4006 | 133.4006 | 133.4006 | 133.4006 | 133.4006 | 133.4006 | 133.4006
[8 empty] | Hydropower - NPD 4 | Advanced | 237.9562 | 237.9562 | 237.9562 | 237.9562 | 237.9562 | 222.8759 | 207.7957 | 192.7304 | 177.6501 | 160.1816 | 159.1772 | 158.1879 | 157.1835 | 156.1792 | 155.1898 | 154.1855 | 153.1811 | 152.1917 | 151.1874 | 145.6919 | 145.6919 | 145.6919 | 145.6919 | 145.6919 | 145.6919 | 145.6919 | 145.6919 | 145.6919 | 145.6919 | 145.6919
[8 empty] | Hydropower - NPD 4 | Moderate | 237.9562 | 237.9562 | 237.9562 | 237.9562 | 237.9562 | 231.0007 | 224.0302 | 217.0747 | 210.1192 | 203.1636 | 196.2081 | 189.2526 | 182.2971 | 175.3416 | 168.3861 | 168.3861 | 168.3861 | 168.3861 | 168.3861 | 161.6362 | 161.6362 | 161.6362 | 161.6362 | 161.6362 | 161.6362 | 161.6362 | 161.6362 | 161.6362 | 161.6362 | 161.6362
[8 empty] | Hydropower - NPD 4 | Conservative | 237.9562 | 237.9562 | 237.9562 | 237.9562 | 237.9562 | 237.9562 | 237.9562 | 237.9562 | 237.9562 | 237.9562 | 237.9562 | 237.9562 | 237.9562 | 237.9562 | 237.9562 | 237.9562 | 237.9562 | 237.9562 | 237.9562 | 237.9562 | 237.9562 | 237.9562 | 237.9562 | 237.9562 | 237.9562 | 237.9562 | 237.9562 | 237.9562 | 237.9562 | 237.9562
[8 empty] | Hydropower - NPD 5 | Advanced | 70.2856 | 70.2856 | 70.2856 | 70.2856 | 70.2856 | 71.3571 | 72.415 | 73.4729 | 74.5443 | 56.2939 | 55.8464 | 55.3886 | 54.9309 | 54.4833 | 54.0256 | 53.5679 | 53.1203 | 52.6625 | 52.2048 | 51.3495 | 51.3495 | 51.3495 | 51.3495 | 51.3495 | 51.3495 | 51.3495 | 51.3495 | 51.3495 | 51.3495 | 51.3495
[8 empty] | Hydropower - NPD 5 | Moderate | 70.2856 | 70.2856 | 70.2856 | 70.2856 | 70.2856 | 71.1808 | 72.0623 | 72.9439 | 73.8255 | 56.0303 | 56.6915 | 57.3527 | 58.024 | 58.6852 | 59.3464 | 59.3464 | 59.3464 | 59.3464 | 59.3464 | 57.0267 | 57.0267 | 57.0267 | 57.0267 | 57.0267 | 57.0267 | 57.0267 | 57.0267 | 57.0267 | 57.0267 | 57.0267
[8 empty] | Hydropower - NPD 5 | Conservative | 70.2856 | 70.2856 | 70.2856 | 70.2856 | 70.2856 | 70.2856 | 70.2856 | 70.2856 | 70.2856 | 70.2856 | 70.2856 | 70.2856 | 70.2856 | 70.2856 | 70.2856 | 70.2856 | 70.2856 | 70.2856 | 70.2856 | 70.2856 | 70.2856 | 70.2856 | 70.2856 | 70.2856 | 70.2856 | 70.2856 | 70.2856 | 70.2856 | 70.2856 | 70.2856
[8 empty] | Hydropower - NPD 6 | Advanced | 97.853 | 97.853 | 97.853 | 97.853 | 97.853 | 99.3807 | 100.9083 | 102.436 | 103.9636 | 78.2845 | 77.6376 | 76.9908 | 76.3439 | 75.6874 | 75.0405 | 74.3936 | 73.7468 | 73.0902 | 72.4434 | 71.216 | 71.216 | 71.216 | 71.216 | 71.216 | 71.216 | 71.216 | 71.216 | 71.216 | 71.216 | 71.216
[8 empty] | Hydropower - NPD 6 | Moderate | 97.853 | 97.853 | 97.853 | 97.853 | 97.853 | 99.1218 | 100.3905 | 101.6722 | 102.9409 | 77.7157 | 78.6618 | 79.608 | 80.5542 | 81.5003 | 82.4465 | 82.4465 | 82.4465 | 82.4465 | 82.4465 | 79.0376 | 79.0376 | 79.0376 | 79.0376 | 79.0376 | 79.0376 | 79.0376 | 79.0376 | 79.0376 | 79.0376 | 79.0376
[8 empty] | Hydropower - NPD 6 | Conservative | 97.853 | 97.853 | 97.853 | 97.853 | 97.853 | 97.853 | 97.853 | 97.853 | 97.853 | 97.853 | 97.853 | 97.853 | 97.853 | 97.853 | 97.853 | 97.853 | 97.853 | 97.853 | 97.853 | 97.853 | 97.853 | 97.853 | 97.853 | 97.853 | 97.853 | 97.853 | 97.853 | 97.853 | 97.853 | 97.853
[8 empty] | Hydropower - NPD 7 | Advanced | 137.6717 | 137.6717 | 137.6717 | 137.6717 | 137.6717 | 133.4271 | 129.1824 | 124.9377 | 120.693 | 112.2742 | 111.3486 | 110.4318 | 109.5062 | 108.5894 | 107.6638 | 106.747 | 105.8214 | 104.9046 | 103.9879 | 101.992 | 101.992 | 101.992 | 101.992 | 101.992 | 101.992 | 101.992 | 101.992 | 101.992 | 101.992 | 101.992
[8 empty] | Hydropower - NPD 7 | Moderate | 137.6717 | 137.6717 | 137.6717 | 137.6717 | 137.6717 | 136.1007 | 134.5296 | 132.9585 | 131.3874 | 125.7685 | 124.2465 | 122.7245 | 121.2025 | 119.6805 | 118.1674 | 118.1674 | 118.1674 | 118.1674 | 118.1674 | 113.3423 | 113.3423 | 113.3423 | 113.3423 | 113.3423 | 113.3423 | 113.3423 | 113.3423 | 113.3423 | 113.3423 | 113.3423
[8 empty] | Hydropower - NPD 7 | Conservative | 137.6717 | 137.6717 | 137.6717 | 137.6717 | 137.6717 | 137.6717 | 137.6717 | 137.6717 | 137.6717 | 137.6717 | 137.6717 | 137.6717 | 137.6717 | 137.6717 | 137.6717 | 137.6717 | 137.6717 | 137.6717 | 137.6717 | 137.6717 | 137.6717 | 137.6717 | 137.6717 | 137.6717 | 137.6717 | 137.6717 | 137.6717 | 137.6717 | 137.6717 | 137.6717
[8 empty] | Hydropower - NPD 8 | Advanced | 320.2699 | 320.2699 | 320.2699 | 320.2699 | 320.2699 | 316.3964 | 312.5229 | 308.6636 | 304.7901 | 243.5495 | 241.7243 | 239.8992 | 238.074 | 236.2489 | 234.4238 | 232.5986 | 230.7735 | 228.9483 | 227.1232 | 221.3375 | 221.3375 | 221.3375 | 221.3375 | 221.3375 | 221.3375 | 221.3375 | 221.3375 | 221.3375 | 221.3375 | 221.3375
[8 empty] | Hydropower - NPD 8 | Moderate | 320.2699 | 320.2699 | 320.2699 | 320.2699 | 320.2699 | 319.629 | 318.9882 | 318.3616 | 317.7208 | 258.8524 | 258.3293 | 257.8177 | 257.2946 | 256.7831 | 256.26 | 256.26 | 256.26 | 256.26 | 256.26 | 245.9099 | 245.9099 | 245.9099 | 245.9099 | 245.9099 | 245.9099 | 245.9099 | 245.9099 | 245.9099 | 245.9099 | 245.9099
[8 empty] | Hydropower - NPD 8 | Conservative | 320.2699 | 320.2699 | 320.2699 | 320.2699 | 320.2699 | 320.2699 | 320.2699 | 320.2699 | 320.2699 | 320.2699 | 320.2699 | 320.2699 | 320.2699 | 320.2699 | 320.2699 | 320.2699 | 320.2699 | 320.2699 | 320.2699 | 320.2699 | 320.2699 | 320.2699 | 320.2699 | 320.2699 | 320.2699 | 320.2699 | 320.2699 | 320.2699 | 320.2699 | 320.2699
[8 empty] | Hydropower - NSD 1 | Advanced | 87.506 | 86.8142 | 86.1223 | 85.4305 | 84.7386 | 84.2197 | 83.7009 | 83.009 | 82.4901 | 81.9712 | 81.4523 | 80.9335 | 80.4146 | 79.8957 | 79.5498 | 79.0309 | 79.0309 | 79.0309 | 78.8579 | 78.8579 | 78.8579 | 78.6849 | 78.6849 | 78.512 | 78.512 | 78.512 | 78.339 | 78.339 | 78.339 | 78.1661
[8 empty] | Hydropower - NSD 1 | Moderate | 93.2017 | 93.2017 | 93.2017 | 93.2017 | 93.2017 | 93.2017 | 93.2017 | 93.2017 | 93.2017 | 93.2017 | 93.2017 | 93.2017 | 93.2017 | 93.2017 | 93.2017 | 93.2017 | 93.2017 | 93.2017 | 93.2017 | 93.2017 | 93.2017 | 93.2017 | 93.2017 | 93.2017 | 93.2017 | 93.2017 | 93.2017 | 93.2017 | 93.2017 | 93.2017
[8 empty] | Hydropower - NSD 1 | Conservative | 93.5469 | 93.5469 | 93.5469 | 93.5469 | 93.5469 | 93.5469 | 93.5469 | 93.5469 | 93.5469 | 93.5469 | 93.5469 | 93.5469 | 93.5469 | 93.5469 | 93.5469 | 93.5469 | 93.5469 | 93.5469 | 93.5469 | 93.5469 | 93.5469 | 93.5469 | 93.5469 | 93.5469 | 93.5469 | 93.5469 | 93.5469 | 93.5469 | 93.5469 | 93.5469
[8 empty] | Hydropower - NSD 2 | Advanced | 66.3325 | 66.1596 | 65.8136 | 65.6407 | 65.4677 | 65.2947 | 65.1218 | 64.9488 | 64.7759 | 64.6029 | 64.4299 | 64.084 | 63.911 | 63.911 | 63.7381 | 63.5651 | 63.5651 | 63.5651 | 63.5651 | 63.3922 | 63.3922 | 63.3922 | 63.3922 | 63.3922 | 63.3922 | 63.3922 | 63.3922 | 63.3922 | 63.2192 | 63.2192
[8 empty] | Hydropower - NSD 2 | Moderate | 69.2525 | 69.2525 | 69.2525 | 69.2525 | 69.2525 | 69.2525 | 69.2525 | 69.2525 | 69.2525 | 69.2525 | 69.2525 | 69.2525 | 69.2525 | 69.2525 | 69.2525 | 69.2525 | 69.2525 | 69.2525 | 69.2525 | 69.2525 | 69.2525 | 69.2525 | 69.2525 | 69.2525 | 69.2525 | 69.2525 | 69.2525 | 69.2525 | 69.2525 | 69.2525
[8 empty] | Hydropower - NSD 2 | Conservative | 69.5632 | 69.5632 | 69.5632 | 69.5632 | 69.5632 | 69.5632 | 69.5632 | 69.5632 | 69.5632 | 69.5632 | 69.5632 | 69.5632 | 69.5632 | 69.5632 | 69.5632 | 69.5632 | 69.5632 | 69.5632 | 69.5632 | 69.5632 | 69.5632 | 69.5632 | 69.5632 | 69.5632 | 69.5632 | 69.5632 | 69.5632 | 69.5632 | 69.5632 | 69.5632
[8 empty] | Hydropower - NSD 3 | Advanced | 82.7574 | 82.2051 | 81.4686 | 80.9162 | 80.3639 | 79.6274 | 78.8909 | 78.5226 | 77.9703 | 77.4179 | 76.6814 | 76.3132 | 75.7608 | 75.3926 | 75.0243 | 74.472 | 74.472 | 74.472 | 74.2879 | 74.2879 | 74.2879 | 74.1037 | 74.1037 | 74.1037 | 73.9196 | 73.9196 | 73.9196 | 73.7355 | 73.7355 | 73.7355
[8 empty] | Hydropower - NSD 3 | Moderate | 88.5817 | 88.5817 | 88.5817 | 88.5817 | 88.5817 | 88.5817 | 88.5817 | 88.5817 | 88.5817 | 88.5817 | 88.5817 | 88.5817 | 88.5817 | 88.5817 | 88.5817 | 88.5817 | 88.5817 | 88.5817 | 88.5817 | 88.5817 | 88.5817 | 88.5817 | 88.5817 | 88.5817 | 88.5817 | 88.5817 | 88.5817 | 88.5817 | 88.5817 | 88.5817
[8 empty] | Hydropower - NSD 3 | Conservative | 88.9124 | 88.9124 | 88.9124 | 88.9124 | 88.9124 | 88.9124 | 88.9124 | 88.9124 | 88.9124 | 88.9124 | 88.9124 | 88.9124 | 88.9124 | 88.9124 | 88.9124 | 88.9124 | 88.9124 | 88.9124 | 88.9124 | 88.9124 | 88.9124 | 88.9124 | 88.9124 | 88.9124 | 88.9124 | 88.9124 | 88.9124 | 88.9124 | 88.9124 | 88.9124
[8 empty] | Hydropower - NSD 4 | Advanced | 57.3872 | 57.0413 | 56.8683 | 56.8683 | 56.6954 | 56.5224 | 56.3494 | 56.3494 | 56.1765 | 56.0035 | 56.0035 | 55.8305 | 55.6576 | 55.6576 | 55.4846 | 55.4846 | 55.3117 | 55.3117 | 55.3117 | 55.3117 | 55.3117 | 55.3117 | 55.3117 | 55.3117 | 55.3117 | 55.3117 | 55.3117 | 55.3117 | 55.3117 | 55.1387
[8 empty] | Hydropower - NSD 4 | Moderate | 59.5984 | 59.5984 | 59.5984 | 59.5984 | 59.5984 | 59.5984 | 59.5984 | 59.5984 | 59.5984 | 59.5984 | 59.5984 | 59.5984 | 59.5984 | 59.5984 | 59.5984 | 59.5984 | 59.5984 | 59.5984 | 59.5984 | 59.5984 | 59.5984 | 59.5984 | 59.5984 | 59.5984 | 59.5984 | 59.5984 | 59.5984 | 59.5984 | 59.5984 | 59.5984
[8 empty] | Hydropower - NSD 4 | Conservative | 59.8746 | 59.8746 | 59.8746 | 59.8746 | 59.8746 | 59.8746 | 59.8746 | 59.8746 | 59.8746 | 59.8746 | 59.8746 | 59.8746 | 59.8746 | 59.8746 | 59.8746 | 59.8746 | 59.8746 | 59.8746 | 59.8746 | 59.8746 | 59.8746 | 59.8746 | 59.8746 | 59.8746 | 59.8746 | 59.8746 | 59.8746 | 59.8746 | 59.8746 | 59.8746
[10 empty] | 2021 | 2022 | 2023 | 2024 | 2025 | 2026 | 2027 | 2028 | 2029 | 2030 | 2031 | 2032 | 2033 | 2034 | 2035 | 2036 | 2037 | 2038 | 2039 | 2040 | 2041 | 2042 | 2043 | 2044 | 2045 | 2046 | 2047 | 2048 | 2049 | 2050
[7 empty] | Tax Credit | 10 year CRF | Advanced | 12.55% | 12.55% | 12.55% | 12.55% | 12.55% | 12.55% | 12.55% | 12.55% | 12.55% | 12.55% | 12.55% | 12.55% | 12.55% | 12.55% | 12.55% | 12.55% | 12.55% | 12.55% | 12.55% | 12.55% | 12.55% | 12.55% | 12.55% | 12.55% | 12.55% | 12.55% | 12.55% | 12.55% | 12.55% | 12.55%
[8 empty] | 10 year CRF | Moderate | 12.55% | 12.55% | 12.55% | 12.55% | 12.55% | 12.55% | 12.55% | 12.55% | 12.55% | 12.55% | 12.55% | 12.55% | 12.55% | 12.55% | 12.55% | 12.55% | 12.55% | 12.55% | 12.55% | 12.55% | 12.55% | 12.55% | 12.55% | 12.55% | 12.55% | 12.55% | 12.55% | 12.55% | 12.55% | 12.55%
[8 empty] | 10 year CRF | Conservative | 12.55% | 12.55% | 12.55% | 12.55% | 12.55% | 12.55% | 12.55% | 12.55% | 12.55% | 12.55% | 12.55% | 12.55% | 12.55% | 12.55% | 12.55% | 12.55% | 12.55% | 12.55% | 12.55% | 12.55% | 12.55% | 12.55% | 12.55% | 12.55% | 12.55% | 12.55% | 12.55% | 12.55% | 12.55% | 12.55%
[8 empty] | ITC Schedule | * | bar: 2021 to 2050
[6 empty] | MACRS |  | PTC | Advanced | 0 | 0 | 0 | 0 | 0 | 0 | 0 | 0 | 0 | 0 | 0 | 0 | 0 | 0 | 0 | 0 | 0 | 0 | 0 | 0 | 0 | 0 | 0 | 0 | 0 | 0 | 0 | 0 | 0 | 0
[6 empty] | 0.2 |  | PTC | Moderate | 0 | 0 | 0 | 0 | 0 | 0 | 0 | 0 | 0 | 0 | 0 | 0 | 0 | 0 | 0 | 0 | 0 | 0 | 0 | 0 | 0 | 0 | 0 | 0 | 0 | 0 | 0 | 0 | 0 | 0
[6 empty] | 0.32 |  | PTC | Conservative | 0 | 0 | 0 | 0 | 0 | 0 | 0 | 0 | 0 | 0 | 0 | 0 | 0 | 0 | 0 | 0 | 0 | 0 | 0 | 0 | 0 | 0 | 0 | 0 | 0 | 0 | 0 | 0 | 0 | 0
[6 empty] | 0.192 |  | PVD | Advanced | 0.8322 | 0.8322 | 0.8322 | 0.8322 | 0.8322 | 0.8322 | 0.8322 | 0.8322 | 0.8322 | 0.8322 | 0.8322 | 0.8322 | 0.8322 | 0.8322 | 0.8322 | 0.8322 | 0.8322 | 0.8322 | 0.8322 | 0.8322 | 0.8322 | 0.8322 | 0.8322 | 0.8322 | 0.8322 | 0.8322 | 0.8322 | 0.8322 | 0.8322 | 0.8322
[6 empty] | 0.1152 |  | PVD | Moderate | 0.8322 | 0.8322 | 0.8322 | 0.8322 | 0.8322 | 0.8322 | 0.8322 | 0.8322 | 0.8322 | 0.8322 | 0.8322 | 0.8322 | 0.8322 | 0.8322 | 0.8322 | 0.8322 | 0.8322 | 0.8322 | 0.8322 | 0.8322 | 0.8322 | 0.8322 | 0.8322 | 0.8322 | 0.8322 | 0.8322 | 0.8322 | 0.8322 | 0.8322 | 0.8322
[6 empty] | 0.1152 |  | PVD | Conservative | 0.8322 | 0.8322 | 0.8322 | 0.8322 | 0.8322 | 0.8322 | 0.8322 | 0.8322 | 0.8322 | 0.8322 | 0.8322 | 0.8322 | 0.8322 | 0.8322 | 0.8322 | 0.8322 | 0.8322 | 0.8322 | 0.8322 | 0.8322 | 0.8322 | 0.8322 | 0.8322 | 0.8322 | 0.8322 | 0.8322 | 0.8322 | 0.8322 | 0.8322 | 0.8322
[6 empty] | 0.0576 |  | PFF | Advanced | 1.0582 | 1.0582 | 1.0582 | 1.0582 | 1.0582 | 1.0582 | 1.0582 | 1.0582 | 1.0582 | 1.0582 | 1.0582 | 1.0582 | 1.0582 | 1.0582 | 1.0582 | 1.0582 | 1.0582 | 1.0582 | 1.0582 | 1.0582 | 1.0582 | 1.0582 | 1.0582 | 1.0582 | 1.0582 | 1.0582 | 1.0582 | 1.0582 | 1.0582 | 1.0582
[8 empty] | PFF | Moderate | 1.0582 | 1.0582 | 1.0582 | 1.0582 | 1.0582 | 1.0582 | 1.0582 | 1.0582 | 1.0582 | 1.0582 | 1.0582 | 1.0582 | 1.0582 | 1.0582 | 1.0582 | 1.0582 | 1.0582 | 1.0582 | 1.0582 | 1.0582 | 1.0582 | 1.0582 | 1.0582 | 1.0582 | 1.0582 | 1.0582 | 1.0582 | 1.0582 | 1.0582 | 1.0582
[8 empty] | PFF | Conservative | 1.0582 | 1.0582 | 1.0582 | 1.0582 | 1.0582 | 1.0582 | 1.0582 | 1.0582 | 1.0582 | 1.0582 | 1.0582 | 1.0582 | 1.0582 | 1.0582 | 1.0582 | 1.0582 | 1.0582 | 1.0582 | 1.0582 | 1.0582 | 1.0582 | 1.0582 | 1.0582 | 1.0582 | 1.0582 | 1.0582 | 1.0582 | 1.0582 | 1.0582 | 1.0582
[6 empty] | MACRS | Depreciation Factor | Year |  | 2021 | 2022 | 2023 | 2024 | 2025 | 2026 | 2027 | 2028 | 2029 | 2030 | 2031 | 2032 | 2033 | 2034 | 2035 | 2036 | 2037 | 2038 | 2039 | 2040 | 2041 | 2042 | 2043 | 2044 | 2045 | 2046 | 2047 | 2048 | 2049 | 2050
[6 empty] | 0.0375 |  | 1 |  | 0.93486 | 0.93486 | 0.93486 | 0.93486 | 0.93486 | 0.93486 | 0.93486 | 0.93486 | 0.93486 | 0.93486 | 0.93486 | 0.93486 | 0.93486 | 0.93486 | 0.93486 | 0.93486 | 0.93486 | 0.93486 | 0.93486 | 0.93486 | 0.93486 | 0.93486 | 0.93486 | 0.93486 | 0.93486 | 0.93486 | 0.93486 | 0.93486 | 0.93486 | 0.93486
[6 empty] | 0.07219 |  | 2 |  | 0.87396 | 0.87396 | 0.87396 | 0.87396 | 0.87396 | 0.87396 | 0.87396 | 0.87396 | 0.87396 | 0.87396 | 0.87396 | 0.87396 | 0.87396 | 0.87396 | 0.87396 | 0.87396 | 0.87396 | 0.87396 | 0.87396 | 0.87396 | 0.87396 | 0.87396 | 0.87396 | 0.87396 | 0.87396 | 0.87396 | 0.87396 | 0.87396 | 0.87396 | 0.87396
[6 empty] | 0.06677 |  | 3 |  | 0.81702 | 0.81702 | 0.81702 | 0.81702 | 0.81702 | 0.81702 | 0.81702 | 0.81702 | 0.81702 | 0.81702 | 0.81702 | 0.81702 | 0.81702 | 0.81702 | 0.81702 | 0.81702 | 0.81702 | 0.81702 | 0.81702 | 0.81702 | 0.81702 | 0.81702 | 0.81702 | 0.81702 | 0.81702 | 0.81702 | 0.81702 | 0.81702 | 0.81702 | 0.81702
[6 empty] | 0.06177 |  | 4 |  | 0.7638 | 0.7638 | 0.7638 | 0.7638 | 0.7638 | 0.7638 | 0.7638 | 0.7638 | 0.7638 | 0.7638 | 0.7638 | 0.7638 | 0.7638 | 0.7638 | 0.7638 | 0.7638 | 0.7638 | 0.7638 | 0.7638 | 0.7638 | 0.7638 | 0.7638 | 0.7638 | 0.7638 | 0.7638 | 0.7638 | 0.7638 | 0.7638 | 0.7638 | 0.7638
[6 empty] | 0.05713 |  | 5 |  | 0.71404 | 0.71404 | 0.71404 | 0.71404 | 0.71404 | 0.71404 | 0.71404 | 0.71404 | 0.71404 | 0.71404 | 0.71404 | 0.71404 | 0.71404 | 0.71404 | 0.71404 | 0.71404 | 0.71404 | 0.71404 | 0.71404 | 0.71404 | 0.71404 | 0.71404 | 0.71404 | 0.71404 | 0.71404 | 0.71404 | 0.71404 | 0.71404 | 0.71404 | 0.71404
[6 empty] | 0.05285 |  | 6 |  | 0.66752 | 0.66752 | 0.66752 | 0.66752 | 0.66752 | 0.66752 | 0.66752 | 0.66752 | 0.66752 | 0.66752 | 0.66752 | 0.66752 | 0.66752 | 0.66752 | 0.66752 | 0.66752 | 0.66752 | 0.66752 | 0.66752 | 0.66752 | 0.66752 | 0.66752 | 0.66752 | 0.66752 | 0.66752 | 0.66752 | 0.66752 | 0.66752 | 0.66752 | 0.66752
[6 empty] | 0.04888 |  | 7 |  | 0.62404 | 0.62404 | 0.62404 | 0.62404 | 0.62404 | 0.62404 | 0.62404 | 0.62404 | 0.62404 | 0.62404 | 0.62404 | 0.62404 | 0.62404 | 0.62404 | 0.62404 | 0.62404 | 0.62404 | 0.62404 | 0.62404 | 0.62404 | 0.62404 | 0.62404 | 0.62404 | 0.62404 | 0.62404 | 0.62404 | 0.62404 | 0.62404 | 0.62404 | 0.62404
[6 empty] | 0.04522 |  | 8 |  | 0.58339 | 0.58339 | 0.58339 | 0.58339 | 0.58339 | 0.58339 | 0.58339 | 0.58339 | 0.58339 | 0.58339 | 0.58339 | 0.58339 | 0.58339 | 0.58339 | 0.58339 | 0.58339 | 0.58339 | 0.58339 | 0.58339 | 0.58339 | 0.58339 | 0.58339 | 0.58339 | 0.58339 | 0.58339 | 0.58339 | 0.58339 | 0.58339 | 0.58339 | 0.58339
[6 empty] | 0.04462 |  | 9 |  | 0.54538 | 0.54538 | 0.54538 | 0.54538 | 0.54538 | 0.54538 | 0.54538 | 0.54538 | 0.54538 | 0.54538 | 0.54538 | 0.54538 | 0.54538 | 0.54538 | 0.54538 | 0.54538 | 0.54538 | 0.54538 | 0.54538 | 0.54538 | 0.54538 | 0.54538 | 0.54538 | 0.54538 | 0.54538 | 0.54538 | 0.54538 | 0.54538 | 0.54538 | 0.54538
[6 empty] | 0.04462 |  | 10 |  | 0.50985 | 0.50985 | 0.50985 | 0.50985 | 0.50985 | 0.50985 | 0.50985 | 0.50985 | 0.50985 | 0.50985 | 0.50985 | 0.50985 | 0.50985 | 0.50985 | 0.50985 | 0.50985 | 0.50985 | 0.50985 | 0.50985 | 0.50985 | 0.50985 | 0.50985 | 0.50985 | 0.50985 | 0.50985 | 0.50985 | 0.50985 | 0.50985 | 0.50985 | 0.50985
[6 empty] | 0.04462 |  | 11 |  | 0.47664 | 0.47664 | 0.47664 | 0.47664 | 0.47664 | 0.47664 | 0.47664 | 0.47664 | 0.47664 | 0.47664 | 0.47664 | 0.47664 | 0.47664 | 0.47664 | 0.47664 | 0.47664 | 0.47664 | 0.47664 | 0.47664 | 0.47664 | 0.47664 | 0.47664 | 0.47664 | 0.47664 | 0.47664 | 0.47664 | 0.47664 | 0.47664 | 0.47664 | 0.47664
[6 empty] | 0.04462 |  | 12 |  | 0.44559 | 0.44559 | 0.44559 | 0.44559 | 0.44559 | 0.44559 | 0.44559 | 0.44559 | 0.44559 | 0.44559 | 0.44559 | 0.44559 | 0.44559 | 0.44559 | 0.44559 | 0.44559 | 0.44559 | 0.44559 | 0.44559 | 0.44559 | 0.44559 | 0.44559 | 0.44559 | 0.44559 | 0.44559 | 0.44559 | 0.44559 | 0.44559 | 0.44559 | 0.44559
[6 empty] | 0.04462 |  | 13 |  | 0.41656 | 0.41656 | 0.41656 | 0.41656 | 0.41656 | 0.41656 | 0.41656 | 0.41656 | 0.41656 | 0.41656 | 0.41656 | 0.41656 | 0.41656 | 0.41656 | 0.41656 | 0.41656 | 0.41656 | 0.41656 | 0.41656 | 0.41656 | 0.41656 | 0.41656 | 0.41656 | 0.41656 | 0.41656 | 0.41656 | 0.41656 | 0.41656 | 0.41656 | 0.41656
[6 empty] | 0.04462 |  | 14 |  | 0.38943 | 0.38943 | 0.38943 | 0.38943 | 0.38943 | 0.38943 | 0.38943 | 0.38943 | 0.38943 | 0.38943 | 0.38943 | 0.38943 | 0.38943 | 0.38943 | 0.38943 | 0.38943 | 0.38943 | 0.38943 | 0.38943 | 0.38943 | 0.38943 | 0.38943 | 0.38943 | 0.38943 | 0.38943 | 0.38943 | 0.38943 | 0.38943 | 0.38943 | 0.38943
[6 empty] | 0.04462 |  | 15 |  | 0.36406 | 0.36406 | 0.36406 | 0.36406 | 0.36406 | 0.36406 | 0.36406 | 0.36406 | 0.36406 | 0.36406 | 0.36406 | 0.36406 | 0.36406 | 0.36406 | 0.36406 | 0.36406 | 0.36406 | 0.36406 | 0.36406 | 0.36406 | 0.36406 | 0.36406 | 0.36406 | 0.36406 | 0.36406 | 0.36406 | 0.36406 | 0.36406 | 0.36406 | 0.36406
[6 empty] | 0.04462 |  | 16 |  | 0.34034 | 0.34034 | 0.34034 | 0.34034 | 0.34034 | 0.34034 | 0.34034 | 0.34034 | 0.34034 | 0.34034 | 0.34034 | 0.34034 | 0.34034 | 0.34034 | 0.34034 | 0.34034 | 0.34034 | 0.34034 | 0.34034 | 0.34034 | 0.34034 | 0.34034 | 0.34034 | 0.34034 | 0.34034 | 0.34034 | 0.34034 | 0.34034 | 0.34034 | 0.34034
[6 empty] | 0.04462 |  | 17 |  | 0.31817 | 0.31817 | 0.31817 | 0.31817 | 0.31817 | 0.31817 | 0.31817 | 0.31817 | 0.31817 | 0.31817 | 0.31817 | 0.31817 | 0.31817 | 0.31817 | 0.31817 | 0.31817 | 0.31817 | 0.31817 | 0.31817 | 0.31817 | 0.31817 | 0.31817 | 0.31817 | 0.31817 | 0.31817 | 0.31817 | 0.31817 | 0.31817 | 0.31817 | 0.31817
[6 empty] | 0.04462 |  | 18 |  | 0.29744 | 0.29744 | 0.29744 | 0.29744 | 0.29744 | 0.29744 | 0.29744 | 0.29744 | 0.29744 | 0.29744 | 0.29744 | 0.29744 | 0.29744 | 0.29744 | 0.29744 | 0.29744 | 0.29744 | 0.29744 | 0.29744 | 0.29744 | 0.29744 | 0.29744 | 0.29744 | 0.29744 | 0.29744 | 0.29744 | 0.29744 | 0.29744 | 0.29744 | 0.29744
[6 empty] | 0.04462 |  | 19 |  | 0.27807 | 0.27807 | 0.27807 | 0.27807 | 0.27807 | 0.27807 | 0.27807 | 0.27807 | 0.27807 | 0.27807 | 0.27807 | 0.27807 | 0.27807 | 0.27807 | 0.27807 | 0.27807 | 0.27807 | 0.27807 | 0.27807 | 0.27807 | 0.27807 | 0.27807 | 0.27807 | 0.27807 | 0.27807 | 0.27807 | 0.27807 | 0.27807 | 0.27807 | 0.27807
[6 empty] | 0.04462 |  | 20 |  | 0.25995 | 0.25995 | 0.25995 | 0.25995 | 0.25995 | 0.25995 | 0.25995 | 0.25995 | 0.25995 | 0.25995 | 0.25995 | 0.25995 | 0.25995 | 0.25995 | 0.25995 | 0.25995 | 0.25995 | 0.25995 | 0.25995 | 0.25995 | 0.25995 | 0.25995 | 0.25995 | 0.25995 | 0.25995 | 0.25995 | 0.25995 | 0.25995 | 0.25995 | 0.25995
[6 empty] | 0.0223 |  | 21 |  | 0.24302 | 0.24302 | 0.24302 | 0.24302 | 0.24302 | 0.24302 | 0.24302 | 0.24302 | 0.24302 | 0.24302 | 0.24302 | 0.24302 | 0.24302 | 0.24302 | 0.24302 | 0.24302 | 0.24302 | 0.24302 | 0.24302 | 0.24302 | 0.24302 | 0.24302 | 0.24302 | 0.24302 | 0.24302 | 0.24302 | 0.24302 | 0.24302 | 0.24302 | 0.24302
[10 empty] | 2021 | 2022 | 2023 | 2024 | 2025 | 2026 | 2027 | 2028 | 2029 | 2030 | 2031 | 2032 | 2033 | 2034 | 2035 | 2036 | 2037 | 2038 | 2039 | 2040 | 2041 | 2042 | 2043 | 2044 | 2045 | 2046 | 2047 | 2048 | 2049 | 2050
[7 empty] | Construction Finance Factor | CFF | Advanced | 1.0666 | 1.0666 | 1.0666 | 1.0666 | 1.0666 | 1.0666 | 1.0666 | 1.0666 | 1.0666 | 1.0666 | 1.0666 | 1.0666 | 1.0666 | 1.0666 | 1.0666 | 1.0666 | 1.0666 | 1.0666 | 1.0666 | 1.0666 | 1.0666 | 1.0666 | 1.0666 | 1.0666 | 1.0666 | 1.0666 | 1.0666 | 1.0666 | 1.0666 | 1.0666
[8 empty] | CFF | Moderate | 1.0666 | 1.0666 | 1.0666 | 1.0666 | 1.0666 | 1.0666 | 1.0666 | 1.0666 | 1.0666 | 1.0666 | 1.0666 | 1.0666 | 1.0666 | 1.0666 | 1.0666 | 1.0666 | 1.0666 | 1.0666 | 1.0666 | 1.0666 | 1.0666 | 1.0666 | 1.0666 | 1.0666 | 1.0666 | 1.0666 | 1.0666 | 1.0666 | 1.0666 | 1.0666
[8 empty] | CFF | Conservative | 1.0666 | 1.0666 | 1.0666 | 1.0666 | 1.0666 | 1.0666 | 1.0666 | 1.0666 | 1.0666 | 1.0666 | 1.0666 | 1.0666 | 1.0666 | 1.0666 | 1.0666 | 1.0666 | 1.0666 | 1.0666 | 1.0666 | 1.0666 | 1.0666 | 1.0666 | 1.0666 | 1.0666 | 1.0666 | 1.0666 | 1.0666 | 1.0666 | 1.0666 | 1.0666
[8 empty] | Accumulated Interest - Year 1 | * | 1.0344 | 1.0344 | 1.0344 | 1.0344 | 1.0344 | 1.0344 | 1.0344 | 1.0344 | 1.0344 | 1.0344 | 1.0344 | 1.0344 | 1.0344 | 1.0344 | 1.0344 | 1.0344 | 1.0344 | 1.0344 | 1.0344 | 1.0344 | 1.0344 | 1.0344 | 1.0344 | 1.0344 | 1.0344 | 1.0344 | 1.0344 | 1.0344 | 1.0344 | 1.0344
[8 empty] | Accumulated Interest - Year 2 | * | 1.1068 | 1.1068 | 1.1068 | 1.1068 | 1.1068 | 1.1068 | 1.1068 | 1.1068 | 1.1068 | 1.1068 | 1.1068 | 1.1068 | 1.1068 | 1.1068 | 1.1068 | 1.1068 | 1.1068 | 1.1068 | 1.1068 | 1.1068 | 1.1068 | 1.1068 | 1.1068 | 1.1068 | 1.1068 | 1.1068 | 1.1068 | 1.1068 | 1.1068 | 1.1068
[8 empty] | Accumulated Interest - Year 3 | * | 1.1843 | 1.1843 | 1.1843 | 1.1843 | 1.1843 | 1.1843 | 1.1843 | 1.1843 | 1.1843 | 1.1843 | 1.1843 | 1.1843 | 1.1843 | 1.1843 | 1.1843 | 1.1843 | 1.1843 | 1.1843 | 1.1843 | 1.1843 | 1.1843 | 1.1843 | 1.1843 | 1.1843 | 1.1843 | 1.1843 | 1.1843 | 1.1843 | 1.1843 | 1.1843
[8 empty] | Accumulated Equity Cost - Year 1 | Advanced | 1.063 | 1.063 | 1.063 | 1.063 | 1.063 | 1.063 | 1.063 | 1.063 | 1.063 | 1.063 | 1.063 | 1.063 | 1.063 | 1.063 | 1.063 | 1.063 | 1.063 | 1.063 | 1.063 | 1.063 | 1.063 | 1.063 | 1.063 | 1.063 | 1.063 | 1.063 | 1.063 | 1.063 | 1.063 | 1.063
[8 empty] | Accumulated Equity Cost - Year 2 | Advanced | 1.2012 | 1.2012 | 1.2012 | 1.2012 | 1.2012 | 1.2012 | 1.2012 | 1.2012 | 1.2012 | 1.2012 | 1.2012 | 1.2012 | 1.2012 | 1.2012 | 1.2012 | 1.2012 | 1.2012 | 1.2012 | 1.2012 | 1.2012 | 1.2012 | 1.2012 | 1.2012 | 1.2012 | 1.2012 | 1.2012 | 1.2012 | 1.2012 | 1.2012 | 1.2012
[8 empty] | Accumulated Equity Cost - Year 3 | Advanced | 1.3574 | 1.3574 | 1.3574 | 1.3574 | 1.3574 | 1.3574 | 1.3574 | 1.3574 | 1.3574 | 1.3574 | 1.3574 | 1.3574 | 1.3574 | 1.3574 | 1.3574 | 1.3574 | 1.3574 | 1.3574 | 1.3574 | 1.3574 | 1.3574 | 1.3574 | 1.3574 | 1.3574 | 1.3574 | 1.3574 | 1.3574 | 1.3574 | 1.3574 | 1.3574
[8 empty] | Accumulated Equity Cost - Year 1 | Moderate | 1.063 | 1.063 | 1.063 | 1.063 | 1.063 | 1.063 | 1.063 | 1.063 | 1.063 | 1.063 | 1.063 | 1.063 | 1.063 | 1.063 | 1.063 | 1.063 | 1.063 | 1.063 | 1.063 | 1.063 | 1.063 | 1.063 | 1.063 | 1.063 | 1.063 | 1.063 | 1.063 | 1.063 | 1.063 | 1.063
[8 empty] | Accumulated Equity Cost - Year 2 | Moderate | 1.2012 | 1.2012 | 1.2012 | 1.2012 | 1.2012 | 1.2012 | 1.2012 | 1.2012 | 1.2012 | 1.2012 | 1.2012 | 1.2012 | 1.2012 | 1.2012 | 1.2012 | 1.2012 | 1.2012 | 1.2012 | 1.2012 | 1.2012 | 1.2012 | 1.2012 | 1.2012 | 1.2012 | 1.2012 | 1.2012 | 1.2012 | 1.2012 | 1.2012 | 1.2012
[8 empty] | Accumulated Equity Cost - Year 3 | Moderate | 1.3574 | 1.3574 | 1.3574 | 1.3574 | 1.3574 | 1.3574 | 1.3574 | 1.3574 | 1.3574 | 1.3574 | 1.3574 | 1.3574 | 1.3574 | 1.3574 | 1.3574 | 1.3574 | 1.3574 | 1.3574 | 1.3574 | 1.3574 | 1.3574 | 1.3574 | 1.3574 | 1.3574 | 1.3574 | 1.3574 | 1.3574 | 1.3574 | 1.3574 | 1.3574
[8 empty] | Accumulated Equity Cost - Year 1 | Conservative | 1.063 | 1.063 | 1.063 | 1.063 | 1.063 | 1.063 | 1.063 | 1.063 | 1.063 | 1.063 | 1.063 | 1.063 | 1.063 | 1.063 | 1.063 | 1.063 | 1.063 | 1.063 | 1.063 | 1.063 | 1.063 | 1.063 | 1.063 | 1.063 | 1.063 | 1.063 | 1.063 | 1.063 | 1.063 | 1.063
[8 empty] | Accumulated Equity Cost - Year 2 | Conservative | 1.2012 | 1.2012 | 1.2012 | 1.2012 | 1.2012 | 1.2012 | 1.2012 | 1.2012 | 1.2012 | 1.2012 | 1.2012 | 1.2012 | 1.2012 | 1.2012 | 1.2012 | 1.2012 | 1.2012 | 1.2012 | 1.2012 | 1.2012 | 1.2012 | 1.2012 | 1.2012 | 1.2012 | 1.2012 | 1.2012 | 1.2012 | 1.2012 | 1.2012 | 1.2012
[8 empty] | Accumulated Equity Cost - Year 3 | Conservative | 1.3574 | 1.3574 | 1.3574 | 1.3574 | 1.3574 | 1.3574 | 1.3574 | 1.3574 | 1.3574 | 1.3574 | 1.3574 | 1.3574 | 1.3574 | 1.3574 | 1.3574 | 1.3574 | 1.3574 | 1.3574 | 1.3574 | 1.3574 | 1.3574 | 1.3574 | 1.3574 | 1.3574 | 1.3574 | 1.3574 | 1.3574 | 1.3574 | 1.3574 | 1.3574
|  | X |  | Data Sources for Default Inputs | bar: 2021 to 2036
[5 empty] | Current Costs: |  |  |  |  | 2021: Citation; 2026: Dollar Year; 2027: Escalation Index
[5 empty] | Available Capacity (GW) |  |  |  |  | 2021: NSD: Kao et al. (2014)
[5 empty] | Net Capacity Factor (%) |  |  |  |  | 2021: NPD: Oladosu et al. (2021);; 2037: NSD: Kao et al. (2014)
[5 empty] | Overnight Capital Cost ($/kW) |  |  |  |  | 2021: NPD: Oladosu et al. (2021);; 2037: ORNL/TM-2020/1656 Oak Ridge, TN: Oak Ridge National Laboratory; NSD: Hydropower Vision (DOE 2016)
[5 empty] | Fixed Operating Expenses ($/kW-yr) |  |  |  |  | 2021: NPD: Oladosu et al. (2021);; 2037: ORNL/TM-2020/1656. Oak Ridge, TN: Oak Ridge National Laboratory; NSD:Hydropower Vision (DOE 2016)
[5 empty] | Variable Operating Expenses ($/MWh) |  |  |  |  | 2021: N/A
[5 empty] | Spur Line Cost ($/kW) |  |  |  |  | 2021: N/A
[5 empty] | Future Projections Costs: |  |  |  |  | 2021: Citation; 2026: Dollar Year; 2027: Escalation Index
[5 empty] | Net Capacity Factor (%) |  |  |  |  | 2021: NPD: Oladosu et al. (2021);; 2037: ORNL/TM-2020/1656. Oak Ridge, TN: Oak Ridge National Laboratory; Assumptions; NSD: Same as Base
[5 empty] | Overnight Capital Cost ($/kW) |  |  |  |  | 2021: NPD: Oladosu et al. (2021);; 2037: ORNL/TM-2020/1656. Oak Ridge, TN: Oak Ridge National Laboratory + Assumptions; NSD: Hydropower Vision (DOE 2016)
2021 to 2022 overnight capital cost adjustments (%)
[5 empty] | Fixed Operating Expenses ($/kW-yr) |  |  |  |  | 2021: NPD: Oladosu et al. (2021);; 2037: ORNL/TM-2020/1656. Oak Ridge, TN: Oak Ridge National Laboratory + Assumptions; NSD: Hydropower Vision (DOE 2016)
[5 empty] | Variable Operating Expenses ($/MWh) |  |  |  |  | 2021: N/A
[5 empty] | Grid Connection Cost ($/kW) |  |  |  |  | 2021: N/A

## Nuclear
Nuclear | [9 empty] | https://atb.nrel.gov/electricity/2023/other_technologies_(eia)
Inputs
Calculated
Input from other tab
| X |  |  | Assumptions
[5 empty] | Technology |  | Base Year: |  |  | 2021
All values are given in 2021 U.S. dollars, see references at the bottom of this worksheet for dollar year conversions where source dollar years don't match 2021.
Nuclear Technologies
[7 empty] | Nuclear | Advanced nuclear light water reactor
[7 empty] | Technology Classification | Name | Tech | Resource | Scale | Maturity
[8 empty] | Nuclear - AP1000 | Nuclear | AP1000 | Utility | Y
[8 empty] | Nuclear - Small Modular Reactor | Nuclear | Small Modular Reactor | Utility | N
[5 empty] | Finance |  | Financial Assumptions:
[7 empty] | Capital Recovery Period (Years) |  |  |  |  | 60 |  | Financial Case |  | R&D
[7 empty] | Depreciation Period |  |  |  |  | 15 |  | Capital Recovery Period |  | 60
[7 empty] | Equity Premium During Construction |  |  |  |  | 2%
[7 empty] | Construction Duration yrs |  |  |  |  | 6
[7 empty] | Year | Capital | Percent of Leverage During Construction | Percent of Equity During Construction
[7 empty] | Index | Fraction*
[7 empty] | 0 | 10% | 80% | 20%
[7 empty] | 1 | 20% | 80% | 20%
[7 empty] | 2 | 20% | 80% | 20%
[7 empty] | 3 | 20% | 80% | 20%
[7 empty] | 4 | 20% | 80% | 20%
[7 empty] | 5 | 10% | 80% | 20%
Technology-Specific Variables
[10 empty] | Minimum | [6 empty] | Spinning | Quick Start
[8 empty] | New | Heat Rate | Plant | Outage Rates (%) |  | Emissions (lbs/MMBtu) |  |  |  | Reserve | Capacity | Cost
[8 empty] | Install (Y/N) | (MMBtu/MWh) | Load (%) | Forced | Planned | SO2 | NOx | Hg | CO2 | Capability | (%) | ($/MW) | CCS (Y/N)
[7 empty] | Nuclear | Y | 10.461 | 100% | 3% | 6% | 0 | 0 | 0 | 0 | 0% | 0% | 0 | N
Source: Regional Energy Deployment System (ReEDS) Model Documentation: Version 2016 (http://www.nrel.gov/docs/fy17osti/67067.pdf)
[10 empty] | 2021 | 2022 | 2023 | 2024 | 2025 | 2026 | 2027 | 2028 | 2029 | 2030 | 2031 | 2032 | 2033 | 2034 | 2035 | 2036 | 2037 | 2038 | 2039 | 2040 | 2041 | 2042 | 2043 | 2044 | 2045 | 2046 | 2047 | 2048 | 2049 | 2050
[7 empty] | Assumptions | Inflation Rate | * | 2.5% | 2.5% | 2.5% | 2.5% | 2.5% | 2.5% | 2.5% | 2.5% | 2.5% | 2.5% | 2.5% | 2.5% | 2.5% | 2.5% | 2.5% | 2.5% | 2.5% | 2.5% | 2.5% | 2.5% | 2.5% | 2.5% | 2.5% | 2.5% | 2.5% | 2.5% | 2.5% | 2.5% | 2.5% | 2.5%
[8 empty] | Interest Rate Nominal | Advanced | bar: 2021 to 2050
[8 empty] | Interest Rate Nominal | Moderate | bar: 2021 to 2050
[8 empty] | Interest Rate Nominal | Conservative | bar: 2021 to 2050
[8 empty] | Calculated Interest Rate Real | Advanced | 5.366% | 5.366% | 5.366% | 5.366% | 5.366% | 5.366% | 5.366% | 5.366% | 5.366% | 5.366% | 5.366% | 5.366% | 5.366% | 5.366% | 5.366% | 5.366% | 5.366% | 5.366% | 5.366% | 5.366% | 5.366% | 5.366% | 5.366% | 5.366% | 5.366% | 5.366% | 5.366% | 5.366% | 5.366% | 5.366%
[8 empty] | Calculated Interest Rate Real | Moderate | 5.366% | 5.366% | 5.366% | 5.366% | 5.366% | 5.366% | 5.366% | 5.366% | 5.366% | 5.366% | 5.366% | 5.366% | 5.366% | 5.366% | 5.366% | 5.366% | 5.366% | 5.366% | 5.366% | 5.366% | 5.366% | 5.366% | 5.366% | 5.366% | 5.366% | 5.366% | 5.366% | 5.366% | 5.366% | 5.366%
[8 empty] | Calculated Interest Rate Real | Conservative | 5.366% | 5.366% | 5.366% | 5.366% | 5.366% | 5.366% | 5.366% | 5.366% | 5.366% | 5.366% | 5.366% | 5.366% | 5.366% | 5.366% | 5.366% | 5.366% | 5.366% | 5.366% | 5.366% | 5.366% | 5.366% | 5.366% | 5.366% | 5.366% | 5.366% | 5.366% | 5.366% | 5.366% | 5.366% | 5.366%
[8 empty] | Interest During Construction - Nominal | * | 6.5% | 6.5% | 6.5% | 6.5% | 6.5% | 6.5% | 6.5% | 6.5% | 6.5% | 6.5% | 6.5% | 6.5% | 6.5% | 6.5% | 6.5% | 6.5% | 6.5% | 6.5% | 6.5% | 6.5% | 6.5% | 6.5% | 6.5% | 6.5% | 6.5% | 6.5% | 6.5% | 6.5% | 6.5% | 6.5%
[8 empty] | Rate of Return on Equity Nominal | Advanced | 11% | 11% | 11% | 11% | 11% | 11% | 11% | 11% | 11% | 11% | 11% | 11% | 11% | 11% | 11% | 11% | 11% | 11% | 11% | 11% | 11% | 11% | 11% | 11% | 11% | 11% | 11% | 11% | 11% | 11%
[8 empty] | Rate of Return on Equity Nominal | Moderate | 11% | 11% | 11% | 11% | 11% | 11% | 11% | 11% | 11% | 11% | 11% | 11% | 11% | 11% | 11% | 11% | 11% | 11% | 11% | 11% | 11% | 11% | 11% | 11% | 11% | 11% | 11% | 11% | 11% | 11%
[8 empty] | Rate of Return on Equity Nominal | Conservative | 11% | 11% | 11% | 11% | 11% | 11% | 11% | 11% | 11% | 11% | 11% | 11% | 11% | 11% | 11% | 11% | 11% | 11% | 11% | 11% | 11% | 11% | 11% | 11% | 11% | 11% | 11% | 11% | 11% | 11%
[8 empty] | Calculated Rate of Return on Equity Real | Advanced | 8.293% | 8.293% | 8.293% | 8.293% | 8.293% | 8.293% | 8.293% | 8.293% | 8.293% | 8.293% | 8.293% | 8.293% | 8.293% | 8.293% | 8.293% | 8.293% | 8.293% | 8.293% | 8.293% | 8.293% | 8.293% | 8.293% | 8.293% | 8.293% | 8.293% | 8.293% | 8.293% | 8.293% | 8.293% | 8.293%
[8 empty] | Calculated Rate of Return on Equity Real | Moderate | 8.293% | 8.293% | 8.293% | 8.293% | 8.293% | 8.293% | 8.293% | 8.293% | 8.293% | 8.293% | 8.293% | 8.293% | 8.293% | 8.293% | 8.293% | 8.293% | 8.293% | 8.293% | 8.293% | 8.293% | 8.293% | 8.293% | 8.293% | 8.293% | 8.293% | 8.293% | 8.293% | 8.293% | 8.293% | 8.293%
[8 empty] | Calculated Rate of Return on Equity Real | Conservative | 8.293% | 8.293% | 8.293% | 8.293% | 8.293% | 8.293% | 8.293% | 8.293% | 8.293% | 8.293% | 8.293% | 8.293% | 8.293% | 8.293% | 8.293% | 8.293% | 8.293% | 8.293% | 8.293% | 8.293% | 8.293% | 8.293% | 8.293% | 8.293% | 8.293% | 8.293% | 8.293% | 8.293% | 8.293% | 8.293%
[8 empty] | Debt Fraction | Advanced | 69.78% | 69.78% | 69.78% | 69.78% | 69.78% | 69.78% | 69.78% | 69.78% | 69.78% | 69.78% | 69.78% | 69.78% | 69.78% | 69.78% | 69.78% | 69.78% | 69.78% | 69.78% | 69.78% | 69.78% | 69.78% | 69.78% | 69.78% | 69.78% | 69.78% | 69.78% | 69.78% | 69.78% | 69.78% | 69.78%
[8 empty] | Debt Fraction | Moderate | 69.78% | 69.78% | 69.78% | 69.78% | 69.78% | 69.78% | 69.78% | 69.78% | 69.78% | 69.78% | 69.78% | 69.78% | 69.78% | 69.78% | 69.78% | 69.78% | 69.78% | 69.78% | 69.78% | 69.78% | 69.78% | 69.78% | 69.78% | 69.78% | 69.78% | 69.78% | 69.78% | 69.78% | 69.78% | 69.78%
[8 empty] | Debt Fraction | Conservative | 69.78% | 69.78% | 69.78% | 69.78% | 69.78% | 69.78% | 69.78% | 69.78% | 69.78% | 69.78% | 69.78% | 69.78% | 69.78% | 69.78% | 69.78% | 69.78% | 69.78% | 69.78% | 69.78% | 69.78% | 69.78% | 69.78% | 69.78% | 69.78% | 69.78% | 69.78% | 69.78% | 69.78% | 69.78% | 69.78%
[8 empty] | Tax Rate (Federal and State) | * | 25.74% | 25.74% | 25.74% | 25.74% | 25.74% | 25.74% | 25.74% | 25.74% | 25.74% | 25.74% | 25.74% | 25.74% | 25.74% | 25.74% | 25.74% | 25.74% | 25.74% | 25.74% | 25.74% | 25.74% | 25.74% | 25.74% | 25.74% | 25.74% | 25.74% | 25.74% | 25.74% | 25.74% | 25.74% | 25.74%
[8 empty] | WACC Nominal | Advanced | 7.47% | 7.47% | 7.47% | 7.47% | 7.47% | 7.47% | 7.47% | 7.47% | 7.47% | 7.47% | 7.47% | 7.47% | 7.47% | 7.47% | 7.47% | 7.47% | 7.47% | 7.47% | 7.47% | 7.47% | 7.47% | 7.47% | 7.47% | 7.47% | 7.47% | 7.47% | 7.47% | 7.47% | 7.47% | 7.47%
[8 empty] | WACC Nominal | Moderate | 7.47% | 7.47% | 7.47% | 7.47% | 7.47% | 7.47% | 7.47% | 7.47% | 7.47% | 7.47% | 7.47% | 7.47% | 7.47% | 7.47% | 7.47% | 7.47% | 7.47% | 7.47% | 7.47% | 7.47% | 7.47% | 7.47% | 7.47% | 7.47% | 7.47% | 7.47% | 7.47% | 7.47% | 7.47% | 7.47%
[8 empty] | WACC Nominal | Conservative | 7.47% | 7.47% | 7.47% | 7.47% | 7.47% | 7.47% | 7.47% | 7.47% | 7.47% | 7.47% | 7.47% | 7.47% | 7.47% | 7.47% | 7.47% | 7.47% | 7.47% | 7.47% | 7.47% | 7.47% | 7.47% | 7.47% | 7.47% | 7.47% | 7.47% | 7.47% | 7.47% | 7.47% | 7.47% | 7.47%
[8 empty] | WACC Real | Advanced | 4.849% | 4.849% | 4.849% | 4.849% | 4.849% | 4.849% | 4.849% | 4.849% | 4.849% | 4.849% | 4.849% | 4.849% | 4.849% | 4.849% | 4.849% | 4.849% | 4.849% | 4.849% | 4.849% | 4.849% | 4.849% | 4.849% | 4.849% | 4.849% | 4.849% | 4.849% | 4.849% | 4.849% | 4.849% | 4.849%
[8 empty] | WACC Real | Moderate | 4.849% | 4.849% | 4.849% | 4.849% | 4.849% | 4.849% | 4.849% | 4.849% | 4.849% | 4.849% | 4.849% | 4.849% | 4.849% | 4.849% | 4.849% | 4.849% | 4.849% | 4.849% | 4.849% | 4.849% | 4.849% | 4.849% | 4.849% | 4.849% | 4.849% | 4.849% | 4.849% | 4.849% | 4.849% | 4.849%
[8 empty] | WACC Real | Conservative | 4.849% | 4.849% | 4.849% | 4.849% | 4.849% | 4.849% | 4.849% | 4.849% | 4.849% | 4.849% | 4.849% | 4.849% | 4.849% | 4.849% | 4.849% | 4.849% | 4.849% | 4.849% | 4.849% | 4.849% | 4.849% | 4.849% | 4.849% | 4.849% | 4.849% | 4.849% | 4.849% | 4.849% | 4.849% | 4.849%
[8 empty] | Capital Recovery Factor (CRF) Nominal | Advanced | 7.57% | 7.57% | 7.57% | 7.57% | 7.57% | 7.57% | 7.57% | 7.57% | 7.57% | 7.57% | 7.57% | 7.57% | 7.57% | 7.57% | 7.57% | 7.57% | 7.57% | 7.57% | 7.57% | 7.57% | 7.57% | 7.57% | 7.57% | 7.57% | 7.57% | 7.57% | 7.57% | 7.57% | 7.57% | 7.57%
[8 empty] | Capital Recovery Factor (CRF) Nominal | Moderate | 7.57% | 7.57% | 7.57% | 7.57% | 7.57% | 7.57% | 7.57% | 7.57% | 7.57% | 7.57% | 7.57% | 7.57% | 7.57% | 7.57% | 7.57% | 7.57% | 7.57% | 7.57% | 7.57% | 7.57% | 7.57% | 7.57% | 7.57% | 7.57% | 7.57% | 7.57% | 7.57% | 7.57% | 7.57% | 7.57%
[8 empty] | Capital Recovery Factor (CRF) Nominal | Conservative | 7.57% | 7.57% | 7.57% | 7.57% | 7.57% | 7.57% | 7.57% | 7.57% | 7.57% | 7.57% | 7.57% | 7.57% | 7.57% | 7.57% | 7.57% | 7.57% | 7.57% | 7.57% | 7.57% | 7.57% | 7.57% | 7.57% | 7.57% | 7.57% | 7.57% | 7.57% | 7.57% | 7.57% | 7.57% | 7.57%
[8 empty] | Capital Recovery Factor (CRF) Real | Advanced | 5.149% | 5.149% | 5.149% | 5.149% | 5.149% | 5.149% | 5.149% | 5.149% | 5.149% | 5.149% | 5.149% | 5.149% | 5.149% | 5.149% | 5.149% | 5.149% | 5.149% | 5.149% | 5.149% | 5.149% | 5.149% | 5.149% | 5.149% | 5.149% | 5.149% | 5.149% | 5.149% | 5.149% | 5.149% | 5.149%
[8 empty] | Capital Recovery Factor (CRF) Real | Moderate | 5.149% | 5.149% | 5.149% | 5.149% | 5.149% | 5.149% | 5.149% | 5.149% | 5.149% | 5.149% | 5.149% | 5.149% | 5.149% | 5.149% | 5.149% | 5.149% | 5.149% | 5.149% | 5.149% | 5.149% | 5.149% | 5.149% | 5.149% | 5.149% | 5.149% | 5.149% | 5.149% | 5.149% | 5.149% | 5.149%
[8 empty] | Capital Recovery Factor (CRF) Real | Conservative | 5.149% | 5.149% | 5.149% | 5.149% | 5.149% | 5.149% | 5.149% | 5.149% | 5.149% | 5.149% | 5.149% | 5.149% | 5.149% | 5.149% | 5.149% | 5.149% | 5.149% | 5.149% | 5.149% | 5.149% | 5.149% | 5.149% | 5.149% | 5.149% | 5.149% | 5.149% | 5.149% | 5.149% | 5.149% | 5.149%
*2021 annual Capacity Factor taken from EIA Electric Power Annual/Monthly (http://www.eia.gov/electricity/monthly/epm_table_grapher.cfm?t=epmt_6_07_b)
**Overnight Capital Cost used here is the Capital Cost taken from AEO (which is an Overnight Capital Cost plus a defined transmission cost) with the material price index removed.
***Note: For future projections, low, mid, and Constant refer to the resulting low, mid, and Constant LCOE projections.
|  |  | X | Future Projections
Base Year
[10 empty] | 2021 | 2022 | 2023 | 2024 | 2025 | 2026 | 2027 | 2028 | 2029 | 2030 | 2031 | 2032 | 2033 | 2034 | 2035 | 2036 | 2037 | 2038 | 2039 | 2040 | 2041 | 2042 | 2043 | 2044 | 2045 | 2046 | 2047 | 2048 | 2049 | 2050
[5 empty] | Techno-Economic Cost and Performance Parameters |  | Net Capacity Factor (%) | Nuclear - AP1000 | Moderate | 92.7% | 92.7% | 92.7% | 92.7% | 92.7% | 92.7% | 92.7% | 92.7% | 92.7% | 92.7% | 92.7% | 92.7% | 92.7% | 92.7% | 92.7% | 92.7% | 92.7% | 92.7% | 92.7% | 92.7% | 92.7% | 92.7% | 92.7% | 92.7% | 92.7% | 92.7% | 92.7% | 92.7% | 92.7% | 92.7%
[8 empty] | Nuclear - AP1000 | Conservative | 92.7% | 92.7% | 92.7% | 92.7% | 92.7% | 92.7% | 92.7% | 92.7% | 92.7% | 92.7% | 92.7% | 92.7% | 92.7% | 92.7% | 92.7% | 92.7% | 92.7% | 92.7% | 92.7% | 92.7% | 92.7% | 92.7% | 92.7% | 92.7% | 92.7% | 92.7% | 92.7% | 92.7% | 92.7% | 92.7%
[8 empty] | Nuclear - Small Modular Reactor | Moderate | 92.7% | 92.7% | 92.7% | 92.7% | 92.7% | 92.7% | 92.7% | 92.7% | 92.7% | 92.7% | 92.7% | 92.7% | 92.7% | 92.7% | 92.7% | 92.7% | 92.7% | 92.7% | 92.7% | 92.7% | 92.7% | 92.7% | 92.7% | 92.7% | 92.7% | 92.7% | 92.7% | 92.7% | 92.7% | 92.7%
[8 empty] | Nuclear - Small Modular Reactor | Conservative | 92.7% | 92.7% | 92.7% | 92.7% | 92.7% | 92.7% | 92.7% | 92.7% | 92.7% | 92.7% | 92.7% | 92.7% | 92.7% | 92.7% | 92.7% | 92.7% | 92.7% | 92.7% | 92.7% | 92.7% | 92.7% | 92.7% | 92.7% | 92.7% | 92.7% | 92.7% | 92.7% | 92.7% | 92.7% | 92.7%
[10 empty] | 2021 | 2022 | 2023 | 2024 | 2025 | 2026 | 2027 | 2028 | 2029 | 2030 | 2031 | 2032 | 2033 | 2034 | 2035 | 2036 | 2037 | 2038 | 2039 | 2040 | 2041 | 2042 | 2043 | 2044 | 2045 | 2046 | 2047 | 2048 | 2049 | 2050
[7 empty] | Annual Energy Production (kWh/kW) | Nuclear - AP1000 | Moderate | 8120.52 | 8120.52 | 8120.52 | 8120.52 | 8120.52 | 8120.52 | 8120.52 | 8120.52 | 8120.52 | 8120.52 | 8120.52 | 8120.52 | 8120.52 | 8120.52 | 8120.52 | 8120.52 | 8120.52 | 8120.52 | 8120.52 | 8120.52 | 8120.52 | 8120.52 | 8120.52 | 8120.52 | 8120.52 | 8120.52 | 8120.52 | 8120.52 | 8120.52 | 8120.52
[8 empty] | Nuclear - AP1000 | Conservative | 8120.52 | 8120.52 | 8120.52 | 8120.52 | 8120.52 | 8120.52 | 8120.52 | 8120.52 | 8120.52 | 8120.52 | 8120.52 | 8120.52 | 8120.52 | 8120.52 | 8120.52 | 8120.52 | 8120.52 | 8120.52 | 8120.52 | 8120.52 | 8120.52 | 8120.52 | 8120.52 | 8120.52 | 8120.52 | 8120.52 | 8120.52 | 8120.52 | 8120.52 | 8120.52
[8 empty] | Nuclear - Small Modular Reactor | Moderate | 8120.52 | 8120.52 | 8120.52 | 8120.52 | 8120.52 | 8120.52 | 8120.52 | 8120.52 | 8120.52 | 8120.52 | 8120.52 | 8120.52 | 8120.52 | 8120.52 | 8120.52 | 8120.52 | 8120.52 | 8120.52 | 8120.52 | 8120.52 | 8120.52 | 8120.52 | 8120.52 | 8120.52 | 8120.52 | 8120.52 | 8120.52 | 8120.52 | 8120.52 | 8120.52
[8 empty] | Nuclear - Small Modular Reactor | Conservative | 8120.52 | 8120.52 | 8120.52 | 8120.52 | 8120.52 | 8120.52 | 8120.52 | 8120.52 | 8120.52 | 8120.52 | 8120.52 | 8120.52 | 8120.52 | 8120.52 | 8120.52 | 8120.52 | 8120.52 | 8120.52 | 8120.52 | 8120.52 | 8120.52 | 8120.52 | 8120.52 | 8120.52 | 8120.52 | 8120.52 | 8120.52 | 8120.52 | 8120.52 | 8120.52
[10 empty] | 2021 | 2022 | 2023 | 2024 | 2025 | 2026 | 2027 | 2028 | 2029 | 2030 | 2031 | 2032 | 2033 | 2034 | 2035 | 2036 | 2037 | 2038 | 2039 | 2040 | 2041 | 2042 | 2043 | 2044 | 2045 | 2046 | 2047 | 2048 | 2049 | 2050
[7 empty] | Heat Rate (MMBtu/MWh) | Nuclear - AP1000 | Moderate | 10.447 | 10.447 | 10.447 | 10.447 | 10.447 | 10.447 | 10.447 | 10.447 | 10.447 | 10.447 | 10.447 | 10.447 | 10.447 | 10.447 | 10.447 | 10.447 | 10.447 | 10.447 | 10.447 | 10.447 | 10.447 | 10.447 | 10.447 | 10.447 | 10.447 | 10.447 | 10.447 | 10.447 | 10.447 | 10.447
[8 empty] | Nuclear - AP1000 | Conservative | 10.447 | 10.447 | 10.447 | 10.447 | 10.447 | 10.447 | 10.447 | 10.447 | 10.447 | 10.447 | 10.447 | 10.447 | 10.447 | 10.447 | 10.447 | 10.447 | 10.447 | 10.447 | 10.447 | 10.447 | 10.447 | 10.447 | 10.447 | 10.447 | 10.447 | 10.447 | 10.447 | 10.447 | 10.447 | 10.447
[8 empty] | Nuclear - Small Modular Reactor | Moderate | 10.447 | 10.447 | 10.447 | 10.447 | 10.447 | 10.447 | 10.447 | 10.447 | 10.447 | 10.447 | 10.447 | 10.447 | 10.447 | 10.447 | 10.447 | 10.447 | 10.447 | 10.447 | 10.447 | 10.447 | 10.447 | 10.447 | 10.447 | 10.447 | 10.447 | 10.447 | 10.447 | 10.447 | 10.447 | 10.447
[8 empty] | Nuclear - Small Modular Reactor | Conservative | 10.447 | 10.447 | 10.447 | 10.447 | 10.447 | 10.447 | 10.447 | 10.447 | 10.447 | 10.447 | 10.447 | 10.447 | 10.447 | 10.447 | 10.447 | 10.447 | 10.447 | 10.447 | 10.447 | 10.447 | 10.447 | 10.447 | 10.447 | 10.447 | 10.447 | 10.447 | 10.447 | 10.447 | 10.447 | 10.447
[10 empty] | 2021 | 2022 | 2023 | 2024 | 2025 | 2026 | 2027 | 2028 | 2029 | 2030 | 2031 | 2032 | 2033 | 2034 | 2035 | 2036 | 2037 | 2038 | 2039 | 2040 | 2041 | 2042 | 2043 | 2044 | 2045 | 2046 | 2047 | 2048 | 2049 | 2050
[7 empty] | CAPEX ($/kW) | Nuclear - AP1000 | Moderate | 9440.1377 | 9125.5788 | 8811.0199 | 8496.461 | 8106.021 | 7955.8391 | 7876.0186 | 7824.1906 | 7776.1801 | 7729.5858 | 7669.694 | 7614.2989 | 7568.6284 | 7520.0573 | 7472.8797 | 7418.8324 | 7365.2549 | 7316.2214 | 7258.8535 | 7209.0719 | 7164.5079 | 7111.8596 | 7065.3424 | 7015.0198 | 6961.4246 | 6908.9194 | 6859.1547 | 6808.0842 | 6752.1785 | 6668.1252
[8 empty] | Nuclear - AP1000 | Conservative | 9440.1377 | 9125.5788 | 8811.0199 | 8811.0199 | 8811.0199 | 8811.0199 | 8811.0199 | 8811.0199 | 8811.0199 | 8811.0199 | 8811.0199 | 8811.0199 | 8811.0199 | 8811.0199 | 8811.0199 | 8811.0199 | 8811.0199 | 8811.0199 | 8811.0199 | 8811.0199 | 8811.0199 | 8811.0199 | 8811.0199 | 8811.0199 | 8811.0199 | 8811.0199 | 8811.0199 | 8811.0199 | 8811.0199 | 8811.0199
[8 empty] | Nuclear - Small Modular Reactor | Moderate | 10134.5861 | 9796.8885 | 9459.1908 | 9121.4932 | 8852.8274 | 8689.0834 | 8602.1825 | 8545.8536 | 8493.6948 | 8443.0825 | 8377.9452 | 8317.7203 | 8268.1182 | 8215.3479 | 8164.0991 | 8105.3468 | 8047.1062 | 7993.8302 | 7931.4495 | 7877.3567 | 7828.9663 | 7771.7407 | 7721.2169 | 7666.534 | 7608.2745 | 7551.205 | 7497.1333 | 7441.6326 | 7380.8483 | 7289.2923
[8 empty] | Nuclear - Small Modular Reactor | Conservative | 10134.5861 | 9796.8885 | 9459.1908 | 9459.1908 | 9459.1908 | 9459.1908 | 9459.1908 | 9459.1908 | 9459.1908 | 9459.1908 | 9459.1908 | 9459.1908 | 9459.1908 | 9459.1908 | 9459.1908 | 9459.1908 | 9459.1908 | 9459.1908 | 9459.1908 | 9459.1908 | 9459.1908 | 9459.1908 | 9459.1908 | 9459.1908 | 9459.1908 | 9459.1908 | 9459.1908 | 9459.1908 | 9459.1908 | 9459.1908
[10 empty] | 2021 | 2022 | 2023 | 2024 | 2025 | 2026 | 2027 | 2028 | 2029 | 2030 | 2031 | 2032 | 2033 | 2034 | 2035 | 2036 | 2037 | 2038 | 2039 | 2040 | 2041 | 2042 | 2043 | 2044 | 2045 | 2046 | 2047 | 2048 | 2049 | 2050
[7 empty] | Construction Financing Cost ($/kW) | Nuclear - AP1000 | Moderate | 1972.4584 | 1906.7333 | 1841.0082 | 1775.283 | 1693.703 | 1662.3234 | 1645.6454 | 1634.8163 | 1624.7848 | 1615.0492 | 1602.5352 | 1590.9607 | 1581.4181 | 1571.2695 | 1561.412 | 1550.1192 | 1538.9245 | 1528.6792 | 1516.6926 | 1506.291 | 1496.9796 | 1485.9791 | 1476.2596 | 1465.745 | 1454.5467 | 1443.576 | 1433.178 | 1422.5071 | 1410.826 | 1393.2635
[8 empty] | Nuclear - AP1000 | Conservative | 1972.4584 | 1906.7333 | 1841.0082 | 1841.0082 | 1841.0082 | 1841.0082 | 1841.0082 | 1841.0082 | 1841.0082 | 1841.0082 | 1841.0082 | 1841.0082 | 1841.0082 | 1841.0082 | 1841.0082 | 1841.0082 | 1841.0082 | 1841.0082 | 1841.0082 | 1841.0082 | 1841.0082 | 1841.0082 | 1841.0082 | 1841.0082 | 1841.0082 | 1841.0082 | 1841.0082 | 1841.0082 | 1841.0082 | 1841.0082
[8 empty] | Nuclear - Small Modular Reactor | Moderate | 2117.5591 | 2046.9993 | 1976.4395 | 1905.8796 | 1849.7436 | 1815.5303 | 1797.3729 | 1785.6033 | 1774.705 | 1764.1299 | 1750.5199 | 1737.9363 | 1727.5722 | 1716.5462 | 1705.8381 | 1693.5621 | 1681.3931 | 1670.2614 | 1657.2273 | 1645.925 | 1635.8141 | 1623.8572 | 1613.3005 | 1601.8749 | 1589.7019 | 1577.7776 | 1566.4797 | 1554.8831 | 1542.1826 | 1523.0526
[8 empty] | Nuclear - Small Modular Reactor | Conservative | 2117.5591 | 2046.9993 | 1976.4395 | 1976.4395 | 1976.4395 | 1976.4395 | 1976.4395 | 1976.4395 | 1976.4395 | 1976.4395 | 1976.4395 | 1976.4395 | 1976.4395 | 1976.4395 | 1976.4395 | 1976.4395 | 1976.4395 | 1976.4395 | 1976.4395 | 1976.4395 | 1976.4395 | 1976.4395 | 1976.4395 | 1976.4395 | 1976.4395 | 1976.4395 | 1976.4395 | 1976.4395 | 1976.4395 | 1976.4395
[10 empty] | 2021 | 2022 | 2023 | 2024 | 2025 | 2026 | 2027 | 2028 | 2029 | 2030 | 2031 | 2032 | 2033 | 2034 | 2035 | 2036 | 2037 | 2038 | 2039 | 2040 | 2041 | 2042 | 2043 | 2044 | 2045 | 2046 | 2047 | 2048 | 2049 | 2050
[7 empty] | Overnight Capital Cost ($/kW) | Nuclear - AP1000 | Moderate | 7467.6793 | 7218.8455 | 6970.0117 | 6721.1779 | 6412.318 | 6293.5157 | 6230.3732 | 6189.3743 | 6151.3954 | 6114.5367 | 6067.1588 | 6023.3382 | 5987.2103 | 5948.7878 | 5911.4676 | 5868.7132 | 5826.3304 | 5787.5421 | 5742.161 | 5702.7809 | 5667.5283 | 5625.8805 | 5589.0828 | 5549.2748 | 5506.878 | 5465.3434 | 5425.9767 | 5385.5771 | 5341.3525 | 5274.8616
[8 empty] | Nuclear - AP1000 | Conservative | 7467.6793 | 7218.8455 | 6970.0117 | 6970.0117 | 6970.0117 | 6970.0117 | 6970.0117 | 6970.0117 | 6970.0117 | 6970.0117 | 6970.0117 | 6970.0117 | 6970.0117 | 6970.0117 | 6970.0117 | 6970.0117 | 6970.0117 | 6970.0117 | 6970.0117 | 6970.0117 | 6970.0117 | 6970.0117 | 6970.0117 | 6970.0117 | 6970.0117 | 6970.0117 | 6970.0117 | 6970.0117 | 6970.0117 | 6970.0117
[8 empty] | Nuclear - Small Modular Reactor | Moderate | 8017.027 | 7749.8892 | 7482.7514 | 7215.6136 | 7003.0839 | 6873.5531 | 6804.8097 | 6760.2503 | 6718.9898 | 6678.9526 | 6627.4254 | 6579.7841 | 6540.546 | 6498.8017 | 6458.261 | 6411.7847 | 6365.7131 | 6323.5688 | 6274.2221 | 6231.4317 | 6193.1522 | 6147.8835 | 6107.9163 | 6064.6591 | 6018.5726 | 5973.4274 | 5930.6536 | 5886.7495 | 5838.6657 | 5766.2397
[8 empty] | Nuclear - Small Modular Reactor | Conservative | 8017.027 | 7749.8892 | 7482.7514 | 7482.7514 | 7482.7514 | 7482.7514 | 7482.7514 | 7482.7514 | 7482.7514 | 7482.7514 | 7482.7514 | 7482.7514 | 7482.7514 | 7482.7514 | 7482.7514 | 7482.7514 | 7482.7514 | 7482.7514 | 7482.7514 | 7482.7514 | 7482.7514 | 7482.7514 | 7482.7514 | 7482.7514 | 7482.7514 | 7482.7514 | 7482.7514 | 7482.7514 | 7482.7514 | 7482.7514
[10 empty] | 2021 | 2022 | 2023 | 2024 | 2025 | 2026 | 2027 | 2028 | 2029 | 2030 | 2031 | 2032 | 2033 | 2034 | 2035 | 2036 | 2037 | 2038 | 2039 | 2040 | 2041 | 2042 | 2043 | 2044 | 2045 | 2046 | 2047 | 2048 | 2049 | 2050
[7 empty] | Fixed Operation and Maintenance Expenses ($/kW-yr) | Nuclear - AP1000 | Moderate | 152.12 | 152.12 | 152.12 | 152.12 | 152.12 | 152.12 | 152.12 | 152.12 | 152.12 | 152.12 | 152.12 | 152.12 | 152.12 | 152.12 | 152.12 | 152.12 | 152.12 | 152.12 | 152.12 | 152.12 | 152.12 | 152.12 | 152.12 | 152.12 | 152.12 | 152.12 | 152.12 | 152.12 | 152.12 | 152.12
[8 empty] | Nuclear - AP1000 | Conservative | 152.12 | 152.12 | 152.12 | 152.12 | 152.12 | 152.12 | 152.12 | 152.12 | 152.12 | 152.12 | 152.12 | 152.12 | 152.12 | 152.12 | 152.12 | 152.12 | 152.12 | 152.12 | 152.12 | 152.12 | 152.12 | 152.12 | 152.12 | 152.12 | 152.12 | 152.12 | 152.12 | 152.12 | 152.12 | 152.12
[8 empty] | Nuclear - Small Modular Reactor | Moderate | 118.8 | 118.8 | 118.8 | 118.8 | 118.8 | 118.8 | 118.8 | 118.8 | 118.8 | 118.8 | 118.8 | 118.8 | 118.8 | 118.8 | 118.8 | 118.8 | 118.8 | 118.8 | 118.8 | 118.8 | 118.8 | 118.8 | 118.8 | 118.8 | 118.8 | 118.8 | 118.8 | 118.8 | 118.8 | 118.8
[8 empty] | Nuclear - Small Modular Reactor | Conservative | 118.8 | 118.8 | 118.8 | 118.8 | 118.8 | 118.8 | 118.8 | 118.8 | 118.8 | 118.8 | 118.8 | 118.8 | 118.8 | 118.8 | 118.8 | 118.8 | 118.8 | 118.8 | 118.8 | 118.8 | 118.8 | 118.8 | 118.8 | 118.8 | 118.8 | 118.8 | 118.8 | 118.8 | 118.8 | 118.8
[10 empty] | 2021 | 2022 | 2023 | 2024 | 2025 | 2026 | 2027 | 2028 | 2029 | 2030 | 2031 | 2032 | 2033 | 2034 | 2035 | 2036 | 2037 | 2038 | 2039 | 2040 | 2041 | 2042 | 2043 | 2044 | 2045 | 2046 | 2047 | 2048 | 2049 | 2050
[7 empty] | Variable Operation and Maintenance Expenses ($/MWh) | Nuclear - AP1000 | Moderate | 2.47 | 2.47 | 2.47 | 2.47 | 2.47 | 2.47 | 2.47 | 2.47 | 2.47 | 2.47 | 2.47 | 2.47 | 2.47 | 2.47 | 2.47 | 2.47 | 2.47 | 2.47 | 2.47 | 2.47 | 2.47 | 2.47 | 2.47 | 2.47 | 2.47 | 2.47 | 2.47 | 2.47 | 2.47 | 2.47
[8 empty] | Nuclear - AP1000 | Conservative | 2.47 | 2.47 | 2.47 | 2.47 | 2.47 | 2.47 | 2.47 | 2.47 | 2.47 | 2.47 | 2.47 | 2.47 | 2.47 | 2.47 | 2.47 | 2.47 | 2.47 | 2.47 | 2.47 | 2.47 | 2.47 | 2.47 | 2.47 | 2.47 | 2.47 | 2.47 | 2.47 | 2.47 | 2.47 | 2.47
[8 empty] | Nuclear - Small Modular Reactor | Moderate | 3.13 | 3.13 | 3.13 | 3.13 | 3.13 | 3.13 | 3.13 | 3.13 | 3.13 | 3.13 | 3.13 | 3.13 | 3.13 | 3.13 | 3.13 | 3.13 | 3.13 | 3.13 | 3.13 | 3.13 | 3.13 | 3.13 | 3.13 | 3.13 | 3.13 | 3.13 | 3.13 | 3.13 | 3.13 | 3.13
[8 empty] | Nuclear - Small Modular Reactor | Conservative | 3.13 | 3.13 | 3.13 | 3.13 | 3.13 | 3.13 | 3.13 | 3.13 | 3.13 | 3.13 | 3.13 | 3.13 | 3.13 | 3.13 | 3.13 | 3.13 | 3.13 | 3.13 | 3.13 | 3.13 | 3.13 | 3.13 | 3.13 | 3.13 | 3.13 | 3.13 | 3.13 | 3.13 | 3.13 | 3.13
[10 empty] | 2021 | 2022 | 2023 | 2024 | 2025 | 2026 | 2027 | 2028 | 2029 | 2030 | 2031 | 2032 | 2033 | 2034 | 2035 | 2036 | 2037 | 2038 | 2039 | 2040 | 2041 | 2042 | 2043 | 2044 | 2045 | 2046 | 2047 | 2048 | 2049 | 2050
[7 empty] | Fuel Costs ($/MMBtu) | Nuclear - AP1000 | Moderate | 0.65821 | 0.65821 | 0.65815 | 0.65809 | 0.65803 | 0.65797 | 0.65791 | 0.65785 | 0.65779 | 0.65773 | 0.65766 | 0.65761 | 0.65755 | 0.65748 | 0.65743 | 0.65736 | 0.6573 | 0.65725 | 0.65718 | 0.65712 | 0.65707 | 0.657 | 0.65694 | 0.65688 | 0.65682 | 0.65676 | 0.6567 | 0.65664 | 0.65658 | 0.65652
[8 empty] | Nuclear - AP1000 | Conservative | 0.65821 | 0.65821 | 0.65815 | 0.65809 | 0.65803 | 0.65797 | 0.65791 | 0.65785 | 0.65779 | 0.65773 | 0.65766 | 0.65761 | 0.65755 | 0.65748 | 0.65743 | 0.65736 | 0.6573 | 0.65725 | 0.65718 | 0.65712 | 0.65707 | 0.657 | 0.65694 | 0.65688 | 0.65682 | 0.65676 | 0.6567 | 0.65664 | 0.65658 | 0.65652
[8 empty] | Nuclear - Small Modular Reactor | Moderate | 0.65821 | 0.65821 | 0.65815 | 0.65809 | 0.65803 | 0.65797 | 0.65791 | 0.65785 | 0.65779 | 0.65773 | 0.65766 | 0.65761 | 0.65755 | 0.65748 | 0.65743 | 0.65736 | 0.6573 | 0.65725 | 0.65718 | 0.65712 | 0.65707 | 0.657 | 0.65694 | 0.65688 | 0.65682 | 0.65676 | 0.6567 | 0.65664 | 0.65658 | 0.65652
[8 empty] | Nuclear - Small Modular Reactor | Conservative | 0.65821 | 0.65821 | 0.65815 | 0.65809 | 0.65803 | 0.65797 | 0.65791 | 0.65785 | 0.65779 | 0.65773 | 0.65766 | 0.65761 | 0.65755 | 0.65748 | 0.65743 | 0.65736 | 0.6573 | 0.65725 | 0.65718 | 0.65712 | 0.65707 | 0.657 | 0.65694 | 0.65688 | 0.65682 | 0.65676 | 0.6567 | 0.65664 | 0.65658 | 0.65652
[10 empty] | 2021 | 2022 | 2023 | 2024 | 2025 | 2026 | 2027 | 2028 | 2029 | 2030 | 2031 | 2032 | 2033 | 2034 | 2035 | 2036 | 2037 | 2038 | 2039 | 2040 | 2041 | 2042 | 2043 | 2044 | 2045 | 2046 | 2047 | 2048 | 2049 | 2050
[7 empty] | Fuel Costs ($/MWh) | Nuclear - AP1000 | Moderate | 6.8764 | 6.8764 | 6.8757 | 6.8751 | 6.8745 | 6.8738 | 6.8732 | 6.8726 | 6.8719 | 6.8713 | 6.8706 | 6.87 | 6.8694 | 6.8687 | 6.8681 | 6.8674 | 6.8669 | 6.8663 | 6.8656 | 6.865 | 6.8644 | 6.8637 | 6.8631 | 6.8624 | 6.8618 | 6.8612 | 6.8605 | 6.8599 | 6.8593 | 6.8586
[8 empty] | Nuclear - AP1000 | Conservative | 6.8764 | 6.8764 | 6.8757 | 6.8751 | 6.8745 | 6.8738 | 6.8732 | 6.8726 | 6.8719 | 6.8713 | 6.8706 | 6.87 | 6.8694 | 6.8687 | 6.8681 | 6.8674 | 6.8669 | 6.8663 | 6.8656 | 6.865 | 6.8644 | 6.8637 | 6.8631 | 6.8624 | 6.8618 | 6.8612 | 6.8605 | 6.8599 | 6.8593 | 6.8586
[8 empty] | Nuclear - Small Modular Reactor | Moderate | 6.8764 | 6.8764 | 6.8757 | 6.8751 | 6.8745 | 6.8738 | 6.8732 | 6.8726 | 6.8719 | 6.8713 | 6.8706 | 6.87 | 6.8694 | 6.8687 | 6.8681 | 6.8674 | 6.8669 | 6.8663 | 6.8656 | 6.865 | 6.8644 | 6.8637 | 6.8631 | 6.8624 | 6.8618 | 6.8612 | 6.8605 | 6.8599 | 6.8593 | 6.8586
[8 empty] | Nuclear - Small Modular Reactor | Conservative | 6.8764 | 6.8764 | 6.8757 | 6.8751 | 6.8745 | 6.8738 | 6.8732 | 6.8726 | 6.8719 | 6.8713 | 6.8706 | 6.87 | 6.8694 | 6.8687 | 6.8681 | 6.8674 | 6.8669 | 6.8663 | 6.8656 | 6.865 | 6.8644 | 6.8637 | 6.8631 | 6.8624 | 6.8618 | 6.8612 | 6.8605 | 6.8599 | 6.8593 | 6.8586
[10 empty] | 2021 | 2022 | 2023 | 2024 | 2025 | 2026 | 2027 | 2028 | 2029 | 2030 | 2031 | 2032 | 2033 | 2034 | 2035 | 2036 | 2037 | 2038 | 2039 | 2040 | 2041 | 2042 | 2043 | 2044 | 2045 | 2046 | 2047 | 2048 | 2049 | 2050
[5 empty] | Grid Connection Costs |  | Grid Connection Costs (GCC) ($/kW) | Nuclear - AP1000 | Moderate | 0 | 0 | 0 | 0 | 0 | 0 | 0 | 0 | 0 | 0 | 0 | 0 | 0 | 0 | 0 | 0 | 0 | 0 | 0 | 0 | 0 | 0 | 0 | 0 | 0 | 0 | 0 | 0 | 0 | 0
[8 empty] | Nuclear - AP1000 | Conservative | 0 | 0 | 0 | 0 | 0 | 0 | 0 | 0 | 0 | 0 | 0 | 0 | 0 | 0 | 0 | 0 | 0 | 0 | 0 | 0 | 0 | 0 | 0 | 0 | 0 | 0 | 0 | 0 | 0 | 0
[8 empty] | Nuclear - Small Modular Reactor | Moderate | 0 | 0 | 0 | 0 | 0 | 0 | 0 | 0 | 0 | 0 | 0 | 0 | 0 | 0 | 0 | 0 | 0 | 0 | 0 | 0 | 0 | 0 | 0 | 0 | 0 | 0 | 0 | 0 | 0 | 0
[8 empty] | Nuclear - Small Modular Reactor | Conservative | 0 | 0 | 0 | 0 | 0 | 0 | 0 | 0 | 0 | 0 | 0 | 0 | 0 | 0 | 0 | 0 | 0 | 0 | 0 | 0 | 0 | 0 | 0 | 0 | 0 | 0 | 0 | 0 | 0 | 0
[10 empty] | 2021 | 2022 | 2023 | 2024 | 2025 | 2026 | 2027 | 2028 | 2029 | 2030 | 2031 | 2032 | 2033 | 2034 | 2035 | 2036 | 2037 | 2038 | 2039 | 2040 | 2041 | 2042 | 2043 | 2044 | 2045 | 2046 | 2047 | 2048 | 2049 | 2050
[5 empty] | LCOE |  | Levelized Cost of Energy ($/MWh) | Nuclear - AP1000 | Moderate | 91.6341 | 89.5163 | 87.3979 | 85.2796 | 82.6504 | 81.6386 | 81.1006 | 80.7511 | 80.4272 | 80.1129 | 79.709 | 79.3354 | 79.0273 | 78.6997 | 78.3814 | 78.0169 | 77.6556 | 77.3249 | 76.938 | 76.6022 | 76.3016 | 75.9464 | 75.6327 | 75.2932 | 74.9318 | 74.5777 | 74.242 | 73.8975 | 73.5206 | 72.954
[8 empty] | Nuclear - AP1000 | Conservative | 91.6341 | 89.5163 | 87.3979 | 87.3973 | 87.3967 | 87.396 | 87.3954 | 87.3948 | 87.3941 | 87.3935 | 87.3928 | 87.3922 | 87.3916 | 87.391 | 87.3904 | 87.3897 | 87.3891 | 87.3885 | 87.3878 | 87.3872 | 87.3866 | 87.3859 | 87.3853 | 87.3846 | 87.384 | 87.3834 | 87.3827 | 87.3821 | 87.3815 | 87.3808
[8 empty] | Nuclear - Small Modular Reactor | Moderate | 92.8662 | 90.5927 | 88.3185 | 86.0443 | 84.235 | 83.1319 | 82.5462 | 82.1664 | 81.8146 | 81.4732 | 81.034 | 80.628 | 80.2934 | 79.9375 | 79.5918 | 79.1956 | 78.8029 | 78.4436 | 78.023 | 77.6582 | 77.3318 | 76.9459 | 76.6051 | 76.2363 | 75.8434 | 75.4586 | 75.0939 | 74.7197 | 74.3098 | 73.6928
[8 empty] | Nuclear - Small Modular Reactor | Conservative | 92.8662 | 90.5927 | 88.3185 | 88.3179 | 88.3173 | 88.3166 | 88.316 | 88.3154 | 88.3147 | 88.3141 | 88.3134 | 88.3128 | 88.3122 | 88.3115 | 88.3109 | 88.3102 | 88.3096 | 88.309 | 88.3084 | 88.3078 | 88.3072 | 88.3065 | 88.3059 | 88.3052 | 88.3046 | 88.304 | 88.3033 | 88.3027 | 88.3021 | 88.3014
[7 empty] | Tax credits are defined here for new construction. Existing Nuclear plants may qualify for 45U |  |  | 2021 | 2022 | 2023 | 2024 | 2025 | 2026 | 2027 | 2028 | 2029 | 2030 | 2031 | 2032 | 2033 | 2034 | 2035 | 2036 | 2037 | 2038 | 2039 | 2040 | 2041 | 2042 | 2043 | 2044 | 2045 | 2046 | 2047 | 2048 | 2049 | 2050
[7 empty] | Tax Credit | 10 year CRF | Moderate | 12.86% | 12.86% | 12.86% | 12.86% | 12.86% | 12.86% | 12.86% | 12.86% | 12.86% | 12.86% | 12.86% | 12.86% | 12.86% | 12.86% | 12.86% | 12.86% | 12.86% | 12.86% | 12.86% | 12.86% | 12.86% | 12.86% | 12.86% | 12.86% | 12.86% | 12.86% | 12.86% | 12.86% | 12.86% | 12.86%
[8 empty] | 10 year CRF | Conservative | 12.86% | 12.86% | 12.86% | 12.86% | 12.86% | 12.86% | 12.86% | 12.86% | 12.86% | 12.86% | 12.86% | 12.86% | 12.86% | 12.86% | 12.86% | 12.86% | 12.86% | 12.86% | 12.86% | 12.86% | 12.86% | 12.86% | 12.86% | 12.86% | 12.86% | 12.86% | 12.86% | 12.86% | 12.86% | 12.86%
[8 empty] | ITC Schedule | * | bar: 2021 to 2050
[8 empty] | PTC | Moderate | 0 | 0 | 0 | 0 | 0 | 0 | 0 | 0 | 0 | 0 | 0 | 0 | 0 | 0 | 0 | 0 | 0 | 0 | 0 | 0 | 0 | 0 | 0 | 0 | 0 | 0 | 0 | 0 | 0 | 0
[8 empty] | PTC | Conservative | 0 | 0 | 0 | 0 | 0 | 0 | 0 | 0 | 0 | 0 | 0 | 0 | 0 | 0 | 0 | 0 | 0 | 0 | 0 | 0 | 0 | 0 | 0 | 0 | 0 | 0 | 0 | 0 | 0 | 0
[8 empty] | PVD | Moderate | 0.82194 | 0.82194 | 0.82194 | 0.82194 | 0.82194 | 0.82194 | 0.82194 | 0.82194 | 0.82194 | 0.82194 | 0.82194 | 0.82194 | 0.82194 | 0.82194 | 0.82194 | 0.82194 | 0.82194 | 0.82194 | 0.82194 | 0.82194 | 0.82194 | 0.82194 | 0.82194 | 0.82194 | 0.82194 | 0.82194 | 0.82194 | 0.82194 | 0.82194 | 0.82194
[8 empty] | PVD | Conservative | 0.82194 | 0.82194 | 0.82194 | 0.82194 | 0.82194 | 0.82194 | 0.82194 | 0.82194 | 0.82194 | 0.82194 | 0.82194 | 0.82194 | 0.82194 | 0.82194 | 0.82194 | 0.82194 | 0.82194 | 0.82194 | 0.82194 | 0.82194 | 0.82194 | 0.82194 | 0.82194 | 0.82194 | 0.82194 | 0.82194 | 0.82194 | 0.82194 | 0.82194 | 0.82194
[8 empty] | PFF | Moderate | 1.0617 | 1.0617 | 1.0617 | 1.0617 | 1.0617 | 1.0617 | 1.0617 | 1.0617 | 1.0617 | 1.0617 | 1.0617 | 1.0617 | 1.0617 | 1.0617 | 1.0617 | 1.0617 | 1.0617 | 1.0617 | 1.0617 | 1.0617 | 1.0617 | 1.0617 | 1.0617 | 1.0617 | 1.0617 | 1.0617 | 1.0617 | 1.0617 | 1.0617 | 1.0617
[8 empty] | PFF | Conservative | 1.0617 | 1.0617 | 1.0617 | 1.0617 | 1.0617 | 1.0617 | 1.0617 | 1.0617 | 1.0617 | 1.0617 | 1.0617 | 1.0617 | 1.0617 | 1.0617 | 1.0617 | 1.0617 | 1.0617 | 1.0617 | 1.0617 | 1.0617 | 1.0617 | 1.0617 | 1.0617 | 1.0617 | 1.0617 | 1.0617 | 1.0617 | 1.0617 | 1.0617 | 1.0617
MACRS | [5 empty] | MACRS |  | Year |  | 2021 | 2022 | 2023 | 2024 | 2025 | 2026 | 2027 | 2028 | 2029 | 2030 | 2031 | 2032 | 2033 | 2034 | 2035 | 2036 | 2037 | 2038 | 2039 | 2040 | 2041 | 2042 | 2043 | 2044 | 2045 | 2046 | 2047 | 2048 | 2049 | 2050
0.2 | [5 empty] | 0.05 | Depreciation Factor | 1 |  | 0.93049 | 0.93049 | 0.93049 | 0.93049 | 0.93049 | 0.93049 | 0.93049 | 0.93049 | 0.93049 | 0.93049 | 0.93049 | 0.93049 | 0.93049 | 0.93049 | 0.93049 | 0.93049 | 0.93049 | 0.93049 | 0.93049 | 0.93049 | 0.93049 | 0.93049 | 0.93049 | 0.93049 | 0.93049 | 0.93049 | 0.93049 | 0.93049 | 0.93049 | 0.93049
0.32 | [5 empty] | 0.095 |  | 2 |  | 0.86582 | 0.86582 | 0.86582 | 0.86582 | 0.86582 | 0.86582 | 0.86582 | 0.86582 | 0.86582 | 0.86582 | 0.86582 | 0.86582 | 0.86582 | 0.86582 | 0.86582 | 0.86582 | 0.86582 | 0.86582 | 0.86582 | 0.86582 | 0.86582 | 0.86582 | 0.86582 | 0.86582 | 0.86582 | 0.86582 | 0.86582 | 0.86582 | 0.86582 | 0.86582
0.192 | [5 empty] | 0.0855 |  | 3 |  | 0.80564 | 0.80564 | 0.80564 | 0.80564 | 0.80564 | 0.80564 | 0.80564 | 0.80564 | 0.80564 | 0.80564 | 0.80564 | 0.80564 | 0.80564 | 0.80564 | 0.80564 | 0.80564 | 0.80564 | 0.80564 | 0.80564 | 0.80564 | 0.80564 | 0.80564 | 0.80564 | 0.80564 | 0.80564 | 0.80564 | 0.80564 | 0.80564 | 0.80564 | 0.80564
0.1152 | [5 empty] | 0.077 |  | 4 |  | 0.74964 | 0.74964 | 0.74964 | 0.74964 | 0.74964 | 0.74964 | 0.74964 | 0.74964 | 0.74964 | 0.74964 | 0.74964 | 0.74964 | 0.74964 | 0.74964 | 0.74964 | 0.74964 | 0.74964 | 0.74964 | 0.74964 | 0.74964 | 0.74964 | 0.74964 | 0.74964 | 0.74964 | 0.74964 | 0.74964 | 0.74964 | 0.74964 | 0.74964 | 0.74964
0.1152 | [5 empty] | 0.0693 |  | 5 |  | 0.69753 | 0.69753 | 0.69753 | 0.69753 | 0.69753 | 0.69753 | 0.69753 | 0.69753 | 0.69753 | 0.69753 | 0.69753 | 0.69753 | 0.69753 | 0.69753 | 0.69753 | 0.69753 | 0.69753 | 0.69753 | 0.69753 | 0.69753 | 0.69753 | 0.69753 | 0.69753 | 0.69753 | 0.69753 | 0.69753 | 0.69753 | 0.69753 | 0.69753 | 0.69753
0.0576 | [5 empty] | 0.0623 |  | 6 |  | 0.64905 | 0.64905 | 0.64905 | 0.64905 | 0.64905 | 0.64905 | 0.64905 | 0.64905 | 0.64905 | 0.64905 | 0.64905 | 0.64905 | 0.64905 | 0.64905 | 0.64905 | 0.64905 | 0.64905 | 0.64905 | 0.64905 | 0.64905 | 0.64905 | 0.64905 | 0.64905 | 0.64905 | 0.64905 | 0.64905 | 0.64905 | 0.64905 | 0.64905 | 0.64905
[6 empty] | 0.059 |  | 7 |  | 0.60394 | 0.60394 | 0.60394 | 0.60394 | 0.60394 | 0.60394 | 0.60394 | 0.60394 | 0.60394 | 0.60394 | 0.60394 | 0.60394 | 0.60394 | 0.60394 | 0.60394 | 0.60394 | 0.60394 | 0.60394 | 0.60394 | 0.60394 | 0.60394 | 0.60394 | 0.60394 | 0.60394 | 0.60394 | 0.60394 | 0.60394 | 0.60394 | 0.60394 | 0.60394
[6 empty] | 0.059 |  | 8 |  | 0.56196 | 0.56196 | 0.56196 | 0.56196 | 0.56196 | 0.56196 | 0.56196 | 0.56196 | 0.56196 | 0.56196 | 0.56196 | 0.56196 | 0.56196 | 0.56196 | 0.56196 | 0.56196 | 0.56196 | 0.56196 | 0.56196 | 0.56196 | 0.56196 | 0.56196 | 0.56196 | 0.56196 | 0.56196 | 0.56196 | 0.56196 | 0.56196 | 0.56196 | 0.56196
[6 empty] | 0.0591 |  | 9 |  | 0.5229 | 0.5229 | 0.5229 | 0.5229 | 0.5229 | 0.5229 | 0.5229 | 0.5229 | 0.5229 | 0.5229 | 0.5229 | 0.5229 | 0.5229 | 0.5229 | 0.5229 | 0.5229 | 0.5229 | 0.5229 | 0.5229 | 0.5229 | 0.5229 | 0.5229 | 0.5229 | 0.5229 | 0.5229 | 0.5229 | 0.5229 | 0.5229 | 0.5229 | 0.5229
[6 empty] | 0.059 |  | 10 |  | 0.48655 | 0.48655 | 0.48655 | 0.48655 | 0.48655 | 0.48655 | 0.48655 | 0.48655 | 0.48655 | 0.48655 | 0.48655 | 0.48655 | 0.48655 | 0.48655 | 0.48655 | 0.48655 | 0.48655 | 0.48655 | 0.48655 | 0.48655 | 0.48655 | 0.48655 | 0.48655 | 0.48655 | 0.48655 | 0.48655 | 0.48655 | 0.48655 | 0.48655 | 0.48655
[6 empty] | 0.0591 |  | 11 |  | 0.45274 | 0.45274 | 0.45274 | 0.45274 | 0.45274 | 0.45274 | 0.45274 | 0.45274 | 0.45274 | 0.45274 | 0.45274 | 0.45274 | 0.45274 | 0.45274 | 0.45274 | 0.45274 | 0.45274 | 0.45274 | 0.45274 | 0.45274 | 0.45274 | 0.45274 | 0.45274 | 0.45274 | 0.45274 | 0.45274 | 0.45274 | 0.45274 | 0.45274 | 0.45274
[6 empty] | 0.059 |  | 12 |  | 0.42127 | 0.42127 | 0.42127 | 0.42127 | 0.42127 | 0.42127 | 0.42127 | 0.42127 | 0.42127 | 0.42127 | 0.42127 | 0.42127 | 0.42127 | 0.42127 | 0.42127 | 0.42127 | 0.42127 | 0.42127 | 0.42127 | 0.42127 | 0.42127 | 0.42127 | 0.42127 | 0.42127 | 0.42127 | 0.42127 | 0.42127 | 0.42127 | 0.42127 | 0.42127
[6 empty] | 0.0591 |  | 13 |  | 0.39199 | 0.39199 | 0.39199 | 0.39199 | 0.39199 | 0.39199 | 0.39199 | 0.39199 | 0.39199 | 0.39199 | 0.39199 | 0.39199 | 0.39199 | 0.39199 | 0.39199 | 0.39199 | 0.39199 | 0.39199 | 0.39199 | 0.39199 | 0.39199 | 0.39199 | 0.39199 | 0.39199 | 0.39199 | 0.39199 | 0.39199 | 0.39199 | 0.39199 | 0.39199
[6 empty] | 0.059 |  | 14 |  | 0.36474 | 0.36474 | 0.36474 | 0.36474 | 0.36474 | 0.36474 | 0.36474 | 0.36474 | 0.36474 | 0.36474 | 0.36474 | 0.36474 | 0.36474 | 0.36474 | 0.36474 | 0.36474 | 0.36474 | 0.36474 | 0.36474 | 0.36474 | 0.36474 | 0.36474 | 0.36474 | 0.36474 | 0.36474 | 0.36474 | 0.36474 | 0.36474 | 0.36474 | 0.36474
[6 empty] | 0.0591 |  | 15 |  | 0.33939 | 0.33939 | 0.33939 | 0.33939 | 0.33939 | 0.33939 | 0.33939 | 0.33939 | 0.33939 | 0.33939 | 0.33939 | 0.33939 | 0.33939 | 0.33939 | 0.33939 | 0.33939 | 0.33939 | 0.33939 | 0.33939 | 0.33939 | 0.33939 | 0.33939 | 0.33939 | 0.33939 | 0.33939 | 0.33939 | 0.33939 | 0.33939 | 0.33939 | 0.33939
[6 empty] | 0.0295 |  | 16 |  | 0.3158 | 0.3158 | 0.3158 | 0.3158 | 0.3158 | 0.3158 | 0.3158 | 0.3158 | 0.3158 | 0.3158 | 0.3158 | 0.3158 | 0.3158 | 0.3158 | 0.3158 | 0.3158 | 0.3158 | 0.3158 | 0.3158 | 0.3158 | 0.3158 | 0.3158 | 0.3158 | 0.3158 | 0.3158 | 0.3158 | 0.3158 | 0.3158 | 0.3158 | 0.3158
*Overnight Capital Cost used here is the Capital Cost taken from AEO (which is an Overnight Capital Cost plus a defined transmission cost).
[10 empty] | 2021 | 2022 | 2023 | 2024 | 2025 | 2026 | 2027 | 2028 | 2029 | 2030 | 2031 | 2032 | 2033 | 2034 | 2035 | 2036 | 2037 | 2038 | 2039 | 2040 | 2041 | 2042 | 2043 | 2044 | 2045 | 2046 | 2047 | 2048 | 2049 | 2050
[7 empty] | Construction Finance Factor | CFF | Moderate | 1.2641 | 1.2641 | 1.2641 | 1.2641 | 1.2641 | 1.2641 | 1.2641 | 1.2641 | 1.2641 | 1.2641 | 1.2641 | 1.2641 | 1.2641 | 1.2641 | 1.2641 | 1.2641 | 1.2641 | 1.2641 | 1.2641 | 1.2641 | 1.2641 | 1.2641 | 1.2641 | 1.2641 | 1.2641 | 1.2641 | 1.2641 | 1.2641 | 1.2641 | 1.2641
[8 empty] | CFF | Conservative | 1.2641 | 1.2641 | 1.2641 | 1.2641 | 1.2641 | 1.2641 | 1.2641 | 1.2641 | 1.2641 | 1.2641 | 1.2641 | 1.2641 | 1.2641 | 1.2641 | 1.2641 | 1.2641 | 1.2641 | 1.2641 | 1.2641 | 1.2641 | 1.2641 | 1.2641 | 1.2641 | 1.2641 | 1.2641 | 1.2641 | 1.2641 | 1.2641 | 1.2641 | 1.2641
[8 empty] | Accumulated Interest - Year 1 | * | 1.032 | 1.032 | 1.032 | 1.032 | 1.032 | 1.032 | 1.032 | 1.032 | 1.032 | 1.032 | 1.032 | 1.032 | 1.032 | 1.032 | 1.032 | 1.032 | 1.032 | 1.032 | 1.032 | 1.032 | 1.032 | 1.032 | 1.032 | 1.032 | 1.032 | 1.032 | 1.032 | 1.032 | 1.032 | 1.032
[8 empty] | Accumulated Interest - Year 2 | * | 1.0991 | 1.0991 | 1.0991 | 1.0991 | 1.0991 | 1.0991 | 1.0991 | 1.0991 | 1.0991 | 1.0991 | 1.0991 | 1.0991 | 1.0991 | 1.0991 | 1.0991 | 1.0991 | 1.0991 | 1.0991 | 1.0991 | 1.0991 | 1.0991 | 1.0991 | 1.0991 | 1.0991 | 1.0991 | 1.0991 | 1.0991 | 1.0991 | 1.0991 | 1.0991
[8 empty] | Accumulated Interest - Year 3 | * | 1.1705 | 1.1705 | 1.1705 | 1.1705 | 1.1705 | 1.1705 | 1.1705 | 1.1705 | 1.1705 | 1.1705 | 1.1705 | 1.1705 | 1.1705 | 1.1705 | 1.1705 | 1.1705 | 1.1705 | 1.1705 | 1.1705 | 1.1705 | 1.1705 | 1.1705 | 1.1705 | 1.1705 | 1.1705 | 1.1705 | 1.1705 | 1.1705 | 1.1705 | 1.1705
[8 empty] | Accumulated Interest - Year 4 | * | 1.2466 | 1.2466 | 1.2466 | 1.2466 | 1.2466 | 1.2466 | 1.2466 | 1.2466 | 1.2466 | 1.2466 | 1.2466 | 1.2466 | 1.2466 | 1.2466 | 1.2466 | 1.2466 | 1.2466 | 1.2466 | 1.2466 | 1.2466 | 1.2466 | 1.2466 | 1.2466 | 1.2466 | 1.2466 | 1.2466 | 1.2466 | 1.2466 | 1.2466 | 1.2466
[8 empty] | Accumulated Interest - Year 5 | * | 1.3276 | 1.3276 | 1.3276 | 1.3276 | 1.3276 | 1.3276 | 1.3276 | 1.3276 | 1.3276 | 1.3276 | 1.3276 | 1.3276 | 1.3276 | 1.3276 | 1.3276 | 1.3276 | 1.3276 | 1.3276 | 1.3276 | 1.3276 | 1.3276 | 1.3276 | 1.3276 | 1.3276 | 1.3276 | 1.3276 | 1.3276 | 1.3276 | 1.3276 | 1.3276
[8 empty] | Accumulated Interest - Year 6 | * | 1.4139 | 1.4139 | 1.4139 | 1.4139 | 1.4139 | 1.4139 | 1.4139 | 1.4139 | 1.4139 | 1.4139 | 1.4139 | 1.4139 | 1.4139 | 1.4139 | 1.4139 | 1.4139 | 1.4139 | 1.4139 | 1.4139 | 1.4139 | 1.4139 | 1.4139 | 1.4139 | 1.4139 | 1.4139 | 1.4139 | 1.4139 | 1.4139 | 1.4139 | 1.4139
[8 empty] | Accumulated Equity Cost - Year 1 | Moderate | 1.063 | 1.063 | 1.063 | 1.063 | 1.063 | 1.063 | 1.063 | 1.063 | 1.063 | 1.063 | 1.063 | 1.063 | 1.063 | 1.063 | 1.063 | 1.063 | 1.063 | 1.063 | 1.063 | 1.063 | 1.063 | 1.063 | 1.063 | 1.063 | 1.063 | 1.063 | 1.063 | 1.063 | 1.063 | 1.063
[8 empty] | Accumulated Equity Cost - Year 2 | Moderate | 1.2012 | 1.2012 | 1.2012 | 1.2012 | 1.2012 | 1.2012 | 1.2012 | 1.2012 | 1.2012 | 1.2012 | 1.2012 | 1.2012 | 1.2012 | 1.2012 | 1.2012 | 1.2012 | 1.2012 | 1.2012 | 1.2012 | 1.2012 | 1.2012 | 1.2012 | 1.2012 | 1.2012 | 1.2012 | 1.2012 | 1.2012 | 1.2012 | 1.2012 | 1.2012
[8 empty] | Accumulated Equity Cost - Year 3 | Moderate | 1.3574 | 1.3574 | 1.3574 | 1.3574 | 1.3574 | 1.3574 | 1.3574 | 1.3574 | 1.3574 | 1.3574 | 1.3574 | 1.3574 | 1.3574 | 1.3574 | 1.3574 | 1.3574 | 1.3574 | 1.3574 | 1.3574 | 1.3574 | 1.3574 | 1.3574 | 1.3574 | 1.3574 | 1.3574 | 1.3574 | 1.3574 | 1.3574 | 1.3574 | 1.3574
[8 empty] | Accumulated Equity Cost - Year 4 | Moderate | 1.5338 | 1.5338 | 1.5338 | 1.5338 | 1.5338 | 1.5338 | 1.5338 | 1.5338 | 1.5338 | 1.5338 | 1.5338 | 1.5338 | 1.5338 | 1.5338 | 1.5338 | 1.5338 | 1.5338 | 1.5338 | 1.5338 | 1.5338 | 1.5338 | 1.5338 | 1.5338 | 1.5338 | 1.5338 | 1.5338 | 1.5338 | 1.5338 | 1.5338 | 1.5338
[8 empty] | Accumulated Equity Cost - Year 5 | Moderate | 1.7332 | 1.7332 | 1.7332 | 1.7332 | 1.7332 | 1.7332 | 1.7332 | 1.7332 | 1.7332 | 1.7332 | 1.7332 | 1.7332 | 1.7332 | 1.7332 | 1.7332 | 1.7332 | 1.7332 | 1.7332 | 1.7332 | 1.7332 | 1.7332 | 1.7332 | 1.7332 | 1.7332 | 1.7332 | 1.7332 | 1.7332 | 1.7332 | 1.7332 | 1.7332
[8 empty] | Accumulated Equity Cost - Year 6 | Moderate | 1.9585 | 1.9585 | 1.9585 | 1.9585 | 1.9585 | 1.9585 | 1.9585 | 1.9585 | 1.9585 | 1.9585 | 1.9585 | 1.9585 | 1.9585 | 1.9585 | 1.9585 | 1.9585 | 1.9585 | 1.9585 | 1.9585 | 1.9585 | 1.9585 | 1.9585 | 1.9585 | 1.9585 | 1.9585 | 1.9585 | 1.9585 | 1.9585 | 1.9585 | 1.9585
[8 empty] | Accumulated Equity Cost - Year 1 | Conservative | 1.063 | 1.063 | 1.063 | 1.063 | 1.063 | 1.063 | 1.063 | 1.063 | 1.063 | 1.063 | 1.063 | 1.063 | 1.063 | 1.063 | 1.063 | 1.063 | 1.063 | 1.063 | 1.063 | 1.063 | 1.063 | 1.063 | 1.063 | 1.063 | 1.063 | 1.063 | 1.063 | 1.063 | 1.063 | 1.063
[8 empty] | Accumulated Equity Cost - Year 2 | Conservative | 1.2012 | 1.2012 | 1.2012 | 1.2012 | 1.2012 | 1.2012 | 1.2012 | 1.2012 | 1.2012 | 1.2012 | 1.2012 | 1.2012 | 1.2012 | 1.2012 | 1.2012 | 1.2012 | 1.2012 | 1.2012 | 1.2012 | 1.2012 | 1.2012 | 1.2012 | 1.2012 | 1.2012 | 1.2012 | 1.2012 | 1.2012 | 1.2012 | 1.2012 | 1.2012
[8 empty] | Accumulated Equity Cost - Year 3 | Conservative | 1.3574 | 1.3574 | 1.3574 | 1.3574 | 1.3574 | 1.3574 | 1.3574 | 1.3574 | 1.3574 | 1.3574 | 1.3574 | 1.3574 | 1.3574 | 1.3574 | 1.3574 | 1.3574 | 1.3574 | 1.3574 | 1.3574 | 1.3574 | 1.3574 | 1.3574 | 1.3574 | 1.3574 | 1.3574 | 1.3574 | 1.3574 | 1.3574 | 1.3574 | 1.3574
[8 empty] | Accumulated Equity Cost - Year 4 | Conservative | 1.5338 | 1.5338 | 1.5338 | 1.5338 | 1.5338 | 1.5338 | 1.5338 | 1.5338 | 1.5338 | 1.5338 | 1.5338 | 1.5338 | 1.5338 | 1.5338 | 1.5338 | 1.5338 | 1.5338 | 1.5338 | 1.5338 | 1.5338 | 1.5338 | 1.5338 | 1.5338 | 1.5338 | 1.5338 | 1.5338 | 1.5338 | 1.5338 | 1.5338 | 1.5338
[8 empty] | Accumulated Equity Cost - Year 5 | Conservative | 1.7332 | 1.7332 | 1.7332 | 1.7332 | 1.7332 | 1.7332 | 1.7332 | 1.7332 | 1.7332 | 1.7332 | 1.7332 | 1.7332 | 1.7332 | 1.7332 | 1.7332 | 1.7332 | 1.7332 | 1.7332 | 1.7332 | 1.7332 | 1.7332 | 1.7332 | 1.7332 | 1.7332 | 1.7332 | 1.7332 | 1.7332 | 1.7332 | 1.7332 | 1.7332
[8 empty] | Accumulated Equity Cost - Year 6 | Conservative | 1.9585 | 1.9585 | 1.9585 | 1.9585 | 1.9585 | 1.9585 | 1.9585 | 1.9585 | 1.9585 | 1.9585 | 1.9585 | 1.9585 | 1.9585 | 1.9585 | 1.9585 | 1.9585 | 1.9585 | 1.9585 | 1.9585 | 1.9585 | 1.9585 | 1.9585 | 1.9585 | 1.9585 | 1.9585 | 1.9585 | 1.9585 | 1.9585 | 1.9585 | 1.9585
|  | X |  | Data Sources for Default Inputs | bar: 2021 to 2038
[5 empty] | Current Costs: |  |  |  |  | 2022: Citation; 2027: Dollar Year; 2028: Escalation Index
[5 empty] | Net Capacity Factor (%) |  |  |  |  | 2022: EIA Electric Power Annual/Monthly (http://www.eia.gov/electricity/monthly/epm_table_grapher.cfm?t=epmt_6_07_b)
[5 empty] | Heat Rate (MMBtu/MWh) |  |  |  |  | 2022: Electricity Market Module in Assumptions to AEO 2023: Table 3 (converted to 2021$).
[5 empty] | Overnight Capital Cost ($/kW) |  |  |  |  | 2022: AEO 2023 Reference Case outputs (converted to 2021$). Material price index is removed.
[5 empty] | Fixed Operating Expenses ($/kW-yr) |  |  |  |  | 2022: Electricity Market Module in Assumptions to AEO 2023: Table 3 (converted to 2021$).
[5 empty] | Variable Operating Expenses ($/MWh) |  |  |  |  | 2022: Electricity Market Module in Assumptions to AEO 2023: Table 3 (converted to 2021$).
[5 empty] | Fuel Costs ($/MMBtu) |  |  |  |  | 2022: AEO 2023 Reference scenario uranium fuel prices
[5 empty] | Spur Line Cost ($/kW) |  |  |  |  | 2022: N/A
[5 empty] | Future Projections Costs: |  |  |  |  | 2022: Citation; 2027: Dollar Year; 2028: Escalation Index
[5 empty] | Net Capacity Factor (%) |  |  |  |  | 2022: EIA Electric Power Annual/Monthly (http://www.eia.gov/electricity/monthly/epm_table_grapher.cfm?t=epmt_6_07_b)
[5 empty] | Heat Rate (MMBtu/MWh) |  |  |  |  | 2022: Electricity Market Module in Assumptions to AEO 2023: Table 3 (converted to 2021$).
[5 empty] | Overnight Capital Cost ($/kW) |  |  |  |  | 2022: AEO 2023 Reference Case outputs (converted to 2021$). Material price index is removed.
2021 to 2022 overnight capital cost adjustments (%)
[5 empty] | Fixed Operating Expenses ($/kW-yr) |  |  |  |  | 2022: Electricity Market Module in Assumptions to AEO 2023: Table 3 (converted to 2021$).
[5 empty] | Variable Operating Expenses ($/MWh) |  |  |  |  | 2022: Electricity Market Module in Assumptions to AEO 2023: Table 3 (converted to 2021$).
[5 empty] | Fuel Costs ($/MMBtu) |  |  |  |  | 2022: AEO 2023 Reference scenario uranium fuel prices
[5 empty] | Grid Connection Cost ($/kW) |  |  |  |  | 2022: N/A

## Biopower
Biopower | [9 empty] | https://atb.nrel.gov/electricity/2023/other_technologies_(eia)
Inputs
Calculated
Input from other tab
| X |  |  | Assumptions
[5 empty] | Technology |  | Base Year: |  |  | 2021
All values are given in 2021 U.S. dollars, see references at the bottom of this worksheet for dollar year conversions where source dollar years don't match 2021.
Biopower Technologies
[7 empty] | Dedicated | Dedicated biomass plant
[7 empty] | Technology Classification | Name | Tech | Resource | Scale | Maturity
[8 empty] | Biopower - Dedicated | Biopower | Dedicated | Utility | Y
[5 empty] | Technology |  | Financial Assumptions:
[7 empty] | Capital Recovery Period (Years) |  |  |  |  | 45 |  | Financial Case |  | R&D
[7 empty] | Depreciation Period |  |  |  |  | 5 |  | Capital Recovery Period |  | 45
[7 empty] | Equity Premium During Construction |  |  |  |  | 2%
[7 empty] | Construction Duration yrs |  |  |  |  | 4
[7 empty] | Year | Capital | Percent of Leverage During Construction | Percent of Equity During Construction
[7 empty] | Index | Fraction*
[7 empty] | 0 | 40% | 80% | 20%
[7 empty] | 1 | 30% | 80% | 20%
[7 empty] | 2 | 20% | 80% | 20%
[7 empty] | 3 | 10% | 80% | 20%
Technology-Specific Variables
[10 empty] | Minimum | [6 empty] | Spinning | Quick Start
[8 empty] | New | Heat Rate | Plant | Outage Rates (%) |  | Emissions (lbs/MMBtu) |  |  |  | Reserve | Capacity | Cost
[8 empty] | Install (Y/N) | (MMBtu/MWh) | Load (%) | Forced | Planned | SO2 | NOx | Hg | CO2 | Capability | (%) | ($/MW) | CCS (Y/N)
[7 empty] | Dedicated | Y | 13.5 | 40% | 9% | 7.6% | 0.08 | 0 | 0 | 0 | 6.3% | 0% | 0 | N
Source: Regional Energy Deployment System (ReEDS) Model Documentation: Version 2016 (http://www.nrel.gov/docs/fy17osti/67067.pdf)
[10 empty] | 2021 | 2022 | 2023 | 2024 | 2025 | 2026 | 2027 | 2028 | 2029 | 2030 | 2031 | 2032 | 2033 | 2034 | 2035 | 2036 | 2037 | 2038 | 2039 | 2040 | 2041 | 2042 | 2043 | 2044 | 2045 | 2046 | 2047 | 2048 | 2049 | 2050
[7 empty] | Assumptions | Inflation Rate | * | 2.5% | 2.5% | 2.5% | 2.5% | 2.5% | 2.5% | 2.5% | 2.5% | 2.5% | 2.5% | 2.5% | 2.5% | 2.5% | 2.5% | 2.5% | 2.5% | 2.5% | 2.5% | 2.5% | 2.5% | 2.5% | 2.5% | 2.5% | 2.5% | 2.5% | 2.5% | 2.5% | 2.5% | 2.5% | 2.5%
[8 empty] | Interest Rate Nominal | Advanced | bar: 2021 to 2050
[8 empty] | Interest Rate Nominal | Moderate | bar: 2021 to 2050
[8 empty] | Interest Rate Nominal | Conservative | bar: 2021 to 2050
[8 empty] | Calculated Interest Rate Real | Advanced | 5.366% | 5.366% | 5.366% | 5.366% | 5.366% | 5.366% | 5.366% | 5.366% | 5.366% | 5.366% | 5.366% | 5.366% | 5.366% | 5.366% | 5.366% | 5.366% | 5.366% | 5.366% | 5.366% | 5.366% | 5.366% | 5.366% | 5.366% | 5.366% | 5.366% | 5.366% | 5.366% | 5.366% | 5.366% | 5.366%
[8 empty] | Calculated Interest Rate Real | Moderate | 5.366% | 5.366% | 5.366% | 5.366% | 5.366% | 5.366% | 5.366% | 5.366% | 5.366% | 5.366% | 5.366% | 5.366% | 5.366% | 5.366% | 5.366% | 5.366% | 5.366% | 5.366% | 5.366% | 5.366% | 5.366% | 5.366% | 5.366% | 5.366% | 5.366% | 5.366% | 5.366% | 5.366% | 5.366% | 5.366%
[8 empty] | Calculated Interest Rate Real | Conservative | 5.366% | 5.366% | 5.366% | 5.366% | 5.366% | 5.366% | 5.366% | 5.366% | 5.366% | 5.366% | 5.366% | 5.366% | 5.366% | 5.366% | 5.366% | 5.366% | 5.366% | 5.366% | 5.366% | 5.366% | 5.366% | 5.366% | 5.366% | 5.366% | 5.366% | 5.366% | 5.366% | 5.366% | 5.366% | 5.366%
[8 empty] | Interest During Construction - Nominal | * | 6.5% | 6.5% | 6.5% | 6.5% | 6.5% | 6.5% | 6.5% | 6.5% | 6.5% | 6.5% | 6.5% | 6.5% | 6.5% | 6.5% | 6.5% | 6.5% | 6.5% | 6.5% | 6.5% | 6.5% | 6.5% | 6.5% | 6.5% | 6.5% | 6.5% | 6.5% | 6.5% | 6.5% | 6.5% | 6.5%
[8 empty] | Rate of Return on Equity Nominal | Advanced | 11% | 11% | 11% | 11% | 11% | 11% | 11% | 11% | 11% | 11% | 11% | 11% | 11% | 11% | 11% | 11% | 11% | 11% | 11% | 11% | 11% | 11% | 11% | 11% | 11% | 11% | 11% | 11% | 11% | 11%
[8 empty] | Rate of Return on Equity Nominal | Moderate | 11% | 11% | 11% | 11% | 11% | 11% | 11% | 11% | 11% | 11% | 11% | 11% | 11% | 11% | 11% | 11% | 11% | 11% | 11% | 11% | 11% | 11% | 11% | 11% | 11% | 11% | 11% | 11% | 11% | 11%
[8 empty] | Rate of Return on Equity Nominal | Conservative | 11% | 11% | 11% | 11% | 11% | 11% | 11% | 11% | 11% | 11% | 11% | 11% | 11% | 11% | 11% | 11% | 11% | 11% | 11% | 11% | 11% | 11% | 11% | 11% | 11% | 11% | 11% | 11% | 11% | 11%
[8 empty] | Calculated Rate of Return on Equity Real | Advanced | 8.293% | 8.293% | 8.293% | 8.293% | 8.293% | 8.293% | 8.293% | 8.293% | 8.293% | 8.293% | 8.293% | 8.293% | 8.293% | 8.293% | 8.293% | 8.293% | 8.293% | 8.293% | 8.293% | 8.293% | 8.293% | 8.293% | 8.293% | 8.293% | 8.293% | 8.293% | 8.293% | 8.293% | 8.293% | 8.293%
[8 empty] | Calculated Rate of Return on Equity Real | Moderate | 8.293% | 8.293% | 8.293% | 8.293% | 8.293% | 8.293% | 8.293% | 8.293% | 8.293% | 8.293% | 8.293% | 8.293% | 8.293% | 8.293% | 8.293% | 8.293% | 8.293% | 8.293% | 8.293% | 8.293% | 8.293% | 8.293% | 8.293% | 8.293% | 8.293% | 8.293% | 8.293% | 8.293% | 8.293% | 8.293%
[8 empty] | Calculated Rate of Return on Equity Real | Conservative | 8.293% | 8.293% | 8.293% | 8.293% | 8.293% | 8.293% | 8.293% | 8.293% | 8.293% | 8.293% | 8.293% | 8.293% | 8.293% | 8.293% | 8.293% | 8.293% | 8.293% | 8.293% | 8.293% | 8.293% | 8.293% | 8.293% | 8.293% | 8.293% | 8.293% | 8.293% | 8.293% | 8.293% | 8.293% | 8.293%
[8 empty] | Debt Fraction | Advanced | 69.8% | 69.8% | 69.8% | 69.8% | 69.8% | 69.8% | 69.8% | 69.8% | 69.8% | 69.8% | 69.8% | 69.8% | 69.8% | 69.8% | 69.8% | 69.8% | 69.8% | 69.8% | 69.8% | 69.8% | 69.8% | 69.8% | 69.8% | 69.8% | 69.8% | 69.8% | 69.8% | 69.8% | 69.8% | 69.8%
[8 empty] | Debt Fraction | Moderate | 69.8% | 69.8% | 69.8% | 69.8% | 69.8% | 69.8% | 69.8% | 69.8% | 69.8% | 69.8% | 69.8% | 69.8% | 69.8% | 69.8% | 69.8% | 69.8% | 69.8% | 69.8% | 69.8% | 69.8% | 69.8% | 69.8% | 69.8% | 69.8% | 69.8% | 69.8% | 69.8% | 69.8% | 69.8% | 69.8%
[8 empty] | Debt Fraction | Conservative | 69.8% | 69.8% | 69.8% | 69.8% | 69.8% | 69.8% | 69.8% | 69.8% | 69.8% | 69.8% | 69.8% | 69.8% | 69.8% | 69.8% | 69.8% | 69.8% | 69.8% | 69.8% | 69.8% | 69.8% | 69.8% | 69.8% | 69.8% | 69.8% | 69.8% | 69.8% | 69.8% | 69.8% | 69.8% | 69.8%
[8 empty] | Tax Rate (Federal and State) | * | 25.74% | 25.74% | 25.74% | 25.74% | 25.74% | 25.74% | 25.74% | 25.74% | 25.74% | 25.74% | 25.74% | 25.74% | 25.74% | 25.74% | 25.74% | 25.74% | 25.74% | 25.74% | 25.74% | 25.74% | 25.74% | 25.74% | 25.74% | 25.74% | 25.74% | 25.74% | 25.74% | 25.74% | 25.74% | 25.74%
[8 empty] | WACC Nominal | Advanced | 7.468% | 7.468% | 7.468% | 7.468% | 7.468% | 7.468% | 7.468% | 7.468% | 7.468% | 7.468% | 7.468% | 7.468% | 7.468% | 7.468% | 7.468% | 7.468% | 7.468% | 7.468% | 7.468% | 7.468% | 7.468% | 7.468% | 7.468% | 7.468% | 7.468% | 7.468% | 7.468% | 7.468% | 7.468% | 7.468%
[8 empty] | WACC Nominal | Moderate | 7.468% | 7.468% | 7.468% | 7.468% | 7.468% | 7.468% | 7.468% | 7.468% | 7.468% | 7.468% | 7.468% | 7.468% | 7.468% | 7.468% | 7.468% | 7.468% | 7.468% | 7.468% | 7.468% | 7.468% | 7.468% | 7.468% | 7.468% | 7.468% | 7.468% | 7.468% | 7.468% | 7.468% | 7.468% | 7.468%
[8 empty] | WACC Nominal | Conservative | 7.468% | 7.468% | 7.468% | 7.468% | 7.468% | 7.468% | 7.468% | 7.468% | 7.468% | 7.468% | 7.468% | 7.468% | 7.468% | 7.468% | 7.468% | 7.468% | 7.468% | 7.468% | 7.468% | 7.468% | 7.468% | 7.468% | 7.468% | 7.468% | 7.468% | 7.468% | 7.468% | 7.468% | 7.468% | 7.468%
[8 empty] | WACC Real | Advanced | 4.847% | 4.847% | 4.847% | 4.847% | 4.847% | 4.847% | 4.847% | 4.847% | 4.847% | 4.847% | 4.847% | 4.847% | 4.847% | 4.847% | 4.847% | 4.847% | 4.847% | 4.847% | 4.847% | 4.847% | 4.847% | 4.847% | 4.847% | 4.847% | 4.847% | 4.847% | 4.847% | 4.847% | 4.847% | 4.847%
[8 empty] | WACC Real | Moderate | 4.847% | 4.847% | 4.847% | 4.847% | 4.847% | 4.847% | 4.847% | 4.847% | 4.847% | 4.847% | 4.847% | 4.847% | 4.847% | 4.847% | 4.847% | 4.847% | 4.847% | 4.847% | 4.847% | 4.847% | 4.847% | 4.847% | 4.847% | 4.847% | 4.847% | 4.847% | 4.847% | 4.847% | 4.847% | 4.847%
[8 empty] | WACC Real | Conservative | 4.847% | 4.847% | 4.847% | 4.847% | 4.847% | 4.847% | 4.847% | 4.847% | 4.847% | 4.847% | 4.847% | 4.847% | 4.847% | 4.847% | 4.847% | 4.847% | 4.847% | 4.847% | 4.847% | 4.847% | 4.847% | 4.847% | 4.847% | 4.847% | 4.847% | 4.847% | 4.847% | 4.847% | 4.847% | 4.847%
[8 empty] | Capital Recovery Factor (CRF) Nominal | Advanced | 7.772% | 7.772% | 7.772% | 7.772% | 7.772% | 7.772% | 7.772% | 7.772% | 7.772% | 7.772% | 7.772% | 7.772% | 7.772% | 7.772% | 7.772% | 7.772% | 7.772% | 7.772% | 7.772% | 7.772% | 7.772% | 7.772% | 7.772% | 7.772% | 7.772% | 7.772% | 7.772% | 7.772% | 7.772% | 7.772%
[8 empty] | Capital Recovery Factor (CRF) Nominal | Moderate | 7.772% | 7.772% | 7.772% | 7.772% | 7.772% | 7.772% | 7.772% | 7.772% | 7.772% | 7.772% | 7.772% | 7.772% | 7.772% | 7.772% | 7.772% | 7.772% | 7.772% | 7.772% | 7.772% | 7.772% | 7.772% | 7.772% | 7.772% | 7.772% | 7.772% | 7.772% | 7.772% | 7.772% | 7.772% | 7.772%
[8 empty] | Capital Recovery Factor (CRF) Nominal | Conservative | 7.772% | 7.772% | 7.772% | 7.772% | 7.772% | 7.772% | 7.772% | 7.772% | 7.772% | 7.772% | 7.772% | 7.772% | 7.772% | 7.772% | 7.772% | 7.772% | 7.772% | 7.772% | 7.772% | 7.772% | 7.772% | 7.772% | 7.772% | 7.772% | 7.772% | 7.772% | 7.772% | 7.772% | 7.772% | 7.772%
[8 empty] | Capital Recovery Factor (CRF) Real | Advanced | 5.501% | 5.501% | 5.501% | 5.501% | 5.501% | 5.501% | 5.501% | 5.501% | 5.501% | 5.501% | 5.501% | 5.501% | 5.501% | 5.501% | 5.501% | 5.501% | 5.501% | 5.501% | 5.501% | 5.501% | 5.501% | 5.501% | 5.501% | 5.501% | 5.501% | 5.501% | 5.501% | 5.501% | 5.501% | 5.501%
[8 empty] | Capital Recovery Factor (CRF) Real | Moderate | 5.501% | 5.501% | 5.501% | 5.501% | 5.501% | 5.501% | 5.501% | 5.501% | 5.501% | 5.501% | 5.501% | 5.501% | 5.501% | 5.501% | 5.501% | 5.501% | 5.501% | 5.501% | 5.501% | 5.501% | 5.501% | 5.501% | 5.501% | 5.501% | 5.501% | 5.501% | 5.501% | 5.501% | 5.501% | 5.501%
[8 empty] | Capital Recovery Factor (CRF) Real | Conservative | 5.501% | 5.501% | 5.501% | 5.501% | 5.501% | 5.501% | 5.501% | 5.501% | 5.501% | 5.501% | 5.501% | 5.501% | 5.501% | 5.501% | 5.501% | 5.501% | 5.501% | 5.501% | 5.501% | 5.501% | 5.501% | 5.501% | 5.501% | 5.501% | 5.501% | 5.501% | 5.501% | 5.501% | 5.501% | 5.501%
*2021 annual Capacity Factor taken from EIA Electric Power Annual/Monthly (http://www.eia.gov/electricity/monthly/epm_table_grapher.cfm?t=epmt_6_07_b)
The same CF is assumed for all biomass technologies.
**Overnight Capital Cost used here is the Capital Cost taken from AEO (which is an Overnight Capital Cost plus a defined transmission cost) with the material price index removed.
***Note: For future projections, low, mid, and Constant refer to the resulting low, mid, and Constant LCOE projections.
|  |  | X | Future Projections
Base Year
[10 empty] | 2021 | 2022 | 2023 | 2024 | 2025 | 2026 | 2027 | 2028 | 2029 | 2030 | 2031 | 2032 | 2033 | 2034 | 2035 | 2036 | 2037 | 2038 | 2039 | 2040 | 2041 | 2042 | 2043 | 2044 | 2045 | 2046 | 2047 | 2048 | 2049 | 2050
[5 empty] | Techno-Economic Cost and Performance Parameters |  | Net Capacity Factor (%) | Biopower - Dedicated | Advanced | 63.5% | 63.5% | 63.5% | 63.5% | 63.5% | 63.5% | 63.5% | 63.5% | 63.5% | 63.5% | 63.5% | 63.5% | 63.5% | 63.5% | 63.5% | 63.5% | 63.5% | 63.5% | 63.5% | 63.5% | 63.5% | 63.5% | 63.5% | 63.5% | 63.5% | 63.5% | 63.5% | 63.5% | 63.5% | 63.5%
[8 empty] | Biopower - Dedicated | Moderate | 63.5% | 63.5% | 63.5% | 63.5% | 63.5% | 63.5% | 63.5% | 63.5% | 63.5% | 63.5% | 63.5% | 63.5% | 63.5% | 63.5% | 63.5% | 63.5% | 63.5% | 63.5% | 63.5% | 63.5% | 63.5% | 63.5% | 63.5% | 63.5% | 63.5% | 63.5% | 63.5% | 63.5% | 63.5% | 63.5%
[8 empty] | Biopower - Dedicated | Conservative | 63.5% | 63.5% | 63.5% | 63.5% | 63.5% | 63.5% | 63.5% | 63.5% | 63.5% | 63.5% | 63.5% | 63.5% | 63.5% | 63.5% | 63.5% | 63.5% | 63.5% | 63.5% | 63.5% | 63.5% | 63.5% | 63.5% | 63.5% | 63.5% | 63.5% | 63.5% | 63.5% | 63.5% | 63.5% | 63.5%
[10 empty] | 2021 | 2022 | 2023 | 2024 | 2025 | 2026 | 2027 | 2028 | 2029 | 2030 | 2031 | 2032 | 2033 | 2034 | 2035 | 2036 | 2037 | 2038 | 2039 | 2040 | 2041 | 2042 | 2043 | 2044 | 2045 | 2046 | 2047 | 2048 | 2049 | 2050
[7 empty] | Annual Energy Production (kWh/kW) | Biopower - Dedicated | Advanced | 5562.6 | 5562.6 | 5562.6 | 5562.6 | 5562.6 | 5562.6 | 5562.6 | 5562.6 | 5562.6 | 5562.6 | 5562.6 | 5562.6 | 5562.6 | 5562.6 | 5562.6 | 5562.6 | 5562.6 | 5562.6 | 5562.6 | 5562.6 | 5562.6 | 5562.6 | 5562.6 | 5562.6 | 5562.6 | 5562.6 | 5562.6 | 5562.6 | 5562.6 | 5562.6
[8 empty] | Biopower - Dedicated | Moderate | 5562.6 | 5562.6 | 5562.6 | 5562.6 | 5562.6 | 5562.6 | 5562.6 | 5562.6 | 5562.6 | 5562.6 | 5562.6 | 5562.6 | 5562.6 | 5562.6 | 5562.6 | 5562.6 | 5562.6 | 5562.6 | 5562.6 | 5562.6 | 5562.6 | 5562.6 | 5562.6 | 5562.6 | 5562.6 | 5562.6 | 5562.6 | 5562.6 | 5562.6 | 5562.6
[8 empty] | Biopower - Dedicated | Conservative | 5562.6 | 5562.6 | 5562.6 | 5562.6 | 5562.6 | 5562.6 | 5562.6 | 5562.6 | 5562.6 | 5562.6 | 5562.6 | 5562.6 | 5562.6 | 5562.6 | 5562.6 | 5562.6 | 5562.6 | 5562.6 | 5562.6 | 5562.6 | 5562.6 | 5562.6 | 5562.6 | 5562.6 | 5562.6 | 5562.6 | 5562.6 | 5562.6 | 5562.6 | 5562.6
[10 empty] | 2021 | 2022 | 2023 | 2024 | 2025 | 2026 | 2027 | 2028 | 2029 | 2030 | 2031 | 2032 | 2033 | 2034 | 2035 | 2036 | 2037 | 2038 | 2039 | 2040 | 2041 | 2042 | 2043 | 2044 | 2045 | 2046 | 2047 | 2048 | 2049 | 2050
[7 empty] | Heat Rate (MMBtu/MWh) | Biopower - Dedicated | Advanced | 13.5 | 13.5 | 13.5 | 13.5 | 13.5 | 13.5 | 13.5 | 13.5 | 13.5 | 13.5 | 13.5 | 13.5 | 13.5 | 13.5 | 13.5 | 13.5 | 13.5 | 13.5 | 13.5 | 13.5 | 13.5 | 13.5 | 13.5 | 13.5 | 13.5 | 13.5 | 13.5 | 13.5 | 13.5 | 13.5
[8 empty] | Biopower - Dedicated | Moderate | 13.5 | 13.5 | 13.5 | 13.5 | 13.5 | 13.5 | 13.5 | 13.5 | 13.5 | 13.5 | 13.5 | 13.5 | 13.5 | 13.5 | 13.5 | 13.5 | 13.5 | 13.5 | 13.5 | 13.5 | 13.5 | 13.5 | 13.5 | 13.5 | 13.5 | 13.5 | 13.5 | 13.5 | 13.5 | 13.5
[8 empty] | Biopower - Dedicated | Conservative | 13.5 | 13.5 | 13.5 | 13.5 | 13.5 | 13.5 | 13.5 | 13.5 | 13.5 | 13.5 | 13.5 | 13.5 | 13.5 | 13.5 | 13.5 | 13.5 | 13.5 | 13.5 | 13.5 | 13.5 | 13.5 | 13.5 | 13.5 | 13.5 | 13.5 | 13.5 | 13.5 | 13.5 | 13.5 | 13.5
[10 empty] | 2021 | 2022 | 2023 | 2024 | 2025 | 2026 | 2027 | 2028 | 2029 | 2030 | 2031 | 2032 | 2033 | 2034 | 2035 | 2036 | 2037 | 2038 | 2039 | 2040 | 2041 | 2042 | 2043 | 2044 | 2045 | 2046 | 2047 | 2048 | 2049 | 2050
[7 empty] | CAPEX ($/kW) | Biopower - Dedicated | Advanced | 5390.5783 | 5210.7989 | 5031.0195 | 4851.2401 | 4708.1848 | 4620.6104 | 4574.2332 | 4544.1134 | 4516.211 | 4489.1302 | 4454.3277 | 4422.136 | 4395.1532 | 4366.9278 | 4339.5115 | 4308.1059 | 4276.9731 | 4248.479 | 4215.1458 | 4186.2172 | 4160.3185 | 4129.725 | 4102.6925 | 4073.4496 | 4042.3069 | 4011.7965 | 3982.8782 | 3952.1406 | 3919.6652 | 3870.8494
[8 empty] | Biopower - Dedicated | Moderate | 5390.5783 | 5210.7989 | 5031.0195 | 4851.2401 | 4708.1848 | 4620.6104 | 4574.2332 | 4544.1134 | 4516.211 | 4489.1302 | 4454.3277 | 4422.136 | 4395.1532 | 4366.9278 | 4339.5115 | 4308.1059 | 4276.9731 | 4248.479 | 4215.1458 | 4186.2172 | 4160.3185 | 4129.725 | 4102.6925 | 4073.4496 | 4042.3069 | 4011.7965 | 3982.8782 | 3952.1406 | 3919.6652 | 3870.8494
[8 empty] | Biopower - Dedicated | Conservative | 5390.5783 | 5210.7989 | 5031.0195 | 4851.2401 | 4708.1848 | 4620.6104 | 4574.2332 | 4544.1134 | 4516.211 | 4489.1302 | 4454.3277 | 4422.136 | 4395.1532 | 4366.9278 | 4339.5115 | 4308.1059 | 4276.9731 | 4248.479 | 4215.1458 | 4186.2172 | 4160.3185 | 4129.725 | 4102.6925 | 4073.4496 | 4042.3069 | 4011.7965 | 3982.8782 | 3952.1406 | 3919.6652 | 3870.8494
[10 empty] | 2021 | 2022 | 2023 | 2024 | 2025 | 2026 | 2027 | 2028 | 2029 | 2030 | 2031 | 2032 | 2033 | 2034 | 2035 | 2036 | 2037 | 2038 | 2039 | 2040 | 2041 | 2042 | 2043 | 2044 | 2045 | 2046 | 2047 | 2048 | 2049 | 2050
[7 empty] | Construction Financing Cost ($/kW) | Biopower - Dedicated | Advanced | 590.8697 | 571.1638 | 551.4579 | 531.752 | 516.0715 | 506.4723 | 501.3888 | 498.0874 | 495.0289 | 492.0606 | 488.2458 | 484.7172 | 481.7596 | 478.6658 | 475.6606 | 472.2182 | 468.8057 | 465.6824 | 462.0287 | 458.8578 | 456.019 | 452.6656 | 449.7025 | 446.4972 | 443.0836 | 439.7393 | 436.5695 | 433.2003 | 429.6406 | 424.2898
[8 empty] | Biopower - Dedicated | Moderate | 590.8697 | 571.1638 | 551.4579 | 531.752 | 516.0715 | 506.4723 | 501.3888 | 498.0874 | 495.0289 | 492.0606 | 488.2458 | 484.7172 | 481.7596 | 478.6658 | 475.6606 | 472.2182 | 468.8057 | 465.6824 | 462.0287 | 458.8578 | 456.019 | 452.6656 | 449.7025 | 446.4972 | 443.0836 | 439.7393 | 436.5695 | 433.2003 | 429.6406 | 424.2898
[8 empty] | Biopower - Dedicated | Conservative | 590.8697 | 571.1638 | 551.4579 | 531.752 | 516.0715 | 506.4723 | 501.3888 | 498.0874 | 495.0289 | 492.0606 | 488.2458 | 484.7172 | 481.7596 | 478.6658 | 475.6606 | 472.2182 | 468.8057 | 465.6824 | 462.0287 | 458.8578 | 456.019 | 452.6656 | 449.7025 | 446.4972 | 443.0836 | 439.7393 | 436.5695 | 433.2003 | 429.6406 | 424.2898
[10 empty] | 2021 | 2022 | 2023 | 2024 | 2025 | 2026 | 2027 | 2028 | 2029 | 2030 | 2031 | 2032 | 2033 | 2034 | 2035 | 2036 | 2037 | 2038 | 2039 | 2040 | 2041 | 2042 | 2043 | 2044 | 2045 | 2046 | 2047 | 2048 | 2049 | 2050
[7 empty] | Overnight Capital Cost ($/kW) | Biopower - Dedicated | Advanced | 4799.7087 | 4639.6351 | 4479.5616 | 4319.4881 | 4192.1134 | 4114.1381 | 4072.8444 | 4046.0261 | 4021.1821 | 3997.0697 | 3966.0819 | 3937.4188 | 3913.3936 | 3888.262 | 3863.8509 | 3835.8877 | 3808.1674 | 3782.7966 | 3753.1171 | 3727.3594 | 3704.2995 | 3677.0594 | 3652.99 | 3626.9525 | 3599.2234 | 3572.0572 | 3546.3087 | 3518.9403 | 3490.0246 | 3446.5595
[8 empty] | Biopower - Dedicated | Moderate | 4799.7087 | 4639.6351 | 4479.5616 | 4319.4881 | 4192.1134 | 4114.1381 | 4072.8444 | 4046.0261 | 4021.1821 | 3997.0697 | 3966.0819 | 3937.4188 | 3913.3936 | 3888.262 | 3863.8509 | 3835.8877 | 3808.1674 | 3782.7966 | 3753.1171 | 3727.3594 | 3704.2995 | 3677.0594 | 3652.99 | 3626.9525 | 3599.2234 | 3572.0572 | 3546.3087 | 3518.9403 | 3490.0246 | 3446.5595
[8 empty] | Biopower - Dedicated | Conservative | 4799.7087 | 4639.6351 | 4479.5616 | 4319.4881 | 4192.1134 | 4114.1381 | 4072.8444 | 4046.0261 | 4021.1821 | 3997.0697 | 3966.0819 | 3937.4188 | 3913.3936 | 3888.262 | 3863.8509 | 3835.8877 | 3808.1674 | 3782.7966 | 3753.1171 | 3727.3594 | 3704.2995 | 3677.0594 | 3652.99 | 3626.9525 | 3599.2234 | 3572.0572 | 3546.3087 | 3518.9403 | 3490.0246 | 3446.5595
[10 empty] | 2021 | 2022 | 2023 | 2024 | 2025 | 2026 | 2027 | 2028 | 2029 | 2030 | 2031 | 2032 | 2033 | 2034 | 2035 | 2036 | 2037 | 2038 | 2039 | 2040 | 2041 | 2042 | 2043 | 2044 | 2045 | 2046 | 2047 | 2048 | 2049 | 2050
[7 empty] | Fixed Operation and Maintenance Expenses ($/kW-yr) | Biopower - Dedicated | Advanced | 157.22 | 157.22 | 157.22 | 157.22 | 157.22 | 157.22 | 157.22 | 157.22 | 157.22 | 157.22 | 157.22 | 157.22 | 157.22 | 157.22 | 157.22 | 157.22 | 157.22 | 157.22 | 157.22 | 157.22 | 157.22 | 157.22 | 157.22 | 157.22 | 157.22 | 157.22 | 157.22 | 157.22 | 157.22 | 157.22
[8 empty] | Biopower - Dedicated | Moderate | 157.22 | 157.22 | 157.22 | 157.22 | 157.22 | 157.22 | 157.22 | 157.22 | 157.22 | 157.22 | 157.22 | 157.22 | 157.22 | 157.22 | 157.22 | 157.22 | 157.22 | 157.22 | 157.22 | 157.22 | 157.22 | 157.22 | 157.22 | 157.22 | 157.22 | 157.22 | 157.22 | 157.22 | 157.22 | 157.22
[8 empty] | Biopower - Dedicated | Conservative | 157.22 | 157.22 | 157.22 | 157.22 | 157.22 | 157.22 | 157.22 | 157.22 | 157.22 | 157.22 | 157.22 | 157.22 | 157.22 | 157.22 | 157.22 | 157.22 | 157.22 | 157.22 | 157.22 | 157.22 | 157.22 | 157.22 | 157.22 | 157.22 | 157.22 | 157.22 | 157.22 | 157.22 | 157.22 | 157.22
[10 empty] | 2021 | 2022 | 2023 | 2024 | 2025 | 2026 | 2027 | 2028 | 2029 | 2030 | 2031 | 2032 | 2033 | 2034 | 2035 | 2036 | 2037 | 2038 | 2039 | 2040 | 2041 | 2042 | 2043 | 2044 | 2045 | 2046 | 2047 | 2048 | 2049 | 2050
[7 empty] | Variable Operation and Maintenance Expenses ($/MWh) | Biopower - Dedicated | Advanced | 5.04 | 5.04 | 5.04 | 5.04 | 5.04 | 5.04 | 5.04 | 5.04 | 5.04 | 5.04 | 5.04 | 5.04 | 5.04 | 5.04 | 5.04 | 5.04 | 5.04 | 5.04 | 5.04 | 5.04 | 5.04 | 5.04 | 5.04 | 5.04 | 5.04 | 5.04 | 5.04 | 5.04 | 5.04 | 5.04
[8 empty] | Biopower - Dedicated | Moderate | 5.04 | 5.04 | 5.04 | 5.04 | 5.04 | 5.04 | 5.04 | 5.04 | 5.04 | 5.04 | 5.04 | 5.04 | 5.04 | 5.04 | 5.04 | 5.04 | 5.04 | 5.04 | 5.04 | 5.04 | 5.04 | 5.04 | 5.04 | 5.04 | 5.04 | 5.04 | 5.04 | 5.04 | 5.04 | 5.04
[8 empty] | Biopower - Dedicated | Conservative | 5.04 | 5.04 | 5.04 | 5.04 | 5.04 | 5.04 | 5.04 | 5.04 | 5.04 | 5.04 | 5.04 | 5.04 | 5.04 | 5.04 | 5.04 | 5.04 | 5.04 | 5.04 | 5.04 | 5.04 | 5.04 | 5.04 | 5.04 | 5.04 | 5.04 | 5.04 | 5.04 | 5.04 | 5.04 | 5.04
[10 empty] | 2021 | 2022 | 2023 | 2024 | 2025 | 2026 | 2027 | 2028 | 2029 | 2030 | 2031 | 2032 | 2033 | 2034 | 2035 | 2036 | 2037 | 2038 | 2039 | 2040 | 2041 | 2042 | 2043 | 2044 | 2045 | 2046 | 2047 | 2048 | 2049 | 2050
[7 empty] | Fuel Costs ($/MMBtu) | Biopower - Dedicated | Advanced | 5.235 | 5.235 | 5.235 | 5.235 | 5.235 | 5.235 | 5.235 | 5.235 | 5.235 | 5.235 | 5.235 | 5.235 | 5.235 | 5.235 | 5.235 | 5.235 | 5.235 | 5.235 | 5.235 | 5.235 | 5.235 | 5.235 | 5.235 | 5.235 | 5.235 | 5.235 | 5.235 | 5.235 | 5.235 | 5.235
[8 empty] | Biopower - Dedicated | Moderate | 5.235 | 5.235 | 5.235 | 5.235 | 5.235 | 5.235 | 5.235 | 5.235 | 5.235 | 5.235 | 5.235 | 5.235 | 5.235 | 5.235 | 5.235 | 5.235 | 5.235 | 5.235 | 5.235 | 5.235 | 5.235 | 5.235 | 5.235 | 5.235 | 5.235 | 5.235 | 5.235 | 5.235 | 5.235 | 5.235
[8 empty] | Biopower - Dedicated | Conservative | 5.235 | 5.235 | 5.235 | 5.235 | 5.235 | 5.235 | 5.235 | 5.235 | 5.235 | 5.235 | 5.235 | 5.235 | 5.235 | 5.235 | 5.235 | 5.235 | 5.235 | 5.235 | 5.235 | 5.235 | 5.235 | 5.235 | 5.235 | 5.235 | 5.235 | 5.235 | 5.235 | 5.235 | 5.235 | 5.235
[10 empty] | 2021 | 2022 | 2023 | 2024 | 2025 | 2026 | 2027 | 2028 | 2029 | 2030 | 2031 | 2032 | 2033 | 2034 | 2035 | 2036 | 2037 | 2038 | 2039 | 2040 | 2041 | 2042 | 2043 | 2044 | 2045 | 2046 | 2047 | 2048 | 2049 | 2050
[7 empty] | Fuel Costs ($/MWh) | Biopower - Dedicated | Advanced | 70.6725 | 70.6725 | 70.6725 | 70.6725 | 70.6725 | 70.6725 | 70.6725 | 70.6725 | 70.6725 | 70.6725 | 70.6725 | 70.6725 | 70.6725 | 70.6725 | 70.6725 | 70.6725 | 70.6725 | 70.6725 | 70.6725 | 70.6725 | 70.6725 | 70.6725 | 70.6725 | 70.6725 | 70.6725 | 70.6725 | 70.6725 | 70.6725 | 70.6725 | 70.6725
[8 empty] | Biopower - Dedicated | Moderate | 70.6725 | 70.6725 | 70.6725 | 70.6725 | 70.6725 | 70.6725 | 70.6725 | 70.6725 | 70.6725 | 70.6725 | 70.6725 | 70.6725 | 70.6725 | 70.6725 | 70.6725 | 70.6725 | 70.6725 | 70.6725 | 70.6725 | 70.6725 | 70.6725 | 70.6725 | 70.6725 | 70.6725 | 70.6725 | 70.6725 | 70.6725 | 70.6725 | 70.6725 | 70.6725
[8 empty] | Biopower - Dedicated | Conservative | 70.6725 | 70.6725 | 70.6725 | 70.6725 | 70.6725 | 70.6725 | 70.6725 | 70.6725 | 70.6725 | 70.6725 | 70.6725 | 70.6725 | 70.6725 | 70.6725 | 70.6725 | 70.6725 | 70.6725 | 70.6725 | 70.6725 | 70.6725 | 70.6725 | 70.6725 | 70.6725 | 70.6725 | 70.6725 | 70.6725 | 70.6725 | 70.6725 | 70.6725 | 70.6725
[10 empty] | 2021 | 2022 | 2023 | 2024 | 2025 | 2026 | 2027 | 2028 | 2029 | 2030 | 2031 | 2032 | 2033 | 2034 | 2035 | 2036 | 2037 | 2038 | 2039 | 2040 | 2041 | 2042 | 2043 | 2044 | 2045 | 2046 | 2047 | 2048 | 2049 | 2050
[5 empty] | Grid Connection Costs |  | Grid Connection Costs (GCC) ($/kW) | Biopower - Dedicated | Advanced | 0 | 0 | 0 | 0 | 0 | 0 | 0 | 0 | 0 | 0 | 0 | 0 | 0 | 0 | 0 | 0 | 0 | 0 | 0 | 0 | 0 | 0 | 0 | 0 | 0 | 0 | 0 | 0 | 0 | 0
[8 empty] | Biopower - Dedicated | Moderate | 0 | 0 | 0 | 0 | 0 | 0 | 0 | 0 | 0 | 0 | 0 | 0 | 0 | 0 | 0 | 0 | 0 | 0 | 0 | 0 | 0 | 0 | 0 | 0 | 0 | 0 | 0 | 0 | 0 | 0
[8 empty] | Biopower - Dedicated | Conservative | 0 | 0 | 0 | 0 | 0 | 0 | 0 | 0 | 0 | 0 | 0 | 0 | 0 | 0 | 0 | 0 | 0 | 0 | 0 | 0 | 0 | 0 | 0 | 0 | 0 | 0 | 0 | 0 | 0 | 0
[10 empty] | 2021 | 2022 | 2023 | 2024 | 2025 | 2026 | 2027 | 2028 | 2029 | 2030 | 2031 | 2032 | 2033 | 2034 | 2035 | 2036 | 2037 | 2038 | 2039 | 2040 | 2041 | 2042 | 2043 | 2044 | 2045 | 2046 | 2047 | 2048 | 2049 | 2050
[5 empty] | LCOE |  | Levelized Cost of Energy ($/MWh) | Biopower - Dedicated | Advanced | 160.5742 | 158.6866 | 156.7991 | 154.9115 | 153.4095 | 152.49 | 152.0031 | 151.6868 | 151.3939 | 151.1095 | 150.7441 | 150.4061 | 150.1228 | 149.8265 | 149.5386 | 149.2089 | 148.882 | 148.5828 | 148.2329 | 147.9291 | 147.6572 | 147.336 | 147.0522 | 146.7451 | 146.4181 | 146.0978 | 145.7942 | 145.4715 | 145.1305 | 144.6179
[8 empty] | Biopower - Dedicated | Moderate | 160.5742 | 158.6866 | 156.7991 | 154.9115 | 153.4095 | 152.49 | 152.0031 | 151.6868 | 151.3939 | 151.1095 | 150.7441 | 150.4061 | 150.1228 | 149.8265 | 149.5386 | 149.2089 | 148.882 | 148.5828 | 148.2329 | 147.9291 | 147.6572 | 147.336 | 147.0522 | 146.7451 | 146.4181 | 146.0978 | 145.7942 | 145.4715 | 145.1305 | 144.6179
[8 empty] | Biopower - Dedicated | Conservative | 160.5742 | 158.6866 | 156.7991 | 154.9115 | 153.4095 | 152.49 | 152.0031 | 151.6868 | 151.3939 | 151.1095 | 150.7441 | 150.4061 | 150.1228 | 149.8265 | 149.5386 | 149.2089 | 148.882 | 148.5828 | 148.2329 | 147.9291 | 147.6572 | 147.336 | 147.0522 | 146.7451 | 146.4181 | 146.0978 | 145.7942 | 145.4715 | 145.1305 | 144.6179
[10 empty] | 2021 | 2022 | 2023 | 2024 | 2025 | 2026 | 2027 | 2028 | 2029 | 2030 | 2031 | 2032 | 2033 | 2034 | 2035 | 2036 | 2037 | 2038 | 2039 | 2040 | 2041 | 2042 | 2043 | 2044 | 2045 | 2046 | 2047 | 2048 | 2049 | 2050
[7 empty] | Tax Credit | 10 year CRF | Advanced | 12.85% | 12.85% | 12.85% | 12.85% | 12.85% | 12.85% | 12.85% | 12.85% | 12.85% | 12.85% | 12.85% | 12.85% | 12.85% | 12.85% | 12.85% | 12.85% | 12.85% | 12.85% | 12.85% | 12.85% | 12.85% | 12.85% | 12.85% | 12.85% | 12.85% | 12.85% | 12.85% | 12.85% | 12.85% | 12.85%
[8 empty] | 10 year CRF | Moderate | 12.85% | 12.85% | 12.85% | 12.85% | 12.85% | 12.85% | 12.85% | 12.85% | 12.85% | 12.85% | 12.85% | 12.85% | 12.85% | 12.85% | 12.85% | 12.85% | 12.85% | 12.85% | 12.85% | 12.85% | 12.85% | 12.85% | 12.85% | 12.85% | 12.85% | 12.85% | 12.85% | 12.85% | 12.85% | 12.85%
[8 empty] | 10 year CRF | Conservative | 12.85% | 12.85% | 12.85% | 12.85% | 12.85% | 12.85% | 12.85% | 12.85% | 12.85% | 12.85% | 12.85% | 12.85% | 12.85% | 12.85% | 12.85% | 12.85% | 12.85% | 12.85% | 12.85% | 12.85% | 12.85% | 12.85% | 12.85% | 12.85% | 12.85% | 12.85% | 12.85% | 12.85% | 12.85% | 12.85%
[8 empty] | ITC Schedule | * | bar: 2021 to 2050
[8 empty] | PTC | Advanced | 0 | 0 | 0 | 0 | 0 | 0 | 0 | 0 | 0 | 0 | 0 | 0 | 0 | 0 | 0 | 0 | 0 | 0 | 0 | 0 | 0 | 0 | 0 | 0 | 0 | 0 | 0 | 0 | 0 | 0
[8 empty] | PTC | Moderate | 0 | 0 | 0 | 0 | 0 | 0 | 0 | 0 | 0 | 0 | 0 | 0 | 0 | 0 | 0 | 0 | 0 | 0 | 0 | 0 | 0 | 0 | 0 | 0 | 0 | 0 | 0 | 0 | 0 | 0
[8 empty] | PTC | Conservative | 0 | 0 | 0 | 0 | 0 | 0 | 0 | 0 | 0 | 0 | 0 | 0 | 0 | 0 | 0 | 0 | 0 | 0 | 0 | 0 | 0 | 0 | 0 | 0 | 0 | 0 | 0 | 0 | 0 | 0
[8 empty] | PVD | Advanced | 0.82197 | 0.82197 | 0.82197 | 0.82197 | 0.82197 | 0.82197 | 0.82197 | 0.82197 | 0.82197 | 0.82197 | 0.82197 | 0.82197 | 0.82197 | 0.82197 | 0.82197 | 0.82197 | 0.82197 | 0.82197 | 0.82197 | 0.82197 | 0.82197 | 0.82197 | 0.82197 | 0.82197 | 0.82197 | 0.82197 | 0.82197 | 0.82197 | 0.82197 | 0.82197
[8 empty] | PVD | Moderate | 0.82197 | 0.82197 | 0.82197 | 0.82197 | 0.82197 | 0.82197 | 0.82197 | 0.82197 | 0.82197 | 0.82197 | 0.82197 | 0.82197 | 0.82197 | 0.82197 | 0.82197 | 0.82197 | 0.82197 | 0.82197 | 0.82197 | 0.82197 | 0.82197 | 0.82197 | 0.82197 | 0.82197 | 0.82197 | 0.82197 | 0.82197 | 0.82197 | 0.82197 | 0.82197
[8 empty] | PVD | Conservative | 0.82197 | 0.82197 | 0.82197 | 0.82197 | 0.82197 | 0.82197 | 0.82197 | 0.82197 | 0.82197 | 0.82197 | 0.82197 | 0.82197 | 0.82197 | 0.82197 | 0.82197 | 0.82197 | 0.82197 | 0.82197 | 0.82197 | 0.82197 | 0.82197 | 0.82197 | 0.82197 | 0.82197 | 0.82197 | 0.82197 | 0.82197 | 0.82197 | 0.82197 | 0.82197
[8 empty] | PFF | Advanced | 1.0617 | 1.0617 | 1.0617 | 1.0617 | 1.0617 | 1.0617 | 1.0617 | 1.0617 | 1.0617 | 1.0617 | 1.0617 | 1.0617 | 1.0617 | 1.0617 | 1.0617 | 1.0617 | 1.0617 | 1.0617 | 1.0617 | 1.0617 | 1.0617 | 1.0617 | 1.0617 | 1.0617 | 1.0617 | 1.0617 | 1.0617 | 1.0617 | 1.0617 | 1.0617
[8 empty] | PFF | Moderate | 1.0617 | 1.0617 | 1.0617 | 1.0617 | 1.0617 | 1.0617 | 1.0617 | 1.0617 | 1.0617 | 1.0617 | 1.0617 | 1.0617 | 1.0617 | 1.0617 | 1.0617 | 1.0617 | 1.0617 | 1.0617 | 1.0617 | 1.0617 | 1.0617 | 1.0617 | 1.0617 | 1.0617 | 1.0617 | 1.0617 | 1.0617 | 1.0617 | 1.0617 | 1.0617
[8 empty] | PFF | Conservative | 1.0617 | 1.0617 | 1.0617 | 1.0617 | 1.0617 | 1.0617 | 1.0617 | 1.0617 | 1.0617 | 1.0617 | 1.0617 | 1.0617 | 1.0617 | 1.0617 | 1.0617 | 1.0617 | 1.0617 | 1.0617 | 1.0617 | 1.0617 | 1.0617 | 1.0617 | 1.0617 | 1.0617 | 1.0617 | 1.0617 | 1.0617 | 1.0617 | 1.0617 | 1.0617
[6 empty] | MACRS |  | Year (Advanced) |  | 2021 | 2022 | 2023 | 2024 | 2025 | 2026 | 2027 | 2028 | 2029 | 2030 | 2031 | 2032 | 2033 | 2034 | 2035 | 2036 | 2037 | 2038 | 2039 | 2040 | 2041 | 2042 | 2043 | 2044 | 2045 | 2046 | 2047 | 2048 | 2049 | 2050
[6 empty] | 0.2 | Depreciation Factor | 1 |  | 0.93051 | 0.93051 | 0.93051 | 0.93051 | 0.93051 | 0.93051 | 0.93051 | 0.93051 | 0.93051 | 0.93051 | 0.93051 | 0.93051 | 0.93051 | 0.93051 | 0.93051 | 0.93051 | 0.93051 | 0.93051 | 0.93051 | 0.93051 | 0.93051 | 0.93051 | 0.93051 | 0.93051 | 0.93051 | 0.93051 | 0.93051 | 0.93051 | 0.93051 | 0.93051
[6 empty] | 0.32 |  | 2 |  | 0.86584 | 0.86584 | 0.86584 | 0.86584 | 0.86584 | 0.86584 | 0.86584 | 0.86584 | 0.86584 | 0.86584 | 0.86584 | 0.86584 | 0.86584 | 0.86584 | 0.86584 | 0.86584 | 0.86584 | 0.86584 | 0.86584 | 0.86584 | 0.86584 | 0.86584 | 0.86584 | 0.86584 | 0.86584 | 0.86584 | 0.86584 | 0.86584 | 0.86584 | 0.86584
[6 empty] | 0.192 |  | 3 |  | 0.80567 | 0.80567 | 0.80567 | 0.80567 | 0.80567 | 0.80567 | 0.80567 | 0.80567 | 0.80567 | 0.80567 | 0.80567 | 0.80567 | 0.80567 | 0.80567 | 0.80567 | 0.80567 | 0.80567 | 0.80567 | 0.80567 | 0.80567 | 0.80567 | 0.80567 | 0.80567 | 0.80567 | 0.80567 | 0.80567 | 0.80567 | 0.80567 | 0.80567 | 0.80567
[6 empty] | 0.1152 |  | 4 |  | 0.74968 | 0.74968 | 0.74968 | 0.74968 | 0.74968 | 0.74968 | 0.74968 | 0.74968 | 0.74968 | 0.74968 | 0.74968 | 0.74968 | 0.74968 | 0.74968 | 0.74968 | 0.74968 | 0.74968 | 0.74968 | 0.74968 | 0.74968 | 0.74968 | 0.74968 | 0.74968 | 0.74968 | 0.74968 | 0.74968 | 0.74968 | 0.74968 | 0.74968 | 0.74968
[6 empty] | 0.1152 |  | 5 |  | 0.69758 | 0.69758 | 0.69758 | 0.69758 | 0.69758 | 0.69758 | 0.69758 | 0.69758 | 0.69758 | 0.69758 | 0.69758 | 0.69758 | 0.69758 | 0.69758 | 0.69758 | 0.69758 | 0.69758 | 0.69758 | 0.69758 | 0.69758 | 0.69758 | 0.69758 | 0.69758 | 0.69758 | 0.69758 | 0.69758 | 0.69758 | 0.69758 | 0.69758 | 0.69758
[6 empty] | 0.0576 |  | 6 |  | 0.6491 | 0.6491 | 0.6491 | 0.6491 | 0.6491 | 0.6491 | 0.6491 | 0.6491 | 0.6491 | 0.6491 | 0.6491 | 0.6491 | 0.6491 | 0.6491 | 0.6491 | 0.6491 | 0.6491 | 0.6491 | 0.6491 | 0.6491 | 0.6491 | 0.6491 | 0.6491 | 0.6491 | 0.6491 | 0.6491 | 0.6491 | 0.6491 | 0.6491 | 0.6491
[10 empty] | 2021 | 2022 | 2023 | 2024 | 2025 | 2026 | 2027 | 2028 | 2029 | 2030 | 2031 | 2032 | 2033 | 2034 | 2035 | 2036 | 2037 | 2038 | 2039 | 2040 | 2041 | 2042 | 2043 | 2044 | 2045 | 2046 | 2047 | 2048 | 2049 | 2050
[7 empty] | Construction Finance Factor | CFF | Advanced | 1.1231 | 1.1231 | 1.1231 | 1.1231 | 1.1231 | 1.1231 | 1.1231 | 1.1231 | 1.1231 | 1.1231 | 1.1231 | 1.1231 | 1.1231 | 1.1231 | 1.1231 | 1.1231 | 1.1231 | 1.1231 | 1.1231 | 1.1231 | 1.1231 | 1.1231 | 1.1231 | 1.1231 | 1.1231 | 1.1231 | 1.1231 | 1.1231 | 1.1231 | 1.1231
[8 empty] | CFF | Moderate | 1.1231 | 1.1231 | 1.1231 | 1.1231 | 1.1231 | 1.1231 | 1.1231 | 1.1231 | 1.1231 | 1.1231 | 1.1231 | 1.1231 | 1.1231 | 1.1231 | 1.1231 | 1.1231 | 1.1231 | 1.1231 | 1.1231 | 1.1231 | 1.1231 | 1.1231 | 1.1231 | 1.1231 | 1.1231 | 1.1231 | 1.1231 | 1.1231 | 1.1231 | 1.1231
[8 empty] | CFF | Conservative | 1.1231 | 1.1231 | 1.1231 | 1.1231 | 1.1231 | 1.1231 | 1.1231 | 1.1231 | 1.1231 | 1.1231 | 1.1231 | 1.1231 | 1.1231 | 1.1231 | 1.1231 | 1.1231 | 1.1231 | 1.1231 | 1.1231 | 1.1231 | 1.1231 | 1.1231 | 1.1231 | 1.1231 | 1.1231 | 1.1231 | 1.1231 | 1.1231 | 1.1231 | 1.1231
[8 empty] | Accumulated Interest - Year 1 | * | 1.032 | 1.032 | 1.032 | 1.032 | 1.032 | 1.032 | 1.032 | 1.032 | 1.032 | 1.032 | 1.032 | 1.032 | 1.032 | 1.032 | 1.032 | 1.032 | 1.032 | 1.032 | 1.032 | 1.032 | 1.032 | 1.032 | 1.032 | 1.032 | 1.032 | 1.032 | 1.032 | 1.032 | 1.032 | 1.032
[8 empty] | Accumulated Interest - Year 2 | * | 1.0991 | 1.0991 | 1.0991 | 1.0991 | 1.0991 | 1.0991 | 1.0991 | 1.0991 | 1.0991 | 1.0991 | 1.0991 | 1.0991 | 1.0991 | 1.0991 | 1.0991 | 1.0991 | 1.0991 | 1.0991 | 1.0991 | 1.0991 | 1.0991 | 1.0991 | 1.0991 | 1.0991 | 1.0991 | 1.0991 | 1.0991 | 1.0991 | 1.0991 | 1.0991
[8 empty] | Accumulated Interest - Year 3 | * | 1.1705 | 1.1705 | 1.1705 | 1.1705 | 1.1705 | 1.1705 | 1.1705 | 1.1705 | 1.1705 | 1.1705 | 1.1705 | 1.1705 | 1.1705 | 1.1705 | 1.1705 | 1.1705 | 1.1705 | 1.1705 | 1.1705 | 1.1705 | 1.1705 | 1.1705 | 1.1705 | 1.1705 | 1.1705 | 1.1705 | 1.1705 | 1.1705 | 1.1705 | 1.1705
[8 empty] | Accumulated Interest - Year 4 | * | 1.2466 | 1.2466 | 1.2466 | 1.2466 | 1.2466 | 1.2466 | 1.2466 | 1.2466 | 1.2466 | 1.2466 | 1.2466 | 1.2466 | 1.2466 | 1.2466 | 1.2466 | 1.2466 | 1.2466 | 1.2466 | 1.2466 | 1.2466 | 1.2466 | 1.2466 | 1.2466 | 1.2466 | 1.2466 | 1.2466 | 1.2466 | 1.2466 | 1.2466 | 1.2466
[8 empty] | Accumulated Equity Cost - Year 1 | Advanced | 1.063 | 1.063 | 1.063 | 1.063 | 1.063 | 1.063 | 1.063 | 1.063 | 1.063 | 1.063 | 1.063 | 1.063 | 1.063 | 1.063 | 1.063 | 1.063 | 1.063 | 1.063 | 1.063 | 1.063 | 1.063 | 1.063 | 1.063 | 1.063 | 1.063 | 1.063 | 1.063 | 1.063 | 1.063 | 1.063
[8 empty] | Accumulated Equity Cost - Year 2 | Advanced | 1.2012 | 1.2012 | 1.2012 | 1.2012 | 1.2012 | 1.2012 | 1.2012 | 1.2012 | 1.2012 | 1.2012 | 1.2012 | 1.2012 | 1.2012 | 1.2012 | 1.2012 | 1.2012 | 1.2012 | 1.2012 | 1.2012 | 1.2012 | 1.2012 | 1.2012 | 1.2012 | 1.2012 | 1.2012 | 1.2012 | 1.2012 | 1.2012 | 1.2012 | 1.2012
[8 empty] | Accumulated Equity Cost - Year 3 | Advanced | 1.3574 | 1.3574 | 1.3574 | 1.3574 | 1.3574 | 1.3574 | 1.3574 | 1.3574 | 1.3574 | 1.3574 | 1.3574 | 1.3574 | 1.3574 | 1.3574 | 1.3574 | 1.3574 | 1.3574 | 1.3574 | 1.3574 | 1.3574 | 1.3574 | 1.3574 | 1.3574 | 1.3574 | 1.3574 | 1.3574 | 1.3574 | 1.3574 | 1.3574 | 1.3574
[8 empty] | Accumulated Equity Cost - Year 4 | Advanced | 1.5338 | 1.5338 | 1.5338 | 1.5338 | 1.5338 | 1.5338 | 1.5338 | 1.5338 | 1.5338 | 1.5338 | 1.5338 | 1.5338 | 1.5338 | 1.5338 | 1.5338 | 1.5338 | 1.5338 | 1.5338 | 1.5338 | 1.5338 | 1.5338 | 1.5338 | 1.5338 | 1.5338 | 1.5338 | 1.5338 | 1.5338 | 1.5338 | 1.5338 | 1.5338
[8 empty] | Accumulated Equity Cost - Year 1 | Moderate | 1.063 | 1.063 | 1.063 | 1.063 | 1.063 | 1.063 | 1.063 | 1.063 | 1.063 | 1.063 | 1.063 | 1.063 | 1.063 | 1.063 | 1.063 | 1.063 | 1.063 | 1.063 | 1.063 | 1.063 | 1.063 | 1.063 | 1.063 | 1.063 | 1.063 | 1.063 | 1.063 | 1.063 | 1.063 | 1.063
[8 empty] | Accumulated Equity Cost - Year 2 | Moderate | 1.2012 | 1.2012 | 1.2012 | 1.2012 | 1.2012 | 1.2012 | 1.2012 | 1.2012 | 1.2012 | 1.2012 | 1.2012 | 1.2012 | 1.2012 | 1.2012 | 1.2012 | 1.2012 | 1.2012 | 1.2012 | 1.2012 | 1.2012 | 1.2012 | 1.2012 | 1.2012 | 1.2012 | 1.2012 | 1.2012 | 1.2012 | 1.2012 | 1.2012 | 1.2012
[8 empty] | Accumulated Equity Cost - Year 3 | Moderate | 1.3574 | 1.3574 | 1.3574 | 1.3574 | 1.3574 | 1.3574 | 1.3574 | 1.3574 | 1.3574 | 1.3574 | 1.3574 | 1.3574 | 1.3574 | 1.3574 | 1.3574 | 1.3574 | 1.3574 | 1.3574 | 1.3574 | 1.3574 | 1.3574 | 1.3574 | 1.3574 | 1.3574 | 1.3574 | 1.3574 | 1.3574 | 1.3574 | 1.3574 | 1.3574
[8 empty] | Accumulated Equity Cost - Year 4 | Moderate | 1.5338 | 1.5338 | 1.5338 | 1.5338 | 1.5338 | 1.5338 | 1.5338 | 1.5338 | 1.5338 | 1.5338 | 1.5338 | 1.5338 | 1.5338 | 1.5338 | 1.5338 | 1.5338 | 1.5338 | 1.5338 | 1.5338 | 1.5338 | 1.5338 | 1.5338 | 1.5338 | 1.5338 | 1.5338 | 1.5338 | 1.5338 | 1.5338 | 1.5338 | 1.5338
[8 empty] | Accumulated Equity Cost - Year 1 | Conservative | 1.063 | 1.063 | 1.063 | 1.063 | 1.063 | 1.063 | 1.063 | 1.063 | 1.063 | 1.063 | 1.063 | 1.063 | 1.063 | 1.063 | 1.063 | 1.063 | 1.063 | 1.063 | 1.063 | 1.063 | 1.063 | 1.063 | 1.063 | 1.063 | 1.063 | 1.063 | 1.063 | 1.063 | 1.063 | 1.063
[8 empty] | Accumulated Equity Cost - Year 2 | Conservative | 1.2012 | 1.2012 | 1.2012 | 1.2012 | 1.2012 | 1.2012 | 1.2012 | 1.2012 | 1.2012 | 1.2012 | 1.2012 | 1.2012 | 1.2012 | 1.2012 | 1.2012 | 1.2012 | 1.2012 | 1.2012 | 1.2012 | 1.2012 | 1.2012 | 1.2012 | 1.2012 | 1.2012 | 1.2012 | 1.2012 | 1.2012 | 1.2012 | 1.2012 | 1.2012
[8 empty] | Accumulated Equity Cost - Year 3 | Conservative | 1.3574 | 1.3574 | 1.3574 | 1.3574 | 1.3574 | 1.3574 | 1.3574 | 1.3574 | 1.3574 | 1.3574 | 1.3574 | 1.3574 | 1.3574 | 1.3574 | 1.3574 | 1.3574 | 1.3574 | 1.3574 | 1.3574 | 1.3574 | 1.3574 | 1.3574 | 1.3574 | 1.3574 | 1.3574 | 1.3574 | 1.3574 | 1.3574 | 1.3574 | 1.3574
[8 empty] | Accumulated Equity Cost - Year 4 | Conservative | 1.5338 | 1.5338 | 1.5338 | 1.5338 | 1.5338 | 1.5338 | 1.5338 | 1.5338 | 1.5338 | 1.5338 | 1.5338 | 1.5338 | 1.5338 | 1.5338 | 1.5338 | 1.5338 | 1.5338 | 1.5338 | 1.5338 | 1.5338 | 1.5338 | 1.5338 | 1.5338 | 1.5338 | 1.5338 | 1.5338 | 1.5338 | 1.5338 | 1.5338 | 1.5338
|  | X |  | Data Sources for Default Inputs | bar: 2021 to 2038
[5 empty] | Current Costs: |  |  |  |  | 2022: Citation; 2027: Dollar Year; 2028: Escalation Index
[5 empty] | Net Capacity Factor (%) |  |  |  |  | 2022: EIA Electric Power Annual/Monthly (http://www.eia.gov/electricity/monthly/epm_table_grapher.cfm?t=epmt_6_07_b)
[5 empty] | Heat Rate (MMBtu/MWh) |  |  |  |  | 2022: Electricity Market Module in Assumptions to AEO 2023: Table 3 (converted to 2021$).
[5 empty] | Overnight Capital Cost ($/kW) |  |  |  |  | 2022: AEO 2023 Reference Case outputs (converted to 2021$). Material price index is removed.
[5 empty] | Fixed Operating Expenses ($/kW-yr) |  |  |  |  | 2022: Electricity Market Module in Assumptions to AEO 2023: Table 3 (converted to 2021$).
[5 empty] | Variable Operating Expenses ($/MWh) |  |  |  |  | 2022: Electricity Market Module in Assumptions to AEO 2023: Table 3 (converted to 2021$).
[5 empty] | Fuel Costs ($/MMBtu) |  |  |  |  | 2022: Fuel cost listed is a point representation of the range of fuel prices across the United States.
[5 empty] | Spur Line Cost ($/kW) |  |  |  |  | 2022: N/A
[5 empty] | Future Projections Costs: |  |  |  |  | 2022: Citation; 2027: Dollar Year; 2028: Escalation Index
[5 empty] | Net Capacity Factor (%) |  |  |  |  | 2022: EIA Electric Power Annual/Monthly (http://www.eia.gov/electricity/monthly/epm_table_grapher.cfm?t=epmt_6_07_b)
[5 empty] | Heat Rate (MMBtu/MWh) |  |  |  |  | 2022: Electricity Market Module in Assumptions to AEO 2023: Table 3 (converted to 2021$).
[5 empty] | Overnight Capital Cost ($/kW) |  |  |  |  | 2022: AEO 2023 Reference Case outputs (converted to 2021$). Material price index is removed.
2021 to 2022 overnight capital cost adjustments (%)
[5 empty] | Fixed Operating Expenses ($/kW-yr) |  |  |  |  | 2022: Electricity Market Module in Assumptions to AEO 2023: Table 3 (converted to 2021$).
[5 empty] | Variable Operating Expenses ($/MWh) |  |  |  |  | 2022: Electricity Market Module in Assumptions to AEO 2023: Table 3 (converted to 2021$).
[5 empty] | Fuel Costs ($/MMBtu) |  |  |  |  | 2022: Fuel cost listed is a point representation of the range of fuel prices across the United States.
[5 empty] | Grid Connection Cost ($/kW) |  |  |  |  | 2022: N/A
[12 empty] | 0 | 0 | 0 | 0
[12 empty] | 0 | 0 | 0 | 0

## Coal_FE
Coal | [7 empty] | https://atb.nrel.gov/electricity/2023/fossil_energy_technologies
Inputs
Calculated
Input from other tab
0
| X |  | Assumptions | [30 empty] | 1
1
|  |  |  | Technology | Base Year: |  |  | 2021
All values are given in 2021 U.S. dollars, see references at the bottom of this worksheet for dollar year conversions where source dollar years don't match 2021.
Coal Technologies
[5 empty] | Coal-new |  | SOA - Nominal 650 MWnet supercritical Rankine cycle pulverized coal (SCPC), Advanced Technology - nominal 650 MW net w/ advanced ultrasupercritical (AUSC) Rankine cycle
[5 empty] | Coal-CCS-95% |  | SOA - Nominal 650 MWnet SCPC w/ commercially available solvent-based post combustion CO2 capture (PCCC) designed for 95% capture, Advanced Technology - nominal 650 MW net AUSC with advanced solvent-based PCCC designed for 95% capture
[5 empty] | Coal-99%-CCS |  | SOA - Nominal 650 MWnet SCPC w/ commercially available solvent-based PCCC designed for 99% capture, Advanced Technology - nominal 650 MW net AUSC with advanced solvent-based PCCC designed for 99% capture
[5 empty] | Coal-IGCC |  | SOA - Nominal 641 MWnet 2x2x1 slurry-fed integrated gasification combined cycle (IGCC) with two syngas-fired F-Frame combustion turbine/heat recovery steam generator (HRSG) trains coupled to a single steam turbine. Advanced Teachnology - NA
[5 empty] | Coal-IGCC-99%-CCS |  | SOA - Nominal 499 MW net 2x2x1 slurry-fed IGCC with water-gas shift two high-hydrogen syngas-fired F-Frame combustion turbine/HRSG trains coupled to a single steam turbine, two-stage selexol acid gas removal system designed for 90% CO2 pre-combustion removal. Advanced Teachnology - NA
[5 empty] | Technology Classification | Name | Tech | Resource | Scale | Maturity
[6 empty] | Coal-new | New | Coal | Utility | Y
[6 empty] | Coal-95%-CCS | 95%-CCS | Coal | Utility | N
[6 empty] | Coal-99%-CCS | 99%-CCS | Coal | Utility | N
[6 empty] | Coal-IGCC | IGCC | Coal | Utility | Y
[6 empty] | Coal-IGCC-99%-CCS | IGCC | Coal | Utility | N
|  |  |  | Finance | Financial Assumptions:
[5 empty] | Depreciation Period |  |  |  |  | 20 |  | Financial Case |  | R&D
[5 empty] | Equity Premium During Construction |  |  |  |  | 0%
[5 empty] | Construction Duration yrs |  |  |  |  | 5
[5 empty] | Year | Capital | Percent of Leverage During Construction | Percent of Equity During Construction
[5 empty] | Index | Fraction*
[5 empty] | 0 | 15% | 55% | 45%
[5 empty] | 1 | 20% | 55% | 45%
[5 empty] | 2 | 25% | 55% | 45%
[5 empty] | 3 | 30% | 55% | 45%
[5 empty] | 4 | 10% | 55% | 45%
[5 empty] | 5 | 0% | 55% | 45%
Technology-Specific Variables
Minimum
[7 empty] | New | Heat Rate | Minimum Plant | Outage Rates (%) |  | Emissions (lbs/MMBtu) |  |  |  | Ramp
[7 empty] | Install (Y/N) | (MMBtu/MWh) | Load (%) | Forced | Planned | SO2 | NOx | Hg | CO2 | Rate (%/min) | CCS (Y/N)
[5 empty] | Coal-new |  | Y | 8.4896 | 40% | 6% | 12% | 0.1 | 0.08 | 3.7292e-07 | 202.3 | 4% | N
[5 empty] | Coal-CCS-95% |  | Y | 10.9379 | 50% | 8% | 12% | 0 | 0.076 | 3.2399e-07 | 10.2 | 4% | Y
[5 empty] | Coal-99%-CCS |  | Y | 11.1156 | 50% | 8% | 12% | 0 | 0.075 | 3.2105e-07 | 2.1 | 4% | Y
[5 empty] | Coal-IGCC |  | Y | 8.3079 | 50% | 8% | 12% | 0.028 | 0.056 | 4.3009e-07 | 199.4 | 4% | N
[5 empty] | Coal-IGCC-99%-CCS |  | Y | 11.2873 | 50% | 8% | 12% | 0 | 0.048 | 3.6461e-07 | 19.9 | 4% | Y
[5 empty] | Source: | Outages and ramp rates: Regional Energy Deployment System (ReEDS) Model Documentation: Version 2020 (https://www.nrel.gov/docs/fy21osti/78195.pdf)
Emissions: COST AND PERFORMANCE BASELINE FOR FOSSIL ENERGY PLANTS VOLUME 1: BITUMINOUS COAL AND NATURAL GAS TO ELECTRICITY (https://netl.doe.gov/projects/files/CostandPerformanceBaselineforFossilEnergyPlantsVol5NatGasElectricityGenUnitsFlexOperation_050523.pdf)
[8 empty] | 2021 | 2022 | 2023 | 2024 | 2025 | 2026 | 2027 | 2028 | 2029 | 2030 | 2031 | 2032 | 2033 | 2034 | 2035 | 2036 | 2037 | 2038 | 2039 | 2040 | 2041 | 2042 | 2043 | 2044 | 2045 | 2046 | 2047 | 2048 | 2049 | 2050
[5 empty] | Assumptions | Inflation Rate | * | 2.5% | 2.5% | 2.5% | 2.5% | 2.5% | 2.5% | 2.5% | 2.5% | 2.5% | 2.5% | 2.5% | 2.5% | 2.5% | 2.5% | 2.5% | 2.5% | 2.5% | 2.5% | 2.5% | 2.5% | 2.5% | 2.5% | 2.5% | 2.5% | 2.5% | 2.5% | 2.5% | 2.5% | 2.5% | 2.5%
[6 empty] | Interest Rate Nominal | Advanced | bar: 2021 to 2050
[6 empty] | Interest Rate Nominal | Moderate | bar: 2021 to 2050
[6 empty] | Interest Rate Nominal | Conservative | bar: 2021 to 2050
[6 empty] | Calculated Interest Rate Real | Advanced | 5.366% | 5.366% | 5.366% | 5.366% | 5.366% | 5.366% | 5.366% | 5.366% | 5.366% | 5.366% | 5.366% | 5.366% | 5.366% | 5.366% | 5.366% | 5.366% | 5.366% | 5.366% | 5.366% | 5.366% | 5.366% | 5.366% | 5.366% | 5.366% | 5.366% | 5.366% | 5.366% | 5.366% | 5.366% | 5.366%
[6 empty] | Calculated Interest Rate Real | Moderate | 5.366% | 5.366% | 5.366% | 5.366% | 5.366% | 5.366% | 5.366% | 5.366% | 5.366% | 5.366% | 5.366% | 5.366% | 5.366% | 5.366% | 5.366% | 5.366% | 5.366% | 5.366% | 5.366% | 5.366% | 5.366% | 5.366% | 5.366% | 5.366% | 5.366% | 5.366% | 5.366% | 5.366% | 5.366% | 5.366%
[6 empty] | Calculated Interest Rate Real | Conservative | 5.366% | 5.366% | 5.366% | 5.366% | 5.366% | 5.366% | 5.366% | 5.366% | 5.366% | 5.366% | 5.366% | 5.366% | 5.366% | 5.366% | 5.366% | 5.366% | 5.366% | 5.366% | 5.366% | 5.366% | 5.366% | 5.366% | 5.366% | 5.366% | 5.366% | 5.366% | 5.366% | 5.366% | 5.366% | 5.366%
[6 empty] | Interest During Construction - Nominal | * | bar: 2021 to 2050
[6 empty] | Rate of Return on Equity Nominal | Advanced | 11% | 11% | 11% | 11% | 11% | 11% | 11% | 11% | 11% | 11% | 11% | 11% | 11% | 11% | 11% | 11% | 11% | 11% | 11% | 11% | 11% | 11% | 11% | 11% | 11% | 11% | 11% | 11% | 11% | 11%
[6 empty] | Rate of Return on Equity Nominal | Moderate | 11% | 11% | 11% | 11% | 11% | 11% | 11% | 11% | 11% | 11% | 11% | 11% | 11% | 11% | 11% | 11% | 11% | 11% | 11% | 11% | 11% | 11% | 11% | 11% | 11% | 11% | 11% | 11% | 11% | 11%
[6 empty] | Rate of Return on Equity Nominal | Conservative | 11% | 11% | 11% | 11% | 11% | 11% | 11% | 11% | 11% | 11% | 11% | 11% | 11% | 11% | 11% | 11% | 11% | 11% | 11% | 11% | 11% | 11% | 11% | 11% | 11% | 11% | 11% | 11% | 11% | 11%
[6 empty] | Calculated Rate of Return on Equity Real | Advanced | 8.293% | 8.293% | 8.293% | 8.293% | 8.293% | 8.293% | 8.293% | 8.293% | 8.293% | 8.293% | 8.293% | 8.293% | 8.293% | 8.293% | 8.293% | 8.293% | 8.293% | 8.293% | 8.293% | 8.293% | 8.293% | 8.293% | 8.293% | 8.293% | 8.293% | 8.293% | 8.293% | 8.293% | 8.293% | 8.293%
[6 empty] | Calculated Rate of Return on Equity Real | Moderate | 8.293% | 8.293% | 8.293% | 8.293% | 8.293% | 8.293% | 8.293% | 8.293% | 8.293% | 8.293% | 8.293% | 8.293% | 8.293% | 8.293% | 8.293% | 8.293% | 8.293% | 8.293% | 8.293% | 8.293% | 8.293% | 8.293% | 8.293% | 8.293% | 8.293% | 8.293% | 8.293% | 8.293% | 8.293% | 8.293%
[6 empty] | Calculated Rate of Return on Equity Real | Conservative | 8.293% | 8.293% | 8.293% | 8.293% | 8.293% | 8.293% | 8.293% | 8.293% | 8.293% | 8.293% | 8.293% | 8.293% | 8.293% | 8.293% | 8.293% | 8.293% | 8.293% | 8.293% | 8.293% | 8.293% | 8.293% | 8.293% | 8.293% | 8.293% | 8.293% | 8.293% | 8.293% | 8.293% | 8.293% | 8.293%
[6 empty] | Debt Fraction | Advanced | 55% | 55% | 55% | 55% | 55% | 55% | 55% | 55% | 55% | 55% | 55% | 55% | 55% | 55% | 55% | 55% | 55% | 55% | 55% | 55% | 55% | 55% | 55% | 55% | 55% | 55% | 55% | 55% | 55% | 55%
[6 empty] | Debt Fraction | Moderate | 55% | 55% | 55% | 55% | 55% | 55% | 55% | 55% | 55% | 55% | 55% | 55% | 55% | 55% | 55% | 55% | 55% | 55% | 55% | 55% | 55% | 55% | 55% | 55% | 55% | 55% | 55% | 55% | 55% | 55%
[6 empty] | Debt Fraction | Conservative | 55% | 55% | 55% | 55% | 55% | 55% | 55% | 55% | 55% | 55% | 55% | 55% | 55% | 55% | 55% | 55% | 55% | 55% | 55% | 55% | 55% | 55% | 55% | 55% | 55% | 55% | 55% | 55% | 55% | 55%
[6 empty] | Tax Rate (Federal and State) | * | 25.74% | 25.74% | 25.74% | 25.74% | 25.74% | 25.74% | 25.74% | 25.74% | 25.74% | 25.74% | 25.74% | 25.74% | 25.74% | 25.74% | 25.74% | 25.74% | 25.74% | 25.74% | 25.74% | 25.74% | 25.74% | 25.74% | 25.74% | 25.74% | 25.74% | 25.74% | 25.74% | 25.74% | 25.74% | 25.74%
[6 empty] | WACC Nominal | Advanced | 8.217% | 8.217% | 8.217% | 8.217% | 8.217% | 8.217% | 8.217% | 8.217% | 8.217% | 8.217% | 8.217% | 8.217% | 8.217% | 8.217% | 8.217% | 8.217% | 8.217% | 8.217% | 8.217% | 8.217% | 8.217% | 8.217% | 8.217% | 8.217% | 8.217% | 8.217% | 8.217% | 8.217% | 8.217% | 8.217%
[6 empty] | WACC Nominal | Moderate | 8.217% | 8.217% | 8.217% | 8.217% | 8.217% | 8.217% | 8.217% | 8.217% | 8.217% | 8.217% | 8.217% | 8.217% | 8.217% | 8.217% | 8.217% | 8.217% | 8.217% | 8.217% | 8.217% | 8.217% | 8.217% | 8.217% | 8.217% | 8.217% | 8.217% | 8.217% | 8.217% | 8.217% | 8.217% | 8.217%
[6 empty] | WACC Nominal | Conservative | 8.217% | 8.217% | 8.217% | 8.217% | 8.217% | 8.217% | 8.217% | 8.217% | 8.217% | 8.217% | 8.217% | 8.217% | 8.217% | 8.217% | 8.217% | 8.217% | 8.217% | 8.217% | 8.217% | 8.217% | 8.217% | 8.217% | 8.217% | 8.217% | 8.217% | 8.217% | 8.217% | 8.217% | 8.217% | 8.217%
[6 empty] | WACC Real | Advanced | 5.578% | 5.578% | 5.578% | 5.578% | 5.578% | 5.578% | 5.578% | 5.578% | 5.578% | 5.578% | 5.578% | 5.578% | 5.578% | 5.578% | 5.578% | 5.578% | 5.578% | 5.578% | 5.578% | 5.578% | 5.578% | 5.578% | 5.578% | 5.578% | 5.578% | 5.578% | 5.578% | 5.578% | 5.578% | 5.578%
[6 empty] | WACC Real | Moderate | 5.578% | 5.578% | 5.578% | 5.578% | 5.578% | 5.578% | 5.578% | 5.578% | 5.578% | 5.578% | 5.578% | 5.578% | 5.578% | 5.578% | 5.578% | 5.578% | 5.578% | 5.578% | 5.578% | 5.578% | 5.578% | 5.578% | 5.578% | 5.578% | 5.578% | 5.578% | 5.578% | 5.578% | 5.578% | 5.578%
[6 empty] | WACC Real | Conservative | 5.578% | 5.578% | 5.578% | 5.578% | 5.578% | 5.578% | 5.578% | 5.578% | 5.578% | 5.578% | 5.578% | 5.578% | 5.578% | 5.578% | 5.578% | 5.578% | 5.578% | 5.578% | 5.578% | 5.578% | 5.578% | 5.578% | 5.578% | 5.578% | 5.578% | 5.578% | 5.578% | 5.578% | 5.578% | 5.578%
Future Projections
|  | X | [5 empty] | 2021: Base Year
[8 empty] | 2021 | 2022 | 2023 | 2024 | 2025 | 2026 | 2027 | 2028 | 2029 | 2030 | 2031 | 2032 | 2033 | 2034 | 2035 | 2036 | 2037 | 2038 | 2039 | 2040 | 2041 | 2042 | 2043 | 2044 | 2045 | 2046 | 2047 | 2048 | 2049 | 2050
[5 empty] | Heat Rate (MMBtu/MWh) | Coal-new | Advanced | 8.49 | 8.49 | 8.442 | 8.395 | 8.347 | 8.3 | 8.253 | 8.205 | 8.158 | 8.111 | 8.063 | 8.016 | 7.968 | 7.921 | 7.874 | 7.874 | 7.874 | 7.874 | 7.874 | 7.874 | 7.874 | 7.874 | 7.874 | 7.874 | 7.874 | 7.874 | 7.874 | 7.874 | 7.874 | 7.874
[6 empty] | Coal-new | Moderate | 8.49 | 8.49 | 8.466 | 8.442 | 8.419 | 8.395 | 8.371 | 8.347 | 8.324 | 8.3 | 8.276 | 8.253 | 8.229 | 8.205 | 8.182 | 8.182 | 8.182 | 8.182 | 8.182 | 8.182 | 8.182 | 8.182 | 8.182 | 8.182 | 8.182 | 8.182 | 8.182 | 8.182 | 8.182 | 8.182
[6 empty] | Coal-new | Conservative | 8.49 | 8.49 | 8.49 | 8.49 | 8.49 | 8.49 | 8.49 | 8.49 | 8.49 | 8.49 | 8.49 | 8.49 | 8.49 | 8.49 | 8.49 | 8.49 | 8.49 | 8.49 | 8.49 | 8.49 | 8.49 | 8.49 | 8.49 | 8.49 | 8.49 | 8.49 | 8.49 | 8.49 | 8.49 | 8.49
[6 empty] | Coal-95%-CCS | Advanced | 10.938 | 10.938 | 10.825 | 10.713 | 10.601 | 10.488 | 10.376 | 10.263 | 10.151 | 10.038 | 9.926 | 9.813 | 9.701 | 9.588 | 9.476 | 9.476 | 9.476 | 9.476 | 9.476 | 9.476 | 9.476 | 9.476 | 9.476 | 9.476 | 9.476 | 9.476 | 9.476 | 9.476 | 9.476 | 9.476
[6 empty] | Coal-95%-CCS | Moderate | 10.938 | 10.938 | 10.882 | 10.825 | 10.769 | 10.713 | 10.657 | 10.601 | 10.544 | 10.488 | 10.432 | 10.376 | 10.319 | 10.263 | 10.207 | 10.207 | 10.207 | 10.207 | 10.207 | 10.207 | 10.207 | 10.207 | 10.207 | 10.207 | 10.207 | 10.207 | 10.207 | 10.207 | 10.207 | 10.207
[6 empty] | Coal-95%-CCS | Conservative | 10.938 | 10.938 | 10.938 | 10.938 | 10.938 | 10.938 | 10.938 | 10.938 | 10.938 | 10.938 | 10.938 | 10.938 | 10.938 | 10.938 | 10.938 | 10.938 | 10.938 | 10.938 | 10.938 | 10.938 | 10.938 | 10.938 | 10.938 | 10.938 | 10.938 | 10.938 | 10.938 | 10.938 | 10.938 | 10.938
[6 empty] | Coal-99%-CCS | Advanced | 11.116 | 11.116 | 10.997 | 10.879 | 10.761 | 10.643 | 10.525 | 10.407 | 10.289 | 10.171 | 10.053 | 9.935 | 9.817 | 9.699 | 9.581 | 9.581 | 9.581 | 9.581 | 9.581 | 9.581 | 9.581 | 9.581 | 9.581 | 9.581 | 9.581 | 9.581 | 9.581 | 9.581 | 9.581 | 9.581
[6 empty] | Coal-99%-CCS | Moderate | 11.116 | 11.116 | 11.057 | 10.997 | 10.938 | 10.879 | 10.82 | 10.761 | 10.702 | 10.643 | 10.584 | 10.525 | 10.466 | 10.407 | 10.348 | 10.348 | 10.348 | 10.348 | 10.348 | 10.348 | 10.348 | 10.348 | 10.348 | 10.348 | 10.348 | 10.348 | 10.348 | 10.348 | 10.348 | 10.348
[6 empty] | Coal-99%-CCS | Conservative | 11.116 | 11.116 | 11.116 | 11.116 | 11.116 | 11.116 | 11.116 | 11.116 | 11.116 | 11.116 | 11.116 | 11.116 | 11.116 | 11.116 | 11.116 | 11.116 | 11.116 | 11.116 | 11.116 | 11.116 | 11.116 | 11.116 | 11.116 | 11.116 | 11.116 | 11.116 | 11.116 | 11.116 | 11.116 | 11.116
[6 empty] | Coal-IGCC | Advanced | 8.308 | 8.308 | 8.308 | 8.308 | 8.308 | 8.308 | 8.308 | 8.308 | 8.308 | 8.308 | 8.308 | 8.308 | 8.308 | 8.308 | 8.308 | 8.308 | 8.308 | 8.308 | 8.308 | 8.308 | 8.308 | 8.308 | 8.308 | 8.308 | 8.308 | 8.308 | 8.308 | 8.308 | 8.308 | 8.308
[6 empty] | Coal-IGCC | Moderate | 8.308 | 8.308 | 8.308 | 8.308 | 8.308 | 8.308 | 8.308 | 8.308 | 8.308 | 8.308 | 8.308 | 8.308 | 8.308 | 8.308 | 8.308 | 8.308 | 8.308 | 8.308 | 8.308 | 8.308 | 8.308 | 8.308 | 8.308 | 8.308 | 8.308 | 8.308 | 8.308 | 8.308 | 8.308 | 8.308
[6 empty] | Coal-IGCC | Conservative | 8.308 | 8.308 | 8.308 | 8.308 | 8.308 | 8.308 | 8.308 | 8.308 | 8.308 | 8.308 | 8.308 | 8.308 | 8.308 | 8.308 | 8.308 | 8.308 | 8.308 | 8.308 | 8.308 | 8.308 | 8.308 | 8.308 | 8.308 | 8.308 | 8.308 | 8.308 | 8.308 | 8.308 | 8.308 | 8.308
[6 empty] | Coal-IGCC-99%-CCS | Advanced | 11.287 | 11.287 | 11.287 | 11.287 | 11.287 | 11.287 | 11.287 | 11.287 | 11.287 | 11.287 | 11.287 | 11.287 | 11.287 | 11.287 | 11.287 | 11.287 | 11.287 | 11.287 | 11.287 | 11.287 | 11.287 | 11.287 | 11.287 | 11.287 | 11.287 | 11.287 | 11.287 | 11.287 | 11.287 | 11.287
[6 empty] | Coal-IGCC-99%-CCS | Moderate | 11.287 | 11.287 | 11.287 | 11.287 | 11.287 | 11.287 | 11.287 | 11.287 | 11.287 | 11.287 | 11.287 | 11.287 | 11.287 | 11.287 | 11.287 | 11.287 | 11.287 | 11.287 | 11.287 | 11.287 | 11.287 | 11.287 | 11.287 | 11.287 | 11.287 | 11.287 | 11.287 | 11.287 | 11.287 | 11.287
[6 empty] | Coal-IGCC-99%-CCS | Conservative | 11.287 | 11.287 | 11.287 | 11.287 | 11.287 | 11.287 | 11.287 | 11.287 | 11.287 | 11.287 | 11.287 | 11.287 | 11.287 | 11.287 | 11.287 | 11.287 | 11.287 | 11.287 | 11.287 | 11.287 | 11.287 | 11.287 | 11.287 | 11.287 | 11.287 | 11.287 | 11.287 | 11.287 | 11.287 | 11.287
[8 empty] | 2021 | 2022 | 2023 | 2024 | 2025 | 2026 | 2027 | 2028 | 2029 | 2030 | 2031 | 2032 | 2033 | 2034 | 2035 | 2036 | 2037 | 2038 | 2039 | 2040 | 2041 | 2042 | 2043 | 2044 | 2045 | 2046 | 2047 | 2048 | 2049 | 2050
[5 empty] | CAPEX ($/kW) | Coal-new | Advanced | 3549.4085 | 3549.4085 | 3539.3443 | 3529.2802 | 3519.0918 | 3509.0277 | 3498.9636 | 3488.8994 | 3478.8353 | 3468.6469 | 3458.5828 | 3448.5186 | 3438.4545 | 3428.3904 | 3418.202 | 3383.5367 | 3348.8713 | 3314.206 | 3279.5406 | 3244.751 | 3210.0857 | 3175.4203 | 3140.755 | 3106.0896 | 3071.3 | 3036.6347 | 3001.9693 | 2967.304 | 2932.6386 | 2897.8491
[6 empty] | Coal-new | Moderate | 3549.4085 | 3549.4085 | 3530.1499 | 3510.7672 | 3491.3844 | 3472.1259 | 3452.7431 | 3433.4846 | 3414.1018 | 3394.8433 | 3375.4605 | 3356.202 | 3336.8192 | 3317.5607 | 3298.1779 | 3266.6188 | 3234.9354 | 3203.252 | 3171.6929 | 3140.0095 | 3108.4504 | 3076.767 | 3045.2078 | 3013.5245 | 2981.9653 | 2950.2819 | 2918.7228 | 2887.0394 | 2855.4803 | 2823.7969
[6 empty] | Coal-new | Conservative | 3549.4085 | 3549.4085 | 3520.8313 | 3492.2541 | 3463.677 | 3435.2241 | 3406.6469 | 3378.0697 | 3349.4925 | 3320.9154 | 3292.3382 | 3263.761 | 3235.3081 | 3206.731 | 3178.1538 | 3149.5766 | 3120.9995 | 3092.4223 | 3063.8451 | 3035.268 | 3006.815 | 2978.2379 | 2949.6607 | 2921.0835 | 2892.5064 | 2863.9292 | 2835.352 | 2806.8991 | 2778.3219 | 2749.7448
[6 empty] | Coal-95%-CCS | Advanced | 5896.0909 | 5896.0909 | 5811.4777 | 5726.8644 | 5642.1269 | 5557.5136 | 5472.9004 | 5388.1628 | 5303.5496 | 5218.9363 | 5134.1988 | 5049.5855 | 4964.9723 | 4880.359 | 4795.6215 | 4741.2006 | 4686.6555 | 4632.1104 | 4577.6895 | 4523.1444 | 4468.5993 | 4414.1784 | 4359.6333 | 4305.2124 | 4250.6673 | 4196.1222 | 4141.7013 | 4087.1562 | 4032.6111 | 3978.1902
[6 empty] | Coal-95%-CCS | Moderate | 5896.0909 | 5896.0909 | 5826.636 | 5757.0568 | 5687.6019 | 5618.0227 | 5548.5677 | 5478.9885 | 5409.5336 | 5339.9544 | 5270.4995 | 5200.9203 | 5131.4653 | 5061.8861 | 4992.4312 | 4937.8861 | 4883.4652 | 4829.0443 | 4774.6235 | 4720.2026 | 4665.6575 | 4611.2366 | 4556.8158 | 4502.3949 | 4447.974 | 4393.5532 | 4339.008 | 4284.5872 | 4230.1663 | 4175.7454
[6 empty] | Coal-95%-CCS | Conservative | 5896.0909 | 5896.0909 | 5841.7943 | 5787.3734 | 5732.9526 | 5678.5317 | 5624.2351 | 5569.8142 | 5515.3934 | 5460.9725 | 5406.6759 | 5352.255 | 5297.8341 | 5243.5375 | 5189.1167 | 5134.6958 | 5080.2749 | 5025.9783 | 4971.5574 | 4917.1366 | 4862.84 | 4808.4191 | 4753.9982 | 4699.5773 | 4645.2807 | 4590.8599 | 4536.439 | 4482.0181 | 4427.7215 | 4373.3006
[6 empty] | Coal-99%-CCS | Advanced | 6032.5158 | 6032.5158 | 5942.8084 | 5853.2252 | 5763.5177 | 5673.8103 | 5584.2271 | 5494.5196 | 5404.8121 | 5315.2289 | 5225.5215 | 5135.814 | 5046.2308 | 4956.5234 | 4866.8159 | 4811.5253 | 4756.2347 | 4700.9441 | 4645.6535 | 4590.3629 | 4534.948 | 4479.6574 | 4424.3668 | 4369.0762 | 4313.7856 | 4258.3707 | 4203.0801 | 4147.7895 | 4092.4989 | 4037.2083
[6 empty] | Coal-99%-CCS | Moderate | 6032.5158 | 6032.5158 | 5959.8304 | 5887.145 | 5814.5839 | 5741.8985 | 5669.2131 | 5596.5277 | 5523.8423 | 5451.2811 | 5378.5957 | 5305.9103 | 5233.2249 | 5160.6637 | 5087.9783 | 5032.4392 | 4977.0244 | 4921.4853 | 4866.0704 | 4810.5313 | 4755.1165 | 4699.5773 | 4644.1625 | 4588.6234 | 4533.2085 | 4477.6694 | 4422.1303 | 4366.7155 | 4311.1764 | 4255.7615
[6 empty] | Coal-99%-CCS | Conservative | 6032.5158 | 6032.5158 | 5976.8525 | 5921.1891 | 5865.5258 | 5809.8624 | 5754.1991 | 5698.66 | 5642.9966 | 5587.3333 | 5531.6699 | 5476.0066 | 5420.3432 | 5364.6799 | 5309.0165 | 5253.3532 | 5197.8141 | 5142.1507 | 5086.4874 | 5030.824 | 4975.1606 | 4919.4973 | 4863.8339 | 4808.1706 | 4752.5072 | 4696.8439 | 4641.3048 | 4585.6414 | 4529.9781 | 4474.3147
[6 empty] | Coal-IGCC | Advanced | 6215.4097 | 6215.4097 | 6203.1091 | 6190.9328 | 6178.6321 | 6166.4558 | 6154.1552 | 6141.9788 | 6129.6782 | 6117.3776 | 6105.2013 | 6092.9006 | 6080.7243 | 6068.4237 | 6056.2473 | 6043.9467 | 6031.7704 | 6019.4698 | 6007.2934 | 5994.9928 | 5982.8164 | 5970.5158 | 5958.3395 | 5946.0389 | 5933.8625 | 5921.5619 | 5909.3855 | 5897.0849 | 5884.9086 | 5872.608
[6 empty] | Coal-IGCC | Moderate | 6215.4097 | 6215.4097 | 6203.1091 | 6190.9328 | 6178.6321 | 6166.4558 | 6154.1552 | 6141.9788 | 6129.6782 | 6117.3776 | 6105.2013 | 6092.9006 | 6080.7243 | 6068.4237 | 6056.2473 | 6043.9467 | 6031.7704 | 6019.4698 | 6007.2934 | 5994.9928 | 5982.8164 | 5970.5158 | 5958.3395 | 5946.0389 | 5933.8625 | 5921.5619 | 5909.3855 | 5897.0849 | 5884.9086 | 5872.608
[6 empty] | Coal-IGCC | Conservative | 6215.4097 | 6215.4097 | 6203.1091 | 6190.9328 | 6178.6321 | 6166.4558 | 6154.1552 | 6141.9788 | 6129.6782 | 6117.3776 | 6105.2013 | 6092.9006 | 6080.7243 | 6068.4237 | 6056.2473 | 6043.9467 | 6031.7704 | 6019.4698 | 6007.2934 | 5994.9928 | 5982.8164 | 5970.5158 | 5958.3395 | 5946.0389 | 5933.8625 | 5921.5619 | 5909.3855 | 5897.0849 | 5884.9086 | 5872.608
[6 empty] | Coal-IGCC-99%-CCS | Advanced | 8899.1785 | 8899.1785 | 8880.914 | 8862.7737 | 8844.5091 | 8826.3689 | 8808.1043 | 8789.964 | 8771.6995 | 8753.5592 | 8735.2947 | 8717.1544 | 8698.8898 | 8680.6253 | 8662.485 | 8644.2205 | 8626.0802 | 8607.8157 | 8589.6754 | 8571.4108 | 8553.2705 | 8535.006 | 8516.8657 | 8498.6012 | 8480.4609 | 8462.1963 | 8444.0561 | 8425.7915 | 8407.527 | 8389.3867
[5 empty] | Does not include capital costs for CO2 transportation and storage | Coal-IGCC-99%-CCS | Moderate | 8899.1785 | 8899.1785 | 8880.914 | 8862.7737 | 8844.5091 | 8826.3689 | 8808.1043 | 8789.964 | 8771.6995 | 8753.5592 | 8735.2947 | 8717.1544 | 8698.8898 | 8680.6253 | 8662.485 | 8644.2205 | 8626.0802 | 8607.8157 | 8589.6754 | 8571.4108 | 8553.2705 | 8535.006 | 8516.8657 | 8498.6012 | 8480.4609 | 8462.1963 | 8444.0561 | 8425.7915 | 8407.527 | 8389.3867
[6 empty] | Coal-IGCC-99%-CCS | Conservative | 8899.1785 | 8899.1785 | 8880.914 | 8862.7737 | 8844.5091 | 8826.3689 | 8808.1043 | 8789.964 | 8771.6995 | 8753.5592 | 8735.2947 | 8717.1544 | 8698.8898 | 8680.6253 | 8662.485 | 8644.2205 | 8626.0802 | 8607.8157 | 8589.6754 | 8571.4108 | 8553.2705 | 8535.006 | 8516.8657 | 8498.6012 | 8480.4609 | 8462.1963 | 8444.0561 | 8425.7915 | 8407.527 | 8389.3867
[8 empty] | 2021 | 2022 | 2023 | 2024 | 2025 | 2026 | 2027 | 2028 | 2029 | 2030 | 2031 | 2032 | 2033 | 2034 | 2035 | 2036 | 2037 | 2038 | 2039 | 2040 | 2041 | 2042 | 2043 | 2044 | 2045 | 2046 | 2047 | 2048 | 2049 | 2050
[5 empty] | Construction Financing Cost ($/kW) | Coal-new | Advanced | 692.7085 | 692.7085 | 690.7443 | 688.7802 | 686.7918 | 684.8277 | 682.8636 | 680.8994 | 678.9353 | 676.9469 | 674.9828 | 673.0186 | 671.0545 | 669.0904 | 667.102 | 660.3367 | 653.5713 | 646.806 | 640.0406 | 633.251 | 626.4857 | 619.7203 | 612.955 | 606.1896 | 599.4 | 592.6347 | 585.8693 | 579.104 | 572.3386 | 565.5491
[6 empty] | Coal-new | Moderate | 692.7085 | 692.7085 | 688.9499 | 685.1672 | 681.3844 | 677.6259 | 673.8431 | 670.0846 | 666.3018 | 662.5433 | 658.7605 | 655.002 | 651.2192 | 647.4607 | 643.6779 | 637.5188 | 631.3354 | 625.152 | 618.9929 | 612.8095 | 606.6504 | 600.467 | 594.3078 | 588.1245 | 581.9653 | 575.7819 | 569.6228 | 563.4394 | 557.2803 | 551.0969
[6 empty] | Coal-new | Conservative | 692.7085 | 692.7085 | 687.1313 | 681.5541 | 675.977 | 670.4241 | 664.8469 | 659.2697 | 653.6925 | 648.1154 | 642.5382 | 636.961 | 631.4081 | 625.831 | 620.2538 | 614.6766 | 609.0995 | 603.5223 | 597.9451 | 592.368 | 586.815 | 581.2379 | 575.6607 | 570.0835 | 564.5064 | 558.9292 | 553.352 | 547.7991 | 542.2219 | 536.6448
[6 empty] | Coal-95%-CCS | Advanced | 1150.6909 | 1150.6909 | 1134.1777 | 1117.6644 | 1101.1269 | 1084.6136 | 1068.1004 | 1051.5628 | 1035.0496 | 1018.5363 | 1001.9988 | 985.4855 | 968.9723 | 952.459 | 935.9215 | 925.3006 | 914.6555 | 904.0104 | 893.3895 | 882.7444 | 872.0993 | 861.4784 | 850.8333 | 840.2124 | 829.5673 | 818.9222 | 808.3013 | 797.6562 | 787.0111 | 776.3902
[6 empty] | Coal-95%-CCS | Moderate | 1150.6909 | 1150.6909 | 1137.136 | 1123.5568 | 1110.0019 | 1096.4227 | 1082.8677 | 1069.2885 | 1055.7336 | 1042.1544 | 1028.5995 | 1015.0203 | 1001.4653 | 987.8861 | 974.3312 | 963.6861 | 953.0652 | 942.4443 | 931.8235 | 921.2026 | 910.5575 | 899.9366 | 889.3158 | 878.6949 | 868.074 | 857.4532 | 846.808 | 836.1872 | 825.5663 | 814.9454
[6 empty] | Coal-95%-CCS | Conservative | 1150.6909 | 1150.6909 | 1140.0943 | 1129.4734 | 1118.8526 | 1108.2317 | 1097.6351 | 1087.0142 | 1076.3934 | 1065.7725 | 1055.1759 | 1044.555 | 1033.9341 | 1023.3375 | 1012.7167 | 1002.0958 | 991.4749 | 980.8783 | 970.2574 | 959.6366 | 949.04 | 938.4191 | 927.7982 | 917.1773 | 906.5807 | 895.9599 | 885.339 | 874.7181 | 864.1215 | 853.5006
[6 empty] | Coal-99%-CCS | Advanced | 1177.3158 | 1177.3158 | 1159.8084 | 1142.3252 | 1124.8177 | 1107.3103 | 1089.8271 | 1072.3196 | 1054.8121 | 1037.3289 | 1019.8215 | 1002.314 | 984.8308 | 967.3234 | 949.8159 | 939.0253 | 928.2347 | 917.4441 | 906.6535 | 895.8629 | 885.048 | 874.2574 | 863.4668 | 852.6762 | 841.8856 | 831.0707 | 820.2801 | 809.4895 | 798.6989 | 787.9083
[6 empty] | Coal-99%-CCS | Moderate | 1177.3158 | 1177.3158 | 1163.1304 | 1148.945 | 1134.7839 | 1120.5985 | 1106.4131 | 1092.2277 | 1078.0423 | 1063.8811 | 1049.6957 | 1035.5103 | 1021.3249 | 1007.1637 | 992.9783 | 982.1392 | 971.3244 | 960.4853 | 949.6704 | 938.8313 | 928.0165 | 917.1773 | 906.3625 | 895.5234 | 884.7085 | 873.8694 | 863.0303 | 852.2155 | 841.3764 | 830.5615
[6 empty] | Coal-99%-CCS | Conservative | 1177.3158 | 1177.3158 | 1166.4525 | 1155.5891 | 1144.7258 | 1133.8624 | 1122.9991 | 1112.16 | 1101.2966 | 1090.4333 | 1079.5699 | 1068.7066 | 1057.8432 | 1046.9799 | 1036.1165 | 1025.2532 | 1014.4141 | 1003.5507 | 992.6874 | 981.824 | 970.9606 | 960.0973 | 949.2339 | 938.3706 | 927.5072 | 916.6439 | 905.8048 | 894.9414 | 884.0781 | 873.2147
[6 empty] | Coal-IGCC | Advanced | 1213.0097 | 1213.0097 | 1210.6091 | 1208.2328 | 1205.8321 | 1203.4558 | 1201.0552 | 1198.6788 | 1196.2782 | 1193.8776 | 1191.5013 | 1189.1006 | 1186.7243 | 1184.3237 | 1181.9473 | 1179.5467 | 1177.1704 | 1174.7698 | 1172.3934 | 1169.9928 | 1167.6164 | 1165.2158 | 1162.8395 | 1160.4389 | 1158.0625 | 1155.6619 | 1153.2855 | 1150.8849 | 1148.5086 | 1146.108
[6 empty] | Coal-IGCC | Moderate | 1213.0097 | 1213.0097 | 1210.6091 | 1208.2328 | 1205.8321 | 1203.4558 | 1201.0552 | 1198.6788 | 1196.2782 | 1193.8776 | 1191.5013 | 1189.1006 | 1186.7243 | 1184.3237 | 1181.9473 | 1179.5467 | 1177.1704 | 1174.7698 | 1172.3934 | 1169.9928 | 1167.6164 | 1165.2158 | 1162.8395 | 1160.4389 | 1158.0625 | 1155.6619 | 1153.2855 | 1150.8849 | 1148.5086 | 1146.108
[6 empty] | Coal-IGCC | Conservative | 1213.0097 | 1213.0097 | 1210.6091 | 1208.2328 | 1205.8321 | 1203.4558 | 1201.0552 | 1198.6788 | 1196.2782 | 1193.8776 | 1191.5013 | 1189.1006 | 1186.7243 | 1184.3237 | 1181.9473 | 1179.5467 | 1177.1704 | 1174.7698 | 1172.3934 | 1169.9928 | 1167.6164 | 1165.2158 | 1162.8395 | 1160.4389 | 1158.0625 | 1155.6619 | 1153.2855 | 1150.8849 | 1148.5086 | 1146.108
[6 empty] | Coal-IGCC-99%-CCS | Advanced | 1736.7785 | 1736.7785 | 1733.214 | 1729.6737 | 1726.1091 | 1722.5689 | 1719.0043 | 1715.464 | 1711.8995 | 1708.3592 | 1704.7947 | 1701.2544 | 1697.6898 | 1694.1253 | 1690.585 | 1687.0205 | 1683.4802 | 1679.9157 | 1676.3754 | 1672.8108 | 1669.2705 | 1665.706 | 1662.1657 | 1658.6012 | 1655.0609 | 1651.4963 | 1647.9561 | 1644.3915 | 1640.827 | 1637.2867
[6 empty] | Coal-IGCC-99%-CCS | Moderate | 1736.7785 | 1736.7785 | 1733.214 | 1729.6737 | 1726.1091 | 1722.5689 | 1719.0043 | 1715.464 | 1711.8995 | 1708.3592 | 1704.7947 | 1701.2544 | 1697.6898 | 1694.1253 | 1690.585 | 1687.0205 | 1683.4802 | 1679.9157 | 1676.3754 | 1672.8108 | 1669.2705 | 1665.706 | 1662.1657 | 1658.6012 | 1655.0609 | 1651.4963 | 1647.9561 | 1644.3915 | 1640.827 | 1637.2867
[6 empty] | Coal-IGCC-99%-CCS | Conservative | 1736.7785 | 1736.7785 | 1733.214 | 1729.6737 | 1726.1091 | 1722.5689 | 1719.0043 | 1715.464 | 1711.8995 | 1708.3592 | 1704.7947 | 1701.2544 | 1697.6898 | 1694.1253 | 1690.585 | 1687.0205 | 1683.4802 | 1679.9157 | 1676.3754 | 1672.8108 | 1669.2705 | 1665.706 | 1662.1657 | 1658.6012 | 1655.0609 | 1651.4963 | 1647.9561 | 1644.3915 | 1640.827 | 1637.2867
[8 empty] | 2021 | 2022 | 2023 | 2024 | 2025 | 2026 | 2027 | 2028 | 2029 | 2030 | 2031 | 2032 | 2033 | 2034 | 2035 | 2036 | 2037 | 2038 | 2039 | 2040 | 2041 | 2042 | 2043 | 2044 | 2045 | 2046 | 2047 | 2048 | 2049 | 2050
[5 empty] | Overnight Capital Cost ($/kW) | Coal-new | Advanced | 2856.7 | 2856.7 | 2848.6 | 2840.5 | 2832.3 | 2824.2 | 2816.1 | 2808 | 2799.9 | 2791.7 | 2783.6 | 2775.5 | 2767.4 | 2759.3 | 2751.1 | 2723.2 | 2695.3 | 2667.4 | 2639.5 | 2611.5 | 2583.6 | 2555.7 | 2527.8 | 2499.9 | 2471.9 | 2444 | 2416.1 | 2388.2 | 2360.3 | 2332.3
[6 empty] | Coal-new | Moderate | 2856.7 | 2856.7 | 2841.2 | 2825.6 | 2810 | 2794.5 | 2778.9 | 2763.4 | 2747.8 | 2732.3 | 2716.7 | 2701.2 | 2685.6 | 2670.1 | 2654.5 | 2629.1 | 2603.6 | 2578.1 | 2552.7 | 2527.2 | 2501.8 | 2476.3 | 2450.9 | 2425.4 | 2400 | 2374.5 | 2349.1 | 2323.6 | 2298.2 | 2272.7
[6 empty] | Coal-new | Conservative | 2856.7 | 2856.7 | 2833.7 | 2810.7 | 2787.7 | 2764.8 | 2741.8 | 2718.8 | 2695.8 | 2672.8 | 2649.8 | 2626.8 | 2603.9 | 2580.9 | 2557.9 | 2534.9 | 2511.9 | 2488.9 | 2465.9 | 2442.9 | 2420 | 2397 | 2374 | 2351 | 2328 | 2305 | 2282 | 2259.1 | 2236.1 | 2213.1
[6 empty] | Coal-95%-CCS | Advanced | 4745.4 | 4745.4 | 4677.3 | 4609.2 | 4541 | 4472.9 | 4404.8 | 4336.6 | 4268.5 | 4200.4 | 4132.2 | 4064.1 | 3996 | 3927.9 | 3859.7 | 3815.9 | 3772 | 3728.1 | 3684.3 | 3640.4 | 3596.5 | 3552.7 | 3508.8 | 3465 | 3421.1 | 3377.2 | 3333.4 | 3289.5 | 3245.6 | 3201.8
[6 empty] | Coal-95%-CCS | Moderate | 4745.4 | 4745.4 | 4689.5 | 4633.5 | 4577.6 | 4521.6 | 4465.7 | 4409.7 | 4353.8 | 4297.8 | 4241.9 | 4185.9 | 4130 | 4074 | 4018.1 | 3974.2 | 3930.4 | 3886.6 | 3842.8 | 3799 | 3755.1 | 3711.3 | 3667.5 | 3623.7 | 3579.9 | 3536.1 | 3492.2 | 3448.4 | 3404.6 | 3360.8
[6 empty] | Coal-95%-CCS | Conservative | 4745.4 | 4745.4 | 4701.7 | 4657.9 | 4614.1 | 4570.3 | 4526.6 | 4482.8 | 4439 | 4395.2 | 4351.5 | 4307.7 | 4263.9 | 4220.2 | 4176.4 | 4132.6 | 4088.8 | 4045.1 | 4001.3 | 3957.5 | 3913.8 | 3870 | 3826.2 | 3782.4 | 3738.7 | 3694.9 | 3651.1 | 3607.3 | 3563.6 | 3519.8
[6 empty] | Coal-99%-CCS | Advanced | 4855.2 | 4855.2 | 4783 | 4710.9 | 4638.7 | 4566.5 | 4494.4 | 4422.2 | 4350 | 4277.9 | 4205.7 | 4133.5 | 4061.4 | 3989.2 | 3917 | 3872.5 | 3828 | 3783.5 | 3739 | 3694.5 | 3649.9 | 3605.4 | 3560.9 | 3516.4 | 3471.9 | 3427.3 | 3382.8 | 3338.3 | 3293.8 | 3249.3
[6 empty] | Coal-99%-CCS | Moderate | 4855.2 | 4855.2 | 4796.7 | 4738.2 | 4679.8 | 4621.3 | 4562.8 | 4504.3 | 4445.8 | 4387.4 | 4328.9 | 4270.4 | 4211.9 | 4153.5 | 4095 | 4050.3 | 4005.7 | 3961 | 3916.4 | 3871.7 | 3827.1 | 3782.4 | 3737.8 | 3693.1 | 3648.5 | 3603.8 | 3559.1 | 3514.5 | 3469.8 | 3425.2
[6 empty] | Coal-99%-CCS | Conservative | 4855.2 | 4855.2 | 4810.4 | 4765.6 | 4720.8 | 4676 | 4631.2 | 4586.5 | 4541.7 | 4496.9 | 4452.1 | 4407.3 | 4362.5 | 4317.7 | 4272.9 | 4228.1 | 4183.4 | 4138.6 | 4093.8 | 4049 | 4004.2 | 3959.4 | 3914.6 | 3869.8 | 3825 | 3780.2 | 3735.5 | 3690.7 | 3645.9 | 3601.1
[6 empty] | Coal-IGCC | Advanced | 5002.4 | 5002.4 | 4992.5 | 4982.7 | 4972.8 | 4963 | 4953.1 | 4943.3 | 4933.4 | 4923.5 | 4913.7 | 4903.8 | 4894 | 4884.1 | 4874.3 | 4864.4 | 4854.6 | 4844.7 | 4834.9 | 4825 | 4815.2 | 4805.3 | 4795.5 | 4785.6 | 4775.8 | 4765.9 | 4756.1 | 4746.2 | 4736.4 | 4726.5
[6 empty] | Coal-IGCC | Moderate | 5002.4 | 5002.4 | 4992.5 | 4982.7 | 4972.8 | 4963 | 4953.1 | 4943.3 | 4933.4 | 4923.5 | 4913.7 | 4903.8 | 4894 | 4884.1 | 4874.3 | 4864.4 | 4854.6 | 4844.7 | 4834.9 | 4825 | 4815.2 | 4805.3 | 4795.5 | 4785.6 | 4775.8 | 4765.9 | 4756.1 | 4746.2 | 4736.4 | 4726.5
[6 empty] | Coal-IGCC | Conservative | 5002.4 | 5002.4 | 4992.5 | 4982.7 | 4972.8 | 4963 | 4953.1 | 4943.3 | 4933.4 | 4923.5 | 4913.7 | 4903.8 | 4894 | 4884.1 | 4874.3 | 4864.4 | 4854.6 | 4844.7 | 4834.9 | 4825 | 4815.2 | 4805.3 | 4795.5 | 4785.6 | 4775.8 | 4765.9 | 4756.1 | 4746.2 | 4736.4 | 4726.5
[6 empty] | Coal-IGCC-99%-CCS | Advanced | 7162.4 | 7162.4 | 7147.7 | 7133.1 | 7118.4 | 7103.8 | 7089.1 | 7074.5 | 7059.8 | 7045.2 | 7030.5 | 7015.9 | 7001.2 | 6986.5 | 6971.9 | 6957.2 | 6942.6 | 6927.9 | 6913.3 | 6898.6 | 6884 | 6869.3 | 6854.7 | 6840 | 6825.4 | 6810.7 | 6796.1 | 6781.4 | 6766.7 | 6752.1
[5 empty] | Does not include capital costs for CO2 transportation and storage | Coal-IGCC-99%-CCS | Moderate | 7162.4 | 7162.4 | 7147.7 | 7133.1 | 7118.4 | 7103.8 | 7089.1 | 7074.5 | 7059.8 | 7045.2 | 7030.5 | 7015.9 | 7001.2 | 6986.5 | 6971.9 | 6957.2 | 6942.6 | 6927.9 | 6913.3 | 6898.6 | 6884 | 6869.3 | 6854.7 | 6840 | 6825.4 | 6810.7 | 6796.1 | 6781.4 | 6766.7 | 6752.1
[6 empty] | Coal-IGCC-99%-CCS | Conservative | 7162.4 | 7162.4 | 7147.7 | 7133.1 | 7118.4 | 7103.8 | 7089.1 | 7074.5 | 7059.8 | 7045.2 | 7030.5 | 7015.9 | 7001.2 | 6986.5 | 6971.9 | 6957.2 | 6942.6 | 6927.9 | 6913.3 | 6898.6 | 6884 | 6869.3 | 6854.7 | 6840 | 6825.4 | 6810.7 | 6796.1 | 6781.4 | 6766.7 | 6752.1
[8 empty] | 2021 | 2022 | 2023 | 2024 | 2025 | 2026 | 2027 | 2028 | 2029 | 2030 | 2031 | 2032 | 2033 | 2034 | 2035 | 2036 | 2037 | 2038 | 2039 | 2040 | 2041 | 2042 | 2043 | 2044 | 2045 | 2046 | 2047 | 2048 | 2049 | 2050
[5 empty] | Fixed Operation and Maintenance Expenses ($/kW-yr) | Coal-new | Advanced | 77.7 | 77.9 | 77.7 | 77.6 | 77.4 | 77.2 | 77 | 76.8 | 76.6 | 76.5 | 76.3 | 76.1 | 75.9 | 75.7 | 75.5 | 74.9 | 74.2 | 73.6 | 73 | 72.3 | 71.7 | 71 | 70.4 | 69.7 | 69.1 | 68.4 | 67.8 | 67.1 | 66.5 | 65.8
[6 empty] | Coal-new | Moderate | 77.6 | 77.9 | 77.6 | 77.2 | 76.8 | 76.5 | 76.1 | 75.8 | 75.4 | 75.1 | 74.7 | 74.3 | 74 | 73.6 | 73.3 | 72.7 | 72.1 | 71.5 | 70.9 | 70.3 | 69.7 | 69.1 | 68.5 | 67.9 | 67.4 | 66.8 | 66.2 | 65.6 | 65 | 64.4
[6 empty] | Coal-new | Conservative | 77.4 | 77.9 | 77.4 | 76.9 | 76.3 | 75.8 | 75.3 | 74.7 | 74.2 | 73.7 | 73.1 | 72.6 | 72.1 | 71.5 | 71 | 70.5 | 69.9 | 69.4 | 68.9 | 68.3 | 67.8 | 67.3 | 66.7 | 66.2 | 65.7 | 65.1 | 64.6 | 64.1 | 63.5 | 63
[6 empty] | Coal-95%-CCS | Advanced | 121.9 | 123.4 | 121.9 | 120.3 | 118.7 | 117.2 | 115.6 | 114 | 112.5 | 110.9 | 109.4 | 107.8 | 106.2 | 104.7 | 103.1 | 102.1 | 101.1 | 100.1 | 99 | 98 | 97 | 96 | 95 | 93.9 | 92.9 | 91.9 | 90.9 | 89.9 | 88.9 | 87.8
[6 empty] | Coal-95%-CCS | Moderate | 122.1 | 123.4 | 122.1 | 120.8 | 119.6 | 118.3 | 117 | 115.7 | 114.4 | 113.1 | 111.8 | 110.5 | 109.2 | 108 | 106.7 | 105.6 | 104.6 | 103.6 | 102.6 | 101.6 | 100.6 | 99.5 | 98.5 | 97.5 | 96.5 | 95.5 | 94.5 | 93.4 | 92.4 | 91.4
[6 empty] | Coal-95%-CCS | Conservative | 122.4 | 123.4 | 122.4 | 121.4 | 120.4 | 119.4 | 118.3 | 117.3 | 116.3 | 115.3 | 114.3 | 113.3 | 112.3 | 111.2 | 110.2 | 109.2 | 108.2 | 107.2 | 106.2 | 105.1 | 104.1 | 103.1 | 102.1 | 101.1 | 100.1 | 99.1 | 98 | 97 | 96 | 95
[6 empty] | Coal-99%-CCS | Advanced | 124.3 | 125.9 | 124.3 | 122.6 | 121 | 119.3 | 117.7 | 116 | 114.4 | 112.7 | 111 | 109.4 | 107.7 | 106.1 | 104.4 | 103.4 | 102.4 | 101.3 | 100.3 | 99.3 | 98.2 | 97.2 | 96.2 | 95.1 | 94.1 | 93.1 | 92 | 91 | 90 | 88.9
[6 empty] | Coal-99%-CCS | Moderate | 124.6 | 125.9 | 124.6 | 123.2 | 121.9 | 120.6 | 119.2 | 117.9 | 116.5 | 115.2 | 113.8 | 112.5 | 111.1 | 109.8 | 108.4 | 107.4 | 106.4 | 105.3 | 104.3 | 103.2 | 102.2 | 101.2 | 100.1 | 99.1 | 98.1 | 97 | 96 | 95 | 93.9 | 92.9
[6 empty] | Coal-99%-CCS | Conservative | 124.9 | 125.9 | 124.9 | 123.9 | 122.8 | 121.8 | 120.7 | 119.7 | 118.7 | 117.6 | 116.6 | 115.5 | 114.5 | 113.5 | 112.4 | 111.4 | 110.4 | 109.3 | 108.3 | 107.2 | 106.2 | 105.2 | 104.1 | 103.1 | 102 | 101 | 100 | 98.9 | 97.9 | 96.8
[6 empty] | Coal-IGCC | Advanced | 150.1 | 150.4 | 150.1 | 149.9 | 149.6 | 149.3 | 149.1 | 148.8 | 148.5 | 148.3 | 148 | 147.7 | 147.4 | 147.2 | 146.9 | 146.6 | 146.4 | 146.1 | 145.8 | 145.6 | 145.3 | 145 | 144.7 | 144.5 | 144.2 | 143.9 | 143.7 | 143.4 | 143.1 | 142.9
[6 empty] | Coal-IGCC | Moderate | 150.1 | 150.4 | 150.1 | 149.9 | 149.6 | 149.3 | 149.1 | 148.8 | 148.5 | 148.3 | 148 | 147.7 | 147.4 | 147.2 | 146.9 | 146.6 | 146.4 | 146.1 | 145.8 | 145.6 | 145.3 | 145 | 144.7 | 144.5 | 144.2 | 143.9 | 143.7 | 143.4 | 143.1 | 142.9
[6 empty] | Coal-IGCC | Conservative | 150.1 | 150.4 | 150.1 | 149.9 | 149.6 | 149.3 | 149.1 | 148.8 | 148.5 | 148.3 | 148 | 147.7 | 147.4 | 147.2 | 146.9 | 146.6 | 146.4 | 146.1 | 145.8 | 145.6 | 145.3 | 145 | 144.7 | 144.5 | 144.2 | 143.9 | 143.7 | 143.4 | 143.1 | 142.9
[6 empty] | Coal-IGCC-99%-CCS | Advanced | 212.6 | 213 | 212.6 | 212.2 | 211.8 | 211.4 | 211 | 210.6 | 210.2 | 209.8 | 209.4 | 209 | 208.6 | 208.2 | 207.8 | 207.4 | 207 | 206.6 | 206.2 | 205.8 | 205.4 | 205 | 204.6 | 204.2 | 203.8 | 203.4 | 203 | 202.6 | 202.2 | 201.8
[5 empty] | Does not include operating costs for CO2 transportation and storage | Coal-IGCC-99%-CCS | Moderate | 212.6 | 213 | 212.6 | 212.2 | 211.8 | 211.4 | 211 | 210.6 | 210.2 | 209.8 | 209.4 | 209 | 208.6 | 208.2 | 207.8 | 207.4 | 207 | 206.6 | 206.2 | 205.8 | 205.4 | 205 | 204.6 | 204.2 | 203.8 | 203.4 | 203 | 202.6 | 202.2 | 201.8
[6 empty] | Coal-IGCC-99%-CCS | Conservative | 212.6 | 213 | 212.6 | 212.2 | 211.8 | 211.4 | 211 | 210.6 | 210.2 | 209.8 | 209.4 | 209 | 208.6 | 208.2 | 207.8 | 207.4 | 207 | 206.6 | 206.2 | 205.8 | 205.4 | 205 | 204.6 | 204.2 | 203.8 | 203.4 | 203 | 202.6 | 202.2 | 201.8
[8 empty] | 2021 | 2022 | 2023 | 2024 | 2025 | 2026 | 2027 | 2028 | 2029 | 2030 | 2031 | 2032 | 2033 | 2034 | 2035 | 2036 | 2037 | 2038 | 2039 | 2040 | 2041 | 2042 | 2043 | 2044 | 2045 | 2046 | 2047 | 2048 | 2049 | 2050
[5 empty] | Variable Operation and Maintenance Expenses ($/MWh) | Coal-new | Advanced | 8.46 | 8.46 | 8.42 | 8.37 | 8.33 | 8.28 | 8.24 | 8.19 | 8.15 | 8.1 | 8.05 | 8.01 | 7.96 | 7.92 | 7.87 | 7.84 | 7.81 | 7.78 | 7.75 | 7.72 | 7.69 | 7.66 | 7.63 | 7.61 | 7.58 | 7.55 | 7.52 | 7.49 | 7.46 | 7.43
[6 empty] | Coal-new | Moderate | 8.46 | 8.46 | 8.43 | 8.39 | 8.36 | 8.32 | 8.29 | 8.25 | 8.22 | 8.18 | 8.15 | 8.11 | 8.08 | 8.04 | 8.01 | 7.98 | 7.95 | 7.93 | 7.9 | 7.87 | 7.85 | 7.82 | 7.79 | 7.76 | 7.74 | 7.71 | 7.68 | 7.66 | 7.63 | 7.6
[6 empty] | Coal-new | Conservative | 8.46 | 8.46 | 8.44 | 8.41 | 8.39 | 8.36 | 8.34 | 8.32 | 8.29 | 8.27 | 8.24 | 8.22 | 8.19 | 8.17 | 8.14 | 8.12 | 8.09 | 8.07 | 8.05 | 8.02 | 8 | 7.97 | 7.95 | 7.92 | 7.9 | 7.87 | 7.85 | 7.82 | 7.8 | 7.78
[6 empty] | Coal-95%-CCS | Advanced | 14.69 | 14.69 | 14.47 | 14.25 | 14.03 | 13.81 | 13.59 | 13.37 | 13.15 | 12.93 | 12.71 | 12.49 | 12.28 | 12.06 | 11.84 | 11.79 | 11.74 | 11.7 | 11.65 | 11.6 | 11.56 | 11.51 | 11.46 | 11.41 | 11.37 | 11.32 | 11.27 | 11.23 | 11.18 | 11.13
[6 empty] | Coal-95%-CCS | Moderate | 14.69 | 14.69 | 14.56 | 14.42 | 14.29 | 14.16 | 14.02 | 13.89 | 13.76 | 13.62 | 13.49 | 13.36 | 13.23 | 13.09 | 12.96 | 12.91 | 12.87 | 12.82 | 12.77 | 12.73 | 12.68 | 12.63 | 12.58 | 12.54 | 12.49 | 12.44 | 12.4 | 12.35 | 12.3 | 12.26
[6 empty] | Coal-95%-CCS | Conservative | 14.69 | 14.69 | 14.64 | 14.6 | 14.55 | 14.5 | 14.46 | 14.41 | 14.36 | 14.32 | 14.27 | 14.22 | 14.18 | 14.13 | 14.08 | 14.04 | 13.99 | 13.94 | 13.89 | 13.85 | 13.8 | 13.75 | 13.71 | 13.66 | 13.61 | 13.57 | 13.52 | 13.47 | 13.43 | 13.38
[6 empty] | Coal-99%-CCS | Advanced | 15.05 | 15.05 | 14.82 | 14.59 | 14.36 | 14.13 | 13.89 | 13.66 | 13.43 | 13.2 | 12.97 | 12.74 | 12.51 | 12.27 | 12.04 | 12 | 11.95 | 11.9 | 11.85 | 11.81 | 11.76 | 11.71 | 11.66 | 11.61 | 11.57 | 11.52 | 11.47 | 11.42 | 11.38 | 11.33
[6 empty] | Coal-99%-CCS | Moderate | 15.05 | 15.05 | 14.91 | 14.77 | 14.63 | 14.49 | 14.35 | 14.21 | 14.07 | 13.93 | 13.79 | 13.66 | 13.52 | 13.38 | 13.24 | 13.19 | 13.14 | 13.09 | 13.05 | 13 | 12.95 | 12.9 | 12.85 | 12.81 | 12.76 | 12.71 | 12.66 | 12.62 | 12.57 | 12.52
[6 empty] | Coal-99%-CCS | Conservative | 15.05 | 15.05 | 15 | 14.96 | 14.91 | 14.86 | 14.81 | 14.76 | 14.72 | 14.67 | 14.62 | 14.57 | 14.53 | 14.48 | 14.43 | 14.38 | 14.33 | 14.29 | 14.24 | 14.19 | 14.14 | 14.09 | 14.05 | 14 | 13.95 | 13.9 | 13.86 | 13.81 | 13.76 | 13.71
[6 empty] | Coal-IGCC | Advanced | 14.77 | 14.77 | 14.75 | 14.73 | 14.7 | 14.68 | 14.66 | 14.64 | 14.61 | 14.59 | 14.57 | 14.55 | 14.52 | 14.5 | 14.48 | 14.45 | 14.43 | 14.41 | 14.39 | 14.36 | 14.34 | 14.32 | 14.3 | 14.27 | 14.25 | 14.23 | 14.21 | 14.18 | 14.16 | 14.14
[6 empty] | Coal-IGCC | Moderate | 14.77 | 14.77 | 14.75 | 14.73 | 14.7 | 14.68 | 14.66 | 14.64 | 14.61 | 14.59 | 14.57 | 14.55 | 14.52 | 14.5 | 14.48 | 14.45 | 14.43 | 14.41 | 14.39 | 14.36 | 14.34 | 14.32 | 14.3 | 14.27 | 14.25 | 14.23 | 14.21 | 14.18 | 14.16 | 14.14
[6 empty] | Coal-IGCC | Conservative | 14.77 | 14.77 | 14.75 | 14.73 | 14.7 | 14.68 | 14.66 | 14.64 | 14.61 | 14.59 | 14.57 | 14.55 | 14.52 | 14.5 | 14.48 | 14.45 | 14.43 | 14.41 | 14.39 | 14.36 | 14.34 | 14.32 | 14.3 | 14.27 | 14.25 | 14.23 | 14.21 | 14.18 | 14.16 | 14.14
[6 empty] | Coal-IGCC-99%-CCS | Advanced | 22 | 22 | 21.96 | 21.93 | 21.89 | 21.86 | 21.83 | 21.79 | 21.76 | 21.73 | 21.69 | 21.66 | 21.63 | 21.59 | 21.56 | 21.52 | 21.49 | 21.46 | 21.42 | 21.39 | 21.36 | 21.32 | 21.29 | 21.25 | 21.22 | 21.19 | 21.15 | 21.12 | 21.09 | 21.05
[5 empty] | Does not include operating costs for CO2 transportation and storage | Coal-IGCC-99%-CCS | Moderate | 22 | 22 | 21.96 | 21.93 | 21.89 | 21.86 | 21.83 | 21.79 | 21.76 | 21.73 | 21.69 | 21.66 | 21.63 | 21.59 | 21.56 | 21.52 | 21.49 | 21.46 | 21.42 | 21.39 | 21.36 | 21.32 | 21.29 | 21.25 | 21.22 | 21.19 | 21.15 | 21.12 | 21.09 | 21.05
[6 empty] | Coal-IGCC-99%-CCS | Conservative | 22 | 22 | 21.96 | 21.93 | 21.89 | 21.86 | 21.83 | 21.79 | 21.76 | 21.73 | 21.69 | 21.66 | 21.63 | 21.59 | 21.56 | 21.52 | 21.49 | 21.46 | 21.42 | 21.39 | 21.36 | 21.32 | 21.29 | 21.25 | 21.22 | 21.19 | 21.15 | 21.12 | 21.09 | 21.05
[8 empty] | 2021 | 2022 | 2023 | 2024 | 2025 | 2026 | 2027 | 2028 | 2029 | 2030 | 2031 | 2032 | 2033 | 2034 | 2035 | 2036 | 2037 | 2038 | 2039 | 2040 | 2041 | 2042 | 2043 | 2044 | 2045 | 2046 | 2047 | 2048 | 2049 | 2050
|  |  |  | Grid Connection Costs | Grid Connection Costs (GCC) ($/kW) | Coal-new | Advanced | 0 | 0 | 0 | 0 | 0 | 0 | 0 | 0 | 0 | 0 | 0 | 0 | 0 | 0 | 0 | 0 | 0 | 0 | 0 | 0 | 0 | 0 | 0 | 0 | 0 | 0 | 0 | 0 | 0 | 0
[6 empty] | Coal-new | Moderate | 0 | 0 | 0 | 0 | 0 | 0 | 0 | 0 | 0 | 0 | 0 | 0 | 0 | 0 | 0 | 0 | 0 | 0 | 0 | 0 | 0 | 0 | 0 | 0 | 0 | 0 | 0 | 0 | 0 | 0
[6 empty] | Coal-new | Conservative | 0 | 0 | 0 | 0 | 0 | 0 | 0 | 0 | 0 | 0 | 0 | 0 | 0 | 0 | 0 | 0 | 0 | 0 | 0 | 0 | 0 | 0 | 0 | 0 | 0 | 0 | 0 | 0 | 0 | 0
[6 empty] | Coal-95%-CCS | Advanced | 0 | 0 | 0 | 0 | 0 | 0 | 0 | 0 | 0 | 0 | 0 | 0 | 0 | 0 | 0 | 0 | 0 | 0 | 0 | 0 | 0 | 0 | 0 | 0 | 0 | 0 | 0 | 0 | 0 | 0
[6 empty] | Coal-95%-CCS | Moderate | 0 | 0 | 0 | 0 | 0 | 0 | 0 | 0 | 0 | 0 | 0 | 0 | 0 | 0 | 0 | 0 | 0 | 0 | 0 | 0 | 0 | 0 | 0 | 0 | 0 | 0 | 0 | 0 | 0 | 0
[6 empty] | Coal-95%-CCS | Conservative | 0 | 0 | 0 | 0 | 0 | 0 | 0 | 0 | 0 | 0 | 0 | 0 | 0 | 0 | 0 | 0 | 0 | 0 | 0 | 0 | 0 | 0 | 0 | 0 | 0 | 0 | 0 | 0 | 0 | 0
[6 empty] | Coal-99%-CCS | Advanced | 0 | 0 | 0 | 0 | 0 | 0 | 0 | 0 | 0 | 0 | 0 | 0 | 0 | 0 | 0 | 0 | 0 | 0 | 0 | 0 | 0 | 0 | 0 | 0 | 0 | 0 | 0 | 0 | 0 | 0
[6 empty] | Coal-99%-CCS | Moderate | 0 | 0 | 0 | 0 | 0 | 0 | 0 | 0 | 0 | 0 | 0 | 0 | 0 | 0 | 0 | 0 | 0 | 0 | 0 | 0 | 0 | 0 | 0 | 0 | 0 | 0 | 0 | 0 | 0 | 0
[6 empty] | Coal-99%-CCS | Conservative | 0 | 0 | 0 | 0 | 0 | 0 | 0 | 0 | 0 | 0 | 0 | 0 | 0 | 0 | 0 | 0 | 0 | 0 | 0 | 0 | 0 | 0 | 0 | 0 | 0 | 0 | 0 | 0 | 0 | 0
[6 empty] | Coal-IGCC | Advanced | 0 | 0 | 0 | 0 | 0 | 0 | 0 | 0 | 0 | 0 | 0 | 0 | 0 | 0 | 0 | 0 | 0 | 0 | 0 | 0 | 0 | 0 | 0 | 0 | 0 | 0 | 0 | 0 | 0 | 0
[6 empty] | Coal-IGCC | Moderate | 0 | 0 | 0 | 0 | 0 | 0 | 0 | 0 | 0 | 0 | 0 | 0 | 0 | 0 | 0 | 0 | 0 | 0 | 0 | 0 | 0 | 0 | 0 | 0 | 0 | 0 | 0 | 0 | 0 | 0
[6 empty] | Coal-IGCC | Conservative | 0 | 0 | 0 | 0 | 0 | 0 | 0 | 0 | 0 | 0 | 0 | 0 | 0 | 0 | 0 | 0 | 0 | 0 | 0 | 0 | 0 | 0 | 0 | 0 | 0 | 0 | 0 | 0 | 0 | 0
[6 empty] | Coal-IGCC-99%-CCS | Advanced | 0 | 0 | 0 | 0 | 0 | 0 | 0 | 0 | 0 | 0 | 0 | 0 | 0 | 0 | 0 | 0 | 0 | 0 | 0 | 0 | 0 | 0 | 0 | 0 | 0 | 0 | 0 | 0 | 0 | 0
[6 empty] | Coal-IGCC-99%-CCS | Moderate | 0 | 0 | 0 | 0 | 0 | 0 | 0 | 0 | 0 | 0 | 0 | 0 | 0 | 0 | 0 | 0 | 0 | 0 | 0 | 0 | 0 | 0 | 0 | 0 | 0 | 0 | 0 | 0 | 0 | 0
[6 empty] | Coal-IGCC-99%-CCS | Conservative | 0 | 0 | 0 | 0 | 0 | 0 | 0 | 0 | 0 | 0 | 0 | 0 | 0 | 0 | 0 | 0 | 0 | 0 | 0 | 0 | 0 | 0 | 0 | 0 | 0 | 0 | 0 | 0 | 0 | 0
[8 empty] | 2021 | 2022 | 2023 | 2024 | 2025 | 2026 | 2027 | 2028 | 2029 | 2030 | 2031 | 2032 | 2033 | 2034 | 2035 | 2036 | 2037 | 2038 | 2039 | 2040 | 2041 | 2042 | 2043 | 2044 | 2045 | 2046 | 2047 | 2048 | 2049 | 2050
[5 empty] | Construction Finance Factor | CFF | Advanced | 1.2425 | 1.2425 | 1.2425 | 1.2425 | 1.2425 | 1.2425 | 1.2425 | 1.2425 | 1.2425 | 1.2425 | 1.2425 | 1.2425 | 1.2425 | 1.2425 | 1.2425 | 1.2425 | 1.2425 | 1.2425 | 1.2425 | 1.2425 | 1.2425 | 1.2425 | 1.2425 | 1.2425 | 1.2425 | 1.2425 | 1.2425 | 1.2425 | 1.2425 | 1.2425
[6 empty] | CFF | Moderate | 1.2425 | 1.2425 | 1.2425 | 1.2425 | 1.2425 | 1.2425 | 1.2425 | 1.2425 | 1.2425 | 1.2425 | 1.2425 | 1.2425 | 1.2425 | 1.2425 | 1.2425 | 1.2425 | 1.2425 | 1.2425 | 1.2425 | 1.2425 | 1.2425 | 1.2425 | 1.2425 | 1.2425 | 1.2425 | 1.2425 | 1.2425 | 1.2425 | 1.2425 | 1.2425
[6 empty] | CFF | Conservative | 1.2425 | 1.2425 | 1.2425 | 1.2425 | 1.2425 | 1.2425 | 1.2425 | 1.2425 | 1.2425 | 1.2425 | 1.2425 | 1.2425 | 1.2425 | 1.2425 | 1.2425 | 1.2425 | 1.2425 | 1.2425 | 1.2425 | 1.2425 | 1.2425 | 1.2425 | 1.2425 | 1.2425 | 1.2425 | 1.2425 | 1.2425 | 1.2425 | 1.2425 | 1.2425
[6 empty] | Accumulated Interest - Year 1 | * | 1.0344 | 1.0344 | 1.0344 | 1.0344 | 1.0344 | 1.0344 | 1.0344 | 1.0344 | 1.0344 | 1.0344 | 1.0344 | 1.0344 | 1.0344 | 1.0344 | 1.0344 | 1.0344 | 1.0344 | 1.0344 | 1.0344 | 1.0344 | 1.0344 | 1.0344 | 1.0344 | 1.0344 | 1.0344 | 1.0344 | 1.0344 | 1.0344 | 1.0344 | 1.0344
[6 empty] | Accumulated Interest - Year 2 | * | 1.1068 | 1.1068 | 1.1068 | 1.1068 | 1.1068 | 1.1068 | 1.1068 | 1.1068 | 1.1068 | 1.1068 | 1.1068 | 1.1068 | 1.1068 | 1.1068 | 1.1068 | 1.1068 | 1.1068 | 1.1068 | 1.1068 | 1.1068 | 1.1068 | 1.1068 | 1.1068 | 1.1068 | 1.1068 | 1.1068 | 1.1068 | 1.1068 | 1.1068 | 1.1068
[6 empty] | Accumulated Interest - Year 3 | * | 1.1843 | 1.1843 | 1.1843 | 1.1843 | 1.1843 | 1.1843 | 1.1843 | 1.1843 | 1.1843 | 1.1843 | 1.1843 | 1.1843 | 1.1843 | 1.1843 | 1.1843 | 1.1843 | 1.1843 | 1.1843 | 1.1843 | 1.1843 | 1.1843 | 1.1843 | 1.1843 | 1.1843 | 1.1843 | 1.1843 | 1.1843 | 1.1843 | 1.1843 | 1.1843
[6 empty] | Accumulated Interest - Year 4 | * | 1.2672 | 1.2672 | 1.2672 | 1.2672 | 1.2672 | 1.2672 | 1.2672 | 1.2672 | 1.2672 | 1.2672 | 1.2672 | 1.2672 | 1.2672 | 1.2672 | 1.2672 | 1.2672 | 1.2672 | 1.2672 | 1.2672 | 1.2672 | 1.2672 | 1.2672 | 1.2672 | 1.2672 | 1.2672 | 1.2672 | 1.2672 | 1.2672 | 1.2672 | 1.2672
[6 empty] | Accumulated Interest - Year 5 | * | 1.3559 | 1.3559 | 1.3559 | 1.3559 | 1.3559 | 1.3559 | 1.3559 | 1.3559 | 1.3559 | 1.3559 | 1.3559 | 1.3559 | 1.3559 | 1.3559 | 1.3559 | 1.3559 | 1.3559 | 1.3559 | 1.3559 | 1.3559 | 1.3559 | 1.3559 | 1.3559 | 1.3559 | 1.3559 | 1.3559 | 1.3559 | 1.3559 | 1.3559 | 1.3559
[6 empty] | Accumulated Interest - Year 6 | * | 1.4508 | 1.4508 | 1.4508 | 1.4508 | 1.4508 | 1.4508 | 1.4508 | 1.4508 | 1.4508 | 1.4508 | 1.4508 | 1.4508 | 1.4508 | 1.4508 | 1.4508 | 1.4508 | 1.4508 | 1.4508 | 1.4508 | 1.4508 | 1.4508 | 1.4508 | 1.4508 | 1.4508 | 1.4508 | 1.4508 | 1.4508 | 1.4508 | 1.4508 | 1.4508
[6 empty] | Accumulated Equity Cost - Year 1 | Advanced | 1.0536 | 1.0536 | 1.0536 | 1.0536 | 1.0536 | 1.0536 | 1.0536 | 1.0536 | 1.0536 | 1.0536 | 1.0536 | 1.0536 | 1.0536 | 1.0536 | 1.0536 | 1.0536 | 1.0536 | 1.0536 | 1.0536 | 1.0536 | 1.0536 | 1.0536 | 1.0536 | 1.0536 | 1.0536 | 1.0536 | 1.0536 | 1.0536 | 1.0536 | 1.0536
[6 empty] | Accumulated Equity Cost - Year 2 | Advanced | 1.1695 | 1.1695 | 1.1695 | 1.1695 | 1.1695 | 1.1695 | 1.1695 | 1.1695 | 1.1695 | 1.1695 | 1.1695 | 1.1695 | 1.1695 | 1.1695 | 1.1695 | 1.1695 | 1.1695 | 1.1695 | 1.1695 | 1.1695 | 1.1695 | 1.1695 | 1.1695 | 1.1695 | 1.1695 | 1.1695 | 1.1695 | 1.1695 | 1.1695 | 1.1695
[6 empty] | Accumulated Equity Cost - Year 3 | Advanced | 1.2981 | 1.2981 | 1.2981 | 1.2981 | 1.2981 | 1.2981 | 1.2981 | 1.2981 | 1.2981 | 1.2981 | 1.2981 | 1.2981 | 1.2981 | 1.2981 | 1.2981 | 1.2981 | 1.2981 | 1.2981 | 1.2981 | 1.2981 | 1.2981 | 1.2981 | 1.2981 | 1.2981 | 1.2981 | 1.2981 | 1.2981 | 1.2981 | 1.2981 | 1.2981
[6 empty] | Accumulated Equity Cost - Year 4 | Advanced | 1.4409 | 1.4409 | 1.4409 | 1.4409 | 1.4409 | 1.4409 | 1.4409 | 1.4409 | 1.4409 | 1.4409 | 1.4409 | 1.4409 | 1.4409 | 1.4409 | 1.4409 | 1.4409 | 1.4409 | 1.4409 | 1.4409 | 1.4409 | 1.4409 | 1.4409 | 1.4409 | 1.4409 | 1.4409 | 1.4409 | 1.4409 | 1.4409 | 1.4409 | 1.4409
[6 empty] | Accumulated Equity Cost - Year 5 | Advanced | 1.5994 | 1.5994 | 1.5994 | 1.5994 | 1.5994 | 1.5994 | 1.5994 | 1.5994 | 1.5994 | 1.5994 | 1.5994 | 1.5994 | 1.5994 | 1.5994 | 1.5994 | 1.5994 | 1.5994 | 1.5994 | 1.5994 | 1.5994 | 1.5994 | 1.5994 | 1.5994 | 1.5994 | 1.5994 | 1.5994 | 1.5994 | 1.5994 | 1.5994 | 1.5994
[6 empty] | Accumulated Equity Cost - Year 6 | Advanced | 1.7753 | 1.7753 | 1.7753 | 1.7753 | 1.7753 | 1.7753 | 1.7753 | 1.7753 | 1.7753 | 1.7753 | 1.7753 | 1.7753 | 1.7753 | 1.7753 | 1.7753 | 1.7753 | 1.7753 | 1.7753 | 1.7753 | 1.7753 | 1.7753 | 1.7753 | 1.7753 | 1.7753 | 1.7753 | 1.7753 | 1.7753 | 1.7753 | 1.7753 | 1.7753
[6 empty] | Accumulated Equity Cost - Year 1 | Moderate | 1.0536 | 1.0536 | 1.0536 | 1.0536 | 1.0536 | 1.0536 | 1.0536 | 1.0536 | 1.0536 | 1.0536 | 1.0536 | 1.0536 | 1.0536 | 1.0536 | 1.0536 | 1.0536 | 1.0536 | 1.0536 | 1.0536 | 1.0536 | 1.0536 | 1.0536 | 1.0536 | 1.0536 | 1.0536 | 1.0536 | 1.0536 | 1.0536 | 1.0536 | 1.0536
[6 empty] | Accumulated Equity Cost - Year 2 | Moderate | 1.1695 | 1.1695 | 1.1695 | 1.1695 | 1.1695 | 1.1695 | 1.1695 | 1.1695 | 1.1695 | 1.1695 | 1.1695 | 1.1695 | 1.1695 | 1.1695 | 1.1695 | 1.1695 | 1.1695 | 1.1695 | 1.1695 | 1.1695 | 1.1695 | 1.1695 | 1.1695 | 1.1695 | 1.1695 | 1.1695 | 1.1695 | 1.1695 | 1.1695 | 1.1695
[6 empty] | Accumulated Equity Cost - Year 3 | Moderate | 1.2981 | 1.2981 | 1.2981 | 1.2981 | 1.2981 | 1.2981 | 1.2981 | 1.2981 | 1.2981 | 1.2981 | 1.2981 | 1.2981 | 1.2981 | 1.2981 | 1.2981 | 1.2981 | 1.2981 | 1.2981 | 1.2981 | 1.2981 | 1.2981 | 1.2981 | 1.2981 | 1.2981 | 1.2981 | 1.2981 | 1.2981 | 1.2981 | 1.2981 | 1.2981
[6 empty] | Accumulated Equity Cost - Year 4 | Moderate | 1.4409 | 1.4409 | 1.4409 | 1.4409 | 1.4409 | 1.4409 | 1.4409 | 1.4409 | 1.4409 | 1.4409 | 1.4409 | 1.4409 | 1.4409 | 1.4409 | 1.4409 | 1.4409 | 1.4409 | 1.4409 | 1.4409 | 1.4409 | 1.4409 | 1.4409 | 1.4409 | 1.4409 | 1.4409 | 1.4409 | 1.4409 | 1.4409 | 1.4409 | 1.4409
[6 empty] | Accumulated Equity Cost - Year 5 | Moderate | 1.5994 | 1.5994 | 1.5994 | 1.5994 | 1.5994 | 1.5994 | 1.5994 | 1.5994 | 1.5994 | 1.5994 | 1.5994 | 1.5994 | 1.5994 | 1.5994 | 1.5994 | 1.5994 | 1.5994 | 1.5994 | 1.5994 | 1.5994 | 1.5994 | 1.5994 | 1.5994 | 1.5994 | 1.5994 | 1.5994 | 1.5994 | 1.5994 | 1.5994 | 1.5994
[6 empty] | Accumulated Equity Cost - Year 6 | Moderate | 1.7753 | 1.7753 | 1.7753 | 1.7753 | 1.7753 | 1.7753 | 1.7753 | 1.7753 | 1.7753 | 1.7753 | 1.7753 | 1.7753 | 1.7753 | 1.7753 | 1.7753 | 1.7753 | 1.7753 | 1.7753 | 1.7753 | 1.7753 | 1.7753 | 1.7753 | 1.7753 | 1.7753 | 1.7753 | 1.7753 | 1.7753 | 1.7753 | 1.7753 | 1.7753
[6 empty] | Accumulated Equity Cost - Year 1 | Conservative | 1.0536 | 1.0536 | 1.0536 | 1.0536 | 1.0536 | 1.0536 | 1.0536 | 1.0536 | 1.0536 | 1.0536 | 1.0536 | 1.0536 | 1.0536 | 1.0536 | 1.0536 | 1.0536 | 1.0536 | 1.0536 | 1.0536 | 1.0536 | 1.0536 | 1.0536 | 1.0536 | 1.0536 | 1.0536 | 1.0536 | 1.0536 | 1.0536 | 1.0536 | 1.0536
[6 empty] | Accumulated Equity Cost - Year 2 | Conservative | 1.1695 | 1.1695 | 1.1695 | 1.1695 | 1.1695 | 1.1695 | 1.1695 | 1.1695 | 1.1695 | 1.1695 | 1.1695 | 1.1695 | 1.1695 | 1.1695 | 1.1695 | 1.1695 | 1.1695 | 1.1695 | 1.1695 | 1.1695 | 1.1695 | 1.1695 | 1.1695 | 1.1695 | 1.1695 | 1.1695 | 1.1695 | 1.1695 | 1.1695 | 1.1695
[6 empty] | Accumulated Equity Cost - Year 3 | Conservative | 1.2981 | 1.2981 | 1.2981 | 1.2981 | 1.2981 | 1.2981 | 1.2981 | 1.2981 | 1.2981 | 1.2981 | 1.2981 | 1.2981 | 1.2981 | 1.2981 | 1.2981 | 1.2981 | 1.2981 | 1.2981 | 1.2981 | 1.2981 | 1.2981 | 1.2981 | 1.2981 | 1.2981 | 1.2981 | 1.2981 | 1.2981 | 1.2981 | 1.2981 | 1.2981
[6 empty] | Accumulated Equity Cost - Year 4 | Conservative | 1.4409 | 1.4409 | 1.4409 | 1.4409 | 1.4409 | 1.4409 | 1.4409 | 1.4409 | 1.4409 | 1.4409 | 1.4409 | 1.4409 | 1.4409 | 1.4409 | 1.4409 | 1.4409 | 1.4409 | 1.4409 | 1.4409 | 1.4409 | 1.4409 | 1.4409 | 1.4409 | 1.4409 | 1.4409 | 1.4409 | 1.4409 | 1.4409 | 1.4409 | 1.4409
[6 empty] | Accumulated Equity Cost - Year 5 | Conservative | 1.5994 | 1.5994 | 1.5994 | 1.5994 | 1.5994 | 1.5994 | 1.5994 | 1.5994 | 1.5994 | 1.5994 | 1.5994 | 1.5994 | 1.5994 | 1.5994 | 1.5994 | 1.5994 | 1.5994 | 1.5994 | 1.5994 | 1.5994 | 1.5994 | 1.5994 | 1.5994 | 1.5994 | 1.5994 | 1.5994 | 1.5994 | 1.5994 | 1.5994 | 1.5994
[6 empty] | Accumulated Equity Cost - Year 6 | Conservative | 1.7753 | 1.7753 | 1.7753 | 1.7753 | 1.7753 | 1.7753 | 1.7753 | 1.7753 | 1.7753 | 1.7753 | 1.7753 | 1.7753 | 1.7753 | 1.7753 | 1.7753 | 1.7753 | 1.7753 | 1.7753 | 1.7753 | 1.7753 | 1.7753 | 1.7753 | 1.7753 | 1.7753 | 1.7753 | 1.7753 | 1.7753 | 1.7753 | 1.7753 | 1.7753
Data Sources for Default Inputs | bar: 2021 to 2038
|  |  |  | Current Costs: |  |  |  | 2022: Citation; 2027: Dollar Year; 2028: Escalation Index
|  |  |  | Heat Rate (MMBtu/MWh) |  |  |  | 2022: Schmitt 2022
|  |  |  | Overnight Capital Cost ($/kW) |  |  |  | 2022: Schmitt 2022; 2027: 2018$; 2028: CAPEX adjusted from 2018$ to 2021$ using applicable subindices from CEPCI and HWI
|  |  |  | Fixed Operating Expenses ($/kW-yr) |  |  |  | 2022: Schmitt 2022; 2027: 2018$; 2028: FOM adjusted from 2018$ to 2021$ using applicable subindices from CEPCI, HWI and BLS CPI
|  |  |  | Variable Operating Expenses ($/MWh) |  |  |  | 2022: Schmitt 2022; 2027: 2018$; 2028: VOM adjusted from 2018$ to 2021$ using applicable subindices from CEPCI, HWI and BLS CPI
|  |  |  | Spur Line Cost ($/kW) |  |  |  | 2022: N/A
|  |  |  | Future Projections Costs: |  |  |  | 2022: Citation; 2027: Dollar Year; 2028: Escalation Index
|  |  |  | Heat Rate (MMBtu/MWh) |  |  |  | 2022: AUSC w/o CCS - Shultz 2020; Advanced PCCC cases - Leptinsky 2023
|  |  |  | Overnight Capital Cost ($/kW) |  |  |  | 2022: AUSC w/o CCS - Shultz 2020; Advanced PCCC cases - Leptinsky 2023; 2027: 2018$; 2028: CAPEX adjusted from 2018$ to 2021$ using applicable subindices from CEPCI and HWI
2021 to 2022 overnight capital cost adjustments (%)
|  |  |  | Fixed Operating Expenses ($/kW-yr) |  |  |  | 2022: AUSC w/o CCS - Shultz 2020; Advanced PCCC cases - Leptinsky 2023; 2027: 2018$; 2028: FOM adjusted from 2018$ to 2021$ using applicable subindices from CEPCI, HWI and BLS CPI
|  |  |  | Variable Operating Expenses ($/MWh) |  |  |  | 2022: AUSC w/o CCS - Shultz 2020; Advanced PCCC cases - Leptinsky 2023; 2027: 2018$; 2028: VOM adjusted from 2018$ to 2021$ using applicable subindices from CEPCI, HWI and BLS CPI
|  |  |  | Grid Connection Cost ($/kW) |  |  |  | 2022: N/A
Source Documents
1. T. Schmitt, S. Leptinsky, M. Turner, A. Zoelle, M. Woods, T. Shultz, and R. James “Fossil Energy Baseline Revision 4a," National Energy Technology Laboratory, Pittsburgh, October 14, 2022. https://www.osti.gov/biblio/1893822
2. T. Shultz, E. Lewis, A. O’Connell, S. Hughes and M. Woods, "Development of Advanced Ultra-Supercritical (AUSC) Pulverized Coal (PC) Plants," National Energy Technology Laboratory, Pittsburgh, October 16, 2020. https://netl.doe.gov/projects/files/DevelopmentofAdvancedUltraSupercriticalAUSCPulverizedCoalPCPlants_111120.pdf
3. Leptinsky, Sarah, Tommy Schmitt, Alexander Zoelle, Sally Homsy, Mark Woods, and Jeffery hoffmann. “Cost and Performance Projections for Coal- and Natural Gas-Fired Power Plants.” National Energy Technology Laboratory, May 2023. https://www.netl.doe.gov/energy-analysis/details?id=7deaa702-33aa-409d-823d-2258a7a1eb99
4. Chemical Engineering Plant Cost Index. https://www.chemengonline.com/pci-home
5. Handy-Whitman Index ® of Public Utility Construction Costs ™Handy-Whitman Index ® of Public Utility Construction Costs ™ Bulletin No. 196, 1912 to July, 2022
6. US Bureau of Labor Statistics Consumer Price Index. https://www.bls.gov/news.release/cpi.toc.htm
Note on P237: [Threaded comment] Your version of Excel allows you to read this threaded comment; however, any edits to it will get removed if the file is opened in a newer version of Excel. Learn more: https://go.microsoft.com/fwlink/?linkid=870924 Comment: TODO: confirm whether we're adjusting from 2018$ to 2020$, or from some other dollar year.

## Natural Gas_FE
Natural Gas | [8 empty] | https://atb.nrel.gov/electricity/2023/fossil_energy_technologies
Inputs
Calculated
Input from other tab
| X |  |  | Assumptions
[5 empty] | Technology | Base Year: |  |  | 2021
All values are given in 2021 U.S. dollars, see references at the bottom of this worksheet for dollar year conversions where source dollar years don't match 2021.
Natural Gas Technologies
[6 empty] | NG Combustion Turbine (F-Frame) | SOA - Nominal 233 MWnet F-Frame simple cycle combustion turbine, Advanced Technology - NA
[6 empty] | NG Combined Cycle (F-Frame) | SOA - Nominal 727 MWnet 2X1 F-Frame natural gas combined cycle (NGCC) power plant, Advanced Technology - Advanced NGCC ("X"-Frame high firing temperature combustion turbine technology)
[6 empty] | NG Combined Cycle (H-Frame) | SOA - Nominal 992 MWnet 2X1 H-Frame natural gas combined cycle (NGCC) power plant, Advanced Technology - Advanced NGCC ("X"-Frame high firing temperature combustion turbine technology)
[6 empty] | NG Combined Cycle (F-Frame) 95% CCS | SOA - Nominal 640 MWnet 2X1 F-Frame NGCC power plant w/ commercially available solvent-based post combustion CO2 capture (PCCC) designed for 95% capture, Advanced Technology - Advanced NGCC ("X"-Frame high firing temperature combustion turbine technology) w/ advanced solvent-based PCCC designed for 95% capture
[6 empty] | NG Combined Cycle (H-Frame) 95% CCS | SOA - Nominal 877 MWnet 2X1 H-Frame NGCC power plant w/ commercially available solvent-based post combustion CO2 capture (PCCC) designed for 95% capture, Advanced Technology - Advanced NGCC ("X"-Frame high firing temperature combustion turbine technology) w/ advanced solvent-based PCCC designed for 95% capture
[6 empty] | NG Combined Cycle (F-Frame) 97% CCS | SOA - Nominal 637 MWnet 2X1 F-Frame NGCC power plant w/ commercially available solvent-based PCCC designed for 97% capture, Advanced Technology - Advanced NGCC ("X"-Frame high firing temperature combustion turbine technology) w/ advanced solvent-based PCCC designed for 97% capture.
[6 empty] | NG Combined Cycle (H-Frame) 97% CCS | SOA - Nominal 873 MWnet 2X1 H-Frame NGCC power plant w/ commercially available solvent-based PCCC designed for 97% capture, Advanced Technology - Advanced NGCC ("X"-Frame high firing temperature combustion turbine technology) w/ advanced solvent-based PCCC designed for 97% capture.
[6 empty] | Technology Classification | Name | Tech | Resource | Scale | Maturity
[7 empty] | NG Combustion Turbine (F-Frame) | F-Frame CT | Natural Gas | Utility | Y
[7 empty] | NG Combined Cycle (F-Frame) | F-Frame CC | Natural Gas | Utility | Y
[7 empty] | NG Combined Cycle (H-Frame) | H-Frame CC | Natural Gas | Utility | Y
[7 empty] | NG Combined Cycle (F-Frame) 95% CCS | F-Frame CC 95% CCS | Natural Gas | Utility | N
[7 empty] | NG Combined Cycle (H-Frame) 95% CCS | H-Frame CC 95% CCS | Natural Gas | Utility | N
[7 empty] | NG Combined Cycle (F-Frame) 97% CCS | F-Frame CC 97% CCS | Natural Gas | Utility | N
[7 empty] | NG Combined Cycle (H-Frame) 97% CCS | H-Frame CC 97% CCS | Natural Gas | Utility | N
[5 empty] | Finance | Financial Assumptions:
[6 empty] | Depreciation Period |  |  |  |  | 20 |  | Financial Case |  | R&D
[6 empty] | Equity Premium During Construction |  |  |  |  | 0%
[6 empty] | Construction Duration yrs |  |  |  |  | 3*
[6 empty] | Year | Capital | Percent of Leverage During Construction | Percent of Equity During Construction
[6 empty] | Index | Fraction*
[6 empty] | 0 | 30% | 55% | 45%
[6 empty] | 1 | 60% | 55% | 45%
[6 empty] | 2 | 10% | 55% | 45%
Technology-Specific Variables
Minimum
[7 empty] | New | Heat Rate | Plant | Outage Rates (%) |  | Emissions (lbs/MMBtu) |  |  |  | Ramp
[7 empty] | Install (Y/N) | (MMBtu/MWh) | Load (%) | Forced | Planned | SO2 | NOx | Hg | CO2 | Rate (%/min) | CCS (Y/N)
[6 empty] | NG F-Frame CT | Y | 9.717 | 16% | 5% | 7% | 0.001 | 0.005 | 0 | 119 | 8% | N
[6 empty] | NG F-Frame CC | Y | 6.3632 | 50% | 5% | 10% | 0.001 | 0.004 | 0 | 118.6 | 5% | N
[6 empty] | NG H-Frame CC | Y | 6.1959 | 50% | 5% | 10% | 0.001 | 0.004 | 0 | 118.6 | 5% | N
[6 empty] | NG F-Frame CC 95% CCS | Y | 7.2196 | 50% | 5% | 10% | 0 | 0.003 | 0 | 5.9 | 5% | Y
[6 empty] | NG H-Frame CC 95% CCS | Y | 7.0068 | 50% | 5% | 10% | 0 | 0.003 | 0 | 5.9 | 5% | Y
[6 empty] | NG F-Frame CC 97% CCS | Y | 7.2595 | 50% | 5% | 10% | 0 | 0.003 | 0 | 3.6 | 5% | Y
[6 empty] | NG H-Frame CC 97% CCS | Y | 7.0451 | 50% | 5% | 10% | 0 | 0.003 | 0 | 3.6 | 5% | Y
[6 empty] | Source: | Outages and ramp rates: Regional Energy Deployment System (ReEDS) Model Documentation: Version 2020 (https://www.nrel.gov/docs/fy21osti/78195.pdf)
Emissions: COST AND PERFORMANCE BASELINE FOR FOSSIL ENERGY PLANTS VOLUME 1: BITUMINOUS COAL AND NATURAL GAS TO ELECTRICITY (https://netl.doe.gov/projects/files/CostandPerformanceBaselineforFossilEnergyPlantsVol5NatGasElectricityGenUnitsFlexOperation_050523.pdf)
minimum plant load: https://netl.doe.gov/projects/files/CostandPerformanceBaselineforFossilEnergyPlantsVol5NatGasElectricityGenUnitsFlexOperation_050523.pdf
[9 empty] | 2021 | 2022 | 2023 | 2024 | 2025 | 2026 | 2027 | 2028 | 2029 | 2030 | 2031 | 2032 | 2033 | 2034 | 2035 | 2036 | 2037 | 2038 | 2039 | 2040 | 2041 | 2042 | 2043 | 2044 | 2045 | 2046 | 2047 | 2048 | 2049 | 2050
[6 empty] | Assumptions | Inflation Rate | * | 2.5% | 2.5% | 2.5% | 2.5% | 2.5% | 2.5% | 2.5% | 2.5% | 2.5% | 2.5% | 2.5% | 2.5% | 2.5% | 2.5% | 2.5% | 2.5% | 2.5% | 2.5% | 2.5% | 2.5% | 2.5% | 2.5% | 2.5% | 2.5% | 2.5% | 2.5% | 2.5% | 2.5% | 2.5% | 2.5%
[7 empty] | Interest Rate Nominal | Advanced | bar: 2021 to 2050
[7 empty] | Interest Rate Nominal | Moderate | bar: 2021 to 2050
[7 empty] | Interest Rate Nominal | Conservative | bar: 2021 to 2050
[7 empty] | Calculated Interest Rate Real | Advanced | 5.366% | 5.366% | 5.366% | 5.366% | 5.366% | 5.366% | 5.366% | 5.366% | 5.366% | 5.366% | 5.366% | 5.366% | 5.366% | 5.366% | 5.366% | 5.366% | 5.366% | 5.366% | 5.366% | 5.366% | 5.366% | 5.366% | 5.366% | 5.366% | 5.366% | 5.366% | 5.366% | 5.366% | 5.366% | 5.366%
[7 empty] | Calculated Interest Rate Real | Moderate | 5.366% | 5.366% | 5.366% | 5.366% | 5.366% | 5.366% | 5.366% | 5.366% | 5.366% | 5.366% | 5.366% | 5.366% | 5.366% | 5.366% | 5.366% | 5.366% | 5.366% | 5.366% | 5.366% | 5.366% | 5.366% | 5.366% | 5.366% | 5.366% | 5.366% | 5.366% | 5.366% | 5.366% | 5.366% | 5.366%
[7 empty] | Calculated Interest Rate Real | Conservative | 5.366% | 5.366% | 5.366% | 5.366% | 5.366% | 5.366% | 5.366% | 5.366% | 5.366% | 5.366% | 5.366% | 5.366% | 5.366% | 5.366% | 5.366% | 5.366% | 5.366% | 5.366% | 5.366% | 5.366% | 5.366% | 5.366% | 5.366% | 5.366% | 5.366% | 5.366% | 5.366% | 5.366% | 5.366% | 5.366%
[7 empty] | Interest During Construction - Nominal | * | bar: 2021 to 2050
[7 empty] | Rate of Return on Equity Nominal | Advanced | 11% | 11% | 11% | 11% | 11% | 11% | 11% | 11% | 11% | 11% | 11% | 11% | 11% | 11% | 11% | 11% | 11% | 11% | 11% | 11% | 11% | 11% | 11% | 11% | 11% | 11% | 11% | 11% | 11% | 11%
[7 empty] | Rate of Return on Equity Nominal | Moderate | 11% | 11% | 11% | 11% | 11% | 11% | 11% | 11% | 11% | 11% | 11% | 11% | 11% | 11% | 11% | 11% | 11% | 11% | 11% | 11% | 11% | 11% | 11% | 11% | 11% | 11% | 11% | 11% | 11% | 11%
[7 empty] | Rate of Return on Equity Nominal | Conservative | 11% | 11% | 11% | 11% | 11% | 11% | 11% | 11% | 11% | 11% | 11% | 11% | 11% | 11% | 11% | 11% | 11% | 11% | 11% | 11% | 11% | 11% | 11% | 11% | 11% | 11% | 11% | 11% | 11% | 11%
[7 empty] | Calculated Rate of Return on Equity Real | Advanced | 8.293% | 8.293% | 8.293% | 8.293% | 8.293% | 8.293% | 8.293% | 8.293% | 8.293% | 8.293% | 8.293% | 8.293% | 8.293% | 8.293% | 8.293% | 8.293% | 8.293% | 8.293% | 8.293% | 8.293% | 8.293% | 8.293% | 8.293% | 8.293% | 8.293% | 8.293% | 8.293% | 8.293% | 8.293% | 8.293%
[7 empty] | Calculated Rate of Return on Equity Real | Moderate | 8.293% | 8.293% | 8.293% | 8.293% | 8.293% | 8.293% | 8.293% | 8.293% | 8.293% | 8.293% | 8.293% | 8.293% | 8.293% | 8.293% | 8.293% | 8.293% | 8.293% | 8.293% | 8.293% | 8.293% | 8.293% | 8.293% | 8.293% | 8.293% | 8.293% | 8.293% | 8.293% | 8.293% | 8.293% | 8.293%
[7 empty] | Calculated Rate of Return on Equity Real | Conservative | 8.293% | 8.293% | 8.293% | 8.293% | 8.293% | 8.293% | 8.293% | 8.293% | 8.293% | 8.293% | 8.293% | 8.293% | 8.293% | 8.293% | 8.293% | 8.293% | 8.293% | 8.293% | 8.293% | 8.293% | 8.293% | 8.293% | 8.293% | 8.293% | 8.293% | 8.293% | 8.293% | 8.293% | 8.293% | 8.293%
[7 empty] | Debt Fraction | Advanced | 55% | 55% | 55% | 55% | 55% | 55% | 55% | 55% | 55% | 55% | 55% | 55% | 55% | 55% | 55% | 55% | 55% | 55% | 55% | 55% | 55% | 55% | 55% | 55% | 55% | 55% | 55% | 55% | 55% | 55%
[7 empty] | Debt Fraction | Moderate | 55% | 55% | 55% | 55% | 55% | 55% | 55% | 55% | 55% | 55% | 55% | 55% | 55% | 55% | 55% | 55% | 55% | 55% | 55% | 55% | 55% | 55% | 55% | 55% | 55% | 55% | 55% | 55% | 55% | 55%
[7 empty] | Debt Fraction | Conservative | 55% | 55% | 55% | 55% | 55% | 55% | 55% | 55% | 55% | 55% | 55% | 55% | 55% | 55% | 55% | 55% | 55% | 55% | 55% | 55% | 55% | 55% | 55% | 55% | 55% | 55% | 55% | 55% | 55% | 55%
[7 empty] | Tax Rate (Federal and State) | * | 25.74% | 25.74% | 25.74% | 25.74% | 25.74% | 25.74% | 25.74% | 25.74% | 25.74% | 25.74% | 25.74% | 25.74% | 25.74% | 25.74% | 25.74% | 25.74% | 25.74% | 25.74% | 25.74% | 25.74% | 25.74% | 25.74% | 25.74% | 25.74% | 25.74% | 25.74% | 25.74% | 25.74% | 25.74% | 25.74%
[7 empty] | WACC Nominal | Advanced | 8.217% | 8.217% | 8.217% | 8.217% | 8.217% | 8.217% | 8.217% | 8.217% | 8.217% | 8.217% | 8.217% | 8.217% | 8.217% | 8.217% | 8.217% | 8.217% | 8.217% | 8.217% | 8.217% | 8.217% | 8.217% | 8.217% | 8.217% | 8.217% | 8.217% | 8.217% | 8.217% | 8.217% | 8.217% | 8.217%
[7 empty] | WACC Nominal | Moderate | 8.217% | 8.217% | 8.217% | 8.217% | 8.217% | 8.217% | 8.217% | 8.217% | 8.217% | 8.217% | 8.217% | 8.217% | 8.217% | 8.217% | 8.217% | 8.217% | 8.217% | 8.217% | 8.217% | 8.217% | 8.217% | 8.217% | 8.217% | 8.217% | 8.217% | 8.217% | 8.217% | 8.217% | 8.217% | 8.217%
[7 empty] | WACC Nominal | Conservative | 8.217% | 8.217% | 8.217% | 8.217% | 8.217% | 8.217% | 8.217% | 8.217% | 8.217% | 8.217% | 8.217% | 8.217% | 8.217% | 8.217% | 8.217% | 8.217% | 8.217% | 8.217% | 8.217% | 8.217% | 8.217% | 8.217% | 8.217% | 8.217% | 8.217% | 8.217% | 8.217% | 8.217% | 8.217% | 8.217%
[7 empty] | WACC Real | Advanced | 5.578% | 5.578% | 5.578% | 5.578% | 5.578% | 5.578% | 5.578% | 5.578% | 5.578% | 5.578% | 5.578% | 5.578% | 5.578% | 5.578% | 5.578% | 5.578% | 5.578% | 5.578% | 5.578% | 5.578% | 5.578% | 5.578% | 5.578% | 5.578% | 5.578% | 5.578% | 5.578% | 5.578% | 5.578% | 5.578%
[7 empty] | WACC Real | Moderate | 5.578% | 5.578% | 5.578% | 5.578% | 5.578% | 5.578% | 5.578% | 5.578% | 5.578% | 5.578% | 5.578% | 5.578% | 5.578% | 5.578% | 5.578% | 5.578% | 5.578% | 5.578% | 5.578% | 5.578% | 5.578% | 5.578% | 5.578% | 5.578% | 5.578% | 5.578% | 5.578% | 5.578% | 5.578% | 5.578%
[7 empty] | WACC Real | Conservative | 5.578% | 5.578% | 5.578% | 5.578% | 5.578% | 5.578% | 5.578% | 5.578% | 5.578% | 5.578% | 5.578% | 5.578% | 5.578% | 5.578% | 5.578% | 5.578% | 5.578% | 5.578% | 5.578% | 5.578% | 5.578% | 5.578% | 5.578% | 5.578% | 5.578% | 5.578% | 5.578% | 5.578% | 5.578% | 5.578%
|  |  | X | Future Projections
Base Year
[9 empty] | 2021 | 2022 | 2023 | 2024 | 2025 | 2026 | 2027 | 2028 | 2029 | 2030 | 2031 | 2032 | 2033 | 2034 | 2035 | 2036 | 2037 | 2038 | 2039 | 2040 | 2041 | 2042 | 2043 | 2044 | 2045 | 2046 | 2047 | 2048 | 2049 | 2050
[6 empty] | Heat Rate (MMBtu/MWh) | NG Combustion Turbine (F-Frame) | Advanced | 9.717 | 9.717 | 9.717 | 9.717 | 9.717 | 9.717 | 9.717 | 9.717 | 9.717 | 9.717 | 9.717 | 9.717 | 9.717 | 9.717 | 9.717 | 9.717 | 9.717 | 9.717 | 9.717 | 9.717 | 9.717 | 9.717 | 9.717 | 9.717 | 9.717 | 9.717 | 9.717 | 9.717 | 9.717 | 9.717
[7 empty] | NG Combustion Turbine (F-Frame) | Moderate | 9.717 | 9.717 | 9.717 | 9.717 | 9.717 | 9.717 | 9.717 | 9.717 | 9.717 | 9.717 | 9.717 | 9.717 | 9.717 | 9.717 | 9.717 | 9.717 | 9.717 | 9.717 | 9.717 | 9.717 | 9.717 | 9.717 | 9.717 | 9.717 | 9.717 | 9.717 | 9.717 | 9.717 | 9.717 | 9.717
[7 empty] | NG Combustion Turbine (F-Frame) | Conservative | 9.717 | 9.717 | 9.717 | 9.717 | 9.717 | 9.717 | 9.717 | 9.717 | 9.717 | 9.717 | 9.717 | 9.717 | 9.717 | 9.717 | 9.717 | 9.717 | 9.717 | 9.717 | 9.717 | 9.717 | 9.717 | 9.717 | 9.717 | 9.717 | 9.717 | 9.717 | 9.717 | 9.717 | 9.717 | 9.717
[7 empty] | NG Combined Cycle (F-Frame) | Advanced | 6.363 | 6.363 | 6.332 | 6.3 | 6.269 | 6.238 | 6.206 | 6.175 | 6.143 | 6.112 | 6.081 | 6.049 | 6.018 | 5.986 | 5.955 | 5.955 | 5.955 | 5.955 | 5.955 | 5.955 | 5.955 | 5.955 | 5.955 | 5.955 | 5.955 | 5.955 | 5.955 | 5.955 | 5.955 | 5.955
[7 empty] | NG Combined Cycle (F-Frame) | Moderate | 6.363 | 6.363 | 6.348 | 6.332 | 6.316 | 6.3 | 6.285 | 6.269 | 6.253 | 6.238 | 6.222 | 6.206 | 6.19 | 6.175 | 6.159 | 6.159 | 6.159 | 6.159 | 6.159 | 6.159 | 6.159 | 6.159 | 6.159 | 6.159 | 6.159 | 6.159 | 6.159 | 6.159 | 6.159 | 6.159
[7 empty] | NG Combined Cycle (F-Frame) | Conservative | 6.363 | 6.363 | 6.363 | 6.363 | 6.363 | 6.363 | 6.363 | 6.363 | 6.363 | 6.363 | 6.363 | 6.363 | 6.363 | 6.363 | 6.363 | 6.363 | 6.363 | 6.363 | 6.363 | 6.363 | 6.363 | 6.363 | 6.363 | 6.363 | 6.363 | 6.363 | 6.363 | 6.363 | 6.363 | 6.363
[7 empty] | NG Combined Cycle (H-Frame) | Advanced | 6.196 | 6.196 | 6.177 | 6.159 | 6.14 | 6.122 | 6.103 | 6.085 | 6.066 | 6.048 | 6.029 | 6.011 | 5.992 | 5.973 | 5.955 | 5.955 | 5.955 | 5.955 | 5.955 | 5.955 | 5.955 | 5.955 | 5.955 | 5.955 | 5.955 | 5.955 | 5.955 | 5.955 | 5.955 | 5.955
[7 empty] | NG Combined Cycle (H-Frame) | Moderate | 6.196 | 6.196 | 6.187 | 6.177 | 6.168 | 6.159 | 6.15 | 6.14 | 6.131 | 6.122 | 6.112 | 6.103 | 6.094 | 6.085 | 6.075 | 6.075 | 6.075 | 6.075 | 6.075 | 6.075 | 6.075 | 6.075 | 6.075 | 6.075 | 6.075 | 6.075 | 6.075 | 6.075 | 6.075 | 6.075
[7 empty] | NG Combined Cycle (H-Frame) | Conservative | 6.196 | 6.196 | 6.196 | 6.196 | 6.196 | 6.196 | 6.196 | 6.196 | 6.196 | 6.196 | 6.196 | 6.196 | 6.196 | 6.196 | 6.196 | 6.196 | 6.196 | 6.196 | 6.196 | 6.196 | 6.196 | 6.196 | 6.196 | 6.196 | 6.196 | 6.196 | 6.196 | 6.196 | 6.196 | 6.196
[7 empty] | NG Combined Cycle (F-Frame) 95% CCS | Advanced | 7.22 | 7.22 | 7.162 | 7.105 | 7.048 | 6.99 | 6.933 | 6.875 | 6.818 | 6.761 | 6.703 | 6.646 | 6.589 | 6.531 | 6.474 | 6.474 | 6.474 | 6.474 | 6.474 | 6.474 | 6.474 | 6.474 | 6.474 | 6.474 | 6.474 | 6.474 | 6.474 | 6.474 | 6.474 | 6.474
[7 empty] | NG Combined Cycle (F-Frame) 95% CCS | Moderate | 7.22 | 7.22 | 7.191 | 7.162 | 7.134 | 7.105 | 7.076 | 7.048 | 7.019 | 6.99 | 6.961 | 6.933 | 6.904 | 6.875 | 6.847 | 6.847 | 6.847 | 6.847 | 6.847 | 6.847 | 6.847 | 6.847 | 6.847 | 6.847 | 6.847 | 6.847 | 6.847 | 6.847 | 6.847 | 6.847
[7 empty] | NG Combined Cycle (F-Frame) 95% CCS | Conservative | 7.22 | 7.22 | 7.22 | 7.22 | 7.22 | 7.22 | 7.22 | 7.22 | 7.22 | 7.22 | 7.22 | 7.22 | 7.22 | 7.22 | 7.22 | 7.22 | 7.22 | 7.22 | 7.22 | 7.22 | 7.22 | 7.22 | 7.22 | 7.22 | 7.22 | 7.22 | 7.22 | 7.22 | 7.22 | 7.22
[7 empty] | NG Combined Cycle (H-Frame) 95% CCS | Advanced | 7.007 | 7.007 | 6.966 | 6.925 | 6.884 | 6.843 | 6.802 | 6.761 | 6.72 | 6.679 | 6.638 | 6.597 | 6.556 | 6.515 | 6.474 | 6.474 | 6.474 | 6.474 | 6.474 | 6.474 | 6.474 | 6.474 | 6.474 | 6.474 | 6.474 | 6.474 | 6.474 | 6.474 | 6.474 | 6.474
[7 empty] | NG Combined Cycle (H-Frame) 95% CCS | Moderate | 7.007 | 7.007 | 6.986 | 6.966 | 6.945 | 6.925 | 6.904 | 6.884 | 6.863 | 6.843 | 6.822 | 6.802 | 6.781 | 6.761 | 6.74 | 6.74 | 6.74 | 6.74 | 6.74 | 6.74 | 6.74 | 6.74 | 6.74 | 6.74 | 6.74 | 6.74 | 6.74 | 6.74 | 6.74 | 6.74
[7 empty] | NG Combined Cycle (H-Frame) 95% CCS | Conservative | 7.007 | 7.007 | 7.007 | 7.007 | 7.007 | 7.007 | 7.007 | 7.007 | 7.007 | 7.007 | 7.007 | 7.007 | 7.007 | 7.007 | 7.007 | 7.007 | 7.007 | 7.007 | 7.007 | 7.007 | 7.007 | 7.007 | 7.007 | 7.007 | 7.007 | 7.007 | 7.007 | 7.007 | 7.007 | 7.007
[7 empty] | NG Combined Cycle (F-Frame) 97% CCS | Advanced | 7.26 | 7.26 | 7.201 | 7.142 | 7.083 | 7.025 | 6.966 | 6.907 | 6.848 | 6.79 | 6.731 | 6.672 | 6.614 | 6.555 | 6.496 | 6.496 | 6.496 | 6.496 | 6.496 | 6.496 | 6.496 | 6.496 | 6.496 | 6.496 | 6.496 | 6.496 | 6.496 | 6.496 | 6.496 | 6.496
[7 empty] | NG Combined Cycle (F-Frame) 97% CCS | Moderate | 7.26 | 7.26 | 7.23 | 7.201 | 7.171 | 7.142 | 7.113 | 7.083 | 7.054 | 7.025 | 6.995 | 6.966 | 6.937 | 6.907 | 6.878 | 6.878 | 6.878 | 6.878 | 6.878 | 6.878 | 6.878 | 6.878 | 6.878 | 6.878 | 6.878 | 6.878 | 6.878 | 6.878 | 6.878 | 6.878
[7 empty] | NG Combined Cycle (F-Frame) 97% CCS | Conservative | 7.26 | 7.26 | 7.26 | 7.26 | 7.26 | 7.26 | 7.26 | 7.26 | 7.26 | 7.26 | 7.26 | 7.26 | 7.26 | 7.26 | 7.26 | 7.26 | 7.26 | 7.26 | 7.26 | 7.26 | 7.26 | 7.26 | 7.26 | 7.26 | 7.26 | 7.26 | 7.26 | 7.26 | 7.26 | 7.26
[7 empty] | NG Combined Cycle (H-Frame) 97% CCS | Advanced | 7.045 | 7.045 | 7.003 | 6.961 | 6.918 | 6.876 | 6.834 | 6.792 | 6.749 | 6.707 | 6.665 | 6.623 | 6.581 | 6.538 | 6.496 | 6.496 | 6.496 | 6.496 | 6.496 | 6.496 | 6.496 | 6.496 | 6.496 | 6.496 | 6.496 | 6.496 | 6.496 | 6.496 | 6.496 | 6.496
[7 empty] | NG Combined Cycle (H-Frame) 97% CCS | Moderate | 7.045 | 7.045 | 7.024 | 7.003 | 6.982 | 6.961 | 6.939 | 6.918 | 6.897 | 6.876 | 6.855 | 6.834 | 6.813 | 6.792 | 6.771 | 6.771 | 6.771 | 6.771 | 6.771 | 6.771 | 6.771 | 6.771 | 6.771 | 6.771 | 6.771 | 6.771 | 6.771 | 6.771 | 6.771 | 6.771
[7 empty] | NG Combined Cycle (H-Frame) 97% CCS | Conservative | 7.045 | 7.045 | 7.045 | 7.045 | 7.045 | 7.045 | 7.045 | 7.045 | 7.045 | 7.045 | 7.045 | 7.045 | 7.045 | 7.045 | 7.045 | 7.045 | 7.045 | 7.045 | 7.045 | 7.045 | 7.045 | 7.045 | 7.045 | 7.045 | 7.045 | 7.045 | 7.045 | 7.045 | 7.045 | 7.045
[9 empty] | 2021 | 2022 | 2023 | 2024 | 2025 | 2026 | 2027 | 2028 | 2029 | 2030 | 2031 | 2032 | 2033 | 2034 | 2035 | 2036 | 2037 | 2038 | 2039 | 2040 | 2041 | 2042 | 2043 | 2044 | 2045 | 2046 | 2047 | 2048 | 2049 | 2050
[6 empty] | CAPEX ($/kW) | NG Combustion Turbine (F-Frame) | Advanced | 1120.3676 | 1120.3676 | 1111.4279 | 1102.6 | 1093.772 | 1084.9441 | 1076.0044 | 1067.1764 | 1058.3485 | 1049.5205 | 1040.6926 | 1031.7529 | 1022.9249 | 1014.097 | 1005.269 | 996.3293 | 987.5014 | 978.6734 | 969.8455 | 960.9058 | 952.0778 | 943.2499 | 934.4219 | 925.594 | 916.6543 | 907.8263 | 898.9984 | 890.1704 | 881.2307 | 872.4028
[7 empty] | NG Combustion Turbine (F-Frame) | Moderate | 1120.3676 | 1120.3676 | 1111.4279 | 1102.6 | 1093.772 | 1084.9441 | 1076.0044 | 1067.1764 | 1058.3485 | 1049.5205 | 1040.6926 | 1031.7529 | 1022.9249 | 1014.097 | 1005.269 | 996.3293 | 987.5014 | 978.6734 | 969.8455 | 960.9058 | 952.0778 | 943.2499 | 934.4219 | 925.594 | 916.6543 | 907.8263 | 898.9984 | 890.1704 | 881.2307 | 872.4028
[7 empty] | NG Combustion Turbine (F-Frame) | Conservative | 1120.3676 | 1120.3676 | 1111.4279 | 1102.6 | 1093.772 | 1084.9441 | 1076.0044 | 1067.1764 | 1058.3485 | 1049.5205 | 1040.6926 | 1031.7529 | 1022.9249 | 1014.097 | 1005.269 | 996.3293 | 987.5014 | 978.6734 | 969.8455 | 960.9058 | 952.0778 | 943.2499 | 934.4219 | 925.594 | 916.6543 | 907.8263 | 898.9984 | 890.1704 | 881.2307 | 872.4028
[7 empty] | NG Combined Cycle (F-Frame) | Advanced | 1247.5348 | 1247.5348 | 1234.237 | 1221.051 | 1207.7532 | 1194.4554 | 1181.2693 | 1167.9715 | 1154.7855 | 1141.4877 | 1128.1899 | 1115.0038 | 1101.706 | 1088.4082 | 1075.2222 | 1065.2768 | 1055.3313 | 1045.3859 | 1035.4405 | 1025.4951 | 1015.5497 | 1005.6043 | 995.6589 | 985.7134 | 975.8798 | 965.9344 | 955.9889 | 946.0435 | 936.0981 | 926.1527
[7 empty] | NG Combined Cycle (F-Frame) | Moderate | 1247.5348 | 1247.5348 | 1236.8072 | 1225.9678 | 1215.2402 | 1204.4008 | 1193.6732 | 1182.9455 | 1172.1061 | 1161.3785 | 1150.5391 | 1139.8115 | 1129.0838 | 1118.2445 | 1107.5168 | 1098.3536 | 1089.3022 | 1080.139 | 1071.0876 | 1061.9244 | 1052.8729 | 1043.7097 | 1034.6583 | 1025.4951 | 1016.3319 | 1007.2805 | 998.1173 | 989.0658 | 979.9026 | 970.8512
[7 empty] | NG Combined Cycle (F-Frame) | Conservative | 1247.5348 | 1247.5348 | 1239.2656 | 1230.9964 | 1222.6154 | 1214.3462 | 1206.077 | 1197.8078 | 1189.5386 | 1181.2693 | 1173.0001 | 1164.6191 | 1156.3499 | 1148.0807 | 1139.8115 | 1131.5423 | 1123.273 | 1114.8921 | 1106.6229 | 1098.3536 | 1090.0844 | 1081.8152 | 1073.546 | 1065.2768 | 1056.8958 | 1048.6266 | 1040.3573 | 1032.0881 | 1023.8189 | 1015.5497
[7 empty] | NG Combined Cycle (H-Frame) | Advanced | 1283.0701 | 1283.0701 | 1267.0904 | 1251.1107 | 1235.131 | 1219.1513 | 1203.1716 | 1187.0801 | 1171.1004 | 1155.1207 | 1139.141 | 1123.1613 | 1107.1816 | 1091.2019 | 1075.2222 | 1065.2768 | 1055.3313 | 1045.3859 | 1035.4405 | 1025.4951 | 1015.5497 | 1005.6043 | 995.6589 | 985.7134 | 975.8798 | 965.9344 | 955.9889 | 946.0435 | 936.0981 | 926.1527
[7 empty] | NG Combined Cycle (H-Frame) | Moderate | 1283.0701 | 1283.0701 | 1270.7781 | 1258.5977 | 1246.3056 | 1234.0136 | 1221.7215 | 1209.5411 | 1197.249 | 1184.957 | 1172.7766 | 1160.4845 | 1148.1925 | 1135.9004 | 1123.72 | 1114.4451 | 1105.1702 | 1096.007 | 1086.732 | 1077.5688 | 1068.2939 | 1059.019 | 1049.8558 | 1040.5808 | 1031.3059 | 1022.1427 | 1012.8678 | 1003.5928 | 994.4296 | 985.1547
[7 empty] | NG Combined Cycle (H-Frame) | Conservative | 1283.0701 | 1283.0701 | 1274.5774 | 1265.973 | 1257.4803 | 1248.9875 | 1240.3831 | 1231.8904 | 1223.3977 | 1214.7932 | 1206.3005 | 1197.8078 | 1189.2033 | 1180.7106 | 1172.2179 | 1163.6134 | 1155.1207 | 1146.628 | 1138.0235 | 1129.5308 | 1121.0381 | 1112.4337 | 1103.9409 | 1095.3365 | 1086.8438 | 1078.3511 | 1069.7466 | 1061.2539 | 1052.7612 | 1044.1567
[7 empty] | NG Combined Cycle (F-Frame) 95% CCS | Advanced | 2661.2363 | 2661.2363 | 2585.2489 | 2509.1497 | 2433.0505 | 2357.0631 | 2280.9639 | 2204.9765 | 2128.8773 | 2052.7781 | 1976.7907 | 1900.6915 | 1824.7041 | 1748.6049 | 1672.5057 | 1652.3914 | 1632.1653 | 1611.9393 | 1591.7132 | 1571.5989 | 1551.3728 | 1531.1468 | 1510.9207 | 1490.6946 | 1470.5803 | 1450.3542 | 1430.1282 | 1409.9021 | 1389.676 | 1369.5617
[7 empty] | NG Combined Cycle (F-Frame) 95% CCS | Moderate | 2661.2363 | 2661.2363 | 2610.5035 | 2559.659 | 2508.9262 | 2458.1934 | 2407.3489 | 2356.6161 | 2305.7716 | 2255.0388 | 2204.306 | 2153.4615 | 2102.7287 | 2051.8842 | 2001.1514 | 1978.2434 | 1955.4472 | 1932.5392 | 1909.743 | 1886.835 | 1864.0388 | 1841.1308 | 1818.3346 | 1795.4266 | 1772.6303 | 1749.8341 | 1726.9261 | 1704.1299 | 1681.2219 | 1658.4257
[7 empty] | NG Combined Cycle (F-Frame) 95% CCS | Conservative | 2661.2363 | 2661.2363 | 2635.7582 | 2610.28 | 2584.6902 | 2559.212 | 2533.7339 | 2508.2557 | 2482.7776 | 2457.1877 | 2431.7096 | 2406.2314 | 2380.7533 | 2355.2752 | 2329.6853 | 2304.2071 | 2278.729 | 2253.2509 | 2227.7727 | 2202.1828 | 2176.7047 | 2151.2266 | 2125.7484 | 2100.2703 | 2074.6804 | 2049.2023 | 2023.7241 | 1998.246 | 1972.7678 | 1947.178
[7 empty] | NG Combined Cycle (H-Frame) 95% CCS | Advanced | 2531.3872 | 2531.3872 | 2465.2334 | 2399.1914 | 2333.1494 | 2267.1074 | 2201.0654 | 2135.0234 | 2068.8696 | 2002.8276 | 1936.7856 | 1870.7435 | 1804.7015 | 1738.6595 | 1672.5057 | 1652.3914 | 1632.1653 | 1611.9393 | 1591.7132 | 1571.5989 | 1551.3728 | 1531.1468 | 1510.9207 | 1490.6946 | 1470.5803 | 1450.3542 | 1430.1282 | 1409.9021 | 1389.676 | 1369.5617
[7 empty] | NG Combined Cycle (H-Frame) 95% CCS | Moderate | 2531.3872 | 2531.3872 | 2486.13 | 2440.9845 | 2395.839 | 2350.6936 | 2305.5481 | 2260.4026 | 2215.2571 | 2169.9999 | 2124.8544 | 2079.709 | 2034.5635 | 1989.418 | 1944.2725 | 1922.0351 | 1899.7976 | 1877.5601 | 1855.3226 | 1833.0851 | 1810.8476 | 1788.6101 | 1766.3726 | 1744.1351 | 1721.8976 | 1699.6601 | 1677.4226 | 1655.1851 | 1632.9476 | 1610.7101
[7 empty] | NG Combined Cycle (H-Frame) 95% CCS | Conservative | 2531.3872 | 2531.3872 | 2507.0265 | 2482.7776 | 2458.5287 | 2434.2797 | 2410.0308 | 2385.7819 | 2361.5329 | 2337.284 | 2312.9233 | 2288.6744 | 2264.4255 | 2240.1765 | 2215.9276 | 2191.6787 | 2167.4298 | 2143.1808 | 2118.8202 | 2094.5712 | 2070.3223 | 2046.0734 | 2021.8244 | 1997.5755 | 1973.3266 | 1949.0776 | 1924.717 | 1900.468 | 1876.2191 | 1851.9702
[7 empty] | NG Combined Cycle (F-Frame) 97% CCS | Advanced | 2701.9119 | 2701.9119 | 2623.8013 | 2545.8025 | 2467.8036 | 2389.8047 | 2311.6941 | 2233.6953 | 2155.6964 | 2077.6975 | 1999.5869 | 1921.5881 | 1843.5892 | 1765.5903 | 1687.5915 | 1667.1419 | 1646.8041 | 1626.3545 | 1606.0167 | 1585.6789 | 1565.2294 | 1544.8915 | 1524.442 | 1504.1042 | 1483.7664 | 1463.3168 | 1442.979 | 1422.5294 | 1402.1916 | 1381.8538
[7 empty] | NG Combined Cycle (F-Frame) 97% CCS | Moderate | 2701.9119 | 2701.9119 | 2649.95 | 2597.988 | 2546.026 | 2494.064 | 2442.102 | 2390.14 | 2338.178 | 2286.216 | 2234.254 | 2182.292 | 2130.33 | 2078.368 | 2026.406 | 2003.2746 | 1980.1431 | 1957.0116 | 1933.8802 | 1910.7487 | 1887.6172 | 1864.4857 | 1841.3543 | 1818.2228 | 1795.0913 | 1771.9599 | 1748.8284 | 1725.5852 | 1702.4537 | 1679.3223
[7 empty] | NG Combined Cycle (F-Frame) 97% CCS | Conservative | 2701.9119 | 2701.9119 | 2675.9868 | 2650.0617 | 2624.2483 | 2598.3232 | 2572.3981 | 2546.4729 | 2520.6596 | 2494.7344 | 2468.8093 | 2442.9959 | 2417.0708 | 2391.1457 | 2365.3323 | 2339.4072 | 2313.4821 | 2287.6687 | 2261.7436 | 2235.8184 | 2209.8933 | 2184.0799 | 2158.1548 | 2132.2297 | 2106.4163 | 2080.4912 | 2054.5661 | 2028.7527 | 2002.8276 | 1976.9024
[7 empty] | NG Combined Cycle (H-Frame) 97% CCS | Advanced | 2567.593 | 2567.593 | 2499.8748 | 2432.1566 | 2364.4384 | 2296.7201 | 2229.1137 | 2161.3955 | 2093.6773 | 2025.959 | 1958.3526 | 1890.6344 | 1822.9161 | 1755.1979 | 1687.5915 | 1667.1419 | 1646.8041 | 1626.3545 | 1606.0167 | 1585.6789 | 1565.2294 | 1544.8915 | 1524.442 | 1504.1042 | 1483.7664 | 1463.3168 | 1442.979 | 1422.5294 | 1402.1916 | 1381.8538
[6 empty] | Does not include capital costs for CO2 transportation and storage | NG Combined Cycle (H-Frame) 97% CCS | Moderate | 2567.593 | 2567.593 | 2521.4418 | 2475.2906 | 2429.1394 | 2382.9882 | 2336.837 | 2290.6858 | 2244.5347 | 2198.3835 | 2152.2323 | 2106.0811 | 2059.9299 | 2013.7787 | 1967.6275 | 1945.0548 | 1922.5938 | 1900.1328 | 1877.5601 | 1855.0991 | 1832.6381 | 1810.0653 | 1787.6043 | 1765.1434 | 1742.5706 | 1720.1096 | 1697.6486 | 1675.0759 | 1652.6149 | 1630.1539
[7 empty] | NG Combined Cycle (H-Frame) 97% CCS | Conservative | 2567.593 | 2567.593 | 2542.8971 | 2518.3129 | 2493.7287 | 2469.1446 | 2444.4486 | 2419.8645 | 2395.2803 | 2370.6961 | 2346.0002 | 2321.4161 | 2296.8319 | 2272.2477 | 2247.6635 | 2222.9676 | 2198.3835 | 2173.7993 | 2149.2151 | 2124.5192 | 2099.935 | 2075.3509 | 2050.7667 | 2026.0708 | 2001.4866 | 1976.9024 | 1952.3183 | 1927.7341 | 1903.0382 | 1878.454
[9 empty] | 2021 | 2022 | 2023 | 2024 | 2025 | 2026 | 2027 | 2028 | 2029 | 2030 | 2031 | 2032 | 2033 | 2034 | 2035 | 2036 | 2037 | 2038 | 2039 | 2040 | 2041 | 2042 | 2043 | 2044 | 2045 | 2046 | 2047 | 2048 | 2049 | 2050
[6 empty] | Construction Financing Cost ($/kW) | NG Combustion Turbine (F-Frame) | Advanced | 117.7676 | 117.7676 | 116.8279 | 115.9 | 114.972 | 114.0441 | 113.1044 | 112.1764 | 111.2485 | 110.3205 | 109.3926 | 108.4529 | 107.5249 | 106.597 | 105.669 | 104.7293 | 103.8014 | 102.8734 | 101.9455 | 101.0058 | 100.0778 | 99.1499 | 98.2219 | 97.294 | 96.3543 | 95.4263 | 94.4984 | 93.5704 | 92.6307 | 91.7028
[7 empty] | NG Combustion Turbine (F-Frame) | Moderate | 117.7676 | 117.7676 | 116.8279 | 115.9 | 114.972 | 114.0441 | 113.1044 | 112.1764 | 111.2485 | 110.3205 | 109.3926 | 108.4529 | 107.5249 | 106.597 | 105.669 | 104.7293 | 103.8014 | 102.8734 | 101.9455 | 101.0058 | 100.0778 | 99.1499 | 98.2219 | 97.294 | 96.3543 | 95.4263 | 94.4984 | 93.5704 | 92.6307 | 91.7028
[7 empty] | NG Combustion Turbine (F-Frame) | Conservative | 117.7676 | 117.7676 | 116.8279 | 115.9 | 114.972 | 114.0441 | 113.1044 | 112.1764 | 111.2485 | 110.3205 | 109.3926 | 108.4529 | 107.5249 | 106.597 | 105.669 | 104.7293 | 103.8014 | 102.8734 | 101.9455 | 101.0058 | 100.0778 | 99.1499 | 98.2219 | 97.294 | 96.3543 | 95.4263 | 94.4984 | 93.5704 | 92.6307 | 91.7028
[7 empty] | NG Combined Cycle (F-Frame) | Advanced | 131.1348 | 131.1348 | 129.737 | 128.351 | 126.9532 | 125.5554 | 124.1693 | 122.7715 | 121.3855 | 119.9877 | 118.5899 | 117.2038 | 115.806 | 114.4082 | 113.0222 | 111.9768 | 110.9313 | 109.8859 | 108.8405 | 107.7951 | 106.7497 | 105.7043 | 104.6589 | 103.6134 | 102.5798 | 101.5344 | 100.4889 | 99.4435 | 98.3981 | 97.3527
[7 empty] | NG Combined Cycle (F-Frame) | Moderate | 131.1348 | 131.1348 | 130.0072 | 128.8678 | 127.7402 | 126.6008 | 125.4732 | 124.3455 | 123.2061 | 122.0785 | 120.9391 | 119.8115 | 118.6838 | 117.5445 | 116.4168 | 115.4536 | 114.5022 | 113.539 | 112.5876 | 111.6244 | 110.6729 | 109.7097 | 108.7583 | 107.7951 | 106.8319 | 105.8805 | 104.9173 | 103.9658 | 103.0026 | 102.0512
[7 empty] | NG Combined Cycle (F-Frame) | Conservative | 131.1348 | 131.1348 | 130.2656 | 129.3964 | 128.5154 | 127.6462 | 126.777 | 125.9078 | 125.0386 | 124.1693 | 123.3001 | 122.4191 | 121.5499 | 120.6807 | 119.8115 | 118.9423 | 118.073 | 117.1921 | 116.3229 | 115.4536 | 114.5844 | 113.7152 | 112.846 | 111.9768 | 111.0958 | 110.2266 | 109.3573 | 108.4881 | 107.6189 | 106.7497
[7 empty] | NG Combined Cycle (H-Frame) | Advanced | 134.8701 | 134.8701 | 133.1904 | 131.5107 | 129.831 | 128.1513 | 126.4716 | 124.7801 | 123.1004 | 121.4207 | 119.741 | 118.0613 | 116.3816 | 114.7019 | 113.0222 | 111.9768 | 110.9313 | 109.8859 | 108.8405 | 107.7951 | 106.7497 | 105.7043 | 104.6589 | 103.6134 | 102.5798 | 101.5344 | 100.4889 | 99.4435 | 98.3981 | 97.3527
[7 empty] | NG Combined Cycle (H-Frame) | Moderate | 134.8701 | 134.8701 | 133.5781 | 132.2977 | 131.0056 | 129.7136 | 128.4215 | 127.1411 | 125.849 | 124.557 | 123.2766 | 121.9845 | 120.6925 | 119.4004 | 118.12 | 117.1451 | 116.1702 | 115.207 | 114.232 | 113.2688 | 112.2939 | 111.319 | 110.3558 | 109.3808 | 108.4059 | 107.4427 | 106.4678 | 105.4928 | 104.5296 | 103.5547
[7 empty] | NG Combined Cycle (H-Frame) | Conservative | 134.8701 | 134.8701 | 133.9774 | 133.073 | 132.1803 | 131.2875 | 130.3831 | 129.4904 | 128.5977 | 127.6932 | 126.8005 | 125.9078 | 125.0033 | 124.1106 | 123.2179 | 122.3134 | 121.4207 | 120.528 | 119.6235 | 118.7308 | 117.8381 | 116.9337 | 116.0409 | 115.1365 | 114.2438 | 113.3511 | 112.4466 | 111.5539 | 110.6612 | 109.7567
[7 empty] | NG Combined Cycle (F-Frame) 95% CCS | Advanced | 279.7363 | 279.7363 | 271.7489 | 263.7497 | 255.7505 | 247.7631 | 239.7639 | 231.7765 | 223.7773 | 215.7781 | 207.7907 | 199.7915 | 191.8041 | 183.8049 | 175.8057 | 173.6914 | 171.5653 | 169.4393 | 167.3132 | 165.1989 | 163.0728 | 160.9468 | 158.8207 | 156.6946 | 154.5803 | 152.4542 | 150.3282 | 148.2021 | 146.076 | 143.9617
[7 empty] | NG Combined Cycle (F-Frame) 95% CCS | Moderate | 279.7363 | 279.7363 | 274.4035 | 269.059 | 263.7262 | 258.3934 | 253.0489 | 247.7161 | 242.3716 | 237.0388 | 231.706 | 226.3615 | 221.0287 | 215.6842 | 210.3514 | 207.9434 | 205.5472 | 203.1392 | 200.743 | 198.335 | 195.9388 | 193.5308 | 191.1346 | 188.7266 | 186.3303 | 183.9341 | 181.5261 | 179.1299 | 176.7219 | 174.3257
[7 empty] | NG Combined Cycle (F-Frame) 95% CCS | Conservative | 279.7363 | 279.7363 | 277.0582 | 274.38 | 271.6902 | 269.012 | 266.3339 | 263.6557 | 260.9776 | 258.2877 | 255.6096 | 252.9314 | 250.2533 | 247.5752 | 244.8853 | 242.2071 | 239.529 | 236.8509 | 234.1727 | 231.4828 | 228.8047 | 226.1266 | 223.4484 | 220.7703 | 218.0804 | 215.4023 | 212.7241 | 210.046 | 207.3678 | 204.678
[7 empty] | NG Combined Cycle (H-Frame) 95% CCS | Advanced | 266.0872 | 266.0872 | 259.1334 | 252.1914 | 245.2494 | 238.3074 | 231.3654 | 224.4234 | 217.4696 | 210.5276 | 203.5856 | 196.6435 | 189.7015 | 182.7595 | 175.8057 | 173.6914 | 171.5653 | 169.4393 | 167.3132 | 165.1989 | 163.0728 | 160.9468 | 158.8207 | 156.6946 | 154.5803 | 152.4542 | 150.3282 | 148.2021 | 146.076 | 143.9617
[7 empty] | NG Combined Cycle (H-Frame) 95% CCS | Moderate | 266.0872 | 266.0872 | 261.33 | 256.5845 | 251.839 | 247.0936 | 242.3481 | 237.6026 | 232.8571 | 228.0999 | 223.3544 | 218.609 | 213.8635 | 209.118 | 204.3725 | 202.0351 | 199.6976 | 197.3601 | 195.0226 | 192.6851 | 190.3476 | 188.0101 | 185.6726 | 183.3351 | 180.9976 | 178.6601 | 176.3226 | 173.9851 | 171.6476 | 169.3101
[7 empty] | NG Combined Cycle (H-Frame) 95% CCS | Conservative | 266.0872 | 266.0872 | 263.5265 | 260.9776 | 258.4287 | 255.8797 | 253.3308 | 250.7819 | 248.2329 | 245.684 | 243.1233 | 240.5744 | 238.0255 | 235.4765 | 232.9276 | 230.3787 | 227.8298 | 225.2808 | 222.7202 | 220.1712 | 217.6223 | 215.0734 | 212.5244 | 209.9755 | 207.4266 | 204.8776 | 202.317 | 199.768 | 197.2191 | 194.6702
[7 empty] | NG Combined Cycle (F-Frame) 97% CCS | Advanced | 284.0119 | 284.0119 | 275.8013 | 267.6025 | 259.4036 | 251.2047 | 242.9941 | 234.7953 | 226.5964 | 218.3975 | 210.1869 | 201.9881 | 193.7892 | 185.5903 | 177.3915 | 175.2419 | 173.1041 | 170.9545 | 168.8167 | 166.6789 | 164.5294 | 162.3915 | 160.242 | 158.1042 | 155.9664 | 153.8168 | 151.679 | 149.5294 | 147.3916 | 145.2538
[7 empty] | NG Combined Cycle (F-Frame) 97% CCS | Moderate | 284.0119 | 284.0119 | 278.55 | 273.088 | 267.626 | 262.164 | 256.702 | 251.24 | 245.778 | 240.316 | 234.854 | 229.392 | 223.93 | 218.468 | 213.006 | 210.5746 | 208.1431 | 205.7116 | 203.2802 | 200.8487 | 198.4172 | 195.9857 | 193.5543 | 191.1228 | 188.6913 | 186.2599 | 183.8284 | 181.3852 | 178.9537 | 176.5223
[7 empty] | NG Combined Cycle (F-Frame) 97% CCS | Conservative | 284.0119 | 284.0119 | 281.2868 | 278.5617 | 275.8483 | 273.1232 | 270.3981 | 267.6729 | 264.9596 | 262.2344 | 259.5093 | 256.7959 | 254.0708 | 251.3457 | 248.6323 | 245.9072 | 243.1821 | 240.4687 | 237.7436 | 235.0184 | 232.2933 | 229.5799 | 226.8548 | 224.1297 | 221.4163 | 218.6912 | 215.9661 | 213.2527 | 210.5276 | 207.8024
[7 empty] | NG Combined Cycle (H-Frame) 97% CCS | Advanced | 269.893 | 269.893 | 262.7748 | 255.6566 | 248.5384 | 241.4201 | 234.3137 | 227.1955 | 220.0773 | 212.959 | 205.8526 | 198.7344 | 191.6161 | 184.4979 | 177.3915 | 175.2419 | 173.1041 | 170.9545 | 168.8167 | 166.6789 | 164.5294 | 162.3915 | 160.242 | 158.1042 | 155.9664 | 153.8168 | 151.679 | 149.5294 | 147.3916 | 145.2538
[7 empty] | NG Combined Cycle (H-Frame) 97% CCS | Moderate | 269.893 | 269.893 | 265.0418 | 260.1906 | 255.3394 | 250.4882 | 245.637 | 240.7858 | 235.9347 | 231.0835 | 226.2323 | 221.3811 | 216.5299 | 211.6787 | 206.8275 | 204.4548 | 202.0938 | 199.7328 | 197.3601 | 194.9991 | 192.6381 | 190.2653 | 187.9043 | 185.5434 | 183.1706 | 180.8096 | 178.4486 | 176.0759 | 173.7149 | 171.3539
[7 empty] | NG Combined Cycle (H-Frame) 97% CCS | Conservative | 269.893 | 269.893 | 267.2971 | 264.7129 | 262.1287 | 259.5446 | 256.9486 | 254.3645 | 251.7803 | 249.1961 | 246.6002 | 244.0161 | 241.4319 | 238.8477 | 236.2635 | 233.6676 | 231.0835 | 228.4993 | 225.9151 | 223.3192 | 220.735 | 218.1509 | 215.5667 | 212.9708 | 210.3866 | 207.8024 | 205.2183 | 202.6341 | 200.0382 | 197.454
[9 empty] | 2021 | 2022 | 2023 | 2024 | 2025 | 2026 | 2027 | 2028 | 2029 | 2030 | 2031 | 2032 | 2033 | 2034 | 2035 | 2036 | 2037 | 2038 | 2039 | 2040 | 2041 | 2042 | 2043 | 2044 | 2045 | 2046 | 2047 | 2048 | 2049 | 2050
[6 empty] | Overnight Capital Cost ($/kW) | NG Combustion Turbine (F-Frame) | Advanced | 1002.6 | 1002.6 | 994.6 | 986.7 | 978.8 | 970.9 | 962.9 | 955 | 947.1 | 939.2 | 931.3 | 923.3 | 915.4 | 907.5 | 899.6 | 891.6 | 883.7 | 875.8 | 867.9 | 859.9 | 852 | 844.1 | 836.2 | 828.3 | 820.3 | 812.4 | 804.5 | 796.6 | 788.6 | 780.7
[7 empty] | NG Combustion Turbine (F-Frame) | Moderate | 1002.6 | 1002.6 | 994.6 | 986.7 | 978.8 | 970.9 | 962.9 | 955 | 947.1 | 939.2 | 931.3 | 923.3 | 915.4 | 907.5 | 899.6 | 891.6 | 883.7 | 875.8 | 867.9 | 859.9 | 852 | 844.1 | 836.2 | 828.3 | 820.3 | 812.4 | 804.5 | 796.6 | 788.6 | 780.7
[7 empty] | NG Combustion Turbine (F-Frame) | Conservative | 1002.6 | 1002.6 | 994.6 | 986.7 | 978.8 | 970.9 | 962.9 | 955 | 947.1 | 939.2 | 931.3 | 923.3 | 915.4 | 907.5 | 899.6 | 891.6 | 883.7 | 875.8 | 867.9 | 859.9 | 852 | 844.1 | 836.2 | 828.3 | 820.3 | 812.4 | 804.5 | 796.6 | 788.6 | 780.7
[7 empty] | NG Combined Cycle (F-Frame) | Advanced | 1116.4 | 1116.4 | 1104.5 | 1092.7 | 1080.8 | 1068.9 | 1057.1 | 1045.2 | 1033.4 | 1021.5 | 1009.6 | 997.8 | 985.9 | 974 | 962.2 | 953.3 | 944.4 | 935.5 | 926.6 | 917.7 | 908.8 | 899.9 | 891 | 882.1 | 873.3 | 864.4 | 855.5 | 846.6 | 837.7 | 828.8
[7 empty] | NG Combined Cycle (F-Frame) | Moderate | 1116.4 | 1116.4 | 1106.8 | 1097.1 | 1087.5 | 1077.8 | 1068.2 | 1058.6 | 1048.9 | 1039.3 | 1029.6 | 1020 | 1010.4 | 1000.7 | 991.1 | 982.9 | 974.8 | 966.6 | 958.5 | 950.3 | 942.2 | 934 | 925.9 | 917.7 | 909.5 | 901.4 | 893.2 | 885.1 | 876.9 | 868.8
[7 empty] | NG Combined Cycle (F-Frame) | Conservative | 1116.4 | 1116.4 | 1109 | 1101.6 | 1094.1 | 1086.7 | 1079.3 | 1071.9 | 1064.5 | 1057.1 | 1049.7 | 1042.2 | 1034.8 | 1027.4 | 1020 | 1012.6 | 1005.2 | 997.7 | 990.3 | 982.9 | 975.5 | 968.1 | 960.7 | 953.3 | 945.8 | 938.4 | 931 | 923.6 | 916.2 | 908.8
[7 empty] | NG Combined Cycle (H-Frame) | Advanced | 1148.2 | 1148.2 | 1133.9 | 1119.6 | 1105.3 | 1091 | 1076.7 | 1062.3 | 1048 | 1033.7 | 1019.4 | 1005.1 | 990.8 | 976.5 | 962.2 | 953.3 | 944.4 | 935.5 | 926.6 | 917.7 | 908.8 | 899.9 | 891 | 882.1 | 873.3 | 864.4 | 855.5 | 846.6 | 837.7 | 828.8
[7 empty] | NG Combined Cycle (H-Frame) | Moderate | 1148.2 | 1148.2 | 1137.2 | 1126.3 | 1115.3 | 1104.3 | 1093.3 | 1082.4 | 1071.4 | 1060.4 | 1049.5 | 1038.5 | 1027.5 | 1016.5 | 1005.6 | 997.3 | 989 | 980.8 | 972.5 | 964.3 | 956 | 947.7 | 939.5 | 931.2 | 922.9 | 914.7 | 906.4 | 898.1 | 889.9 | 881.6
[7 empty] | NG Combined Cycle (H-Frame) | Conservative | 1148.2 | 1148.2 | 1140.6 | 1132.9 | 1125.3 | 1117.7 | 1110 | 1102.4 | 1094.8 | 1087.1 | 1079.5 | 1071.9 | 1064.2 | 1056.6 | 1049 | 1041.3 | 1033.7 | 1026.1 | 1018.4 | 1010.8 | 1003.2 | 995.5 | 987.9 | 980.2 | 972.6 | 965 | 957.3 | 949.7 | 942.1 | 934.4
[7 empty] | NG Combined Cycle (F-Frame) 95% CCS | Advanced | 2381.5 | 2381.5 | 2313.5 | 2245.4 | 2177.3 | 2109.3 | 2041.2 | 1973.2 | 1905.1 | 1837 | 1769 | 1700.9 | 1632.9 | 1564.8 | 1496.7 | 1478.7 | 1460.6 | 1442.5 | 1424.4 | 1406.4 | 1388.3 | 1370.2 | 1352.1 | 1334 | 1316 | 1297.9 | 1279.8 | 1261.7 | 1243.6 | 1225.6
[7 empty] | NG Combined Cycle (F-Frame) 95% CCS | Moderate | 2381.5 | 2381.5 | 2336.1 | 2290.6 | 2245.2 | 2199.8 | 2154.3 | 2108.9 | 2063.4 | 2018 | 1972.6 | 1927.1 | 1881.7 | 1836.2 | 1790.8 | 1770.3 | 1749.9 | 1729.4 | 1709 | 1688.5 | 1668.1 | 1647.6 | 1627.2 | 1606.7 | 1586.3 | 1565.9 | 1545.4 | 1525 | 1504.5 | 1484.1
[7 empty] | NG Combined Cycle (F-Frame) 95% CCS | Conservative | 2381.5 | 2381.5 | 2358.7 | 2335.9 | 2313 | 2290.2 | 2267.4 | 2244.6 | 2221.8 | 2198.9 | 2176.1 | 2153.3 | 2130.5 | 2107.7 | 2084.8 | 2062 | 2039.2 | 2016.4 | 1993.6 | 1970.7 | 1947.9 | 1925.1 | 1902.3 | 1879.5 | 1856.6 | 1833.8 | 1811 | 1788.2 | 1765.4 | 1742.5
[7 empty] | NG Combined Cycle (H-Frame) 95% CCS | Advanced | 2265.3 | 2265.3 | 2206.1 | 2147 | 2087.9 | 2028.8 | 1969.7 | 1910.6 | 1851.4 | 1792.3 | 1733.2 | 1674.1 | 1615 | 1555.9 | 1496.7 | 1478.7 | 1460.6 | 1442.5 | 1424.4 | 1406.4 | 1388.3 | 1370.2 | 1352.1 | 1334 | 1316 | 1297.9 | 1279.8 | 1261.7 | 1243.6 | 1225.6
[7 empty] | NG Combined Cycle (H-Frame) 95% CCS | Moderate | 2265.3 | 2265.3 | 2224.8 | 2184.4 | 2144 | 2103.6 | 2063.2 | 2022.8 | 1982.4 | 1941.9 | 1901.5 | 1861.1 | 1820.7 | 1780.3 | 1739.9 | 1720 | 1700.1 | 1680.2 | 1660.3 | 1640.4 | 1620.5 | 1600.6 | 1580.7 | 1560.8 | 1540.9 | 1521 | 1501.1 | 1481.2 | 1461.3 | 1441.4
[7 empty] | NG Combined Cycle (H-Frame) 95% CCS | Conservative | 2265.3 | 2265.3 | 2243.5 | 2221.8 | 2200.1 | 2178.4 | 2156.7 | 2135 | 2113.3 | 2091.6 | 2069.8 | 2048.1 | 2026.4 | 2004.7 | 1983 | 1961.3 | 1939.6 | 1917.9 | 1896.1 | 1874.4 | 1852.7 | 1831 | 1809.3 | 1787.6 | 1765.9 | 1744.2 | 1722.4 | 1700.7 | 1679 | 1657.3
[7 empty] | NG Combined Cycle (F-Frame) 97% CCS | Advanced | 2417.9 | 2417.9 | 2348 | 2278.2 | 2208.4 | 2138.6 | 2068.7 | 1998.9 | 1929.1 | 1859.3 | 1789.4 | 1719.6 | 1649.8 | 1580 | 1510.2 | 1491.9 | 1473.7 | 1455.4 | 1437.2 | 1419 | 1400.7 | 1382.5 | 1364.2 | 1346 | 1327.8 | 1309.5 | 1291.3 | 1273 | 1254.8 | 1236.6
[7 empty] | NG Combined Cycle (F-Frame) 97% CCS | Moderate | 2417.9 | 2417.9 | 2371.4 | 2324.9 | 2278.4 | 2231.9 | 2185.4 | 2138.9 | 2092.4 | 2045.9 | 1999.4 | 1952.9 | 1906.4 | 1859.9 | 1813.4 | 1792.7 | 1772 | 1751.3 | 1730.6 | 1709.9 | 1689.2 | 1668.5 | 1647.8 | 1627.1 | 1606.4 | 1585.7 | 1565 | 1544.2 | 1523.5 | 1502.8
[7 empty] | NG Combined Cycle (F-Frame) 97% CCS | Conservative | 2417.9 | 2417.9 | 2394.7 | 2371.5 | 2348.4 | 2325.2 | 2302 | 2278.8 | 2255.7 | 2232.5 | 2209.3 | 2186.2 | 2163 | 2139.8 | 2116.7 | 2093.5 | 2070.3 | 2047.2 | 2024 | 2000.8 | 1977.6 | 1954.5 | 1931.3 | 1908.1 | 1885 | 1861.8 | 1838.6 | 1815.5 | 1792.3 | 1769.1
[7 empty] | NG Combined Cycle (H-Frame) 97% CCS | Advanced | 2297.7 | 2297.7 | 2237.1 | 2176.5 | 2115.9 | 2055.3 | 1994.8 | 1934.2 | 1873.6 | 1813 | 1752.5 | 1691.9 | 1631.3 | 1570.7 | 1510.2 | 1491.9 | 1473.7 | 1455.4 | 1437.2 | 1419 | 1400.7 | 1382.5 | 1364.2 | 1346 | 1327.8 | 1309.5 | 1291.3 | 1273 | 1254.8 | 1236.6
[6 empty] | Does not include capital costs for CO2 transportation and storage | NG Combined Cycle (H-Frame) 97% CCS | Moderate | 2297.7 | 2297.7 | 2256.4 | 2215.1 | 2173.8 | 2132.5 | 2091.2 | 2049.9 | 2008.6 | 1967.3 | 1926 | 1884.7 | 1843.4 | 1802.1 | 1760.8 | 1740.6 | 1720.5 | 1700.4 | 1680.2 | 1660.1 | 1640 | 1619.8 | 1599.7 | 1579.6 | 1559.4 | 1539.3 | 1519.2 | 1499 | 1478.9 | 1458.8
[7 empty] | NG Combined Cycle (H-Frame) 97% CCS | Conservative | 2297.7 | 2297.7 | 2275.6 | 2253.6 | 2231.6 | 2209.6 | 2187.5 | 2165.5 | 2143.5 | 2121.5 | 2099.4 | 2077.4 | 2055.4 | 2033.4 | 2011.4 | 1989.3 | 1967.3 | 1945.3 | 1923.3 | 1901.2 | 1879.2 | 1857.2 | 1835.2 | 1813.1 | 1791.1 | 1769.1 | 1747.1 | 1725.1 | 1703 | 1681
[9 empty] | 2021 | 2022 | 2023 | 2024 | 2025 | 2026 | 2027 | 2028 | 2029 | 2030 | 2031 | 2032 | 2033 | 2034 | 2035 | 2036 | 2037 | 2038 | 2039 | 2040 | 2041 | 2042 | 2043 | 2044 | 2045 | 2046 | 2047 | 2048 | 2049 | 2050
[6 empty] | Fixed Operation and Maintenance Expenses ($/kW-yr) | NG Combustion Turbine (F-Frame) | Advanced | 24 | 24 | 23.8 | 23.7 | 23.6 | 23.4 | 23.3 | 23.2 | 23 | 22.9 | 22.8 | 22.6 | 22.5 | 22.4 | 22.3 | 22.1 | 22 | 21.9 | 21.7 | 21.6 | 21.5 | 21.3 | 21.2 | 21.1 | 20.9 | 20.8 | 20.7 | 20.5 | 20.4 | 20.3
[7 empty] | NG Combustion Turbine (F-Frame) | Moderate | 24 | 24 | 23.8 | 23.7 | 23.6 | 23.4 | 23.3 | 23.2 | 23 | 22.9 | 22.8 | 22.6 | 22.5 | 22.4 | 22.3 | 22.1 | 22 | 21.9 | 21.7 | 21.6 | 21.5 | 21.3 | 21.2 | 21.1 | 20.9 | 20.8 | 20.7 | 20.5 | 20.4 | 20.3
[7 empty] | NG Combustion Turbine (F-Frame) | Conservative | 24 | 24 | 23.8 | 23.7 | 23.6 | 23.4 | 23.3 | 23.2 | 23 | 22.9 | 22.8 | 22.6 | 22.5 | 22.4 | 22.3 | 22.1 | 22 | 21.9 | 21.7 | 21.6 | 21.5 | 21.3 | 21.2 | 21.1 | 20.9 | 20.8 | 20.7 | 20.5 | 20.4 | 20.3
[7 empty] | NG Combined Cycle (F-Frame) | Advanced | 31.1 | 31.1 | 30.7 | 30.3 | 29.8 | 29.4 | 29 | 28.5 | 28.1 | 27.7 | 27.2 | 26.8 | 26.4 | 25.9 | 25.5 | 25.3 | 25.1 | 24.8 | 24.6 | 24.4 | 24.2 | 24 | 23.7 | 23.5 | 23.3 | 23.1 | 22.9 | 22.7 | 22.4 | 22.2
[7 empty] | NG Combined Cycle (F-Frame) | Moderate | 31.1 | 31.1 | 30.8 | 30.5 | 30.2 | 29.9 | 29.6 | 29.3 | 29 | 28.7 | 28.4 | 28.1 | 27.7 | 27.4 | 27.1 | 26.9 | 26.7 | 26.5 | 26.3 | 26.1 | 25.9 | 25.7 | 25.5 | 25.3 | 25.1 | 24.9 | 24.7 | 24.5 | 24.3 | 24.1
[7 empty] | NG Combined Cycle (F-Frame) | Conservative | 31.1 | 31.1 | 30.9 | 30.8 | 30.6 | 30.4 | 30.2 | 30 | 29.9 | 29.7 | 29.5 | 29.3 | 29.1 | 29 | 28.8 | 28.6 | 28.4 | 28.2 | 28 | 27.9 | 27.7 | 27.5 | 27.3 | 27.1 | 27 | 26.8 | 26.6 | 26.4 | 26.2 | 26.1
[7 empty] | NG Combined Cycle (H-Frame) | Advanced | 30.8 | 30.8 | 30.4 | 30 | 29.6 | 29.2 | 28.8 | 28.4 | 28 | 27.5 | 27.1 | 26.7 | 26.3 | 25.9 | 25.5 | 25.3 | 25.1 | 24.8 | 24.6 | 24.4 | 24.2 | 24 | 23.7 | 23.5 | 23.3 | 23.1 | 22.9 | 22.7 | 22.4 | 22.2
[7 empty] | NG Combined Cycle (H-Frame) | Moderate | 30.8 | 30.8 | 30.5 | 30.2 | 29.9 | 29.6 | 29.3 | 29 | 28.7 | 28.4 | 28.1 | 27.8 | 27.5 | 27.2 | 26.9 | 26.7 | 26.5 | 26.3 | 26.1 | 25.9 | 25.7 | 25.5 | 25.3 | 25.1 | 24.9 | 24.7 | 24.5 | 24.3 | 24.1 | 23.9
[7 empty] | NG Combined Cycle (H-Frame) | Conservative | 30.8 | 30.8 | 30.6 | 30.5 | 30.3 | 30.1 | 29.9 | 29.7 | 29.5 | 29.3 | 29.2 | 29 | 28.8 | 28.6 | 28.4 | 28.2 | 28 | 27.8 | 27.7 | 27.5 | 27.3 | 27.1 | 26.9 | 26.7 | 26.5 | 26.4 | 26.2 | 26 | 25.8 | 25.6
[7 empty] | NG Combined Cycle (F-Frame) 95% CCS | Advanced | 63.7 | 63.7 | 61.8 | 60 | 58.1 | 56.2 | 54.4 | 52.5 | 50.6 | 48.7 | 46.9 | 45 | 43.1 | 41.2 | 39.4 | 38.9 | 38.5 | 38 | 37.6 | 37.2 | 36.7 | 36.3 | 35.8 | 35.4 | 34.9 | 34.5 | 34.1 | 33.6 | 33.2 | 32.7
[7 empty] | NG Combined Cycle (F-Frame) 95% CCS | Moderate | 63.7 | 63.7 | 62.5 | 61.3 | 60.1 | 58.9 | 57.6 | 56.4 | 55.2 | 54 | 52.8 | 51.6 | 50.4 | 49.1 | 47.9 | 47.4 | 46.9 | 46.4 | 45.9 | 45.4 | 44.9 | 44.4 | 43.9 | 43.4 | 42.9 | 42.4 | 41.9 | 41.4 | 40.9 | 40.4
[7 empty] | NG Combined Cycle (F-Frame) 95% CCS | Conservative | 63.7 | 63.7 | 63.2 | 62.6 | 62.1 | 61.5 | 60.9 | 60.4 | 59.8 | 59.3 | 58.7 | 58.1 | 57.6 | 57 | 56.5 | 55.9 | 55.4 | 54.8 | 54.2 | 53.7 | 53.1 | 52.6 | 52 | 51.5 | 50.9 | 50.3 | 49.8 | 49.2 | 48.7 | 48.1
[7 empty] | NG Combined Cycle (H-Frame) 95% CCS | Advanced | 59.3 | 59.3 | 57.8 | 56.3 | 54.7 | 53.2 | 51.6 | 50.1 | 48.6 | 47 | 45.5 | 44 | 42.4 | 40.9 | 39.4 | 38.9 | 38.5 | 38 | 37.6 | 37.2 | 36.7 | 36.3 | 35.8 | 35.4 | 34.9 | 34.5 | 34.1 | 33.6 | 33.2 | 32.7
[7 empty] | NG Combined Cycle (H-Frame) 95% CCS | Moderate | 59.3 | 59.3 | 58.3 | 57.3 | 56.2 | 55.2 | 54.2 | 53.1 | 52.1 | 51.1 | 50 | 49 | 48 | 46.9 | 45.9 | 45.4 | 44.9 | 44.4 | 44 | 43.5 | 43 | 42.5 | 42 | 41.5 | 41 | 40.6 | 40.1 | 39.6 | 39.1 | 38.6
[7 empty] | NG Combined Cycle (H-Frame) 95% CCS | Conservative | 59.3 | 59.3 | 58.8 | 58.3 | 57.7 | 57.2 | 56.7 | 56.1 | 55.6 | 55.1 | 54.6 | 54 | 53.5 | 53 | 52.4 | 51.9 | 51.4 | 50.8 | 50.3 | 49.8 | 49.2 | 48.7 | 48.2 | 47.7 | 47.1 | 46.6 | 46.1 | 45.5 | 45 | 44.5
[7 empty] | NG Combined Cycle (F-Frame) 97% CCS | Advanced | 64.6 | 64.6 | 62.7 | 60.8 | 58.9 | 57 | 55 | 53.1 | 51.2 | 49.3 | 47.4 | 45.5 | 43.5 | 41.6 | 39.7 | 39.3 | 38.8 | 38.4 | 37.9 | 37.5 | 37 | 36.6 | 36.1 | 35.7 | 35.2 | 34.8 | 34.4 | 33.9 | 33.5 | 33
[7 empty] | NG Combined Cycle (F-Frame) 97% CCS | Moderate | 64.6 | 64.6 | 63.4 | 62.2 | 60.9 | 59.7 | 58.4 | 57.2 | 55.9 | 54.7 | 53.5 | 52.2 | 51 | 49.7 | 48.5 | 48 | 47.5 | 47 | 46.5 | 46 | 45.5 | 45 | 44.4 | 43.9 | 43.4 | 42.9 | 42.4 | 41.9 | 41.4 | 40.9
[7 empty] | NG Combined Cycle (F-Frame) 97% CCS | Conservative | 64.6 | 64.6 | 64.1 | 63.5 | 62.9 | 62.4 | 61.8 | 61.2 | 60.7 | 60.1 | 59.5 | 59 | 58.4 | 57.8 | 57.3 | 56.7 | 56.2 | 55.6 | 55 | 54.5 | 53.9 | 53.3 | 52.8 | 52.2 | 51.6 | 51.1 | 50.5 | 49.9 | 49.4 | 48.8
[7 empty] | NG Combined Cycle (H-Frame) 97% CCS | Advanced | 60.1 | 60.1 | 58.6 | 57 | 55.4 | 53.8 | 52.3 | 50.7 | 49.1 | 47.6 | 46 | 44.4 | 42.8 | 41.3 | 39.7 | 39.3 | 38.8 | 38.4 | 37.9 | 37.5 | 37 | 36.6 | 36.1 | 35.7 | 35.2 | 34.8 | 34.4 | 33.9 | 33.5 | 33
[6 empty] | Does not include operating costs for CO2 transportation and storage | NG Combined Cycle (H-Frame) 97% CCS | Moderate | 60.1 | 60.1 | 59.1 | 58 | 57 | 55.9 | 54.9 | 53.8 | 52.8 | 51.7 | 50.6 | 49.6 | 48.5 | 47.5 | 46.4 | 45.9 | 45.4 | 44.9 | 44.5 | 44 | 43.5 | 43 | 42.5 | 42 | 41.5 | 41 | 40.5 | 40 | 39.5 | 39
[7 empty] | NG Combined Cycle (H-Frame) 97% CCS | Conservative | 60.1 | 60.1 | 59.6 | 59.1 | 58.5 | 58 | 57.4 | 56.9 | 56.4 | 55.8 | 55.3 | 54.8 | 54.2 | 53.7 | 53.1 | 52.6 | 52.1 | 51.5 | 51 | 50.5 | 49.9 | 49.4 | 48.8 | 48.3 | 47.8 | 47.2 | 46.7 | 46.1 | 45.6 | 45.1
[9 empty] | 2021 | 2022 | 2023 | 2024 | 2025 | 2026 | 2027 | 2028 | 2029 | 2030 | 2031 | 2032 | 2033 | 2034 | 2035 | 2036 | 2037 | 2038 | 2039 | 2040 | 2041 | 2042 | 2043 | 2044 | 2045 | 2046 | 2047 | 2048 | 2049 | 2050
[6 empty] | Variable Operation and Maintenance Expenses ($/MWh) | NG Combustion Turbine (F-Frame) | Advanced | 6.44 | 6.44 | 6.44 | 6.44 | 6.44 | 6.44 | 6.44 | 6.44 | 6.44 | 6.44 | 6.44 | 6.44 | 6.44 | 6.44 | 6.44 | 6.44 | 6.44 | 6.44 | 6.44 | 6.44 | 6.44 | 6.44 | 6.44 | 6.44 | 6.44 | 6.44 | 6.44 | 6.44 | 6.44 | 6.44
[7 empty] | NG Combustion Turbine (F-Frame) | Moderate | 6.44 | 6.44 | 6.44 | 6.44 | 6.44 | 6.44 | 6.44 | 6.44 | 6.44 | 6.44 | 6.44 | 6.44 | 6.44 | 6.44 | 6.44 | 6.44 | 6.44 | 6.44 | 6.44 | 6.44 | 6.44 | 6.44 | 6.44 | 6.44 | 6.44 | 6.44 | 6.44 | 6.44 | 6.44 | 6.44
[7 empty] | NG Combustion Turbine (F-Frame) | Conservative | 6.44 | 6.44 | 6.44 | 6.44 | 6.44 | 6.44 | 6.44 | 6.44 | 6.44 | 6.44 | 6.44 | 6.44 | 6.44 | 6.44 | 6.44 | 6.44 | 6.44 | 6.44 | 6.44 | 6.44 | 6.44 | 6.44 | 6.44 | 6.44 | 6.44 | 6.44 | 6.44 | 6.44 | 6.44 | 6.44
[7 empty] | NG Combined Cycle (F-Frame) | Advanced | 1.96 | 1.96 | 1.94 | 1.92 | 1.9 | 1.88 | 1.86 | 1.84 | 1.82 | 1.8 | 1.78 | 1.77 | 1.75 | 1.73 | 1.71 | 1.7 | 1.69 | 1.67 | 1.66 | 1.65 | 1.64 | 1.63 | 1.62 | 1.61 | 1.6 | 1.58 | 1.57 | 1.56 | 1.55 | 1.54
[7 empty] | NG Combined Cycle (F-Frame) | Moderate | 1.96 | 1.96 | 1.94 | 1.93 | 1.91 | 1.9 | 1.89 | 1.87 | 1.86 | 1.84 | 1.83 | 1.81 | 1.8 | 1.79 | 1.77 | 1.76 | 1.75 | 1.74 | 1.73 | 1.72 | 1.71 | 1.7 | 1.69 | 1.68 | 1.67 | 1.66 | 1.65 | 1.64 | 1.63 | 1.62
[7 empty] | NG Combined Cycle (F-Frame) | Conservative | 1.96 | 1.96 | 1.95 | 1.94 | 1.93 | 1.92 | 1.91 | 1.9 | 1.89 | 1.88 | 1.87 | 1.86 | 1.85 | 1.84 | 1.84 | 1.83 | 1.82 | 1.81 | 1.8 | 1.79 | 1.78 | 1.77 | 1.76 | 1.75 | 1.74 | 1.73 | 1.72 | 1.71 | 1.7 | 1.69
[7 empty] | NG Combined Cycle (H-Frame) | Advanced | 1.96 | 1.96 | 1.94 | 1.92 | 1.9 | 1.88 | 1.86 | 1.84 | 1.82 | 1.8 | 1.78 | 1.77 | 1.75 | 1.73 | 1.71 | 1.7 | 1.69 | 1.67 | 1.66 | 1.65 | 1.64 | 1.63 | 1.62 | 1.61 | 1.6 | 1.58 | 1.57 | 1.56 | 1.55 | 1.54
[7 empty] | NG Combined Cycle (H-Frame) | Moderate | 1.96 | 1.96 | 1.94 | 1.93 | 1.91 | 1.9 | 1.88 | 1.87 | 1.86 | 1.84 | 1.83 | 1.81 | 1.8 | 1.78 | 1.77 | 1.76 | 1.75 | 1.74 | 1.73 | 1.72 | 1.71 | 1.7 | 1.69 | 1.67 | 1.66 | 1.65 | 1.64 | 1.63 | 1.62 | 1.61
[7 empty] | NG Combined Cycle (H-Frame) | Conservative | 1.96 | 1.96 | 1.95 | 1.94 | 1.93 | 1.92 | 1.91 | 1.9 | 1.89 | 1.88 | 1.87 | 1.86 | 1.85 | 1.84 | 1.83 | 1.82 | 1.81 | 1.8 | 1.79 | 1.78 | 1.77 | 1.76 | 1.75 | 1.74 | 1.73 | 1.72 | 1.71 | 1.7 | 1.69 | 1.69
[7 empty] | NG Combined Cycle (F-Frame) 95% CCS | Advanced | 4.63 | 4.63 | 4.52 | 4.4 | 4.29 | 4.18 | 4.07 | 3.95 | 3.84 | 3.73 | 3.62 | 3.51 | 3.39 | 3.28 | 3.17 | 3.15 | 3.12 | 3.1 | 3.08 | 3.05 | 3.03 | 3.01 | 2.99 | 2.96 | 2.94 | 2.92 | 2.89 | 2.87 | 2.85 | 2.82
[7 empty] | NG Combined Cycle (F-Frame) 95% CCS | Moderate | 4.63 | 4.63 | 4.56 | 4.49 | 4.42 | 4.35 | 4.28 | 4.2 | 4.13 | 4.06 | 3.99 | 3.92 | 3.85 | 3.78 | 3.71 | 3.68 | 3.66 | 3.63 | 3.61 | 3.58 | 3.55 | 3.53 | 3.5 | 3.48 | 3.45 | 3.43 | 3.4 | 3.37 | 3.35 | 3.32
[7 empty] | NG Combined Cycle (F-Frame) 95% CCS | Conservative | 4.63 | 4.63 | 4.6 | 4.57 | 4.54 | 4.51 | 4.48 | 4.45 | 4.43 | 4.4 | 4.37 | 4.34 | 4.31 | 4.28 | 4.25 | 4.22 | 4.19 | 4.17 | 4.14 | 4.11 | 4.08 | 4.05 | 4.02 | 3.99 | 3.96 | 3.93 | 3.9 | 3.88 | 3.85 | 3.82
[7 empty] | NG Combined Cycle (H-Frame) 95% CCS | Advanced | 4.4 | 4.4 | 4.31 | 4.21 | 4.12 | 4.02 | 3.93 | 3.83 | 3.74 | 3.64 | 3.55 | 3.45 | 3.36 | 3.26 | 3.17 | 3.15 | 3.12 | 3.1 | 3.08 | 3.05 | 3.03 | 3.01 | 2.99 | 2.96 | 2.94 | 2.92 | 2.89 | 2.87 | 2.85 | 2.82
[7 empty] | NG Combined Cycle (H-Frame) 95% CCS | Moderate | 4.4 | 4.4 | 4.34 | 4.28 | 4.22 | 4.16 | 4.1 | 4.03 | 3.97 | 3.91 | 3.85 | 3.79 | 3.73 | 3.67 | 3.61 | 3.58 | 3.56 | 3.53 | 3.51 | 3.48 | 3.46 | 3.43 | 3.4 | 3.38 | 3.35 | 3.33 | 3.3 | 3.28 | 3.25 | 3.23
[7 empty] | NG Combined Cycle (H-Frame) 95% CCS | Conservative | 4.4 | 4.4 | 4.37 | 4.35 | 4.32 | 4.29 | 4.26 | 4.24 | 4.21 | 4.18 | 4.15 | 4.13 | 4.1 | 4.07 | 4.04 | 4.02 | 3.99 | 3.96 | 3.93 | 3.91 | 3.88 | 3.85 | 3.82 | 3.8 | 3.77 | 3.74 | 3.71 | 3.69 | 3.66 | 3.63
[7 empty] | NG Combined Cycle (F-Frame) 97% CCS | Advanced | 4.71 | 4.71 | 4.6 | 4.48 | 4.37 | 4.25 | 4.13 | 4.02 | 3.9 | 3.79 | 3.67 | 3.56 | 3.44 | 3.33 | 3.21 | 3.19 | 3.16 | 3.14 | 3.12 | 3.09 | 3.07 | 3.05 | 3.02 | 3 | 2.98 | 2.96 | 2.93 | 2.91 | 2.89 | 2.86
[7 empty] | NG Combined Cycle (F-Frame) 97% CCS | Moderate | 4.71 | 4.71 | 4.64 | 4.57 | 4.49 | 4.42 | 4.35 | 4.28 | 4.2 | 4.13 | 4.06 | 3.99 | 3.92 | 3.84 | 3.77 | 3.74 | 3.72 | 3.69 | 3.67 | 3.64 | 3.61 | 3.59 | 3.56 | 3.53 | 3.51 | 3.48 | 3.46 | 3.43 | 3.4 | 3.38
[7 empty] | NG Combined Cycle (F-Frame) 97% CCS | Conservative | 4.71 | 4.71 | 4.68 | 4.65 | 4.62 | 4.59 | 4.57 | 4.54 | 4.51 | 4.48 | 4.45 | 4.42 | 4.39 | 4.36 | 4.33 | 4.3 | 4.27 | 4.24 | 4.21 | 4.18 | 4.15 | 4.12 | 4.1 | 4.07 | 4.04 | 4.01 | 3.98 | 3.95 | 3.92 | 3.89
[7 empty] | NG Combined Cycle (H-Frame) 97% CCS | Advanced | 4.48 | 4.48 | 4.38 | 4.28 | 4.19 | 4.09 | 3.99 | 3.89 | 3.8 | 3.7 | 3.6 | 3.5 | 3.41 | 3.31 | 3.21 | 3.19 | 3.16 | 3.14 | 3.12 | 3.09 | 3.07 | 3.05 | 3.02 | 3 | 2.98 | 2.96 | 2.93 | 2.91 | 2.89 | 2.86
[6 empty] | Does not include operating costs for CO2 transportation and storage | NG Combined Cycle (H-Frame) 97% CCS | Moderate | 4.48 | 4.48 | 4.42 | 4.35 | 4.29 | 4.23 | 4.17 | 4.1 | 4.04 | 3.98 | 3.91 | 3.85 | 3.79 | 3.73 | 3.66 | 3.64 | 3.61 | 3.59 | 3.56 | 3.54 | 3.51 | 3.48 | 3.46 | 3.43 | 3.41 | 3.38 | 3.36 | 3.33 | 3.31 | 3.28
[7 empty] | NG Combined Cycle (H-Frame) 97% CCS | Conservative | 4.48 | 4.48 | 4.45 | 4.42 | 4.4 | 4.37 | 4.34 | 4.31 | 4.28 | 4.26 | 4.23 | 4.2 | 4.17 | 4.14 | 4.12 | 4.09 | 4.06 | 4.03 | 4.01 | 3.98 | 3.95 | 3.92 | 3.89 | 3.87 | 3.84 | 3.81 | 3.78 | 3.75 | 3.73 | 3.7
[9 empty] | 2021 | 2022 | 2023 | 2024 | 2025 | 2026 | 2027 | 2028 | 2029 | 2030 | 2031 | 2032 | 2033 | 2034 | 2035 | 2036 | 2037 | 2038 | 2039 | 2040 | 2041 | 2042 | 2043 | 2044 | 2045 | 2046 | 2047 | 2048 | 2049 | 2050
[5 empty] | Grid Connection Costs | Grid Connection Costs (GCC) ($/kW) | NG Combustion Turbine (F-Frame) | Advanced | 0 | 0 | 0 | 0 | 0 | 0 | 0 | 0 | 0 | 0 | 0 | 0 | 0 | 0 | 0 | 0 | 0 | 0 | 0 | 0 | 0 | 0 | 0 | 0 | 0 | 0 | 0 | 0 | 0 | 0
[7 empty] | NG Combustion Turbine (F-Frame) | Moderate | 0 | 0 | 0 | 0 | 0 | 0 | 0 | 0 | 0 | 0 | 0 | 0 | 0 | 0 | 0 | 0 | 0 | 0 | 0 | 0 | 0 | 0 | 0 | 0 | 0 | 0 | 0 | 0 | 0 | 0
[7 empty] | NG Combustion Turbine (F-Frame) | Conservative | 0 | 0 | 0 | 0 | 0 | 0 | 0 | 0 | 0 | 0 | 0 | 0 | 0 | 0 | 0 | 0 | 0 | 0 | 0 | 0 | 0 | 0 | 0 | 0 | 0 | 0 | 0 | 0 | 0 | 0
[7 empty] | NG Combined Cycle (F-Frame) | Advanced | 0 | 0 | 0 | 0 | 0 | 0 | 0 | 0 | 0 | 0 | 0 | 0 | 0 | 0 | 0 | 0 | 0 | 0 | 0 | 0 | 0 | 0 | 0 | 0 | 0 | 0 | 0 | 0 | 0 | 0
[7 empty] | NG Combined Cycle (F-Frame) | Moderate | 0 | 0 | 0 | 0 | 0 | 0 | 0 | 0 | 0 | 0 | 0 | 0 | 0 | 0 | 0 | 0 | 0 | 0 | 0 | 0 | 0 | 0 | 0 | 0 | 0 | 0 | 0 | 0 | 0 | 0
[7 empty] | NG Combined Cycle (F-Frame) | Conservative | 0 | 0 | 0 | 0 | 0 | 0 | 0 | 0 | 0 | 0 | 0 | 0 | 0 | 0 | 0 | 0 | 0 | 0 | 0 | 0 | 0 | 0 | 0 | 0 | 0 | 0 | 0 | 0 | 0 | 0
[7 empty] | NG Combined Cycle (H-Frame) | Advanced | 0 | 0 | 0 | 0 | 0 | 0 | 0 | 0 | 0 | 0 | 0 | 0 | 0 | 0 | 0 | 0 | 0 | 0 | 0 | 0 | 0 | 0 | 0 | 0 | 0 | 0 | 0 | 0 | 0 | 0
[7 empty] | NG Combined Cycle (H-Frame) | Moderate | 0 | 0 | 0 | 0 | 0 | 0 | 0 | 0 | 0 | 0 | 0 | 0 | 0 | 0 | 0 | 0 | 0 | 0 | 0 | 0 | 0 | 0 | 0 | 0 | 0 | 0 | 0 | 0 | 0 | 0
[7 empty] | NG Combined Cycle (H-Frame) | Conservative | 0 | 0 | 0 | 0 | 0 | 0 | 0 | 0 | 0 | 0 | 0 | 0 | 0 | 0 | 0 | 0 | 0 | 0 | 0 | 0 | 0 | 0 | 0 | 0 | 0 | 0 | 0 | 0 | 0 | 0
[7 empty] | NG Combined Cycle (F-Frame) 95% CCS | Advanced | 0 | 0 | 0 | 0 | 0 | 0 | 0 | 0 | 0 | 0 | 0 | 0 | 0 | 0 | 0 | 0 | 0 | 0 | 0 | 0 | 0 | 0 | 0 | 0 | 0 | 0 | 0 | 0 | 0 | 0
[7 empty] | NG Combined Cycle (F-Frame) 95% CCS | Moderate | 0 | 0 | 0 | 0 | 0 | 0 | 0 | 0 | 0 | 0 | 0 | 0 | 0 | 0 | 0 | 0 | 0 | 0 | 0 | 0 | 0 | 0 | 0 | 0 | 0 | 0 | 0 | 0 | 0 | 0
[7 empty] | NG Combined Cycle (F-Frame) 95% CCS | Conservative | 0 | 0 | 0 | 0 | 0 | 0 | 0 | 0 | 0 | 0 | 0 | 0 | 0 | 0 | 0 | 0 | 0 | 0 | 0 | 0 | 0 | 0 | 0 | 0 | 0 | 0 | 0 | 0 | 0 | 0
[7 empty] | NG Combined Cycle (H-Frame) 95% CCS | Advanced | 0 | 0 | 0 | 0 | 0 | 0 | 0 | 0 | 0 | 0 | 0 | 0 | 0 | 0 | 0 | 0 | 0 | 0 | 0 | 0 | 0 | 0 | 0 | 0 | 0 | 0 | 0 | 0 | 0 | 0
[7 empty] | NG Combined Cycle (H-Frame) 95% CCS | Moderate | 0 | 0 | 0 | 0 | 0 | 0 | 0 | 0 | 0 | 0 | 0 | 0 | 0 | 0 | 0 | 0 | 0 | 0 | 0 | 0 | 0 | 0 | 0 | 0 | 0 | 0 | 0 | 0 | 0 | 0
[7 empty] | NG Combined Cycle (H-Frame) 95% CCS | Conservative | 0 | 0 | 0 | 0 | 0 | 0 | 0 | 0 | 0 | 0 | 0 | 0 | 0 | 0 | 0 | 0 | 0 | 0 | 0 | 0 | 0 | 0 | 0 | 0 | 0 | 0 | 0 | 0 | 0 | 0
[7 empty] | NG Combined Cycle (F-Frame) 97% CCS | Advanced | 0 | 0 | 0 | 0 | 0 | 0 | 0 | 0 | 0 | 0 | 0 | 0 | 0 | 0 | 0 | 0 | 0 | 0 | 0 | 0 | 0 | 0 | 0 | 0 | 0 | 0 | 0 | 0 | 0 | 0
[7 empty] | NG Combined Cycle (F-Frame) 97% CCS | Moderate | 0 | 0 | 0 | 0 | 0 | 0 | 0 | 0 | 0 | 0 | 0 | 0 | 0 | 0 | 0 | 0 | 0 | 0 | 0 | 0 | 0 | 0 | 0 | 0 | 0 | 0 | 0 | 0 | 0 | 0
[7 empty] | NG Combined Cycle (F-Frame) 97% CCS | Conservative | 0 | 0 | 0 | 0 | 0 | 0 | 0 | 0 | 0 | 0 | 0 | 0 | 0 | 0 | 0 | 0 | 0 | 0 | 0 | 0 | 0 | 0 | 0 | 0 | 0 | 0 | 0 | 0 | 0 | 0
[7 empty] | NG Combined Cycle (H-Frame) 97% CCS | Advanced | 0 | 0 | 0 | 0 | 0 | 0 | 0 | 0 | 0 | 0 | 0 | 0 | 0 | 0 | 0 | 0 | 0 | 0 | 0 | 0 | 0 | 0 | 0 | 0 | 0 | 0 | 0 | 0 | 0 | 0
[7 empty] | NG Combined Cycle (H-Frame) 97% CCS | Moderate | 0 | 0 | 0 | 0 | 0 | 0 | 0 | 0 | 0 | 0 | 0 | 0 | 0 | 0 | 0 | 0 | 0 | 0 | 0 | 0 | 0 | 0 | 0 | 0 | 0 | 0 | 0 | 0 | 0 | 0
[7 empty] | NG Combined Cycle (H-Frame) 97% CCS | Conservative | 0 | 0 | 0 | 0 | 0 | 0 | 0 | 0 | 0 | 0 | 0 | 0 | 0 | 0 | 0 | 0 | 0 | 0 | 0 | 0 | 0 | 0 | 0 | 0 | 0 | 0 | 0 | 0 | 0 | 0
[9 empty] | 2021 | 2022 | 2023 | 2024 | 2025 | 2026 | 2027 | 2028 | 2029 | 2030 | 2031 | 2032 | 2033 | 2034 | 2035 | 2036 | 2037 | 2038 | 2039 | 2040 | 2041 | 2042 | 2043 | 2044 | 2045 | 2046 | 2047 | 2048 | 2049 | 2050
[6 empty] | Construction Finance Factor | CFF | Advanced | 1.1175 | 1.1175 | 1.1175 | 1.1175 | 1.1175 | 1.1175 | 1.1175 | 1.1175 | 1.1175 | 1.1175 | 1.1175 | 1.1175 | 1.1175 | 1.1175 | 1.1175 | 1.1175 | 1.1175 | 1.1175 | 1.1175 | 1.1175 | 1.1175 | 1.1175 | 1.1175 | 1.1175 | 1.1175 | 1.1175 | 1.1175 | 1.1175 | 1.1175 | 1.1175
[7 empty] | CFF | Moderate | 1.1175 | 1.1175 | 1.1175 | 1.1175 | 1.1175 | 1.1175 | 1.1175 | 1.1175 | 1.1175 | 1.1175 | 1.1175 | 1.1175 | 1.1175 | 1.1175 | 1.1175 | 1.1175 | 1.1175 | 1.1175 | 1.1175 | 1.1175 | 1.1175 | 1.1175 | 1.1175 | 1.1175 | 1.1175 | 1.1175 | 1.1175 | 1.1175 | 1.1175 | 1.1175
[7 empty] | CFF | Conservative | 1.1175 | 1.1175 | 1.1175 | 1.1175 | 1.1175 | 1.1175 | 1.1175 | 1.1175 | 1.1175 | 1.1175 | 1.1175 | 1.1175 | 1.1175 | 1.1175 | 1.1175 | 1.1175 | 1.1175 | 1.1175 | 1.1175 | 1.1175 | 1.1175 | 1.1175 | 1.1175 | 1.1175 | 1.1175 | 1.1175 | 1.1175 | 1.1175 | 1.1175 | 1.1175
[7 empty] | Accumulated Interest - Year 1 | * | 1.0344 | 1.0344 | 1.0344 | 1.0344 | 1.0344 | 1.0344 | 1.0344 | 1.0344 | 1.0344 | 1.0344 | 1.0344 | 1.0344 | 1.0344 | 1.0344 | 1.0344 | 1.0344 | 1.0344 | 1.0344 | 1.0344 | 1.0344 | 1.0344 | 1.0344 | 1.0344 | 1.0344 | 1.0344 | 1.0344 | 1.0344 | 1.0344 | 1.0344 | 1.0344
[7 empty] | Accumulated Interest - Year 2 | * | 1.1068 | 1.1068 | 1.1068 | 1.1068 | 1.1068 | 1.1068 | 1.1068 | 1.1068 | 1.1068 | 1.1068 | 1.1068 | 1.1068 | 1.1068 | 1.1068 | 1.1068 | 1.1068 | 1.1068 | 1.1068 | 1.1068 | 1.1068 | 1.1068 | 1.1068 | 1.1068 | 1.1068 | 1.1068 | 1.1068 | 1.1068 | 1.1068 | 1.1068 | 1.1068
[7 empty] | Accumulated Interest - Year 3 | * | 1.1843 | 1.1843 | 1.1843 | 1.1843 | 1.1843 | 1.1843 | 1.1843 | 1.1843 | 1.1843 | 1.1843 | 1.1843 | 1.1843 | 1.1843 | 1.1843 | 1.1843 | 1.1843 | 1.1843 | 1.1843 | 1.1843 | 1.1843 | 1.1843 | 1.1843 | 1.1843 | 1.1843 | 1.1843 | 1.1843 | 1.1843 | 1.1843 | 1.1843 | 1.1843
[7 empty] | Accumulated Equity Cost - Year 1 | Advanced | 1.0536 | 1.0536 | 1.0536 | 1.0536 | 1.0536 | 1.0536 | 1.0536 | 1.0536 | 1.0536 | 1.0536 | 1.0536 | 1.0536 | 1.0536 | 1.0536 | 1.0536 | 1.0536 | 1.0536 | 1.0536 | 1.0536 | 1.0536 | 1.0536 | 1.0536 | 1.0536 | 1.0536 | 1.0536 | 1.0536 | 1.0536 | 1.0536 | 1.0536 | 1.0536
[7 empty] | Accumulated Equity Cost - Year 2 | Advanced | 1.1695 | 1.1695 | 1.1695 | 1.1695 | 1.1695 | 1.1695 | 1.1695 | 1.1695 | 1.1695 | 1.1695 | 1.1695 | 1.1695 | 1.1695 | 1.1695 | 1.1695 | 1.1695 | 1.1695 | 1.1695 | 1.1695 | 1.1695 | 1.1695 | 1.1695 | 1.1695 | 1.1695 | 1.1695 | 1.1695 | 1.1695 | 1.1695 | 1.1695 | 1.1695
[7 empty] | Accumulated Equity Cost - Year 3 | Advanced | 1.2981 | 1.2981 | 1.2981 | 1.2981 | 1.2981 | 1.2981 | 1.2981 | 1.2981 | 1.2981 | 1.2981 | 1.2981 | 1.2981 | 1.2981 | 1.2981 | 1.2981 | 1.2981 | 1.2981 | 1.2981 | 1.2981 | 1.2981 | 1.2981 | 1.2981 | 1.2981 | 1.2981 | 1.2981 | 1.2981 | 1.2981 | 1.2981 | 1.2981 | 1.2981
[7 empty] | Accumulated Equity Cost - Year 1 | Moderate | 1.0536 | 1.0536 | 1.0536 | 1.0536 | 1.0536 | 1.0536 | 1.0536 | 1.0536 | 1.0536 | 1.0536 | 1.0536 | 1.0536 | 1.0536 | 1.0536 | 1.0536 | 1.0536 | 1.0536 | 1.0536 | 1.0536 | 1.0536 | 1.0536 | 1.0536 | 1.0536 | 1.0536 | 1.0536 | 1.0536 | 1.0536 | 1.0536 | 1.0536 | 1.0536
[7 empty] | Accumulated Equity Cost - Year 2 | Moderate | 1.1695 | 1.1695 | 1.1695 | 1.1695 | 1.1695 | 1.1695 | 1.1695 | 1.1695 | 1.1695 | 1.1695 | 1.1695 | 1.1695 | 1.1695 | 1.1695 | 1.1695 | 1.1695 | 1.1695 | 1.1695 | 1.1695 | 1.1695 | 1.1695 | 1.1695 | 1.1695 | 1.1695 | 1.1695 | 1.1695 | 1.1695 | 1.1695 | 1.1695 | 1.1695
[7 empty] | Accumulated Equity Cost - Year 3 | Moderate | 1.2981 | 1.2981 | 1.2981 | 1.2981 | 1.2981 | 1.2981 | 1.2981 | 1.2981 | 1.2981 | 1.2981 | 1.2981 | 1.2981 | 1.2981 | 1.2981 | 1.2981 | 1.2981 | 1.2981 | 1.2981 | 1.2981 | 1.2981 | 1.2981 | 1.2981 | 1.2981 | 1.2981 | 1.2981 | 1.2981 | 1.2981 | 1.2981 | 1.2981 | 1.2981
[7 empty] | Accumulated Equity Cost - Year 1 | Conservative | 1.0536 | 1.0536 | 1.0536 | 1.0536 | 1.0536 | 1.0536 | 1.0536 | 1.0536 | 1.0536 | 1.0536 | 1.0536 | 1.0536 | 1.0536 | 1.0536 | 1.0536 | 1.0536 | 1.0536 | 1.0536 | 1.0536 | 1.0536 | 1.0536 | 1.0536 | 1.0536 | 1.0536 | 1.0536 | 1.0536 | 1.0536 | 1.0536 | 1.0536 | 1.0536
[7 empty] | Accumulated Equity Cost - Year 2 | Conservative | 1.1695 | 1.1695 | 1.1695 | 1.1695 | 1.1695 | 1.1695 | 1.1695 | 1.1695 | 1.1695 | 1.1695 | 1.1695 | 1.1695 | 1.1695 | 1.1695 | 1.1695 | 1.1695 | 1.1695 | 1.1695 | 1.1695 | 1.1695 | 1.1695 | 1.1695 | 1.1695 | 1.1695 | 1.1695 | 1.1695 | 1.1695 | 1.1695 | 1.1695 | 1.1695
[7 empty] | Accumulated Equity Cost - Year 3 | Conservative | 1.2981 | 1.2981 | 1.2981 | 1.2981 | 1.2981 | 1.2981 | 1.2981 | 1.2981 | 1.2981 | 1.2981 | 1.2981 | 1.2981 | 1.2981 | 1.2981 | 1.2981 | 1.2981 | 1.2981 | 1.2981 | 1.2981 | 1.2981 | 1.2981 | 1.2981 | 1.2981 | 1.2981 | 1.2981 | 1.2981 | 1.2981 | 1.2981 | 1.2981 | 1.2981
|  | X |  | Data Sources for Default Inputs | bar: 2021 to 2038
[5 empty] | Current Costs: |  |  |  | 2022: Citation; 2027: Dollar Year; 2028: Escalation Index
[5 empty] | Heat Rate (MMBtu/MWh) |  |  |  | 2022: Schmitt 2022
[5 empty] | Overnight Capital Cost ($/kW) |  |  |  | 2022: Schmitt 2022; 2027: 2018$; 2028: CAPEX adjusted from 2018$ to 2021$ using applicable subindices from CEPCI and HWI
[5 empty] | Fixed Operating Expenses ($/kW-yr) |  |  |  | 2022: Schmitt 2022; 2027: 2018$; 2028: FOM adjusted from 2018$ to 2021$ using applicable subindices from CEPCI, HWI and BLS CPI
[5 empty] | Variable Operating Expenses ($/MWh) |  |  |  | 2022: Schmitt 2022; 2027: 2018$; 2028: VOM adjusted from 2018$ to 2021$ using applicable subindices from CEPCI, HWI and BLS CPI
[5 empty] | Spur Line Cost ($/kW) |  |  |  | 2022: N/A
[5 empty] | Future Projections Costs: |  |  |  | 2022: `; 2027: Dollar Year; 2028: Escalation Index
[5 empty] | Heat Rate (MMBtu/MWh) |  |  |  | 2022: Leptinsky 2023
[5 empty] | Overnight Capital Cost ($/kW) |  |  |  | 2022: Leptinsky 2023; 2027: 2018$; 2028: CAPEX adjusted from 2018$ to 2021$ using applicable subindices from CEPCI and HWI
2021 to 2022 overnight capital cost adjustments (%)
[5 empty] | Fixed Operating Expenses ($/kW-yr) |  |  |  | 2022: Leptinsky 2023; 2027: 2018$; 2028: FOM adjusted from 2018$ to 2021$ using applicable subindices from CEPCI, HWI and BLS CPI
[5 empty] | Variable Operating Expenses ($/MWh) |  |  |  | 2022: Leptinsky 2023; 2027: 2018$; 2028: VOM adjusted from 2018$ to 2021$ using applicable subindices from CEPCI, HWI and BLS CPI
[5 empty] | Grid Connection Cost ($/kW) |  |  |  | 2022: N/A
Source Documents
1. T. Schmitt, S. Leptinsky, M. Turner, A. Zoelle, M. Woods, T. Shultz, and R. James “Fossil Energy Baseline Revision 4a," National Energy Technology Laboratory, Pittsburgh, October 14, 2022. https://www.osti.gov/biblio/1893822
2. Leptinsky, Sarah, Tommy Schmitt, Alexander Zoelle, Sally Homsy, Mark Woods, and Jeffery hoffmann. “Cost and Performance Projections for Coal- and Natural Gas-Fired Power Plants.” National Energy Technology Laboratory, May 2023. https://www.netl.doe.gov/energy-analysis/details?id=7deaa702-33aa-409d-823d-2258a7a1eb99
3. Chemical Engineering Plant Cost Index. https://www.chemengonline.com/pci-home
4. Handy-Whitman Index ® of Public Utility Construction Costs ™Handy-Whitman Index ® of Public Utility Construction Costs ™ Bulletin No. 196, 1912 to July, 2022
5. US Bureau of Labor Statistics Consumer Price Index. https://www.bls.gov/news.release/cpi.toc.htm
Note on O271: [Threaded comment] Your version of Excel allows you to read this threaded comment; however, any edits to it will get removed if the file is opened in a newer version of Excel. Learn more: https://go.microsoft.com/fwlink/?linkid=870924 Comment: TODO: confirm whether the latest reports are in 2018$ or 2019$, and report appropriate conversion here.

## Natural Gas Fuel Cell_FE
Natural Gas | [8 empty] | https://atb.nrel.gov/electricity/2021/fossil_energy_technologies
Inputs
Calculated
Input from other tab
| X |  |  | Assumptions
[5 empty] | Technology | Base Year: |  |  | 2021
All values are given in 2021 U.S. dollars, see references at the bottom of this worksheet for dollar year conversions where source dollar years don't match 2021.
Natural Gas Technologies
[6 empty] | NG Fuel Cell | SOA - N/A, Nascent technology only deployed under Moderate and Advanced Technology Scenarios, first online year 2035. Advanced technology - Nominal 650 MWnet NG-fueled atmospheric solid oxide fuel cell (SOFC), exhaust streams vented to atmosphere.
[6 empty] | NG Fuel Cell 98% CCS | SOA - N/A, Nascent technology only deployed under Moderate and Advanced Technology Scenarios, first online year 2035. Advanced technology - Nominal 650 MWnet NG-fueled atmospheric SOFC designed for capture of ~98% of fuel carbon.
[6 empty] | Technology Classification | Name | Tech | Resource | Scale | Maturity
[7 empty] | NG Fuel Cell | Fuel Cell | Natural Gas | Utility | N
[7 empty] | NG Fuel Cell 98% CCS | Fuel Cell - 98% CCS | Natural Gas | Utility | N
[5 empty] | Finance | Financial Assumptions:
[6 empty] | Depreciation Period |  |  |  |  | 20 |  | Financial Case |  | R&D
[6 empty] | Equity Premium During Construction |  |  |  |  | 0%
[6 empty] | Construction Duration yrs |  |  |  |  | 3*
[6 empty] | Year | Capital | Percent of Leverage During Construction | Percent of Equity During Construction
[6 empty] | Index | Fraction*
[6 empty] | 0 | 30% | 55% | 45%
[6 empty] | 1 | 60% | 55% | 45%
[6 empty] | 2 | 10% | 55% | 45%
Technology-Specific Variables
Minimum
[7 empty] | New | Heat Rate | Plant | Outage Rates (%) |  | Emissions (lbs/MMBtu) |  |  |  | Ramp
[7 empty] | Install (Y/N) | (MMBtu/MWh) | Load (%) | Forced | Planned | SO2 | NOx | Hg | CO2 | Rate (%/min) | CCS (Y/N)
[6 empty] | NG Fuel Cell | Y | 5.5427 | 50% | 7% | 8% | 0 | 0 | 0 | 117.9 | 5% | N
[6 empty] | NG Fuel Cell 98% CCS | Y | 5.895 | 50% | 7% | 8% | 0 | 0 | 0 | 3 | 5% | Y
Source: Engineering judgement
[9 empty] | 2035 | 2036 | 2037 | 2038 | 2039 | 2040 | 2041 | 2042 | 2043 | 2044 | 2045 | 2046 | 2047 | 2048 | 2049 | 2050
[6 empty] | Assumptions | Inflation Rate | * | 2.5% | 2.5% | 2.5% | 2.5% | 2.5% | 2.5% | 2.5% | 2.5% | 2.5% | 2.5% | 2.5% | 2.5% | 2.5% | 2.5% | 2.5% | 2.5%
[7 empty] | Interest Rate Nominal | Advanced | bar: 2035 to 2050
[7 empty] | Interest Rate Nominal | Moderate | bar: 2035 to 2050
[7 empty] | Interest Rate Nominal | Conservative | bar: 2035 to 2050
[7 empty] | Calculated Interest Rate Real | Advanced | 5.366% | 5.366% | 5.366% | 5.366% | 5.366% | 5.366% | 5.366% | 5.366% | 5.366% | 5.366% | 5.366% | 5.366% | 5.366% | 5.366% | 5.366% | 5.366%
[7 empty] | Calculated Interest Rate Real | Moderate | 5.366% | 5.366% | 5.366% | 5.366% | 5.366% | 5.366% | 5.366% | 5.366% | 5.366% | 5.366% | 5.366% | 5.366% | 5.366% | 5.366% | 5.366% | 5.366%
[7 empty] | Calculated Interest Rate Real | Conservative | 5.366% | 5.366% | 5.366% | 5.366% | 5.366% | 5.366% | 5.366% | 5.366% | 5.366% | 5.366% | 5.366% | 5.366% | 5.366% | 5.366% | 5.366% | 5.366%
[7 empty] | Interest During Construction - Nominal | * | bar: 2035 to 2050
[7 empty] | Rate of Return on Equity Nominal | Advanced | 11% | 11% | 11% | 11% | 11% | 11% | 11% | 11% | 11% | 11% | 11% | 11% | 11% | 11% | 11% | 11%
[7 empty] | Rate of Return on Equity Nominal | Moderate | 11% | 11% | 11% | 11% | 11% | 11% | 11% | 11% | 11% | 11% | 11% | 11% | 11% | 11% | 11% | 11%
[7 empty] | Rate of Return on Equity Nominal | Conservative | 11% | 11% | 11% | 11% | 11% | 11% | 11% | 11% | 11% | 11% | 11% | 11% | 11% | 11% | 11% | 11%
[7 empty] | Calculated Rate of Return on Equity Real | Advanced | 8.293% | 8.293% | 8.293% | 8.293% | 8.293% | 8.293% | 8.293% | 8.293% | 8.293% | 8.293% | 8.293% | 8.293% | 8.293% | 8.293% | 8.293% | 8.293%
[7 empty] | Calculated Rate of Return on Equity Real | Moderate | 8.293% | 8.293% | 8.293% | 8.293% | 8.293% | 8.293% | 8.293% | 8.293% | 8.293% | 8.293% | 8.293% | 8.293% | 8.293% | 8.293% | 8.293% | 8.293%
[7 empty] | Calculated Rate of Return on Equity Real | Conservative | 8.293% | 8.293% | 8.293% | 8.293% | 8.293% | 8.293% | 8.293% | 8.293% | 8.293% | 8.293% | 8.293% | 8.293% | 8.293% | 8.293% | 8.293% | 8.293%
[7 empty] | Debt Fraction | Advanced | 55% | 55% | 55% | 55% | 55% | 55% | 55% | 55% | 55% | 55% | 55% | 55% | 55% | 55% | 55% | 55%
[7 empty] | Debt Fraction | Moderate | 55% | 55% | 55% | 55% | 55% | 55% | 55% | 55% | 55% | 55% | 55% | 55% | 55% | 55% | 55% | 55%
[7 empty] | Debt Fraction | Conservative | 55% | 55% | 55% | 55% | 55% | 55% | 55% | 55% | 55% | 55% | 55% | 55% | 55% | 55% | 55% | 55%
[7 empty] | Tax Rate (Federal and State) | * | 25.74% | 25.74% | 25.74% | 25.74% | 25.74% | 25.74% | 25.74% | 25.74% | 25.74% | 25.74% | 25.74% | 25.74% | 25.74% | 25.74% | 25.74% | 25.74%
[7 empty] | WACC Nominal | Advanced | 8.217% | 8.217% | 8.217% | 8.217% | 8.217% | 8.217% | 8.217% | 8.217% | 8.217% | 8.217% | 8.217% | 8.217% | 8.217% | 8.217% | 8.217% | 8.217%
[7 empty] | WACC Nominal | Moderate | 8.217% | 8.217% | 8.217% | 8.217% | 8.217% | 8.217% | 8.217% | 8.217% | 8.217% | 8.217% | 8.217% | 8.217% | 8.217% | 8.217% | 8.217% | 8.217%
[7 empty] | WACC Nominal | Conservative | 8.217% | 8.217% | 8.217% | 8.217% | 8.217% | 8.217% | 8.217% | 8.217% | 8.217% | 8.217% | 8.217% | 8.217% | 8.217% | 8.217% | 8.217% | 8.217%
[7 empty] | WACC Real | Advanced | 5.578% | 5.578% | 5.578% | 5.578% | 5.578% | 5.578% | 5.578% | 5.578% | 5.578% | 5.578% | 5.578% | 5.578% | 5.578% | 5.578% | 5.578% | 5.578%
[7 empty] | WACC Real | Moderate | 5.578% | 5.578% | 5.578% | 5.578% | 5.578% | 5.578% | 5.578% | 5.578% | 5.578% | 5.578% | 5.578% | 5.578% | 5.578% | 5.578% | 5.578% | 5.578%
[7 empty] | WACC Real | Conservative | 5.578% | 5.578% | 5.578% | 5.578% | 5.578% | 5.578% | 5.578% | 5.578% | 5.578% | 5.578% | 5.578% | 5.578% | 5.578% | 5.578% | 5.578% | 5.578%
|  |  | X | Future Projections
[9 empty] | 2035 | 2036 | 2037 | 2038 | 2039 | 2040 | 2041 | 2042 | 2043 | 2044 | 2045 | 2046 | 2047 | 2048 | 2049 | 2050
[6 empty] | Heat Rate (MMBtu/MWh) | NG Fuel Cell | Advanced | 5.543 | 5.504 | 5.465 | 5.425 | 5.386 | 5.347 | 5.308 | 5.269 | 5.23 | 5.191 | 5.152 | 5.113 | 5.074 | 5.035 | 4.995 | 4.956
[7 empty] | NG Fuel Cell | Moderate | 5.543 | 5.536 | 5.53 | 5.524 | 5.517 | 5.511 | 5.505 | 5.498 | 5.492 | 5.486 | 5.479 | 5.473 | 5.467 | 5.461 | 5.454 | 5.448
[7 empty] | NG Fuel Cell 98% CCS | Advanced | 5.895 | 5.849 | 5.804 | 5.758 | 5.713 | 5.667 | 5.622 | 5.576 | 5.531 | 5.485 | 5.44 | 5.394 | 5.349 | 5.303 | 5.258 | 5.212
[7 empty] | NG Fuel Cell 98% CCS | Moderate | 5.895 | 5.886 | 5.878 | 5.869 | 5.86 | 5.852 | 5.843 | 5.834 | 5.826 | 5.817 | 5.808 | 5.8 | 5.791 | 5.782 | 5.774 | 5.765
[9 empty] | 2035 | 2036 | 2037 | 2038 | 2039 | 2040 | 2041 | 2042 | 2043 | 2044 | 2045 | 2046 | 2047 | 2048 | 2049 | 2050
[6 empty] | CAPEX ($/kW) | NG Fuel Cell | Advanced | 1421.412 | 1407.8907 | 1394.4811 | 1380.9598 | 1367.4385 | 1354.029 | 1340.5077 | 1327.0982 | 1313.5769 | 1300.1673 | 1286.646 | 1273.1247 | 1259.7152 | 1246.1939 | 1232.7843 | 1219.263
[7 empty] | NG Fuel Cell | Moderate | 1421.412 | 1420.071 | 1418.8418 | 1417.6126 | 1416.2716 | 1415.0424 | 1413.8132 | 1412.4723 | 1411.2431 | 1410.0139 | 1408.6729 | 1407.4437 | 1406.2145 | 1404.8735 | 1403.6443 | 1402.4151
[7 empty] | NG Fuel Cell 98% CCS | Advanced | 2079.9325 | 2056.4658 | 2032.9991 | 2009.5323 | 1986.0656 | 1962.5989 | 1939.1322 | 1915.6655 | 1892.1988 | 1868.7321 | 1845.2654 | 1821.7987 | 1798.332 | 1774.8653 | 1751.3986 | 1727.9319
[6 empty] | Does not include capital costs for CO2 transportation and storage | NG Fuel Cell 98% CCS | Moderate | 2079.9325 | 2075.2391 | 2070.6575 | 2065.9642 | 2061.3826 | 2056.6893 | 2052.1077 | 2047.5261 | 2042.8327 | 2038.2511 | 2033.5578 | 2028.9762 | 2024.2828 | 2019.7013 | 2015.1197 | 2010.4263
[9 empty] | 2035 | 2036 | 2037 | 2038 | 2039 | 2040 | 2041 | 2042 | 2043 | 2044 | 2045 | 2046 | 2047 | 2048 | 2049 | 2050
[6 empty] | Construction Financing Cost ($/kW) | NG Fuel Cell | Advanced | 149.412 | 147.9907 | 146.5811 | 145.1598 | 143.7385 | 142.329 | 140.9077 | 139.4982 | 138.0769 | 136.6673 | 135.246 | 133.8247 | 132.4152 | 130.9939 | 129.5843 | 128.163
[7 empty] | NG Fuel Cell | Moderate | 149.412 | 149.271 | 149.1418 | 149.0126 | 148.8716 | 148.7424 | 148.6132 | 148.4723 | 148.3431 | 148.2139 | 148.0729 | 147.9437 | 147.8145 | 147.6735 | 147.5443 | 147.4151
[7 empty] | NG Fuel Cell 98% CCS | Advanced | 218.6325 | 216.1658 | 213.6991 | 211.2323 | 208.7656 | 206.2989 | 203.8322 | 201.3655 | 198.8988 | 196.4321 | 193.9654 | 191.4987 | 189.032 | 186.5653 | 184.0986 | 181.6319
[7 empty] | NG Fuel Cell 98% CCS | Moderate | 218.6325 | 218.1391 | 217.6575 | 217.1642 | 216.6826 | 216.1893 | 215.7077 | 215.2261 | 214.7327 | 214.2511 | 213.7578 | 213.2762 | 212.7828 | 212.3013 | 211.8197 | 211.3263
[9 empty] | 2035 | 2036 | 2037 | 2038 | 2039 | 2040 | 2041 | 2042 | 2043 | 2044 | 2045 | 2046 | 2047 | 2048 | 2049 | 2050
[6 empty] | Overnight Capital Cost ($/kW) | NG Fuel Cell | Advanced | 1272 | 1259.9 | 1247.9 | 1235.8 | 1223.7 | 1211.7 | 1199.6 | 1187.6 | 1175.5 | 1163.5 | 1151.4 | 1139.3 | 1127.3 | 1115.2 | 1103.2 | 1091.1
[7 empty] | NG Fuel Cell | Moderate | 1272 | 1270.8 | 1269.7 | 1268.6 | 1267.4 | 1266.3 | 1265.2 | 1264 | 1262.9 | 1261.8 | 1260.6 | 1259.5 | 1258.4 | 1257.2 | 1256.1 | 1255
[7 empty] | NG Fuel Cell 98% CCS | Advanced | 1861.3 | 1840.3 | 1819.3 | 1798.3 | 1777.3 | 1756.3 | 1735.3 | 1714.3 | 1693.3 | 1672.3 | 1651.3 | 1630.3 | 1609.3 | 1588.3 | 1567.3 | 1546.3
[6 empty] | Does not include capital costs for CO2 transportation and storage | NG Fuel Cell 98% CCS | Moderate | 1861.3 | 1857.1 | 1853 | 1848.8 | 1844.7 | 1840.5 | 1836.4 | 1832.3 | 1828.1 | 1824 | 1819.8 | 1815.7 | 1811.5 | 1807.4 | 1803.3 | 1799.1
[9 empty] | 2035 | 2036 | 2037 | 2038 | 2039 | 2040 | 2041 | 2042 | 2043 | 2044 | 2045 | 2046 | 2047 | 2048 | 2049 | 2050
[6 empty] | Fixed Operation and Maintenance Expenses ($/kW-yr) | NG Fuel Cell | Advanced | 36.2 | 35.9 | 35.6 | 35.4 | 35.1 | 34.8 | 34.5 | 34.2 | 33.9 | 33.6 | 33.3 | 33 | 32.8 | 32.5 | 32.2 | 31.9
[7 empty] | NG Fuel Cell | Moderate | 36.2 | 36.2 | 36.2 | 36.1 | 36.1 | 36.1 | 36.1 | 36 | 36 | 36 | 35.9 | 35.9 | 35.9 | 35.9 | 35.8 | 35.8
[7 empty] | NG Fuel Cell 98% CCS | Advanced | 51.8 | 51.3 | 50.8 | 50.3 | 49.8 | 49.3 | 48.8 | 48.3 | 47.7 | 47.2 | 46.7 | 46.2 | 45.7 | 45.2 | 44.7 | 44.2
[6 empty] | Does not include operating costs for CO2 transportation and storage | NG Fuel Cell 98% CCS | Moderate | 51.8 | 51.7 | 51.6 | 51.5 | 51.4 | 51.3 | 51.2 | 51.1 | 51 | 50.9 | 50.8 | 50.7 | 50.6 | 50.5 | 50.4 | 50.3
[9 empty] | 2035 | 2036 | 2037 | 2038 | 2039 | 2040 | 2041 | 2042 | 2043 | 2044 | 2045 | 2046 | 2047 | 2048 | 2049 | 2050
[6 empty] | Variable Operation and Maintenance Expenses ($/MWh) | NG Fuel Cell | Advanced | 6.84 | 6.76 | 6.69 | 6.61 | 6.53 | 6.45 | 6.37 | 6.3 | 6.22 | 6.14 | 6.06 | 5.98 | 5.91 | 5.83 | 5.75 | 5.67
[7 empty] | NG Fuel Cell | Moderate | 6.84 | 6.82 | 6.79 | 6.76 | 6.74 | 6.71 | 6.69 | 6.66 | 6.64 | 6.61 | 6.58 | 6.56 | 6.53 | 6.51 | 6.48 | 6.46
[7 empty] | NG Fuel Cell 98% CCS | Advanced | 7.53 | 7.44 | 7.36 | 7.27 | 7.19 | 7.1 | 7.01 | 6.93 | 6.84 | 6.76 | 6.67 | 6.58 | 6.5 | 6.41 | 6.32 | 6.24
[6 empty] | Does not include operating costs for CO2 transportation and storage | NG Fuel Cell 98% CCS | Moderate | 7.53 | 7.5 | 7.47 | 7.44 | 7.4 | 7.37 | 7.34 | 7.31 | 7.28 | 7.25 | 7.21 | 7.18 | 7.15 | 7.12 | 7.09 | 7.06
[9 empty] | 2035 | 2036 | 2037 | 2038 | 2039 | 2040 | 2041 | 2042 | 2043 | 2044 | 2045 | 2046 | 2047 | 2048 | 2049 | 2050
[6 empty] | Grid Connection Costs (GCC) ($/kW) | NG Fuel Cell | Advanced | 0 | 0 | 0 | 0 | 0 | 0 | 0 | 0 | 0 | 0 | 0 | 0 | 0 | 0 | 0 | 0
[7 empty] | NG Fuel Cell | Moderate | 0 | 0 | 0 | 0 | 0 | 0 | 0 | 0 | 0 | 0 | 0 | 0 | 0 | 0 | 0 | 0
[7 empty] | NG Fuel Cell 98% CCS | Advanced | 0 | 0 | 0 | 0 | 0 | 0 | 0 | 0 | 0 | 0 | 0 | 0 | 0 | 0 | 0 | 0
[7 empty] | NG Fuel Cell 98% CCS | Moderate | 0 | 0 | 0 | 0 | 0 | 0 | 0 | 0 | 0 | 0 | 0 | 0 | 0 | 0 | 0 | 0
[9 empty] | 2035 | 2036 | 2037 | 2038 | 2039 | 2040 | 2041 | 2042 | 2043 | 2044 | 2045 | 2046 | 2047 | 2048 | 2049 | 2050
[6 empty] | Construction Finance Factor | CFF | Advanced | 1.1175 | 1.1175 | 1.1175 | 1.1175 | 1.1175 | 1.1175 | 1.1175 | 1.1175 | 1.1175 | 1.1175 | 1.1175 | 1.1175 | 1.1175 | 1.1175 | 1.1175 | 1.1175
[7 empty] | CFF | Moderate | 1.1175 | 1.1175 | 1.1175 | 1.1175 | 1.1175 | 1.1175 | 1.1175 | 1.1175 | 1.1175 | 1.1175 | 1.1175 | 1.1175 | 1.1175 | 1.1175 | 1.1175 | 1.1175
[7 empty] | CFF | Conservative | 1.1175 | 1.1175 | 1.1175 | 1.1175 | 1.1175 | 1.1175 | 1.1175 | 1.1175 | 1.1175 | 1.1175 | 1.1175 | 1.1175 | 1.1175 | 1.1175 | 1.1175 | 1.1175
[7 empty] | Accumulated Interest - Year 1 | * | 1.0344 | 1.0344 | 1.0344 | 1.0344 | 1.0344 | 1.0344 | 1.0344 | 1.0344 | 1.0344 | 1.0344 | 1.0344 | 1.0344 | 1.0344 | 1.0344 | 1.0344 | 1.0344
[7 empty] | Accumulated Interest - Year 2 | * | 1.1068 | 1.1068 | 1.1068 | 1.1068 | 1.1068 | 1.1068 | 1.1068 | 1.1068 | 1.1068 | 1.1068 | 1.1068 | 1.1068 | 1.1068 | 1.1068 | 1.1068 | 1.1068
[7 empty] | Accumulated Interest - Year 3 | * | 1.1843 | 1.1843 | 1.1843 | 1.1843 | 1.1843 | 1.1843 | 1.1843 | 1.1843 | 1.1843 | 1.1843 | 1.1843 | 1.1843 | 1.1843 | 1.1843 | 1.1843 | 1.1843
[7 empty] | Accumulated Equity Cost - Year 1 | Advanced | 1.0536 | 1.0536 | 1.0536 | 1.0536 | 1.0536 | 1.0536 | 1.0536 | 1.0536 | 1.0536 | 1.0536 | 1.0536 | 1.0536 | 1.0536 | 1.0536 | 1.0536 | 1.0536
[7 empty] | Accumulated Equity Cost - Year 2 | Advanced | 1.1695 | 1.1695 | 1.1695 | 1.1695 | 1.1695 | 1.1695 | 1.1695 | 1.1695 | 1.1695 | 1.1695 | 1.1695 | 1.1695 | 1.1695 | 1.1695 | 1.1695 | 1.1695
[7 empty] | Accumulated Equity Cost - Year 3 | Advanced | 1.2981 | 1.2981 | 1.2981 | 1.2981 | 1.2981 | 1.2981 | 1.2981 | 1.2981 | 1.2981 | 1.2981 | 1.2981 | 1.2981 | 1.2981 | 1.2981 | 1.2981 | 1.2981
[7 empty] | Accumulated Equity Cost - Year 1 | Moderate | 1.0536 | 1.0536 | 1.0536 | 1.0536 | 1.0536 | 1.0536 | 1.0536 | 1.0536 | 1.0536 | 1.0536 | 1.0536 | 1.0536 | 1.0536 | 1.0536 | 1.0536 | 1.0536
[7 empty] | Accumulated Equity Cost - Year 2 | Moderate | 1.1695 | 1.1695 | 1.1695 | 1.1695 | 1.1695 | 1.1695 | 1.1695 | 1.1695 | 1.1695 | 1.1695 | 1.1695 | 1.1695 | 1.1695 | 1.1695 | 1.1695 | 1.1695
[7 empty] | Accumulated Equity Cost - Year 3 | Moderate | 1.2981 | 1.2981 | 1.2981 | 1.2981 | 1.2981 | 1.2981 | 1.2981 | 1.2981 | 1.2981 | 1.2981 | 1.2981 | 1.2981 | 1.2981 | 1.2981 | 1.2981 | 1.2981
[7 empty] | Accumulated Equity Cost - Year 1 | Conservative | 1.0536 | 1.0536 | 1.0536 | 1.0536 | 1.0536 | 1.0536 | 1.0536 | 1.0536 | 1.0536 | 1.0536 | 1.0536 | 1.0536 | 1.0536 | 1.0536 | 1.0536 | 1.0536
[7 empty] | Accumulated Equity Cost - Year 2 | Conservative | 1.1695 | 1.1695 | 1.1695 | 1.1695 | 1.1695 | 1.1695 | 1.1695 | 1.1695 | 1.1695 | 1.1695 | 1.1695 | 1.1695 | 1.1695 | 1.1695 | 1.1695 | 1.1695
[7 empty] | Accumulated Equity Cost - Year 3 | Conservative | 1.2981 | 1.2981 | 1.2981 | 1.2981 | 1.2981 | 1.2981 | 1.2981 | 1.2981 | 1.2981 | 1.2981 | 1.2981 | 1.2981 | 1.2981 | 1.2981 | 1.2981 | 1.2981
|  | X |  | Data Sources for Default Inputs
[5 empty] | Current Costs: |  |  |  | 2036: Citation; 2041: Dollar Year; 2042: Escalation Index
[5 empty] | Heat Rate (MMBtu/MWh) |  |  |  | 2036: N/A - Nascent technology only deployed under Moderate and Advanced Technology Scenarios, first online year 2035
[5 empty] | Overnight Capital Cost ($/kW) |  |  |  | 2036: N/A - Nascent technology only deployed under Moderate and Advanced Technology Scenarios, first online year 2035
[5 empty] | Fixed Operating Expenses ($/kW-yr) |  |  |  | 2036: N/A - Nascent technology only deployed under Moderate and Advanced Technology Scenarios, first online year 2035
[5 empty] | Variable Operating Expenses ($/MWh) |  |  |  | 2036: N/A - Nascent technology only deployed under Moderate and Advanced Technology Scenarios, first online year 2035
[5 empty] | Spur Line Cost ($/kW) |  |  |  | 2036: N/A - Nascent technology only deployed under Moderate and Advanced Technology Scenarios, first online year 2035
[5 empty] | Future Projections Costs: |  |  |  | 2036: `; 2041: Dollar Year; 2042: Escalation Index
[5 empty] | Heat Rate (MMBtu/MWh) |  |  |  | 2036: Iyengar 2022; 2041: N/A
[5 empty] | Overnight Capital Cost ($/kW) |  |  |  | 2036: Iyengar 2022; 2041: 2018$; 2042: CAPEX adjusted from 2018$ to 2021$ using applicable subindices from CEPCI and HWI
[5 empty] | 2021 to 2022 overnight capital cost adjustments (%) |  |  |  | 2036: N/A; 2041: N/A
[5 empty] | Fixed Operating Expenses ($/kW-yr) |  |  |  | 2036: Iyengar 2022; 2041: 2018$; 2042: FOM adjusted from 2018$ to 2021$ using applicable subindices from CEPCI, HWI and BLS CPI
[5 empty] | Variable Operating Expenses ($/MWh) |  |  |  | 2036: Iyengar 2022; 2041: 2018$; 2042: VOM adjusted from 2018$ to 2021$ using applicable subindices from CEPCI, HWI and BLS CPI
[5 empty] | Grid Connection Cost ($/kW) |  |  |  | 2036: N/A; 2041: N/A
Source Documents
1. A.K.S. Iyengar, A.A. Noring, J.K. Mackay, D.L. Keairns, "Techno-economic Analysis of Natural Gas Fuel Cell Plant Configurations," National Energy Technology Laboratory, Pittsburgh, April 30, 2022. https://netl.doe.gov/projects/files/TechnoEconomicAnalysisofNaturalGasFuelCellPlantConfigurations_043022.pdf
2. Chemical Engineering Plant Cost Index. https://www.chemengonline.com/pci-home
3. Handy-Whitman Index ® of Public Utility Construction Costs ™Handy-Whitman Index ® of Public Utility Construction Costs ™ Bulletin No. 196, 1912 to July, 2022
4. US Bureau of Labor Statistics Consumer Price Index. https://www.bls.gov/news.release/cpi.toc.htm
Note on O136: [Threaded comment] Your version of Excel allows you to read this threaded comment; however, any edits to it will get removed if the file is opened in a newer version of Excel. Learn more: https://go.microsoft.com/fwlink/?linkid=870924 Comment: TODO: confirm whether the latest reports are in 2018$ or 2019$, and report appropriate conversion here.

## Coal_Retrofits
Coal | [7 empty] | https://atb.nrel.gov/electricity/2021/fossil_energy_technologies
Inputs
Calculated
Input from other tab
0
| X |  | Assumptions | [30 empty] | 1
1
|  |  |  | Technology | Base Year: |  |  | 2021
All values are given in 2021 U.S. dollars, see references at the bottom of this worksheet for dollar year conversions where source dollar years don't match 2021.
Coal Technologies
[5 empty] | Coal-new |  | SOA - retrofit of nominal 650 MW unabated subcritical Rankine cycle pulverized coal (SubC PC) power plant w/ commercially available solvent-based post combustion CO2 capture (PCCC) designed for 90% capture, Advanced Technology - same retrofit but w/ advanced solvent-based PCCC designed for 90% capture.
[5 empty] | Coal-new |  | SOA - retrofit of nominal 650 MW unabated SubC PC power plant w/ commercially available solvent-based PCCC designed for 95% capture, Advanced Technology - same retrofit but w/ advanced solvent-based PCCC designed for 95% capture.
[5 empty] | Technology Classification | Name | Tech | Resource | Scale | Maturity
[6 empty] | Coal integrated retrofit 90%-CCS | 90%-CCS | Coal | Utility | N
[6 empty] | Coal integrated retrofit 95%-CCS | 95%-CCS | Coal | Utility | N
|  |  |  | Finance | Financial Assumptions:
[5 empty] | Depreciation Period |  |  |  |  | 20 |  | Financial Case |  | R&D
[5 empty] | Equity Premium During Construction |  |  |  |  | 0%
[5 empty] | Construction Duration yrs |  |  |  |  | 5
[5 empty] | Year | Capital | Percent of Leverage During Construction | Percent of Equity During Construction
[5 empty] | Index | Fraction*
[5 empty] | 0 | 15% | 55% | 45%
[5 empty] | 1 | 20% | 55% | 45%
[5 empty] | 2 | 25% | 55% | 45%
[5 empty] | 3 | 30% | 55% | 45%
[5 empty] | 4 | 10% | 55% | 45%
[5 empty] | 5 | 0% | 55% | 45%
Technology-Specific Variables
Minimum
[7 empty] | New | Heat Rate | Plant | Outage Rates (%) |  | Emissions (lbs/MMBtu) |  |  |  | Ramp
[7 empty] | Install (Y/N) | (MMBtu/MWh) | Load (%) | Forced | Planned | SO2 | NOx | Hg | CO2 | Rate (%/min) | CCS (Y/N)
[5 empty] | Coal integrated retrofit 90%-CCS |  | N | 11611.7 | 50% | 8% | 12% | 0 | 0.072 | 3.0685e-07 | 20.3 | 4% | Y
[5 empty] | Coal integrated retrofit 95%-CCS |  | N | 11793.1 | 50% | 8% | 12% | 0 | 0.071 | 3.0445e-07 | 10.2 | 4% | Y
Assumed equivalent to analogous new plant equipped w/ CCS
[8 empty] | 2021 | 2022 | 2023 | 2024 | 2025 | 2026 | 2027 | 2028 | 2029 | 2030 | 2031 | 2032 | 2033 | 2034 | 2035 | 2036 | 2037 | 2038 | 2039 | 2040 | 2041 | 2042 | 2043 | 2044 | 2045 | 2046 | 2047 | 2048 | 2049 | 2050
[5 empty] | Assumptions | Inflation Rate | * | 2.5% | 2.5% | 2.5% | 2.5% | 2.5% | 2.5% | 2.5% | 2.5% | 2.5% | 2.5% | 2.5% | 2.5% | 2.5% | 2.5% | 2.5% | 2.5% | 2.5% | 2.5% | 2.5% | 2.5% | 2.5% | 2.5% | 2.5% | 2.5% | 2.5% | 2.5% | 2.5% | 2.5% | 2.5% | 2.5%
[6 empty] | Interest Rate Nominal | Advanced | bar: 2021 to 2050
[6 empty] | Interest Rate Nominal | Moderate | bar: 2021 to 2050
[6 empty] | Interest Rate Nominal | Conservative | bar: 2021 to 2050
[6 empty] | Calculated Interest Rate Real | Advanced | 5.366% | 5.366% | 5.366% | 5.366% | 5.366% | 5.366% | 5.366% | 5.366% | 5.366% | 5.366% | 5.366% | 5.366% | 5.366% | 5.366% | 5.366% | 5.366% | 5.366% | 5.366% | 5.366% | 5.366% | 5.366% | 5.366% | 5.366% | 5.366% | 5.366% | 5.366% | 5.366% | 5.366% | 5.366% | 5.366%
[6 empty] | Calculated Interest Rate Real | Moderate | 5.366% | 5.366% | 5.366% | 5.366% | 5.366% | 5.366% | 5.366% | 5.366% | 5.366% | 5.366% | 5.366% | 5.366% | 5.366% | 5.366% | 5.366% | 5.366% | 5.366% | 5.366% | 5.366% | 5.366% | 5.366% | 5.366% | 5.366% | 5.366% | 5.366% | 5.366% | 5.366% | 5.366% | 5.366% | 5.366%
[6 empty] | Calculated Interest Rate Real | Conservative | 5.366% | 5.366% | 5.366% | 5.366% | 5.366% | 5.366% | 5.366% | 5.366% | 5.366% | 5.366% | 5.366% | 5.366% | 5.366% | 5.366% | 5.366% | 5.366% | 5.366% | 5.366% | 5.366% | 5.366% | 5.366% | 5.366% | 5.366% | 5.366% | 5.366% | 5.366% | 5.366% | 5.366% | 5.366% | 5.366%
[6 empty] | Interest During Construction - Nominal | * | bar: 2021 to 2050
[6 empty] | Rate of Return on Equity Nominal | Advanced | 11% | 11% | 11% | 11% | 11% | 11% | 11% | 11% | 11% | 11% | 11% | 11% | 11% | 11% | 11% | 11% | 11% | 11% | 11% | 11% | 11% | 11% | 11% | 11% | 11% | 11% | 11% | 11% | 11% | 11%
[6 empty] | Rate of Return on Equity Nominal | Moderate | 11% | 11% | 11% | 11% | 11% | 11% | 11% | 11% | 11% | 11% | 11% | 11% | 11% | 11% | 11% | 11% | 11% | 11% | 11% | 11% | 11% | 11% | 11% | 11% | 11% | 11% | 11% | 11% | 11% | 11%
[6 empty] | Rate of Return on Equity Nominal | Conservative | 11% | 11% | 11% | 11% | 11% | 11% | 11% | 11% | 11% | 11% | 11% | 11% | 11% | 11% | 11% | 11% | 11% | 11% | 11% | 11% | 11% | 11% | 11% | 11% | 11% | 11% | 11% | 11% | 11% | 11%
[6 empty] | Calculated Rate of Return on Equity Real | Advanced | 8.293% | 8.293% | 8.293% | 8.293% | 8.293% | 8.293% | 8.293% | 8.293% | 8.293% | 8.293% | 8.293% | 8.293% | 8.293% | 8.293% | 8.293% | 8.293% | 8.293% | 8.293% | 8.293% | 8.293% | 8.293% | 8.293% | 8.293% | 8.293% | 8.293% | 8.293% | 8.293% | 8.293% | 8.293% | 8.293%
[6 empty] | Calculated Rate of Return on Equity Real | Moderate | 8.293% | 8.293% | 8.293% | 8.293% | 8.293% | 8.293% | 8.293% | 8.293% | 8.293% | 8.293% | 8.293% | 8.293% | 8.293% | 8.293% | 8.293% | 8.293% | 8.293% | 8.293% | 8.293% | 8.293% | 8.293% | 8.293% | 8.293% | 8.293% | 8.293% | 8.293% | 8.293% | 8.293% | 8.293% | 8.293%
[6 empty] | Calculated Rate of Return on Equity Real | Conservative | 8.293% | 8.293% | 8.293% | 8.293% | 8.293% | 8.293% | 8.293% | 8.293% | 8.293% | 8.293% | 8.293% | 8.293% | 8.293% | 8.293% | 8.293% | 8.293% | 8.293% | 8.293% | 8.293% | 8.293% | 8.293% | 8.293% | 8.293% | 8.293% | 8.293% | 8.293% | 8.293% | 8.293% | 8.293% | 8.293%
[6 empty] | Debt Fraction | Advanced | 55% | 55% | 55% | 55% | 55% | 55% | 55% | 55% | 55% | 55% | 55% | 55% | 55% | 55% | 55% | 55% | 55% | 55% | 55% | 55% | 55% | 55% | 55% | 55% | 55% | 55% | 55% | 55% | 55% | 55%
[6 empty] | Debt Fraction | Moderate | 55% | 55% | 55% | 55% | 55% | 55% | 55% | 55% | 55% | 55% | 55% | 55% | 55% | 55% | 55% | 55% | 55% | 55% | 55% | 55% | 55% | 55% | 55% | 55% | 55% | 55% | 55% | 55% | 55% | 55%
[6 empty] | Debt Fraction | Conservative | 55% | 55% | 55% | 55% | 55% | 55% | 55% | 55% | 55% | 55% | 55% | 55% | 55% | 55% | 55% | 55% | 55% | 55% | 55% | 55% | 55% | 55% | 55% | 55% | 55% | 55% | 55% | 55% | 55% | 55%
[6 empty] | Tax Rate (Federal and State) | * | 25.74% | 25.74% | 25.74% | 25.74% | 25.74% | 25.74% | 25.74% | 25.74% | 25.74% | 25.74% | 25.74% | 25.74% | 25.74% | 25.74% | 25.74% | 25.74% | 25.74% | 25.74% | 25.74% | 25.74% | 25.74% | 25.74% | 25.74% | 25.74% | 25.74% | 25.74% | 25.74% | 25.74% | 25.74% | 25.74%
[6 empty] | WACC Nominal | Advanced | 8.217% | 8.217% | 8.217% | 8.217% | 8.217% | 8.217% | 8.217% | 8.217% | 8.217% | 8.217% | 8.217% | 8.217% | 8.217% | 8.217% | 8.217% | 8.217% | 8.217% | 8.217% | 8.217% | 8.217% | 8.217% | 8.217% | 8.217% | 8.217% | 8.217% | 8.217% | 8.217% | 8.217% | 8.217% | 8.217%
[6 empty] | WACC Nominal | Moderate | 8.217% | 8.217% | 8.217% | 8.217% | 8.217% | 8.217% | 8.217% | 8.217% | 8.217% | 8.217% | 8.217% | 8.217% | 8.217% | 8.217% | 8.217% | 8.217% | 8.217% | 8.217% | 8.217% | 8.217% | 8.217% | 8.217% | 8.217% | 8.217% | 8.217% | 8.217% | 8.217% | 8.217% | 8.217% | 8.217%
[6 empty] | WACC Nominal | Conservative | 8.217% | 8.217% | 8.217% | 8.217% | 8.217% | 8.217% | 8.217% | 8.217% | 8.217% | 8.217% | 8.217% | 8.217% | 8.217% | 8.217% | 8.217% | 8.217% | 8.217% | 8.217% | 8.217% | 8.217% | 8.217% | 8.217% | 8.217% | 8.217% | 8.217% | 8.217% | 8.217% | 8.217% | 8.217% | 8.217%
[6 empty] | WACC Real | Advanced | 5.578% | 5.578% | 5.578% | 5.578% | 5.578% | 5.578% | 5.578% | 5.578% | 5.578% | 5.578% | 5.578% | 5.578% | 5.578% | 5.578% | 5.578% | 5.578% | 5.578% | 5.578% | 5.578% | 5.578% | 5.578% | 5.578% | 5.578% | 5.578% | 5.578% | 5.578% | 5.578% | 5.578% | 5.578% | 5.578%
[6 empty] | WACC Real | Moderate | 5.578% | 5.578% | 5.578% | 5.578% | 5.578% | 5.578% | 5.578% | 5.578% | 5.578% | 5.578% | 5.578% | 5.578% | 5.578% | 5.578% | 5.578% | 5.578% | 5.578% | 5.578% | 5.578% | 5.578% | 5.578% | 5.578% | 5.578% | 5.578% | 5.578% | 5.578% | 5.578% | 5.578% | 5.578% | 5.578%
[6 empty] | WACC Real | Conservative | 5.578% | 5.578% | 5.578% | 5.578% | 5.578% | 5.578% | 5.578% | 5.578% | 5.578% | 5.578% | 5.578% | 5.578% | 5.578% | 5.578% | 5.578% | 5.578% | 5.578% | 5.578% | 5.578% | 5.578% | 5.578% | 5.578% | 5.578% | 5.578% | 5.578% | 5.578% | 5.578% | 5.578% | 5.578% | 5.578%
Future Projections
|  | X | [5 empty] | 2021: Base Year
[8 empty] | 2021 | 2022 | 2023 | 2024 | 2025 | 2026 | 2027 | 2028 | 2029 | 2030 | 2031 | 2032 | 2033 | 2034 | 2035 | 2036 | 2037 | 2038 | 2039 | 2040 | 2041 | 2042 | 2043 | 2044 | 2045 | 2046 | 2047 | 2048 | 2049 | 2050
[5 empty] | Heat Rate (MMBtu/MWh) | Coal integrated retrofit 90%-CCS | Advanced | 11.612 | 11.612 | 11.555 | 11.498 | 11.441 | 11.384 | 11.327 | 11.27 | 11.213 | 11.156 | 11.099 | 11.042 | 10.985 | 10.928 | 10.871 | 10.871 | 10.871 | 10.871 | 10.871 | 10.871 | 10.871 | 10.871 | 10.871 | 10.871 | 10.871 | 10.871 | 10.871 | 10.871 | 10.871 | 10.871
[6 empty] | Coal integrated retrofit 90%-CCS | Moderate | 11.612 | 11.612 | 11.583 | 11.555 | 11.526 | 11.498 | 11.469 | 11.441 | 11.412 | 11.384 | 11.355 | 11.327 | 11.298 | 11.27 | 11.241 | 11.241 | 11.241 | 11.241 | 11.241 | 11.241 | 11.241 | 11.241 | 11.241 | 11.241 | 11.241 | 11.241 | 11.241 | 11.241 | 11.241 | 11.241
[6 empty] | Coal integrated retrofit 90%-CCS | Conservative | 11.612 | 11.612 | 11.612 | 11.612 | 11.612 | 11.612 | 11.612 | 11.612 | 11.612 | 11.612 | 11.612 | 11.612 | 11.612 | 11.612 | 11.612 | 11.612 | 11.612 | 11.612 | 11.612 | 11.612 | 11.612 | 11.612 | 11.612 | 11.612 | 11.612 | 11.612 | 11.612 | 11.612 | 11.612 | 11.612
[6 empty] | Coal integrated retrofit 95%-CCS | Advanced | 11.793 | 11.793 | 11.731 | 11.67 | 11.608 | 11.546 | 11.484 | 11.423 | 11.361 | 11.299 | 11.237 | 11.176 | 11.114 | 11.052 | 10.99 | 10.99 | 10.99 | 10.99 | 10.99 | 10.99 | 10.99 | 10.99 | 10.99 | 10.99 | 10.99 | 10.99 | 10.99 | 10.99 | 10.99 | 10.99
[6 empty] | Coal integrated retrofit 95%-CCS | Moderate | 11.793 | 11.793 | 11.762 | 11.731 | 11.7 | 11.67 | 11.639 | 11.608 | 11.577 | 11.546 | 11.515 | 11.484 | 11.453 | 11.423 | 11.392 | 11.392 | 11.392 | 11.392 | 11.392 | 11.392 | 11.392 | 11.392 | 11.392 | 11.392 | 11.392 | 11.392 | 11.392 | 11.392 | 11.392 | 11.392
[6 empty] | Coal integrated retrofit 95%-CCS | Conservative | 11.793 | 11.793 | 11.793 | 11.793 | 11.793 | 11.793 | 11.793 | 11.793 | 11.793 | 11.793 | 11.793 | 11.793 | 11.793 | 11.793 | 11.793 | 11.793 | 11.793 | 11.793 | 11.793 | 11.793 | 11.793 | 11.793 | 11.793 | 11.793 | 11.793 | 11.793 | 11.793 | 11.793 | 11.793 | 11.793
[8 empty] | 2021 | 2022 | 2023 | 2024 | 2025 | 2026 | 2027 | 2028 | 2029 | 2030 | 2031 | 2032 | 2033 | 2034 | 2035 | 2036 | 2037 | 2038 | 2039 | 2040 | 2041 | 2042 | 2043 | 2044 | 2045 | 2046 | 2047 | 2048 | 2049 | 2050
[5 empty] | Net Output Penalty (Δ% from pre-retrofit) | Coal integrated retrofit 90%-CCS | Advanced | -23.8% | -23.8% | -23.4% | -23% | -22.6% | -22.2% | -21.8% | -21.4% | -21% | -20.6% | -20.2% | -19.8% | -19.4% | -19% | -18.6% | -18.6% | -18.6% | -18.6% | -18.6% | -18.6% | -18.6% | -18.6% | -18.6% | -18.6% | -18.6% | -18.6% | -18.6% | -18.6% | -18.6% | -18.6%
[6 empty] | Coal integrated retrofit 90%-CCS | Moderate | -23.8% | -23.8% | -23.6% | -23.4% | -23.2% | -23% | -22.8% | -22.6% | -22.4% | -22.2% | -22% | -21.8% | -21.6% | -21.4% | -21.2% | -21.2% | -21.2% | -21.2% | -21.2% | -21.2% | -21.2% | -21.2% | -21.2% | -21.2% | -21.2% | -21.2% | -21.2% | -21.2% | -21.2% | -21.2%
[6 empty] | Coal integrated retrofit 90%-CCS | Conservative | -23.8% | -23.8% | -23.8% | -23.8% | -23.8% | -23.8% | -23.8% | -23.8% | -23.8% | -23.8% | -23.8% | -23.8% | -23.8% | -23.8% | -23.8% | -23.8% | -23.8% | -23.8% | -23.8% | -23.8% | -23.8% | -23.8% | -23.8% | -23.8% | -23.8% | -23.8% | -23.8% | -23.8% | -23.8% | -23.8%
[6 empty] | Coal integrated retrofit 95%-CCS | Advanced | -25% | -25% | -24.5% | -24.1% | -23.7% | -23.3% | -22.9% | -22.4% | -22% | -21.6% | -21.2% | -20.7% | -20.3% | -19.9% | -19.5% | -19.5% | -19.5% | -19.5% | -19.5% | -19.5% | -19.5% | -19.5% | -19.5% | -19.5% | -19.5% | -19.5% | -19.5% | -19.5% | -19.5% | -19.5%
[6 empty] | Coal integrated retrofit 95%-CCS | Moderate | -25% | -25% | -24.8% | -24.5% | -24.3% | -24.1% | -23.9% | -23.7% | -23.5% | -23.3% | -23.1% | -22.9% | -22.6% | -22.4% | -22.2% | -22.2% | -22.2% | -22.2% | -22.2% | -22.2% | -22.2% | -22.2% | -22.2% | -22.2% | -22.2% | -22.2% | -22.2% | -22.2% | -22.2% | -22.2%
[6 empty] | Coal integrated retrofit 95%-CCS | Conservative | -25% | -25% | -25% | -25% | -25% | -25% | -25% | -25% | -25% | -25% | -25% | -25% | -25% | -25% | -25% | -25% | -25% | -25% | -25% | -25% | -25% | -25% | -25% | -25% | -25% | -25% | -25% | -25% | -25% | -25%
[8 empty] | 2021 | 2022 | 2023 | 2024 | 2025 | 2026 | 2027 | 2028 | 2029 | 2030 | 2031 | 2032 | 2033 | 2034 | 2035 | 2036 | 2037 | 2038 | 2039 | 2040 | 2041 | 2042 | 2043 | 2044 | 2045 | 2046 | 2047 | 2048 | 2049 | 2050
[5 empty] | Heat Rate Penalty (Δ% from pre-retrofit) | Coal integrated retrofit 90%-CCS | Advanced | 31.2% | 31.2% | 30.6% | 29.9% | 29.3% | 28.6% | 28% | 27.4% | 26.7% | 26.1% | 25.4% | 24.8% | 24.1% | 23.5% | 22.8% | 22.8% | 22.8% | 22.8% | 22.8% | 22.8% | 22.8% | 22.8% | 22.8% | 22.8% | 22.8% | 22.8% | 22.8% | 22.8% | 22.8% | 22.8%
[6 empty] | Coal integrated retrofit 90%-CCS | Moderate | 31.2% | 31.2% | 30.9% | 30.6% | 30.3% | 29.9% | 29.6% | 29.3% | 29% | 28.6% | 28.3% | 28% | 27.7% | 27.4% | 27% | 27% | 27% | 27% | 27% | 27% | 27% | 27% | 27% | 27% | 27% | 27% | 27% | 27% | 27% | 27%
[6 empty] | Coal integrated retrofit 90%-CCS | Conservative | 31.2% | 31.2% | 31.2% | 31.2% | 31.2% | 31.2% | 31.2% | 31.2% | 31.2% | 31.2% | 31.2% | 31.2% | 31.2% | 31.2% | 31.2% | 31.2% | 31.2% | 31.2% | 31.2% | 31.2% | 31.2% | 31.2% | 31.2% | 31.2% | 31.2% | 31.2% | 31.2% | 31.2% | 31.2% | 31.2%
[6 empty] | Coal integrated retrofit 95%-CCS | Advanced | 33.3% | 33.3% | 32.6% | 31.9% | 31.2% | 30.5% | 29.8% | 29.1% | 28.4% | 27.7% | 27% | 26.3% | 25.6% | 24.9% | 24.2% | 24.2% | 24.2% | 24.2% | 24.2% | 24.2% | 24.2% | 24.2% | 24.2% | 24.2% | 24.2% | 24.2% | 24.2% | 24.2% | 24.2% | 24.2%
[6 empty] | Coal integrated retrofit 95%-CCS | Moderate | 33.3% | 33.3% | 32.9% | 32.6% | 32.2% | 31.9% | 31.5% | 31.2% | 30.8% | 30.5% | 30.1% | 29.8% | 29.4% | 29.1% | 28.7% | 28.7% | 28.7% | 28.7% | 28.7% | 28.7% | 28.7% | 28.7% | 28.7% | 28.7% | 28.7% | 28.7% | 28.7% | 28.7% | 28.7% | 28.7%
[6 empty] | Coal integrated retrofit 95%-CCS | Conservative | 33.3% | 33.3% | 33.3% | 33.3% | 33.3% | 33.3% | 33.3% | 33.3% | 33.3% | 33.3% | 33.3% | 33.3% | 33.3% | 33.3% | 33.3% | 33.3% | 33.3% | 33.3% | 33.3% | 33.3% | 33.3% | 33.3% | 33.3% | 33.3% | 33.3% | 33.3% | 33.3% | 33.3% | 33.3% | 33.3%
[8 empty] | 2021 | 2022 | 2023 | 2024 | 2025 | 2026 | 2027 | 2028 | 2029 | 2030 | 2031 | 2032 | 2033 | 2034 | 2035 | 2036 | 2037 | 2038 | 2039 | 2040 | 2041 | 2042 | 2043 | 2044 | 2045 | 2046 | 2047 | 2048 | 2049 | 2050
[5 empty] | Additional CAPEX ($/kW) | Coal integrated retrofit 90%-CCS | Advanced | 2494.414 | 2494.414 | 2418.9951 | 2343.5762 | 2268.1574 | 2192.6143 | 2117.1954 | 2041.7765 | 1966.3576 | 1890.8145 | 1815.3956 | 1739.9768 | 1664.5579 | 1589.139 | 1513.5959 | 1496.2011 | 1478.8063 | 1461.4115 | 1444.0167 | 1426.6219 | 1409.2271 | 1391.8323 | 1374.4375 | 1357.0427 | 1339.6479 | 1322.2531 | 1304.8583 | 1287.4635 | 1270.0687 | 1252.6739
[6 empty] | Coal integrated retrofit 90%-CCS | Moderate | 2494.414 | 2494.414 | 2445.0873 | 2395.7606 | 2346.434 | 2296.983 | 2247.6564 | 2198.3297 | 2149.003 | 2099.5521 | 2050.2254 | 2000.8987 | 1951.4478 | 1902.1211 | 1852.7945 | 1832.4177 | 1812.1652 | 1791.7884 | 1771.4117 | 1751.1591 | 1730.7824 | 1710.4056 | 1690.1531 | 1669.7763 | 1649.3996 | 1629.1471 | 1608.7703 | 1588.3935 | 1568.141 | 1547.7643
[6 empty] | Coal integrated retrofit 90%-CCS | Conservative | 2494.414 | 2494.414 | 2471.1795 | 2447.945 | 2424.7106 | 2401.3518 | 2378.1173 | 2354.8829 | 2331.5241 | 2308.2897 | 2285.0552 | 2261.6964 | 2238.462 | 2215.2275 | 2191.993 | 2168.6343 | 2145.3998 | 2122.1653 | 2098.8066 | 2075.5721 | 2052.3376 | 2029.1032 | 2005.7444 | 1982.5099 | 1959.2755 | 1935.9167 | 1912.6823 | 1889.4478 | 1866.2133 | 1842.8546
[6 empty] | Coal integrated retrofit 95%-CCS | Advanced | 2606.7347 | 2606.7347 | 2527.3399 | 2447.945 | 2368.426 | 2289.0311 | 2209.6363 | 2130.2415 | 2050.8467 | 1971.3276 | 1891.9327 | 1812.5379 | 1733.1431 | 1653.624 | 1574.2292 | 1556.0889 | 1538.0729 | 1519.9326 | 1501.7923 | 1483.7762 | 1465.636 | 1447.4957 | 1429.4796 | 1411.3393 | 1393.3233 | 1375.183 | 1357.0427 | 1339.0267 | 1320.8864 | 1302.7461
[5 empty] | Does not include capital costs for CO2 transportation and storage | Coal integrated retrofit 95%-CCS | Moderate | 2606.7347 | 2606.7347 | 2554.923 | 2502.9871 | 2451.1755 | 2399.2396 | 2347.428 | 2295.4921 | 2243.6804 | 2191.7445 | 2139.9329 | 2087.997 | 2036.1853 | 1984.2494 | 1932.4378 | 1911.1913 | 1890.069 | 1868.8225 | 1847.576 | 1826.3295 | 1805.2073 | 1783.9608 | 1762.7143 | 1741.592 | 1720.3455 | 1699.099 | 1677.9767 | 1656.7302 | 1635.4837 | 1614.3615
[6 empty] | Coal integrated retrofit 95%-CCS | Conservative | 2606.7347 | 2606.7347 | 2582.382 | 2558.1535 | 2533.8008 | 2509.4481 | 2485.2196 | 2460.8669 | 2436.5142 | 2412.1614 | 2387.933 | 2363.5803 | 2339.2275 | 2314.8748 | 2290.6464 | 2266.2936 | 2241.9409 | 2217.7125 | 2193.3597 | 2169.007 | 2144.6543 | 2120.4258 | 2096.0731 | 2071.7204 | 2047.3677 | 2023.1392 | 1998.7865 | 1974.4338 | 1950.2053 | 1925.8526
[8 empty] | 2021 | 2022 | 2023 | 2024 | 2025 | 2026 | 2027 | 2028 | 2029 | 2030 | 2031 | 2032 | 2033 | 2034 | 2035 | 2036 | 2037 | 2038 | 2039 | 2040 | 2041 | 2042 | 2043 | 2044 | 2045 | 2046 | 2047 | 2048 | 2049 | 2050
[5 empty] | Additional Construction Financing Cost ($/kW) | Coal integrated retrofit 90%-CCS | Advanced | 486.814 | 486.814 | 472.0951 | 457.3762 | 442.6574 | 427.9143 | 413.1954 | 398.4765 | 383.7576 | 369.0145 | 354.2956 | 339.5768 | 324.8579 | 310.139 | 295.3959 | 292.0011 | 288.6063 | 285.2115 | 281.8167 | 278.4219 | 275.0271 | 271.6323 | 268.2375 | 264.8427 | 261.4479 | 258.0531 | 254.6583 | 251.2635 | 247.8687 | 244.4739
[6 empty] | Coal integrated retrofit 90%-CCS | Moderate | 486.814 | 486.814 | 477.1873 | 467.5606 | 457.934 | 448.283 | 438.6564 | 429.0297 | 419.403 | 409.7521 | 400.1254 | 390.4987 | 380.8478 | 371.2211 | 361.5945 | 357.6177 | 353.6652 | 349.6884 | 345.7117 | 341.7591 | 337.7824 | 333.8056 | 329.8531 | 325.8763 | 321.8996 | 317.9471 | 313.9703 | 309.9935 | 306.041 | 302.0643
[6 empty] | Coal integrated retrofit 90%-CCS | Conservative | 486.814 | 486.814 | 482.2795 | 477.745 | 473.2106 | 468.6518 | 464.1173 | 459.5829 | 455.0241 | 450.4897 | 445.9552 | 441.3964 | 436.862 | 432.3275 | 427.793 | 423.2343 | 418.6998 | 414.1653 | 409.6066 | 405.0721 | 400.5376 | 396.0032 | 391.4444 | 386.9099 | 382.3755 | 377.8167 | 373.2823 | 368.7478 | 364.2133 | 359.6546
[6 empty] | Coal integrated retrofit 95%-CCS | Advanced | 508.7347 | 508.7347 | 493.2399 | 477.745 | 462.226 | 446.7311 | 431.2363 | 415.7415 | 400.2467 | 384.7276 | 369.2327 | 353.7379 | 338.2431 | 322.724 | 307.2292 | 303.6889 | 300.1729 | 296.6326 | 293.0923 | 289.5762 | 286.036 | 282.4957 | 278.9796 | 275.4393 | 271.9233 | 268.383 | 264.8427 | 261.3267 | 257.7864 | 254.2461
[6 empty] | Coal integrated retrofit 95%-CCS | Moderate | 508.7347 | 508.7347 | 498.623 | 488.4871 | 478.3755 | 468.2396 | 458.128 | 447.9921 | 437.8804 | 427.7445 | 417.6329 | 407.497 | 397.3853 | 387.2494 | 377.1378 | 372.9913 | 368.869 | 364.7225 | 360.576 | 356.4295 | 352.3073 | 348.1608 | 344.0143 | 339.892 | 335.7455 | 331.599 | 327.4767 | 323.3302 | 319.1837 | 315.0615
[6 empty] | Coal integrated retrofit 95%-CCS | Conservative | 508.7347 | 508.7347 | 503.982 | 499.2535 | 494.5008 | 489.7481 | 485.0196 | 480.2669 | 475.5142 | 470.7614 | 466.033 | 461.2803 | 456.5275 | 451.7748 | 447.0464 | 442.2936 | 437.5409 | 432.8125 | 428.0597 | 423.307 | 418.5543 | 413.8258 | 409.0731 | 404.3204 | 399.5677 | 394.8392 | 390.0865 | 385.3338 | 380.6053 | 375.8526
[8 empty] | 2021 | 2022 | 2023 | 2024 | 2025 | 2026 | 2027 | 2028 | 2029 | 2030 | 2031 | 2032 | 2033 | 2034 | 2035 | 2036 | 2037 | 2038 | 2039 | 2040 | 2041 | 2042 | 2043 | 2044 | 2045 | 2046 | 2047 | 2048 | 2049 | 2050
[5 empty] | Additional Overnight Capital Cost ($/kW) | Coal integrated retrofit 90%-CCS | Advanced | 2007.6 | 2007.6 | 1946.9 | 1886.2 | 1825.5 | 1764.7 | 1704 | 1643.3 | 1582.6 | 1521.8 | 1461.1 | 1400.4 | 1339.7 | 1279 | 1218.2 | 1204.2 | 1190.2 | 1176.2 | 1162.2 | 1148.2 | 1134.2 | 1120.2 | 1106.2 | 1092.2 | 1078.2 | 1064.2 | 1050.2 | 1036.2 | 1022.2 | 1008.2
[6 empty] | Coal integrated retrofit 90%-CCS | Moderate | 2007.6 | 2007.6 | 1967.9 | 1928.2 | 1888.5 | 1848.7 | 1809 | 1769.3 | 1729.6 | 1689.8 | 1650.1 | 1610.4 | 1570.6 | 1530.9 | 1491.2 | 1474.8 | 1458.5 | 1442.1 | 1425.7 | 1409.4 | 1393 | 1376.6 | 1360.3 | 1343.9 | 1327.5 | 1311.2 | 1294.8 | 1278.4 | 1262.1 | 1245.7
[6 empty] | Coal integrated retrofit 90%-CCS | Conservative | 2007.6 | 2007.6 | 1988.9 | 1970.2 | 1951.5 | 1932.7 | 1914 | 1895.3 | 1876.5 | 1857.8 | 1839.1 | 1820.3 | 1801.6 | 1782.9 | 1764.2 | 1745.4 | 1726.7 | 1708 | 1689.2 | 1670.5 | 1651.8 | 1633.1 | 1614.3 | 1595.6 | 1576.9 | 1558.1 | 1539.4 | 1520.7 | 1502 | 1483.2
[6 empty] | Coal integrated retrofit 95%-CCS | Advanced | 2098 | 2098 | 2034.1 | 1970.2 | 1906.2 | 1842.3 | 1778.4 | 1714.5 | 1650.6 | 1586.6 | 1522.7 | 1458.8 | 1394.9 | 1330.9 | 1267 | 1252.4 | 1237.9 | 1223.3 | 1208.7 | 1194.2 | 1179.6 | 1165 | 1150.5 | 1135.9 | 1121.4 | 1106.8 | 1092.2 | 1077.7 | 1063.1 | 1048.5
[5 empty] | Does not include capital costs for CO2 transportation and storage | Coal integrated retrofit 95%-CCS | Moderate | 2098 | 2098 | 2056.3 | 2014.5 | 1972.8 | 1931 | 1889.3 | 1847.5 | 1805.8 | 1764 | 1722.3 | 1680.5 | 1638.8 | 1597 | 1555.3 | 1538.2 | 1521.2 | 1504.1 | 1487 | 1469.9 | 1452.9 | 1435.8 | 1418.7 | 1401.7 | 1384.6 | 1367.5 | 1350.5 | 1333.4 | 1316.3 | 1299.3
[6 empty] | Coal integrated retrofit 95%-CCS | Conservative | 2098 | 2098 | 2078.4 | 2058.9 | 2039.3 | 2019.7 | 2000.2 | 1980.6 | 1961 | 1941.4 | 1921.9 | 1902.3 | 1882.7 | 1863.1 | 1843.6 | 1824 | 1804.4 | 1784.9 | 1765.3 | 1745.7 | 1726.1 | 1706.6 | 1687 | 1667.4 | 1647.8 | 1628.3 | 1608.7 | 1589.1 | 1569.6 | 1550
[8 empty] | 2021 | 2022 | 2023 | 2024 | 2025 | 2026 | 2027 | 2028 | 2029 | 2030 | 2031 | 2032 | 2033 | 2034 | 2035 | 2036 | 2037 | 2038 | 2039 | 2040 | 2041 | 2042 | 2043 | 2044 | 2045 | 2046 | 2047 | 2048 | 2049 | 2050
[5 empty] | Fixed Operation and Maintenance Expenses ($/kW-yr) | Coal integrated retrofit 90%-CCS | Advanced | 143.6 | 143.6 | 141.9 | 140.1 | 138.3 | 136.5 | 134.8 | 133 | 131.2 | 129.4 | 127.7 | 125.9 | 124.1 | 122.3 | 120.5 | 119.1 | 117.6 | 116.1 | 114.7 | 113.2 | 111.7 | 110.3 | 108.8 | 107.3 | 105.9 | 104.4 | 102.9 | 101.5 | 100 | 98.6
[6 empty] | Coal integrated retrofit 90%-CCS | Moderate | 143.6 | 143.6 | 142.5 | 141.5 | 140.4 | 139.3 | 138.2 | 137.1 | 136 | 135 | 133.9 | 132.8 | 131.7 | 130.6 | 129.5 | 128.6 | 127.7 | 126.7 | 125.8 | 124.9 | 123.9 | 123 | 122.1 | 121.1 | 120.2 | 119.3 | 118.4 | 117.4 | 116.5 | 115.6
[6 empty] | Coal integrated retrofit 90%-CCS | Conservative | 143.6 | 143.6 | 143.2 | 142.8 | 142.4 | 142.1 | 141.7 | 141.3 | 140.9 | 140.5 | 140.1 | 139.7 | 139.3 | 138.9 | 138.5 | 138.1 | 137.7 | 137.3 | 136.9 | 136.5 | 136.1 | 135.7 | 135.3 | 134.9 | 134.5 | 134.2 | 133.8 | 133.4 | 133 | 132.6
[6 empty] | Coal integrated retrofit 95%-CCS | Advanced | 147.1 | 147.1 | 145.2 | 143.4 | 141.5 | 139.6 | 137.7 | 135.8 | 133.9 | 132 | 130.2 | 128.3 | 126.4 | 124.5 | 122.6 | 121.1 | 119.6 | 118.1 | 116.7 | 115.2 | 113.7 | 112.2 | 110.7 | 109.2 | 107.7 | 106.2 | 104.7 | 103.2 | 101.7 | 100.2
[5 empty] | Does not include operating costs for CO2 transportation and storage | Coal integrated retrofit 95%-CCS | Moderate | 147.1 | 147.1 | 146 | 144.8 | 143.7 | 142.5 | 141.4 | 140.2 | 139.1 | 137.9 | 136.8 | 135.6 | 134.5 | 133.3 | 132.2 | 131.2 | 130.3 | 129.3 | 128.4 | 127.4 | 126.5 | 125.5 | 124.6 | 123.6 | 122.7 | 121.7 | 120.8 | 119.8 | 118.9 | 117.9
[6 empty] | Coal integrated retrofit 95%-CCS | Conservative | 147.1 | 147.1 | 146.7 | 146.3 | 145.9 | 145.5 | 145.1 | 144.6 | 144.2 | 143.8 | 143.4 | 143 | 142.6 | 142.2 | 141.8 | 141.3 | 140.9 | 140.5 | 140.1 | 139.7 | 139.3 | 138.9 | 138.4 | 138 | 137.6 | 137.2 | 136.8 | 136.4 | 136 | 135.6
[8 empty] | 2021 | 2022 | 2023 | 2024 | 2025 | 2026 | 2027 | 2028 | 2029 | 2030 | 2031 | 2032 | 2033 | 2034 | 2035 | 2036 | 2037 | 2038 | 2039 | 2040 | 2041 | 2042 | 2043 | 2044 | 2045 | 2046 | 2047 | 2048 | 2049 | 2050
[5 empty] | Variable Operation and Maintenance Expenses ($/MWh) | Coal integrated retrofit 90%-CCS | Advanced | 16.01 | 16.01 | 15.83 | 15.66 | 15.48 | 15.31 | 15.13 | 14.96 | 14.78 | 14.61 | 14.43 | 14.26 | 14.08 | 13.91 | 13.73 | 13.66 | 13.6 | 13.53 | 13.46 | 13.39 | 13.33 | 13.26 | 13.19 | 13.12 | 13.06 | 12.99 | 12.92 | 12.85 | 12.79 | 12.72
[6 empty] | Coal integrated retrofit 90%-CCS | Moderate | 16.01 | 16.01 | 15.91 | 15.81 | 15.72 | 15.62 | 15.52 | 15.43 | 15.33 | 15.23 | 15.14 | 15.04 | 14.94 | 14.85 | 14.75 | 14.71 | 14.66 | 14.62 | 14.58 | 14.54 | 14.49 | 14.45 | 14.41 | 14.36 | 14.32 | 14.28 | 14.24 | 14.19 | 14.15 | 14.11
[6 empty] | Coal integrated retrofit 90%-CCS | Conservative | 16.01 | 16.01 | 15.99 | 15.97 | 15.95 | 15.93 | 15.91 | 15.9 | 15.88 | 15.86 | 15.84 | 15.82 | 15.81 | 15.79 | 15.77 | 15.75 | 15.73 | 15.71 | 15.7 | 15.68 | 15.66 | 15.64 | 15.62 | 15.61 | 15.59 | 15.57 | 15.55 | 15.53 | 15.51 | 15.5
[6 empty] | Coal integrated retrofit 95%-CCS | Advanced | 16.38 | 16.38 | 16.2 | 16.01 | 15.83 | 15.64 | 15.46 | 15.27 | 15.09 | 14.9 | 14.72 | 14.53 | 14.34 | 14.16 | 13.97 | 13.9 | 13.84 | 13.77 | 13.7 | 13.63 | 13.56 | 13.49 | 13.42 | 13.36 | 13.29 | 13.22 | 13.15 | 13.08 | 13.01 | 12.94
[5 empty] | Does not include operating costs for CO2 transportation and storage | Coal integrated retrofit 95%-CCS | Moderate | 16.38 | 16.38 | 16.28 | 16.18 | 16.08 | 15.98 | 15.87 | 15.77 | 15.67 | 15.57 | 15.46 | 15.36 | 15.26 | 15.16 | 15.06 | 15.01 | 14.97 | 14.92 | 14.88 | 14.84 | 14.79 | 14.75 | 14.7 | 14.66 | 14.62 | 14.57 | 14.53 | 14.49 | 14.44 | 14.4
[6 empty] | Coal integrated retrofit 95%-CCS | Conservative | 16.38 | 16.38 | 16.37 | 16.35 | 16.33 | 16.31 | 16.29 | 16.27 | 16.25 | 16.23 | 16.21 | 16.19 | 16.18 | 16.16 | 16.14 | 16.12 | 16.1 | 16.08 | 16.06 | 16.04 | 16.02 | 16 | 15.99 | 15.97 | 15.95 | 15.93 | 15.91 | 15.89 | 15.87 | 15.85
[8 empty] | 2021 | 2022 | 2023 | 2024 | 2025 | 2026 | 2027 | 2028 | 2029 | 2030 | 2031 | 2032 | 2033 | 2034 | 2035 | 2036 | 2037 | 2038 | 2039 | 2040 | 2041 | 2042 | 2043 | 2044 | 2045 | 2046 | 2047 | 2048 | 2049 | 2050
[5 empty] | Construction Finance Factor | CFF | Advanced | 1.2425 | 1.2425 | 1.2425 | 1.2425 | 1.2425 | 1.2425 | 1.2425 | 1.2425 | 1.2425 | 1.2425 | 1.2425 | 1.2425 | 1.2425 | 1.2425 | 1.2425 | 1.2425 | 1.2425 | 1.2425 | 1.2425 | 1.2425 | 1.2425 | 1.2425 | 1.2425 | 1.2425 | 1.2425 | 1.2425 | 1.2425 | 1.2425 | 1.2425 | 1.2425
[6 empty] | CFF | Moderate | 1.2425 | 1.2425 | 1.2425 | 1.2425 | 1.2425 | 1.2425 | 1.2425 | 1.2425 | 1.2425 | 1.2425 | 1.2425 | 1.2425 | 1.2425 | 1.2425 | 1.2425 | 1.2425 | 1.2425 | 1.2425 | 1.2425 | 1.2425 | 1.2425 | 1.2425 | 1.2425 | 1.2425 | 1.2425 | 1.2425 | 1.2425 | 1.2425 | 1.2425 | 1.2425
[6 empty] | CFF | Conservative | 1.2425 | 1.2425 | 1.2425 | 1.2425 | 1.2425 | 1.2425 | 1.2425 | 1.2425 | 1.2425 | 1.2425 | 1.2425 | 1.2425 | 1.2425 | 1.2425 | 1.2425 | 1.2425 | 1.2425 | 1.2425 | 1.2425 | 1.2425 | 1.2425 | 1.2425 | 1.2425 | 1.2425 | 1.2425 | 1.2425 | 1.2425 | 1.2425 | 1.2425 | 1.2425
[6 empty] | Accumulated Interest - Year 1 | * | 1.0344 | 1.0344 | 1.0344 | 1.0344 | 1.0344 | 1.0344 | 1.0344 | 1.0344 | 1.0344 | 1.0344 | 1.0344 | 1.0344 | 1.0344 | 1.0344 | 1.0344 | 1.0344 | 1.0344 | 1.0344 | 1.0344 | 1.0344 | 1.0344 | 1.0344 | 1.0344 | 1.0344 | 1.0344 | 1.0344 | 1.0344 | 1.0344 | 1.0344 | 1.0344
[6 empty] | Accumulated Interest - Year 2 | * | 1.1068 | 1.1068 | 1.1068 | 1.1068 | 1.1068 | 1.1068 | 1.1068 | 1.1068 | 1.1068 | 1.1068 | 1.1068 | 1.1068 | 1.1068 | 1.1068 | 1.1068 | 1.1068 | 1.1068 | 1.1068 | 1.1068 | 1.1068 | 1.1068 | 1.1068 | 1.1068 | 1.1068 | 1.1068 | 1.1068 | 1.1068 | 1.1068 | 1.1068 | 1.1068
[6 empty] | Accumulated Interest - Year 3 | * | 1.1843 | 1.1843 | 1.1843 | 1.1843 | 1.1843 | 1.1843 | 1.1843 | 1.1843 | 1.1843 | 1.1843 | 1.1843 | 1.1843 | 1.1843 | 1.1843 | 1.1843 | 1.1843 | 1.1843 | 1.1843 | 1.1843 | 1.1843 | 1.1843 | 1.1843 | 1.1843 | 1.1843 | 1.1843 | 1.1843 | 1.1843 | 1.1843 | 1.1843 | 1.1843
[6 empty] | Accumulated Interest - Year 4 | * | 1.2672 | 1.2672 | 1.2672 | 1.2672 | 1.2672 | 1.2672 | 1.2672 | 1.2672 | 1.2672 | 1.2672 | 1.2672 | 1.2672 | 1.2672 | 1.2672 | 1.2672 | 1.2672 | 1.2672 | 1.2672 | 1.2672 | 1.2672 | 1.2672 | 1.2672 | 1.2672 | 1.2672 | 1.2672 | 1.2672 | 1.2672 | 1.2672 | 1.2672 | 1.2672
[6 empty] | Accumulated Interest - Year 5 | * | 1.3559 | 1.3559 | 1.3559 | 1.3559 | 1.3559 | 1.3559 | 1.3559 | 1.3559 | 1.3559 | 1.3559 | 1.3559 | 1.3559 | 1.3559 | 1.3559 | 1.3559 | 1.3559 | 1.3559 | 1.3559 | 1.3559 | 1.3559 | 1.3559 | 1.3559 | 1.3559 | 1.3559 | 1.3559 | 1.3559 | 1.3559 | 1.3559 | 1.3559 | 1.3559
[6 empty] | Accumulated Interest - Year 6 | * | 1.4508 | 1.4508 | 1.4508 | 1.4508 | 1.4508 | 1.4508 | 1.4508 | 1.4508 | 1.4508 | 1.4508 | 1.4508 | 1.4508 | 1.4508 | 1.4508 | 1.4508 | 1.4508 | 1.4508 | 1.4508 | 1.4508 | 1.4508 | 1.4508 | 1.4508 | 1.4508 | 1.4508 | 1.4508 | 1.4508 | 1.4508 | 1.4508 | 1.4508 | 1.4508
[6 empty] | Accumulated Equity Cost - Year 1 | Advanced | 1.0536 | 1.0536 | 1.0536 | 1.0536 | 1.0536 | 1.0536 | 1.0536 | 1.0536 | 1.0536 | 1.0536 | 1.0536 | 1.0536 | 1.0536 | 1.0536 | 1.0536 | 1.0536 | 1.0536 | 1.0536 | 1.0536 | 1.0536 | 1.0536 | 1.0536 | 1.0536 | 1.0536 | 1.0536 | 1.0536 | 1.0536 | 1.0536 | 1.0536 | 1.0536
[6 empty] | Accumulated Equity Cost - Year 2 | Advanced | 1.1695 | 1.1695 | 1.1695 | 1.1695 | 1.1695 | 1.1695 | 1.1695 | 1.1695 | 1.1695 | 1.1695 | 1.1695 | 1.1695 | 1.1695 | 1.1695 | 1.1695 | 1.1695 | 1.1695 | 1.1695 | 1.1695 | 1.1695 | 1.1695 | 1.1695 | 1.1695 | 1.1695 | 1.1695 | 1.1695 | 1.1695 | 1.1695 | 1.1695 | 1.1695
[6 empty] | Accumulated Equity Cost - Year 3 | Advanced | 1.2981 | 1.2981 | 1.2981 | 1.2981 | 1.2981 | 1.2981 | 1.2981 | 1.2981 | 1.2981 | 1.2981 | 1.2981 | 1.2981 | 1.2981 | 1.2981 | 1.2981 | 1.2981 | 1.2981 | 1.2981 | 1.2981 | 1.2981 | 1.2981 | 1.2981 | 1.2981 | 1.2981 | 1.2981 | 1.2981 | 1.2981 | 1.2981 | 1.2981 | 1.2981
[6 empty] | Accumulated Equity Cost - Year 4 | Advanced | 1.4409 | 1.4409 | 1.4409 | 1.4409 | 1.4409 | 1.4409 | 1.4409 | 1.4409 | 1.4409 | 1.4409 | 1.4409 | 1.4409 | 1.4409 | 1.4409 | 1.4409 | 1.4409 | 1.4409 | 1.4409 | 1.4409 | 1.4409 | 1.4409 | 1.4409 | 1.4409 | 1.4409 | 1.4409 | 1.4409 | 1.4409 | 1.4409 | 1.4409 | 1.4409
[6 empty] | Accumulated Equity Cost - Year 5 | Advanced | 1.5994 | 1.5994 | 1.5994 | 1.5994 | 1.5994 | 1.5994 | 1.5994 | 1.5994 | 1.5994 | 1.5994 | 1.5994 | 1.5994 | 1.5994 | 1.5994 | 1.5994 | 1.5994 | 1.5994 | 1.5994 | 1.5994 | 1.5994 | 1.5994 | 1.5994 | 1.5994 | 1.5994 | 1.5994 | 1.5994 | 1.5994 | 1.5994 | 1.5994 | 1.5994
[6 empty] | Accumulated Equity Cost - Year 6 | Advanced | 1.7753 | 1.7753 | 1.7753 | 1.7753 | 1.7753 | 1.7753 | 1.7753 | 1.7753 | 1.7753 | 1.7753 | 1.7753 | 1.7753 | 1.7753 | 1.7753 | 1.7753 | 1.7753 | 1.7753 | 1.7753 | 1.7753 | 1.7753 | 1.7753 | 1.7753 | 1.7753 | 1.7753 | 1.7753 | 1.7753 | 1.7753 | 1.7753 | 1.7753 | 1.7753
[6 empty] | Accumulated Equity Cost - Year 1 | Moderate | 1.0536 | 1.0536 | 1.0536 | 1.0536 | 1.0536 | 1.0536 | 1.0536 | 1.0536 | 1.0536 | 1.0536 | 1.0536 | 1.0536 | 1.0536 | 1.0536 | 1.0536 | 1.0536 | 1.0536 | 1.0536 | 1.0536 | 1.0536 | 1.0536 | 1.0536 | 1.0536 | 1.0536 | 1.0536 | 1.0536 | 1.0536 | 1.0536 | 1.0536 | 1.0536
[6 empty] | Accumulated Equity Cost - Year 2 | Moderate | 1.1695 | 1.1695 | 1.1695 | 1.1695 | 1.1695 | 1.1695 | 1.1695 | 1.1695 | 1.1695 | 1.1695 | 1.1695 | 1.1695 | 1.1695 | 1.1695 | 1.1695 | 1.1695 | 1.1695 | 1.1695 | 1.1695 | 1.1695 | 1.1695 | 1.1695 | 1.1695 | 1.1695 | 1.1695 | 1.1695 | 1.1695 | 1.1695 | 1.1695 | 1.1695
[6 empty] | Accumulated Equity Cost - Year 3 | Moderate | 1.2981 | 1.2981 | 1.2981 | 1.2981 | 1.2981 | 1.2981 | 1.2981 | 1.2981 | 1.2981 | 1.2981 | 1.2981 | 1.2981 | 1.2981 | 1.2981 | 1.2981 | 1.2981 | 1.2981 | 1.2981 | 1.2981 | 1.2981 | 1.2981 | 1.2981 | 1.2981 | 1.2981 | 1.2981 | 1.2981 | 1.2981 | 1.2981 | 1.2981 | 1.2981
[6 empty] | Accumulated Equity Cost - Year 4 | Moderate | 1.4409 | 1.4409 | 1.4409 | 1.4409 | 1.4409 | 1.4409 | 1.4409 | 1.4409 | 1.4409 | 1.4409 | 1.4409 | 1.4409 | 1.4409 | 1.4409 | 1.4409 | 1.4409 | 1.4409 | 1.4409 | 1.4409 | 1.4409 | 1.4409 | 1.4409 | 1.4409 | 1.4409 | 1.4409 | 1.4409 | 1.4409 | 1.4409 | 1.4409 | 1.4409
[6 empty] | Accumulated Equity Cost - Year 5 | Moderate | 1.5994 | 1.5994 | 1.5994 | 1.5994 | 1.5994 | 1.5994 | 1.5994 | 1.5994 | 1.5994 | 1.5994 | 1.5994 | 1.5994 | 1.5994 | 1.5994 | 1.5994 | 1.5994 | 1.5994 | 1.5994 | 1.5994 | 1.5994 | 1.5994 | 1.5994 | 1.5994 | 1.5994 | 1.5994 | 1.5994 | 1.5994 | 1.5994 | 1.5994 | 1.5994
[6 empty] | Accumulated Equity Cost - Year 6 | Moderate | 1.7753 | 1.7753 | 1.7753 | 1.7753 | 1.7753 | 1.7753 | 1.7753 | 1.7753 | 1.7753 | 1.7753 | 1.7753 | 1.7753 | 1.7753 | 1.7753 | 1.7753 | 1.7753 | 1.7753 | 1.7753 | 1.7753 | 1.7753 | 1.7753 | 1.7753 | 1.7753 | 1.7753 | 1.7753 | 1.7753 | 1.7753 | 1.7753 | 1.7753 | 1.7753
[6 empty] | Accumulated Equity Cost - Year 1 | Conservative | 1.0536 | 1.0536 | 1.0536 | 1.0536 | 1.0536 | 1.0536 | 1.0536 | 1.0536 | 1.0536 | 1.0536 | 1.0536 | 1.0536 | 1.0536 | 1.0536 | 1.0536 | 1.0536 | 1.0536 | 1.0536 | 1.0536 | 1.0536 | 1.0536 | 1.0536 | 1.0536 | 1.0536 | 1.0536 | 1.0536 | 1.0536 | 1.0536 | 1.0536 | 1.0536
[6 empty] | Accumulated Equity Cost - Year 2 | Conservative | 1.1695 | 1.1695 | 1.1695 | 1.1695 | 1.1695 | 1.1695 | 1.1695 | 1.1695 | 1.1695 | 1.1695 | 1.1695 | 1.1695 | 1.1695 | 1.1695 | 1.1695 | 1.1695 | 1.1695 | 1.1695 | 1.1695 | 1.1695 | 1.1695 | 1.1695 | 1.1695 | 1.1695 | 1.1695 | 1.1695 | 1.1695 | 1.1695 | 1.1695 | 1.1695
[6 empty] | Accumulated Equity Cost - Year 3 | Conservative | 1.2981 | 1.2981 | 1.2981 | 1.2981 | 1.2981 | 1.2981 | 1.2981 | 1.2981 | 1.2981 | 1.2981 | 1.2981 | 1.2981 | 1.2981 | 1.2981 | 1.2981 | 1.2981 | 1.2981 | 1.2981 | 1.2981 | 1.2981 | 1.2981 | 1.2981 | 1.2981 | 1.2981 | 1.2981 | 1.2981 | 1.2981 | 1.2981 | 1.2981 | 1.2981
[6 empty] | Accumulated Equity Cost - Year 4 | Conservative | 1.4409 | 1.4409 | 1.4409 | 1.4409 | 1.4409 | 1.4409 | 1.4409 | 1.4409 | 1.4409 | 1.4409 | 1.4409 | 1.4409 | 1.4409 | 1.4409 | 1.4409 | 1.4409 | 1.4409 | 1.4409 | 1.4409 | 1.4409 | 1.4409 | 1.4409 | 1.4409 | 1.4409 | 1.4409 | 1.4409 | 1.4409 | 1.4409 | 1.4409 | 1.4409
[6 empty] | Accumulated Equity Cost - Year 5 | Conservative | 1.5994 | 1.5994 | 1.5994 | 1.5994 | 1.5994 | 1.5994 | 1.5994 | 1.5994 | 1.5994 | 1.5994 | 1.5994 | 1.5994 | 1.5994 | 1.5994 | 1.5994 | 1.5994 | 1.5994 | 1.5994 | 1.5994 | 1.5994 | 1.5994 | 1.5994 | 1.5994 | 1.5994 | 1.5994 | 1.5994 | 1.5994 | 1.5994 | 1.5994 | 1.5994
[6 empty] | Accumulated Equity Cost - Year 6 | Conservative | 1.7753 | 1.7753 | 1.7753 | 1.7753 | 1.7753 | 1.7753 | 1.7753 | 1.7753 | 1.7753 | 1.7753 | 1.7753 | 1.7753 | 1.7753 | 1.7753 | 1.7753 | 1.7753 | 1.7753 | 1.7753 | 1.7753 | 1.7753 | 1.7753 | 1.7753 | 1.7753 | 1.7753 | 1.7753 | 1.7753 | 1.7753 | 1.7753 | 1.7753 | 1.7753
Data Sources for Default Inputs | bar: 2021 to 2038
|  |  |  | Current Costs: |  |  |  | 2022: Citation; 2027: Dollar Year; 2028: Escalation Index
|  |  |  | Heat Rate (MMBtu/MWh) |  |  |  | 2022: Buchheit 2022
|  |  |  | Overnight Capital Cost ($/kW) |  |  |  | 2022: Buchheit 2022; 2027: 2018$; 2028: CAPEX adjusted from 2018$ to 2021$ using applicable subindices from CEPCI and HWI
|  |  |  | Fixed Operating Expenses ($/kW-yr) |  |  |  | 2022: Buchheit 2022; 2027: 2018$; 2028: FOM adjusted from 2018$ to 2021$ using applicable subindices from CEPCI, HWI and BLS CPI
|  |  |  | Variable Operating Expenses ($/MWh) |  |  |  | 2022: Buchheit 2022; 2027: 2018$; 2028: VOM adjusted from 2018$ to 2021$ using applicable subindices from CEPCI, HWI and BLS CPI
|  |  |  | Spur Line Cost ($/kW) |  |  |  | 2022: N/A
|  |  |  | Future Projections Costs: |  |  |  | 2022: Citation; 2027: Dollar Year; 2028: Escalation Index
|  |  |  | Heat Rate (MMBtu/MWh) |  |  |  | 2022: Leptinsky 2023
|  |  |  | Overnight Capital Cost ($/kW) |  |  |  | 2022: Leptinsky 2023; 2027: 2018$; 2028: CAPEX adjusted from 2018$ to 2021$ using applicable subindices from CEPCI and HWI
2021 to 2022 overnight capital cost adjustments (%)
|  |  |  | Fixed Operating Expenses ($/kW-yr) |  |  |  | 2022: Leptinsky 2023; 2027: 2018$; 2028: FOM adjusted from 2018$ to 2021$ using applicable subindices from CEPCI, HWI and BLS CPI
|  |  |  | Variable Operating Expenses ($/MWh) |  |  |  | 2022: Leptinsky 2023; 2027: 2018$; 2028: VOM adjusted from 2018$ to 2021$ using applicable subindices from CEPCI, HWI and BLS CPI
|  |  |  | Grid Connection Cost ($/kW) |  |  |  | 2022: N/A
Source Documents
1. K. Buchheit, and N. Kuehn, "Eliminating the Derate of Carbon Capture Retrofits – Revision 2," National Energy Technology Laboratory, Pittsburgh, 2022, March 31, 2023, https://netl.doe.gov/projects/files/EliminatingtheDerateofCarbonCaptureRetrofitsRevision2_033123.pdf
2. Leptinsky, Sarah, Tommy Schmitt, Alexander Zoelle, Sally Homsy, Mark Woods, and Jeffery hoffmann. “Cost and Performance Projections for Coal- and Natural Gas-Fired Power Plants.” National Energy Technology Laboratory, May 2023. https://www.netl.doe.gov/energy-analysis/details?id=7deaa702-33aa-409d-823d-2258a7a1eb99
3. Chemical Engineering Plant Cost Index. https://www.chemengonline.com/pci-home
4. Handy-Whitman Index ® of Public Utility Construction Costs ™Handy-Whitman Index ® of Public Utility Construction Costs ™ Bulletin No. 196, 1912 to July, 2022
5. US Bureau of Labor Statistics Consumer Price Index. https://www.bls.gov/news.release/cpi.toc.htm
Note on P172: [Threaded comment] Your version of Excel allows you to read this threaded comment; however, any edits to it will get removed if the file is opened in a newer version of Excel. Learn more: https://go.microsoft.com/fwlink/?linkid=870924 Comment: TODO: confirm whether we're adjusting from 2018$ to 2020$, or from some other dollar year.

## Natural Gas_Retrofits
Natural Gas | [8 empty] | https://atb.nrel.gov/electricity/2021/fossil_energy_technologies
Inputs
Calculated
Input from other tab
| X |  |  | Assumptions
[5 empty] | Technology | Base Year: |  |  | 2021
All values are given in 2021 U.S. dollars, see references at the bottom of this worksheet for dollar year conversions where source dollar years don't match 2021.
Natural Gas Technologies
[6 empty] | NG Combined Cycle F-Class integrated retrofit 90%-CCS | SOA - Retrofit of nominal 727 MW 2X1 F-Frame unabated natural gas combined cycle (NGCC) power plant w/ commercially available solvent-based post combustion CO2 capture (PCCC) designed for 90% capture, Advanced Technology - same retrofit but w/ advanced solvent-based PCCC designed for 90% capture
[6 empty] | NG Combined Cycle F-Class integrated retrofit 95%-CCS | SOA - Retrofit of nominal 727 MW 2X1 F-Frame unabated NGCC power plant w/ commercially available solvent-based PCCC designed for 95% capture, Advanced Technology - same retrofit but w/ advanced solvent-based PCCC designed for 95% capture
[6 empty] | NG Combined Cycle H-Class integrated retrofit 90%-CCS | SOA - Retrofit of nominal 992 MW 2X1 H-Frame NGCC unabated power plant w/ commercially available solvent-based PCCC designed for 90% capture, Advanced Technology - same retrofit but w/ advanced solvent-based PCCC designed for 90% capture
[6 empty] | NG Combined Cycle H-Class integrated retrofit 95%-CCS | SOA - Retrofit of nominal 992 MW 2X1 H-Frame NGCC unabated power plant w/ commercially available solvent-based PCCC designed for 95% capture, Advanced Technology - same retrofit but w/ advanced solvent-based PCCC designed for 95% capture
[6 empty] | Technology Classification | Name | Tech | Resource | Scale | Maturity
[7 empty] | NG Combined Cycle F-Class integrated retrofit 90%-CCS | F-Frame CC 90%-CCS | Natural Gas | Utility | N
[7 empty] | NG Combined Cycle F-Class integrated retrofit 95%-CCS | F-Frame CC 95%-CCS | Natural Gas | Utility | N
[7 empty] | NG Combined Cycle H-Class integrated retrofit 90%-CCS | H-Frame CC 90%-CCS | Natural Gas | Utility | N
[7 empty] | NG Combined Cycle H-Class integrated retrofit 95%-CCS | H-Frame CC 95%-CCS | Natural Gas | Utility | N
[5 empty] | Finance | Financial Assumptions:
[6 empty] | Depreciation Period |  |  |  |  | 20 |  | Financial Case |  | R&D
[6 empty] | Equity Premium During Construction |  |  |  |  | 0%
[6 empty] | Construction Duration yrs |  |  |  |  | 3*
[6 empty] | Year | Capital | Percent of Leverage During Construction | Percent of Equity During Construction
[6 empty] | Index | Fraction*
[6 empty] | 0 | 30% | 55% | 45%
[6 empty] | 1 | 60% | 55% | 45%
[6 empty] | 2 | 10% | 55% | 45%
Technology-Specific Variables
Minimum
[7 empty] | New | Heat Rate | Plant | Outage Rates (%) |  | Emissions (lbs/MMBtu) |  |  |  | Ramp
[7 empty] | Install (Y/N) | (MMBtu/MWh) | Load (%) | Forced | Planned | SO2 | NOx | Hg | CO2 | Rate (%/min) | CCS (Y/N)
[6 empty] | NG Combined Cycle F-Class integrated retrofit 90%-CCS | N | 7.2178 | 50% | 5% | 10% | 0 | 0.003 | 0 | 11.9 | 5% | Y
[6 empty] | NG Combined Cycle F-Class integrated retrofit 95%-CCS | N | 7.2705 | 50% | 5% | 10% | 0 | 0.003 | 0 | 5.9 | 5% | Y
[6 empty] | NG Combined Cycle H-Class integrated retrofit 90%-CCS | N | 7.0012 | 50% | 5% | 10% | 0 | 0.003 | 0 | 11.9 | 5% | Y
[6 empty] | NG Combined Cycle H-Class integrated retrofit 95%-CCS | N | 7.0508 | 50% | 5% | 10% | 0 | 0.003 | 0 | 5.9 | 5% | Y
Assumed equivalent to analogous new plant equipped w/ CCS
[9 empty] | 2021 | 2022 | 2023 | 2024 | 2025 | 2026 | 2027 | 2028 | 2029 | 2030 | 2031 | 2032 | 2033 | 2034 | 2035 | 2036 | 2037 | 2038 | 2039 | 2040 | 2041 | 2042 | 2043 | 2044 | 2045 | 2046 | 2047 | 2048 | 2049 | 2050
[6 empty] | Assumptions | Inflation Rate | * | 2.5% | 2.5% | 2.5% | 2.5% | 2.5% | 2.5% | 2.5% | 2.5% | 2.5% | 2.5% | 2.5% | 2.5% | 2.5% | 2.5% | 2.5% | 2.5% | 2.5% | 2.5% | 2.5% | 2.5% | 2.5% | 2.5% | 2.5% | 2.5% | 2.5% | 2.5% | 2.5% | 2.5% | 2.5% | 2.5%
[7 empty] | Interest Rate Nominal | Advanced | bar: 2021 to 2050
[7 empty] | Interest Rate Nominal | Moderate | bar: 2021 to 2050
[7 empty] | Interest Rate Nominal | Conservative | bar: 2021 to 2050
[7 empty] | Calculated Interest Rate Real | Advanced | 5.366% | 5.366% | 5.366% | 5.366% | 5.366% | 5.366% | 5.366% | 5.366% | 5.366% | 5.366% | 5.366% | 5.366% | 5.366% | 5.366% | 5.366% | 5.366% | 5.366% | 5.366% | 5.366% | 5.366% | 5.366% | 5.366% | 5.366% | 5.366% | 5.366% | 5.366% | 5.366% | 5.366% | 5.366% | 5.366%
[7 empty] | Calculated Interest Rate Real | Moderate | 5.366% | 5.366% | 5.366% | 5.366% | 5.366% | 5.366% | 5.366% | 5.366% | 5.366% | 5.366% | 5.366% | 5.366% | 5.366% | 5.366% | 5.366% | 5.366% | 5.366% | 5.366% | 5.366% | 5.366% | 5.366% | 5.366% | 5.366% | 5.366% | 5.366% | 5.366% | 5.366% | 5.366% | 5.366% | 5.366%
[7 empty] | Calculated Interest Rate Real | Conservative | 5.366% | 5.366% | 5.366% | 5.366% | 5.366% | 5.366% | 5.366% | 5.366% | 5.366% | 5.366% | 5.366% | 5.366% | 5.366% | 5.366% | 5.366% | 5.366% | 5.366% | 5.366% | 5.366% | 5.366% | 5.366% | 5.366% | 5.366% | 5.366% | 5.366% | 5.366% | 5.366% | 5.366% | 5.366% | 5.366%
[7 empty] | Interest During Construction - Nominal | * | bar: 2021 to 2050
[7 empty] | Rate of Return on Equity Nominal | Advanced | 11% | 11% | 11% | 11% | 11% | 11% | 11% | 11% | 11% | 11% | 11% | 11% | 11% | 11% | 11% | 11% | 11% | 11% | 11% | 11% | 11% | 11% | 11% | 11% | 11% | 11% | 11% | 11% | 11% | 11%
[7 empty] | Rate of Return on Equity Nominal | Moderate | 11% | 11% | 11% | 11% | 11% | 11% | 11% | 11% | 11% | 11% | 11% | 11% | 11% | 11% | 11% | 11% | 11% | 11% | 11% | 11% | 11% | 11% | 11% | 11% | 11% | 11% | 11% | 11% | 11% | 11%
[7 empty] | Rate of Return on Equity Nominal | Conservative | 11% | 11% | 11% | 11% | 11% | 11% | 11% | 11% | 11% | 11% | 11% | 11% | 11% | 11% | 11% | 11% | 11% | 11% | 11% | 11% | 11% | 11% | 11% | 11% | 11% | 11% | 11% | 11% | 11% | 11%
[7 empty] | Calculated Rate of Return on Equity Real | Advanced | 8.293% | 8.293% | 8.293% | 8.293% | 8.293% | 8.293% | 8.293% | 8.293% | 8.293% | 8.293% | 8.293% | 8.293% | 8.293% | 8.293% | 8.293% | 8.293% | 8.293% | 8.293% | 8.293% | 8.293% | 8.293% | 8.293% | 8.293% | 8.293% | 8.293% | 8.293% | 8.293% | 8.293% | 8.293% | 8.293%
[7 empty] | Calculated Rate of Return on Equity Real | Moderate | 8.293% | 8.293% | 8.293% | 8.293% | 8.293% | 8.293% | 8.293% | 8.293% | 8.293% | 8.293% | 8.293% | 8.293% | 8.293% | 8.293% | 8.293% | 8.293% | 8.293% | 8.293% | 8.293% | 8.293% | 8.293% | 8.293% | 8.293% | 8.293% | 8.293% | 8.293% | 8.293% | 8.293% | 8.293% | 8.293%
[7 empty] | Calculated Rate of Return on Equity Real | Conservative | 8.293% | 8.293% | 8.293% | 8.293% | 8.293% | 8.293% | 8.293% | 8.293% | 8.293% | 8.293% | 8.293% | 8.293% | 8.293% | 8.293% | 8.293% | 8.293% | 8.293% | 8.293% | 8.293% | 8.293% | 8.293% | 8.293% | 8.293% | 8.293% | 8.293% | 8.293% | 8.293% | 8.293% | 8.293% | 8.293%
[7 empty] | Debt Fraction | Advanced | 55% | 55% | 55% | 55% | 55% | 55% | 55% | 55% | 55% | 55% | 55% | 55% | 55% | 55% | 55% | 55% | 55% | 55% | 55% | 55% | 55% | 55% | 55% | 55% | 55% | 55% | 55% | 55% | 55% | 55%
[7 empty] | Debt Fraction | Moderate | 55% | 55% | 55% | 55% | 55% | 55% | 55% | 55% | 55% | 55% | 55% | 55% | 55% | 55% | 55% | 55% | 55% | 55% | 55% | 55% | 55% | 55% | 55% | 55% | 55% | 55% | 55% | 55% | 55% | 55%
[7 empty] | Debt Fraction | Conservative | 55% | 55% | 55% | 55% | 55% | 55% | 55% | 55% | 55% | 55% | 55% | 55% | 55% | 55% | 55% | 55% | 55% | 55% | 55% | 55% | 55% | 55% | 55% | 55% | 55% | 55% | 55% | 55% | 55% | 55%
[7 empty] | Tax Rate (Federal and State) | * | 25.74% | 25.74% | 25.74% | 25.74% | 25.74% | 25.74% | 25.74% | 25.74% | 25.74% | 25.74% | 25.74% | 25.74% | 25.74% | 25.74% | 25.74% | 25.74% | 25.74% | 25.74% | 25.74% | 25.74% | 25.74% | 25.74% | 25.74% | 25.74% | 25.74% | 25.74% | 25.74% | 25.74% | 25.74% | 25.74%
[7 empty] | WACC Nominal | Advanced | 8.217% | 8.217% | 8.217% | 8.217% | 8.217% | 8.217% | 8.217% | 8.217% | 8.217% | 8.217% | 8.217% | 8.217% | 8.217% | 8.217% | 8.217% | 8.217% | 8.217% | 8.217% | 8.217% | 8.217% | 8.217% | 8.217% | 8.217% | 8.217% | 8.217% | 8.217% | 8.217% | 8.217% | 8.217% | 8.217%
[7 empty] | WACC Nominal | Moderate | 8.217% | 8.217% | 8.217% | 8.217% | 8.217% | 8.217% | 8.217% | 8.217% | 8.217% | 8.217% | 8.217% | 8.217% | 8.217% | 8.217% | 8.217% | 8.217% | 8.217% | 8.217% | 8.217% | 8.217% | 8.217% | 8.217% | 8.217% | 8.217% | 8.217% | 8.217% | 8.217% | 8.217% | 8.217% | 8.217%
[7 empty] | WACC Nominal | Conservative | 8.217% | 8.217% | 8.217% | 8.217% | 8.217% | 8.217% | 8.217% | 8.217% | 8.217% | 8.217% | 8.217% | 8.217% | 8.217% | 8.217% | 8.217% | 8.217% | 8.217% | 8.217% | 8.217% | 8.217% | 8.217% | 8.217% | 8.217% | 8.217% | 8.217% | 8.217% | 8.217% | 8.217% | 8.217% | 8.217%
[7 empty] | WACC Real | Advanced | 5.578% | 5.578% | 5.578% | 5.578% | 5.578% | 5.578% | 5.578% | 5.578% | 5.578% | 5.578% | 5.578% | 5.578% | 5.578% | 5.578% | 5.578% | 5.578% | 5.578% | 5.578% | 5.578% | 5.578% | 5.578% | 5.578% | 5.578% | 5.578% | 5.578% | 5.578% | 5.578% | 5.578% | 5.578% | 5.578%
[7 empty] | WACC Real | Moderate | 5.578% | 5.578% | 5.578% | 5.578% | 5.578% | 5.578% | 5.578% | 5.578% | 5.578% | 5.578% | 5.578% | 5.578% | 5.578% | 5.578% | 5.578% | 5.578% | 5.578% | 5.578% | 5.578% | 5.578% | 5.578% | 5.578% | 5.578% | 5.578% | 5.578% | 5.578% | 5.578% | 5.578% | 5.578% | 5.578%
[7 empty] | WACC Real | Conservative | 5.578% | 5.578% | 5.578% | 5.578% | 5.578% | 5.578% | 5.578% | 5.578% | 5.578% | 5.578% | 5.578% | 5.578% | 5.578% | 5.578% | 5.578% | 5.578% | 5.578% | 5.578% | 5.578% | 5.578% | 5.578% | 5.578% | 5.578% | 5.578% | 5.578% | 5.578% | 5.578% | 5.578% | 5.578% | 5.578%
|  |  | X | Future Projections
Base Year
[9 empty] | 2021 | 2022 | 2023 | 2024 | 2025 | 2026 | 2027 | 2028 | 2029 | 2030 | 2031 | 2032 | 2033 | 2034 | 2035 | 2036 | 2037 | 2038 | 2039 | 2040 | 2041 | 2042 | 2043 | 2044 | 2045 | 2046 | 2047 | 2048 | 2049 | 2050
[6 empty] | Heat Rate (MMBtu/MWh) | NG Combined Cycle F-Class integrated retrofit 90%-CCS | Advanced | 7.218 | 7.218 | 7.199 | 7.181 | 7.162 | 7.143 | 7.125 | 7.106 | 7.088 | 7.069 | 7.051 | 7.032 | 7.013 | 6.995 | 6.976 | 6.976 | 6.976 | 6.976 | 6.976 | 6.976 | 6.976 | 6.976 | 6.976 | 6.976 | 6.976 | 6.976 | 6.976 | 6.976 | 6.976 | 6.976
[7 empty] | NG Combined Cycle F-Class integrated retrofit 90%-CCS | Moderate | 7.218 | 7.218 | 7.209 | 7.199 | 7.19 | 7.181 | 7.171 | 7.162 | 7.153 | 7.143 | 7.134 | 7.125 | 7.116 | 7.106 | 7.097 | 7.097 | 7.097 | 7.097 | 7.097 | 7.097 | 7.097 | 7.097 | 7.097 | 7.097 | 7.097 | 7.097 | 7.097 | 7.097 | 7.097 | 7.097
[7 empty] | NG Combined Cycle F-Class integrated retrofit 90%-CCS | Conservative | 7.218 | 7.218 | 7.218 | 7.218 | 7.218 | 7.218 | 7.218 | 7.218 | 7.218 | 7.218 | 7.218 | 7.218 | 7.218 | 7.218 | 7.218 | 7.218 | 7.218 | 7.218 | 7.218 | 7.218 | 7.218 | 7.218 | 7.218 | 7.218 | 7.218 | 7.218 | 7.218 | 7.218 | 7.218 | 7.218
[7 empty] | NG Combined Cycle F-Class integrated retrofit 95%-CCS | Advanced | 7.27 | 7.27 | 7.251 | 7.231 | 7.211 | 7.191 | 7.171 | 7.151 | 7.131 | 7.111 | 7.092 | 7.072 | 7.052 | 7.032 | 7.012 | 7.012 | 7.012 | 7.012 | 7.012 | 7.012 | 7.012 | 7.012 | 7.012 | 7.012 | 7.012 | 7.012 | 7.012 | 7.012 | 7.012 | 7.012
[7 empty] | NG Combined Cycle F-Class integrated retrofit 95%-CCS | Moderate | 7.27 | 7.27 | 7.261 | 7.251 | 7.241 | 7.231 | 7.221 | 7.211 | 7.201 | 7.191 | 7.181 | 7.171 | 7.161 | 7.151 | 7.141 | 7.141 | 7.141 | 7.141 | 7.141 | 7.141 | 7.141 | 7.141 | 7.141 | 7.141 | 7.141 | 7.141 | 7.141 | 7.141 | 7.141 | 7.141
[7 empty] | NG Combined Cycle F-Class integrated retrofit 95%-CCS | Conservative | 7.27 | 7.27 | 7.27 | 7.27 | 7.27 | 7.27 | 7.27 | 7.27 | 7.27 | 7.27 | 7.27 | 7.27 | 7.27 | 7.27 | 7.27 | 7.27 | 7.27 | 7.27 | 7.27 | 7.27 | 7.27 | 7.27 | 7.27 | 7.27 | 7.27 | 7.27 | 7.27 | 7.27 | 7.27 | 7.27
[7 empty] | NG Combined Cycle H-Class integrated retrofit 90%-CCS | Advanced | 7.001 | 7.001 | 6.983 | 6.965 | 6.947 | 6.929 | 6.911 | 6.893 | 6.875 | 6.857 | 6.839 | 6.821 | 6.803 | 6.785 | 6.767 | 6.767 | 6.767 | 6.767 | 6.767 | 6.767 | 6.767 | 6.767 | 6.767 | 6.767 | 6.767 | 6.767 | 6.767 | 6.767 | 6.767 | 6.767
[7 empty] | NG Combined Cycle H-Class integrated retrofit 90%-CCS | Moderate | 7.001 | 7.001 | 6.992 | 6.983 | 6.974 | 6.965 | 6.956 | 6.947 | 6.938 | 6.929 | 6.92 | 6.911 | 6.902 | 6.893 | 6.884 | 6.884 | 6.884 | 6.884 | 6.884 | 6.884 | 6.884 | 6.884 | 6.884 | 6.884 | 6.884 | 6.884 | 6.884 | 6.884 | 6.884 | 6.884
[7 empty] | NG Combined Cycle H-Class integrated retrofit 90%-CCS | Conservative | 7.001 | 7.001 | 7.001 | 7.001 | 7.001 | 7.001 | 7.001 | 7.001 | 7.001 | 7.001 | 7.001 | 7.001 | 7.001 | 7.001 | 7.001 | 7.001 | 7.001 | 7.001 | 7.001 | 7.001 | 7.001 | 7.001 | 7.001 | 7.001 | 7.001 | 7.001 | 7.001 | 7.001 | 7.001 | 7.001
[7 empty] | NG Combined Cycle H-Class integrated retrofit 95%-CCS | Advanced | 7.051 | 7.051 | 7.032 | 7.012 | 6.993 | 6.974 | 6.954 | 6.935 | 6.916 | 6.897 | 6.877 | 6.858 | 6.839 | 6.819 | 6.8 | 6.8 | 6.8 | 6.8 | 6.8 | 6.8 | 6.8 | 6.8 | 6.8 | 6.8 | 6.8 | 6.8 | 6.8 | 6.8 | 6.8 | 6.8
[7 empty] | NG Combined Cycle H-Class integrated retrofit 95%-CCS | Moderate | 7.051 | 7.051 | 7.041 | 7.032 | 7.022 | 7.012 | 7.003 | 6.993 | 6.983 | 6.974 | 6.964 | 6.954 | 6.945 | 6.935 | 6.925 | 6.925 | 6.925 | 6.925 | 6.925 | 6.925 | 6.925 | 6.925 | 6.925 | 6.925 | 6.925 | 6.925 | 6.925 | 6.925 | 6.925 | 6.925
[7 empty] | NG Combined Cycle H-Class integrated retrofit 95%-CCS | Conservative | 7.051 | 7.051 | 7.051 | 7.051 | 7.051 | 7.051 | 7.051 | 7.051 | 7.051 | 7.051 | 7.051 | 7.051 | 7.051 | 7.051 | 7.051 | 7.051 | 7.051 | 7.051 | 7.051 | 7.051 | 7.051 | 7.051 | 7.051 | 7.051 | 7.051 | 7.051 | 7.051 | 7.051 | 7.051 | 7.051
[9 empty] | 2021 | 2022 | 2023 | 2024 | 2025 | 2026 | 2027 | 2028 | 2029 | 2030 | 2031 | 2032 | 2033 | 2034 | 2035 | 2036 | 2037 | 2038 | 2039 | 2040 | 2041 | 2042 | 2043 | 2044 | 2045 | 2046 | 2047 | 2048 | 2049 | 2050
[6 empty] | Net Output Penalty (Δ% from pre-retrofit) | NG Combined Cycle F-Class integrated retrofit 90%-CCS | Advanced | -13.3% | -13.3% | -13% | -12.6% | -12.3% | -11.9% | -11.6% | -11.2% | -10.9% | -10.5% | -10.2% | -9.8% | -9.5% | -9.1% | -8.8% | -8.8% | -8.8% | -8.8% | -8.8% | -8.8% | -8.8% | -8.8% | -8.8% | -8.8% | -8.8% | -8.8% | -8.8% | -8.8% | -8.8% | -8.8%
[7 empty] | NG Combined Cycle F-Class integrated retrofit 90%-CCS | Moderate | -13.3% | -13.3% | -13.2% | -13% | -12.8% | -12.6% | -12.5% | -12.3% | -12.1% | -11.9% | -11.8% | -11.6% | -11.4% | -11.2% | -11.1% | -11.1% | -11.1% | -11.1% | -11.1% | -11.1% | -11.1% | -11.1% | -11.1% | -11.1% | -11.1% | -11.1% | -11.1% | -11.1% | -11.1% | -11.1%
[7 empty] | NG Combined Cycle F-Class integrated retrofit 90%-CCS | Conservative | -13.3% | -13.3% | -13.3% | -13.3% | -13.3% | -13.3% | -13.3% | -13.3% | -13.3% | -13.3% | -13.3% | -13.3% | -13.3% | -13.3% | -13.3% | -13.3% | -13.3% | -13.3% | -13.3% | -13.3% | -13.3% | -13.3% | -13.3% | -13.3% | -13.3% | -13.3% | -13.3% | -13.3% | -13.3% | -13.3%
[7 empty] | NG Combined Cycle F-Class integrated retrofit 95%-CCS | Advanced | -14.1% | -14.1% | -13.7% | -13.3% | -12.9% | -12.6% | -12.2% | -11.8% | -11.5% | -11.1% | -10.7% | -10.4% | -10% | -9.6% | -9.3% | -9.3% | -9.3% | -9.3% | -9.3% | -9.3% | -9.3% | -9.3% | -9.3% | -9.3% | -9.3% | -9.3% | -9.3% | -9.3% | -9.3% | -9.3%
[7 empty] | NG Combined Cycle F-Class integrated retrofit 95%-CCS | Moderate | -14.1% | -14.1% | -13.9% | -13.7% | -13.5% | -13.3% | -13.1% | -12.9% | -12.8% | -12.6% | -12.4% | -12.2% | -12% | -11.8% | -11.7% | -11.7% | -11.7% | -11.7% | -11.7% | -11.7% | -11.7% | -11.7% | -11.7% | -11.7% | -11.7% | -11.7% | -11.7% | -11.7% | -11.7% | -11.7%
[7 empty] | NG Combined Cycle F-Class integrated retrofit 95%-CCS | Conservative | -14.1% | -14.1% | -14.1% | -14.1% | -14.1% | -14.1% | -14.1% | -14.1% | -14.1% | -14.1% | -14.1% | -14.1% | -14.1% | -14.1% | -14.1% | -14.1% | -14.1% | -14.1% | -14.1% | -14.1% | -14.1% | -14.1% | -14.1% | -14.1% | -14.1% | -14.1% | -14.1% | -14.1% | -14.1% | -14.1%
[7 empty] | NG Combined Cycle H-Class integrated retrofit 90%-CCS | Advanced | -12.9% | -12.9% | -12.6% | -12.2% | -11.9% | -11.5% | -11.2% | -10.9% | -10.5% | -10.2% | -9.8% | -9.5% | -9.1% | -8.8% | -8.4% | -8.4% | -8.4% | -8.4% | -8.4% | -8.4% | -8.4% | -8.4% | -8.4% | -8.4% | -8.4% | -8.4% | -8.4% | -8.4% | -8.4% | -8.4%
[7 empty] | NG Combined Cycle H-Class integrated retrofit 90%-CCS | Moderate | -12.9% | -12.9% | -12.7% | -12.6% | -12.4% | -12.2% | -12.1% | -11.9% | -11.7% | -11.5% | -11.4% | -11.2% | -11% | -10.9% | -10.7% | -10.7% | -10.7% | -10.7% | -10.7% | -10.7% | -10.7% | -10.7% | -10.7% | -10.7% | -10.7% | -10.7% | -10.7% | -10.7% | -10.7% | -10.7%
[7 empty] | NG Combined Cycle H-Class integrated retrofit 90%-CCS | Conservative | -12.9% | -12.9% | -12.9% | -12.9% | -12.9% | -12.9% | -12.9% | -12.9% | -12.9% | -12.9% | -12.9% | -12.9% | -12.9% | -12.9% | -12.9% | -12.9% | -12.9% | -12.9% | -12.9% | -12.9% | -12.9% | -12.9% | -12.9% | -12.9% | -12.9% | -12.9% | -12.9% | -12.9% | -12.9% | -12.9%
[7 empty] | NG Combined Cycle H-Class integrated retrofit 95%-CCS | Advanced | -13.6% | -13.6% | -13.3% | -12.9% | -12.5% | -12.2% | -11.8% | -11.4% | -11.1% | -10.7% | -10.3% | -10% | -9.6% | -9.2% | -8.9% | -8.9% | -8.9% | -8.9% | -8.9% | -8.9% | -8.9% | -8.9% | -8.9% | -8.9% | -8.9% | -8.9% | -8.9% | -8.9% | -8.9% | -8.9%
[7 empty] | NG Combined Cycle H-Class integrated retrofit 95%-CCS | Moderate | -13.6% | -13.6% | -13.4% | -13.3% | -13.1% | -12.9% | -12.7% | -12.5% | -12.3% | -12.2% | -12% | -11.8% | -11.6% | -11.4% | -11.3% | -11.3% | -11.3% | -11.3% | -11.3% | -11.3% | -11.3% | -11.3% | -11.3% | -11.3% | -11.3% | -11.3% | -11.3% | -11.3% | -11.3% | -11.3%
[7 empty] | NG Combined Cycle H-Class integrated retrofit 95%-CCS | Conservative | -13.6% | -13.6% | -13.6% | -13.6% | -13.6% | -13.6% | -13.6% | -13.6% | -13.6% | -13.6% | -13.6% | -13.6% | -13.6% | -13.6% | -13.6% | -13.6% | -13.6% | -13.6% | -13.6% | -13.6% | -13.6% | -13.6% | -13.6% | -13.6% | -13.6% | -13.6% | -13.6% | -13.6% | -13.6% | -13.6%
[9 empty] | 2021 | 2022 | 2023 | 2024 | 2025 | 2026 | 2027 | 2028 | 2029 | 2030 | 2031 | 2032 | 2033 | 2034 | 2035 | 2036 | 2037 | 2038 | 2039 | 2040 | 2041 | 2042 | 2043 | 2044 | 2045 | 2046 | 2047 | 2048 | 2049 | 2050
[6 empty] | Heat Rate Penalty (Δ% from pre-retrofit) | NG Combined Cycle F-Class integrated retrofit 90%-CCS | Advanced | 11.9% | 11.9% | 11.7% | 11.6% | 11.4% | 11.2% | 11% | 10.9% | 10.7% | 10.5% | 10.3% | 10.2% | 10% | 9.8% | 9.6% | 9.6% | 9.6% | 9.6% | 9.6% | 9.6% | 9.6% | 9.6% | 9.6% | 9.6% | 9.6% | 9.6% | 9.6% | 9.6% | 9.6% | 9.6%
[7 empty] | NG Combined Cycle F-Class integrated retrofit 90%-CCS | Moderate | 11.9% | 11.9% | 11.8% | 11.7% | 11.7% | 11.6% | 11.5% | 11.4% | 11.3% | 11.2% | 11.1% | 11% | 11% | 10.9% | 10.8% | 10.8% | 10.8% | 10.8% | 10.8% | 10.8% | 10.8% | 10.8% | 10.8% | 10.8% | 10.8% | 10.8% | 10.8% | 10.8% | 10.8% | 10.8%
[7 empty] | NG Combined Cycle F-Class integrated retrofit 90%-CCS | Conservative | 11.9% | 11.9% | 11.9% | 11.9% | 11.9% | 11.9% | 11.9% | 11.9% | 11.9% | 11.9% | 11.9% | 11.9% | 11.9% | 11.9% | 11.9% | 11.9% | 11.9% | 11.9% | 11.9% | 11.9% | 11.9% | 11.9% | 11.9% | 11.9% | 11.9% | 11.9% | 11.9% | 11.9% | 11.9% | 11.9%
[7 empty] | NG Combined Cycle F-Class integrated retrofit 95%-CCS | Advanced | 12.7% | 12.7% | 12.5% | 12.3% | 12.1% | 11.9% | 11.7% | 11.5% | 11.3% | 11.1% | 11% | 10.8% | 10.6% | 10.4% | 10.2% | 10.2% | 10.2% | 10.2% | 10.2% | 10.2% | 10.2% | 10.2% | 10.2% | 10.2% | 10.2% | 10.2% | 10.2% | 10.2% | 10.2% | 10.2%
[7 empty] | NG Combined Cycle F-Class integrated retrofit 95%-CCS | Moderate | 12.7% | 12.7% | 12.6% | 12.5% | 12.4% | 12.3% | 12.2% | 12.1% | 12% | 11.9% | 11.8% | 11.7% | 11.6% | 11.5% | 11.4% | 11.4% | 11.4% | 11.4% | 11.4% | 11.4% | 11.4% | 11.4% | 11.4% | 11.4% | 11.4% | 11.4% | 11.4% | 11.4% | 11.4% | 11.4%
[7 empty] | NG Combined Cycle F-Class integrated retrofit 95%-CCS | Conservative | 12.7% | 12.7% | 12.7% | 12.7% | 12.7% | 12.7% | 12.7% | 12.7% | 12.7% | 12.7% | 12.7% | 12.7% | 12.7% | 12.7% | 12.7% | 12.7% | 12.7% | 12.7% | 12.7% | 12.7% | 12.7% | 12.7% | 12.7% | 12.7% | 12.7% | 12.7% | 12.7% | 12.7% | 12.7% | 12.7%
[7 empty] | NG Combined Cycle H-Class integrated retrofit 90%-CCS | Advanced | 11.6% | 11.6% | 11.4% | 11.2% | 11% | 10.8% | 10.7% | 10.5% | 10.3% | 10.1% | 9.9% | 9.8% | 9.6% | 9.4% | 9.2% | 9.2% | 9.2% | 9.2% | 9.2% | 9.2% | 9.2% | 9.2% | 9.2% | 9.2% | 9.2% | 9.2% | 9.2% | 9.2% | 9.2% | 9.2%
[7 empty] | NG Combined Cycle H-Class integrated retrofit 90%-CCS | Moderate | 11.6% | 11.6% | 11.5% | 11.4% | 11.3% | 11.2% | 11.1% | 11% | 10.9% | 10.8% | 10.8% | 10.7% | 10.6% | 10.5% | 10.4% | 10.4% | 10.4% | 10.4% | 10.4% | 10.4% | 10.4% | 10.4% | 10.4% | 10.4% | 10.4% | 10.4% | 10.4% | 10.4% | 10.4% | 10.4%
[7 empty] | NG Combined Cycle H-Class integrated retrofit 90%-CCS | Conservative | 11.6% | 11.6% | 11.6% | 11.6% | 11.6% | 11.6% | 11.6% | 11.6% | 11.6% | 11.6% | 11.6% | 11.6% | 11.6% | 11.6% | 11.6% | 11.6% | 11.6% | 11.6% | 11.6% | 11.6% | 11.6% | 11.6% | 11.6% | 11.6% | 11.6% | 11.6% | 11.6% | 11.6% | 11.6% | 11.6%
[7 empty] | NG Combined Cycle H-Class integrated retrofit 95%-CCS | Advanced | 12.3% | 12.3% | 12.1% | 11.9% | 11.7% | 11.5% | 11.3% | 11.1% | 10.9% | 10.7% | 10.5% | 10.3% | 10.1% | 9.9% | 9.8% | 9.8% | 9.8% | 9.8% | 9.8% | 9.8% | 9.8% | 9.8% | 9.8% | 9.8% | 9.8% | 9.8% | 9.8% | 9.8% | 9.8% | 9.8%
[7 empty] | NG Combined Cycle H-Class integrated retrofit 95%-CCS | Moderate | 12.3% | 12.3% | 12.2% | 12.1% | 12% | 11.9% | 11.8% | 11.7% | 11.6% | 11.5% | 11.4% | 11.3% | 11.2% | 11.1% | 11% | 11% | 11% | 11% | 11% | 11% | 11% | 11% | 11% | 11% | 11% | 11% | 11% | 11% | 11% | 11%
[7 empty] | NG Combined Cycle H-Class integrated retrofit 95%-CCS | Conservative | 12.3% | 12.3% | 12.3% | 12.3% | 12.3% | 12.3% | 12.3% | 12.3% | 12.3% | 12.3% | 12.3% | 12.3% | 12.3% | 12.3% | 12.3% | 12.3% | 12.3% | 12.3% | 12.3% | 12.3% | 12.3% | 12.3% | 12.3% | 12.3% | 12.3% | 12.3% | 12.3% | 12.3% | 12.3% | 12.3%
[9 empty] | 2021 | 2022 | 2023 | 2024 | 2025 | 2026 | 2027 | 2028 | 2029 | 2030 | 2031 | 2032 | 2033 | 2034 | 2035 | 2036 | 2037 | 2038 | 2039 | 2040 | 2041 | 2042 | 2043 | 2044 | 2045 | 2046 | 2047 | 2048 | 2049 | 2050
[6 empty] | Additional CAPEX ($/kW) | NG Combined Cycle F-Class integrated retrofit 90%-CCS | Advanced | 1394.0341 | 1394.0341 | 1349.6709 | 1305.3076 | 1261.0561 | 1216.6929 | 1172.3296 | 1127.9664 | 1083.7149 | 1039.3516 | 994.9884 | 950.7369 | 906.3736 | 862.0104 | 817.7589 | 807.8135 | 797.868 | 787.9226 | 778.089 | 768.1435 | 758.1981 | 748.2527 | 738.419 | 728.4736 | 718.5282 | 708.5828 | 698.7491 | 688.8037 | 678.8583 | 668.9129
[7 empty] | NG Combined Cycle F-Class integrated retrofit 90%-CCS | Moderate | 1394.0341 | 1394.0341 | 1365.0919 | 1336.2613 | 1307.4308 | 1278.4885 | 1249.658 | 1220.8275 | 1191.8852 | 1163.0547 | 1134.2242 | 1105.2819 | 1076.4514 | 1047.6208 | 1018.6786 | 1007.057 | 995.3236 | 983.702 | 972.0804 | 960.347 | 948.7254 | 937.1038 | 925.3705 | 913.7489 | 902.1273 | 890.3939 | 878.7723 | 867.039 | 855.4173 | 843.7957
[7 empty] | NG Combined Cycle F-Class integrated retrofit 90%-CCS | Conservative | 1394.0341 | 1394.0341 | 1380.6246 | 1367.215 | 1353.8055 | 1340.396 | 1326.9864 | 1313.5769 | 1300.1673 | 1286.7578 | 1273.3482 | 1259.9387 | 1246.5291 | 1233.1196 | 1219.71 | 1206.3005 | 1192.8909 | 1179.4814 | 1166.0718 | 1152.6623 | 1139.2528 | 1125.8432 | 1112.4337 | 1099.0241 | 1085.6146 | 1072.205 | 1058.7955 | 1045.3859 | 1031.9764 | 1018.5668
[7 empty] | NG Combined Cycle F-Class integrated retrofit 95%-CCS | Advanced | 1455.9416 | 1455.9416 | 1409.3434 | 1362.6335 | 1316.0353 | 1269.4371 | 1222.8389 | 1176.129 | 1129.5308 | 1082.9327 | 1036.3345 | 989.6246 | 943.0264 | 896.4282 | 849.83 | 839.5494 | 829.157 | 818.8763 | 808.5957 | 798.315 | 787.9226 | 777.642 | 767.3613 | 757.0807 | 746.6883 | 736.4076 | 726.127 | 715.8463 | 705.5657 | 695.1733
[7 empty] | NG Combined Cycle F-Class integrated retrofit 95%-CCS | Moderate | 1455.9416 | 1455.9416 | 1425.6583 | 1395.2634 | 1364.9801 | 1334.6969 | 1304.3019 | 1274.0187 | 1243.7355 | 1213.4522 | 1183.0573 | 1152.774 | 1122.4908 | 1092.0958 | 1061.8126 | 1049.6323 | 1037.5637 | 1025.3834 | 1013.203 | 1001.0227 | 988.9541 | 976.7737 | 964.5934 | 952.4131 | 940.3445 | 928.1641 | 915.9838 | 903.8035 | 891.6231 | 879.5545
[7 empty] | NG Combined Cycle F-Class integrated retrofit 95%-CCS | Conservative | 1455.9416 | 1455.9416 | 1441.8615 | 1427.8932 | 1413.925 | 1399.9567 | 1385.8767 | 1371.9084 | 1357.9401 | 1343.8601 | 1329.8918 | 1315.9235 | 1301.8435 | 1287.8752 | 1273.907 | 1259.8269 | 1245.8586 | 1231.8904 | 1217.8103 | 1203.8421 | 1189.8738 | 1175.9055 | 1161.8255 | 1147.8572 | 1133.8889 | 1119.8089 | 1105.8406 | 1091.8724 | 1077.7923 | 1063.8241
[7 empty] | NG Combined Cycle H-Class integrated retrofit 90%-CCS | Advanced | 1211.6643 | 1211.6643 | 1173.2236 | 1134.7829 | 1096.2305 | 1057.7898 | 1019.3491 | 980.9084 | 942.4677 | 903.9152 | 865.4745 | 827.0338 | 788.5931 | 750.0407 | 711.6 | 702.9955 | 694.391 | 685.6748 | 677.0704 | 668.4659 | 659.8615 | 651.1452 | 642.5408 | 633.9363 | 625.3319 | 616.7274 | 608.0112 | 599.4067 | 590.8023 | 582.1978
[7 empty] | NG Combined Cycle H-Class integrated retrofit 90%-CCS | Moderate | 1211.6643 | 1211.6643 | 1186.6332 | 1161.602 | 1136.4591 | 1111.4279 | 1086.3968 | 1061.3656 | 1036.2227 | 1011.1916 | 986.1604 | 961.1293 | 935.9864 | 910.9552 | 885.9241 | 875.7552 | 865.5863 | 855.5291 | 845.3602 | 835.1913 | 825.0224 | 814.9652 | 804.7963 | 794.6274 | 784.4585 | 774.4013 | 764.2324 | 754.0635 | 743.8946 | 733.7257
[7 empty] | NG Combined Cycle H-Class integrated retrofit 90%-CCS | Conservative | 1211.6643 | 1211.6643 | 1200.0427 | 1188.4211 | 1176.6877 | 1165.0661 | 1153.4445 | 1141.8229 | 1130.0896 | 1118.468 | 1106.8463 | 1095.113 | 1083.4914 | 1071.8698 | 1060.2482 | 1048.5148 | 1036.8932 | 1025.2716 | 1013.5383 | 1001.9166 | 990.295 | 978.6734 | 966.9401 | 955.3185 | 943.6969 | 931.9635 | 920.3419 | 908.7203 | 897.0987 | 885.3653
[7 empty] | NG Combined Cycle H-Class integrated retrofit 95%-CCS | Advanced | 1265.7495 | 1265.7495 | 1225.2973 | 1184.8452 | 1144.2813 | 1103.8292 | 1063.3771 | 1022.9249 | 982.3611 | 941.9089 | 901.4568 | 861.0047 | 820.4408 | 779.9886 | 739.5365 | 730.5968 | 721.5454 | 712.6057 | 703.666 | 694.7263 | 685.6748 | 676.7351 | 667.7954 | 658.8557 | 649.8043 | 640.8646 | 631.9249 | 622.8735 | 613.9338 | 604.9941
[6 empty] | Does not include capital costs for CO2 transportation and storage | NG Combined Cycle H-Class integrated retrofit 95%-CCS | Moderate | 1265.7495 | 1265.7495 | 1239.4891 | 1213.117 | 1186.7449 | 1160.4845 | 1134.1124 | 1107.8521 | 1081.48 | 1055.1078 | 1028.8475 | 1002.4754 | 976.215 | 949.8429 | 923.4708 | 912.9666 | 902.3508 | 891.8466 | 881.2307 | 870.6148 | 860.1107 | 849.4948 | 838.9906 | 828.3748 | 817.7589 | 807.2547 | 796.6388 | 786.1347 | 775.5188 | 764.9029
[7 empty] | NG Combined Cycle H-Class integrated retrofit 95%-CCS | Conservative | 1265.7495 | 1265.7495 | 1253.5691 | 1241.3888 | 1229.2085 | 1217.0281 | 1204.9595 | 1192.7792 | 1180.5989 | 1168.4185 | 1156.2382 | 1144.0578 | 1131.8775 | 1119.6972 | 1107.5168 | 1095.3365 | 1083.1561 | 1070.9758 | 1058.7955 | 1046.6151 | 1034.4348 | 1022.2545 | 1010.1859 | 998.0055 | 985.8252 | 973.6448 | 961.4645 | 949.2842 | 937.1038 | 924.9235
[9 empty] | 2021 | 2022 | 2023 | 2024 | 2025 | 2026 | 2027 | 2028 | 2029 | 2030 | 2031 | 2032 | 2033 | 2034 | 2035 | 2036 | 2037 | 2038 | 2039 | 2040 | 2041 | 2042 | 2043 | 2044 | 2045 | 2046 | 2047 | 2048 | 2049 | 2050
[6 empty] | Additional Construction Financing Cost ($/kW) | NG Combined Cycle F-Class integrated retrofit 90%-CCS | Advanced | 146.5341 | 146.5341 | 141.8709 | 137.2076 | 132.5561 | 127.8929 | 123.2296 | 118.5664 | 113.9149 | 109.2516 | 104.5884 | 99.9369 | 95.2736 | 90.6104 | 85.9589 | 84.9135 | 83.868 | 82.8226 | 81.789 | 80.7435 | 79.6981 | 78.6527 | 77.619 | 76.5736 | 75.5282 | 74.4828 | 73.4491 | 72.4037 | 71.3583 | 70.3129
[7 empty] | NG Combined Cycle F-Class integrated retrofit 90%-CCS | Moderate | 146.5341 | 146.5341 | 143.4919 | 140.4613 | 137.4308 | 134.3885 | 131.358 | 128.3275 | 125.2852 | 122.2547 | 119.2242 | 116.1819 | 113.1514 | 110.1208 | 107.0786 | 105.857 | 104.6236 | 103.402 | 102.1804 | 100.947 | 99.7254 | 98.5038 | 97.2705 | 96.0489 | 94.8273 | 93.5939 | 92.3723 | 91.139 | 89.9173 | 88.6957
[7 empty] | NG Combined Cycle F-Class integrated retrofit 90%-CCS | Conservative | 146.5341 | 146.5341 | 145.1246 | 143.715 | 142.3055 | 140.896 | 139.4864 | 138.0769 | 136.6673 | 135.2578 | 133.8482 | 132.4387 | 131.0291 | 129.6196 | 128.21 | 126.8005 | 125.3909 | 123.9814 | 122.5718 | 121.1623 | 119.7528 | 118.3432 | 116.9337 | 115.5241 | 114.1146 | 112.705 | 111.2955 | 109.8859 | 108.4764 | 107.0668
[7 empty] | NG Combined Cycle F-Class integrated retrofit 95%-CCS | Advanced | 153.0416 | 153.0416 | 148.1434 | 143.2335 | 138.3353 | 133.4371 | 128.5389 | 123.629 | 118.7308 | 113.8327 | 108.9345 | 104.0246 | 99.1264 | 94.2282 | 89.33 | 88.2494 | 87.157 | 86.0763 | 84.9957 | 83.915 | 82.8226 | 81.742 | 80.6613 | 79.5807 | 78.4883 | 77.4076 | 76.327 | 75.2463 | 74.1657 | 73.0733
[7 empty] | NG Combined Cycle F-Class integrated retrofit 95%-CCS | Moderate | 153.0416 | 153.0416 | 149.8583 | 146.6634 | 143.4801 | 140.2969 | 137.1019 | 133.9187 | 130.7355 | 127.5522 | 124.3573 | 121.174 | 117.9908 | 114.7958 | 111.6126 | 110.3323 | 109.0637 | 107.7834 | 106.503 | 105.2227 | 103.9541 | 102.6737 | 101.3934 | 100.1131 | 98.8445 | 97.5641 | 96.2838 | 95.0035 | 93.7231 | 92.4545
[7 empty] | NG Combined Cycle F-Class integrated retrofit 95%-CCS | Conservative | 153.0416 | 153.0416 | 151.5615 | 150.0932 | 148.625 | 147.1567 | 145.6767 | 144.2084 | 142.7401 | 141.2601 | 139.7918 | 138.3235 | 136.8435 | 135.3752 | 133.907 | 132.4269 | 130.9586 | 129.4904 | 128.0103 | 126.5421 | 125.0738 | 123.6055 | 122.1255 | 120.6572 | 119.1889 | 117.7089 | 116.2406 | 114.7724 | 113.2923 | 111.8241
[7 empty] | NG Combined Cycle H-Class integrated retrofit 90%-CCS | Advanced | 127.3643 | 127.3643 | 123.3236 | 119.2829 | 115.2305 | 111.1898 | 107.1491 | 103.1084 | 99.0677 | 95.0152 | 90.9745 | 86.9338 | 82.8931 | 78.8407 | 74.8 | 73.8955 | 72.991 | 72.0748 | 71.1704 | 70.2659 | 69.3615 | 68.4452 | 67.5408 | 66.6363 | 65.7319 | 64.8274 | 63.9112 | 63.0067 | 62.1023 | 61.1978
[7 empty] | NG Combined Cycle H-Class integrated retrofit 90%-CCS | Moderate | 127.3643 | 127.3643 | 124.7332 | 122.102 | 119.4591 | 116.8279 | 114.1968 | 111.5656 | 108.9227 | 106.2916 | 103.6604 | 101.0293 | 98.3864 | 95.7552 | 93.1241 | 92.0552 | 90.9863 | 89.9291 | 88.8602 | 87.7913 | 86.7224 | 85.6652 | 84.5963 | 83.5274 | 82.4585 | 81.4013 | 80.3324 | 79.2635 | 78.1946 | 77.1257
[7 empty] | NG Combined Cycle H-Class integrated retrofit 90%-CCS | Conservative | 127.3643 | 127.3643 | 126.1427 | 124.9211 | 123.6877 | 122.4661 | 121.2445 | 120.0229 | 118.7896 | 117.568 | 116.3463 | 115.113 | 113.8914 | 112.6698 | 111.4482 | 110.2148 | 108.9932 | 107.7716 | 106.5383 | 105.3166 | 104.095 | 102.8734 | 101.6401 | 100.4185 | 99.1969 | 97.9635 | 96.7419 | 95.5203 | 94.2987 | 93.0653
[7 empty] | NG Combined Cycle H-Class integrated retrofit 95%-CCS | Advanced | 133.0495 | 133.0495 | 128.7973 | 124.5452 | 120.2813 | 116.0292 | 111.7771 | 107.5249 | 103.2611 | 99.0089 | 94.7568 | 90.5047 | 86.2408 | 81.9886 | 77.7365 | 76.7968 | 75.8454 | 74.9057 | 73.966 | 73.0263 | 72.0748 | 71.1351 | 70.1954 | 69.2557 | 68.3043 | 67.3646 | 66.4249 | 65.4735 | 64.5338 | 63.5941
[7 empty] | NG Combined Cycle H-Class integrated retrofit 95%-CCS | Moderate | 133.0495 | 133.0495 | 130.2891 | 127.517 | 124.7449 | 121.9845 | 119.2124 | 116.4521 | 113.68 | 110.9078 | 108.1475 | 105.3754 | 102.615 | 99.8429 | 97.0708 | 95.9666 | 94.8508 | 93.7466 | 92.6307 | 91.5148 | 90.4107 | 89.2948 | 88.1906 | 87.0748 | 85.9589 | 84.8547 | 83.7388 | 82.6347 | 81.5188 | 80.4029
[7 empty] | NG Combined Cycle H-Class integrated retrofit 95%-CCS | Conservative | 133.0495 | 133.0495 | 131.7691 | 130.4888 | 129.2085 | 127.9281 | 126.6595 | 125.3792 | 124.0989 | 122.8185 | 121.5382 | 120.2578 | 118.9775 | 117.6972 | 116.4168 | 115.1365 | 113.8561 | 112.5758 | 111.2955 | 110.0151 | 108.7348 | 107.4545 | 106.1859 | 104.9055 | 103.6252 | 102.3448 | 101.0645 | 99.7842 | 98.5038 | 97.2235
[9 empty] | 2021 | 2022 | 2023 | 2024 | 2025 | 2026 | 2027 | 2028 | 2029 | 2030 | 2031 | 2032 | 2033 | 2034 | 2035 | 2036 | 2037 | 2038 | 2039 | 2040 | 2041 | 2042 | 2043 | 2044 | 2045 | 2046 | 2047 | 2048 | 2049 | 2050
[6 empty] | Additional Overnight Capital Cost ($/kW) | NG Combined Cycle F-Class integrated retrofit 90%-CCS | Advanced | 1247.5 | 1247.5 | 1207.8 | 1168.1 | 1128.5 | 1088.8 | 1049.1 | 1009.4 | 969.8 | 930.1 | 890.4 | 850.8 | 811.1 | 771.4 | 731.8 | 722.9 | 714 | 705.1 | 696.3 | 687.4 | 678.5 | 669.6 | 660.8 | 651.9 | 643 | 634.1 | 625.3 | 616.4 | 607.5 | 598.6
[7 empty] | NG Combined Cycle F-Class integrated retrofit 90%-CCS | Moderate | 1247.5 | 1247.5 | 1221.6 | 1195.8 | 1170 | 1144.1 | 1118.3 | 1092.5 | 1066.6 | 1040.8 | 1015 | 989.1 | 963.3 | 937.5 | 911.6 | 901.2 | 890.7 | 880.3 | 869.9 | 859.4 | 849 | 838.6 | 828.1 | 817.7 | 807.3 | 796.8 | 786.4 | 775.9 | 765.5 | 755.1
[7 empty] | NG Combined Cycle F-Class integrated retrofit 90%-CCS | Conservative | 1247.5 | 1247.5 | 1235.5 | 1223.5 | 1211.5 | 1199.5 | 1187.5 | 1175.5 | 1163.5 | 1151.5 | 1139.5 | 1127.5 | 1115.5 | 1103.5 | 1091.5 | 1079.5 | 1067.5 | 1055.5 | 1043.5 | 1031.5 | 1019.5 | 1007.5 | 995.5 | 983.5 | 971.5 | 959.5 | 947.5 | 935.5 | 923.5 | 911.5
[7 empty] | NG Combined Cycle F-Class integrated retrofit 95%-CCS | Advanced | 1302.9 | 1302.9 | 1261.2 | 1219.4 | 1177.7 | 1136 | 1094.3 | 1052.5 | 1010.8 | 969.1 | 927.4 | 885.6 | 843.9 | 802.2 | 760.5 | 751.3 | 742 | 732.8 | 723.6 | 714.4 | 705.1 | 695.9 | 686.7 | 677.5 | 668.2 | 659 | 649.8 | 640.6 | 631.4 | 622.1
[7 empty] | NG Combined Cycle F-Class integrated retrofit 95%-CCS | Moderate | 1302.9 | 1302.9 | 1275.8 | 1248.6 | 1221.5 | 1194.4 | 1167.2 | 1140.1 | 1113 | 1085.9 | 1058.7 | 1031.6 | 1004.5 | 977.3 | 950.2 | 939.3 | 928.5 | 917.6 | 906.7 | 895.8 | 885 | 874.1 | 863.2 | 852.3 | 841.5 | 830.6 | 819.7 | 808.8 | 797.9 | 787.1
[7 empty] | NG Combined Cycle F-Class integrated retrofit 95%-CCS | Conservative | 1302.9 | 1302.9 | 1290.3 | 1277.8 | 1265.3 | 1252.8 | 1240.2 | 1227.7 | 1215.2 | 1202.6 | 1190.1 | 1177.6 | 1165 | 1152.5 | 1140 | 1127.4 | 1114.9 | 1102.4 | 1089.8 | 1077.3 | 1064.8 | 1052.3 | 1039.7 | 1027.2 | 1014.7 | 1002.1 | 989.6 | 977.1 | 964.5 | 952
[7 empty] | NG Combined Cycle H-Class integrated retrofit 90%-CCS | Advanced | 1084.3 | 1084.3 | 1049.9 | 1015.5 | 981 | 946.6 | 912.2 | 877.8 | 843.4 | 808.9 | 774.5 | 740.1 | 705.7 | 671.2 | 636.8 | 629.1 | 621.4 | 613.6 | 605.9 | 598.2 | 590.5 | 582.7 | 575 | 567.3 | 559.6 | 551.9 | 544.1 | 536.4 | 528.7 | 521
[7 empty] | NG Combined Cycle H-Class integrated retrofit 90%-CCS | Moderate | 1084.3 | 1084.3 | 1061.9 | 1039.5 | 1017 | 994.6 | 972.2 | 949.8 | 927.3 | 904.9 | 882.5 | 860.1 | 837.6 | 815.2 | 792.8 | 783.7 | 774.6 | 765.6 | 756.5 | 747.4 | 738.3 | 729.3 | 720.2 | 711.1 | 702 | 693 | 683.9 | 674.8 | 665.7 | 656.6
[7 empty] | NG Combined Cycle H-Class integrated retrofit 90%-CCS | Conservative | 1084.3 | 1084.3 | 1073.9 | 1063.5 | 1053 | 1042.6 | 1032.2 | 1021.8 | 1011.3 | 1000.9 | 990.5 | 980 | 969.6 | 959.2 | 948.8 | 938.3 | 927.9 | 917.5 | 907 | 896.6 | 886.2 | 875.8 | 865.3 | 854.9 | 844.5 | 834 | 823.6 | 813.2 | 802.8 | 792.3
[7 empty] | NG Combined Cycle H-Class integrated retrofit 95%-CCS | Advanced | 1132.7 | 1132.7 | 1096.5 | 1060.3 | 1024 | 987.8 | 951.6 | 915.4 | 879.1 | 842.9 | 806.7 | 770.5 | 734.2 | 698 | 661.8 | 653.8 | 645.7 | 637.7 | 629.7 | 621.7 | 613.6 | 605.6 | 597.6 | 589.6 | 581.5 | 573.5 | 565.5 | 557.4 | 549.4 | 541.4
[6 empty] | Does not include capital costs for CO2 transportation and storage | NG Combined Cycle H-Class integrated retrofit 95%-CCS | Moderate | 1132.7 | 1132.7 | 1109.2 | 1085.6 | 1062 | 1038.5 | 1014.9 | 991.4 | 967.8 | 944.2 | 920.7 | 897.1 | 873.6 | 850 | 826.4 | 817 | 807.5 | 798.1 | 788.6 | 779.1 | 769.7 | 760.2 | 750.8 | 741.3 | 731.8 | 722.4 | 712.9 | 703.5 | 694 | 684.5
[7 empty] | NG Combined Cycle H-Class integrated retrofit 95%-CCS | Conservative | 1132.7 | 1132.7 | 1121.8 | 1110.9 | 1100 | 1089.1 | 1078.3 | 1067.4 | 1056.5 | 1045.6 | 1034.7 | 1023.8 | 1012.9 | 1002 | 991.1 | 980.2 | 969.3 | 958.4 | 947.5 | 936.6 | 925.7 | 914.8 | 904 | 893.1 | 882.2 | 871.3 | 860.4 | 849.5 | 838.6 | 827.7
[9 empty] | 2021 | 2022 | 2023 | 2024 | 2025 | 2026 | 2027 | 2028 | 2029 | 2030 | 2031 | 2032 | 2033 | 2034 | 2035 | 2036 | 2037 | 2038 | 2039 | 2040 | 2041 | 2042 | 2043 | 2044 | 2045 | 2046 | 2047 | 2048 | 2049 | 2050
[6 empty] | Fixed Operation and Maintenance Expenses ($/kW-yr) | NG Combined Cycle F-Class integrated retrofit 90%-CCS | Advanced | 64.5 | 64.5 | 63.5 | 62.5 | 61.5 | 60.5 | 59.5 | 58.6 | 57.6 | 56.6 | 55.6 | 54.6 | 53.6 | 52.7 | 51.7 | 51.1 | 50.5 | 50 | 49.4 | 48.8 | 48.3 | 47.7 | 47.1 | 46.6 | 46 | 45.4 | 44.8 | 44.3 | 43.7 | 43.1
[7 empty] | NG Combined Cycle F-Class integrated retrofit 90%-CCS | Moderate | 64.5 | 64.5 | 63.7 | 63 | 62.3 | 61.5 | 60.8 | 60.1 | 59.4 | 58.6 | 57.9 | 57.2 | 56.4 | 55.7 | 55 | 54.5 | 53.9 | 53.4 | 52.9 | 52.4 | 51.9 | 51.3 | 50.8 | 50.3 | 49.8 | 49.2 | 48.7 | 48.2 | 47.7 | 47.2
[7 empty] | NG Combined Cycle F-Class integrated retrofit 90%-CCS | Conservative | 64.5 | 64.5 | 64 | 63.5 | 63 | 62.6 | 62.1 | 61.6 | 61.1 | 60.7 | 60.2 | 59.7 | 59.2 | 58.8 | 58.3 | 57.8 | 57.3 | 56.9 | 56.4 | 55.9 | 55.4 | 55 | 54.5 | 54 | 53.5 | 53.1 | 52.6 | 52.1 | 51.6 | 51.2
[7 empty] | NG Combined Cycle F-Class integrated retrofit 95%-CCS | Advanced | 66 | 66 | 64.9 | 63.9 | 62.9 | 61.8 | 60.8 | 59.8 | 58.7 | 57.7 | 56.6 | 55.6 | 54.6 | 53.5 | 52.5 | 51.9 | 51.3 | 50.8 | 50.2 | 49.6 | 49 | 48.4 | 47.9 | 47.3 | 46.7 | 46.1 | 45.6 | 45 | 44.4 | 43.8
[7 empty] | NG Combined Cycle F-Class integrated retrofit 95%-CCS | Moderate | 66 | 66 | 65.2 | 64.4 | 63.7 | 62.9 | 62.2 | 61.4 | 60.6 | 59.9 | 59.1 | 58.3 | 57.6 | 56.8 | 56.1 | 55.5 | 55 | 54.5 | 53.9 | 53.4 | 52.9 | 52.3 | 51.8 | 51.3 | 50.7 | 50.2 | 49.7 | 49.1 | 48.6 | 48.1
[7 empty] | NG Combined Cycle F-Class integrated retrofit 95%-CCS | Conservative | 66 | 66 | 65.5 | 65 | 64.5 | 64 | 63.5 | 63 | 62.5 | 62.1 | 61.6 | 61.1 | 60.6 | 60.1 | 59.6 | 59.1 | 58.6 | 58.2 | 57.7 | 57.2 | 56.7 | 56.2 | 55.7 | 55.2 | 54.7 | 54.3 | 53.8 | 53.3 | 52.8 | 52.3
[7 empty] | NG Combined Cycle H-Class integrated retrofit 90%-CCS | Advanced | 60 | 60 | 59.1 | 58.3 | 57.4 | 56.6 | 55.7 | 54.8 | 54 | 53.1 | 52.3 | 51.4 | 50.5 | 49.7 | 48.8 | 48.3 | 47.7 | 47.2 | 46.6 | 46 | 45.5 | 44.9 | 44.4 | 43.8 | 43.3 | 42.7 | 42.2 | 41.6 | 41.1 | 40.5
[7 empty] | NG Combined Cycle H-Class integrated retrofit 90%-CCS | Moderate | 60 | 60 | 59.3 | 58.7 | 58 | 57.4 | 56.7 | 56.1 | 55.4 | 54.8 | 54.1 | 53.5 | 52.8 | 52.2 | 51.5 | 51 | 50.5 | 50 | 49.5 | 49 | 48.5 | 48 | 47.5 | 47 | 46.5 | 46 | 45.5 | 45 | 44.5 | 44
[7 empty] | NG Combined Cycle H-Class integrated retrofit 90%-CCS | Conservative | 60 | 60 | 59.6 | 59.1 | 58.7 | 58.2 | 57.8 | 57.3 | 56.9 | 56.4 | 56 | 55.6 | 55.1 | 54.7 | 54.2 | 53.8 | 53.3 | 52.9 | 52.4 | 52 | 51.6 | 51.1 | 50.7 | 50.2 | 49.8 | 49.3 | 48.9 | 48.4 | 48 | 47.6
[7 empty] | NG Combined Cycle H-Class integrated retrofit 95%-CCS | Advanced | 61.3 | 61.3 | 60.4 | 59.5 | 58.6 | 57.7 | 56.8 | 55.9 | 55 | 54.1 | 53.2 | 52.3 | 51.4 | 50.4 | 49.5 | 49 | 48.4 | 47.9 | 47.3 | 46.7 | 46.2 | 45.6 | 45 | 44.5 | 43.9 | 43.4 | 42.8 | 42.2 | 41.7 | 41.1
[6 empty] | Does not include operating costs for CO2 transportation and storage | NG Combined Cycle H-Class integrated retrofit 95%-CCS | Moderate | 61.3 | 61.3 | 60.6 | 60 | 59.3 | 58.6 | 57.9 | 57.2 | 56.6 | 55.9 | 55.2 | 54.5 | 53.8 | 53.2 | 52.5 | 52 | 51.5 | 50.9 | 50.4 | 49.9 | 49.4 | 48.9 | 48.4 | 47.9 | 47.4 | 46.9 | 46.4 | 45.8 | 45.3 | 44.8
[7 empty] | NG Combined Cycle H-Class integrated retrofit 95%-CCS | Conservative | 61.3 | 61.3 | 60.9 | 60.4 | 60 | 59.5 | 59 | 58.6 | 58.1 | 57.7 | 57.2 | 56.8 | 56.3 | 55.9 | 55.4 | 54.9 | 54.5 | 54 | 53.6 | 53.1 | 52.7 | 52.2 | 51.7 | 51.3 | 50.8 | 50.4 | 49.9 | 49.5 | 49 | 48.6
[9 empty] | 2021 | 2022 | 2023 | 2024 | 2025 | 2026 | 2027 | 2028 | 2029 | 2030 | 2031 | 2032 | 2033 | 2034 | 2035 | 2036 | 2037 | 2038 | 2039 | 2040 | 2041 | 2042 | 2043 | 2044 | 2045 | 2046 | 2047 | 2048 | 2049 | 2050
[6 empty] | Variable Operation and Maintenance Expenses ($/MWh) | NG Combined Cycle F-Class integrated retrofit 90%-CCS | Advanced | 4.63 | 4.63 | 4.56 | 4.5 | 4.43 | 4.36 | 4.3 | 4.23 | 4.16 | 4.1 | 4.03 | 3.97 | 3.9 | 3.83 | 3.77 | 3.74 | 3.71 | 3.68 | 3.65 | 3.62 | 3.59 | 3.56 | 3.53 | 3.5 | 3.47 | 3.44 | 3.41 | 3.38 | 3.35 | 3.32
[7 empty] | NG Combined Cycle F-Class integrated retrofit 90%-CCS | Moderate | 4.63 | 4.63 | 4.58 | 4.54 | 4.49 | 4.45 | 4.4 | 4.36 | 4.31 | 4.26 | 4.22 | 4.17 | 4.13 | 4.08 | 4.04 | 4.01 | 3.98 | 3.96 | 3.93 | 3.9 | 3.87 | 3.85 | 3.82 | 3.79 | 3.77 | 3.74 | 3.71 | 3.68 | 3.66 | 3.63
[7 empty] | NG Combined Cycle F-Class integrated retrofit 90%-CCS | Conservative | 4.63 | 4.63 | 4.6 | 4.58 | 4.55 | 4.53 | 4.51 | 4.48 | 4.46 | 4.43 | 4.41 | 4.38 | 4.36 | 4.33 | 4.31 | 4.28 | 4.26 | 4.23 | 4.21 | 4.18 | 4.16 | 4.14 | 4.11 | 4.09 | 4.06 | 4.04 | 4.01 | 3.99 | 3.96 | 3.94
[7 empty] | NG Combined Cycle F-Class integrated retrofit 95%-CCS | Advanced | 4.75 | 4.75 | 4.68 | 4.61 | 4.54 | 4.47 | 4.4 | 4.33 | 4.26 | 4.19 | 4.12 | 4.05 | 3.98 | 3.91 | 3.84 | 3.81 | 3.78 | 3.75 | 3.72 | 3.69 | 3.66 | 3.63 | 3.6 | 3.57 | 3.54 | 3.51 | 3.48 | 3.45 | 3.42 | 3.39
[7 empty] | NG Combined Cycle F-Class integrated retrofit 95%-CCS | Moderate | 4.75 | 4.75 | 4.71 | 4.66 | 4.61 | 4.56 | 4.52 | 4.47 | 4.42 | 4.37 | 4.32 | 4.28 | 4.23 | 4.18 | 4.13 | 4.11 | 4.08 | 4.05 | 4.02 | 4 | 3.97 | 3.94 | 3.91 | 3.89 | 3.86 | 3.83 | 3.8 | 3.77 | 3.75 | 3.72
[7 empty] | NG Combined Cycle F-Class integrated retrofit 95%-CCS | Conservative | 4.75 | 4.75 | 4.73 | 4.7 | 4.68 | 4.65 | 4.63 | 4.6 | 4.58 | 4.55 | 4.53 | 4.5 | 4.48 | 4.45 | 4.42 | 4.4 | 4.37 | 4.35 | 4.32 | 4.3 | 4.27 | 4.25 | 4.22 | 4.2 | 4.17 | 4.15 | 4.12 | 4.1 | 4.07 | 4.04
[7 empty] | NG Combined Cycle H-Class integrated retrofit 90%-CCS | Advanced | 4.4 | 4.4 | 4.34 | 4.28 | 4.22 | 4.16 | 4.1 | 4.04 | 3.98 | 3.92 | 3.86 | 3.8 | 3.74 | 3.69 | 3.63 | 3.6 | 3.57 | 3.54 | 3.51 | 3.48 | 3.45 | 3.42 | 3.4 | 3.37 | 3.34 | 3.31 | 3.28 | 3.25 | 3.22 | 3.19
[7 empty] | NG Combined Cycle H-Class integrated retrofit 90%-CCS | Moderate | 4.4 | 4.4 | 4.36 | 4.32 | 4.28 | 4.23 | 4.19 | 4.15 | 4.11 | 4.07 | 4.03 | 3.99 | 3.95 | 3.9 | 3.86 | 3.84 | 3.81 | 3.79 | 3.76 | 3.73 | 3.71 | 3.68 | 3.66 | 3.63 | 3.6 | 3.58 | 3.55 | 3.53 | 3.5 | 3.47
[7 empty] | NG Combined Cycle H-Class integrated retrofit 90%-CCS | Conservative | 4.4 | 4.4 | 4.38 | 4.35 | 4.33 | 4.31 | 4.28 | 4.26 | 4.24 | 4.22 | 4.19 | 4.17 | 4.15 | 4.12 | 4.1 | 4.08 | 4.05 | 4.03 | 4.01 | 3.98 | 3.96 | 3.94 | 3.92 | 3.89 | 3.87 | 3.85 | 3.82 | 3.8 | 3.78 | 3.75
[7 empty] | NG Combined Cycle H-Class integrated retrofit 95%-CCS | Advanced | 4.51 | 4.51 | 4.45 | 4.39 | 4.33 | 4.26 | 4.2 | 4.14 | 4.08 | 4.01 | 3.95 | 3.89 | 3.82 | 3.76 | 3.7 | 3.67 | 3.64 | 3.61 | 3.58 | 3.55 | 3.52 | 3.49 | 3.46 | 3.44 | 3.41 | 3.38 | 3.35 | 3.32 | 3.29 | 3.26
[6 empty] | Does not include operating costs for CO2 transportation and storage | NG Combined Cycle H-Class integrated retrofit 95%-CCS | Moderate | 4.51 | 4.51 | 4.47 | 4.43 | 4.38 | 4.34 | 4.3 | 4.26 | 4.21 | 4.17 | 4.13 | 4.08 | 4.04 | 4 | 3.95 | 3.93 | 3.9 | 3.87 | 3.85 | 3.82 | 3.79 | 3.77 | 3.74 | 3.71 | 3.69 | 3.66 | 3.64 | 3.61 | 3.58 | 3.56
[7 empty] | NG Combined Cycle H-Class integrated retrofit 95%-CCS | Conservative | 4.51 | 4.51 | 4.49 | 4.47 | 4.44 | 4.42 | 4.4 | 4.37 | 4.35 | 4.33 | 4.3 | 4.28 | 4.25 | 4.23 | 4.21 | 4.18 | 4.16 | 4.14 | 4.11 | 4.09 | 4.06 | 4.04 | 4.02 | 3.99 | 3.97 | 3.95 | 3.92 | 3.9 | 3.88 | 3.85
[9 empty] | 2021 | 2022 | 2023 | 2024 | 2025 | 2026 | 2027 | 2028 | 2029 | 2030 | 2031 | 2032 | 2033 | 2034 | 2035 | 2036 | 2037 | 2038 | 2039 | 2040 | 2041 | 2042 | 2043 | 2044 | 2045 | 2046 | 2047 | 2048 | 2049 | 2050
[6 empty] | Construction Finance Factor | CFF | Advanced | 1.1175 | 1.1175 | 1.1175 | 1.1175 | 1.1175 | 1.1175 | 1.1175 | 1.1175 | 1.1175 | 1.1175 | 1.1175 | 1.1175 | 1.1175 | 1.1175 | 1.1175 | 1.1175 | 1.1175 | 1.1175 | 1.1175 | 1.1175 | 1.1175 | 1.1175 | 1.1175 | 1.1175 | 1.1175 | 1.1175 | 1.1175 | 1.1175 | 1.1175 | 1.1175
[7 empty] | CFF | Moderate | 1.1175 | 1.1175 | 1.1175 | 1.1175 | 1.1175 | 1.1175 | 1.1175 | 1.1175 | 1.1175 | 1.1175 | 1.1175 | 1.1175 | 1.1175 | 1.1175 | 1.1175 | 1.1175 | 1.1175 | 1.1175 | 1.1175 | 1.1175 | 1.1175 | 1.1175 | 1.1175 | 1.1175 | 1.1175 | 1.1175 | 1.1175 | 1.1175 | 1.1175 | 1.1175
[7 empty] | CFF | Conservative | 1.1175 | 1.1175 | 1.1175 | 1.1175 | 1.1175 | 1.1175 | 1.1175 | 1.1175 | 1.1175 | 1.1175 | 1.1175 | 1.1175 | 1.1175 | 1.1175 | 1.1175 | 1.1175 | 1.1175 | 1.1175 | 1.1175 | 1.1175 | 1.1175 | 1.1175 | 1.1175 | 1.1175 | 1.1175 | 1.1175 | 1.1175 | 1.1175 | 1.1175 | 1.1175
[7 empty] | Accumulated Interest - Year 1 | * | 1.0344 | 1.0344 | 1.0344 | 1.0344 | 1.0344 | 1.0344 | 1.0344 | 1.0344 | 1.0344 | 1.0344 | 1.0344 | 1.0344 | 1.0344 | 1.0344 | 1.0344 | 1.0344 | 1.0344 | 1.0344 | 1.0344 | 1.0344 | 1.0344 | 1.0344 | 1.0344 | 1.0344 | 1.0344 | 1.0344 | 1.0344 | 1.0344 | 1.0344 | 1.0344
[7 empty] | Accumulated Interest - Year 2 | * | 1.1068 | 1.1068 | 1.1068 | 1.1068 | 1.1068 | 1.1068 | 1.1068 | 1.1068 | 1.1068 | 1.1068 | 1.1068 | 1.1068 | 1.1068 | 1.1068 | 1.1068 | 1.1068 | 1.1068 | 1.1068 | 1.1068 | 1.1068 | 1.1068 | 1.1068 | 1.1068 | 1.1068 | 1.1068 | 1.1068 | 1.1068 | 1.1068 | 1.1068 | 1.1068
[7 empty] | Accumulated Interest - Year 3 | * | 1.1843 | 1.1843 | 1.1843 | 1.1843 | 1.1843 | 1.1843 | 1.1843 | 1.1843 | 1.1843 | 1.1843 | 1.1843 | 1.1843 | 1.1843 | 1.1843 | 1.1843 | 1.1843 | 1.1843 | 1.1843 | 1.1843 | 1.1843 | 1.1843 | 1.1843 | 1.1843 | 1.1843 | 1.1843 | 1.1843 | 1.1843 | 1.1843 | 1.1843 | 1.1843
[7 empty] | Accumulated Equity Cost - Year 1 | Advanced | 1.0536 | 1.0536 | 1.0536 | 1.0536 | 1.0536 | 1.0536 | 1.0536 | 1.0536 | 1.0536 | 1.0536 | 1.0536 | 1.0536 | 1.0536 | 1.0536 | 1.0536 | 1.0536 | 1.0536 | 1.0536 | 1.0536 | 1.0536 | 1.0536 | 1.0536 | 1.0536 | 1.0536 | 1.0536 | 1.0536 | 1.0536 | 1.0536 | 1.0536 | 1.0536
[7 empty] | Accumulated Equity Cost - Year 2 | Advanced | 1.1695 | 1.1695 | 1.1695 | 1.1695 | 1.1695 | 1.1695 | 1.1695 | 1.1695 | 1.1695 | 1.1695 | 1.1695 | 1.1695 | 1.1695 | 1.1695 | 1.1695 | 1.1695 | 1.1695 | 1.1695 | 1.1695 | 1.1695 | 1.1695 | 1.1695 | 1.1695 | 1.1695 | 1.1695 | 1.1695 | 1.1695 | 1.1695 | 1.1695 | 1.1695
[7 empty] | Accumulated Equity Cost - Year 3 | Advanced | 1.2981 | 1.2981 | 1.2981 | 1.2981 | 1.2981 | 1.2981 | 1.2981 | 1.2981 | 1.2981 | 1.2981 | 1.2981 | 1.2981 | 1.2981 | 1.2981 | 1.2981 | 1.2981 | 1.2981 | 1.2981 | 1.2981 | 1.2981 | 1.2981 | 1.2981 | 1.2981 | 1.2981 | 1.2981 | 1.2981 | 1.2981 | 1.2981 | 1.2981 | 1.2981
[7 empty] | Accumulated Equity Cost - Year 1 | Moderate | 1.0536 | 1.0536 | 1.0536 | 1.0536 | 1.0536 | 1.0536 | 1.0536 | 1.0536 | 1.0536 | 1.0536 | 1.0536 | 1.0536 | 1.0536 | 1.0536 | 1.0536 | 1.0536 | 1.0536 | 1.0536 | 1.0536 | 1.0536 | 1.0536 | 1.0536 | 1.0536 | 1.0536 | 1.0536 | 1.0536 | 1.0536 | 1.0536 | 1.0536 | 1.0536
[7 empty] | Accumulated Equity Cost - Year 2 | Moderate | 1.1695 | 1.1695 | 1.1695 | 1.1695 | 1.1695 | 1.1695 | 1.1695 | 1.1695 | 1.1695 | 1.1695 | 1.1695 | 1.1695 | 1.1695 | 1.1695 | 1.1695 | 1.1695 | 1.1695 | 1.1695 | 1.1695 | 1.1695 | 1.1695 | 1.1695 | 1.1695 | 1.1695 | 1.1695 | 1.1695 | 1.1695 | 1.1695 | 1.1695 | 1.1695
[7 empty] | Accumulated Equity Cost - Year 3 | Moderate | 1.2981 | 1.2981 | 1.2981 | 1.2981 | 1.2981 | 1.2981 | 1.2981 | 1.2981 | 1.2981 | 1.2981 | 1.2981 | 1.2981 | 1.2981 | 1.2981 | 1.2981 | 1.2981 | 1.2981 | 1.2981 | 1.2981 | 1.2981 | 1.2981 | 1.2981 | 1.2981 | 1.2981 | 1.2981 | 1.2981 | 1.2981 | 1.2981 | 1.2981 | 1.2981
[7 empty] | Accumulated Equity Cost - Year 1 | Conservative | 1.0536 | 1.0536 | 1.0536 | 1.0536 | 1.0536 | 1.0536 | 1.0536 | 1.0536 | 1.0536 | 1.0536 | 1.0536 | 1.0536 | 1.0536 | 1.0536 | 1.0536 | 1.0536 | 1.0536 | 1.0536 | 1.0536 | 1.0536 | 1.0536 | 1.0536 | 1.0536 | 1.0536 | 1.0536 | 1.0536 | 1.0536 | 1.0536 | 1.0536 | 1.0536
[7 empty] | Accumulated Equity Cost - Year 2 | Conservative | 1.1695 | 1.1695 | 1.1695 | 1.1695 | 1.1695 | 1.1695 | 1.1695 | 1.1695 | 1.1695 | 1.1695 | 1.1695 | 1.1695 | 1.1695 | 1.1695 | 1.1695 | 1.1695 | 1.1695 | 1.1695 | 1.1695 | 1.1695 | 1.1695 | 1.1695 | 1.1695 | 1.1695 | 1.1695 | 1.1695 | 1.1695 | 1.1695 | 1.1695 | 1.1695
[7 empty] | Accumulated Equity Cost - Year 3 | Conservative | 1.2981 | 1.2981 | 1.2981 | 1.2981 | 1.2981 | 1.2981 | 1.2981 | 1.2981 | 1.2981 | 1.2981 | 1.2981 | 1.2981 | 1.2981 | 1.2981 | 1.2981 | 1.2981 | 1.2981 | 1.2981 | 1.2981 | 1.2981 | 1.2981 | 1.2981 | 1.2981 | 1.2981 | 1.2981 | 1.2981 | 1.2981 | 1.2981 | 1.2981 | 1.2981
|  | X |  | Data Sources for Default Inputs | bar: 2021 to 2038
[5 empty] | Current Costs: |  |  |  | 2022: Citation; 2027: Dollar Year; 2028: Escalation Index
[5 empty] | Heat Rate (MMBtu/MWh) |  |  |  | 2022: NETL 2023
[5 empty] | Overnight Capital Cost ($/kW) |  |  |  | 2022: NETL 2023; 2027: 2018$; 2028: CAPEX adjusted from 2018$ to 2021$ using applicable subindices from CEPCI and HWI
[5 empty] | Fixed Operating Expenses ($/kW-yr) |  |  |  | 2022: NETL 2023; 2027: 2018$
[5 empty] | Variable Operating Expenses ($/MWh) |  |  |  | 2022: NETL 2023; 2027: 2018$
[5 empty] | Spur Line Cost ($/kW) |  |  |  | 2022: N/A
[5 empty] | Future Projections Costs: |  |  |  | 2027: Dollar Year; 2028: Escalation Index
[5 empty] | Heat Rate (MMBtu/MWh) |  |  |  | 2022: Leptinsky 2023
[5 empty] | Overnight Capital Cost ($/kW) |  |  |  | 2022: Leptinsky 2023; 2027: 2018$; 2028: CAPEX adjusted from 2018$ to 2021$ using applicable subindices from CEPCI and HWI
2021 to 2022 overnight capital cost adjustments (%)
[5 empty] | Fixed Operating Expenses ($/kW-yr) |  |  |  | 2022: Leptinsky 2023; 2027: 2018$; 2028: FOM adjusted from 2018$ to 2021$ using applicable subindices from CEPCI, HWI and BLS CPI
[5 empty] | Variable Operating Expenses ($/MWh) |  |  |  | 2022: Leptinsky 2023; 2027: 2018$; 2028: VOM adjusted from 2018$ to 2021$ using applicable subindices from CEPCI, HWI and BLS CPI
[5 empty] | Grid Connection Cost ($/kW) |  |  |  | 2022: N/A
Source Documents
1. NETL, "Cost and Performance of Retrofitting NGCC Units for Carbon Capture – Revision 3," National Energy Technology Laboratory, Morgantown, March 17, 2023. https://doi.org/10.2172/1961845.
2. Leptinsky, Sarah, Tommy Schmitt, Alexander Zoelle, Sally Homsy, Mark Woods, and Jeffery hoffmann. “Cost and Performance Projections for Coal- and Natural Gas-Fired Power Plants.” National Energy Technology Laboratory, May 2023. https://www.netl.doe.gov/energy-analysis/details?id=7deaa702-33aa-409d-823d-2258a7a1eb99
3. Chemical Engineering Plant Cost Index. https://www.chemengonline.com/pci-home
4. Handy-Whitman Index ® of Public Utility Construction Costs ™Handy-Whitman Index ® of Public Utility Construction Costs ™ Bulletin No. 196, 1912 to July, 2022
5. US Bureau of Labor Statistics Consumer Price Index. https://www.bls.gov/news.release/cpi.toc.htm
Note on O211: [Threaded comment] Your version of Excel allows you to read this threaded comment; however, any edits to it will get removed if the file is opened in a newer version of Excel. Learn more: https://go.microsoft.com/fwlink/?linkid=870924 Comment: TODO: confirm whether the latest reports are in 2018$ or 2019$, and report appropriate conversion here.

## Utility-Scale Battery Storage
Utility-Scale Battery Storage | [11 empty] | https://atb.nrel.gov/electricity/2023/utility-scale_battery_storage
Inputs
Calculated
Input from other tab
| X | Assumptions
| Technology |  | Base Year: |  |  | 2021
All values are given in 2021 U.S. dollars, see references at the bottom of this worksheet for dollar year conversions where source dollar years don't match 2021.
Utility Scale Battery Storage
Representative Li-Ion Battery Storage, 60 MW, 240 MWh storage (4 hours)
Reference: Battery Storage cost values from W. Cole and A. Karmakar, “Cost Projections for Utility-scale Battery Storage: 2023 Update,” NREL/TP-6A40-85332. Golden, CO: National Renewable Energy Laboratory. https://www.nrel.gov/docs/fy23osti/85332.pdf. Note that values are converted to 2021$ for the ATB.
|  |  | Capital Cost ($/kWh) | Battery Energy Capital Cost ($/kWh)
[5 empty] | 2021 | 2022 | 2023 | 2024 | 2025 | 2026 | 2027 | 2028 | 2029 | 2030 | 2031 | 2032 | 2033 | 2034 | 2035 | 2036 | 2037 | 2038 | 2039 | 2040 | 2041 | 2042 | 2043 | 2044 | 2045 | 2046 | 2047 | 2048 | 2049 | 2050
|  |  |  | Advanced | 322.051 | 361.9709 | 260.463 | 245.9131 | 233.4849 | 223.4918 | 213.5119 | 203.5091 | 193.4996 | 183.802 | 180.6176 | 177.4333 | 173.9462 | 170.7621 | 167.9016 | 164.413 | 161.2293 | 158.0457 | 154.8621 | 151.3697 | 148.1863 | 145.3334 | 142.1504 | 138.6562 | 135.4735 | 132.2908 | 129.1083 | 125.6087 | 122.4263 | 119.5849
|  |  |  | Moderate | 322.051 | 361.9709 | 346.5671 | 329.4017 | 286.9704 | 275.1264 | 263.2596 | 251.3673 | 239.4463 | 227.4928 | 223.3499 | 219.2109 | 215.0759 | 210.9451 | 206.8186 | 202.6966 | 198.5793 | 194.467 | 190.3597 | 186.2578 | 182.1614 | 178.0708 | 173.9863 | 169.9081 | 165.8366 | 161.772 | 157.7146 | 153.6649 | 149.6232 | 145.5899
|  |  |  | Conservative | 322.051 | 361.9709 | 375.5047 | 378.0325 | 372.508 | 356.9591 | 341.4302 | 325.9233 | 310.4409 | 294.9857 | 292.966 | 290.9463 | 288.9266 | 286.9069 | 284.8872 | 282.8675 | 280.8478 | 278.8281 | 276.8084 | 274.7887 | 272.769 | 270.7493 | 268.7296 | 266.7099 | 264.6902 | 262.6705 | 260.6508 | 258.631 | 256.6113 | 254.5916
Battery Power Capital Cost ($/kW)
[5 empty] | 2021 | 2022 | 2023 | 2024 | 2025 | 2026 | 2027 | 2028 | 2029 | 2030 | 2031 | 2032 | 2033 | 2034 | 2035 | 2036 | 2037 | 2038 | 2039 | 2040 | 2041 | 2042 | 2043 | 2044 | 2045 | 2046 | 2047 | 2048 | 2049 | 2050
|  |  |  | Advanced | 299.0478 | 336.1163 | 241.5571 | 227.7164 | 215.7982 | 206.9685 | 198.0867 | 189.2952 | 180.5299 | 170.5337 | 167.3904 | 164.2472 | 162.2995 | 159.1551 | 154.7331 | 152.7913 | 149.6454 | 146.4994 | 143.3533 | 141.4263 | 138.2792 | 133.8274 | 130.6789 | 128.7593 | 125.6095 | 122.4595 | 119.3092 | 117.4108 | 114.2596 | 109.7624
|  |  |  | Moderate | 299.0478 | 336.1163 | 329.2339 | 321.1678 | 288.2957 | 289.2129 | 290.2178 | 291.3211 | 292.5349 | 293.8741 | 291.8785 | 289.868 | 287.8421 | 285.8001 | 283.7414 | 281.6653 | 279.5711 | 277.4581 | 275.3253 | 273.1721 | 270.9975 | 268.8005 | 266.5803 | 264.3356 | 262.0653 | 259.7684 | 257.4435 | 255.0892 | 252.7042 | 250.2868
|  |  |  | Conservative | 299.0478 | 336.1163 | 348.0609 | 351.1577 | 346.8186 | 340.2243 | 333.5511 | 326.7907 | 319.9335 | 312.9685 | 310.8256 | 308.6828 | 306.54 | 304.3971 | 302.2543 | 300.1115 | 297.9687 | 295.8258 | 293.683 | 291.5402 | 289.3974 | 287.2545 | 285.1117 | 282.9689 | 280.8261 | 278.6832 | 276.5404 | 274.3976 | 272.2547 | 270.1119
Total System Cost ($/kW) = Battery Energy Cost ($/kWh) * Storage Duration (hr) + Battery Power Cost ($/kW)
|  |  | Technology Classification | Name | 2021: Tech; 2022: Resource; 2023: Scale; 2024: Maturity
|  |  |  | Utility-Scale Battery Storage - 2Hr | 2021: Lithium Ion - 2 Hr; 2022: N/A; 2023: Utility; 2024: Y
|  |  |  | Utility-Scale Battery Storage - 4Hr | 2021: Lithium Ion - 4 Hr; 2022: N/A; 2023: Utility; 2024: Y
|  |  |  | Utility-Scale Battery Storage - 6Hr | 2021: Lithium Ion - 6 Hr; 2022: N/A; 2023: Utility; 2024: Y
|  |  |  | Utility-Scale Battery Storage - 8Hr | 2021: Lithium Ion - 8 Hr; 2022: N/A; 2023: Utility; 2024: Y
|  |  |  | Utility-Scale Battery Storage - 10Hr | 2021: Lithium Ion - 10 Hr; 2022: N/A; 2023: Utility; 2024: Y
Future Projections
All values are given in 2021 U.S. dollars, using the Consumer Price Index (BLS, 2022) for dollar year conversions.
For 15-year technical life (values in 2021$):
[6 empty] | 2021 | 2022 | 2023 | 2024 | 2025 | 2026 | 2027 | 2028 | 2029 | 2030 | 2031 | 2032 | 2033 | 2034 | 2035 | 2036 | 2037 | 2038 | 2039 | 2040 | 2041 | 2042 | 2043 | 2044 | 2045 | 2046 | 2047 | 2048 | 2049 | 2050
| Techno-Economic Cost and Performance Parameters |  | Overnight Capital Cost ($/kW) | Utility-Scale Battery Storage - 2Hr | Advanced | 943.1499 | 1060.0582 | 762.483 | 719.5426 | 682.768 | 653.9521 | 625.1104 | 596.3133 | 567.5292 | 538.1376 | 528.6257 | 519.1138 | 510.1918 | 500.6793 | 490.5364 | 481.6173 | 472.1041 | 462.5908 | 453.0775 | 444.1657 | 434.6519 | 424.4942 | 414.9797 | 406.0716 | 396.5565 | 387.0412 | 377.5258 | 368.6281 | 359.1123 | 348.9322
|  |  |  | Utility-Scale Battery Storage - 2Hr | Moderate | 943.1499 | 1060.0582 | 1022.3681 | 979.9712 | 862.2364 | 839.4657 | 816.7371 | 794.0557 | 771.4276 | 748.8596 | 738.5783 | 728.2898 | 717.9939 | 707.6902 | 697.3786 | 687.0585 | 676.7298 | 666.392 | 656.0448 | 645.6877 | 635.3203 | 624.9422 | 614.5529 | 604.1518 | 593.7385 | 583.3124 | 572.8728 | 562.419 | 551.9505 | 541.4665
|  |  |  | Utility-Scale Battery Storage - 2Hr | Conservative | 943.1499 | 1060.0582 | 1099.0704 | 1107.2227 | 1091.8347 | 1054.1426 | 1016.4115 | 978.6373 | 940.8152 | 902.9399 | 896.7576 | 890.5754 | 884.3932 | 878.2109 | 872.0287 | 865.8465 | 859.6642 | 853.482 | 847.2998 | 841.1175 | 834.9353 | 828.7531 | 822.5708 | 816.3886 | 810.2064 | 804.0241 | 797.8419 | 791.6597 | 785.4774 | 779.2952
|  |  |  | Utility-Scale Battery Storage - 4Hr | Advanced | 1587.252 | 1784 | 1283.4089 | 1211.3687 | 1149.7378 | 1100.9357 | 1052.1342 | 1003.3315 | 954.5285 | 905.7416 | 889.861 | 873.9804 | 858.0841 | 842.2035 | 826.3396 | 810.4433 | 794.5628 | 778.6822 | 762.8016 | 746.9051 | 731.0245 | 715.1611 | 699.2805 | 683.3839 | 667.5034 | 651.6229 | 635.7423 | 619.8455 | 603.965 | 588.1021
|  |  |  | Utility-Scale Battery Storage - 4Hr | Moderate | 1587.252 | 1784 | 1715.5023 | 1638.7747 | 1436.1771 | 1389.7184 | 1343.2563 | 1296.7904 | 1250.3202 | 1203.8451 | 1185.278 | 1166.7115 | 1148.1456 | 1129.5803 | 1111.0157 | 1092.4517 | 1073.8885 | 1055.326 | 1036.7642 | 1018.2033 | 999.6431 | 981.0839 | 962.5255 | 943.9681 | 925.4117 | 906.8563 | 888.302 | 869.7489 | 851.1969 | 832.6462
|  |  |  | Utility-Scale Battery Storage - 4Hr | Conservative | 1587.252 | 1784 | 1850.0799 | 1863.2877 | 1836.8507 | 1768.0608 | 1699.2718 | 1630.4838 | 1561.6969 | 1492.9113 | 1482.6896 | 1472.468 | 1462.2463 | 1452.0247 | 1441.8031 | 1431.5814 | 1421.3598 | 1411.1381 | 1400.9165 | 1390.6949 | 1380.4732 | 1370.2516 | 1360.03 | 1349.8083 | 1339.5867 | 1329.365 | 1319.1434 | 1308.9218 | 1298.7001 | 1288.4785
|  |  |  | Utility-Scale Battery Storage - 6Hr | Advanced | 2231.3541 | 2507.9418 | 1804.3349 | 1703.1948 | 1616.7077 | 1547.9193 | 1479.1579 | 1410.3497 | 1341.5278 | 1273.3455 | 1251.0963 | 1228.847 | 1205.9764 | 1183.7277 | 1162.1429 | 1139.2693 | 1117.0214 | 1094.7736 | 1072.5258 | 1049.6445 | 1027.3972 | 1005.8279 | 983.5813 | 960.6962 | 938.4503 | 916.2045 | 893.9589 | 871.0628 | 848.8176 | 827.2719
|  |  |  | Utility-Scale Battery Storage - 6Hr | Moderate | 2231.3541 | 2507.9418 | 2408.6365 | 2297.5781 | 2010.1179 | 1939.9712 | 1869.7756 | 1799.5251 | 1729.2128 | 1658.8307 | 1631.9778 | 1605.1333 | 1578.2974 | 1551.4704 | 1524.6528 | 1497.845 | 1471.0472 | 1444.2599 | 1417.4836 | 1390.7188 | 1363.9659 | 1337.2255 | 1310.4981 | 1283.7844 | 1257.0849 | 1230.4003 | 1203.7313 | 1177.0787 | 1150.4433 | 1123.826
|  |  |  | Utility-Scale Battery Storage - 6Hr | Conservative | 2231.3541 | 2507.9418 | 2601.0893 | 2619.3527 | 2581.8668 | 2481.9791 | 2382.1322 | 2282.3304 | 2182.5786 | 2082.8827 | 2068.6216 | 2054.3606 | 2040.0995 | 2025.8385 | 2011.5774 | 1997.3164 | 1983.0553 | 1968.7943 | 1954.5333 | 1940.2722 | 1926.0112 | 1911.7501 | 1897.4891 | 1883.228 | 1868.967 | 1854.7059 | 1840.4449 | 1826.1839 | 1811.9228 | 1797.6618
|  |  |  | Utility-Scale Battery Storage - 8Hr | Advanced | 2875.4562 | 3231.8837 | 2325.2608 | 2195.021 | 2083.6775 | 1994.9029 | 1906.1817 | 1817.3678 | 1728.5271 | 1640.9495 | 1612.3315 | 1583.7136 | 1553.8688 | 1525.2519 | 1497.9462 | 1468.0953 | 1439.4801 | 1410.8649 | 1382.2499 | 1352.3839 | 1323.7699 | 1296.4947 | 1267.8822 | 1238.0085 | 1209.3972 | 1180.7862 | 1152.1755 | 1122.2801 | 1093.6703 | 1066.4417
|  |  |  | Utility-Scale Battery Storage - 8Hr | Moderate | 2875.4562 | 3231.8837 | 3101.7708 | 2956.3815 | 2584.0586 | 2490.224 | 2396.2949 | 2302.2598 | 2208.1055 | 2113.8162 | 2078.6776 | 2043.555 | 2008.4491 | 1973.3605 | 1938.29 | 1903.2382 | 1868.2058 | 1833.1939 | 1798.2031 | 1763.2344 | 1728.2887 | 1693.3672 | 1658.4708 | 1623.6006 | 1588.758 | 1553.9442 | 1519.1605 | 1484.4085 | 1449.6897 | 1415.0057
|  |  |  | Utility-Scale Battery Storage - 8Hr | Conservative | 2875.4562 | 3231.8837 | 3352.0988 | 3375.4177 | 3326.8829 | 3195.8973 | 3064.9925 | 2934.1769 | 2803.4604 | 2672.8541 | 2654.5536 | 2636.2532 | 2617.9527 | 2599.6523 | 2581.3518 | 2563.0514 | 2544.7509 | 2526.4505 | 2508.15 | 2489.8496 | 2471.5491 | 2453.2487 | 2434.9482 | 2416.6478 | 2398.3473 | 2380.0469 | 2361.7464 | 2343.446 | 2325.1455 | 2306.8451
|  |  |  | Utility-Scale Battery Storage - 10Hr | Advanced | 3519.5583 | 3955.8255 | 2846.1867 | 2686.8471 | 2550.6473 | 2441.8865 | 2333.2054 | 2224.386 | 2115.5263 | 2008.5534 | 1973.5668 | 1938.5802 | 1901.7611 | 1866.7762 | 1833.7495 | 1796.9213 | 1761.9388 | 1726.9563 | 1691.974 | 1655.1233 | 1620.1426 | 1587.1615 | 1552.183 | 1515.3209 | 1480.3442 | 1445.3679 | 1410.3921 | 1373.4974 | 1338.523 | 1305.6116
|  |  |  | Utility-Scale Battery Storage - 10Hr | Moderate | 3519.5583 | 3955.8255 | 3794.905 | 3615.185 | 3157.9993 | 3040.4767 | 2922.8141 | 2804.9945 | 2686.9981 | 2568.8017 | 2525.3774 | 2481.9768 | 2438.6009 | 2395.2506 | 2351.9271 | 2308.6314 | 2265.3645 | 2222.1278 | 2178.9225 | 2135.75 | 2092.6116 | 2049.5088 | 2006.4434 | 1963.4169 | 1920.4312 | 1877.4881 | 1834.5898 | 1791.7384 | 1748.9361 | 1706.1854
|  |  |  | Utility-Scale Battery Storage - 10Hr | Conservative | 3519.5583 | 3955.8255 | 4103.1083 | 4131.4827 | 4071.899 | 3909.8156 | 3747.8529 | 3586.0235 | 3424.3421 | 3262.8255 | 3240.4856 | 3218.1458 | 3195.8059 | 3173.466 | 3151.1262 | 3128.7863 | 3106.4465 | 3084.1066 | 3061.7668 | 3039.4269 | 3017.087 | 2994.7472 | 2972.4073 | 2950.0675 | 2927.7276 | 2905.3878 | 2883.0479 | 2860.7081 | 2838.3682 | 2816.0283
[6 empty] | 2021 | 2022 | 2023 | 2024 | 2025 | 2026 | 2027 | 2028 | 2029 | 2030 | 2031 | 2032 | 2033 | 2034 | 2035 | 2036 | 2037 | 2038 | 2039 | 2040 | 2041 | 2042 | 2043 | 2044 | 2045 | 2046 | 2047 | 2048 | 2049 | 2050
|  |  | Fixed Operation and Maintenance Expenses ($/kW-yr) | Utility-Scale Battery Storage - 2Hr | Advanced | 23.5787 | 26.5015 | 19.0621 | 17.9886 | 17.0692 | 16.3488 | 15.6278 | 14.9078 | 14.1882 | 13.4534 | 13.2156 | 12.9778 | 12.7548 | 12.517 | 12.2634 | 12.0404 | 11.8026 | 11.5648 | 11.3269 | 11.1041 | 10.8663 | 10.6124 | 10.3745 | 10.1518 | 9.9139 | 9.676 | 9.4381 | 9.2157 | 8.9778 | 8.7233
|  |  |  | Utility-Scale Battery Storage - 2Hr | Moderate | 23.5787 | 26.5015 | 25.5592 | 24.4993 | 21.5559 | 20.9866 | 20.4184 | 19.8514 | 19.2857 | 18.7215 | 18.4645 | 18.2072 | 17.9498 | 17.6923 | 17.4345 | 17.1765 | 16.9182 | 16.6598 | 16.4011 | 16.1422 | 15.883 | 15.6236 | 15.3638 | 15.1038 | 14.8435 | 14.5828 | 14.3218 | 14.0605 | 13.7988 | 13.5367
|  |  |  | Utility-Scale Battery Storage - 2Hr | Conservative | 23.5787 | 26.5015 | 27.4768 | 27.6806 | 27.2959 | 26.3536 | 25.4103 | 24.4659 | 23.5204 | 22.5735 | 22.4189 | 22.2644 | 22.1098 | 21.9553 | 21.8007 | 21.6462 | 21.4916 | 21.337 | 21.1825 | 21.0279 | 20.8734 | 20.7188 | 20.5643 | 20.4097 | 20.2552 | 20.1006 | 19.946 | 19.7915 | 19.6369 | 19.4824
|  |  |  | Utility-Scale Battery Storage - 4Hr | Advanced | 39.6813 | 44.6 | 32.0852 | 30.2842 | 28.7434 | 27.5234 | 26.3034 | 25.0833 | 23.8632 | 22.6435 | 22.2465 | 21.8495 | 21.4521 | 21.0551 | 20.6585 | 20.2611 | 19.8641 | 19.4671 | 19.07 | 18.6726 | 18.2756 | 17.879 | 17.482 | 17.0846 | 16.6876 | 16.2906 | 15.8936 | 15.4961 | 15.0991 | 14.7026
|  |  |  | Utility-Scale Battery Storage - 4Hr | Moderate | 39.6813 | 44.6 | 42.8876 | 40.9694 | 35.9044 | 34.743 | 33.5814 | 32.4198 | 31.258 | 30.0961 | 29.632 | 29.1678 | 28.7036 | 28.2395 | 27.7754 | 27.3113 | 26.8472 | 26.3831 | 25.9191 | 25.4551 | 24.9911 | 24.5271 | 24.0631 | 23.5992 | 23.1353 | 22.6714 | 22.2076 | 21.7437 | 21.2799 | 20.8162
|  |  |  | Utility-Scale Battery Storage - 4Hr | Conservative | 39.6813 | 44.6 | 46.252 | 46.5822 | 45.9213 | 44.2015 | 42.4818 | 40.7621 | 39.0424 | 37.3228 | 37.0672 | 36.8117 | 36.5562 | 36.3006 | 36.0451 | 35.7895 | 35.534 | 35.2785 | 35.0229 | 34.7674 | 34.5118 | 34.2563 | 34.0007 | 33.7452 | 33.4897 | 33.2341 | 32.9786 | 32.723 | 32.4675 | 32.212
|  |  |  | Utility-Scale Battery Storage - 6Hr | Advanced | 55.7839 | 62.6985 | 45.1084 | 42.5799 | 40.4177 | 38.698 | 36.9789 | 35.2587 | 33.5382 | 31.8336 | 31.2774 | 30.7212 | 30.1494 | 29.5932 | 29.0536 | 28.4817 | 27.9255 | 27.3693 | 26.8131 | 26.2411 | 25.6849 | 25.1457 | 24.5895 | 24.0174 | 23.4613 | 22.9051 | 22.349 | 21.7766 | 21.2204 | 20.6818
|  |  |  | Utility-Scale Battery Storage - 6Hr | Moderate | 55.7839 | 62.6985 | 60.2159 | 57.4395 | 50.2529 | 48.4993 | 46.7444 | 44.9881 | 43.2303 | 41.4708 | 40.7994 | 40.1283 | 39.4574 | 38.7868 | 38.1163 | 37.4461 | 36.7762 | 36.1065 | 35.4371 | 34.768 | 34.0991 | 33.4306 | 32.7625 | 32.0946 | 31.4271 | 30.76 | 30.0933 | 29.427 | 28.7611 | 28.0956
|  |  |  | Utility-Scale Battery Storage - 6Hr | Conservative | 55.7839 | 62.6985 | 65.0272 | 65.4838 | 64.5467 | 62.0495 | 59.5533 | 57.0583 | 54.5645 | 52.0721 | 51.7155 | 51.359 | 51.0025 | 50.646 | 50.2894 | 49.9329 | 49.5764 | 49.2199 | 48.8633 | 48.5068 | 48.1503 | 47.7938 | 47.4372 | 47.0807 | 46.7242 | 46.3676 | 46.0111 | 45.6546 | 45.2981 | 44.9415
|  |  |  | Utility-Scale Battery Storage - 8Hr | Advanced | 71.8864 | 80.7971 | 58.1315 | 54.8755 | 52.0919 | 49.8726 | 47.6545 | 45.4342 | 43.2132 | 41.0237 | 40.3083 | 39.5928 | 38.8467 | 38.1313 | 37.4487 | 36.7024 | 35.987 | 35.2716 | 34.5562 | 33.8096 | 33.0942 | 32.4124 | 31.6971 | 30.9502 | 30.2349 | 29.5197 | 28.8044 | 28.057 | 27.3418 | 26.661
|  |  |  | Utility-Scale Battery Storage - 8Hr | Moderate | 71.8864 | 80.7971 | 77.5443 | 73.9095 | 64.6015 | 62.2556 | 59.9074 | 57.5565 | 55.2026 | 52.8454 | 51.9669 | 51.0889 | 50.2112 | 49.334 | 48.4572 | 47.581 | 46.7051 | 45.8298 | 44.9551 | 44.0809 | 43.2072 | 42.3342 | 41.4618 | 40.59 | 39.719 | 38.8486 | 37.979 | 37.1102 | 36.2422 | 35.3751
|  |  |  | Utility-Scale Battery Storage - 8Hr | Conservative | 71.8864 | 80.7971 | 83.8025 | 84.3854 | 83.1721 | 79.8974 | 76.6248 | 73.3544 | 70.0865 | 66.8214 | 66.3638 | 65.9063 | 65.4488 | 64.9913 | 64.5338 | 64.0763 | 63.6188 | 63.1613 | 62.7038 | 62.2462 | 61.7887 | 61.3312 | 60.8737 | 60.4162 | 59.9587 | 59.5012 | 59.0437 | 58.5861 | 58.1286 | 57.6711
|  |  |  | Utility-Scale Battery Storage - 10Hr | Advanced | 87.989 | 98.8956 | 71.1547 | 67.1712 | 63.7662 | 61.0472 | 58.3301 | 55.6096 | 52.8882 | 50.2138 | 49.3392 | 48.4645 | 47.544 | 46.6694 | 45.8437 | 44.923 | 44.0485 | 43.1739 | 42.2994 | 41.3781 | 40.5036 | 39.679 | 38.8046 | 37.883 | 37.0086 | 36.1342 | 35.2598 | 34.3374 | 33.4631 | 32.6403
|  |  |  | Utility-Scale Battery Storage - 10Hr | Moderate | 87.989 | 98.8956 | 94.8726 | 90.3796 | 78.95 | 76.0119 | 73.0704 | 70.1249 | 67.175 | 64.22 | 63.1344 | 62.0494 | 60.965 | 59.8813 | 58.7982 | 57.7158 | 56.6341 | 55.5532 | 54.4731 | 53.3937 | 52.3153 | 51.2377 | 50.1611 | 49.0854 | 48.0108 | 46.9372 | 45.8647 | 44.7935 | 43.7234 | 42.6546
|  |  |  | Utility-Scale Battery Storage - 10Hr | Conservative | 87.989 | 98.8956 | 102.5777 | 103.2871 | 101.7975 | 97.7454 | 93.6963 | 89.6506 | 85.6086 | 81.5706 | 81.0121 | 80.4536 | 79.8951 | 79.3367 | 78.7782 | 78.2197 | 77.6612 | 77.1027 | 76.5442 | 75.9857 | 75.4272 | 74.8687 | 74.3102 | 73.7517 | 73.1932 | 72.6347 | 72.0762 | 71.5177 | 70.9592 | 70.4007
[6 empty] | 2021 | 2022 | 2023 | 2024 | 2025 | 2026 | 2027 | 2028 | 2029 | 2030 | 2031 | 2032 | 2033 | 2034 | 2035 | 2036 | 2037 | 2038 | 2039 | 2040 | 2041 | 2042 | 2043 | 2044 | 2045 | 2046 | 2047 | 2048 | 2049 | 2050
|  |  | Variable Operation and Maintenance Expenses ($/MWh) | Utility-Scale Battery Storage - 2Hr | Advanced | 0 | 0 | 0 | 0 | 0 | 0 | 0 | 0 | 0 | 0 | 0 | 0 | 0 | 0 | 0 | 0 | 0 | 0 | 0 | 0 | 0 | 0 | 0 | 0 | 0 | 0 | 0 | 0 | 0 | 0
|  |  |  | Utility-Scale Battery Storage - 2Hr | Moderate | 0 | 0 | 0 | 0 | 0 | 0 | 0 | 0 | 0 | 0 | 0 | 0 | 0 | 0 | 0 | 0 | 0 | 0 | 0 | 0 | 0 | 0 | 0 | 0 | 0 | 0 | 0 | 0 | 0 | 0
|  |  |  | Utility-Scale Battery Storage - 2Hr | Conservative | 0 | 0 | 0 | 0 | 0 | 0 | 0 | 0 | 0 | 0 | 0 | 0 | 0 | 0 | 0 | 0 | 0 | 0 | 0 | 0 | 0 | 0 | 0 | 0 | 0 | 0 | 0 | 0 | 0 | 0
|  |  |  | Utility-Scale Battery Storage - 4Hr | Advanced | 0 | 0 | 0 | 0 | 0 | 0 | 0 | 0 | 0 | 0 | 0 | 0 | 0 | 0 | 0 | 0 | 0 | 0 | 0 | 0 | 0 | 0 | 0 | 0 | 0 | 0 | 0 | 0 | 0 | 0
|  |  |  | Utility-Scale Battery Storage - 4Hr | Moderate | 0 | 0 | 0 | 0 | 0 | 0 | 0 | 0 | 0 | 0 | 0 | 0 | 0 | 0 | 0 | 0 | 0 | 0 | 0 | 0 | 0 | 0 | 0 | 0 | 0 | 0 | 0 | 0 | 0 | 0
|  |  |  | Utility-Scale Battery Storage - 4Hr | Conservative | 0 | 0 | 0 | 0 | 0 | 0 | 0 | 0 | 0 | 0 | 0 | 0 | 0 | 0 | 0 | 0 | 0 | 0 | 0 | 0 | 0 | 0 | 0 | 0 | 0 | 0 | 0 | 0 | 0 | 0
|  |  |  | Utility-Scale Battery Storage - 6Hr | Advanced | 0 | 0 | 0 | 0 | 0 | 0 | 0 | 0 | 0 | 0 | 0 | 0 | 0 | 0 | 0 | 0 | 0 | 0 | 0 | 0 | 0 | 0 | 0 | 0 | 0 | 0 | 0 | 0 | 0 | 0
|  |  |  | Utility-Scale Battery Storage - 6Hr | Moderate | 0 | 0 | 0 | 0 | 0 | 0 | 0 | 0 | 0 | 0 | 0 | 0 | 0 | 0 | 0 | 0 | 0 | 0 | 0 | 0 | 0 | 0 | 0 | 0 | 0 | 0 | 0 | 0 | 0 | 0
|  |  |  | Utility-Scale Battery Storage - 6Hr | Conservative | 0 | 0 | 0 | 0 | 0 | 0 | 0 | 0 | 0 | 0 | 0 | 0 | 0 | 0 | 0 | 0 | 0 | 0 | 0 | 0 | 0 | 0 | 0 | 0 | 0 | 0 | 0 | 0 | 0 | 0
|  |  |  | Utility-Scale Battery Storage - 8Hr | Advanced | 0 | 0 | 0 | 0 | 0 | 0 | 0 | 0 | 0 | 0 | 0 | 0 | 0 | 0 | 0 | 0 | 0 | 0 | 0 | 0 | 0 | 0 | 0 | 0 | 0 | 0 | 0 | 0 | 0 | 0
|  |  |  | Utility-Scale Battery Storage - 8Hr | Moderate | 0 | 0 | 0 | 0 | 0 | 0 | 0 | 0 | 0 | 0 | 0 | 0 | 0 | 0 | 0 | 0 | 0 | 0 | 0 | 0 | 0 | 0 | 0 | 0 | 0 | 0 | 0 | 0 | 0 | 0
|  |  |  | Utility-Scale Battery Storage - 8Hr | Conservative | 0 | 0 | 0 | 0 | 0 | 0 | 0 | 0 | 0 | 0 | 0 | 0 | 0 | 0 | 0 | 0 | 0 | 0 | 0 | 0 | 0 | 0 | 0 | 0 | 0 | 0 | 0 | 0 | 0 | 0
|  |  |  | Utility-Scale Battery Storage - 10Hr | Advanced | 0 | 0 | 0 | 0 | 0 | 0 | 0 | 0 | 0 | 0 | 0 | 0 | 0 | 0 | 0 | 0 | 0 | 0 | 0 | 0 | 0 | 0 | 0 | 0 | 0 | 0 | 0 | 0 | 0 | 0
|  |  |  | Utility-Scale Battery Storage - 10Hr | Moderate | 0 | 0 | 0 | 0 | 0 | 0 | 0 | 0 | 0 | 0 | 0 | 0 | 0 | 0 | 0 | 0 | 0 | 0 | 0 | 0 | 0 | 0 | 0 | 0 | 0 | 0 | 0 | 0 | 0 | 0
|  |  |  | Utility-Scale Battery Storage - 10Hr | Conservative | 0 | 0 | 0 | 0 | 0 | 0 | 0 | 0 | 0 | 0 | 0 | 0 | 0 | 0 | 0 | 0 | 0 | 0 | 0 | 0 | 0 | 0 | 0 | 0 | 0 | 0 | 0 | 0 | 0 | 0
[6 empty] | 2021 | 2022 | 2023 | 2024 | 2025 | 2026 | 2027 | 2028 | 2029 | 2030 | 2031 | 2032 | 2033 | 2034 | 2035 | 2036 | 2037 | 2038 | 2039 | 2040 | 2041 | 2042 | 2043 | 2044 | 2045 | 2046 | 2047 | 2048 | 2049 | 2050
|  |  | Round-Trip Efficiency | Utility-Scale Battery Storage - 2Hr | Advanced | 85% | 85% | 85% | 85% | 85% | 85% | 85% | 85% | 85% | 85% | 85% | 85% | 85% | 85% | 85% | 85% | 85% | 85% | 85% | 85% | 85% | 85% | 85% | 85% | 85% | 85% | 85% | 85% | 85% | 85%
|  |  |  | Utility-Scale Battery Storage - 2Hr | Moderate | 85% | 85% | 85% | 85% | 85% | 85% | 85% | 85% | 85% | 85% | 85% | 85% | 85% | 85% | 85% | 85% | 85% | 85% | 85% | 85% | 85% | 85% | 85% | 85% | 85% | 85% | 85% | 85% | 85% | 85%
|  |  |  | Utility-Scale Battery Storage - 2Hr | Conservative | 85% | 85% | 85% | 85% | 85% | 85% | 85% | 85% | 85% | 85% | 85% | 85% | 85% | 85% | 85% | 85% | 85% | 85% | 85% | 85% | 85% | 85% | 85% | 85% | 85% | 85% | 85% | 85% | 85% | 85%
|  |  |  | Utility-Scale Battery Storage - 4Hr | Advanced | 85% | 85% | 85% | 85% | 85% | 85% | 85% | 85% | 85% | 85% | 85% | 85% | 85% | 85% | 85% | 85% | 85% | 85% | 85% | 85% | 85% | 85% | 85% | 85% | 85% | 85% | 85% | 85% | 85% | 85%
|  |  |  | Utility-Scale Battery Storage - 4Hr | Moderate | 85% | 85% | 85% | 85% | 85% | 85% | 85% | 85% | 85% | 85% | 85% | 85% | 85% | 85% | 85% | 85% | 85% | 85% | 85% | 85% | 85% | 85% | 85% | 85% | 85% | 85% | 85% | 85% | 85% | 85%
|  |  |  | Utility-Scale Battery Storage - 4Hr | Conservative | 85% | 85% | 85% | 85% | 85% | 85% | 85% | 85% | 85% | 85% | 85% | 85% | 85% | 85% | 85% | 85% | 85% | 85% | 85% | 85% | 85% | 85% | 85% | 85% | 85% | 85% | 85% | 85% | 85% | 85%
|  |  |  | Utility-Scale Battery Storage - 6Hr | Advanced | 85% | 85% | 85% | 85% | 85% | 85% | 85% | 85% | 85% | 85% | 85% | 85% | 85% | 85% | 85% | 85% | 85% | 85% | 85% | 85% | 85% | 85% | 85% | 85% | 85% | 85% | 85% | 85% | 85% | 85%
|  |  |  | Utility-Scale Battery Storage - 6Hr | Moderate | 85% | 85% | 85% | 85% | 85% | 85% | 85% | 85% | 85% | 85% | 85% | 85% | 85% | 85% | 85% | 85% | 85% | 85% | 85% | 85% | 85% | 85% | 85% | 85% | 85% | 85% | 85% | 85% | 85% | 85%
|  |  |  | Utility-Scale Battery Storage - 6Hr | Conservative | 85% | 85% | 85% | 85% | 85% | 85% | 85% | 85% | 85% | 85% | 85% | 85% | 85% | 85% | 85% | 85% | 85% | 85% | 85% | 85% | 85% | 85% | 85% | 85% | 85% | 85% | 85% | 85% | 85% | 85%
|  |  |  | Utility-Scale Battery Storage - 8Hr | Advanced | 85% | 85% | 85% | 85% | 85% | 85% | 85% | 85% | 85% | 85% | 85% | 85% | 85% | 85% | 85% | 85% | 85% | 85% | 85% | 85% | 85% | 85% | 85% | 85% | 85% | 85% | 85% | 85% | 85% | 85%
|  |  |  | Utility-Scale Battery Storage - 8Hr | Moderate | 85% | 85% | 85% | 85% | 85% | 85% | 85% | 85% | 85% | 85% | 85% | 85% | 85% | 85% | 85% | 85% | 85% | 85% | 85% | 85% | 85% | 85% | 85% | 85% | 85% | 85% | 85% | 85% | 85% | 85%
|  |  |  | Utility-Scale Battery Storage - 8Hr | Conservative | 85% | 85% | 85% | 85% | 85% | 85% | 85% | 85% | 85% | 85% | 85% | 85% | 85% | 85% | 85% | 85% | 85% | 85% | 85% | 85% | 85% | 85% | 85% | 85% | 85% | 85% | 85% | 85% | 85% | 85%
|  |  |  | Utility-Scale Battery Storage - 10Hr | Advanced | 85% | 85% | 85% | 85% | 85% | 85% | 85% | 85% | 85% | 85% | 85% | 85% | 85% | 85% | 85% | 85% | 85% | 85% | 85% | 85% | 85% | 85% | 85% | 85% | 85% | 85% | 85% | 85% | 85% | 85%
|  |  |  | Utility-Scale Battery Storage - 10Hr | Moderate | 85% | 85% | 85% | 85% | 85% | 85% | 85% | 85% | 85% | 85% | 85% | 85% | 85% | 85% | 85% | 85% | 85% | 85% | 85% | 85% | 85% | 85% | 85% | 85% | 85% | 85% | 85% | 85% | 85% | 85%
|  |  |  | Utility-Scale Battery Storage - 10Hr | Conservative | 85% | 85% | 85% | 85% | 85% | 85% | 85% | 85% | 85% | 85% | 85% | 85% | 85% | 85% | 85% | 85% | 85% | 85% | 85% | 85% | 85% | 85% | 85% | 85% | 85% | 85% | 85% | 85% | 85% | 85%
[6 empty] | 2021 | 2022 | 2023 | 2024 | 2025 | 2026 | 2027 | 2028 | 2029 | 2030 | 2031 | 2032 | 2033 | 2034 | 2035 | 2036 | 2037 | 2038 | 2039 | 2040 | 2041 | 2042 | 2043 | 2044 | 2045 | 2046 | 2047 | 2048 | 2049 | 2050
|  |  | Capacity Factor (%) | Utility-Scale Battery Storage - 2Hr | Advanced | 8.333% | 8.333% | 8.333% | 8.333% | 8.333% | 8.333% | 8.333% | 8.333% | 8.333% | 8.333% | 8.333% | 8.333% | 8.333% | 8.333% | 8.333% | 8.333% | 8.333% | 8.333% | 8.333% | 8.333% | 8.333% | 8.333% | 8.333% | 8.333% | 8.333% | 8.333% | 8.333% | 8.333% | 8.333% | 8.333%
|  |  |  | Utility-Scale Battery Storage - 2Hr | Moderate | 8.333% | 8.333% | 8.333% | 8.333% | 8.333% | 8.333% | 8.333% | 8.333% | 8.333% | 8.333% | 8.333% | 8.333% | 8.333% | 8.333% | 8.333% | 8.333% | 8.333% | 8.333% | 8.333% | 8.333% | 8.333% | 8.333% | 8.333% | 8.333% | 8.333% | 8.333% | 8.333% | 8.333% | 8.333% | 8.333%
|  |  |  | Utility-Scale Battery Storage - 2Hr | Conservative | 8.333% | 8.333% | 8.333% | 8.333% | 8.333% | 8.333% | 8.333% | 8.333% | 8.333% | 8.333% | 8.333% | 8.333% | 8.333% | 8.333% | 8.333% | 8.333% | 8.333% | 8.333% | 8.333% | 8.333% | 8.333% | 8.333% | 8.333% | 8.333% | 8.333% | 8.333% | 8.333% | 8.333% | 8.333% | 8.333%
|  |  |  | Utility-Scale Battery Storage - 4Hr | Advanced | 16.67% | 16.67% | 16.67% | 16.67% | 16.67% | 16.67% | 16.67% | 16.67% | 16.67% | 16.67% | 16.67% | 16.67% | 16.67% | 16.67% | 16.67% | 16.67% | 16.67% | 16.67% | 16.67% | 16.67% | 16.67% | 16.67% | 16.67% | 16.67% | 16.67% | 16.67% | 16.67% | 16.67% | 16.67% | 16.67%
|  |  |  | Utility-Scale Battery Storage - 4Hr | Moderate | 16.67% | 16.67% | 16.67% | 16.67% | 16.67% | 16.67% | 16.67% | 16.67% | 16.67% | 16.67% | 16.67% | 16.67% | 16.67% | 16.67% | 16.67% | 16.67% | 16.67% | 16.67% | 16.67% | 16.67% | 16.67% | 16.67% | 16.67% | 16.67% | 16.67% | 16.67% | 16.67% | 16.67% | 16.67% | 16.67%
|  |  |  | Utility-Scale Battery Storage - 4Hr | Conservative | 16.67% | 16.67% | 16.67% | 16.67% | 16.67% | 16.67% | 16.67% | 16.67% | 16.67% | 16.67% | 16.67% | 16.67% | 16.67% | 16.67% | 16.67% | 16.67% | 16.67% | 16.67% | 16.67% | 16.67% | 16.67% | 16.67% | 16.67% | 16.67% | 16.67% | 16.67% | 16.67% | 16.67% | 16.67% | 16.67%
|  |  |  | Utility-Scale Battery Storage - 6Hr | Advanced | 25% | 25% | 25% | 25% | 25% | 25% | 25% | 25% | 25% | 25% | 25% | 25% | 25% | 25% | 25% | 25% | 25% | 25% | 25% | 25% | 25% | 25% | 25% | 25% | 25% | 25% | 25% | 25% | 25% | 25%
|  |  |  | Utility-Scale Battery Storage - 6Hr | Moderate | 25% | 25% | 25% | 25% | 25% | 25% | 25% | 25% | 25% | 25% | 25% | 25% | 25% | 25% | 25% | 25% | 25% | 25% | 25% | 25% | 25% | 25% | 25% | 25% | 25% | 25% | 25% | 25% | 25% | 25%
|  |  |  | Utility-Scale Battery Storage - 6Hr | Conservative | 25% | 25% | 25% | 25% | 25% | 25% | 25% | 25% | 25% | 25% | 25% | 25% | 25% | 25% | 25% | 25% | 25% | 25% | 25% | 25% | 25% | 25% | 25% | 25% | 25% | 25% | 25% | 25% | 25% | 25%
|  |  |  | Utility-Scale Battery Storage - 8Hr | Advanced | 33.33% | 33.33% | 33.33% | 33.33% | 33.33% | 33.33% | 33.33% | 33.33% | 33.33% | 33.33% | 33.33% | 33.33% | 33.33% | 33.33% | 33.33% | 33.33% | 33.33% | 33.33% | 33.33% | 33.33% | 33.33% | 33.33% | 33.33% | 33.33% | 33.33% | 33.33% | 33.33% | 33.33% | 33.33% | 33.33%
|  |  |  | Utility-Scale Battery Storage - 8Hr | Moderate | 33.33% | 33.33% | 33.33% | 33.33% | 33.33% | 33.33% | 33.33% | 33.33% | 33.33% | 33.33% | 33.33% | 33.33% | 33.33% | 33.33% | 33.33% | 33.33% | 33.33% | 33.33% | 33.33% | 33.33% | 33.33% | 33.33% | 33.33% | 33.33% | 33.33% | 33.33% | 33.33% | 33.33% | 33.33% | 33.33%
|  |  |  | Utility-Scale Battery Storage - 8Hr | Conservative | 33.33% | 33.33% | 33.33% | 33.33% | 33.33% | 33.33% | 33.33% | 33.33% | 33.33% | 33.33% | 33.33% | 33.33% | 33.33% | 33.33% | 33.33% | 33.33% | 33.33% | 33.33% | 33.33% | 33.33% | 33.33% | 33.33% | 33.33% | 33.33% | 33.33% | 33.33% | 33.33% | 33.33% | 33.33% | 33.33%
|  |  |  | Utility-Scale Battery Storage - 10Hr | Advanced | 41.67% | 41.67% | 41.67% | 41.67% | 41.67% | 41.67% | 41.67% | 41.67% | 41.67% | 41.67% | 41.67% | 41.67% | 41.67% | 41.67% | 41.67% | 41.67% | 41.67% | 41.67% | 41.67% | 41.67% | 41.67% | 41.67% | 41.67% | 41.67% | 41.67% | 41.67% | 41.67% | 41.67% | 41.67% | 41.67%
|  |  |  | Utility-Scale Battery Storage - 10Hr | Moderate | 41.67% | 41.67% | 41.67% | 41.67% | 41.67% | 41.67% | 41.67% | 41.67% | 41.67% | 41.67% | 41.67% | 41.67% | 41.67% | 41.67% | 41.67% | 41.67% | 41.67% | 41.67% | 41.67% | 41.67% | 41.67% | 41.67% | 41.67% | 41.67% | 41.67% | 41.67% | 41.67% | 41.67% | 41.67% | 41.67%
|  |  |  | Utility-Scale Battery Storage - 10Hr | Conservative | 41.67% | 41.67% | 41.67% | 41.67% | 41.67% | 41.67% | 41.67% | 41.67% | 41.67% | 41.67% | 41.67% | 41.67% | 41.67% | 41.67% | 41.67% | 41.67% | 41.67% | 41.67% | 41.67% | 41.67% | 41.67% | 41.67% | 41.67% | 41.67% | 41.67% | 41.67% | 41.67% | 41.67% | 41.67% | 41.67%
Data Sources for Default Inputs | bar: 2021 to 2037
|  | Current Costs: |  |  |  | 2023: Citation; 2028: Dollar Year; 2029: Escalation Index
|  | Available Capacity (GW) |  |  |  | 2023: N/A
|  | Net Capacity Factor (%) |  |  |  | 2023: N/A; 2030: Assumes one cycle per day
|  | Overnight Capital Cost ($/kW) |  |  |  | 2023: V. Ramasamy, D. Feldman, J. Desai, and R. Margolis. 2022. U.S. Solar Photovoltaic System and Energy Storage Cost Benchmark: Q1 2022. Golden, CO: National Renewable Energy Laboratory; and
|  | Fixed Operating Expenses ($/kW-yr) |  |  |  | 2023: V. Ramasamy, D. Feldman, J. Desai, and R. Margolis. 2022. U.S. Solar Photovoltaic System and Energy Storage Cost Benchmark: Q1 2022. Golden, CO: National Renewable Energy Laboratory
|  | Variable Operating Expenses ($/MWh) |  |  |  | 2023: N/A
|  | Spur Line Cost ($/kW) |  |  |  | 2023: N/A
|  | Future Projections Costs: |  |  |  | 2023: Citation; 2028: Dollar Year; 2029: Escalation Index
|  | Net Capacity Factor (%) |  |  |  | 2023: N/A; 2030: Assumes one cycle per day
|  | Overnight Capital Cost ($/kW) |  |  |  | 2023: Cole and Karmakar (2023)
|  | 2021 to 2022 overnight capital cost adjustments (%) |  |  |  | 2023: N/A; 2030: Already captured in projections
|  | Fixed Operating Expenses ($/kW-yr) |  |  |  | 2023: Cole and Karmakar (2023)
|  | Variable Operating Expenses ($/MWh) |  |  |  | 2023: Cole and Karmakar (2023)
|  | Grid Connection Cost ($/kW) |  |  |  | 2023: N/A

## Commercial Battery Storage
Commercial Battery Storage | [11 empty] | https://atb.nrel.gov/electricity/2023/commercial_battery_storage
Inputs
Calculated
Input from other tab
| X | Assumptions
| Technology |  | Base Year: |  |  | 2021
All values are given in 2021 U.S. dollars, see references at the bottom of this worksheet for dollar year conversions where source dollar years don't match 2021.
Commercial Battery Storage
Representative Li-Ion Battery Storage, AC-coupled 600 kW, 2400 kWh storage (4 hours)
Reference: Battery Storage cost values from C. Augustine and N. Blair, “Energy Storage Futures Study Storage Technology Modeling Input Data Report,” NREL/TP-5700-78694. Golden, CO: National Renewable Energy Laboratory. https://www.nrel.gov/docs/fy21osti/78694.pdf.
|  |  | Capital Cost ($/kWh) | Battery Energy Capital Cost ($/kWh) | [31 empty] | Battery Capital Cost Constant ($)
[5 empty] | 2021 | 2022 | 2023 | 2024 | 2025 | 2026 | 2027 | 2028 | 2029 | 2030 | 2031 | 2032 | 2033 | 2034 | 2035 | 2036 | 2037 | 2038 | 2039 | 2040 | 2041 | 2042 | 2043 | 2044 | 2045 | 2046 | 2047 | 2048 | 2049 | 2050 |  |  | 2021 | 2022 | 2023 | 2024 | 2025 | 2026 | 2027 | 2028 | 2029 | 2030 | 2031 | 2032 | 2033 | 2034 | 2035 | 2036 | 2037 | 2038 | 2039 | 2040 | 2041 | 2042 | 2043 | 2044 | 2045 | 2046 | 2047 | 2048 | 2049 | 2050
|  |  |  | Advanced | 234.6229 | 264.3236 | 190.1538 | 179.4796 | 170.3476 | 164.2099 | 158.0723 | 151.9347 | 145.797 | 139.6594 | 137.0331 | 134.4068 | 131.7805 | 129.1541 | 126.5278 | 123.9015 | 121.2752 | 118.6489 | 116.0226 | 113.3963 | 110.77 | 108.1437 | 105.5174 | 102.8911 | 100.2648 | 97.6385 | 95.0122 | 92.3858 | 89.7595 | 87.1332 |  | Advanced | 397856.729 | 215911.2606 | 155326.0932 | 146606.8926 | 139147.4421 | 134133.9476 | 129120.453 | 124106.9585 | 119093.4639 | 114079.9694 | 111934.6853 | 109789.4012 | 107644.1171 | 105498.8329 | 103353.5488 | 101208.2647 | 99062.9806 | 96917.6965 | 94772.4124 | 92627.1283 | 90481.8442 | 88336.5601 | 86191.276 | 84045.9919 | 81900.7078 | 79755.4237 | 77610.1396 | 75464.8554 | 73319.5713 | 71174.2872
|  |  |  | Moderate | 234.6229 | 264.3236 | 241.2616 | 219.1635 | 208.7175 | 197.2817 | 186.8497 | 177.2561 | 168.5876 | 160.6218 | 158.6141 | 156.6063 | 154.5985 | 152.5908 | 150.583 | 148.5752 | 146.5674 | 144.5597 | 142.5519 | 140.5441 | 138.5363 | 136.5286 | 134.5208 | 132.513 | 130.5052 | 128.4975 | 126.4897 | 124.4819 | 122.4742 | 120.4664 |  | Moderate | 397856.729 | 215911.2606 | 203028.735 | 192207.1957 | 184658.529 | 180287.0818 | 175839.5747 | 171643.9905 | 167824.6981 | 163995.3372 | 161945.3955 | 159895.4538 | 157845.5121 | 155795.5703 | 153745.6286 | 151695.6869 | 149645.7452 | 147595.8035 | 145545.8618 | 143495.9201 | 141445.9783 | 139396.0366 | 137346.0949 | 135296.1532 | 133246.2115 | 131196.2698 | 129146.3281 | 127096.3863 | 125046.4446 | 122996.5029
|  |  |  | Conservative | 234.6229 | 264.3236 | 274.1134 | 276.0714 | 272.1554 | 261.9741 | 251.7927 | 241.6114 | 231.43 | 221.2487 | 220.6169 | 219.9851 | 219.3533 | 218.7215 | 218.0897 | 217.4579 | 216.8261 | 216.1943 | 215.5625 | 214.9307 | 214.2989 | 213.6671 | 213.0353 | 212.4035 | 211.7717 | 211.1399 | 210.5081 | 209.8763 | 209.2445 | 208.6127 |  | Conservative | 397856.729 | 215911.2606 | 223907.974 | 225507.3166 | 222308.6313 | 213992.0494 | 205675.4675 | 197358.8856 | 189042.3037 | 180725.7218 | 180209.6415 | 179693.5612 | 179177.4809 | 178661.4005 | 178145.3202 | 177629.2399 | 177113.1596 | 176597.0792 | 176080.9989 | 175564.9186 | 175048.8383 | 174532.758 | 174016.6776 | 173500.5973 | 172984.517 | 172468.4367 | 171952.3563 | 171436.276 | 170920.1957 | 170404.1154
Battery Power Capital Cost ($/kW)
[5 empty] | 2021 | 2022 | 2023 | 2024 | 2025 | 2026 | 2027 | 2028 | 2029 | 2030 | 2031 | 2032 | 2033 | 2034 | 2035 | 2036 | 2037 | 2038 | 2039 | 2040 | 2041 | 2042 | 2043 | 2044 | 2045 | 2046 | 2047 | 2048 | 2049 | 2050
|  |  |  | Advanced | 327.5023 | 957.8767 | 689.0944 | 650.4122 | 617.3189 | 595.0768 | 572.8348 | 550.5927 | 528.3507 | 506.1086 | 496.5912 | 487.0738 | 477.5563 | 468.0389 | 458.5215 | 449.0041 | 439.4867 | 429.9693 | 420.4518 | 410.9344 | 401.417 | 391.8996 | 382.3822 | 372.8648 | 363.3473 | 353.8299 | 344.3125 | 334.7951 | 325.2777 | 315.7602
|  |  |  | Moderate | 327.5023 | 957.8767 | 893.1255 | 837.6016 | 803.0994 | 779.3775 | 755.8768 | 733.8268 | 713.8006 | 694.1035 | 685.4272 | 676.7509 | 668.0746 | 659.3983 | 650.722 | 642.0458 | 633.3695 | 624.6932 | 616.0169 | 607.3406 | 598.6643 | 589.988 | 581.3117 | 572.6354 | 563.9591 | 555.2828 | 546.6065 | 537.9302 | 529.2539 | 520.5776
|  |  |  | Conservative | 327.5023 | 957.8767 | 993.3536 | 1000.449 | 986.2582 | 949.3623 | 912.4663 | 875.5703 | 838.6743 | 801.7783 | 799.4887 | 797.1992 | 794.9096 | 792.6201 | 790.3305 | 788.0409 | 785.7514 | 783.4618 | 781.1723 | 778.8827 | 776.5931 | 774.3036 | 772.014 | 769.7245 | 767.4349 | 765.1454 | 762.8558 | 760.5662 | 758.2767 | 755.9871
Total System Cost ($) = Battery Storage Capacity (kWh) * Battery Energy Cost ($/kWh) + Battery Power Capacity (kW) * Battery Power Cost ($/kW) + Battery Power Constant ($)
|  |  | Technology Classification | Name | 2021: Tech; 2022: Resource; 2023: Scale; 2024: Maturity
|  |  |  | Commercial Battery Storage 1Hr | 2021: Lithium Ion - 1 Hr; 2022: N/A; 2023: Commercial; 2024: Y
|  |  |  | Commercial Battery Storage 2Hr | 2021: Lithium Ion - 2 Hr; 2022: N/A; 2023: Commercial; 2024: Y
|  |  |  | Commercial Battery Storage 4Hr | 2021: Lithium Ion - 4 Hr; 2022: N/A; 2023: Commercial; 2024: Y
|  |  |  | Commercial Battery Storage 6Hr | 2021: Lithium Ion - 6 Hr; 2022: N/A; 2023: Commercial; 2024: Y
|  |  |  | Commercial Battery Storage 8Hr | 2021: Lithium Ion - 8 Hr; 2022: N/A; 2023: Commercial; 2024: Y
Future Projections
All values are given in 2021 U.S. dollars, using the Consumer Price Index (BLS, 2023) for dollar year conversions.
For 15-year life (values in 2021$):
[6 empty] | 2021 | 2022 | 2023 | 2024 | 2025 | 2026 | 2027 | 2028 | 2029 | 2030 | 2031 | 2032 | 2033 | 2034 | 2035 | 2036 | 2037 | 2038 | 2039 | 2040 | 2041 | 2042 | 2043 | 2044 | 2045 | 2046 | 2047 | 2048 | 2049 | 2050
| Techno-Economic Cost and Performance Parameters |  | Overnight Capital Cost ($/kW) | Commercial Battery Storage 1Hr | Advanced | 1225.2198 | 1582.0524 | 1138.1251 | 1074.2367 | 1019.5788 | 982.8433 | 946.1078 | 909.3723 | 872.6368 | 835.9013 | 820.1821 | 804.4629 | 788.7437 | 773.0245 | 757.3053 | 741.5861 | 725.8669 | 710.1477 | 694.4285 | 678.7093 | 662.9901 | 647.2709 | 631.5517 | 615.8325 | 600.1133 | 584.3941 | 568.6749 | 552.9557 | 537.2365 | 521.5173
|  |  |  | Commercial Battery Storage 1Hr | Moderate | 1225.2198 | 1582.0524 | 1472.7684 | 1377.1104 | 1319.5811 | 1277.1377 | 1235.7925 | 1197.1562 | 1162.0961 | 1128.0509 | 1113.9503 | 1099.8497 | 1085.749 | 1071.6484 | 1057.5477 | 1043.4471 | 1029.3465 | 1015.2458 | 1001.1452 | 987.0446 | 972.9439 | 958.8433 | 944.7426 | 930.642 | 916.5414 | 902.4407 | 888.3401 | 874.2395 | 860.1388 | 846.0382
|  |  |  | Commercial Battery Storage 1Hr | Conservative | 1225.2198 | 1582.0524 | 1640.647 | 1652.3659 | 1628.9281 | 1567.9898 | 1507.0514 | 1446.1131 | 1385.1748 | 1324.2365 | 1320.455 | 1316.6735 | 1312.892 | 1309.1105 | 1305.329 | 1301.5476 | 1297.7661 | 1293.9846 | 1290.2031 | 1286.4216 | 1282.6401 | 1278.8586 | 1275.0771 | 1271.2956 | 1267.5142 | 1263.7327 | 1259.9512 | 1256.1697 | 1252.3882 | 1248.6067
|  |  |  | Commercial Battery Storage 2Hr | Advanced | 1459.8427 | 1846.3761 | 1328.279 | 1253.7163 | 1189.9264 | 1147.0532 | 1104.1801 | 1061.3069 | 1018.4338 | 975.5606 | 957.2151 | 938.8696 | 920.5241 | 902.1786 | 883.8331 | 865.4876 | 847.1421 | 828.7966 | 810.4511 | 792.1056 | 773.7601 | 755.4146 | 737.0691 | 718.7236 | 700.378 | 682.0325 | 663.687 | 645.3415 | 626.996 | 608.6505
|  |  |  | Commercial Battery Storage 2Hr | Moderate | 1459.8427 | 1846.3761 | 1714.03 | 1596.2739 | 1528.2986 | 1474.4194 | 1422.6422 | 1374.4124 | 1330.6836 | 1288.6728 | 1272.5644 | 1256.4559 | 1240.3475 | 1224.2391 | 1208.1307 | 1192.0223 | 1175.9139 | 1159.8055 | 1143.6971 | 1127.5887 | 1111.4803 | 1095.3719 | 1079.2634 | 1063.155 | 1047.0466 | 1030.9382 | 1014.8298 | 998.7214 | 982.613 | 966.5046
|  |  |  | Commercial Battery Storage 2Hr | Conservative | 1459.8427 | 1846.3761 | 1914.7604 | 1928.4372 | 1901.0835 | 1829.9638 | 1758.8442 | 1687.7245 | 1616.6048 | 1545.4852 | 1541.0719 | 1536.6586 | 1532.2453 | 1527.832 | 1523.4187 | 1519.0054 | 1514.5922 | 1510.1789 | 1505.7656 | 1501.3523 | 1496.939 | 1492.5257 | 1488.1124 | 1483.6991 | 1479.2859 | 1474.8726 | 1470.4593 | 1466.046 | 1461.6327 | 1457.2194
|  |  |  | Commercial Battery Storage 4Hr | Advanced | 1929.0886 | 2375.0233 | 1708.5866 | 1612.6755 | 1530.6215 | 1475.4731 | 1420.3247 | 1365.1762 | 1310.0278 | 1254.8794 | 1231.2813 | 1207.6831 | 1184.085 | 1160.4869 | 1136.8888 | 1113.2907 | 1089.6925 | 1066.0944 | 1042.4963 | 1018.8982 | 995.3001 | 971.7019 | 948.1038 | 924.5057 | 900.9076 | 877.3095 | 853.7113 | 830.1132 | 806.5151 | 782.917
|  |  |  | Commercial Battery Storage 4Hr | Moderate | 1929.0886 | 2375.0233 | 2196.5533 | 2034.6009 | 1945.7335 | 1868.9829 | 1796.3417 | 1728.9246 | 1667.8588 | 1609.9165 | 1589.7925 | 1569.6685 | 1549.5446 | 1529.4206 | 1509.2967 | 1489.1727 | 1469.0488 | 1448.9248 | 1428.8009 | 1408.6769 | 1388.5529 | 1368.429 | 1348.305 | 1328.1811 | 1308.0571 | 1287.9332 | 1267.8092 | 1247.6853 | 1227.5613 | 1207.4373
|  |  |  | Commercial Battery Storage 4Hr | Conservative | 1929.0886 | 2375.0233 | 2462.9872 | 2480.5799 | 2445.3944 | 2353.912 | 2262.4296 | 2170.9473 | 2079.4649 | 1987.9825 | 1982.3056 | 1976.6287 | 1970.9519 | 1965.275 | 1959.5981 | 1953.9212 | 1948.2443 | 1942.5674 | 1936.8906 | 1931.2137 | 1925.5368 | 1919.8599 | 1914.183 | 1908.5062 | 1902.8293 | 1897.1524 | 1891.4755 | 1885.7986 | 1880.1217 | 1874.4449
|  |  |  | Commercial Battery Storage 6Hr | Advanced | 2398.3344 | 2903.6706 | 2088.8943 | 1971.6347 | 1871.3167 | 1803.893 | 1736.4692 | 1669.0455 | 1601.6218 | 1534.1981 | 1505.3474 | 1476.4967 | 1447.6459 | 1418.7952 | 1389.9445 | 1361.0937 | 1332.243 | 1303.3923 | 1274.5415 | 1245.6908 | 1216.8401 | 1187.9893 | 1159.1386 | 1130.2879 | 1101.4371 | 1072.5864 | 1043.7357 | 1014.8849 | 986.0342 | 957.1835
|  |  |  | Commercial Battery Storage 6Hr | Moderate | 2398.3344 | 2903.6706 | 2679.0766 | 2472.9278 | 2363.1684 | 2263.5464 | 2170.0411 | 2083.4369 | 2005.034 | 1931.1601 | 1907.0206 | 1882.8811 | 1858.7416 | 1834.6021 | 1810.4626 | 1786.3231 | 1762.1836 | 1738.0441 | 1713.9046 | 1689.7651 | 1665.6256 | 1641.4861 | 1617.3466 | 1593.2071 | 1569.0676 | 1544.9281 | 1520.7886 | 1496.6491 | 1472.5096 | 1448.3701
|  |  |  | Commercial Battery Storage 6Hr | Conservative | 2398.3344 | 2903.6706 | 3011.214 | 3032.7226 | 2989.7053 | 2877.8602 | 2766.0151 | 2654.17 | 2542.3249 | 2430.4798 | 2423.5394 | 2416.5989 | 2409.6584 | 2402.7179 | 2395.7775 | 2388.837 | 2381.8965 | 2374.956 | 2368.0155 | 2361.0751 | 2354.1346 | 2347.1941 | 2340.2536 | 2333.3132 | 2326.3727 | 2319.4322 | 2312.4917 | 2305.5512 | 2298.6108 | 2291.6703
|  |  |  | Commercial Battery Storage 8Hr | Advanced | 2867.5803 | 3432.3179 | 2469.202 | 2330.5939 | 2212.0118 | 2132.3128 | 2052.6138 | 1972.9148 | 1893.2159 | 1813.5169 | 1779.4135 | 1745.3102 | 1711.2068 | 1677.1035 | 1643.0001 | 1608.8968 | 1574.7935 | 1540.6901 | 1506.5868 | 1472.4834 | 1438.3801 | 1404.2767 | 1370.1734 | 1336.07 | 1301.9667 | 1267.8633 | 1233.76 | 1199.6566 | 1165.5533 | 1131.4499
|  |  |  | Commercial Battery Storage 8Hr | Moderate | 2867.5803 | 3432.3179 | 3161.5999 | 2911.2548 | 2780.6033 | 2658.1099 | 2543.7406 | 2437.9492 | 2342.2092 | 2252.4038 | 2224.2488 | 2196.0937 | 2167.9387 | 2139.7836 | 2111.6286 | 2083.4735 | 2055.3185 | 2027.1635 | 1999.0084 | 1970.8534 | 1942.6983 | 1914.5433 | 1886.3882 | 1858.2332 | 1830.0781 | 1801.9231 | 1773.768 | 1745.613 | 1717.4579 | 1689.3029
|  |  |  | Commercial Battery Storage 8Hr | Conservative | 2867.5803 | 3432.3179 | 3559.4408 | 3584.8653 | 3534.0162 | 3401.8084 | 3269.6006 | 3137.3928 | 3005.185 | 2872.9772 | 2864.7731 | 2856.569 | 2848.365 | 2840.1609 | 2831.9568 | 2823.7527 | 2815.5487 | 2807.3446 | 2799.1405 | 2790.9365 | 2782.7324 | 2774.5283 | 2766.3242 | 2758.1202 | 2749.9161 | 2741.712 | 2733.5079 | 2725.3039 | 2717.0998 | 2708.8957
[6 empty] | 2021 | 2022 | 2023 | 2024 | 2025 | 2026 | 2027 | 2028 | 2029 | 2030 | 2031 | 2032 | 2033 | 2034 | 2035 | 2036 | 2037 | 2038 | 2039 | 2040 | 2041 | 2042 | 2043 | 2044 | 2045 | 2046 | 2047 | 2048 | 2049 | 2050
|  |  | Total Installed Cost ($) | Commercial Battery Storage 1Hr | Advanced | 735131.8503 | 949231.4672 | 682875.0614 | 644542.0002 | 611747.2996 | 589705.9907 | 567664.6818 | 545623.373 | 523582.0641 | 501540.7552 | 492109.2361 | 482677.717 | 473246.1979 | 463814.6788 | 454383.1597 | 444951.6406 | 435520.1215 | 426088.6023 | 416657.0832 | 407225.5641 | 397794.045 | 388362.5259 | 378931.0068 | 369499.4877 | 360067.9686 | 350636.4495 | 341204.9304 | 331773.4112 | 322341.8921 | 312910.373
|  |  |  | Commercial Battery Storage 1Hr | Moderate | 735131.8503 | 949231.4672 | 883661.0248 | 826266.2695 | 791748.6679 | 766282.6185 | 741475.4933 | 718293.7365 | 697257.6313 | 676830.5546 | 668370.1727 | 659909.7908 | 651449.4088 | 642989.0269 | 634528.645 | 626068.263 | 617607.8811 | 609147.4992 | 600687.1172 | 592226.7353 | 583766.3534 | 575305.9714 | 566845.5895 | 558385.2076 | 549924.8256 | 541464.4437 | 533004.0618 | 524543.6798 | 516083.2979 | 507622.916
|  |  |  | Commercial Battery Storage 1Hr | Conservative | 735131.8503 | 949231.4672 | 984388.1882 | 991419.5324 | 977356.844 | 940793.8541 | 904230.8643 | 867667.8744 | 831104.8846 | 794541.8947 | 792273.0011 | 790004.1075 | 787735.2139 | 785466.3202 | 783197.4266 | 780928.533 | 778659.6394 | 776390.7457 | 774121.8521 | 771852.9585 | 769584.0649 | 767315.1712 | 765046.2776 | 762777.384 | 760508.4904 | 758239.5968 | 755970.7031 | 753701.8095 | 751432.9159 | 749164.0223
|  |  |  | Commercial Battery Storage 2Hr | Advanced | 875905.6129 | 1107825.6471 | 796967.3709 | 752229.7597 | 713955.8384 | 688231.9469 | 662508.0554 | 636784.1639 | 611060.2725 | 585336.381 | 574329.0776 | 563321.7742 | 552314.4707 | 541307.1673 | 530299.8639 | 519292.5605 | 508285.2571 | 497277.9537 | 486270.6503 | 475263.3469 | 464256.0435 | 453248.7401 | 442241.4367 | 431234.1333 | 420226.8299 | 409219.5265 | 398212.2231 | 387204.9197 | 376197.6163 | 365190.3129
|  |  |  | Commercial Battery Storage 2Hr | Moderate | 875905.6129 | 1107825.6471 | 1028418.0096 | 957764.3563 | 916979.1393 | 884651.6607 | 853585.3323 | 824647.4174 | 798410.1889 | 773203.6615 | 763538.6157 | 753873.5699 | 744208.5242 | 734543.4784 | 724878.4326 | 715213.3869 | 705548.3411 | 695883.2953 | 686218.2496 | 676553.2038 | 666888.158 | 657223.1123 | 647558.0665 | 637893.0207 | 628227.975 | 618562.9292 | 608897.8834 | 599232.8376 | 589567.7919 | 579902.7461
|  |  |  | Commercial Battery Storage 2Hr | Conservative | 875905.6129 | 1107825.6471 | 1148856.2266 | 1157062.3425 | 1140650.1107 | 1097978.308 | 1055306.5053 | 1012634.7026 | 969962.8999 | 927291.0972 | 924643.125 | 921995.1528 | 919347.1805 | 916699.2083 | 914051.2361 | 911403.2639 | 908755.2917 | 906107.3195 | 903459.3473 | 900811.3751 | 898163.4029 | 895515.4306 | 892867.4584 | 890219.4862 | 887571.514 | 884923.5418 | 882275.5696 | 879627.5974 | 876979.6252 | 874331.653
|  |  |  | Commercial Battery Storage 4Hr | Advanced | 1157453.1381 | 1425014.0069 | 1025151.9899 | 967605.2786 | 918372.9161 | 885283.8594 | 852194.8026 | 819105.7459 | 786016.6892 | 752927.6325 | 738768.7605 | 724609.8885 | 710451.0165 | 696292.1445 | 682133.2725 | 667974.4005 | 653815.5285 | 639656.6565 | 625497.7845 | 611338.9125 | 597180.0405 | 583021.1685 | 568862.2965 | 554703.4245 | 540544.5525 | 526385.6805 | 512226.8085 | 498067.9365 | 483909.0645 | 469750.1925
|  |  |  | Commercial Battery Storage 4Hr | Moderate | 1157453.1381 | 1425014.0069 | 1317931.9793 | 1220760.53 | 1167440.082 | 1121389.745 | 1077805.0104 | 1037354.7793 | 1000715.3041 | 965949.8752 | 953875.5017 | 941801.1283 | 929726.7549 | 917652.3814 | 905578.008 | 893503.6345 | 881429.2611 | 869354.8877 | 857280.5142 | 845206.1408 | 833131.7673 | 821057.3939 | 808983.0205 | 796908.647 | 784834.2736 | 772759.9001 | 760685.5267 | 748611.1533 | 736536.7798 | 724462.4064
|  |  |  | Commercial Battery Storage 4Hr | Conservative | 1157453.1381 | 1425014.0069 | 1477792.3034 | 1488347.9628 | 1467236.6441 | 1412347.2157 | 1357457.7873 | 1302568.3589 | 1247678.9305 | 1192789.5021 | 1189383.3727 | 1185977.2433 | 1182571.1139 | 1179164.9845 | 1175758.8551 | 1172352.7258 | 1168946.5964 | 1165540.467 | 1162134.3376 | 1158728.2082 | 1155322.0788 | 1151915.9494 | 1148509.82 | 1145103.6907 | 1141697.5613 | 1138291.4319 | 1134885.3025 | 1131479.1731 | 1128073.0437 | 1124666.9143
|  |  |  | Commercial Battery Storage 6Hr | Advanced | 1439000.6634 | 1742202.3667 | 1253336.6089 | 1182980.7976 | 1122789.9938 | 1082335.7718 | 1041881.5499 | 1001427.3279 | 960973.1059 | 920518.8839 | 903208.4434 | 885898.0028 | 868587.5622 | 851277.1216 | 833966.681 | 816656.2404 | 799345.7998 | 782035.3592 | 764724.9187 | 747414.4781 | 730104.0375 | 712793.5969 | 695483.1563 | 678172.7157 | 660862.2751 | 643551.8346 | 626241.394 | 608930.9534 | 591620.5128 | 574310.0722
|  |  |  | Commercial Battery Storage 6Hr | Moderate | 1439000.6634 | 1742202.3667 | 1607445.949 | 1483756.7036 | 1417901.0248 | 1358127.8293 | 1302024.6885 | 1250062.1411 | 1203020.4194 | 1158696.0889 | 1144212.3878 | 1129728.6867 | 1115244.9856 | 1100761.2844 | 1086277.5833 | 1071793.8822 | 1057310.1811 | 1042826.48 | 1028342.7789 | 1013859.0778 | 999375.3767 | 984891.6756 | 970407.9744 | 955924.2733 | 941440.5722 | 926956.8711 | 912473.17 | 897989.4689 | 883505.7678 | 869022.0667
|  |  |  | Commercial Battery Storage 6Hr | Conservative | 1439000.6634 | 1742202.3667 | 1806728.3803 | 1819633.583 | 1793823.1776 | 1726716.1235 | 1659609.0693 | 1592502.0152 | 1525394.9611 | 1458287.907 | 1454123.6204 | 1449959.3338 | 1445795.0473 | 1441630.7607 | 1437466.4742 | 1433302.1876 | 1429137.901 | 1424973.6145 | 1420809.3279 | 1416645.0413 | 1412480.7548 | 1408316.4682 | 1404152.1817 | 1399987.8951 | 1395823.6085 | 1391659.322 | 1387495.0354 | 1383330.7489 | 1379166.4623 | 1375002.1757
|  |  |  | Commercial Battery Storage 8Hr | Advanced | 1720548.1886 | 2059390.7265 | 1481521.2279 | 1398356.3166 | 1327207.0715 | 1279387.6843 | 1231568.2971 | 1183748.9099 | 1135929.5226 | 1088110.1354 | 1067648.1262 | 1047186.1171 | 1026724.1079 | 1006262.0987 | 985800.0895 | 965338.0804 | 944876.0712 | 924414.062 | 903952.0528 | 883490.0437 | 863028.0345 | 842566.0253 | 822104.0161 | 801642.007 | 781179.9978 | 760717.9886 | 740255.9794 | 719793.9702 | 699331.9611 | 678869.9519
|  |  |  | Commercial Battery Storage 8Hr | Moderate | 1720548.1886 | 2059390.7265 | 1896959.9186 | 1746752.8773 | 1668361.9676 | 1594865.9137 | 1526244.3666 | 1462769.503 | 1405325.5346 | 1351442.3026 | 1334549.2738 | 1317656.245 | 1300763.2162 | 1283870.1875 | 1266977.1587 | 1250084.1299 | 1233191.1011 | 1216298.0723 | 1199405.0436 | 1182512.0148 | 1165618.986 | 1148725.9572 | 1131832.9284 | 1114939.8996 | 1098046.8709 | 1081153.8421 | 1064260.8133 | 1047367.7845 | 1030474.7557 | 1013581.7269
|  |  |  | Commercial Battery Storage 8Hr | Conservative | 1720548.1886 | 2059390.7265 | 2135664.4572 | 2150919.2033 | 2120409.711 | 2041085.0312 | 1961760.3514 | 1882435.6715 | 1803110.9917 | 1723786.3118 | 1718863.8681 | 1713941.4244 | 1709018.9806 | 1704096.5369 | 1699174.0932 | 1694251.6494 | 1689329.2057 | 1684406.762 | 1679484.3182 | 1674561.8745 | 1669639.4308 | 1664716.987 | 1659794.5433 | 1654872.0995 | 1649949.6558 | 1645027.2121 | 1640104.7683 | 1635182.3246 | 1630259.8809 | 1625337.4371
[6 empty] | 2021 | 2022 | 2023 | 2024 | 2025 | 2026 | 2027 | 2028 | 2029 | 2030 | 2031 | 2032 | 2033 | 2034 | 2035 | 2036 | 2037 | 2038 | 2039 | 2040 | 2041 | 2042 | 2043 | 2044 | 2045 | 2046 | 2047 | 2048 | 2049 | 2050
|  |  | Fixed Operation and Maintenance Expenses ($/kW-yr) | Commercial Battery Storage 1Hr | Advanced | 30.6305 | 39.5513 | 28.4531 | 26.8559 | 25.4895 | 24.5711 | 23.6527 | 22.7343 | 21.8159 | 20.8975 | 20.5046 | 20.1116 | 19.7186 | 19.3256 | 18.9326 | 18.5397 | 18.1467 | 17.7537 | 17.3607 | 16.9677 | 16.5748 | 16.1818 | 15.7888 | 15.3958 | 15.0028 | 14.6099 | 14.2169 | 13.8239 | 13.4309 | 13.0379
|  |  |  | Commercial Battery Storage 1Hr | Moderate | 30.6305 | 39.5513 | 36.8192 | 34.4278 | 32.9895 | 31.9284 | 30.8948 | 29.9289 | 29.0524 | 28.2013 | 27.8488 | 27.4962 | 27.1437 | 26.7912 | 26.4387 | 26.0862 | 25.7337 | 25.3811 | 25.0286 | 24.6761 | 24.3236 | 23.9711 | 23.6186 | 23.2661 | 22.9135 | 22.561 | 22.2085 | 21.856 | 21.5035 | 21.151
|  |  |  | Commercial Battery Storage 1Hr | Conservative | 30.6305 | 39.5513 | 41.0162 | 41.3091 | 40.7232 | 39.1997 | 37.6763 | 36.1528 | 34.6294 | 33.1059 | 33.0114 | 32.9168 | 32.8223 | 32.7278 | 32.6332 | 32.5387 | 32.4442 | 32.3496 | 32.2551 | 32.1605 | 32.066 | 31.9715 | 31.8769 | 31.7824 | 31.6879 | 31.5933 | 31.4988 | 31.4042 | 31.3097 | 31.2152
|  |  |  | Commercial Battery Storage 2Hr | Advanced | 36.4961 | 46.1594 | 33.207 | 31.3429 | 29.7482 | 28.6763 | 27.6045 | 26.5327 | 25.4608 | 24.389 | 23.9304 | 23.4717 | 23.0131 | 22.5545 | 22.0958 | 21.6372 | 21.1786 | 20.7199 | 20.2613 | 19.8026 | 19.344 | 18.8854 | 18.4267 | 17.9681 | 17.5095 | 17.0508 | 16.5922 | 16.1335 | 15.6749 | 15.2163
|  |  |  | Commercial Battery Storage 2Hr | Moderate | 36.4961 | 46.1594 | 42.8508 | 39.9068 | 38.2075 | 36.8605 | 35.5661 | 34.3603 | 33.2671 | 32.2168 | 31.8141 | 31.4114 | 31.0087 | 30.606 | 30.2033 | 29.8006 | 29.3978 | 28.9951 | 28.5924 | 28.1897 | 27.787 | 27.3843 | 26.9816 | 26.5789 | 26.1762 | 25.7735 | 25.3707 | 24.968 | 24.5653 | 24.1626
|  |  |  | Commercial Battery Storage 2Hr | Conservative | 36.4961 | 46.1594 | 47.869 | 48.2109 | 47.5271 | 45.7491 | 43.9711 | 42.1931 | 40.4151 | 38.6371 | 38.5268 | 38.4165 | 38.3061 | 38.1958 | 38.0855 | 37.9751 | 37.8648 | 37.7545 | 37.6441 | 37.5338 | 37.4235 | 37.3131 | 37.2028 | 37.0925 | 36.9821 | 36.8718 | 36.7615 | 36.6511 | 36.5408 | 36.4305
|  |  |  | Commercial Battery Storage 4Hr | Advanced | 48.2272 | 59.3756 | 42.7147 | 40.3169 | 38.2655 | 36.8868 | 35.5081 | 34.1294 | 32.7507 | 31.372 | 30.782 | 30.1921 | 29.6021 | 29.0122 | 28.4222 | 27.8323 | 27.2423 | 26.6524 | 26.0624 | 25.4725 | 24.8825 | 24.2925 | 23.7026 | 23.1126 | 22.5227 | 21.9327 | 21.3428 | 20.7528 | 20.1629 | 19.5729
|  |  |  | Commercial Battery Storage 4Hr | Moderate | 48.2272 | 59.3756 | 54.9138 | 50.865 | 48.6433 | 46.7246 | 44.9085 | 43.2231 | 41.6965 | 40.2479 | 39.7448 | 39.2417 | 38.7386 | 38.2355 | 37.7324 | 37.2293 | 36.7262 | 36.2231 | 35.72 | 35.2169 | 34.7138 | 34.2107 | 33.7076 | 33.2045 | 32.7014 | 32.1983 | 31.6952 | 31.1921 | 30.689 | 30.1859
|  |  |  | Commercial Battery Storage 4Hr | Conservative | 48.2272 | 59.3756 | 61.5747 | 62.0145 | 61.1349 | 58.8478 | 56.5607 | 54.2737 | 51.9866 | 49.6996 | 49.5576 | 49.4157 | 49.2738 | 49.1319 | 48.99 | 48.848 | 48.7061 | 48.5642 | 48.4223 | 48.2803 | 48.1384 | 47.9965 | 47.8546 | 47.7127 | 47.5707 | 47.4288 | 47.2869 | 47.145 | 47.003 | 46.8611
|  |  |  | Commercial Battery Storage 6Hr | Advanced | 59.9584 | 72.5918 | 52.2224 | 49.2909 | 46.7829 | 45.0973 | 43.4117 | 41.7261 | 40.0405 | 38.355 | 37.6337 | 36.9124 | 36.1911 | 35.4699 | 34.7486 | 34.0273 | 33.3061 | 32.5848 | 31.8635 | 31.1423 | 30.421 | 29.6997 | 28.9785 | 28.2572 | 27.5359 | 26.8147 | 26.0934 | 25.3721 | 24.6509 | 23.9296
|  |  |  | Commercial Battery Storage 6Hr | Moderate | 59.9584 | 72.5918 | 66.9769 | 61.8232 | 59.0792 | 56.5887 | 54.251 | 52.0859 | 50.1259 | 48.279 | 47.6755 | 47.072 | 46.4685 | 45.8651 | 45.2616 | 44.6581 | 44.0546 | 43.4511 | 42.8476 | 42.2441 | 41.6406 | 41.0372 | 40.4337 | 39.8302 | 39.2267 | 38.6232 | 38.0197 | 37.4162 | 36.8127 | 36.2093
|  |  |  | Commercial Battery Storage 6Hr | Conservative | 59.9584 | 72.5918 | 75.2803 | 75.8181 | 74.7426 | 71.9465 | 69.1504 | 66.3543 | 63.5581 | 60.762 | 60.5885 | 60.415 | 60.2415 | 60.0679 | 59.8944 | 59.7209 | 59.5474 | 59.3739 | 59.2004 | 59.0269 | 58.8534 | 58.6799 | 58.5063 | 58.3328 | 58.1593 | 57.9858 | 57.8123 | 57.6388 | 57.4653 | 57.2918
|  |  |  | Commercial Battery Storage 8Hr | Advanced | 71.6895 | 85.8079 | 61.7301 | 58.2648 | 55.3003 | 53.3078 | 51.3153 | 49.3229 | 47.3304 | 45.3379 | 44.4853 | 43.6328 | 42.7802 | 41.9276 | 41.075 | 40.2224 | 39.3698 | 38.5173 | 37.6647 | 36.8121 | 35.9595 | 35.1069 | 34.2543 | 33.4018 | 32.5492 | 31.6966 | 30.844 | 29.9914 | 29.1388 | 28.2862
|  |  |  | Commercial Battery Storage 8Hr | Moderate | 71.6895 | 85.8079 | 79.04 | 72.7814 | 69.5151 | 66.4527 | 63.5935 | 60.9487 | 58.5552 | 56.3101 | 55.6062 | 54.9023 | 54.1985 | 53.4946 | 52.7907 | 52.0868 | 51.383 | 50.6791 | 49.9752 | 49.2713 | 48.5675 | 47.8636 | 47.1597 | 46.4558 | 45.752 | 45.0481 | 44.3442 | 43.6403 | 42.9364 | 42.2326
|  |  |  | Commercial Battery Storage 8Hr | Conservative | 71.6895 | 85.8079 | 88.986 | 89.6216 | 88.3504 | 85.0452 | 81.74 | 78.4348 | 75.1296 | 71.8244 | 71.6193 | 71.4142 | 71.2091 | 71.004 | 70.7989 | 70.5938 | 70.3887 | 70.1836 | 69.9785 | 69.7734 | 69.5683 | 69.3632 | 69.1581 | 68.953 | 68.7479 | 68.5428 | 68.3377 | 68.1326 | 67.9275 | 67.7224
[6 empty] | 2021 | 2022 | 2023 | 2024 | 2025 | 2026 | 2027 | 2028 | 2029 | 2030 | 2031 | 2032 | 2033 | 2034 | 2035 | 2036 | 2037 | 2038 | 2039 | 2040 | 2041 | 2042 | 2043 | 2044 | 2045 | 2046 | 2047 | 2048 | 2049 | 2050
|  |  | Variable Operation and Maintenance Expenses ($/MWh) | Commercial Battery Storage 1Hr | Advanced | 0 | 0 | 0 | 0 | 0 | 0 | 0 | 0 | 0 | 0 | 0 | 0 | 0 | 0 | 0 | 0 | 0 | 0 | 0 | 0 | 0 | 0 | 0 | 0 | 0 | 0 | 0 | 0 | 0 | 0
|  |  |  | Commercial Battery Storage 1Hr | Moderate | 0 | 0 | 0 | 0 | 0 | 0 | 0 | 0 | 0 | 0 | 0 | 0 | 0 | 0 | 0 | 0 | 0 | 0 | 0 | 0 | 0 | 0 | 0 | 0 | 0 | 0 | 0 | 0 | 0 | 0
|  |  |  | Commercial Battery Storage 1Hr | Conservative | 0 | 0 | 0 | 0 | 0 | 0 | 0 | 0 | 0 | 0 | 0 | 0 | 0 | 0 | 0 | 0 | 0 | 0 | 0 | 0 | 0 | 0 | 0 | 0 | 0 | 0 | 0 | 0 | 0 | 0
|  |  |  | Commercial Battery Storage 2Hr | Advanced | 0 | 0 | 0 | 0 | 0 | 0 | 0 | 0 | 0 | 0 | 0 | 0 | 0 | 0 | 0 | 0 | 0 | 0 | 0 | 0 | 0 | 0 | 0 | 0 | 0 | 0 | 0 | 0 | 0 | 0
|  |  |  | Commercial Battery Storage 2Hr | Moderate | 0 | 0 | 0 | 0 | 0 | 0 | 0 | 0 | 0 | 0 | 0 | 0 | 0 | 0 | 0 | 0 | 0 | 0 | 0 | 0 | 0 | 0 | 0 | 0 | 0 | 0 | 0 | 0 | 0 | 0
|  |  |  | Commercial Battery Storage 2Hr | Conservative | 0 | 0 | 0 | 0 | 0 | 0 | 0 | 0 | 0 | 0 | 0 | 0 | 0 | 0 | 0 | 0 | 0 | 0 | 0 | 0 | 0 | 0 | 0 | 0 | 0 | 0 | 0 | 0 | 0 | 0
|  |  |  | Commercial Battery Storage 4Hr | Advanced | 0 | 0 | 0 | 0 | 0 | 0 | 0 | 0 | 0 | 0 | 0 | 0 | 0 | 0 | 0 | 0 | 0 | 0 | 0 | 0 | 0 | 0 | 0 | 0 | 0 | 0 | 0 | 0 | 0 | 0
|  |  |  | Commercial Battery Storage 4Hr | Moderate | 0 | 0 | 0 | 0 | 0 | 0 | 0 | 0 | 0 | 0 | 0 | 0 | 0 | 0 | 0 | 0 | 0 | 0 | 0 | 0 | 0 | 0 | 0 | 0 | 0 | 0 | 0 | 0 | 0 | 0
|  |  |  | Commercial Battery Storage 4Hr | Conservative | 0 | 0 | 0 | 0 | 0 | 0 | 0 | 0 | 0 | 0 | 0 | 0 | 0 | 0 | 0 | 0 | 0 | 0 | 0 | 0 | 0 | 0 | 0 | 0 | 0 | 0 | 0 | 0 | 0 | 0
|  |  |  | Commercial Battery Storage 6Hr | Advanced | 0 | 0 | 0 | 0 | 0 | 0 | 0 | 0 | 0 | 0 | 0 | 0 | 0 | 0 | 0 | 0 | 0 | 0 | 0 | 0 | 0 | 0 | 0 | 0 | 0 | 0 | 0 | 0 | 0 | 0
|  |  |  | Commercial Battery Storage 6Hr | Moderate | 0 | 0 | 0 | 0 | 0 | 0 | 0 | 0 | 0 | 0 | 0 | 0 | 0 | 0 | 0 | 0 | 0 | 0 | 0 | 0 | 0 | 0 | 0 | 0 | 0 | 0 | 0 | 0 | 0 | 0
|  |  |  | Commercial Battery Storage 6Hr | Conservative | 0 | 0 | 0 | 0 | 0 | 0 | 0 | 0 | 0 | 0 | 0 | 0 | 0 | 0 | 0 | 0 | 0 | 0 | 0 | 0 | 0 | 0 | 0 | 0 | 0 | 0 | 0 | 0 | 0 | 0
|  |  |  | Commercial Battery Storage 8Hr | Advanced | 0 | 0 | 0 | 0 | 0 | 0 | 0 | 0 | 0 | 0 | 0 | 0 | 0 | 0 | 0 | 0 | 0 | 0 | 0 | 0 | 0 | 0 | 0 | 0 | 0 | 0 | 0 | 0 | 0 | 0
|  |  |  | Commercial Battery Storage 8Hr | Moderate | 0 | 0 | 0 | 0 | 0 | 0 | 0 | 0 | 0 | 0 | 0 | 0 | 0 | 0 | 0 | 0 | 0 | 0 | 0 | 0 | 0 | 0 | 0 | 0 | 0 | 0 | 0 | 0 | 0 | 0
|  |  |  | Commercial Battery Storage 8Hr | Conservative | 0 | 0 | 0 | 0 | 0 | 0 | 0 | 0 | 0 | 0 | 0 | 0 | 0 | 0 | 0 | 0 | 0 | 0 | 0 | 0 | 0 | 0 | 0 | 0 | 0 | 0 | 0 | 0 | 0 | 0
[6 empty] | 2021 | 2022 | 2023 | 2024 | 2025 | 2026 | 2027 | 2028 | 2029 | 2030 | 2031 | 2032 | 2033 | 2034 | 2035 | 2036 | 2037 | 2038 | 2039 | 2040 | 2041 | 2042 | 2043 | 2044 | 2045 | 2046 | 2047 | 2048 | 2049 | 2050
|  |  | Round-Trip Efficiency | Commercial Battery Storage 1Hr | Advanced | 85% | 85% | 85% | 85% | 85% | 85% | 85% | 85% | 85% | 85% | 85% | 85% | 85% | 85% | 85% | 85% | 85% | 85% | 85% | 85% | 85% | 85% | 85% | 85% | 85% | 85% | 85% | 85% | 85% | 85%
|  |  |  | Commercial Battery Storage 1Hr | Moderate | 85% | 85% | 85% | 85% | 85% | 85% | 85% | 85% | 85% | 85% | 85% | 85% | 85% | 85% | 85% | 85% | 85% | 85% | 85% | 85% | 85% | 85% | 85% | 85% | 85% | 85% | 85% | 85% | 85% | 85%
|  |  |  | Commercial Battery Storage 1Hr | Conservative | 85% | 85% | 85% | 85% | 85% | 85% | 85% | 85% | 85% | 85% | 85% | 85% | 85% | 85% | 85% | 85% | 85% | 85% | 85% | 85% | 85% | 85% | 85% | 85% | 85% | 85% | 85% | 85% | 85% | 85%
|  |  |  | Commercial Battery Storage 2Hr | Advanced | 85% | 85% | 85% | 85% | 85% | 85% | 85% | 85% | 85% | 85% | 85% | 85% | 85% | 85% | 85% | 85% | 85% | 85% | 85% | 85% | 85% | 85% | 85% | 85% | 85% | 85% | 85% | 85% | 85% | 85%
|  |  |  | Commercial Battery Storage 2Hr | Moderate | 85% | 85% | 85% | 85% | 85% | 85% | 85% | 85% | 85% | 85% | 85% | 85% | 85% | 85% | 85% | 85% | 85% | 85% | 85% | 85% | 85% | 85% | 85% | 85% | 85% | 85% | 85% | 85% | 85% | 85%
|  |  |  | Commercial Battery Storage 2Hr | Conservative | 85% | 85% | 85% | 85% | 85% | 85% | 85% | 85% | 85% | 85% | 85% | 85% | 85% | 85% | 85% | 85% | 85% | 85% | 85% | 85% | 85% | 85% | 85% | 85% | 85% | 85% | 85% | 85% | 85% | 85%
|  |  |  | Commercial Battery Storage 4Hr | Advanced | 85% | 85% | 85% | 85% | 85% | 85% | 85% | 85% | 85% | 85% | 85% | 85% | 85% | 85% | 85% | 85% | 85% | 85% | 85% | 85% | 85% | 85% | 85% | 85% | 85% | 85% | 85% | 85% | 85% | 85%
|  |  |  | Commercial Battery Storage 4Hr | Moderate | 85% | 85% | 85% | 85% | 85% | 85% | 85% | 85% | 85% | 85% | 85% | 85% | 85% | 85% | 85% | 85% | 85% | 85% | 85% | 85% | 85% | 85% | 85% | 85% | 85% | 85% | 85% | 85% | 85% | 85%
|  |  |  | Commercial Battery Storage 4Hr | Conservative | 85% | 85% | 85% | 85% | 85% | 85% | 85% | 85% | 85% | 85% | 85% | 85% | 85% | 85% | 85% | 85% | 85% | 85% | 85% | 85% | 85% | 85% | 85% | 85% | 85% | 85% | 85% | 85% | 85% | 85%
|  |  |  | Commercial Battery Storage 6Hr | Advanced | 85% | 85% | 85% | 85% | 85% | 85% | 85% | 85% | 85% | 85% | 85% | 85% | 85% | 85% | 85% | 85% | 85% | 85% | 85% | 85% | 85% | 85% | 85% | 85% | 85% | 85% | 85% | 85% | 85% | 85%
|  |  |  | Commercial Battery Storage 6Hr | Moderate | 85% | 85% | 85% | 85% | 85% | 85% | 85% | 85% | 85% | 85% | 85% | 85% | 85% | 85% | 85% | 85% | 85% | 85% | 85% | 85% | 85% | 85% | 85% | 85% | 85% | 85% | 85% | 85% | 85% | 85%
|  |  |  | Commercial Battery Storage 6Hr | Conservative | 85% | 85% | 85% | 85% | 85% | 85% | 85% | 85% | 85% | 85% | 85% | 85% | 85% | 85% | 85% | 85% | 85% | 85% | 85% | 85% | 85% | 85% | 85% | 85% | 85% | 85% | 85% | 85% | 85% | 85%
|  |  |  | Commercial Battery Storage 8Hr | Advanced | 85% | 85% | 85% | 85% | 85% | 85% | 85% | 85% | 85% | 85% | 85% | 85% | 85% | 85% | 85% | 85% | 85% | 85% | 85% | 85% | 85% | 85% | 85% | 85% | 85% | 85% | 85% | 85% | 85% | 85%
|  |  |  | Commercial Battery Storage 8Hr | Moderate | 85% | 85% | 85% | 85% | 85% | 85% | 85% | 85% | 85% | 85% | 85% | 85% | 85% | 85% | 85% | 85% | 85% | 85% | 85% | 85% | 85% | 85% | 85% | 85% | 85% | 85% | 85% | 85% | 85% | 85%
|  |  |  | Commercial Battery Storage 8Hr | Conservative | 85% | 85% | 85% | 85% | 85% | 85% | 85% | 85% | 85% | 85% | 85% | 85% | 85% | 85% | 85% | 85% | 85% | 85% | 85% | 85% | 85% | 85% | 85% | 85% | 85% | 85% | 85% | 85% | 85% | 85%
[6 empty] | 2021 | 2022 | 2023 | 2024 | 2025 | 2026 | 2027 | 2028 | 2029 | 2030 | 2031 | 2032 | 2033 | 2034 | 2035 | 2036 | 2037 | 2038 | 2039 | 2040 | 2041 | 2042 | 2043 | 2044 | 2045 | 2046 | 2047 | 2048 | 2049 | 2050
|  |  | Capacity Factor (%) | Commercial Battery Storage 1Hr | Advanced | 8.3% | 8.3% | 8.3% | 8.3% | 8.3% | 8.3% | 8.3% | 8.3% | 8.3% | 8.3% | 8.3% | 8.3% | 8.3% | 8.3% | 8.3% | 8.3% | 8.3% | 8.3% | 8.3% | 8.3% | 8.3% | 8.3% | 8.3% | 8.3% | 8.3% | 8.3% | 8.3% | 8.3% | 8.3% | 8.3%
|  |  |  | Commercial Battery Storage 1Hr | Moderate | 8.3% | 8.3% | 8.3% | 8.3% | 8.3% | 8.3% | 8.3% | 8.3% | 8.3% | 8.3% | 8.3% | 8.3% | 8.3% | 8.3% | 8.3% | 8.3% | 8.3% | 8.3% | 8.3% | 8.3% | 8.3% | 8.3% | 8.3% | 8.3% | 8.3% | 8.3% | 8.3% | 8.3% | 8.3% | 8.3%
|  |  |  | Commercial Battery Storage 1Hr | Conservative | 8.3% | 8.3% | 8.3% | 8.3% | 8.3% | 8.3% | 8.3% | 8.3% | 8.3% | 8.3% | 8.3% | 8.3% | 8.3% | 8.3% | 8.3% | 8.3% | 8.3% | 8.3% | 8.3% | 8.3% | 8.3% | 8.3% | 8.3% | 8.3% | 8.3% | 8.3% | 8.3% | 8.3% | 8.3% | 8.3%
|  |  |  | Commercial Battery Storage 2Hr | Advanced | 16.7% | 16.7% | 16.7% | 16.7% | 16.7% | 16.7% | 16.7% | 16.7% | 16.7% | 16.7% | 16.7% | 16.7% | 16.7% | 16.7% | 16.7% | 16.7% | 16.7% | 16.7% | 16.7% | 16.7% | 16.7% | 16.7% | 16.7% | 16.7% | 16.7% | 16.7% | 16.7% | 16.7% | 16.7% | 16.7%
|  |  |  | Commercial Battery Storage 2Hr | Moderate | 16.7% | 16.7% | 16.7% | 16.7% | 16.7% | 16.7% | 16.7% | 16.7% | 16.7% | 16.7% | 16.7% | 16.7% | 16.7% | 16.7% | 16.7% | 16.7% | 16.7% | 16.7% | 16.7% | 16.7% | 16.7% | 16.7% | 16.7% | 16.7% | 16.7% | 16.7% | 16.7% | 16.7% | 16.7% | 16.7%
|  |  |  | Commercial Battery Storage 2Hr | Conservative | 16.7% | 16.7% | 16.7% | 16.7% | 16.7% | 16.7% | 16.7% | 16.7% | 16.7% | 16.7% | 16.7% | 16.7% | 16.7% | 16.7% | 16.7% | 16.7% | 16.7% | 16.7% | 16.7% | 16.7% | 16.7% | 16.7% | 16.7% | 16.7% | 16.7% | 16.7% | 16.7% | 16.7% | 16.7% | 16.7%
|  |  |  | Commercial Battery Storage 4Hr | Advanced | 24.9% | 24.9% | 24.9% | 24.9% | 24.9% | 24.9% | 24.9% | 24.9% | 24.9% | 24.9% | 24.9% | 24.9% | 24.9% | 24.9% | 24.9% | 24.9% | 24.9% | 24.9% | 24.9% | 24.9% | 24.9% | 24.9% | 24.9% | 24.9% | 24.9% | 24.9% | 24.9% | 24.9% | 24.9% | 24.9%
|  |  |  | Commercial Battery Storage 4Hr | Moderate | 24.9% | 24.9% | 24.9% | 24.9% | 24.9% | 24.9% | 24.9% | 24.9% | 24.9% | 24.9% | 24.9% | 24.9% | 24.9% | 24.9% | 24.9% | 24.9% | 24.9% | 24.9% | 24.9% | 24.9% | 24.9% | 24.9% | 24.9% | 24.9% | 24.9% | 24.9% | 24.9% | 24.9% | 24.9% | 24.9%
|  |  |  | Commercial Battery Storage 4Hr | Conservative | 24.9% | 24.9% | 24.9% | 24.9% | 24.9% | 24.9% | 24.9% | 24.9% | 24.9% | 24.9% | 24.9% | 24.9% | 24.9% | 24.9% | 24.9% | 24.9% | 24.9% | 24.9% | 24.9% | 24.9% | 24.9% | 24.9% | 24.9% | 24.9% | 24.9% | 24.9% | 24.9% | 24.9% | 24.9% | 24.9%
|  |  |  | Commercial Battery Storage 6Hr | Advanced | 33.2% | 33.2% | 33.2% | 33.2% | 33.2% | 33.2% | 33.2% | 33.2% | 33.2% | 33.2% | 33.2% | 33.2% | 33.2% | 33.2% | 33.2% | 33.2% | 33.2% | 33.2% | 33.2% | 33.2% | 33.2% | 33.2% | 33.2% | 33.2% | 33.2% | 33.2% | 33.2% | 33.2% | 33.2% | 33.2%
|  |  |  | Commercial Battery Storage 6Hr | Moderate | 33.2% | 33.2% | 33.2% | 33.2% | 33.2% | 33.2% | 33.2% | 33.2% | 33.2% | 33.2% | 33.2% | 33.2% | 33.2% | 33.2% | 33.2% | 33.2% | 33.2% | 33.2% | 33.2% | 33.2% | 33.2% | 33.2% | 33.2% | 33.2% | 33.2% | 33.2% | 33.2% | 33.2% | 33.2% | 33.2%
|  |  |  | Commercial Battery Storage 6Hr | Conservative | 33.2% | 33.2% | 33.2% | 33.2% | 33.2% | 33.2% | 33.2% | 33.2% | 33.2% | 33.2% | 33.2% | 33.2% | 33.2% | 33.2% | 33.2% | 33.2% | 33.2% | 33.2% | 33.2% | 33.2% | 33.2% | 33.2% | 33.2% | 33.2% | 33.2% | 33.2% | 33.2% | 33.2% | 33.2% | 33.2%
|  |  |  | Commercial Battery Storage 8Hr | Advanced | 41.5% | 41.5% | 41.5% | 41.5% | 41.5% | 41.5% | 41.5% | 41.5% | 41.5% | 41.5% | 41.5% | 41.5% | 41.5% | 41.5% | 41.5% | 41.5% | 41.5% | 41.5% | 41.5% | 41.5% | 41.5% | 41.5% | 41.5% | 41.5% | 41.5% | 41.5% | 41.5% | 41.5% | 41.5% | 41.5%
|  |  |  | Commercial Battery Storage 8Hr | Moderate | 41.5% | 41.5% | 41.5% | 41.5% | 41.5% | 41.5% | 41.5% | 41.5% | 41.5% | 41.5% | 41.5% | 41.5% | 41.5% | 41.5% | 41.5% | 41.5% | 41.5% | 41.5% | 41.5% | 41.5% | 41.5% | 41.5% | 41.5% | 41.5% | 41.5% | 41.5% | 41.5% | 41.5% | 41.5% | 41.5%
|  |  |  | Commercial Battery Storage 8Hr | Conservative | 41.5% | 41.5% | 41.5% | 41.5% | 41.5% | 41.5% | 41.5% | 41.5% | 41.5% | 41.5% | 41.5% | 41.5% | 41.5% | 41.5% | 41.5% | 41.5% | 41.5% | 41.5% | 41.5% | 41.5% | 41.5% | 41.5% | 41.5% | 41.5% | 41.5% | 41.5% | 41.5% | 41.5% | 41.5% | 41.5%
Data Sources for Default Inputs | bar: 2021 to 2037
|  | Current Costs: |  |  |  | 2023: Citation; 2028: Dollar Year; 2029: Escalation Index
|  | Available Capacity (GW) |  |  |  | 2023: N/A
|  | Net Capacity Factor (%) |  |  |  | 2023: N/A
|  | Overnight Capital Cost ($/kW) |  |  |  | 2023: V. Ramasamy, D. Feldman, J. Desai, and R. Margolis. 2022. U.S. Solar Photovoltaic System and Energy Storage Cost Benchmark: Q1 2022. Golden, CO: National Renewable Energy Laboratory
|  | Fixed Operating Expenses ($/kW-yr) |  |  |  | 2023: V. Ramasamy, D. Feldman, J. Desai, and R. Margolis. 2022. U.S. Solar Photovoltaic System and Energy Storage Cost Benchmark: Q1 2022. Golden, CO: National Renewable Energy Laboratory
|  | Variable Operating Expenses ($/MWh) |  |  |  | 2023: N/A
|  | Spur Line Cost ($/kW) |  |  |  | 2023: N/A
|  | Future Projections Costs: |  |  |  | 2023: Citation; 2028: Dollar Year; 2029: Escalation Index
|  | Net Capacity Factor (%) |  |  |  | 2023: N/A
|  | Overnight Capital Cost ($/kW) |  |  |  | 2023: Battery Storage cost values from C. Augustine and N. Blair, “Energy Storage Futures Study Storage Technology Modeling Input Data Report,” NREL/TP-5700-78694. Golden, CO: National Renewable Energy Laboratory. 2021
2021 to 2022 overnight capital cost adjustments (%)
|  | Fixed Operating Expenses ($/kW-yr) |  |  |  | 2023: Battery Storage cost values from C. Augustine and N. Blair, “Energy Storage Futures Study Storage Technology Modeling Input Data Report,” NREL/TP-5700-78694. Golden, CO: National Renewable Energy Laboratory. 2021
|  | Variable Operating Expenses ($/MWh) |  |  |  | 2023: N/A
|  | Grid Connection Cost ($/kW) |  |  |  | 2023: N/A

## Residential Battery Storage
Residential Battery Storage | [11 empty] | https://atb.nrel.gov/electricity/2023/residential_battery_storage
Inputs
Calculated
Input from other tab
| X | Assumptions
| Technology |  | Base Year: |  |  | 2021
All values are given in 2021 U.S. dollars, see references at the bottom of this worksheet for dollar year conversions where source dollar years don't match 2021.
Residential Battery Storage
Representative Li-Ion Battery Storage, AC-coupled 5 kW, 20 kWh storage (4 hours)
Reference: Battery Storage cost values from C. Augustine and N. Blair, “Energy Storage Futures Study Storage Technology Modeling Input Data Report,” NREL/TP-5700-78694. Golden, CO: National Renewable Energy Laboratory. https://www.nrel.gov/docs/fy21osti/78694.pdf.
|  |  | Capital Cost ($/kWh) | Battery Energy Capital Cost ($/kWh) | [31 empty] | Battery Capital Cost Constant ($)
[5 empty] | 2021 | 2022 | 2023 | 2024 | 2025 | 2026 | 2027 | 2028 | 2029 | 2030 | 2031 | 2032 | 2033 | 2034 | 2035 | 2036 | 2037 | 2038 | 2039 | 2040 | 2041 | 2042 | 2043 | 2044 | 2045 | 2046 | 2047 | 2048 | 2049 | 2050 |  |  | 2021 | 2022 | 2023 | 2024 | 2025 | 2026 | 2027 | 2028 | 2029 | 2030 | 2031 | 2032 | 2033 | 2034 | 2035 | 2036 | 2037 | 2038 | 2039 | 2040 | 2041 | 2042 | 2043 | 2044 | 2045 | 2046 | 2047 | 2048 | 2049 | 2050
|  |  |  | Advanced | 717.944 | 597.3338 | 429.7206 | 405.5984 | 384.9613 | 371.0911 | 357.2209 | 343.3507 | 329.4805 | 315.6103 | 309.6752 | 303.7402 | 297.8051 | 291.87 | 285.9349 | 279.9998 | 274.0648 | 268.1297 | 262.1946 | 256.2595 | 250.3244 | 244.3893 | 238.4543 | 232.5192 | 226.5841 | 220.649 | 214.7139 | 208.7789 | 202.8438 | 196.9087 |  | Advanced | 6657.4207 | 7834.8486 | 5636.3731 | 5319.9764 | 5049.2926 | 4867.3662 | 4685.4397 | 4503.5133 | 4321.5868 | 4139.6603 | 4061.8137 | 3983.967 | 3906.1203 | 3828.2736 | 3750.4269 | 3672.5802 | 3594.7335 | 3516.8869 | 3439.0402 | 3361.1935 | 3283.3468 | 3205.5001 | 3127.6534 | 3049.8067 | 2971.9601 | 2894.1134 | 2816.2667 | 2738.42 | 2660.5733 | 2582.7266
|  |  |  | Moderate | 717.944 | 597.3338 | 547.1023 | 499.165 | 453.0136 | 431.0272 | 411.6096 | 395.1513 | 379.6305 | 365.6124 | 361.0422 | 356.472 | 351.9019 | 347.3317 | 342.7616 | 338.1914 | 333.6213 | 329.0511 | 324.481 | 319.9108 | 315.3407 | 310.7705 | 306.2003 | 301.6302 | 297.06 | 292.4899 | 287.9197 | 283.3496 | 278.7794 | 274.2093 |  | Moderate | 6657.4207 | 7834.8486 | 7575.1935 | 7355.9826 | 7168.8134 | 7019.8291 | 6884.167 | 6760.4493 | 6634.3754 | 6519.0074 | 6437.5198 | 6356.0322 | 6274.5446 | 6193.057 | 6111.5694 | 6030.0818 | 5948.5942 | 5867.1067 | 5785.6191 | 5704.1315 | 5622.6439 | 5541.1563 | 5459.6687 | 5378.1811 | 5296.6935 | 5215.2059 | 5133.7183 | 5052.2307 | 4970.7431 | 4889.2555
|  |  |  | Conservative | 717.944 | 597.3338 | 619.4573 | 623.882 | 615.0326 | 592.0242 | 569.0157 | 546.0073 | 522.9989 | 499.9905 | 498.5627 | 497.135 | 495.7072 | 494.2794 | 492.8516 | 491.4239 | 489.9961 | 488.5683 | 487.1406 | 485.7128 | 484.285 | 482.8572 | 481.4295 | 480.0017 | 478.5739 | 477.1461 | 475.7184 | 474.2906 | 472.8628 | 471.4351 |  | Conservative | 6657.4207 | 7834.8486 | 8125.0281 | 8183.0641 | 8066.9922 | 7765.2055 | 7463.4187 | 7161.6319 | 6859.8452 | 6558.0584 | 6539.3312 | 6520.604 | 6501.8769 | 6483.1497 | 6464.4225 | 6445.6953 | 6426.9681 | 6408.2409 | 6389.5137 | 6370.7865 | 6352.0593 | 6333.3321 | 6314.605 | 6295.8778 | 6277.1506 | 6258.4234 | 6239.6962 | 6220.969 | 6202.2418 | 6183.5146
Battery Power Capital Cost ($/kW)
[5 empty] | 2021 | 2022 | 2023 | 2024 | 2025 | 2026 | 2027 | 2028 | 2029 | 2030 | 2031 | 2032 | 2033 | 2034 | 2035 | 2036 | 2037 | 2038 | 2039 | 2040 | 2041 | 2042 | 2043 | 2044 | 2045 | 2046 | 2047 | 2048 | 2049 | 2050
|  |  |  | Advanced | 554.8244 | 646.4053 | 465.0226 | 438.9186 | 416.5862 | 401.5765 | 386.5669 | 371.5573 | 356.5476 | 341.538 | 335.1153 | 328.6927 | 322.27 | 315.8474 | 309.4247 | 303.0021 | 296.5794 | 290.1568 | 283.7341 | 277.3115 | 270.8888 | 264.4661 | 258.0435 | 251.6208 | 245.1982 | 238.7755 | 232.3529 | 225.9302 | 219.5076 | 213.0849
|  |  |  | Moderate | 554.8244 | 646.4053 | 624.9827 | 606.897 | 591.4548 | 579.163 | 567.9704 | 557.7632 | 547.3616 | 537.8433 | 531.1203 | 524.3972 | 517.6742 | 510.9511 | 504.2281 | 497.5051 | 490.782 | 484.059 | 477.3359 | 470.6129 | 463.8899 | 457.1668 | 450.4438 | 443.7207 | 436.9977 | 430.2746 | 423.5516 | 416.8286 | 410.1055 | 403.3825
|  |  |  | Conservative | 554.8244 | 646.4053 | 670.3462 | 675.1344 | 665.558 | 640.6595 | 615.7609 | 590.8623 | 565.9637 | 541.0652 | 539.5201 | 537.975 | 536.43 | 534.8849 | 533.3398 | 531.7948 | 530.2497 | 528.7046 | 527.1596 | 525.6145 | 524.0694 | 522.5244 | 520.9793 | 519.4343 | 517.8892 | 516.3441 | 514.7991 | 513.254 | 511.7089 | 510.1639
Total System Cost ($) = Battery Storage Capacity (kWh) * Battery Energy Cost ($/kWh) + Battery Power Capacity (kW) * Battery Power Cost ($/kW) + Battery Power Constant ($)
|  |  | Technology Classification | Name | 2021: Tech; 2022: Resource; 2023: Scale; 2024: Maturity
|  |  |  | Residential Battery Storage - 5 kW - 12.5 kWh | 2021: Lithium Ion - 5 kW - 12.5 kWh; 2022: N/A; 2023: Residential; 2024: Y
|  |  |  | Residential Battery Storage - 5 kW - 20 kWh | 2021: Lithium Ion - 5 kW - 20 kWh; 2022: N/A; 2023: Residential; 2024: Y
Future Projections
All values are given in 2021 U.S. dollars, using the Consumer Price Index (BLS, 2023) for dollar year conversions.
For 15-year life (values in 2021$):
[6 empty] | 2021 | 2022 | 2023 | 2024 | 2025 | 2026 | 2027 | 2028 | 2029 | 2030 | 2031 | 2032 | 2033 | 2034 | 2035 | 2036 | 2037 | 2038 | 2039 | 2040 | 2041 | 2042 | 2043 | 2044 | 2045 | 2046 | 2047 | 2048 | 2049 | 2050
| Techno-Economic Cost and Performance Parameters |  | Overnight Capital Cost ($/kW) | Residential Battery Storage - 5 kW - 12.5 kWh | Advanced | 3681.1685 | 3706.7095 | 2666.5988 | 2516.9098 | 2388.8478 | 2302.7774 | 2216.707 | 2130.6366 | 2044.5662 | 1958.4958 | 1921.6661 | 1884.8365 | 1848.0068 | 1811.1771 | 1774.3474 | 1737.5177 | 1700.688 | 1663.8583 | 1627.0286 | 1590.1989 | 1553.3692 | 1516.5395 | 1479.7099 | 1442.8802 | 1406.0505 | 1369.2208 | 1332.3911 | 1295.5614 | 1258.7317 | 1221.902
|  |  |  | Residential Battery Storage - 5 kW - 12.5 kWh | Moderate | 3681.1685 | 3706.7095 | 3507.7773 | 3326.0059 | 3157.7516 | 3060.6969 | 2973.8279 | 2897.7313 | 2823.3128 | 2755.6757 | 2721.2297 | 2686.7838 | 2652.3378 | 2617.8919 | 2583.4459 | 2549 | 2514.554 | 2480.1081 | 2445.6622 | 2411.2162 | 2376.7703 | 2342.3243 | 2307.8784 | 2273.4324 | 2238.9865 | 2204.5405 | 2170.0946 | 2135.6486 | 2101.2027 | 2066.7567
|  |  |  | Residential Battery Storage - 5 kW - 12.5 kWh | Conservative | 3681.1685 | 3706.7095 | 3843.995 | 3871.4521 | 3816.5379 | 3673.761 | 3530.984 | 3388.207 | 3245.4301 | 3102.6531 | 3093.7932 | 3084.9333 | 3076.0733 | 3067.2134 | 3058.3535 | 3049.4935 | 3040.6336 | 3031.7736 | 3022.9137 | 3014.0538 | 3005.1938 | 2996.3339 | 2987.474 | 2978.614 | 2969.7541 | 2960.8942 | 2952.0342 | 2943.1743 | 2934.3144 | 2925.4544
|  |  |  | Residential Battery Storage - 5 kW - 20 kWh | Advanced | 4758.0844 | 4602.7102 | 3311.1797 | 3125.3073 | 2966.2897 | 2859.414 | 2752.5383 | 2645.6627 | 2538.787 | 2431.9113 | 2386.179 | 2340.4467 | 2294.7144 | 2248.9821 | 2203.2498 | 2157.5174 | 2111.7851 | 2066.0528 | 2020.3205 | 1974.5882 | 1928.8559 | 1883.1236 | 1837.3913 | 1791.6589 | 1745.9266 | 1700.1943 | 1654.462 | 1608.7297 | 1562.9974 | 1517.2651
|  |  |  | Residential Battery Storage - 5 kW - 20 kWh | Moderate | 4758.0844 | 4602.7102 | 4328.4308 | 4074.7534 | 3837.2721 | 3707.2377 | 3591.2424 | 3490.4583 | 3392.7585 | 3304.0942 | 3262.793 | 3221.4918 | 3180.1907 | 3138.8895 | 3097.5883 | 3056.2871 | 3014.9859 | 2973.6848 | 2932.3836 | 2891.0824 | 2849.7812 | 2808.4801 | 2767.1789 | 2725.8777 | 2684.5765 | 2643.2754 | 2601.9742 | 2560.673 | 2519.3718 | 2478.0706
|  |  |  | Residential Battery Storage - 5 kW - 20 kWh | Conservative | 4758.0844 | 4602.7102 | 4773.1809 | 4807.2751 | 4739.0868 | 4561.7972 | 4384.5076 | 4207.218 | 4029.9285 | 3852.6389 | 3841.6373 | 3830.6357 | 3819.6341 | 3808.6325 | 3797.6309 | 3786.6293 | 3775.6277 | 3764.6261 | 3753.6245 | 3742.6229 | 3731.6214 | 3720.6198 | 3709.6182 | 3698.6166 | 3687.615 | 3676.6134 | 3665.6118 | 3654.6102 | 3643.6086 | 3632.607
[6 empty] | 2021 | 2022 | 2023 | 2024 | 2025 | 2026 | 2027 | 2028 | 2029 | 2030 | 2031 | 2032 | 2033 | 2034 | 2035 | 2036 | 2037 | 2038 | 2039 | 2040 | 2041 | 2042 | 2043 | 2044 | 2045 | 2046 | 2047 | 2048 | 2049 | 2050
|  |  | Total Installed Cost ($) | Residential Battery Storage - 5 kW - 12.5 kWh | Advanced | 18405.8423 | 18533.5474 | 13332.9939 | 12584.5488 | 11944.2391 | 11513.8871 | 11083.5351 | 10653.1831 | 10222.8312 | 9792.4792 | 9608.3307 | 9424.1823 | 9240.0338 | 9055.8854 | 8871.7369 | 8687.5885 | 8503.44 | 8319.2916 | 8135.1431 | 7950.9946 | 7766.8462 | 7582.6977 | 7398.5493 | 7214.4008 | 7030.2524 | 6846.1039 | 6661.9555 | 6477.807 | 6293.6586 | 6109.5101
|  |  |  | Residential Battery Storage - 5 kW - 12.5 kWh | Moderate | 18405.8423 | 18533.5474 | 17538.8863 | 16630.0296 | 15788.758 | 15303.4845 | 14869.1394 | 14488.6566 | 14116.5641 | 13778.3783 | 13606.1486 | 13433.9189 | 13261.6891 | 13089.4594 | 12917.2297 | 12744.9999 | 12572.7702 | 12400.5405 | 12228.3108 | 12056.081 | 11883.8513 | 11711.6216 | 11539.3918 | 11367.1621 | 11194.9324 | 11022.7027 | 10850.4729 | 10678.2432 | 10506.0135 | 10333.7837
|  |  |  | Residential Battery Storage - 5 kW - 12.5 kWh | Conservative | 18405.8423 | 18533.5474 | 19219.9751 | 19357.2607 | 19082.6896 | 18368.8048 | 17654.92 | 16941.0352 | 16227.1504 | 15513.2656 | 15468.966 | 15424.6663 | 15380.3666 | 15336.0669 | 15291.7673 | 15247.4676 | 15203.1679 | 15158.8682 | 15114.5685 | 15070.2689 | 15025.9692 | 14981.6695 | 14937.3698 | 14893.0702 | 14848.7705 | 14804.4708 | 14760.1711 | 14715.8714 | 14671.5718 | 14627.2721
|  |  |  | Residential Battery Storage - 5 kW - 20 kWh | Advanced | 23790.422 | 23013.5509 | 16555.8987 | 15626.5365 | 14831.4485 | 14297.0701 | 13762.6917 | 13228.3133 | 12693.9349 | 12159.5565 | 11930.895 | 11702.2334 | 11473.5719 | 11244.9103 | 11016.2488 | 10787.5872 | 10558.9256 | 10330.2641 | 10101.6025 | 9872.941 | 9644.2794 | 9415.6179 | 9186.9563 | 8958.2947 | 8729.6332 | 8500.9716 | 8272.3101 | 8043.6485 | 7814.987 | 7586.3254
|  |  |  | Residential Battery Storage - 5 kW - 20 kWh | Moderate | 23790.422 | 23013.5509 | 21642.1538 | 20373.7668 | 19186.3603 | 18536.1887 | 17956.2118 | 17452.2914 | 16963.7925 | 16520.471 | 16313.9651 | 16107.4592 | 15900.9533 | 15694.4474 | 15487.9415 | 15281.4356 | 15074.9297 | 14868.4239 | 14661.918 | 14455.4121 | 14248.9062 | 14042.4003 | 13835.8944 | 13629.3885 | 13422.8826 | 13216.3768 | 13009.8709 | 12803.365 | 12596.8591 | 12390.3532
|  |  |  | Residential Battery Storage - 5 kW - 20 kWh | Conservative | 23790.422 | 23013.5509 | 23865.9046 | 24036.3754 | 23695.4339 | 22808.986 | 21922.5381 | 21036.0902 | 20149.6423 | 19263.1945 | 19208.1865 | 19153.1785 | 19098.1705 | 19043.1626 | 18988.1546 | 18933.1466 | 18878.1386 | 18823.1307 | 18768.1227 | 18713.1147 | 18658.1068 | 18603.0988 | 18548.0908 | 18493.0828 | 18438.0749 | 18383.0669 | 18328.0589 | 18273.0509 | 18218.043 | 18163.035
[6 empty] | 2021 | 2022 | 2023 | 2024 | 2025 | 2026 | 2027 | 2028 | 2029 | 2030 | 2031 | 2032 | 2033 | 2034 | 2035 | 2036 | 2037 | 2038 | 2039 | 2040 | 2041 | 2042 | 2043 | 2044 | 2045 | 2046 | 2047 | 2048 | 2049 | 2050
|  |  | Fixed Operation and Maintenance Expenses ($/kW-yr) | Residential Battery Storage - 5 kW - 12.5 kWh | Advanced | 92.0292 | 92.6677 | 66.665 | 62.9227 | 59.7212 | 57.5694 | 55.4177 | 53.2659 | 51.1142 | 48.9624 | 48.0417 | 47.1209 | 46.2002 | 45.2794 | 44.3587 | 43.4379 | 42.5172 | 41.5965 | 40.6757 | 39.755 | 38.8342 | 37.9135 | 36.9927 | 36.072 | 35.1513 | 34.2305 | 33.3098 | 32.389 | 31.4683 | 30.5476
|  |  |  | Residential Battery Storage - 5 kW - 12.5 kWh | Moderate | 92.0292 | 92.6677 | 87.6944 | 83.1501 | 78.9438 | 76.5174 | 74.3457 | 72.4433 | 70.5828 | 68.8919 | 68.0307 | 67.1696 | 66.3084 | 65.4473 | 64.5861 | 63.725 | 62.8639 | 62.0027 | 61.1416 | 60.2804 | 59.4193 | 58.5581 | 57.697 | 56.8358 | 55.9747 | 55.1135 | 54.2524 | 53.3912 | 52.5301 | 51.6689
|  |  |  | Residential Battery Storage - 5 kW - 12.5 kWh | Conservative | 92.0292 | 92.6677 | 96.0999 | 96.7863 | 95.4134 | 91.844 | 88.2746 | 84.7052 | 81.1358 | 77.5663 | 77.3448 | 77.1233 | 76.9018 | 76.6803 | 76.4588 | 76.2373 | 76.0158 | 75.7943 | 75.5728 | 75.3513 | 75.1298 | 74.9083 | 74.6868 | 74.4654 | 74.2439 | 74.0224 | 73.8009 | 73.5794 | 73.3579 | 73.1364
|  |  |  | Residential Battery Storage - 5 kW - 20 kWh | Advanced | 118.9521 | 115.0678 | 82.7795 | 78.1327 | 74.1572 | 71.4854 | 68.8135 | 66.1416 | 63.4697 | 60.7978 | 59.6545 | 58.5112 | 57.3679 | 56.2246 | 55.0812 | 53.9379 | 52.7946 | 51.6513 | 50.508 | 49.3647 | 48.2214 | 47.0781 | 45.9348 | 44.7915 | 43.6482 | 42.5049 | 41.3616 | 40.2182 | 39.0749 | 37.9316
|  |  |  | Residential Battery Storage - 5 kW - 20 kWh | Moderate | 118.9521 | 115.0678 | 108.2108 | 101.8688 | 95.9318 | 92.6809 | 89.7811 | 87.2615 | 84.819 | 82.6024 | 81.5698 | 80.5373 | 79.5048 | 78.4722 | 77.4397 | 76.4072 | 75.3746 | 74.3421 | 73.3096 | 72.2771 | 71.2445 | 70.212 | 69.1795 | 68.1469 | 67.1144 | 66.0819 | 65.0494 | 64.0168 | 62.9843 | 61.9518
|  |  |  | Residential Battery Storage - 5 kW - 20 kWh | Conservative | 118.9521 | 115.0678 | 119.3295 | 120.1819 | 118.4772 | 114.0449 | 109.6127 | 105.1805 | 100.7482 | 96.316 | 96.0409 | 95.7659 | 95.4909 | 95.2158 | 94.9408 | 94.6657 | 94.3907 | 94.1157 | 93.8406 | 93.5656 | 93.2905 | 93.0155 | 92.7405 | 92.4654 | 92.1904 | 91.9153 | 91.6403 | 91.3653 | 91.0902 | 90.8152
[6 empty] | 2021 | 2022 | 2023 | 2024 | 2025 | 2026 | 2027 | 2028 | 2029 | 2030 | 2031 | 2032 | 2033 | 2034 | 2035 | 2036 | 2037 | 2038 | 2039 | 2040 | 2041 | 2042 | 2043 | 2044 | 2045 | 2046 | 2047 | 2048 | 2049 | 2050
|  |  | Variable Operation and Maintenance Expenses ($/MWh) | Residential Battery Storage - 5 kW - 12.5 kWh | Advanced | 0 | 0 | 0 | 0 | 0 | 0 | 0 | 0 | 0 | 0 | 0 | 0 | 0 | 0 | 0 | 0 | 0 | 0 | 0 | 0 | 0 | 0 | 0 | 0 | 0 | 0 | 0 | 0 | 0 | 0
|  |  |  | Residential Battery Storage - 5 kW - 12.5 kWh | Moderate | 0 | 0 | 0 | 0 | 0 | 0 | 0 | 0 | 0 | 0 | 0 | 0 | 0 | 0 | 0 | 0 | 0 | 0 | 0 | 0 | 0 | 0 | 0 | 0 | 0 | 0 | 0 | 0 | 0 | 0
|  |  |  | Residential Battery Storage - 5 kW - 12.5 kWh | Conservative | 0 | 0 | 0 | 0 | 0 | 0 | 0 | 0 | 0 | 0 | 0 | 0 | 0 | 0 | 0 | 0 | 0 | 0 | 0 | 0 | 0 | 0 | 0 | 0 | 0 | 0 | 0 | 0 | 0 | 0
|  |  |  | Residential Battery Storage - 5 kW - 20 kWh | Advanced | 0 | 0 | 0 | 0 | 0 | 0 | 0 | 0 | 0 | 0 | 0 | 0 | 0 | 0 | 0 | 0 | 0 | 0 | 0 | 0 | 0 | 0 | 0 | 0 | 0 | 0 | 0 | 0 | 0 | 0
|  |  |  | Residential Battery Storage - 5 kW - 20 kWh | Moderate | 0 | 0 | 0 | 0 | 0 | 0 | 0 | 0 | 0 | 0 | 0 | 0 | 0 | 0 | 0 | 0 | 0 | 0 | 0 | 0 | 0 | 0 | 0 | 0 | 0 | 0 | 0 | 0 | 0 | 0
|  |  |  | Residential Battery Storage - 5 kW - 20 kWh | Conservative | 0 | 0 | 0 | 0 | 0 | 0 | 0 | 0 | 0 | 0 | 0 | 0 | 0 | 0 | 0 | 0 | 0 | 0 | 0 | 0 | 0 | 0 | 0 | 0 | 0 | 0 | 0 | 0 | 0 | 0
[6 empty] | 2021 | 2022 | 2023 | 2024 | 2025 | 2026 | 2027 | 2028 | 2029 | 2030 | 2031 | 2032 | 2033 | 2034 | 2035 | 2036 | 2037 | 2038 | 2039 | 2040 | 2041 | 2042 | 2043 | 2044 | 2045 | 2046 | 2047 | 2048 | 2049 | 2050
|  |  | Round-Trip Efficiency | Residential Battery Storage - 5 kW - 12.5 kWh | Advanced | 85% | 85% | 85% | 85% | 85% | 85% | 85% | 85% | 85% | 85% | 85% | 85% | 85% | 85% | 85% | 85% | 85% | 85% | 85% | 85% | 85% | 85% | 85% | 85% | 85% | 85% | 85% | 85% | 85% | 85%
|  |  |  | Residential Battery Storage - 5 kW - 12.5 kWh | Moderate | 85% | 85% | 85% | 85% | 85% | 85% | 85% | 85% | 85% | 85% | 85% | 85% | 85% | 85% | 85% | 85% | 85% | 85% | 85% | 85% | 85% | 85% | 85% | 85% | 85% | 85% | 85% | 85% | 85% | 85%
|  |  |  | Residential Battery Storage - 5 kW - 12.5 kWh | Conservative | 85% | 85% | 85% | 85% | 85% | 85% | 85% | 85% | 85% | 85% | 85% | 85% | 85% | 85% | 85% | 85% | 85% | 85% | 85% | 85% | 85% | 85% | 85% | 85% | 85% | 85% | 85% | 85% | 85% | 85%
|  |  |  | Residential Battery Storage - 5 kW - 20 kWh | Advanced | 85% | 85% | 85% | 85% | 85% | 85% | 85% | 85% | 85% | 85% | 85% | 85% | 85% | 85% | 85% | 85% | 85% | 85% | 85% | 85% | 85% | 85% | 85% | 85% | 85% | 85% | 85% | 85% | 85% | 85%
|  |  |  | Residential Battery Storage - 5 kW - 20 kWh | Moderate | 85% | 85% | 85% | 85% | 85% | 85% | 85% | 85% | 85% | 85% | 85% | 85% | 85% | 85% | 85% | 85% | 85% | 85% | 85% | 85% | 85% | 85% | 85% | 85% | 85% | 85% | 85% | 85% | 85% | 85%
|  |  |  | Residential Battery Storage - 5 kW - 20 kWh | Conservative | 85% | 85% | 85% | 85% | 85% | 85% | 85% | 85% | 85% | 85% | 85% | 85% | 85% | 85% | 85% | 85% | 85% | 85% | 85% | 85% | 85% | 85% | 85% | 85% | 85% | 85% | 85% | 85% | 85% | 85%
[6 empty] | 2021 | 2022 | 2023 | 2024 | 2025 | 2026 | 2027 | 2028 | 2029 | 2030 | 2031 | 2032 | 2033 | 2034 | 2035 | 2036 | 2037 | 2038 | 2039 | 2040 | 2041 | 2042 | 2043 | 2044 | 2045 | 2046 | 2047 | 2048 | 2049 | 2050
|  |  | Capacity Factor (%) | Residential Battery Storage - 5 kW - 12.5 kWh | Advanced | 10.4% | 10.4% | 10.4% | 10.4% | 10.4% | 10.4% | 10.4% | 10.4% | 10.4% | 10.4% | 10.4% | 10.4% | 10.4% | 10.4% | 10.4% | 10.4% | 10.4% | 10.4% | 10.4% | 10.4% | 10.4% | 10.4% | 10.4% | 10.4% | 10.4% | 10.4% | 10.4% | 10.4% | 10.4% | 10.4%
|  |  |  | Residential Battery Storage - 5 kW - 12.5 kWh | Moderate | 10.4% | 10.4% | 10.4% | 10.4% | 10.4% | 10.4% | 10.4% | 10.4% | 10.4% | 10.4% | 10.4% | 10.4% | 10.4% | 10.4% | 10.4% | 10.4% | 10.4% | 10.4% | 10.4% | 10.4% | 10.4% | 10.4% | 10.4% | 10.4% | 10.4% | 10.4% | 10.4% | 10.4% | 10.4% | 10.4%
|  |  |  | Residential Battery Storage - 5 kW - 12.5 kWh | Conservative | 10.4% | 10.4% | 10.4% | 10.4% | 10.4% | 10.4% | 10.4% | 10.4% | 10.4% | 10.4% | 10.4% | 10.4% | 10.4% | 10.4% | 10.4% | 10.4% | 10.4% | 10.4% | 10.4% | 10.4% | 10.4% | 10.4% | 10.4% | 10.4% | 10.4% | 10.4% | 10.4% | 10.4% | 10.4% | 10.4%
|  |  |  | Residential Battery Storage - 5 kW - 20 kWh | Advanced | 16.7% | 16.7% | 16.7% | 16.7% | 16.7% | 16.7% | 16.7% | 16.7% | 16.7% | 16.7% | 16.7% | 16.7% | 16.7% | 16.7% | 16.7% | 16.7% | 16.7% | 16.7% | 16.7% | 16.7% | 16.7% | 16.7% | 16.7% | 16.7% | 16.7% | 16.7% | 16.7% | 16.7% | 16.7% | 16.7%
|  |  |  | Residential Battery Storage - 5 kW - 20 kWh | Moderate | 16.7% | 16.7% | 16.7% | 16.7% | 16.7% | 16.7% | 16.7% | 16.7% | 16.7% | 16.7% | 16.7% | 16.7% | 16.7% | 16.7% | 16.7% | 16.7% | 16.7% | 16.7% | 16.7% | 16.7% | 16.7% | 16.7% | 16.7% | 16.7% | 16.7% | 16.7% | 16.7% | 16.7% | 16.7% | 16.7%
|  |  |  | Residential Battery Storage - 5 kW - 20 kWh | Conservative | 16.7% | 16.7% | 16.7% | 16.7% | 16.7% | 16.7% | 16.7% | 16.7% | 16.7% | 16.7% | 16.7% | 16.7% | 16.7% | 16.7% | 16.7% | 16.7% | 16.7% | 16.7% | 16.7% | 16.7% | 16.7% | 16.7% | 16.7% | 16.7% | 16.7% | 16.7% | 16.7% | 16.7% | 16.7% | 16.7%
Data Sources for Default Inputs | bar: 2021 to 2037
|  | Current Costs: |  |  |  | 2023: Citation; 2028: Dollar Year; 2029: Escalation Index
|  | Available Capacity (GW) |  |  |  | 2023: N/A
|  | Net Capacity Factor (%) |  |  |  | 2023: N/A
|  | Overnight Capital Cost ($/kW) |  |  |  | 2023: V. Ramasamy, D. Feldman, J. Desai, and R. Margolis. 2022. U.S. Solar Photovoltaic System and Energy Storage Cost Benchmark: Q1 2022. Golden, CO: National Renewable Energy Laboratory
|  | Fixed Operating Expenses ($/kW-yr) |  |  |  | 2023: V. Ramasamy, D. Feldman, J. Desai, and R. Margolis. 2022. U.S. Solar Photovoltaic System and Energy Storage Cost Benchmark: Q1 2022. Golden, CO: National Renewable Energy Laboratory
|  | Variable Operating Expenses ($/MWh) |  |  |  | 2023: N/A
|  | Spur Line Cost ($/kW) |  |  |  | 2023: N/A
|  | Future Projections Costs: |  |  |  | 2023: Citation; 2028: Dollar Year; 2029: Escalation Index
|  | Net Capacity Factor (%) |  |  |  | 2023: N/A
|  | Overnight Capital Cost ($/kW) |  |  |  | 2023: Battery Storage cost values from C. Augustine and N. Blair, “Energy Storage Futures Study Storage Technology Modeling Input Data Report,” NREL/TP-5700-78694. Golden, CO: National Renewable Energy Laboratory. 2021
2021 to 2022 overnight capital cost adjustments (%)
|  | Fixed Operating Expenses ($/kW-yr) |  |  |  | 2023: Battery Storage cost values from C. Augustine and N. Blair, “Energy Storage Futures Study Storage Technology Modeling Input Data Report,” NREL/TP-5700-78694. Golden, CO: National Renewable Energy Laboratory. 2021
|  | Variable Operating Expenses ($/MWh) |  |  |  | 2023: N/A
|  | Grid Connection Cost ($/kW) |  |  |  | 2023: N/A

## Utility-Scale PV-Plus-Battery
Utility-Scale PV-Plus-Battery | [9 empty] | https://atb.nrel.gov/electricity/2023utility-scale_pv-plus-battery
Inputs
Calculated
Input from other tab
| X |  |  | Assumptions
0
[5 empty] | Technology |  | Base Year: |  |  | 2021
All values are given in 2021 U.S. dollars, see references at the bottom of this worksheet for dollar year conversions where source dollar years don't match 2021.
Solar Photovoltaic with Battery Storage
[7 empty] | Representative plant is a DC-coupled system with a 100 MWAC bidirectional inverter, | [8 empty] | 100 | Inverter (MWAC)
[7 empty] | Single axis tracking PV system with a capacity of 130 MWDC, and | [8 empty] | 130 | PV (MWDC)
[7 empty] | 4-hour lithium-ion battery storage system with a capacity of 60 MWAC | [8 empty] | 60 | Battery Power (MWAC)
[7 empty] | Overnight Capital Cost, Capacity Factor, Fixed O&M, and Variable O&M costs represent | [8 empty] | 4 | Battery Duration (hr)
[7 empty] | $/kW AC, unlike the commercial and residential PV cases which are represented in $/kW DC. | [8 empty] | 85% | Roundtrip Efficiency (Grid Charging)
[7 empty] | Capacity factors chosen here to reflect range across the continental U.S. in ReEDS. | [8 empty] | 87% | Roundtrip Efficiency (PV Charging)
Available Capacity (GW)
118918
ATB values reflect annual average capacity factor over life of plant including estimated degradation, starting at 0.7% per year, reducing to 0.2%, 0.5%, and 0.5% annual degradation by 2050 for the advanced, moderate, and conservative scenarios, respectively. Capacity factors also assume an energy yield gain at the module of 20%, 10%, and 5% for advanced, moderate, and conservatives scenarios.
[7 empty] | Technology Classification | Name | Tech | Resource | Scale | Maturity
[8 empty] | PV+Storage - Class 1 | Utility-Scale PV-Plus Battery | Class1 | Utility | Y
[8 empty] | PV+Storage - Class 2 | Utility-Scale PV-Plus Battery | Class2 | Utility | Y
[8 empty] | PV+Storage - Class 3 | Utility-Scale PV-Plus Battery | Class3 | Utility | Y
[8 empty] | PV+Storage - Class 4 | Utility-Scale PV-Plus Battery | Class4 | Utility | Y
[8 empty] | PV+Storage - Class 5 | Utility-Scale PV-Plus Battery | Class5 | Utility | Y
[8 empty] | PV+Storage - Class 6 | Utility-Scale PV-Plus Battery | Class6 | Utility | Y
[8 empty] | PV+Storage - Class 7 | Utility-Scale PV-Plus Battery | Class7 | Utility | Y
[8 empty] | PV+Storage - Class 8 | Utility-Scale PV-Plus Battery | Class8 | Utility | Y
[8 empty] | PV+Storage - Class 9 | Utility-Scale PV-Plus Battery | Class9 | Utility | Y
[8 empty] | PV+Storage - Class 10 | Utility-Scale PV-Plus Battery | Class10 | Utility | Y
[5 empty] | Finance |  | Financial Assumptions:
[7 empty] | Capital Recovery Period (Years) |  |  |  |  | 30 |  | Financial Case |  | R&D
[7 empty] | Depreciation Period |  |  |  |  | 5 |  | Capital Recovery Period |  | 30
[7 empty] | Fraction of Battery Energy Charged from PV (75% to 100%) |  |  |  |  | 75%
[7 empty] | Average Cost of Battery Energy Charged from Grid ($/MWh) |  |  |  |  | 22.95 |  | Co-location savings rate |  | 92.28%
[7 empty] | Equity Premium During Construction |  |  |  |  | 2%
[7 empty] | Construction Duration yrs |  |  |  |  | 1
[7 empty] | Year | Capital | Percent of Leverage During Construction | Percent of Equity During Construction
[7 empty] | Index | Fraction
[7 empty] | 0 | 100% | 80% | 20%
[7 empty] | 1 | 0% | 80% | 20%
[7 empty] | 2 | 0% | 80% | 20%
[10 empty] | 2021 | 2022 | 2023 | 2024 | 2025 | 2026 | 2027 | 2028 | 2029 | 2030 | 2031 | 2032 | 2033 | 2034 | 2035 | 2036 | 2037 | 2038 | 2039 | 2040 | 2041 | 2042 | 2043 | 2044 | 2045 | 2046 | 2047 | 2048 | 2049 | 2050
[7 empty] | Assumptions | Inflation Rate | * | 2.5% | 2.5% | 2.5% | 2.5% | 2.5% | 2.5% | 2.5% | 2.5% | 2.5% | 2.5% | 2.5% | 2.5% | 2.5% | 2.5% | 2.5% | 2.5% | 2.5% | 2.5% | 2.5% | 2.5% | 2.5% | 2.5% | 2.5% | 2.5% | 2.5% | 2.5% | 2.5% | 2.5% | 2.5% | 2.5%
[8 empty] | Interest Rate Nominal | Advanced | bar: 20% 2021 to 20% 2050
[8 empty] | Interest Rate Nominal | Moderate | bar: 20% 2021 to 20% 2050
[8 empty] | Interest Rate Nominal | Conservative | bar: 20% 2021 to 20% 2050
[8 empty] | Calculated Interest Rate Real | Advanced | 4.39% | 4.39% | 4.39% | 4.39% | 4.39% | 4.39% | 4.39% | 4.39% | 4.39% | 4.39% | 4.39% | 4.39% | 4.39% | 4.39% | 4.39% | 4.39% | 4.39% | 4.39% | 4.39% | 4.39% | 4.39% | 4.39% | 4.39% | 4.39% | 4.39% | 4.39% | 4.39% | 4.39% | 4.39% | 4.39%
[8 empty] | Calculated Interest Rate Real | Moderate | 4.39% | 4.39% | 4.39% | 4.39% | 4.39% | 4.39% | 4.39% | 4.39% | 4.39% | 4.39% | 4.39% | 4.39% | 4.39% | 4.39% | 4.39% | 4.39% | 4.39% | 4.39% | 4.39% | 4.39% | 4.39% | 4.39% | 4.39% | 4.39% | 4.39% | 4.39% | 4.39% | 4.39% | 4.39% | 4.39%
[8 empty] | Calculated Interest Rate Real | Conservative | 4.39% | 4.39% | 4.39% | 4.39% | 4.39% | 4.39% | 4.39% | 4.39% | 4.39% | 4.39% | 4.39% | 4.39% | 4.39% | 4.39% | 4.39% | 4.39% | 4.39% | 4.39% | 4.39% | 4.39% | 4.39% | 4.39% | 4.39% | 4.39% | 4.39% | 4.39% | 4.39% | 4.39% | 4.39% | 4.39%
[8 empty] | Interest During Construction - Nominal | * | 6.5% | 6.5% | 6.5% | 6.5% | 6.5% | 6.5% | 6.5% | 6.5% | 6.5% | 6.5% | 6.5% | 6.5% | 6.5% | 6.5% | 6.5% | 6.5% | 6.5% | 6.5% | 6.5% | 6.5% | 6.5% | 6.5% | 6.5% | 6.5% | 6.5% | 6.5% | 6.5% | 6.5% | 6.5% | 6.5%
[8 empty] | Rate of Return on Equity Nominal | Advanced | 8.8% | 8.8% | 8.8% | 8.8% | 8.8% | 8.8% | 8.8% | 8.8% | 8.8% | 8.8% | 8.8% | 8.8% | 8.8% | 8.8% | 8.8% | 8.8% | 8.8% | 8.8% | 8.8% | 8.8% | 8.8% | 8.8% | 8.8% | 8.8% | 8.8% | 8.8% | 8.8% | 8.8% | 8.8% | 8.8%
[8 empty] | Rate of Return on Equity Nominal | Moderate | 8.8% | 8.8% | 8.8% | 8.8% | 8.8% | 8.8% | 8.8% | 8.8% | 8.8% | 8.8% | 8.8% | 8.8% | 8.8% | 8.8% | 8.8% | 8.8% | 8.8% | 8.8% | 8.8% | 8.8% | 8.8% | 8.8% | 8.8% | 8.8% | 8.8% | 8.8% | 8.8% | 8.8% | 8.8% | 8.8%
[8 empty] | Rate of Return on Equity Nominal | Conservative | 8.8% | 8.8% | 8.8% | 8.8% | 8.8% | 8.8% | 8.8% | 8.8% | 8.8% | 8.8% | 8.8% | 8.8% | 8.8% | 8.8% | 8.8% | 8.8% | 8.8% | 8.8% | 8.8% | 8.8% | 8.8% | 8.8% | 8.8% | 8.8% | 8.8% | 8.8% | 8.8% | 8.8% | 8.8% | 8.8%
[8 empty] | Calculated Rate of Return on Equity Real | Advanced | 6.146% | 6.146% | 6.146% | 6.146% | 6.146% | 6.146% | 6.146% | 6.146% | 6.146% | 6.146% | 6.146% | 6.146% | 6.146% | 6.146% | 6.146% | 6.146% | 6.146% | 6.146% | 6.146% | 6.146% | 6.146% | 6.146% | 6.146% | 6.146% | 6.146% | 6.146% | 6.146% | 6.146% | 6.146% | 6.146%
[8 empty] | Calculated Rate of Return on Equity Real | Moderate | 6.146% | 6.146% | 6.146% | 6.146% | 6.146% | 6.146% | 6.146% | 6.146% | 6.146% | 6.146% | 6.146% | 6.146% | 6.146% | 6.146% | 6.146% | 6.146% | 6.146% | 6.146% | 6.146% | 6.146% | 6.146% | 6.146% | 6.146% | 6.146% | 6.146% | 6.146% | 6.146% | 6.146% | 6.146% | 6.146%
[8 empty] | Calculated Rate of Return on Equity Real | Conservative | 6.146% | 6.146% | 6.146% | 6.146% | 6.146% | 6.146% | 6.146% | 6.146% | 6.146% | 6.146% | 6.146% | 6.146% | 6.146% | 6.146% | 6.146% | 6.146% | 6.146% | 6.146% | 6.146% | 6.146% | 6.146% | 6.146% | 6.146% | 6.146% | 6.146% | 6.146% | 6.146% | 6.146% | 6.146% | 6.146%
[8 empty] | Debt Fraction | Advanced | 73.86% | 73.86% | 73.86% | 73.86% | 73.86% | 73.86% | 73.86% | 73.86% | 73.86% | 73.86% | 73.86% | 73.86% | 73.86% | 73.86% | 73.86% | 73.86% | 73.86% | 73.86% | 73.86% | 73.86% | 73.86% | 73.86% | 73.86% | 73.86% | 73.86% | 73.86% | 73.86% | 73.86% | 73.86% | 73.86%
[8 empty] | Debt Fraction | Moderate | 73.86% | 73.86% | 73.86% | 73.86% | 73.86% | 73.86% | 73.86% | 73.86% | 73.86% | 73.86% | 73.86% | 73.86% | 73.86% | 73.86% | 73.86% | 73.86% | 73.86% | 73.86% | 73.86% | 73.86% | 73.86% | 73.86% | 73.86% | 73.86% | 73.86% | 73.86% | 73.86% | 73.86% | 73.86% | 73.86%
[8 empty] | Debt Fraction | Conservative | 73.86% | 73.86% | 73.86% | 73.86% | 73.86% | 73.86% | 73.86% | 73.86% | 73.86% | 73.86% | 73.86% | 73.86% | 73.86% | 73.86% | 73.86% | 73.86% | 73.86% | 73.86% | 73.86% | 73.86% | 73.86% | 73.86% | 73.86% | 73.86% | 73.86% | 73.86% | 73.86% | 73.86% | 73.86% | 73.86%
[8 empty] | Tax Rate (Federal and State) | * | 25.74% | 25.74% | 25.74% | 25.74% | 25.74% | 25.74% | 25.74% | 25.74% | 25.74% | 25.74% | 25.74% | 25.74% | 25.74% | 25.74% | 25.74% | 25.74% | 25.74% | 25.74% | 25.74% | 25.74% | 25.74% | 25.74% | 25.74% | 25.74% | 25.74% | 25.74% | 25.74% | 25.74% | 25.74% | 25.74%
[8 empty] | WACC Nominal | Advanced | 6.14% | 6.14% | 6.14% | 6.14% | 6.14% | 6.14% | 6.14% | 6.14% | 6.14% | 6.14% | 6.14% | 6.14% | 6.14% | 6.14% | 6.14% | 6.14% | 6.14% | 6.14% | 6.14% | 6.14% | 6.14% | 6.14% | 6.14% | 6.14% | 6.14% | 6.14% | 6.14% | 6.14% | 6.14% | 6.14%
[8 empty] | WACC Nominal | Moderate | 6.14% | 6.14% | 6.14% | 6.14% | 6.14% | 6.14% | 6.14% | 6.14% | 6.14% | 6.14% | 6.14% | 6.14% | 6.14% | 6.14% | 6.14% | 6.14% | 6.14% | 6.14% | 6.14% | 6.14% | 6.14% | 6.14% | 6.14% | 6.14% | 6.14% | 6.14% | 6.14% | 6.14% | 6.14% | 6.14%
[8 empty] | WACC Nominal | Conservative | 6.14% | 6.14% | 6.14% | 6.14% | 6.14% | 6.14% | 6.14% | 6.14% | 6.14% | 6.14% | 6.14% | 6.14% | 6.14% | 6.14% | 6.14% | 6.14% | 6.14% | 6.14% | 6.14% | 6.14% | 6.14% | 6.14% | 6.14% | 6.14% | 6.14% | 6.14% | 6.14% | 6.14% | 6.14% | 6.14%
[8 empty] | WACC Real | Advanced | 3.551% | 3.551% | 3.551% | 3.551% | 3.551% | 3.551% | 3.551% | 3.551% | 3.551% | 3.551% | 3.551% | 3.551% | 3.551% | 3.551% | 3.551% | 3.551% | 3.551% | 3.551% | 3.551% | 3.551% | 3.551% | 3.551% | 3.551% | 3.551% | 3.551% | 3.551% | 3.551% | 3.551% | 3.551% | 3.551%
[8 empty] | WACC Real | Moderate | 3.551% | 3.551% | 3.551% | 3.551% | 3.551% | 3.551% | 3.551% | 3.551% | 3.551% | 3.551% | 3.551% | 3.551% | 3.551% | 3.551% | 3.551% | 3.551% | 3.551% | 3.551% | 3.551% | 3.551% | 3.551% | 3.551% | 3.551% | 3.551% | 3.551% | 3.551% | 3.551% | 3.551% | 3.551% | 3.551%
[8 empty] | WACC Real | Conservative | 3.551% | 3.551% | 3.551% | 3.551% | 3.551% | 3.551% | 3.551% | 3.551% | 3.551% | 3.551% | 3.551% | 3.551% | 3.551% | 3.551% | 3.551% | 3.551% | 3.551% | 3.551% | 3.551% | 3.551% | 3.551% | 3.551% | 3.551% | 3.551% | 3.551% | 3.551% | 3.551% | 3.551% | 3.551% | 3.551%
[8 empty] | Capital Recovery Factor (CRF) Nominal | Advanced | 7.374% | 7.374% | 7.374% | 7.374% | 7.374% | 7.374% | 7.374% | 7.374% | 7.374% | 7.374% | 7.374% | 7.374% | 7.374% | 7.374% | 7.374% | 7.374% | 7.374% | 7.374% | 7.374% | 7.374% | 7.374% | 7.374% | 7.374% | 7.374% | 7.374% | 7.374% | 7.374% | 7.374% | 7.374% | 7.374%
[8 empty] | Capital Recovery Factor (CRF) Nominal | Moderate | 7.374% | 7.374% | 7.374% | 7.374% | 7.374% | 7.374% | 7.374% | 7.374% | 7.374% | 7.374% | 7.374% | 7.374% | 7.374% | 7.374% | 7.374% | 7.374% | 7.374% | 7.374% | 7.374% | 7.374% | 7.374% | 7.374% | 7.374% | 7.374% | 7.374% | 7.374% | 7.374% | 7.374% | 7.374% | 7.374%
[8 empty] | Capital Recovery Factor (CRF) Nominal | Conservative | 7.374% | 7.374% | 7.374% | 7.374% | 7.374% | 7.374% | 7.374% | 7.374% | 7.374% | 7.374% | 7.374% | 7.374% | 7.374% | 7.374% | 7.374% | 7.374% | 7.374% | 7.374% | 7.374% | 7.374% | 7.374% | 7.374% | 7.374% | 7.374% | 7.374% | 7.374% | 7.374% | 7.374% | 7.374% | 7.374%
[8 empty] | Capital Recovery Factor (CRF) Real | Advanced | 5.472% | 5.472% | 5.472% | 5.472% | 5.472% | 5.472% | 5.472% | 5.472% | 5.472% | 5.472% | 5.472% | 5.472% | 5.472% | 5.472% | 5.472% | 5.472% | 5.472% | 5.472% | 5.472% | 5.472% | 5.472% | 5.472% | 5.472% | 5.472% | 5.472% | 5.472% | 5.472% | 5.472% | 5.472% | 5.472%
[8 empty] | Capital Recovery Factor (CRF) Real | Moderate | 5.472% | 5.472% | 5.472% | 5.472% | 5.472% | 5.472% | 5.472% | 5.472% | 5.472% | 5.472% | 5.472% | 5.472% | 5.472% | 5.472% | 5.472% | 5.472% | 5.472% | 5.472% | 5.472% | 5.472% | 5.472% | 5.472% | 5.472% | 5.472% | 5.472% | 5.472% | 5.472% | 5.472% | 5.472% | 5.472%
[8 empty] | Capital Recovery Factor (CRF) Real | Conservative | 5.472% | 5.472% | 5.472% | 5.472% | 5.472% | 5.472% | 5.472% | 5.472% | 5.472% | 5.472% | 5.472% | 5.472% | 5.472% | 5.472% | 5.472% | 5.472% | 5.472% | 5.472% | 5.472% | 5.472% | 5.472% | 5.472% | 5.472% | 5.472% | 5.472% | 5.472% | 5.472% | 5.472% | 5.472% | 5.472%
|  |  | X | Future Projections
Basis Year
[10 empty] | 2021 | 2022 | 2023 | 2024 | 2025 | 2026 | 2027 | 2028 | 2029 | 2030 | 2031 | 2032 | 2033 | 2034 | 2035 | 2036 | 2037 | 2038 | 2039 | 2040 | 2041 | 2042 | 2043 | 2044 | 2045 | 2046 | 2047 | 2048 | 2049 | 2050
[5 empty] | Techno-Economic Cost and Performance Parameters |  | Net Capacity Factor (%) | PV+Storage - Class 1 | Advanced | 32.7% | 33.01% | 33.32% | 33.63% | 33.95% | 34.26% | 34.57% | 34.88% | 35.19% | 35.51% | 35.82% | 36.13% | 36.44% | 36.75% | 37.07% | 37.19% | 37.32% | 37.45% | 37.57% | 37.7% | 37.82% | 37.95% | 38.08% | 38.2% | 38.33% | 38.46% | 38.58% | 38.71% | 38.83% | 38.96%
[8 empty] | PV+Storage - Class 1 | Moderate | 32.7% | 32.87% | 33.05% | 33.23% | 33.41% | 33.58% | 33.76% | 33.94% | 34.12% | 34.29% | 34.47% | 34.65% | 34.82% | 35% | 35.18% | 35.3% | 35.43% | 35.56% | 35.68% | 35.81% | 35.93% | 36.06% | 36.19% | 36.31% | 36.44% | 36.56% | 36.69% | 36.82% | 36.94% | 37.07%
[8 empty] | PV+Storage - Class 1 | Conservative | 32.7% | 32.7% | 32.7% | 32.7% | 32.7% | 32.7% | 32.7% | 32.7% | 32.7% | 32.7% | 32.7% | 32.7% | 32.7% | 32.7% | 32.7% | 32.86% | 33.03% | 33.19% | 33.36% | 33.52% | 33.69% | 33.86% | 34.02% | 34.19% | 34.35% | 34.52% | 34.68% | 34.85% | 35.01% | 35.18%
[8 empty] | PV+Storage - Class 2 | Advanced | 31.68% | 31.98% | 32.28% | 32.57% | 32.87% | 33.17% | 33.47% | 33.77% | 34.07% | 34.37% | 34.67% | 34.97% | 35.27% | 35.56% | 35.86% | 35.99% | 36.11% | 36.24% | 36.36% | 36.49% | 36.61% | 36.74% | 36.86% | 36.99% | 37.11% | 37.24% | 37.36% | 37.49% | 37.61% | 37.74%
[8 empty] | PV+Storage - Class 2 | Moderate | 31.68% | 31.85% | 32.02% | 32.19% | 32.35% | 32.52% | 32.69% | 32.86% | 33.03% | 33.2% | 33.37% | 33.54% | 33.71% | 33.88% | 34.05% | 34.17% | 34.29% | 34.41% | 34.53% | 34.65% | 34.77% | 34.89% | 35.02% | 35.14% | 35.26% | 35.38% | 35.5% | 35.62% | 35.74% | 35.86%
[8 empty] | PV+Storage - Class 2 | Conservative | 31.68% | 31.68% | 31.68% | 31.68% | 31.68% | 31.68% | 31.68% | 31.68% | 31.68% | 31.68% | 31.68% | 31.68% | 31.68% | 31.68% | 31.68% | 31.84% | 31.99% | 32.15% | 32.31% | 32.47% | 32.63% | 32.78% | 32.94% | 33.1% | 33.26% | 33.41% | 33.57% | 33.73% | 33.89% | 34.05%
[8 empty] | PV+Storage - Class 3 | Advanced | 30.23% | 30.53% | 30.83% | 31.13% | 31.43% | 31.73% | 32.02% | 32.32% | 32.62% | 32.92% | 33.22% | 33.52% | 33.82% | 34.11% | 34.41% | 34.52% | 34.63% | 34.73% | 34.84% | 34.94% | 35.05% | 35.16% | 35.26% | 35.37% | 35.47% | 35.58% | 35.69% | 35.79% | 35.9% | 36%
[8 empty] | PV+Storage - Class 3 | Moderate | 30.23% | 30.4% | 30.57% | 30.74% | 30.92% | 31.09% | 31.26% | 31.43% | 31.6% | 31.77% | 31.94% | 32.11% | 32.28% | 32.45% | 32.62% | 32.74% | 32.86% | 32.98% | 33.1% | 33.22% | 33.34% | 33.46% | 33.58% | 33.7% | 33.82% | 33.94% | 34.05% | 34.17% | 34.29% | 34.41%
[8 empty] | PV+Storage - Class 3 | Conservative | 30.23% | 30.23% | 30.23% | 30.23% | 30.23% | 30.23% | 30.23% | 30.23% | 30.23% | 30.23% | 30.23% | 30.23% | 30.23% | 30.23% | 30.23% | 30.39% | 30.55% | 30.71% | 30.87% | 31.03% | 31.19% | 31.35% | 31.51% | 31.67% | 31.83% | 31.98% | 32.14% | 32.3% | 32.46% | 32.62%
[8 empty] | PV+Storage - Class 4 | Advanced | 28.85% | 29.14% | 29.44% | 29.73% | 30.03% | 30.32% | 30.62% | 30.91% | 31.21% | 31.5% | 31.8% | 32.09% | 32.39% | 32.68% | 32.98% | 33.07% | 33.16% | 33.25% | 33.34% | 33.43% | 33.52% | 33.62% | 33.71% | 33.8% | 33.89% | 33.98% | 34.07% | 34.16% | 34.25% | 34.34%
[8 empty] | PV+Storage - Class 4 | Moderate | 28.85% | 29.02% | 29.19% | 29.36% | 29.53% | 29.7% | 29.87% | 30.04% | 30.21% | 30.38% | 30.55% | 30.72% | 30.88% | 31.05% | 31.22% | 31.34% | 31.46% | 31.57% | 31.69% | 31.81% | 31.93% | 32.04% | 32.16% | 32.28% | 32.39% | 32.51% | 32.63% | 32.74% | 32.86% | 32.98%
[8 empty] | PV+Storage - Class 4 | Conservative | 28.85% | 28.85% | 28.85% | 28.85% | 28.85% | 28.85% | 28.85% | 28.85% | 28.85% | 28.85% | 28.85% | 28.85% | 28.85% | 28.85% | 28.85% | 29.01% | 29.17% | 29.32% | 29.48% | 29.64% | 29.8% | 29.96% | 30.12% | 30.27% | 30.43% | 30.59% | 30.75% | 30.91% | 31.07% | 31.22%
[8 empty] | PV+Storage - Class 5 | Advanced | 27.47% | 27.76% | 28.05% | 28.33% | 28.62% | 28.91% | 29.19% | 29.48% | 29.77% | 30.05% | 30.34% | 30.63% | 30.91% | 31.2% | 31.49% | 31.57% | 31.65% | 31.73% | 31.81% | 31.89% | 31.97% | 32.05% | 32.13% | 32.21% | 32.29% | 32.37% | 32.45% | 32.53% | 32.61% | 32.69%
[8 empty] | PV+Storage - Class 5 | Moderate | 27.47% | 27.64% | 27.8% | 27.97% | 28.13% | 28.3% | 28.46% | 28.63% | 28.79% | 28.96% | 29.12% | 29.29% | 29.45% | 29.62% | 29.78% | 29.9% | 30.01% | 30.12% | 30.24% | 30.35% | 30.46% | 30.58% | 30.69% | 30.81% | 30.92% | 31.03% | 31.15% | 31.26% | 31.37% | 31.49%
[8 empty] | PV+Storage - Class 5 | Conservative | 27.47% | 27.47% | 27.47% | 27.47% | 27.47% | 27.47% | 27.47% | 27.47% | 27.47% | 27.47% | 27.47% | 27.47% | 27.47% | 27.47% | 27.47% | 27.63% | 27.78% | 27.94% | 28.09% | 28.24% | 28.4% | 28.55% | 28.71% | 28.86% | 29.01% | 29.17% | 29.32% | 29.47% | 29.63% | 29.78%
[8 empty] | PV+Storage - Class 6 | Advanced | 26.12% | 26.4% | 26.67% | 26.95% | 27.23% | 27.51% | 27.79% | 28.07% | 28.35% | 28.63% | 28.9% | 29.18% | 29.46% | 29.74% | 30.02% | 30.09% | 30.16% | 30.23% | 30.3% | 30.37% | 30.44% | 30.51% | 30.58% | 30.65% | 30.72% | 30.79% | 30.86% | 30.93% | 31% | 31.07%
[8 empty] | PV+Storage - Class 6 | Moderate | 26.12% | 26.28% | 26.44% | 26.6% | 26.76% | 26.92% | 27.08% | 27.24% | 27.4% | 27.56% | 27.72% | 27.88% | 28.04% | 28.2% | 28.36% | 28.47% | 28.58% | 28.69% | 28.8% | 28.92% | 29.03% | 29.14% | 29.25% | 29.36% | 29.47% | 29.58% | 29.69% | 29.8% | 29.91% | 30.02%
[8 empty] | PV+Storage - Class 6 | Conservative | 26.12% | 26.12% | 26.12% | 26.12% | 26.12% | 26.12% | 26.12% | 26.12% | 26.12% | 26.12% | 26.12% | 26.12% | 26.12% | 26.12% | 26.12% | 26.27% | 26.42% | 26.57% | 26.72% | 26.87% | 27.02% | 27.17% | 27.32% | 27.46% | 27.61% | 27.76% | 27.91% | 28.06% | 28.21% | 28.36%
[8 empty] | PV+Storage - Class 7 | Advanced | 24.84% | 25.11% | 25.38% | 25.65% | 25.92% | 26.19% | 26.46% | 26.73% | 27.01% | 27.28% | 27.55% | 27.82% | 28.09% | 28.36% | 28.63% | 28.69% | 28.75% | 28.81% | 28.87% | 28.93% | 28.99% | 29.05% | 29.11% | 29.17% | 29.23% | 29.29% | 29.35% | 29.41% | 29.47% | 29.53%
[8 empty] | PV+Storage - Class 7 | Moderate | 24.84% | 25% | 25.15% | 25.31% | 25.47% | 25.62% | 25.78% | 25.94% | 26.09% | 26.25% | 26.41% | 26.56% | 26.72% | 26.88% | 27.03% | 27.14% | 27.24% | 27.35% | 27.46% | 27.56% | 27.67% | 27.78% | 27.88% | 27.99% | 28.1% | 28.2% | 28.31% | 28.42% | 28.52% | 28.63%
[8 empty] | PV+Storage - Class 7 | Conservative | 24.84% | 24.84% | 24.84% | 24.84% | 24.84% | 24.84% | 24.84% | 24.84% | 24.84% | 24.84% | 24.84% | 24.84% | 24.84% | 24.84% | 24.84% | 24.99% | 25.13% | 25.28% | 25.43% | 25.57% | 25.72% | 25.86% | 26.01% | 26.16% | 26.3% | 26.45% | 26.59% | 26.74% | 26.89% | 27.03%
[8 empty] | PV+Storage - Class 8 | Advanced | 23.94% | 24.2% | 24.46% | 24.72% | 24.98% | 25.24% | 25.5% | 25.76% | 26.02% | 26.28% | 26.54% | 26.8% | 27.06% | 27.32% | 27.58% | 27.64% | 27.7% | 27.75% | 27.81% | 27.87% | 27.93% | 27.99% | 28.04% | 28.1% | 28.16% | 28.22% | 28.28% | 28.33% | 28.39% | 28.45%
[8 empty] | PV+Storage - Class 8 | Moderate | 23.94% | 24.09% | 24.24% | 24.39% | 24.54% | 24.69% | 24.85% | 25% | 25.15% | 25.3% | 25.45% | 25.6% | 25.75% | 25.9% | 26.06% | 26.16% | 26.26% | 26.36% | 26.46% | 26.56% | 26.67% | 26.77% | 26.87% | 26.97% | 27.07% | 27.17% | 27.27% | 27.38% | 27.48% | 27.58%
[8 empty] | PV+Storage - Class 8 | Conservative | 23.94% | 23.94% | 23.94% | 23.94% | 23.94% | 23.94% | 23.94% | 23.94% | 23.94% | 23.94% | 23.94% | 23.94% | 23.94% | 23.94% | 23.94% | 24.08% | 24.22% | 24.36% | 24.5% | 24.64% | 24.78% | 24.93% | 25.07% | 25.21% | 25.35% | 25.49% | 25.63% | 25.77% | 25.91% | 26.06%
[8 empty] | PV+Storage - Class 9 | Advanced | 22.84% | 23.09% | 23.34% | 23.59% | 23.84% | 24.1% | 24.35% | 24.6% | 24.85% | 25.1% | 25.35% | 25.6% | 25.85% | 26.1% | 26.35% | 26.4% | 26.46% | 26.51% | 26.56% | 26.61% | 26.66% | 26.72% | 26.77% | 26.82% | 26.87% | 26.93% | 26.98% | 27.03% | 27.08% | 27.13%
[8 empty] | PV+Storage - Class 9 | Moderate | 22.84% | 22.99% | 23.13% | 23.28% | 23.43% | 23.57% | 23.72% | 23.87% | 24.01% | 24.16% | 24.3% | 24.45% | 24.6% | 24.74% | 24.89% | 24.99% | 25.09% | 25.18% | 25.28% | 25.38% | 25.47% | 25.57% | 25.67% | 25.77% | 25.86% | 25.96% | 26.06% | 26.16% | 26.25% | 26.35%
[8 empty] | PV+Storage - Class 9 | Conservative | 22.84% | 22.84% | 22.84% | 22.84% | 22.84% | 22.84% | 22.84% | 22.84% | 22.84% | 22.84% | 22.84% | 22.84% | 22.84% | 22.84% | 22.84% | 22.98% | 23.11% | 23.25% | 23.39% | 23.52% | 23.66% | 23.8% | 23.93% | 24.07% | 24.21% | 24.34% | 24.48% | 24.62% | 24.75% | 24.89%
[8 empty] | PV+Storage - Class 10 | Advanced | 21.07% | 21.3% | 21.54% | 21.78% | 22.01% | 22.25% | 22.48% | 22.72% | 22.96% | 23.19% | 23.43% | 23.67% | 23.9% | 24.14% | 24.37% | 24.42% | 24.46% | 24.5% | 24.54% | 24.58% | 24.63% | 24.67% | 24.71% | 24.75% | 24.79% | 24.84% | 24.88% | 24.92% | 24.96% | 25%
[8 empty] | PV+Storage - Class 10 | Moderate | 21.07% | 21.2% | 21.34% | 21.48% | 21.62% | 21.75% | 21.89% | 22.03% | 22.17% | 22.31% | 22.44% | 22.58% | 22.72% | 22.86% | 22.99% | 23.09% | 23.18% | 23.27% | 23.36% | 23.45% | 23.55% | 23.64% | 23.73% | 23.82% | 23.91% | 24.01% | 24.1% | 24.19% | 24.28% | 24.37%
[8 empty] | PV+Storage - Class 10 | Conservative | 21.07% | 21.07% | 21.07% | 21.07% | 21.07% | 21.07% | 21.07% | 21.07% | 21.07% | 21.07% | 21.07% | 21.07% | 21.07% | 21.07% | 21.07% | 21.2% | 21.32% | 21.45% | 21.58% | 21.71% | 21.84% | 21.97% | 22.09% | 22.22% | 22.35% | 22.48% | 22.61% | 22.74% | 22.87% | 22.99%
[10 empty] | 2021 | 2022 | 2023 | 2024 | 2025 | 2026 | 2027 | 2028 | 2029 | 2030 | 2031 | 2032 | 2033 | 2034 | 2035 | 2036 | 2037 | 2038 | 2039 | 2040 | 2041 | 2042 | 2043 | 2044 | 2045 | 2046 | 2047 | 2048 | 2049 | 2050
[7 empty] | Annual Energy Production (kWh/kW) | PV+Storage - Class 1 | Advanced | 2864.2838 | 2891.6249 | 2918.966 | 2946.3072 | 2973.6483 | 3000.9895 | 3028.3306 | 3055.6717 | 3083.0129 | 3110.354 | 3137.6951 | 3165.0363 | 3192.3774 | 3219.7185 | 3247.0597 | 3258.1207 | 3269.1817 | 3280.2427 | 3291.3038 | 3302.3648 | 3313.4258 | 3324.4868 | 3335.5479 | 3346.6089 | 3357.6699 | 3368.7309 | 3379.7919 | 3390.853 | 3401.914 | 3412.975
[8 empty] | PV+Storage - Class 1 | Moderate | 2864.2838 | 2879.8083 | 2895.3329 | 2910.8574 | 2926.382 | 2941.9065 | 2957.4311 | 2972.9556 | 2988.4802 | 3004.0047 | 3019.5293 | 3035.0538 | 3050.5784 | 3066.1029 | 3081.6275 | 3092.6563 | 3103.6851 | 3114.7139 | 3125.7427 | 3136.7715 | 3147.8004 | 3158.8292 | 3169.858 | 3180.8868 | 3191.9156 | 3202.9444 | 3213.9732 | 3225.002 | 3236.0309 | 3247.0597
[8 empty] | PV+Storage - Class 1 | Conservative | 2864.2838 | 2864.2838 | 2864.2838 | 2864.2838 | 2864.2838 | 2864.2838 | 2864.2838 | 2864.2838 | 2864.2838 | 2864.2838 | 2864.2838 | 2864.2838 | 2864.2838 | 2864.2838 | 2864.2838 | 2878.7734 | 2893.2629 | 2907.7525 | 2922.2421 | 2936.7317 | 2951.2213 | 2965.7108 | 2980.2004 | 2994.69 | 3009.1796 | 3023.6692 | 3038.1587 | 3052.6483 | 3067.1379 | 3081.6275
[8 empty] | PV+Storage - Class 2 | Advanced | 2774.928 | 2801.1203 | 2827.3126 | 2853.5049 | 2879.6972 | 2905.8895 | 2932.0818 | 2958.2741 | 2984.4664 | 3010.6587 | 3036.851 | 3063.0433 | 3089.2356 | 3115.4279 | 3141.6202 | 3152.562 | 3163.5039 | 3174.4457 | 3185.3876 | 3196.3295 | 3207.2713 | 3218.2132 | 3229.1551 | 3240.0969 | 3251.0388 | 3261.9806 | 3272.9225 | 3283.8644 | 3294.8062 | 3305.7481
[8 empty] | PV+Storage - Class 2 | Moderate | 2774.928 | 2789.7551 | 2804.5823 | 2819.4094 | 2834.2365 | 2849.0637 | 2863.8908 | 2878.718 | 2893.5451 | 2908.3722 | 2923.1994 | 2938.0265 | 2952.8537 | 2967.6808 | 2982.5079 | 2993.1154 | 3003.7229 | 3014.3304 | 3024.9379 | 3035.5453 | 3046.1528 | 3056.7603 | 3067.3678 | 3077.9753 | 3088.5828 | 3099.1902 | 3109.7977 | 3120.4052 | 3131.0127 | 3141.6202
[8 empty] | PV+Storage - Class 2 | Conservative | 2774.928 | 2774.928 | 2774.928 | 2774.928 | 2774.928 | 2774.928 | 2774.928 | 2774.928 | 2774.928 | 2774.928 | 2774.928 | 2774.928 | 2774.928 | 2774.928 | 2774.928 | 2788.7667 | 2802.6053 | 2816.444 | 2830.2826 | 2844.1213 | 2857.96 | 2871.7986 | 2885.6373 | 2899.476 | 2913.3146 | 2927.1533 | 2940.9919 | 2954.8306 | 2968.6693 | 2982.5079
[8 empty] | PV+Storage - Class 3 | Advanced | 2648.4288 | 2674.5816 | 2700.7345 | 2726.8874 | 2753.0403 | 2779.1932 | 2805.346 | 2831.4989 | 2857.6518 | 2883.8047 | 2909.9576 | 2936.1104 | 2962.2633 | 2988.4162 | 3014.5691 | 3023.8611 | 3033.1531 | 3042.4451 | 3051.7371 | 3061.029 | 3070.321 | 3079.613 | 3088.905 | 3098.197 | 3107.489 | 3116.781 | 3126.073 | 3135.365 | 3144.657 | 3153.949
[8 empty] | PV+Storage - Class 3 | Moderate | 2648.4288 | 2663.3727 | 2678.3167 | 2693.2607 | 2708.2047 | 2723.1487 | 2738.0926 | 2753.0366 | 2767.9806 | 2782.9246 | 2797.8686 | 2812.8125 | 2827.7565 | 2842.7005 | 2857.6445 | 2868.1061 | 2878.5678 | 2889.0294 | 2899.491 | 2909.9527 | 2920.4143 | 2930.876 | 2941.3376 | 2951.7992 | 2962.2609 | 2972.7225 | 2983.1841 | 2993.6458 | 3004.1074 | 3014.5691
[8 empty] | PV+Storage - Class 3 | Conservative | 2648.4288 | 2648.4288 | 2648.4288 | 2648.4288 | 2648.4288 | 2648.4288 | 2648.4288 | 2648.4288 | 2648.4288 | 2648.4288 | 2648.4288 | 2648.4288 | 2648.4288 | 2648.4288 | 2648.4288 | 2662.3765 | 2676.3242 | 2690.2719 | 2704.2196 | 2718.1673 | 2732.1151 | 2746.0628 | 2760.0105 | 2773.9582 | 2787.9059 | 2801.8536 | 2815.8013 | 2829.749 | 2843.6968 | 2857.6445
[8 empty] | PV+Storage - Class 4 | Advanced | 2527.2647 | 2553.0961 | 2578.9275 | 2604.7589 | 2630.5903 | 2656.4217 | 2682.2531 | 2708.0844 | 2733.9158 | 2759.7472 | 2785.5786 | 2811.41 | 2837.2414 | 2863.0728 | 2888.9041 | 2896.8807 | 2904.8572 | 2912.8337 | 2920.8103 | 2928.7868 | 2936.7633 | 2944.7399 | 2952.7164 | 2960.693 | 2968.6695 | 2976.646 | 2984.6226 | 2992.5991 | 3000.5756 | 3008.5522
[8 empty] | PV+Storage - Class 4 | Moderate | 2527.2647 | 2542.117 | 2556.9693 | 2571.8215 | 2586.6738 | 2601.5261 | 2616.3783 | 2631.2306 | 2646.0829 | 2660.9351 | 2675.7874 | 2690.6396 | 2705.4919 | 2720.3442 | 2735.1964 | 2745.4436 | 2755.6908 | 2765.938 | 2776.1852 | 2786.4323 | 2796.6795 | 2806.9267 | 2817.1739 | 2827.4211 | 2837.6682 | 2847.9154 | 2858.1626 | 2868.4098 | 2878.657 | 2888.9041
[8 empty] | PV+Storage - Class 4 | Conservative | 2527.2647 | 2527.2647 | 2527.2647 | 2527.2647 | 2527.2647 | 2527.2647 | 2527.2647 | 2527.2647 | 2527.2647 | 2527.2647 | 2527.2647 | 2527.2647 | 2527.2647 | 2527.2647 | 2527.2647 | 2541.1269 | 2554.989 | 2568.8511 | 2582.7132 | 2596.5753 | 2610.4374 | 2624.2995 | 2638.1616 | 2652.0238 | 2665.8859 | 2679.748 | 2693.6101 | 2707.4722 | 2721.3343 | 2735.1964
[8 empty] | PV+Storage - Class 5 | Advanced | 2406.6615 | 2431.7797 | 2456.8979 | 2482.0161 | 2507.1343 | 2532.2525 | 2557.3707 | 2582.4889 | 2607.6071 | 2632.7253 | 2657.8435 | 2682.9617 | 2708.0799 | 2733.1981 | 2758.3163 | 2765.3505 | 2772.3846 | 2779.4187 | 2786.4529 | 2793.487 | 2800.5211 | 2807.5553 | 2814.5894 | 2821.6235 | 2828.6577 | 2835.6918 | 2842.7259 | 2849.7601 | 2856.7942 | 2863.8283
[8 empty] | PV+Storage - Class 5 | Moderate | 2406.6615 | 2421.1128 | 2435.5641 | 2450.0154 | 2464.4666 | 2478.9179 | 2493.3692 | 2507.8204 | 2522.2717 | 2536.723 | 2551.1743 | 2565.6255 | 2580.0768 | 2594.5281 | 2608.9794 | 2618.9352 | 2628.891 | 2638.8468 | 2648.8026 | 2658.7584 | 2668.7142 | 2678.67 | 2688.6258 | 2698.5816 | 2708.5374 | 2718.4932 | 2728.449 | 2738.4048 | 2748.3606 | 2758.3163
[8 empty] | PV+Storage - Class 5 | Conservative | 2406.6615 | 2406.6615 | 2406.6615 | 2406.6615 | 2406.6615 | 2406.6615 | 2406.6615 | 2406.6615 | 2406.6615 | 2406.6615 | 2406.6615 | 2406.6615 | 2406.6615 | 2406.6615 | 2406.6615 | 2420.1494 | 2433.6372 | 2447.1251 | 2460.613 | 2474.1008 | 2487.5887 | 2501.0765 | 2514.5644 | 2528.0522 | 2541.5401 | 2555.0279 | 2568.5158 | 2582.0037 | 2595.4915 | 2608.9794
[8 empty] | PV+Storage - Class 6 | Advanced | 2287.8846 | 2312.299 | 2336.7133 | 2361.1277 | 2385.5421 | 2409.9564 | 2434.3708 | 2458.7852 | 2483.1995 | 2507.6139 | 2532.0283 | 2556.4426 | 2580.857 | 2605.2714 | 2629.6857 | 2635.7931 | 2641.9004 | 2648.0078 | 2654.1151 | 2660.2225 | 2666.3298 | 2672.4372 | 2678.5445 | 2684.6519 | 2690.7592 | 2696.8666 | 2702.9739 | 2709.0813 | 2715.1886 | 2721.296
[8 empty] | PV+Storage - Class 6 | Moderate | 2287.8846 | 2301.937 | 2315.9895 | 2330.0419 | 2344.0943 | 2358.1468 | 2372.1992 | 2386.2516 | 2400.3041 | 2414.3565 | 2428.4089 | 2442.4614 | 2456.5138 | 2470.5662 | 2484.6187 | 2494.2898 | 2503.9609 | 2513.6321 | 2523.3032 | 2532.9743 | 2542.6455 | 2552.3166 | 2561.9878 | 2571.6589 | 2581.33 | 2591.0012 | 2600.6723 | 2610.3434 | 2620.0146 | 2629.6857
[8 empty] | PV+Storage - Class 6 | Conservative | 2287.8846 | 2287.8846 | 2287.8846 | 2287.8846 | 2287.8846 | 2287.8846 | 2287.8846 | 2287.8846 | 2287.8846 | 2287.8846 | 2287.8846 | 2287.8846 | 2287.8846 | 2287.8846 | 2287.8846 | 2301.0002 | 2314.1158 | 2327.2314 | 2340.347 | 2353.4626 | 2366.5782 | 2379.6938 | 2392.8094 | 2405.925 | 2419.0406 | 2432.1562 | 2445.2718 | 2458.3874 | 2471.503 | 2484.6187
[8 empty] | PV+Storage - Class 7 | Advanced | 2176.1197 | 2199.8141 | 2223.5085 | 2247.203 | 2270.8974 | 2294.5918 | 2318.2863 | 2341.9807 | 2365.6751 | 2389.3696 | 2413.064 | 2436.7584 | 2460.4529 | 2484.1473 | 2507.8417 | 2513.1308 | 2518.4199 | 2523.709 | 2528.9981 | 2534.2872 | 2539.5763 | 2544.8654 | 2550.1545 | 2555.4436 | 2560.7326 | 2566.0217 | 2571.3108 | 2576.5999 | 2581.889 | 2587.1781
[8 empty] | PV+Storage - Class 7 | Moderate | 2176.1197 | 2189.8227 | 2203.5257 | 2217.2287 | 2230.9317 | 2244.6348 | 2258.3378 | 2272.0408 | 2285.7438 | 2299.4468 | 2313.1498 | 2326.8529 | 2340.5559 | 2354.2589 | 2367.9619 | 2377.2872 | 2386.6125 | 2395.9379 | 2405.2632 | 2414.5885 | 2423.9138 | 2433.2391 | 2442.5645 | 2451.8898 | 2461.2151 | 2470.5404 | 2479.8658 | 2489.1911 | 2498.5164 | 2507.8417
[8 empty] | PV+Storage - Class 7 | Conservative | 2176.1197 | 2176.1197 | 2176.1197 | 2176.1197 | 2176.1197 | 2176.1197 | 2176.1197 | 2176.1197 | 2176.1197 | 2176.1197 | 2176.1197 | 2176.1197 | 2176.1197 | 2176.1197 | 2176.1197 | 2188.9092 | 2201.6986 | 2214.4881 | 2227.2776 | 2240.0671 | 2252.8566 | 2265.6461 | 2278.4355 | 2291.225 | 2304.0145 | 2316.804 | 2329.5935 | 2342.3829 | 2355.1724 | 2367.9619
[8 empty] | PV+Storage - Class 8 | Advanced | 2096.9119 | 2119.7032 | 2142.4946 | 2165.2859 | 2188.0773 | 2210.8686 | 2233.6599 | 2256.4513 | 2279.2426 | 2302.034 | 2324.8253 | 2347.6167 | 2370.408 | 2393.1993 | 2415.9907 | 2421.0666 | 2426.1424 | 2431.2183 | 2436.2942 | 2441.37 | 2446.4459 | 2451.5218 | 2456.5976 | 2461.6735 | 2466.7494 | 2471.8253 | 2476.9011 | 2481.977 | 2487.0529 | 2492.1287
[8 empty] | PV+Storage - Class 8 | Moderate | 2096.9119 | 2110.1665 | 2123.4212 | 2136.6758 | 2149.9305 | 2163.1851 | 2176.4398 | 2189.6944 | 2202.9491 | 2216.2037 | 2229.4584 | 2242.7131 | 2255.9677 | 2269.2224 | 2282.477 | 2291.3779 | 2300.2788 | 2309.1797 | 2318.0807 | 2326.9816 | 2335.8825 | 2344.7834 | 2353.6843 | 2362.5852 | 2371.4861 | 2380.387 | 2389.2879 | 2398.1889 | 2407.0898 | 2415.9907
[8 empty] | PV+Storage - Class 8 | Conservative | 2096.9119 | 2096.9119 | 2096.9119 | 2096.9119 | 2096.9119 | 2096.9119 | 2096.9119 | 2096.9119 | 2096.9119 | 2096.9119 | 2096.9119 | 2096.9119 | 2096.9119 | 2096.9119 | 2096.9119 | 2109.2829 | 2121.6539 | 2134.0249 | 2146.3959 | 2158.7669 | 2171.1379 | 2183.5089 | 2195.8799 | 2208.251 | 2220.622 | 2232.993 | 2245.364 | 2257.735 | 2270.106 | 2282.477
[8 empty] | PV+Storage - Class 9 | Advanced | 2000.9343 | 2022.8987 | 2044.8631 | 2066.8275 | 2088.7919 | 2110.7563 | 2132.7207 | 2154.6851 | 2176.6495 | 2198.6139 | 2220.5783 | 2242.5427 | 2264.507 | 2286.4714 | 2308.4358 | 2313.0038 | 2317.5718 | 2322.1398 | 2326.7078 | 2331.2758 | 2335.8438 | 2340.4118 | 2344.9797 | 2349.5477 | 2354.1157 | 2358.6837 | 2363.2517 | 2367.8197 | 2372.3877 | 2376.9557
[8 empty] | PV+Storage - Class 9 | Moderate | 2000.9343 | 2013.7516 | 2026.5689 | 2039.3862 | 2052.2035 | 2065.0208 | 2077.838 | 2090.6553 | 2103.4726 | 2116.2899 | 2129.1072 | 2141.9245 | 2154.7417 | 2167.559 | 2180.3763 | 2188.9136 | 2197.4509 | 2205.9882 | 2214.5255 | 2223.0628 | 2231.6001 | 2240.1374 | 2248.6747 | 2257.212 | 2265.7493 | 2274.2866 | 2282.8239 | 2291.3612 | 2299.8985 | 2308.4358
[8 empty] | PV+Storage - Class 9 | Conservative | 2000.9343 | 2000.9343 | 2000.9343 | 2000.9343 | 2000.9343 | 2000.9343 | 2000.9343 | 2000.9343 | 2000.9343 | 2000.9343 | 2000.9343 | 2000.9343 | 2000.9343 | 2000.9343 | 2000.9343 | 2012.8971 | 2024.8599 | 2036.8227 | 2048.7855 | 2060.7483 | 2072.7111 | 2084.6739 | 2096.6367 | 2108.5995 | 2120.5623 | 2132.5251 | 2144.4879 | 2156.4507 | 2168.4135 | 2180.3763
[8 empty] | PV+Storage - Class 10 | Advanced | 1845.4423 | 1866.1354 | 1886.8286 | 1907.5217 | 1928.2149 | 1948.908 | 1969.6012 | 1990.2943 | 2010.9875 | 2031.6807 | 2052.3738 | 2073.067 | 2093.7601 | 2114.4533 | 2135.1464 | 2138.8277 | 2142.5089 | 2146.1902 | 2149.8714 | 2153.5527 | 2157.2339 | 2160.9152 | 2164.5964 | 2168.2777 | 2171.9589 | 2175.6402 | 2179.3214 | 2183.0027 | 2186.6839 | 2190.3652
[8 empty] | PV+Storage - Class 10 | Moderate | 1845.4423 | 1857.4993 | 1869.5564 | 1881.6134 | 1893.6705 | 1905.7276 | 1917.7846 | 1929.8417 | 1941.8987 | 1953.9558 | 1966.0129 | 1978.0699 | 1990.127 | 2002.184 | 2014.2411 | 2022.3015 | 2030.3618 | 2038.4222 | 2046.4825 | 2054.5429 | 2062.6032 | 2070.6636 | 2078.7239 | 2086.7843 | 2094.8447 | 2102.905 | 2110.9654 | 2119.0257 | 2127.0861 | 2135.1464
[8 empty] | PV+Storage - Class 10 | Conservative | 1845.4423 | 1845.4423 | 1845.4423 | 1845.4423 | 1845.4423 | 1845.4423 | 1845.4423 | 1845.4423 | 1845.4423 | 1845.4423 | 1845.4423 | 1845.4423 | 1845.4423 | 1845.4423 | 1845.4423 | 1856.6955 | 1867.9488 | 1879.202 | 1890.4553 | 1901.7085 | 1912.9618 | 1924.2151 | 1935.4683 | 1946.7216 | 1957.9748 | 1969.2281 | 1980.4813 | 1991.7346 | 2002.9878 | 2014.2411
[10 empty] | 2021 | 2022 | 2023 | 2024 | 2025 | 2026 | 2027 | 2028 | 2029 | 2030 | 2031 | 2032 | 2033 | 2034 | 2035 | 2036 | 2037 | 2038 | 2039 | 2040 | 2041 | 2042 | 2043 | 2044 | 2045 | 2046 | 2047 | 2048 | 2049 | 2050
[7 empty] | CAPEX ($/kW) | PV+Storage - Class 1 | Advanced | 2101.7236 | 2290.6244 | 1950.8672 | 1856.9592 | 1769.0227 | 1688.4458 | 1607.8692 | 1527.292 | 1446.7145 | 1366.1463 | 1304.4557 | 1242.765 | 1181.0654 | 1119.3748 | 1057.6937 | 1041.7185 | 1025.7522 | 1009.786 | 993.8198 | 977.8444 | 961.8782 | 945.9218 | 929.9556 | 913.9801 | 898.0139 | 882.0477 | 866.0815 | 850.106 | 834.1398 | 818.1837
[8 empty] | PV+Storage - Class 1 | Moderate | 2101.7236 | 2290.6244 | 2212.714 | 2130.0824 | 1975.2422 | 1909.9751 | 1844.706 | 1779.4347 | 1714.161 | 1648.8845 | 1599.6181 | 1550.352 | 1501.0863 | 1451.821 | 1402.556 | 1379.8029 | 1357.0503 | 1334.298 | 1311.5462 | 1288.7949 | 1266.044 | 1243.2937 | 1220.5438 | 1197.7945 | 1175.0458 | 1152.2976 | 1129.5501 | 1106.8033 | 1084.0571 | 1061.3117
[8 empty] | PV+Storage - Class 1 | Conservative | 2101.7236 | 2290.6244 | 2309.2414 | 2297.5271 | 2263.0695 | 2204.3151 | 2145.5611 | 2086.8078 | 2028.0551 | 1969.3031 | 1944.1478 | 1918.9925 | 1893.8373 | 1868.682 | 1843.5268 | 1820.9158 | 1798.3048 | 1775.6938 | 1753.0828 | 1730.4719 | 1707.8609 | 1685.2499 | 1662.6389 | 1640.0279 | 1617.4169 | 1594.806 | 1572.195 | 1549.584 | 1526.973 | 1504.362
[8 empty] | PV+Storage - Class 2 | Advanced | 2101.7236 | 2290.6244 | 1950.8672 | 1856.9592 | 1769.0227 | 1688.4458 | 1607.8692 | 1527.292 | 1446.7145 | 1366.1463 | 1304.4557 | 1242.765 | 1181.0654 | 1119.3748 | 1057.6937 | 1041.7185 | 1025.7522 | 1009.786 | 993.8198 | 977.8444 | 961.8782 | 945.9218 | 929.9556 | 913.9801 | 898.0139 | 882.0477 | 866.0815 | 850.106 | 834.1398 | 818.1837
[8 empty] | PV+Storage - Class 2 | Moderate | 2101.7236 | 2290.6244 | 2212.714 | 2130.0824 | 1975.2422 | 1909.9751 | 1844.706 | 1779.4347 | 1714.161 | 1648.8845 | 1599.6181 | 1550.352 | 1501.0863 | 1451.821 | 1402.556 | 1379.8029 | 1357.0503 | 1334.298 | 1311.5462 | 1288.7949 | 1266.044 | 1243.2937 | 1220.5438 | 1197.7945 | 1175.0458 | 1152.2976 | 1129.5501 | 1106.8033 | 1084.0571 | 1061.3117
[8 empty] | PV+Storage - Class 2 | Conservative | 2101.7236 | 2290.6244 | 2309.2414 | 2297.5271 | 2263.0695 | 2204.3151 | 2145.5611 | 2086.8078 | 2028.0551 | 1969.3031 | 1944.1478 | 1918.9925 | 1893.8373 | 1868.682 | 1843.5268 | 1820.9158 | 1798.3048 | 1775.6938 | 1753.0828 | 1730.4719 | 1707.8609 | 1685.2499 | 1662.6389 | 1640.0279 | 1617.4169 | 1594.806 | 1572.195 | 1549.584 | 1526.973 | 1504.362
[8 empty] | PV+Storage - Class 3 | Advanced | 2101.7236 | 2290.6244 | 1950.8672 | 1856.9592 | 1769.0227 | 1688.4458 | 1607.8692 | 1527.292 | 1446.7145 | 1366.1463 | 1304.4557 | 1242.765 | 1181.0654 | 1119.3748 | 1057.6937 | 1041.7185 | 1025.7522 | 1009.786 | 993.8198 | 977.8444 | 961.8782 | 945.9218 | 929.9556 | 913.9801 | 898.0139 | 882.0477 | 866.0815 | 850.106 | 834.1398 | 818.1837
[8 empty] | PV+Storage - Class 3 | Moderate | 2101.7236 | 2290.6244 | 2212.714 | 2130.0824 | 1975.2422 | 1909.9751 | 1844.706 | 1779.4347 | 1714.161 | 1648.8845 | 1599.6181 | 1550.352 | 1501.0863 | 1451.821 | 1402.556 | 1379.8029 | 1357.0503 | 1334.298 | 1311.5462 | 1288.7949 | 1266.044 | 1243.2937 | 1220.5438 | 1197.7945 | 1175.0458 | 1152.2976 | 1129.5501 | 1106.8033 | 1084.0571 | 1061.3117
[8 empty] | PV+Storage - Class 3 | Conservative | 2101.7236 | 2290.6244 | 2309.2414 | 2297.5271 | 2263.0695 | 2204.3151 | 2145.5611 | 2086.8078 | 2028.0551 | 1969.3031 | 1944.1478 | 1918.9925 | 1893.8373 | 1868.682 | 1843.5268 | 1820.9158 | 1798.3048 | 1775.6938 | 1753.0828 | 1730.4719 | 1707.8609 | 1685.2499 | 1662.6389 | 1640.0279 | 1617.4169 | 1594.806 | 1572.195 | 1549.584 | 1526.973 | 1504.362
[8 empty] | PV+Storage - Class 4 | Advanced | 2101.7236 | 2290.6244 | 1950.8672 | 1856.9592 | 1769.0227 | 1688.4458 | 1607.8692 | 1527.292 | 1446.7145 | 1366.1463 | 1304.4557 | 1242.765 | 1181.0654 | 1119.3748 | 1057.6937 | 1041.7185 | 1025.7522 | 1009.786 | 993.8198 | 977.8444 | 961.8782 | 945.9218 | 929.9556 | 913.9801 | 898.0139 | 882.0477 | 866.0815 | 850.106 | 834.1398 | 818.1837
[8 empty] | PV+Storage - Class 4 | Moderate | 2101.7236 | 2290.6244 | 2212.714 | 2130.0824 | 1975.2422 | 1909.9751 | 1844.706 | 1779.4347 | 1714.161 | 1648.8845 | 1599.6181 | 1550.352 | 1501.0863 | 1451.821 | 1402.556 | 1379.8029 | 1357.0503 | 1334.298 | 1311.5462 | 1288.7949 | 1266.044 | 1243.2937 | 1220.5438 | 1197.7945 | 1175.0458 | 1152.2976 | 1129.5501 | 1106.8033 | 1084.0571 | 1061.3117
[8 empty] | PV+Storage - Class 4 | Conservative | 2101.7236 | 2290.6244 | 2309.2414 | 2297.5271 | 2263.0695 | 2204.3151 | 2145.5611 | 2086.8078 | 2028.0551 | 1969.3031 | 1944.1478 | 1918.9925 | 1893.8373 | 1868.682 | 1843.5268 | 1820.9158 | 1798.3048 | 1775.6938 | 1753.0828 | 1730.4719 | 1707.8609 | 1685.2499 | 1662.6389 | 1640.0279 | 1617.4169 | 1594.806 | 1572.195 | 1549.584 | 1526.973 | 1504.362
[8 empty] | PV+Storage - Class 5 | Advanced | 2101.7236 | 2290.6244 | 1950.8672 | 1856.9592 | 1769.0227 | 1688.4458 | 1607.8692 | 1527.292 | 1446.7145 | 1366.1463 | 1304.4557 | 1242.765 | 1181.0654 | 1119.3748 | 1057.6937 | 1041.7185 | 1025.7522 | 1009.786 | 993.8198 | 977.8444 | 961.8782 | 945.9218 | 929.9556 | 913.9801 | 898.0139 | 882.0477 | 866.0815 | 850.106 | 834.1398 | 818.1837
[8 empty] | PV+Storage - Class 5 | Moderate | 2101.7236 | 2290.6244 | 2212.714 | 2130.0824 | 1975.2422 | 1909.9751 | 1844.706 | 1779.4347 | 1714.161 | 1648.8845 | 1599.6181 | 1550.352 | 1501.0863 | 1451.821 | 1402.556 | 1379.8029 | 1357.0503 | 1334.298 | 1311.5462 | 1288.7949 | 1266.044 | 1243.2937 | 1220.5438 | 1197.7945 | 1175.0458 | 1152.2976 | 1129.5501 | 1106.8033 | 1084.0571 | 1061.3117
[8 empty] | PV+Storage - Class 5 | Conservative | 2101.7236 | 2290.6244 | 2309.2414 | 2297.5271 | 2263.0695 | 2204.3151 | 2145.5611 | 2086.8078 | 2028.0551 | 1969.3031 | 1944.1478 | 1918.9925 | 1893.8373 | 1868.682 | 1843.5268 | 1820.9158 | 1798.3048 | 1775.6938 | 1753.0828 | 1730.4719 | 1707.8609 | 1685.2499 | 1662.6389 | 1640.0279 | 1617.4169 | 1594.806 | 1572.195 | 1549.584 | 1526.973 | 1504.362
[8 empty] | PV+Storage - Class 6 | Advanced | 2101.7236 | 2290.6244 | 1950.8672 | 1856.9592 | 1769.0227 | 1688.4458 | 1607.8692 | 1527.292 | 1446.7145 | 1366.1463 | 1304.4557 | 1242.765 | 1181.0654 | 1119.3748 | 1057.6937 | 1041.7185 | 1025.7522 | 1009.786 | 993.8198 | 977.8444 | 961.8782 | 945.9218 | 929.9556 | 913.9801 | 898.0139 | 882.0477 | 866.0815 | 850.106 | 834.1398 | 818.1837
[8 empty] | PV+Storage - Class 6 | Moderate | 2101.7236 | 2290.6244 | 2212.714 | 2130.0824 | 1975.2422 | 1909.9751 | 1844.706 | 1779.4347 | 1714.161 | 1648.8845 | 1599.6181 | 1550.352 | 1501.0863 | 1451.821 | 1402.556 | 1379.8029 | 1357.0503 | 1334.298 | 1311.5462 | 1288.7949 | 1266.044 | 1243.2937 | 1220.5438 | 1197.7945 | 1175.0458 | 1152.2976 | 1129.5501 | 1106.8033 | 1084.0571 | 1061.3117
[8 empty] | PV+Storage - Class 6 | Conservative | 2101.7236 | 2290.6244 | 2309.2414 | 2297.5271 | 2263.0695 | 2204.3151 | 2145.5611 | 2086.8078 | 2028.0551 | 1969.3031 | 1944.1478 | 1918.9925 | 1893.8373 | 1868.682 | 1843.5268 | 1820.9158 | 1798.3048 | 1775.6938 | 1753.0828 | 1730.4719 | 1707.8609 | 1685.2499 | 1662.6389 | 1640.0279 | 1617.4169 | 1594.806 | 1572.195 | 1549.584 | 1526.973 | 1504.362
[8 empty] | PV+Storage - Class 7 | Advanced | 2101.7236 | 2290.6244 | 1950.8672 | 1856.9592 | 1769.0227 | 1688.4458 | 1607.8692 | 1527.292 | 1446.7145 | 1366.1463 | 1304.4557 | 1242.765 | 1181.0654 | 1119.3748 | 1057.6937 | 1041.7185 | 1025.7522 | 1009.786 | 993.8198 | 977.8444 | 961.8782 | 945.9218 | 929.9556 | 913.9801 | 898.0139 | 882.0477 | 866.0815 | 850.106 | 834.1398 | 818.1837
[8 empty] | PV+Storage - Class 7 | Moderate | 2101.7236 | 2290.6244 | 2212.714 | 2130.0824 | 1975.2422 | 1909.9751 | 1844.706 | 1779.4347 | 1714.161 | 1648.8845 | 1599.6181 | 1550.352 | 1501.0863 | 1451.821 | 1402.556 | 1379.8029 | 1357.0503 | 1334.298 | 1311.5462 | 1288.7949 | 1266.044 | 1243.2937 | 1220.5438 | 1197.7945 | 1175.0458 | 1152.2976 | 1129.5501 | 1106.8033 | 1084.0571 | 1061.3117
[8 empty] | PV+Storage - Class 7 | Conservative | 2101.7236 | 2290.6244 | 2309.2414 | 2297.5271 | 2263.0695 | 2204.3151 | 2145.5611 | 2086.8078 | 2028.0551 | 1969.3031 | 1944.1478 | 1918.9925 | 1893.8373 | 1868.682 | 1843.5268 | 1820.9158 | 1798.3048 | 1775.6938 | 1753.0828 | 1730.4719 | 1707.8609 | 1685.2499 | 1662.6389 | 1640.0279 | 1617.4169 | 1594.806 | 1572.195 | 1549.584 | 1526.973 | 1504.362
[8 empty] | PV+Storage - Class 8 | Advanced | 2101.7236 | 2290.6244 | 1950.8672 | 1856.9592 | 1769.0227 | 1688.4458 | 1607.8692 | 1527.292 | 1446.7145 | 1366.1463 | 1304.4557 | 1242.765 | 1181.0654 | 1119.3748 | 1057.6937 | 1041.7185 | 1025.7522 | 1009.786 | 993.8198 | 977.8444 | 961.8782 | 945.9218 | 929.9556 | 913.9801 | 898.0139 | 882.0477 | 866.0815 | 850.106 | 834.1398 | 818.1837
[8 empty] | PV+Storage - Class 8 | Moderate | 2101.7236 | 2290.6244 | 2212.714 | 2130.0824 | 1975.2422 | 1909.9751 | 1844.706 | 1779.4347 | 1714.161 | 1648.8845 | 1599.6181 | 1550.352 | 1501.0863 | 1451.821 | 1402.556 | 1379.8029 | 1357.0503 | 1334.298 | 1311.5462 | 1288.7949 | 1266.044 | 1243.2937 | 1220.5438 | 1197.7945 | 1175.0458 | 1152.2976 | 1129.5501 | 1106.8033 | 1084.0571 | 1061.3117
[8 empty] | PV+Storage - Class 8 | Conservative | 2101.7236 | 2290.6244 | 2309.2414 | 2297.5271 | 2263.0695 | 2204.3151 | 2145.5611 | 2086.8078 | 2028.0551 | 1969.3031 | 1944.1478 | 1918.9925 | 1893.8373 | 1868.682 | 1843.5268 | 1820.9158 | 1798.3048 | 1775.6938 | 1753.0828 | 1730.4719 | 1707.8609 | 1685.2499 | 1662.6389 | 1640.0279 | 1617.4169 | 1594.806 | 1572.195 | 1549.584 | 1526.973 | 1504.362
[8 empty] | PV+Storage - Class 9 | Advanced | 2101.7236 | 2290.6244 | 1950.8672 | 1856.9592 | 1769.0227 | 1688.4458 | 1607.8692 | 1527.292 | 1446.7145 | 1366.1463 | 1304.4557 | 1242.765 | 1181.0654 | 1119.3748 | 1057.6937 | 1041.7185 | 1025.7522 | 1009.786 | 993.8198 | 977.8444 | 961.8782 | 945.9218 | 929.9556 | 913.9801 | 898.0139 | 882.0477 | 866.0815 | 850.106 | 834.1398 | 818.1837
[8 empty] | PV+Storage - Class 9 | Moderate | 2101.7236 | 2290.6244 | 2212.714 | 2130.0824 | 1975.2422 | 1909.9751 | 1844.706 | 1779.4347 | 1714.161 | 1648.8845 | 1599.6181 | 1550.352 | 1501.0863 | 1451.821 | 1402.556 | 1379.8029 | 1357.0503 | 1334.298 | 1311.5462 | 1288.7949 | 1266.044 | 1243.2937 | 1220.5438 | 1197.7945 | 1175.0458 | 1152.2976 | 1129.5501 | 1106.8033 | 1084.0571 | 1061.3117
[8 empty] | PV+Storage - Class 9 | Conservative | 2101.7236 | 2290.6244 | 2309.2414 | 2297.5271 | 2263.0695 | 2204.3151 | 2145.5611 | 2086.8078 | 2028.0551 | 1969.3031 | 1944.1478 | 1918.9925 | 1893.8373 | 1868.682 | 1843.5268 | 1820.9158 | 1798.3048 | 1775.6938 | 1753.0828 | 1730.4719 | 1707.8609 | 1685.2499 | 1662.6389 | 1640.0279 | 1617.4169 | 1594.806 | 1572.195 | 1549.584 | 1526.973 | 1504.362
[8 empty] | PV+Storage - Class 10 | Advanced | 2101.7236 | 2290.6244 | 1950.8672 | 1856.9592 | 1769.0227 | 1688.4458 | 1607.8692 | 1527.292 | 1446.7145 | 1366.1463 | 1304.4557 | 1242.765 | 1181.0654 | 1119.3748 | 1057.6937 | 1041.7185 | 1025.7522 | 1009.786 | 993.8198 | 977.8444 | 961.8782 | 945.9218 | 929.9556 | 913.9801 | 898.0139 | 882.0477 | 866.0815 | 850.106 | 834.1398 | 818.1837
[8 empty] | PV+Storage - Class 10 | Moderate | 2101.7236 | 2290.6244 | 2212.714 | 2130.0824 | 1975.2422 | 1909.9751 | 1844.706 | 1779.4347 | 1714.161 | 1648.8845 | 1599.6181 | 1550.352 | 1501.0863 | 1451.821 | 1402.556 | 1379.8029 | 1357.0503 | 1334.298 | 1311.5462 | 1288.7949 | 1266.044 | 1243.2937 | 1220.5438 | 1197.7945 | 1175.0458 | 1152.2976 | 1129.5501 | 1106.8033 | 1084.0571 | 1061.3117
[8 empty] | PV+Storage - Class 10 | Conservative | 2101.7236 | 2290.6244 | 2309.2414 | 2297.5271 | 2263.0695 | 2204.3151 | 2145.5611 | 2086.8078 | 2028.0551 | 1969.3031 | 1944.1478 | 1918.9925 | 1893.8373 | 1868.682 | 1843.5268 | 1820.9158 | 1798.3048 | 1775.6938 | 1753.0828 | 1730.4719 | 1707.8609 | 1685.2499 | 1662.6389 | 1640.0279 | 1617.4169 | 1594.806 | 1572.195 | 1549.584 | 1526.973 | 1504.362
[10 empty] | 2021 | 2022 | 2023 | 2024 | 2025 | 2026 | 2027 | 2028 | 2029 | 2030 | 2031 | 2032 | 2033 | 2034 | 2035 | 2036 | 2037 | 2038 | 2039 | 2040 | 2041 | 2042 | 2043 | 2044 | 2045 | 2046 | 2047 | 2048 | 2049 | 2050
[7 empty] | Construction Financing Cost ($/kW) | PV+Storage - Class 1 | Advanced | 73.2558 | 79.8399 | 67.9977 | 64.7245 | 61.6595 | 58.851 | 56.0424 | 53.2339 | 50.4254 | 47.6172 | 45.4669 | 43.3167 | 41.1662 | 39.0159 | 36.866 | 36.3092 | 35.7527 | 35.1962 | 34.6397 | 34.0829 | 33.5264 | 32.9702 | 32.4137 | 31.8569 | 31.3004 | 30.7439 | 30.1874 | 29.6305 | 29.074 | 28.5179
[8 empty] | PV+Storage - Class 1 | Moderate | 73.2558 | 79.8399 | 77.1244 | 74.2442 | 68.8473 | 66.5724 | 64.2974 | 62.0224 | 59.7473 | 57.472 | 55.7549 | 54.0377 | 52.3205 | 50.6034 | 48.8862 | 48.0932 | 47.3001 | 46.5071 | 45.7141 | 44.9211 | 44.1281 | 43.3351 | 42.5422 | 41.7493 | 40.9563 | 40.1635 | 39.3706 | 38.5777 | 37.7849 | 36.9921
[8 empty] | PV+Storage - Class 1 | Conservative | 73.2558 | 79.8399 | 80.4888 | 80.0805 | 78.8795 | 76.8316 | 74.7838 | 72.7359 | 70.6881 | 68.6403 | 67.7635 | 66.8867 | 66.0099 | 65.1331 | 64.2563 | 63.4682 | 62.6801 | 61.892 | 61.1039 | 60.3158 | 59.5277 | 58.7396 | 57.9515 | 57.1633 | 56.3752 | 55.5871 | 54.799 | 54.0109 | 53.2228 | 52.4347
[8 empty] | PV+Storage - Class 2 | Advanced | 73.2558 | 79.8399 | 67.9977 | 64.7245 | 61.6595 | 58.851 | 56.0424 | 53.2339 | 50.4254 | 47.6172 | 45.4669 | 43.3167 | 41.1662 | 39.0159 | 36.866 | 36.3092 | 35.7527 | 35.1962 | 34.6397 | 34.0829 | 33.5264 | 32.9702 | 32.4137 | 31.8569 | 31.3004 | 30.7439 | 30.1874 | 29.6305 | 29.074 | 28.5179
[8 empty] | PV+Storage - Class 2 | Moderate | 73.2558 | 79.8399 | 77.1244 | 74.2442 | 68.8473 | 66.5724 | 64.2974 | 62.0224 | 59.7473 | 57.472 | 55.7549 | 54.0377 | 52.3205 | 50.6034 | 48.8862 | 48.0932 | 47.3001 | 46.5071 | 45.7141 | 44.9211 | 44.1281 | 43.3351 | 42.5422 | 41.7493 | 40.9563 | 40.1635 | 39.3706 | 38.5777 | 37.7849 | 36.9921
[8 empty] | PV+Storage - Class 2 | Conservative | 73.2558 | 79.8399 | 80.4888 | 80.0805 | 78.8795 | 76.8316 | 74.7838 | 72.7359 | 70.6881 | 68.6403 | 67.7635 | 66.8867 | 66.0099 | 65.1331 | 64.2563 | 63.4682 | 62.6801 | 61.892 | 61.1039 | 60.3158 | 59.5277 | 58.7396 | 57.9515 | 57.1633 | 56.3752 | 55.5871 | 54.799 | 54.0109 | 53.2228 | 52.4347
[8 empty] | PV+Storage - Class 3 | Advanced | 73.2558 | 79.8399 | 67.9977 | 64.7245 | 61.6595 | 58.851 | 56.0424 | 53.2339 | 50.4254 | 47.6172 | 45.4669 | 43.3167 | 41.1662 | 39.0159 | 36.866 | 36.3092 | 35.7527 | 35.1962 | 34.6397 | 34.0829 | 33.5264 | 32.9702 | 32.4137 | 31.8569 | 31.3004 | 30.7439 | 30.1874 | 29.6305 | 29.074 | 28.5179
[8 empty] | PV+Storage - Class 3 | Moderate | 73.2558 | 79.8399 | 77.1244 | 74.2442 | 68.8473 | 66.5724 | 64.2974 | 62.0224 | 59.7473 | 57.472 | 55.7549 | 54.0377 | 52.3205 | 50.6034 | 48.8862 | 48.0932 | 47.3001 | 46.5071 | 45.7141 | 44.9211 | 44.1281 | 43.3351 | 42.5422 | 41.7493 | 40.9563 | 40.1635 | 39.3706 | 38.5777 | 37.7849 | 36.9921
[8 empty] | PV+Storage - Class 3 | Conservative | 73.2558 | 79.8399 | 80.4888 | 80.0805 | 78.8795 | 76.8316 | 74.7838 | 72.7359 | 70.6881 | 68.6403 | 67.7635 | 66.8867 | 66.0099 | 65.1331 | 64.2563 | 63.4682 | 62.6801 | 61.892 | 61.1039 | 60.3158 | 59.5277 | 58.7396 | 57.9515 | 57.1633 | 56.3752 | 55.5871 | 54.799 | 54.0109 | 53.2228 | 52.4347
[8 empty] | PV+Storage - Class 4 | Advanced | 73.2558 | 79.8399 | 67.9977 | 64.7245 | 61.6595 | 58.851 | 56.0424 | 53.2339 | 50.4254 | 47.6172 | 45.4669 | 43.3167 | 41.1662 | 39.0159 | 36.866 | 36.3092 | 35.7527 | 35.1962 | 34.6397 | 34.0829 | 33.5264 | 32.9702 | 32.4137 | 31.8569 | 31.3004 | 30.7439 | 30.1874 | 29.6305 | 29.074 | 28.5179
[8 empty] | PV+Storage - Class 4 | Moderate | 73.2558 | 79.8399 | 77.1244 | 74.2442 | 68.8473 | 66.5724 | 64.2974 | 62.0224 | 59.7473 | 57.472 | 55.7549 | 54.0377 | 52.3205 | 50.6034 | 48.8862 | 48.0932 | 47.3001 | 46.5071 | 45.7141 | 44.9211 | 44.1281 | 43.3351 | 42.5422 | 41.7493 | 40.9563 | 40.1635 | 39.3706 | 38.5777 | 37.7849 | 36.9921
[8 empty] | PV+Storage - Class 4 | Conservative | 73.2558 | 79.8399 | 80.4888 | 80.0805 | 78.8795 | 76.8316 | 74.7838 | 72.7359 | 70.6881 | 68.6403 | 67.7635 | 66.8867 | 66.0099 | 65.1331 | 64.2563 | 63.4682 | 62.6801 | 61.892 | 61.1039 | 60.3158 | 59.5277 | 58.7396 | 57.9515 | 57.1633 | 56.3752 | 55.5871 | 54.799 | 54.0109 | 53.2228 | 52.4347
[8 empty] | PV+Storage - Class 5 | Advanced | 73.2558 | 79.8399 | 67.9977 | 64.7245 | 61.6595 | 58.851 | 56.0424 | 53.2339 | 50.4254 | 47.6172 | 45.4669 | 43.3167 | 41.1662 | 39.0159 | 36.866 | 36.3092 | 35.7527 | 35.1962 | 34.6397 | 34.0829 | 33.5264 | 32.9702 | 32.4137 | 31.8569 | 31.3004 | 30.7439 | 30.1874 | 29.6305 | 29.074 | 28.5179
[8 empty] | PV+Storage - Class 5 | Moderate | 73.2558 | 79.8399 | 77.1244 | 74.2442 | 68.8473 | 66.5724 | 64.2974 | 62.0224 | 59.7473 | 57.472 | 55.7549 | 54.0377 | 52.3205 | 50.6034 | 48.8862 | 48.0932 | 47.3001 | 46.5071 | 45.7141 | 44.9211 | 44.1281 | 43.3351 | 42.5422 | 41.7493 | 40.9563 | 40.1635 | 39.3706 | 38.5777 | 37.7849 | 36.9921
[8 empty] | PV+Storage - Class 5 | Conservative | 73.2558 | 79.8399 | 80.4888 | 80.0805 | 78.8795 | 76.8316 | 74.7838 | 72.7359 | 70.6881 | 68.6403 | 67.7635 | 66.8867 | 66.0099 | 65.1331 | 64.2563 | 63.4682 | 62.6801 | 61.892 | 61.1039 | 60.3158 | 59.5277 | 58.7396 | 57.9515 | 57.1633 | 56.3752 | 55.5871 | 54.799 | 54.0109 | 53.2228 | 52.4347
[8 empty] | PV+Storage - Class 6 | Advanced | 73.2558 | 79.8399 | 67.9977 | 64.7245 | 61.6595 | 58.851 | 56.0424 | 53.2339 | 50.4254 | 47.6172 | 45.4669 | 43.3167 | 41.1662 | 39.0159 | 36.866 | 36.3092 | 35.7527 | 35.1962 | 34.6397 | 34.0829 | 33.5264 | 32.9702 | 32.4137 | 31.8569 | 31.3004 | 30.7439 | 30.1874 | 29.6305 | 29.074 | 28.5179
[8 empty] | PV+Storage - Class 6 | Moderate | 73.2558 | 79.8399 | 77.1244 | 74.2442 | 68.8473 | 66.5724 | 64.2974 | 62.0224 | 59.7473 | 57.472 | 55.7549 | 54.0377 | 52.3205 | 50.6034 | 48.8862 | 48.0932 | 47.3001 | 46.5071 | 45.7141 | 44.9211 | 44.1281 | 43.3351 | 42.5422 | 41.7493 | 40.9563 | 40.1635 | 39.3706 | 38.5777 | 37.7849 | 36.9921
[8 empty] | PV+Storage - Class 6 | Conservative | 73.2558 | 79.8399 | 80.4888 | 80.0805 | 78.8795 | 76.8316 | 74.7838 | 72.7359 | 70.6881 | 68.6403 | 67.7635 | 66.8867 | 66.0099 | 65.1331 | 64.2563 | 63.4682 | 62.6801 | 61.892 | 61.1039 | 60.3158 | 59.5277 | 58.7396 | 57.9515 | 57.1633 | 56.3752 | 55.5871 | 54.799 | 54.0109 | 53.2228 | 52.4347
[8 empty] | PV+Storage - Class 7 | Advanced | 73.2558 | 79.8399 | 67.9977 | 64.7245 | 61.6595 | 58.851 | 56.0424 | 53.2339 | 50.4254 | 47.6172 | 45.4669 | 43.3167 | 41.1662 | 39.0159 | 36.866 | 36.3092 | 35.7527 | 35.1962 | 34.6397 | 34.0829 | 33.5264 | 32.9702 | 32.4137 | 31.8569 | 31.3004 | 30.7439 | 30.1874 | 29.6305 | 29.074 | 28.5179
[8 empty] | PV+Storage - Class 7 | Moderate | 73.2558 | 79.8399 | 77.1244 | 74.2442 | 68.8473 | 66.5724 | 64.2974 | 62.0224 | 59.7473 | 57.472 | 55.7549 | 54.0377 | 52.3205 | 50.6034 | 48.8862 | 48.0932 | 47.3001 | 46.5071 | 45.7141 | 44.9211 | 44.1281 | 43.3351 | 42.5422 | 41.7493 | 40.9563 | 40.1635 | 39.3706 | 38.5777 | 37.7849 | 36.9921
[8 empty] | PV+Storage - Class 7 | Conservative | 73.2558 | 79.8399 | 80.4888 | 80.0805 | 78.8795 | 76.8316 | 74.7838 | 72.7359 | 70.6881 | 68.6403 | 67.7635 | 66.8867 | 66.0099 | 65.1331 | 64.2563 | 63.4682 | 62.6801 | 61.892 | 61.1039 | 60.3158 | 59.5277 | 58.7396 | 57.9515 | 57.1633 | 56.3752 | 55.5871 | 54.799 | 54.0109 | 53.2228 | 52.4347
[8 empty] | PV+Storage - Class 8 | Advanced | 73.2558 | 79.8399 | 67.9977 | 64.7245 | 61.6595 | 58.851 | 56.0424 | 53.2339 | 50.4254 | 47.6172 | 45.4669 | 43.3167 | 41.1662 | 39.0159 | 36.866 | 36.3092 | 35.7527 | 35.1962 | 34.6397 | 34.0829 | 33.5264 | 32.9702 | 32.4137 | 31.8569 | 31.3004 | 30.7439 | 30.1874 | 29.6305 | 29.074 | 28.5179
[8 empty] | PV+Storage - Class 8 | Moderate | 73.2558 | 79.8399 | 77.1244 | 74.2442 | 68.8473 | 66.5724 | 64.2974 | 62.0224 | 59.7473 | 57.472 | 55.7549 | 54.0377 | 52.3205 | 50.6034 | 48.8862 | 48.0932 | 47.3001 | 46.5071 | 45.7141 | 44.9211 | 44.1281 | 43.3351 | 42.5422 | 41.7493 | 40.9563 | 40.1635 | 39.3706 | 38.5777 | 37.7849 | 36.9921
[8 empty] | PV+Storage - Class 8 | Conservative | 73.2558 | 79.8399 | 80.4888 | 80.0805 | 78.8795 | 76.8316 | 74.7838 | 72.7359 | 70.6881 | 68.6403 | 67.7635 | 66.8867 | 66.0099 | 65.1331 | 64.2563 | 63.4682 | 62.6801 | 61.892 | 61.1039 | 60.3158 | 59.5277 | 58.7396 | 57.9515 | 57.1633 | 56.3752 | 55.5871 | 54.799 | 54.0109 | 53.2228 | 52.4347
[8 empty] | PV+Storage - Class 9 | Advanced | 73.2558 | 79.8399 | 67.9977 | 64.7245 | 61.6595 | 58.851 | 56.0424 | 53.2339 | 50.4254 | 47.6172 | 45.4669 | 43.3167 | 41.1662 | 39.0159 | 36.866 | 36.3092 | 35.7527 | 35.1962 | 34.6397 | 34.0829 | 33.5264 | 32.9702 | 32.4137 | 31.8569 | 31.3004 | 30.7439 | 30.1874 | 29.6305 | 29.074 | 28.5179
[8 empty] | PV+Storage - Class 9 | Moderate | 73.2558 | 79.8399 | 77.1244 | 74.2442 | 68.8473 | 66.5724 | 64.2974 | 62.0224 | 59.7473 | 57.472 | 55.7549 | 54.0377 | 52.3205 | 50.6034 | 48.8862 | 48.0932 | 47.3001 | 46.5071 | 45.7141 | 44.9211 | 44.1281 | 43.3351 | 42.5422 | 41.7493 | 40.9563 | 40.1635 | 39.3706 | 38.5777 | 37.7849 | 36.9921
[8 empty] | PV+Storage - Class 9 | Conservative | 73.2558 | 79.8399 | 80.4888 | 80.0805 | 78.8795 | 76.8316 | 74.7838 | 72.7359 | 70.6881 | 68.6403 | 67.7635 | 66.8867 | 66.0099 | 65.1331 | 64.2563 | 63.4682 | 62.6801 | 61.892 | 61.1039 | 60.3158 | 59.5277 | 58.7396 | 57.9515 | 57.1633 | 56.3752 | 55.5871 | 54.799 | 54.0109 | 53.2228 | 52.4347
[8 empty] | PV+Storage - Class 10 | Advanced | 73.2558 | 79.8399 | 67.9977 | 64.7245 | 61.6595 | 58.851 | 56.0424 | 53.2339 | 50.4254 | 47.6172 | 45.4669 | 43.3167 | 41.1662 | 39.0159 | 36.866 | 36.3092 | 35.7527 | 35.1962 | 34.6397 | 34.0829 | 33.5264 | 32.9702 | 32.4137 | 31.8569 | 31.3004 | 30.7439 | 30.1874 | 29.6305 | 29.074 | 28.5179
[8 empty] | PV+Storage - Class 10 | Moderate | 73.2558 | 79.8399 | 77.1244 | 74.2442 | 68.8473 | 66.5724 | 64.2974 | 62.0224 | 59.7473 | 57.472 | 55.7549 | 54.0377 | 52.3205 | 50.6034 | 48.8862 | 48.0932 | 47.3001 | 46.5071 | 45.7141 | 44.9211 | 44.1281 | 43.3351 | 42.5422 | 41.7493 | 40.9563 | 40.1635 | 39.3706 | 38.5777 | 37.7849 | 36.9921
[8 empty] | PV+Storage - Class 10 | Conservative | 73.2558 | 79.8399 | 80.4888 | 80.0805 | 78.8795 | 76.8316 | 74.7838 | 72.7359 | 70.6881 | 68.6403 | 67.7635 | 66.8867 | 66.0099 | 65.1331 | 64.2563 | 63.4682 | 62.6801 | 61.892 | 61.1039 | 60.3158 | 59.5277 | 58.7396 | 57.9515 | 57.1633 | 56.3752 | 55.5871 | 54.799 | 54.0109 | 53.2228 | 52.4347
[10 empty] | 2021 | 2022 | 2023 | 2024 | 2025 | 2026 | 2027 | 2028 | 2029 | 2030 | 2031 | 2032 | 2033 | 2034 | 2035 | 2036 | 2037 | 2038 | 2039 | 2040 | 2041 | 2042 | 2043 | 2044 | 2045 | 2046 | 2047 | 2048 | 2049 | 2050
[7 empty] | PV System Cost ($/kW) | PV+Storage - Class 1 | Advanced | 1245.8151 | 1325.3352 | 1270.3421 | 1215.349 | 1160.3559 | 1105.3628 | 1050.3696 | 995.3765 | 940.3834 | 885.3903 | 830.3972 | 775.4041 | 720.411 | 665.4179 | 610.4248 | 603.2542 | 596.0837 | 588.9132 | 581.7426 | 574.5721 | 567.4016 | 560.231 | 553.0605 | 545.89 | 538.7194 | 531.5489 | 524.3784 | 517.2078 | 510.0373 | 502.8668
[8 empty] | PV+Storage - Class 1 | Moderate | 1245.8151 | 1325.3352 | 1284.9483 | 1244.5615 | 1204.1747 | 1163.7878 | 1123.401 | 1083.0141 | 1042.6273 | 1002.2404 | 961.8536 | 921.4667 | 881.0799 | 840.693 | 800.3062 | 787.6474 | 774.9887 | 762.3299 | 749.6711 | 737.0124 | 724.3536 | 711.6949 | 699.0361 | 686.3773 | 673.7186 | 661.0598 | 648.401 | 635.7423 | 623.0835 | 610.4248
[8 empty] | PV+Storage - Class 1 | Conservative | 1245.8151 | 1325.3352 | 1305.1586 | 1284.982 | 1264.8054 | 1244.6289 | 1224.4523 | 1204.2757 | 1184.0991 | 1163.9225 | 1143.7459 | 1123.5693 | 1103.3928 | 1083.2162 | 1063.0396 | 1045.524 | 1028.0085 | 1010.4929 | 992.9774 | 975.4618 | 957.9462 | 940.4307 | 922.9151 | 905.3996 | 887.884 | 870.3684 | 852.8529 | 835.3373 | 817.8218 | 800.3062
[8 empty] | PV+Storage - Class 2 | Advanced | 1245.8151 | 1325.3352 | 1270.3421 | 1215.349 | 1160.3559 | 1105.3628 | 1050.3696 | 995.3765 | 940.3834 | 885.3903 | 830.3972 | 775.4041 | 720.411 | 665.4179 | 610.4248 | 603.2542 | 596.0837 | 588.9132 | 581.7426 | 574.5721 | 567.4016 | 560.231 | 553.0605 | 545.89 | 538.7194 | 531.5489 | 524.3784 | 517.2078 | 510.0373 | 502.8668
[8 empty] | PV+Storage - Class 2 | Moderate | 1245.8151 | 1325.3352 | 1284.9483 | 1244.5615 | 1204.1747 | 1163.7878 | 1123.401 | 1083.0141 | 1042.6273 | 1002.2404 | 961.8536 | 921.4667 | 881.0799 | 840.693 | 800.3062 | 787.6474 | 774.9887 | 762.3299 | 749.6711 | 737.0124 | 724.3536 | 711.6949 | 699.0361 | 686.3773 | 673.7186 | 661.0598 | 648.401 | 635.7423 | 623.0835 | 610.4248
[8 empty] | PV+Storage - Class 2 | Conservative | 1245.8151 | 1325.3352 | 1305.1586 | 1284.982 | 1264.8054 | 1244.6289 | 1224.4523 | 1204.2757 | 1184.0991 | 1163.9225 | 1143.7459 | 1123.5693 | 1103.3928 | 1083.2162 | 1063.0396 | 1045.524 | 1028.0085 | 1010.4929 | 992.9774 | 975.4618 | 957.9462 | 940.4307 | 922.9151 | 905.3996 | 887.884 | 870.3684 | 852.8529 | 835.3373 | 817.8218 | 800.3062
[8 empty] | PV+Storage - Class 3 | Advanced | 1245.8151 | 1325.3352 | 1270.3421 | 1215.349 | 1160.3559 | 1105.3628 | 1050.3696 | 995.3765 | 940.3834 | 885.3903 | 830.3972 | 775.4041 | 720.411 | 665.4179 | 610.4248 | 603.2542 | 596.0837 | 588.9132 | 581.7426 | 574.5721 | 567.4016 | 560.231 | 553.0605 | 545.89 | 538.7194 | 531.5489 | 524.3784 | 517.2078 | 510.0373 | 502.8668
[8 empty] | PV+Storage - Class 3 | Moderate | 1245.8151 | 1325.3352 | 1284.9483 | 1244.5615 | 1204.1747 | 1163.7878 | 1123.401 | 1083.0141 | 1042.6273 | 1002.2404 | 961.8536 | 921.4667 | 881.0799 | 840.693 | 800.3062 | 787.6474 | 774.9887 | 762.3299 | 749.6711 | 737.0124 | 724.3536 | 711.6949 | 699.0361 | 686.3773 | 673.7186 | 661.0598 | 648.401 | 635.7423 | 623.0835 | 610.4248
[8 empty] | PV+Storage - Class 3 | Conservative | 1245.8151 | 1325.3352 | 1305.1586 | 1284.982 | 1264.8054 | 1244.6289 | 1224.4523 | 1204.2757 | 1184.0991 | 1163.9225 | 1143.7459 | 1123.5693 | 1103.3928 | 1083.2162 | 1063.0396 | 1045.524 | 1028.0085 | 1010.4929 | 992.9774 | 975.4618 | 957.9462 | 940.4307 | 922.9151 | 905.3996 | 887.884 | 870.3684 | 852.8529 | 835.3373 | 817.8218 | 800.3062
[8 empty] | PV+Storage - Class 4 | Advanced | 1245.8151 | 1325.3352 | 1270.3421 | 1215.349 | 1160.3559 | 1105.3628 | 1050.3696 | 995.3765 | 940.3834 | 885.3903 | 830.3972 | 775.4041 | 720.411 | 665.4179 | 610.4248 | 603.2542 | 596.0837 | 588.9132 | 581.7426 | 574.5721 | 567.4016 | 560.231 | 553.0605 | 545.89 | 538.7194 | 531.5489 | 524.3784 | 517.2078 | 510.0373 | 502.8668
[8 empty] | PV+Storage - Class 4 | Moderate | 1245.8151 | 1325.3352 | 1284.9483 | 1244.5615 | 1204.1747 | 1163.7878 | 1123.401 | 1083.0141 | 1042.6273 | 1002.2404 | 961.8536 | 921.4667 | 881.0799 | 840.693 | 800.3062 | 787.6474 | 774.9887 | 762.3299 | 749.6711 | 737.0124 | 724.3536 | 711.6949 | 699.0361 | 686.3773 | 673.7186 | 661.0598 | 648.401 | 635.7423 | 623.0835 | 610.4248
[8 empty] | PV+Storage - Class 4 | Conservative | 1245.8151 | 1325.3352 | 1305.1586 | 1284.982 | 1264.8054 | 1244.6289 | 1224.4523 | 1204.2757 | 1184.0991 | 1163.9225 | 1143.7459 | 1123.5693 | 1103.3928 | 1083.2162 | 1063.0396 | 1045.524 | 1028.0085 | 1010.4929 | 992.9774 | 975.4618 | 957.9462 | 940.4307 | 922.9151 | 905.3996 | 887.884 | 870.3684 | 852.8529 | 835.3373 | 817.8218 | 800.3062
[8 empty] | PV+Storage - Class 5 | Advanced | 1245.8151 | 1325.3352 | 1270.3421 | 1215.349 | 1160.3559 | 1105.3628 | 1050.3696 | 995.3765 | 940.3834 | 885.3903 | 830.3972 | 775.4041 | 720.411 | 665.4179 | 610.4248 | 603.2542 | 596.0837 | 588.9132 | 581.7426 | 574.5721 | 567.4016 | 560.231 | 553.0605 | 545.89 | 538.7194 | 531.5489 | 524.3784 | 517.2078 | 510.0373 | 502.8668
[8 empty] | PV+Storage - Class 5 | Moderate | 1245.8151 | 1325.3352 | 1284.9483 | 1244.5615 | 1204.1747 | 1163.7878 | 1123.401 | 1083.0141 | 1042.6273 | 1002.2404 | 961.8536 | 921.4667 | 881.0799 | 840.693 | 800.3062 | 787.6474 | 774.9887 | 762.3299 | 749.6711 | 737.0124 | 724.3536 | 711.6949 | 699.0361 | 686.3773 | 673.7186 | 661.0598 | 648.401 | 635.7423 | 623.0835 | 610.4248
[8 empty] | PV+Storage - Class 5 | Conservative | 1245.8151 | 1325.3352 | 1305.1586 | 1284.982 | 1264.8054 | 1244.6289 | 1224.4523 | 1204.2757 | 1184.0991 | 1163.9225 | 1143.7459 | 1123.5693 | 1103.3928 | 1083.2162 | 1063.0396 | 1045.524 | 1028.0085 | 1010.4929 | 992.9774 | 975.4618 | 957.9462 | 940.4307 | 922.9151 | 905.3996 | 887.884 | 870.3684 | 852.8529 | 835.3373 | 817.8218 | 800.3062
[8 empty] | PV+Storage - Class 6 | Advanced | 1245.8151 | 1325.3352 | 1270.3421 | 1215.349 | 1160.3559 | 1105.3628 | 1050.3696 | 995.3765 | 940.3834 | 885.3903 | 830.3972 | 775.4041 | 720.411 | 665.4179 | 610.4248 | 603.2542 | 596.0837 | 588.9132 | 581.7426 | 574.5721 | 567.4016 | 560.231 | 553.0605 | 545.89 | 538.7194 | 531.5489 | 524.3784 | 517.2078 | 510.0373 | 502.8668
[8 empty] | PV+Storage - Class 6 | Moderate | 1245.8151 | 1325.3352 | 1284.9483 | 1244.5615 | 1204.1747 | 1163.7878 | 1123.401 | 1083.0141 | 1042.6273 | 1002.2404 | 961.8536 | 921.4667 | 881.0799 | 840.693 | 800.3062 | 787.6474 | 774.9887 | 762.3299 | 749.6711 | 737.0124 | 724.3536 | 711.6949 | 699.0361 | 686.3773 | 673.7186 | 661.0598 | 648.401 | 635.7423 | 623.0835 | 610.4248
[8 empty] | PV+Storage - Class 6 | Conservative | 1245.8151 | 1325.3352 | 1305.1586 | 1284.982 | 1264.8054 | 1244.6289 | 1224.4523 | 1204.2757 | 1184.0991 | 1163.9225 | 1143.7459 | 1123.5693 | 1103.3928 | 1083.2162 | 1063.0396 | 1045.524 | 1028.0085 | 1010.4929 | 992.9774 | 975.4618 | 957.9462 | 940.4307 | 922.9151 | 905.3996 | 887.884 | 870.3684 | 852.8529 | 835.3373 | 817.8218 | 800.3062
[8 empty] | PV+Storage - Class 7 | Advanced | 1245.8151 | 1325.3352 | 1270.3421 | 1215.349 | 1160.3559 | 1105.3628 | 1050.3696 | 995.3765 | 940.3834 | 885.3903 | 830.3972 | 775.4041 | 720.411 | 665.4179 | 610.4248 | 603.2542 | 596.0837 | 588.9132 | 581.7426 | 574.5721 | 567.4016 | 560.231 | 553.0605 | 545.89 | 538.7194 | 531.5489 | 524.3784 | 517.2078 | 510.0373 | 502.8668
[8 empty] | PV+Storage - Class 7 | Moderate | 1245.8151 | 1325.3352 | 1284.9483 | 1244.5615 | 1204.1747 | 1163.7878 | 1123.401 | 1083.0141 | 1042.6273 | 1002.2404 | 961.8536 | 921.4667 | 881.0799 | 840.693 | 800.3062 | 787.6474 | 774.9887 | 762.3299 | 749.6711 | 737.0124 | 724.3536 | 711.6949 | 699.0361 | 686.3773 | 673.7186 | 661.0598 | 648.401 | 635.7423 | 623.0835 | 610.4248
[8 empty] | PV+Storage - Class 7 | Conservative | 1245.8151 | 1325.3352 | 1305.1586 | 1284.982 | 1264.8054 | 1244.6289 | 1224.4523 | 1204.2757 | 1184.0991 | 1163.9225 | 1143.7459 | 1123.5693 | 1103.3928 | 1083.2162 | 1063.0396 | 1045.524 | 1028.0085 | 1010.4929 | 992.9774 | 975.4618 | 957.9462 | 940.4307 | 922.9151 | 905.3996 | 887.884 | 870.3684 | 852.8529 | 835.3373 | 817.8218 | 800.3062
[8 empty] | PV+Storage - Class 8 | Advanced | 1245.8151 | 1325.3352 | 1270.3421 | 1215.349 | 1160.3559 | 1105.3628 | 1050.3696 | 995.3765 | 940.3834 | 885.3903 | 830.3972 | 775.4041 | 720.411 | 665.4179 | 610.4248 | 603.2542 | 596.0837 | 588.9132 | 581.7426 | 574.5721 | 567.4016 | 560.231 | 553.0605 | 545.89 | 538.7194 | 531.5489 | 524.3784 | 517.2078 | 510.0373 | 502.8668
[8 empty] | PV+Storage - Class 8 | Moderate | 1245.8151 | 1325.3352 | 1284.9483 | 1244.5615 | 1204.1747 | 1163.7878 | 1123.401 | 1083.0141 | 1042.6273 | 1002.2404 | 961.8536 | 921.4667 | 881.0799 | 840.693 | 800.3062 | 787.6474 | 774.9887 | 762.3299 | 749.6711 | 737.0124 | 724.3536 | 711.6949 | 699.0361 | 686.3773 | 673.7186 | 661.0598 | 648.401 | 635.7423 | 623.0835 | 610.4248
[8 empty] | PV+Storage - Class 8 | Conservative | 1245.8151 | 1325.3352 | 1305.1586 | 1284.982 | 1264.8054 | 1244.6289 | 1224.4523 | 1204.2757 | 1184.0991 | 1163.9225 | 1143.7459 | 1123.5693 | 1103.3928 | 1083.2162 | 1063.0396 | 1045.524 | 1028.0085 | 1010.4929 | 992.9774 | 975.4618 | 957.9462 | 940.4307 | 922.9151 | 905.3996 | 887.884 | 870.3684 | 852.8529 | 835.3373 | 817.8218 | 800.3062
[8 empty] | PV+Storage - Class 9 | Advanced | 1245.8151 | 1325.3352 | 1270.3421 | 1215.349 | 1160.3559 | 1105.3628 | 1050.3696 | 995.3765 | 940.3834 | 885.3903 | 830.3972 | 775.4041 | 720.411 | 665.4179 | 610.4248 | 603.2542 | 596.0837 | 588.9132 | 581.7426 | 574.5721 | 567.4016 | 560.231 | 553.0605 | 545.89 | 538.7194 | 531.5489 | 524.3784 | 517.2078 | 510.0373 | 502.8668
[8 empty] | PV+Storage - Class 9 | Moderate | 1245.8151 | 1325.3352 | 1284.9483 | 1244.5615 | 1204.1747 | 1163.7878 | 1123.401 | 1083.0141 | 1042.6273 | 1002.2404 | 961.8536 | 921.4667 | 881.0799 | 840.693 | 800.3062 | 787.6474 | 774.9887 | 762.3299 | 749.6711 | 737.0124 | 724.3536 | 711.6949 | 699.0361 | 686.3773 | 673.7186 | 661.0598 | 648.401 | 635.7423 | 623.0835 | 610.4248
[8 empty] | PV+Storage - Class 9 | Conservative | 1245.8151 | 1325.3352 | 1305.1586 | 1284.982 | 1264.8054 | 1244.6289 | 1224.4523 | 1204.2757 | 1184.0991 | 1163.9225 | 1143.7459 | 1123.5693 | 1103.3928 | 1083.2162 | 1063.0396 | 1045.524 | 1028.0085 | 1010.4929 | 992.9774 | 975.4618 | 957.9462 | 940.4307 | 922.9151 | 905.3996 | 887.884 | 870.3684 | 852.8529 | 835.3373 | 817.8218 | 800.3062
[8 empty] | PV+Storage - Class 10 | Advanced | 1245.8151 | 1325.3352 | 1270.3421 | 1215.349 | 1160.3559 | 1105.3628 | 1050.3696 | 995.3765 | 940.3834 | 885.3903 | 830.3972 | 775.4041 | 720.411 | 665.4179 | 610.4248 | 603.2542 | 596.0837 | 588.9132 | 581.7426 | 574.5721 | 567.4016 | 560.231 | 553.0605 | 545.89 | 538.7194 | 531.5489 | 524.3784 | 517.2078 | 510.0373 | 502.8668
[8 empty] | PV+Storage - Class 10 | Moderate | 1245.8151 | 1325.3352 | 1284.9483 | 1244.5615 | 1204.1747 | 1163.7878 | 1123.401 | 1083.0141 | 1042.6273 | 1002.2404 | 961.8536 | 921.4667 | 881.0799 | 840.693 | 800.3062 | 787.6474 | 774.9887 | 762.3299 | 749.6711 | 737.0124 | 724.3536 | 711.6949 | 699.0361 | 686.3773 | 673.7186 | 661.0598 | 648.401 | 635.7423 | 623.0835 | 610.4248
[8 empty] | PV+Storage - Class 10 | Conservative | 1245.8151 | 1325.3352 | 1305.1586 | 1284.982 | 1264.8054 | 1244.6289 | 1224.4523 | 1204.2757 | 1184.0991 | 1163.9225 | 1143.7459 | 1123.5693 | 1103.3928 | 1083.2162 | 1063.0396 | 1045.524 | 1028.0085 | 1010.4929 | 992.9774 | 975.4618 | 957.9462 | 940.4307 | 922.9151 | 905.3996 | 887.884 | 870.3684 | 852.8529 | 835.3373 | 817.8218 | 800.3062
[10 empty] | 2021 | 2022 | 2023 | 2024 | 2025 | 2026 | 2027 | 2028 | 2029 | 2030 | 2031 | 2032 | 2033 | 2034 | 2035 | 2036 | 2037 | 2038 | 2039 | 2040 | 2041 | 2042 | 2043 | 2044 | 2045 | 2046 | 2047 | 2048 | 2049 | 2050
[7 empty] | Battery Storage Cost ($/kW) | PV+Storage - Class 1 | Advanced | 1587.252 | 1784 | 1283.4089 | 1211.3687 | 1149.7378 | 1100.9357 | 1052.1342 | 1003.3315 | 954.5285 | 905.7416 | 889.861 | 873.9804 | 858.0841 | 842.2035 | 826.3396 | 810.4433 | 794.5628 | 778.6822 | 762.8016 | 746.9051 | 731.0245 | 715.1611 | 699.2805 | 683.3839 | 667.5034 | 651.6229 | 635.7423 | 619.8455 | 603.965 | 588.1021
[8 empty] | PV+Storage - Class 1 | Moderate | 1587.252 | 1784 | 1715.5023 | 1638.7747 | 1436.1771 | 1389.7184 | 1343.2563 | 1296.7904 | 1250.3202 | 1203.8451 | 1185.278 | 1166.7115 | 1148.1456 | 1129.5803 | 1111.0157 | 1092.4517 | 1073.8885 | 1055.326 | 1036.7642 | 1018.2033 | 999.6431 | 981.0839 | 962.5255 | 943.9681 | 925.4117 | 906.8563 | 888.302 | 869.7489 | 851.1969 | 832.6462
[8 empty] | PV+Storage - Class 1 | Conservative | 1587.252 | 1784 | 1850.0799 | 1863.2877 | 1836.8507 | 1768.0608 | 1699.2718 | 1630.4838 | 1561.6969 | 1492.9113 | 1482.6896 | 1472.468 | 1462.2463 | 1452.0247 | 1441.8031 | 1431.5814 | 1421.3598 | 1411.1381 | 1400.9165 | 1390.6949 | 1380.4732 | 1370.2516 | 1360.03 | 1349.8083 | 1339.5867 | 1329.365 | 1319.1434 | 1308.9218 | 1298.7001 | 1288.4785
[8 empty] | PV+Storage - Class 2 | Advanced | 1587.252 | 1784 | 1283.4089 | 1211.3687 | 1149.7378 | 1100.9357 | 1052.1342 | 1003.3315 | 954.5285 | 905.7416 | 889.861 | 873.9804 | 858.0841 | 842.2035 | 826.3396 | 810.4433 | 794.5628 | 778.6822 | 762.8016 | 746.9051 | 731.0245 | 715.1611 | 699.2805 | 683.3839 | 667.5034 | 651.6229 | 635.7423 | 619.8455 | 603.965 | 588.1021
[8 empty] | PV+Storage - Class 2 | Moderate | 1587.252 | 1784 | 1715.5023 | 1638.7747 | 1436.1771 | 1389.7184 | 1343.2563 | 1296.7904 | 1250.3202 | 1203.8451 | 1185.278 | 1166.7115 | 1148.1456 | 1129.5803 | 1111.0157 | 1092.4517 | 1073.8885 | 1055.326 | 1036.7642 | 1018.2033 | 999.6431 | 981.0839 | 962.5255 | 943.9681 | 925.4117 | 906.8563 | 888.302 | 869.7489 | 851.1969 | 832.6462
[8 empty] | PV+Storage - Class 2 | Conservative | 1587.252 | 1784 | 1850.0799 | 1863.2877 | 1836.8507 | 1768.0608 | 1699.2718 | 1630.4838 | 1561.6969 | 1492.9113 | 1482.6896 | 1472.468 | 1462.2463 | 1452.0247 | 1441.8031 | 1431.5814 | 1421.3598 | 1411.1381 | 1400.9165 | 1390.6949 | 1380.4732 | 1370.2516 | 1360.03 | 1349.8083 | 1339.5867 | 1329.365 | 1319.1434 | 1308.9218 | 1298.7001 | 1288.4785
[8 empty] | PV+Storage - Class 3 | Advanced | 1587.252 | 1784 | 1283.4089 | 1211.3687 | 1149.7378 | 1100.9357 | 1052.1342 | 1003.3315 | 954.5285 | 905.7416 | 889.861 | 873.9804 | 858.0841 | 842.2035 | 826.3396 | 810.4433 | 794.5628 | 778.6822 | 762.8016 | 746.9051 | 731.0245 | 715.1611 | 699.2805 | 683.3839 | 667.5034 | 651.6229 | 635.7423 | 619.8455 | 603.965 | 588.1021
[8 empty] | PV+Storage - Class 3 | Moderate | 1587.252 | 1784 | 1715.5023 | 1638.7747 | 1436.1771 | 1389.7184 | 1343.2563 | 1296.7904 | 1250.3202 | 1203.8451 | 1185.278 | 1166.7115 | 1148.1456 | 1129.5803 | 1111.0157 | 1092.4517 | 1073.8885 | 1055.326 | 1036.7642 | 1018.2033 | 999.6431 | 981.0839 | 962.5255 | 943.9681 | 925.4117 | 906.8563 | 888.302 | 869.7489 | 851.1969 | 832.6462
[8 empty] | PV+Storage - Class 3 | Conservative | 1587.252 | 1784 | 1850.0799 | 1863.2877 | 1836.8507 | 1768.0608 | 1699.2718 | 1630.4838 | 1561.6969 | 1492.9113 | 1482.6896 | 1472.468 | 1462.2463 | 1452.0247 | 1441.8031 | 1431.5814 | 1421.3598 | 1411.1381 | 1400.9165 | 1390.6949 | 1380.4732 | 1370.2516 | 1360.03 | 1349.8083 | 1339.5867 | 1329.365 | 1319.1434 | 1308.9218 | 1298.7001 | 1288.4785
[8 empty] | PV+Storage - Class 4 | Advanced | 1587.252 | 1784 | 1283.4089 | 1211.3687 | 1149.7378 | 1100.9357 | 1052.1342 | 1003.3315 | 954.5285 | 905.7416 | 889.861 | 873.9804 | 858.0841 | 842.2035 | 826.3396 | 810.4433 | 794.5628 | 778.6822 | 762.8016 | 746.9051 | 731.0245 | 715.1611 | 699.2805 | 683.3839 | 667.5034 | 651.6229 | 635.7423 | 619.8455 | 603.965 | 588.1021
[8 empty] | PV+Storage - Class 4 | Moderate | 1587.252 | 1784 | 1715.5023 | 1638.7747 | 1436.1771 | 1389.7184 | 1343.2563 | 1296.7904 | 1250.3202 | 1203.8451 | 1185.278 | 1166.7115 | 1148.1456 | 1129.5803 | 1111.0157 | 1092.4517 | 1073.8885 | 1055.326 | 1036.7642 | 1018.2033 | 999.6431 | 981.0839 | 962.5255 | 943.9681 | 925.4117 | 906.8563 | 888.302 | 869.7489 | 851.1969 | 832.6462
[8 empty] | PV+Storage - Class 4 | Conservative | 1587.252 | 1784 | 1850.0799 | 1863.2877 | 1836.8507 | 1768.0608 | 1699.2718 | 1630.4838 | 1561.6969 | 1492.9113 | 1482.6896 | 1472.468 | 1462.2463 | 1452.0247 | 1441.8031 | 1431.5814 | 1421.3598 | 1411.1381 | 1400.9165 | 1390.6949 | 1380.4732 | 1370.2516 | 1360.03 | 1349.8083 | 1339.5867 | 1329.365 | 1319.1434 | 1308.9218 | 1298.7001 | 1288.4785
[8 empty] | PV+Storage - Class 5 | Advanced | 1587.252 | 1784 | 1283.4089 | 1211.3687 | 1149.7378 | 1100.9357 | 1052.1342 | 1003.3315 | 954.5285 | 905.7416 | 889.861 | 873.9804 | 858.0841 | 842.2035 | 826.3396 | 810.4433 | 794.5628 | 778.6822 | 762.8016 | 746.9051 | 731.0245 | 715.1611 | 699.2805 | 683.3839 | 667.5034 | 651.6229 | 635.7423 | 619.8455 | 603.965 | 588.1021
[8 empty] | PV+Storage - Class 5 | Moderate | 1587.252 | 1784 | 1715.5023 | 1638.7747 | 1436.1771 | 1389.7184 | 1343.2563 | 1296.7904 | 1250.3202 | 1203.8451 | 1185.278 | 1166.7115 | 1148.1456 | 1129.5803 | 1111.0157 | 1092.4517 | 1073.8885 | 1055.326 | 1036.7642 | 1018.2033 | 999.6431 | 981.0839 | 962.5255 | 943.9681 | 925.4117 | 906.8563 | 888.302 | 869.7489 | 851.1969 | 832.6462
[8 empty] | PV+Storage - Class 5 | Conservative | 1587.252 | 1784 | 1850.0799 | 1863.2877 | 1836.8507 | 1768.0608 | 1699.2718 | 1630.4838 | 1561.6969 | 1492.9113 | 1482.6896 | 1472.468 | 1462.2463 | 1452.0247 | 1441.8031 | 1431.5814 | 1421.3598 | 1411.1381 | 1400.9165 | 1390.6949 | 1380.4732 | 1370.2516 | 1360.03 | 1349.8083 | 1339.5867 | 1329.365 | 1319.1434 | 1308.9218 | 1298.7001 | 1288.4785
[8 empty] | PV+Storage - Class 6 | Advanced | 1587.252 | 1784 | 1283.4089 | 1211.3687 | 1149.7378 | 1100.9357 | 1052.1342 | 1003.3315 | 954.5285 | 905.7416 | 889.861 | 873.9804 | 858.0841 | 842.2035 | 826.3396 | 810.4433 | 794.5628 | 778.6822 | 762.8016 | 746.9051 | 731.0245 | 715.1611 | 699.2805 | 683.3839 | 667.5034 | 651.6229 | 635.7423 | 619.8455 | 603.965 | 588.1021
[8 empty] | PV+Storage - Class 6 | Moderate | 1587.252 | 1784 | 1715.5023 | 1638.7747 | 1436.1771 | 1389.7184 | 1343.2563 | 1296.7904 | 1250.3202 | 1203.8451 | 1185.278 | 1166.7115 | 1148.1456 | 1129.5803 | 1111.0157 | 1092.4517 | 1073.8885 | 1055.326 | 1036.7642 | 1018.2033 | 999.6431 | 981.0839 | 962.5255 | 943.9681 | 925.4117 | 906.8563 | 888.302 | 869.7489 | 851.1969 | 832.6462
[8 empty] | PV+Storage - Class 6 | Conservative | 1587.252 | 1784 | 1850.0799 | 1863.2877 | 1836.8507 | 1768.0608 | 1699.2718 | 1630.4838 | 1561.6969 | 1492.9113 | 1482.6896 | 1472.468 | 1462.2463 | 1452.0247 | 1441.8031 | 1431.5814 | 1421.3598 | 1411.1381 | 1400.9165 | 1390.6949 | 1380.4732 | 1370.2516 | 1360.03 | 1349.8083 | 1339.5867 | 1329.365 | 1319.1434 | 1308.9218 | 1298.7001 | 1288.4785
[8 empty] | PV+Storage - Class 7 | Advanced | 1587.252 | 1784 | 1283.4089 | 1211.3687 | 1149.7378 | 1100.9357 | 1052.1342 | 1003.3315 | 954.5285 | 905.7416 | 889.861 | 873.9804 | 858.0841 | 842.2035 | 826.3396 | 810.4433 | 794.5628 | 778.6822 | 762.8016 | 746.9051 | 731.0245 | 715.1611 | 699.2805 | 683.3839 | 667.5034 | 651.6229 | 635.7423 | 619.8455 | 603.965 | 588.1021
[8 empty] | PV+Storage - Class 7 | Moderate | 1587.252 | 1784 | 1715.5023 | 1638.7747 | 1436.1771 | 1389.7184 | 1343.2563 | 1296.7904 | 1250.3202 | 1203.8451 | 1185.278 | 1166.7115 | 1148.1456 | 1129.5803 | 1111.0157 | 1092.4517 | 1073.8885 | 1055.326 | 1036.7642 | 1018.2033 | 999.6431 | 981.0839 | 962.5255 | 943.9681 | 925.4117 | 906.8563 | 888.302 | 869.7489 | 851.1969 | 832.6462
[8 empty] | PV+Storage - Class 7 | Conservative | 1587.252 | 1784 | 1850.0799 | 1863.2877 | 1836.8507 | 1768.0608 | 1699.2718 | 1630.4838 | 1561.6969 | 1492.9113 | 1482.6896 | 1472.468 | 1462.2463 | 1452.0247 | 1441.8031 | 1431.5814 | 1421.3598 | 1411.1381 | 1400.9165 | 1390.6949 | 1380.4732 | 1370.2516 | 1360.03 | 1349.8083 | 1339.5867 | 1329.365 | 1319.1434 | 1308.9218 | 1298.7001 | 1288.4785
[8 empty] | PV+Storage - Class 8 | Advanced | 1587.252 | 1784 | 1283.4089 | 1211.3687 | 1149.7378 | 1100.9357 | 1052.1342 | 1003.3315 | 954.5285 | 905.7416 | 889.861 | 873.9804 | 858.0841 | 842.2035 | 826.3396 | 810.4433 | 794.5628 | 778.6822 | 762.8016 | 746.9051 | 731.0245 | 715.1611 | 699.2805 | 683.3839 | 667.5034 | 651.6229 | 635.7423 | 619.8455 | 603.965 | 588.1021
[8 empty] | PV+Storage - Class 8 | Moderate | 1587.252 | 1784 | 1715.5023 | 1638.7747 | 1436.1771 | 1389.7184 | 1343.2563 | 1296.7904 | 1250.3202 | 1203.8451 | 1185.278 | 1166.7115 | 1148.1456 | 1129.5803 | 1111.0157 | 1092.4517 | 1073.8885 | 1055.326 | 1036.7642 | 1018.2033 | 999.6431 | 981.0839 | 962.5255 | 943.9681 | 925.4117 | 906.8563 | 888.302 | 869.7489 | 851.1969 | 832.6462
[8 empty] | PV+Storage - Class 8 | Conservative | 1587.252 | 1784 | 1850.0799 | 1863.2877 | 1836.8507 | 1768.0608 | 1699.2718 | 1630.4838 | 1561.6969 | 1492.9113 | 1482.6896 | 1472.468 | 1462.2463 | 1452.0247 | 1441.8031 | 1431.5814 | 1421.3598 | 1411.1381 | 1400.9165 | 1390.6949 | 1380.4732 | 1370.2516 | 1360.03 | 1349.8083 | 1339.5867 | 1329.365 | 1319.1434 | 1308.9218 | 1298.7001 | 1288.4785
[8 empty] | PV+Storage - Class 9 | Advanced | 1587.252 | 1784 | 1283.4089 | 1211.3687 | 1149.7378 | 1100.9357 | 1052.1342 | 1003.3315 | 954.5285 | 905.7416 | 889.861 | 873.9804 | 858.0841 | 842.2035 | 826.3396 | 810.4433 | 794.5628 | 778.6822 | 762.8016 | 746.9051 | 731.0245 | 715.1611 | 699.2805 | 683.3839 | 667.5034 | 651.6229 | 635.7423 | 619.8455 | 603.965 | 588.1021
[8 empty] | PV+Storage - Class 9 | Moderate | 1587.252 | 1784 | 1715.5023 | 1638.7747 | 1436.1771 | 1389.7184 | 1343.2563 | 1296.7904 | 1250.3202 | 1203.8451 | 1185.278 | 1166.7115 | 1148.1456 | 1129.5803 | 1111.0157 | 1092.4517 | 1073.8885 | 1055.326 | 1036.7642 | 1018.2033 | 999.6431 | 981.0839 | 962.5255 | 943.9681 | 925.4117 | 906.8563 | 888.302 | 869.7489 | 851.1969 | 832.6462
[8 empty] | PV+Storage - Class 9 | Conservative | 1587.252 | 1784 | 1850.0799 | 1863.2877 | 1836.8507 | 1768.0608 | 1699.2718 | 1630.4838 | 1561.6969 | 1492.9113 | 1482.6896 | 1472.468 | 1462.2463 | 1452.0247 | 1441.8031 | 1431.5814 | 1421.3598 | 1411.1381 | 1400.9165 | 1390.6949 | 1380.4732 | 1370.2516 | 1360.03 | 1349.8083 | 1339.5867 | 1329.365 | 1319.1434 | 1308.9218 | 1298.7001 | 1288.4785
[8 empty] | PV+Storage - Class 10 | Advanced | 1587.252 | 1784 | 1283.4089 | 1211.3687 | 1149.7378 | 1100.9357 | 1052.1342 | 1003.3315 | 954.5285 | 905.7416 | 889.861 | 873.9804 | 858.0841 | 842.2035 | 826.3396 | 810.4433 | 794.5628 | 778.6822 | 762.8016 | 746.9051 | 731.0245 | 715.1611 | 699.2805 | 683.3839 | 667.5034 | 651.6229 | 635.7423 | 619.8455 | 603.965 | 588.1021
[8 empty] | PV+Storage - Class 10 | Moderate | 1587.252 | 1784 | 1715.5023 | 1638.7747 | 1436.1771 | 1389.7184 | 1343.2563 | 1296.7904 | 1250.3202 | 1203.8451 | 1185.278 | 1166.7115 | 1148.1456 | 1129.5803 | 1111.0157 | 1092.4517 | 1073.8885 | 1055.326 | 1036.7642 | 1018.2033 | 999.6431 | 981.0839 | 962.5255 | 943.9681 | 925.4117 | 906.8563 | 888.302 | 869.7489 | 851.1969 | 832.6462
[8 empty] | PV+Storage - Class 10 | Conservative | 1587.252 | 1784 | 1850.0799 | 1863.2877 | 1836.8507 | 1768.0608 | 1699.2718 | 1630.4838 | 1561.6969 | 1492.9113 | 1482.6896 | 1472.468 | 1462.2463 | 1452.0247 | 1441.8031 | 1431.5814 | 1421.3598 | 1411.1381 | 1400.9165 | 1390.6949 | 1380.4732 | 1370.2516 | 1360.03 | 1349.8083 | 1339.5867 | 1329.365 | 1319.1434 | 1308.9218 | 1298.7001 | 1288.4785
[10 empty] | 2021 | 2022 | 2023 | 2024 | 2025 | 2026 | 2027 | 2028 | 2029 | 2030 | 2031 | 2032 | 2033 | 2034 | 2035 | 2036 | 2037 | 2038 | 2039 | 2040 | 2041 | 2042 | 2043 | 2044 | 2045 | 2046 | 2047 | 2048 | 2049 | 2050
[7 empty] | Overnight Capital Cost ($/kW) | PV+Storage - Class 1 | Advanced | 2028.4678 | 2210.7844 | 1882.8695 | 1792.2346 | 1707.3632 | 1629.5948 | 1551.8268 | 1474.058 | 1396.2892 | 1318.5292 | 1258.9888 | 1199.4483 | 1139.8993 | 1080.3589 | 1020.8277 | 1005.4093 | 989.9995 | 974.5898 | 959.1801 | 943.7615 | 928.3518 | 912.9516 | 897.5419 | 882.1233 | 866.7136 | 851.3039 | 835.8942 | 820.4754 | 805.0657 | 789.6658
[8 empty] | PV+Storage - Class 1 | Moderate | 2028.4678 | 2210.7844 | 2135.5897 | 2055.8381 | 1906.3949 | 1843.4027 | 1780.4086 | 1717.4124 | 1654.4137 | 1591.4124 | 1543.8632 | 1496.3143 | 1448.7658 | 1401.2176 | 1353.6697 | 1331.7097 | 1309.7501 | 1287.7909 | 1265.8321 | 1243.8738 | 1221.9159 | 1199.9585 | 1178.0016 | 1156.0453 | 1134.0894 | 1112.1342 | 1090.1795 | 1068.2255 | 1046.2722 | 1024.3195
[8 empty] | PV+Storage - Class 1 | Conservative | 2028.4678 | 2210.7844 | 2228.7526 | 2217.4465 | 2184.19 | 2127.4834 | 2070.7774 | 2014.0719 | 1957.367 | 1900.6628 | 1876.3843 | 1852.1059 | 1827.8274 | 1803.5489 | 1779.2705 | 1757.4476 | 1735.6247 | 1713.8018 | 1691.979 | 1670.1561 | 1648.3332 | 1626.5103 | 1604.6875 | 1582.8646 | 1561.0417 | 1539.2188 | 1517.396 | 1495.5731 | 1473.7502 | 1451.9273
[8 empty] | PV+Storage - Class 2 | Advanced | 2028.4678 | 2210.7844 | 1882.8695 | 1792.2346 | 1707.3632 | 1629.5948 | 1551.8268 | 1474.058 | 1396.2892 | 1318.5292 | 1258.9888 | 1199.4483 | 1139.8993 | 1080.3589 | 1020.8277 | 1005.4093 | 989.9995 | 974.5898 | 959.1801 | 943.7615 | 928.3518 | 912.9516 | 897.5419 | 882.1233 | 866.7136 | 851.3039 | 835.8942 | 820.4754 | 805.0657 | 789.6658
[8 empty] | PV+Storage - Class 2 | Moderate | 2028.4678 | 2210.7844 | 2135.5897 | 2055.8381 | 1906.3949 | 1843.4027 | 1780.4086 | 1717.4124 | 1654.4137 | 1591.4124 | 1543.8632 | 1496.3143 | 1448.7658 | 1401.2176 | 1353.6697 | 1331.7097 | 1309.7501 | 1287.7909 | 1265.8321 | 1243.8738 | 1221.9159 | 1199.9585 | 1178.0016 | 1156.0453 | 1134.0894 | 1112.1342 | 1090.1795 | 1068.2255 | 1046.2722 | 1024.3195
[8 empty] | PV+Storage - Class 2 | Conservative | 2028.4678 | 2210.7844 | 2228.7526 | 2217.4465 | 2184.19 | 2127.4834 | 2070.7774 | 2014.0719 | 1957.367 | 1900.6628 | 1876.3843 | 1852.1059 | 1827.8274 | 1803.5489 | 1779.2705 | 1757.4476 | 1735.6247 | 1713.8018 | 1691.979 | 1670.1561 | 1648.3332 | 1626.5103 | 1604.6875 | 1582.8646 | 1561.0417 | 1539.2188 | 1517.396 | 1495.5731 | 1473.7502 | 1451.9273
[8 empty] | PV+Storage - Class 3 | Advanced | 2028.4678 | 2210.7844 | 1882.8695 | 1792.2346 | 1707.3632 | 1629.5948 | 1551.8268 | 1474.058 | 1396.2892 | 1318.5292 | 1258.9888 | 1199.4483 | 1139.8993 | 1080.3589 | 1020.8277 | 1005.4093 | 989.9995 | 974.5898 | 959.1801 | 943.7615 | 928.3518 | 912.9516 | 897.5419 | 882.1233 | 866.7136 | 851.3039 | 835.8942 | 820.4754 | 805.0657 | 789.6658
[8 empty] | PV+Storage - Class 3 | Moderate | 2028.4678 | 2210.7844 | 2135.5897 | 2055.8381 | 1906.3949 | 1843.4027 | 1780.4086 | 1717.4124 | 1654.4137 | 1591.4124 | 1543.8632 | 1496.3143 | 1448.7658 | 1401.2176 | 1353.6697 | 1331.7097 | 1309.7501 | 1287.7909 | 1265.8321 | 1243.8738 | 1221.9159 | 1199.9585 | 1178.0016 | 1156.0453 | 1134.0894 | 1112.1342 | 1090.1795 | 1068.2255 | 1046.2722 | 1024.3195
[8 empty] | PV+Storage - Class 3 | Conservative | 2028.4678 | 2210.7844 | 2228.7526 | 2217.4465 | 2184.19 | 2127.4834 | 2070.7774 | 2014.0719 | 1957.367 | 1900.6628 | 1876.3843 | 1852.1059 | 1827.8274 | 1803.5489 | 1779.2705 | 1757.4476 | 1735.6247 | 1713.8018 | 1691.979 | 1670.1561 | 1648.3332 | 1626.5103 | 1604.6875 | 1582.8646 | 1561.0417 | 1539.2188 | 1517.396 | 1495.5731 | 1473.7502 | 1451.9273
[8 empty] | PV+Storage - Class 4 | Advanced | 2028.4678 | 2210.7844 | 1882.8695 | 1792.2346 | 1707.3632 | 1629.5948 | 1551.8268 | 1474.058 | 1396.2892 | 1318.5292 | 1258.9888 | 1199.4483 | 1139.8993 | 1080.3589 | 1020.8277 | 1005.4093 | 989.9995 | 974.5898 | 959.1801 | 943.7615 | 928.3518 | 912.9516 | 897.5419 | 882.1233 | 866.7136 | 851.3039 | 835.8942 | 820.4754 | 805.0657 | 789.6658
[8 empty] | PV+Storage - Class 4 | Moderate | 2028.4678 | 2210.7844 | 2135.5897 | 2055.8381 | 1906.3949 | 1843.4027 | 1780.4086 | 1717.4124 | 1654.4137 | 1591.4124 | 1543.8632 | 1496.3143 | 1448.7658 | 1401.2176 | 1353.6697 | 1331.7097 | 1309.7501 | 1287.7909 | 1265.8321 | 1243.8738 | 1221.9159 | 1199.9585 | 1178.0016 | 1156.0453 | 1134.0894 | 1112.1342 | 1090.1795 | 1068.2255 | 1046.2722 | 1024.3195
[8 empty] | PV+Storage - Class 4 | Conservative | 2028.4678 | 2210.7844 | 2228.7526 | 2217.4465 | 2184.19 | 2127.4834 | 2070.7774 | 2014.0719 | 1957.367 | 1900.6628 | 1876.3843 | 1852.1059 | 1827.8274 | 1803.5489 | 1779.2705 | 1757.4476 | 1735.6247 | 1713.8018 | 1691.979 | 1670.1561 | 1648.3332 | 1626.5103 | 1604.6875 | 1582.8646 | 1561.0417 | 1539.2188 | 1517.396 | 1495.5731 | 1473.7502 | 1451.9273
[8 empty] | PV+Storage - Class 5 | Advanced | 2028.4678 | 2210.7844 | 1882.8695 | 1792.2346 | 1707.3632 | 1629.5948 | 1551.8268 | 1474.058 | 1396.2892 | 1318.5292 | 1258.9888 | 1199.4483 | 1139.8993 | 1080.3589 | 1020.8277 | 1005.4093 | 989.9995 | 974.5898 | 959.1801 | 943.7615 | 928.3518 | 912.9516 | 897.5419 | 882.1233 | 866.7136 | 851.3039 | 835.8942 | 820.4754 | 805.0657 | 789.6658
[8 empty] | PV+Storage - Class 5 | Moderate | 2028.4678 | 2210.7844 | 2135.5897 | 2055.8381 | 1906.3949 | 1843.4027 | 1780.4086 | 1717.4124 | 1654.4137 | 1591.4124 | 1543.8632 | 1496.3143 | 1448.7658 | 1401.2176 | 1353.6697 | 1331.7097 | 1309.7501 | 1287.7909 | 1265.8321 | 1243.8738 | 1221.9159 | 1199.9585 | 1178.0016 | 1156.0453 | 1134.0894 | 1112.1342 | 1090.1795 | 1068.2255 | 1046.2722 | 1024.3195
[8 empty] | PV+Storage - Class 5 | Conservative | 2028.4678 | 2210.7844 | 2228.7526 | 2217.4465 | 2184.19 | 2127.4834 | 2070.7774 | 2014.0719 | 1957.367 | 1900.6628 | 1876.3843 | 1852.1059 | 1827.8274 | 1803.5489 | 1779.2705 | 1757.4476 | 1735.6247 | 1713.8018 | 1691.979 | 1670.1561 | 1648.3332 | 1626.5103 | 1604.6875 | 1582.8646 | 1561.0417 | 1539.2188 | 1517.396 | 1495.5731 | 1473.7502 | 1451.9273
[8 empty] | PV+Storage - Class 6 | Advanced | 2028.4678 | 2210.7844 | 1882.8695 | 1792.2346 | 1707.3632 | 1629.5948 | 1551.8268 | 1474.058 | 1396.2892 | 1318.5292 | 1258.9888 | 1199.4483 | 1139.8993 | 1080.3589 | 1020.8277 | 1005.4093 | 989.9995 | 974.5898 | 959.1801 | 943.7615 | 928.3518 | 912.9516 | 897.5419 | 882.1233 | 866.7136 | 851.3039 | 835.8942 | 820.4754 | 805.0657 | 789.6658
[8 empty] | PV+Storage - Class 6 | Moderate | 2028.4678 | 2210.7844 | 2135.5897 | 2055.8381 | 1906.3949 | 1843.4027 | 1780.4086 | 1717.4124 | 1654.4137 | 1591.4124 | 1543.8632 | 1496.3143 | 1448.7658 | 1401.2176 | 1353.6697 | 1331.7097 | 1309.7501 | 1287.7909 | 1265.8321 | 1243.8738 | 1221.9159 | 1199.9585 | 1178.0016 | 1156.0453 | 1134.0894 | 1112.1342 | 1090.1795 | 1068.2255 | 1046.2722 | 1024.3195
[8 empty] | PV+Storage - Class 6 | Conservative | 2028.4678 | 2210.7844 | 2228.7526 | 2217.4465 | 2184.19 | 2127.4834 | 2070.7774 | 2014.0719 | 1957.367 | 1900.6628 | 1876.3843 | 1852.1059 | 1827.8274 | 1803.5489 | 1779.2705 | 1757.4476 | 1735.6247 | 1713.8018 | 1691.979 | 1670.1561 | 1648.3332 | 1626.5103 | 1604.6875 | 1582.8646 | 1561.0417 | 1539.2188 | 1517.396 | 1495.5731 | 1473.7502 | 1451.9273
[8 empty] | PV+Storage - Class 7 | Advanced | 2028.4678 | 2210.7844 | 1882.8695 | 1792.2346 | 1707.3632 | 1629.5948 | 1551.8268 | 1474.058 | 1396.2892 | 1318.5292 | 1258.9888 | 1199.4483 | 1139.8993 | 1080.3589 | 1020.8277 | 1005.4093 | 989.9995 | 974.5898 | 959.1801 | 943.7615 | 928.3518 | 912.9516 | 897.5419 | 882.1233 | 866.7136 | 851.3039 | 835.8942 | 820.4754 | 805.0657 | 789.6658
[8 empty] | PV+Storage - Class 7 | Moderate | 2028.4678 | 2210.7844 | 2135.5897 | 2055.8381 | 1906.3949 | 1843.4027 | 1780.4086 | 1717.4124 | 1654.4137 | 1591.4124 | 1543.8632 | 1496.3143 | 1448.7658 | 1401.2176 | 1353.6697 | 1331.7097 | 1309.7501 | 1287.7909 | 1265.8321 | 1243.8738 | 1221.9159 | 1199.9585 | 1178.0016 | 1156.0453 | 1134.0894 | 1112.1342 | 1090.1795 | 1068.2255 | 1046.2722 | 1024.3195
[8 empty] | PV+Storage - Class 7 | Conservative | 2028.4678 | 2210.7844 | 2228.7526 | 2217.4465 | 2184.19 | 2127.4834 | 2070.7774 | 2014.0719 | 1957.367 | 1900.6628 | 1876.3843 | 1852.1059 | 1827.8274 | 1803.5489 | 1779.2705 | 1757.4476 | 1735.6247 | 1713.8018 | 1691.979 | 1670.1561 | 1648.3332 | 1626.5103 | 1604.6875 | 1582.8646 | 1561.0417 | 1539.2188 | 1517.396 | 1495.5731 | 1473.7502 | 1451.9273
[8 empty] | PV+Storage - Class 8 | Advanced | 2028.4678 | 2210.7844 | 1882.8695 | 1792.2346 | 1707.3632 | 1629.5948 | 1551.8268 | 1474.058 | 1396.2892 | 1318.5292 | 1258.9888 | 1199.4483 | 1139.8993 | 1080.3589 | 1020.8277 | 1005.4093 | 989.9995 | 974.5898 | 959.1801 | 943.7615 | 928.3518 | 912.9516 | 897.5419 | 882.1233 | 866.7136 | 851.3039 | 835.8942 | 820.4754 | 805.0657 | 789.6658
[8 empty] | PV+Storage - Class 8 | Moderate | 2028.4678 | 2210.7844 | 2135.5897 | 2055.8381 | 1906.3949 | 1843.4027 | 1780.4086 | 1717.4124 | 1654.4137 | 1591.4124 | 1543.8632 | 1496.3143 | 1448.7658 | 1401.2176 | 1353.6697 | 1331.7097 | 1309.7501 | 1287.7909 | 1265.8321 | 1243.8738 | 1221.9159 | 1199.9585 | 1178.0016 | 1156.0453 | 1134.0894 | 1112.1342 | 1090.1795 | 1068.2255 | 1046.2722 | 1024.3195
[8 empty] | PV+Storage - Class 8 | Conservative | 2028.4678 | 2210.7844 | 2228.7526 | 2217.4465 | 2184.19 | 2127.4834 | 2070.7774 | 2014.0719 | 1957.367 | 1900.6628 | 1876.3843 | 1852.1059 | 1827.8274 | 1803.5489 | 1779.2705 | 1757.4476 | 1735.6247 | 1713.8018 | 1691.979 | 1670.1561 | 1648.3332 | 1626.5103 | 1604.6875 | 1582.8646 | 1561.0417 | 1539.2188 | 1517.396 | 1495.5731 | 1473.7502 | 1451.9273
[8 empty] | PV+Storage - Class 9 | Advanced | 2028.4678 | 2210.7844 | 1882.8695 | 1792.2346 | 1707.3632 | 1629.5948 | 1551.8268 | 1474.058 | 1396.2892 | 1318.5292 | 1258.9888 | 1199.4483 | 1139.8993 | 1080.3589 | 1020.8277 | 1005.4093 | 989.9995 | 974.5898 | 959.1801 | 943.7615 | 928.3518 | 912.9516 | 897.5419 | 882.1233 | 866.7136 | 851.3039 | 835.8942 | 820.4754 | 805.0657 | 789.6658
[8 empty] | PV+Storage - Class 9 | Moderate | 2028.4678 | 2210.7844 | 2135.5897 | 2055.8381 | 1906.3949 | 1843.4027 | 1780.4086 | 1717.4124 | 1654.4137 | 1591.4124 | 1543.8632 | 1496.3143 | 1448.7658 | 1401.2176 | 1353.6697 | 1331.7097 | 1309.7501 | 1287.7909 | 1265.8321 | 1243.8738 | 1221.9159 | 1199.9585 | 1178.0016 | 1156.0453 | 1134.0894 | 1112.1342 | 1090.1795 | 1068.2255 | 1046.2722 | 1024.3195
[8 empty] | PV+Storage - Class 9 | Conservative | 2028.4678 | 2210.7844 | 2228.7526 | 2217.4465 | 2184.19 | 2127.4834 | 2070.7774 | 2014.0719 | 1957.367 | 1900.6628 | 1876.3843 | 1852.1059 | 1827.8274 | 1803.5489 | 1779.2705 | 1757.4476 | 1735.6247 | 1713.8018 | 1691.979 | 1670.1561 | 1648.3332 | 1626.5103 | 1604.6875 | 1582.8646 | 1561.0417 | 1539.2188 | 1517.396 | 1495.5731 | 1473.7502 | 1451.9273
[8 empty] | PV+Storage - Class 10 | Advanced | 2028.4678 | 2210.7844 | 1882.8695 | 1792.2346 | 1707.3632 | 1629.5948 | 1551.8268 | 1474.058 | 1396.2892 | 1318.5292 | 1258.9888 | 1199.4483 | 1139.8993 | 1080.3589 | 1020.8277 | 1005.4093 | 989.9995 | 974.5898 | 959.1801 | 943.7615 | 928.3518 | 912.9516 | 897.5419 | 882.1233 | 866.7136 | 851.3039 | 835.8942 | 820.4754 | 805.0657 | 789.6658
[8 empty] | PV+Storage - Class 10 | Moderate | 2028.4678 | 2210.7844 | 2135.5897 | 2055.8381 | 1906.3949 | 1843.4027 | 1780.4086 | 1717.4124 | 1654.4137 | 1591.4124 | 1543.8632 | 1496.3143 | 1448.7658 | 1401.2176 | 1353.6697 | 1331.7097 | 1309.7501 | 1287.7909 | 1265.8321 | 1243.8738 | 1221.9159 | 1199.9585 | 1178.0016 | 1156.0453 | 1134.0894 | 1112.1342 | 1090.1795 | 1068.2255 | 1046.2722 | 1024.3195
[8 empty] | PV+Storage - Class 10 | Conservative | 2028.4678 | 2210.7844 | 2228.7526 | 2217.4465 | 2184.19 | 2127.4834 | 2070.7774 | 2014.0719 | 1957.367 | 1900.6628 | 1876.3843 | 1852.1059 | 1827.8274 | 1803.5489 | 1779.2705 | 1757.4476 | 1735.6247 | 1713.8018 | 1691.979 | 1670.1561 | 1648.3332 | 1626.5103 | 1604.6875 | 1582.8646 | 1561.0417 | 1539.2188 | 1517.396 | 1495.5731 | 1473.7502 | 1451.9273
[10 empty] | 2021 | 2022 | 2023 | 2024 | 2025 | 2026 | 2027 | 2028 | 2029 | 2030 | 2031 | 2032 | 2033 | 2034 | 2035 | 2036 | 2037 | 2038 | 2039 | 2040 | 2041 | 2042 | 2043 | 2044 | 2045 | 2046 | 2047 | 2048 | 2049 | 2050
[7 empty] | Fixed Operation and Maintenance Expenses ($/kW-yr) | PV+Storage - Class 1 | Advanced | 54.1407 | 53.193 | 52.0643 | 50.9401 | 49.8197 | 48.7038 | 47.5921 | 46.4835 | 45.3778 | 44.2757 | 43.1766 | 42.0803 | 40.9863 | 39.8953 | 38.8072 | 38.7089 | 38.6108 | 38.5129 | 38.4152 | 38.3177 | 38.2204 | 38.1233 | 38.0264 | 37.9297 | 37.8332 | 37.7368 | 37.6406 | 37.5447 | 37.4488 | 37.3532
[8 empty] | PV+Storage - Class 1 | Moderate | 61.661 | 60.6417 | 59.6375 | 58.6354 | 57.6351 | 56.6367 | 55.64 | 54.645 | 53.6516 | 52.6598 | 51.6695 | 50.6806 | 49.6932 | 48.7071 | 47.7223 | 47.5875 | 47.4527 | 47.3179 | 47.1831 | 47.0483 | 46.9135 | 46.7787 | 46.6439 | 46.5092 | 46.3744 | 46.2396 | 46.1048 | 45.97 | 45.8353 | 45.7005
[8 empty] | PV+Storage - Class 1 | Conservative | 70.7044 | 69.9076 | 69.3736 | 68.8403 | 68.3077 | 67.7758 | 67.2446 | 66.714 | 66.184 | 65.6546 | 65.1258 | 64.5975 | 64.0699 | 63.5428 | 63.0162 | 62.8254 | 62.6345 | 62.4437 | 62.2529 | 62.0621 | 61.8712 | 61.6804 | 61.4896 | 61.2988 | 61.1079 | 60.9171 | 60.7263 | 60.5355 | 60.3446 | 60.1538
[8 empty] | PV+Storage - Class 2 | Advanced | 54.1407 | 53.193 | 52.0643 | 50.9401 | 49.8197 | 48.7038 | 47.5921 | 46.4835 | 45.3778 | 44.2757 | 43.1766 | 42.0803 | 40.9863 | 39.8953 | 38.8072 | 38.7089 | 38.6108 | 38.5129 | 38.4152 | 38.3177 | 38.2204 | 38.1233 | 38.0264 | 37.9297 | 37.8332 | 37.7368 | 37.6406 | 37.5447 | 37.4488 | 37.3532
[8 empty] | PV+Storage - Class 2 | Moderate | 61.661 | 60.6417 | 59.6375 | 58.6354 | 57.6351 | 56.6367 | 55.64 | 54.645 | 53.6516 | 52.6598 | 51.6695 | 50.6806 | 49.6932 | 48.7071 | 47.7223 | 47.5875 | 47.4527 | 47.3179 | 47.1831 | 47.0483 | 46.9135 | 46.7787 | 46.6439 | 46.5092 | 46.3744 | 46.2396 | 46.1048 | 45.97 | 45.8353 | 45.7005
[8 empty] | PV+Storage - Class 2 | Conservative | 70.7044 | 69.9076 | 69.3736 | 68.8403 | 68.3077 | 67.7758 | 67.2446 | 66.714 | 66.184 | 65.6546 | 65.1258 | 64.5975 | 64.0699 | 63.5428 | 63.0162 | 62.8254 | 62.6345 | 62.4437 | 62.2529 | 62.0621 | 61.8712 | 61.6804 | 61.4896 | 61.2988 | 61.1079 | 60.9171 | 60.7263 | 60.5355 | 60.3446 | 60.1538
[8 empty] | PV+Storage - Class 3 | Advanced | 54.1407 | 53.193 | 52.0643 | 50.9401 | 49.8197 | 48.7038 | 47.5921 | 46.4835 | 45.3778 | 44.2757 | 43.1766 | 42.0803 | 40.9863 | 39.8953 | 38.8072 | 38.7089 | 38.6108 | 38.5129 | 38.4152 | 38.3177 | 38.2204 | 38.1233 | 38.0264 | 37.9297 | 37.8332 | 37.7368 | 37.6406 | 37.5447 | 37.4488 | 37.3532
[8 empty] | PV+Storage - Class 3 | Moderate | 61.661 | 60.6417 | 59.6375 | 58.6354 | 57.6351 | 56.6367 | 55.64 | 54.645 | 53.6516 | 52.6598 | 51.6695 | 50.6806 | 49.6932 | 48.7071 | 47.7223 | 47.5875 | 47.4527 | 47.3179 | 47.1831 | 47.0483 | 46.9135 | 46.7787 | 46.6439 | 46.5092 | 46.3744 | 46.2396 | 46.1048 | 45.97 | 45.8353 | 45.7005
[8 empty] | PV+Storage - Class 3 | Conservative | 70.7044 | 69.9076 | 69.3736 | 68.8403 | 68.3077 | 67.7758 | 67.2446 | 66.714 | 66.184 | 65.6546 | 65.1258 | 64.5975 | 64.0699 | 63.5428 | 63.0162 | 62.8254 | 62.6345 | 62.4437 | 62.2529 | 62.0621 | 61.8712 | 61.6804 | 61.4896 | 61.2988 | 61.1079 | 60.9171 | 60.7263 | 60.5355 | 60.3446 | 60.1538
[8 empty] | PV+Storage - Class 4 | Advanced | 54.1407 | 53.193 | 52.0643 | 50.9401 | 49.8197 | 48.7038 | 47.5921 | 46.4835 | 45.3778 | 44.2757 | 43.1766 | 42.0803 | 40.9863 | 39.8953 | 38.8072 | 38.7089 | 38.6108 | 38.5129 | 38.4152 | 38.3177 | 38.2204 | 38.1233 | 38.0264 | 37.9297 | 37.8332 | 37.7368 | 37.6406 | 37.5447 | 37.4488 | 37.3532
[8 empty] | PV+Storage - Class 4 | Moderate | 61.661 | 60.6417 | 59.6375 | 58.6354 | 57.6351 | 56.6367 | 55.64 | 54.645 | 53.6516 | 52.6598 | 51.6695 | 50.6806 | 49.6932 | 48.7071 | 47.7223 | 47.5875 | 47.4527 | 47.3179 | 47.1831 | 47.0483 | 46.9135 | 46.7787 | 46.6439 | 46.5092 | 46.3744 | 46.2396 | 46.1048 | 45.97 | 45.8353 | 45.7005
[8 empty] | PV+Storage - Class 4 | Conservative | 70.7044 | 69.9076 | 69.3736 | 68.8403 | 68.3077 | 67.7758 | 67.2446 | 66.714 | 66.184 | 65.6546 | 65.1258 | 64.5975 | 64.0699 | 63.5428 | 63.0162 | 62.8254 | 62.6345 | 62.4437 | 62.2529 | 62.0621 | 61.8712 | 61.6804 | 61.4896 | 61.2988 | 61.1079 | 60.9171 | 60.7263 | 60.5355 | 60.3446 | 60.1538
[8 empty] | PV+Storage - Class 5 | Advanced | 54.1407 | 53.193 | 52.0643 | 50.9401 | 49.8197 | 48.7038 | 47.5921 | 46.4835 | 45.3778 | 44.2757 | 43.1766 | 42.0803 | 40.9863 | 39.8953 | 38.8072 | 38.7089 | 38.6108 | 38.5129 | 38.4152 | 38.3177 | 38.2204 | 38.1233 | 38.0264 | 37.9297 | 37.8332 | 37.7368 | 37.6406 | 37.5447 | 37.4488 | 37.3532
[8 empty] | PV+Storage - Class 5 | Moderate | 61.661 | 60.6417 | 59.6375 | 58.6354 | 57.6351 | 56.6367 | 55.64 | 54.645 | 53.6516 | 52.6598 | 51.6695 | 50.6806 | 49.6932 | 48.7071 | 47.7223 | 47.5875 | 47.4527 | 47.3179 | 47.1831 | 47.0483 | 46.9135 | 46.7787 | 46.6439 | 46.5092 | 46.3744 | 46.2396 | 46.1048 | 45.97 | 45.8353 | 45.7005
[8 empty] | PV+Storage - Class 5 | Conservative | 70.7044 | 69.9076 | 69.3736 | 68.8403 | 68.3077 | 67.7758 | 67.2446 | 66.714 | 66.184 | 65.6546 | 65.1258 | 64.5975 | 64.0699 | 63.5428 | 63.0162 | 62.8254 | 62.6345 | 62.4437 | 62.2529 | 62.0621 | 61.8712 | 61.6804 | 61.4896 | 61.2988 | 61.1079 | 60.9171 | 60.7263 | 60.5355 | 60.3446 | 60.1538
[8 empty] | PV+Storage - Class 6 | Advanced | 54.1407 | 53.193 | 52.0643 | 50.9401 | 49.8197 | 48.7038 | 47.5921 | 46.4835 | 45.3778 | 44.2757 | 43.1766 | 42.0803 | 40.9863 | 39.8953 | 38.8072 | 38.7089 | 38.6108 | 38.5129 | 38.4152 | 38.3177 | 38.2204 | 38.1233 | 38.0264 | 37.9297 | 37.8332 | 37.7368 | 37.6406 | 37.5447 | 37.4488 | 37.3532
[8 empty] | PV+Storage - Class 6 | Moderate | 61.661 | 60.6417 | 59.6375 | 58.6354 | 57.6351 | 56.6367 | 55.64 | 54.645 | 53.6516 | 52.6598 | 51.6695 | 50.6806 | 49.6932 | 48.7071 | 47.7223 | 47.5875 | 47.4527 | 47.3179 | 47.1831 | 47.0483 | 46.9135 | 46.7787 | 46.6439 | 46.5092 | 46.3744 | 46.2396 | 46.1048 | 45.97 | 45.8353 | 45.7005
[8 empty] | PV+Storage - Class 6 | Conservative | 70.7044 | 69.9076 | 69.3736 | 68.8403 | 68.3077 | 67.7758 | 67.2446 | 66.714 | 66.184 | 65.6546 | 65.1258 | 64.5975 | 64.0699 | 63.5428 | 63.0162 | 62.8254 | 62.6345 | 62.4437 | 62.2529 | 62.0621 | 61.8712 | 61.6804 | 61.4896 | 61.2988 | 61.1079 | 60.9171 | 60.7263 | 60.5355 | 60.3446 | 60.1538
[8 empty] | PV+Storage - Class 7 | Advanced | 54.1407 | 53.193 | 52.0643 | 50.9401 | 49.8197 | 48.7038 | 47.5921 | 46.4835 | 45.3778 | 44.2757 | 43.1766 | 42.0803 | 40.9863 | 39.8953 | 38.8072 | 38.7089 | 38.6108 | 38.5129 | 38.4152 | 38.3177 | 38.2204 | 38.1233 | 38.0264 | 37.9297 | 37.8332 | 37.7368 | 37.6406 | 37.5447 | 37.4488 | 37.3532
[8 empty] | PV+Storage - Class 7 | Moderate | 61.661 | 60.6417 | 59.6375 | 58.6354 | 57.6351 | 56.6367 | 55.64 | 54.645 | 53.6516 | 52.6598 | 51.6695 | 50.6806 | 49.6932 | 48.7071 | 47.7223 | 47.5875 | 47.4527 | 47.3179 | 47.1831 | 47.0483 | 46.9135 | 46.7787 | 46.6439 | 46.5092 | 46.3744 | 46.2396 | 46.1048 | 45.97 | 45.8353 | 45.7005
[8 empty] | PV+Storage - Class 7 | Conservative | 70.7044 | 69.9076 | 69.3736 | 68.8403 | 68.3077 | 67.7758 | 67.2446 | 66.714 | 66.184 | 65.6546 | 65.1258 | 64.5975 | 64.0699 | 63.5428 | 63.0162 | 62.8254 | 62.6345 | 62.4437 | 62.2529 | 62.0621 | 61.8712 | 61.6804 | 61.4896 | 61.2988 | 61.1079 | 60.9171 | 60.7263 | 60.5355 | 60.3446 | 60.1538
[8 empty] | PV+Storage - Class 8 | Advanced | 54.1407 | 53.193 | 52.0643 | 50.9401 | 49.8197 | 48.7038 | 47.5921 | 46.4835 | 45.3778 | 44.2757 | 43.1766 | 42.0803 | 40.9863 | 39.8953 | 38.8072 | 38.7089 | 38.6108 | 38.5129 | 38.4152 | 38.3177 | 38.2204 | 38.1233 | 38.0264 | 37.9297 | 37.8332 | 37.7368 | 37.6406 | 37.5447 | 37.4488 | 37.3532
[8 empty] | PV+Storage - Class 8 | Moderate | 61.661 | 60.6417 | 59.6375 | 58.6354 | 57.6351 | 56.6367 | 55.64 | 54.645 | 53.6516 | 52.6598 | 51.6695 | 50.6806 | 49.6932 | 48.7071 | 47.7223 | 47.5875 | 47.4527 | 47.3179 | 47.1831 | 47.0483 | 46.9135 | 46.7787 | 46.6439 | 46.5092 | 46.3744 | 46.2396 | 46.1048 | 45.97 | 45.8353 | 45.7005
[8 empty] | PV+Storage - Class 8 | Conservative | 70.7044 | 69.9076 | 69.3736 | 68.8403 | 68.3077 | 67.7758 | 67.2446 | 66.714 | 66.184 | 65.6546 | 65.1258 | 64.5975 | 64.0699 | 63.5428 | 63.0162 | 62.8254 | 62.6345 | 62.4437 | 62.2529 | 62.0621 | 61.8712 | 61.6804 | 61.4896 | 61.2988 | 61.1079 | 60.9171 | 60.7263 | 60.5355 | 60.3446 | 60.1538
[8 empty] | PV+Storage - Class 9 | Advanced | 54.1407 | 53.193 | 52.0643 | 50.9401 | 49.8197 | 48.7038 | 47.5921 | 46.4835 | 45.3778 | 44.2757 | 43.1766 | 42.0803 | 40.9863 | 39.8953 | 38.8072 | 38.7089 | 38.6108 | 38.5129 | 38.4152 | 38.3177 | 38.2204 | 38.1233 | 38.0264 | 37.9297 | 37.8332 | 37.7368 | 37.6406 | 37.5447 | 37.4488 | 37.3532
[8 empty] | PV+Storage - Class 9 | Moderate | 61.661 | 60.6417 | 59.6375 | 58.6354 | 57.6351 | 56.6367 | 55.64 | 54.645 | 53.6516 | 52.6598 | 51.6695 | 50.6806 | 49.6932 | 48.7071 | 47.7223 | 47.5875 | 47.4527 | 47.3179 | 47.1831 | 47.0483 | 46.9135 | 46.7787 | 46.6439 | 46.5092 | 46.3744 | 46.2396 | 46.1048 | 45.97 | 45.8353 | 45.7005
[8 empty] | PV+Storage - Class 9 | Conservative | 70.7044 | 69.9076 | 69.3736 | 68.8403 | 68.3077 | 67.7758 | 67.2446 | 66.714 | 66.184 | 65.6546 | 65.1258 | 64.5975 | 64.0699 | 63.5428 | 63.0162 | 62.8254 | 62.6345 | 62.4437 | 62.2529 | 62.0621 | 61.8712 | 61.6804 | 61.4896 | 61.2988 | 61.1079 | 60.9171 | 60.7263 | 60.5355 | 60.3446 | 60.1538
[8 empty] | PV+Storage - Class 10 | Advanced | 54.1407 | 53.193 | 52.0643 | 50.9401 | 49.8197 | 48.7038 | 47.5921 | 46.4835 | 45.3778 | 44.2757 | 43.1766 | 42.0803 | 40.9863 | 39.8953 | 38.8072 | 38.7089 | 38.6108 | 38.5129 | 38.4152 | 38.3177 | 38.2204 | 38.1233 | 38.0264 | 37.9297 | 37.8332 | 37.7368 | 37.6406 | 37.5447 | 37.4488 | 37.3532
[8 empty] | PV+Storage - Class 10 | Moderate | 61.661 | 60.6417 | 59.6375 | 58.6354 | 57.6351 | 56.6367 | 55.64 | 54.645 | 53.6516 | 52.6598 | 51.6695 | 50.6806 | 49.6932 | 48.7071 | 47.7223 | 47.5875 | 47.4527 | 47.3179 | 47.1831 | 47.0483 | 46.9135 | 46.7787 | 46.6439 | 46.5092 | 46.3744 | 46.2396 | 46.1048 | 45.97 | 45.8353 | 45.7005
[8 empty] | PV+Storage - Class 10 | Conservative | 70.7044 | 69.9076 | 69.3736 | 68.8403 | 68.3077 | 67.7758 | 67.2446 | 66.714 | 66.184 | 65.6546 | 65.1258 | 64.5975 | 64.0699 | 63.5428 | 63.0162 | 62.8254 | 62.6345 | 62.4437 | 62.2529 | 62.0621 | 61.8712 | 61.6804 | 61.4896 | 61.2988 | 61.1079 | 60.9171 | 60.7263 | 60.5355 | 60.3446 | 60.1538
[10 empty] | 2021 | 2022 | 2023 | 2024 | 2025 | 2026 | 2027 | 2028 | 2029 | 2030 | 2031 | 2032 | 2033 | 2034 | 2035 | 2036 | 2037 | 2038 | 2039 | 2040 | 2041 | 2042 | 2043 | 2044 | 2045 | 2046 | 2047 | 2048 | 2049 | 2050
[7 empty] | Variable Operation and Maintenance Expenses ($/MWh) | PV+Storage - Class 1 | Advanced | 0 | 0 | 0 | 0 | 0 | 0 | 0 | 0 | 0 | 0 | 0 | 0 | 0 | 0 | 0 | 0 | 0 | 0 | 0 | 0 | 0 | 0 | 0 | 0 | 0 | 0 | 0 | 0 | 0 | 0
[8 empty] | PV+Storage - Class 1 | Moderate | 0 | 0 | 0 | 0 | 0 | 0 | 0 | 0 | 0 | 0 | 0 | 0 | 0 | 0 | 0 | 0 | 0 | 0 | 0 | 0 | 0 | 0 | 0 | 0 | 0 | 0 | 0 | 0 | 0 | 0
[8 empty] | PV+Storage - Class 1 | Conservative | 0 | 0 | 0 | 0 | 0 | 0 | 0 | 0 | 0 | 0 | 0 | 0 | 0 | 0 | 0 | 0 | 0 | 0 | 0 | 0 | 0 | 0 | 0 | 0 | 0 | 0 | 0 | 0 | 0 | 0
[8 empty] | PV+Storage - Class 2 | Advanced | 0 | 0 | 0 | 0 | 0 | 0 | 0 | 0 | 0 | 0 | 0 | 0 | 0 | 0 | 0 | 0 | 0 | 0 | 0 | 0 | 0 | 0 | 0 | 0 | 0 | 0 | 0 | 0 | 0 | 0
[8 empty] | PV+Storage - Class 2 | Moderate | 0 | 0 | 0 | 0 | 0 | 0 | 0 | 0 | 0 | 0 | 0 | 0 | 0 | 0 | 0 | 0 | 0 | 0 | 0 | 0 | 0 | 0 | 0 | 0 | 0 | 0 | 0 | 0 | 0 | 0
[8 empty] | PV+Storage - Class 2 | Conservative | 0 | 0 | 0 | 0 | 0 | 0 | 0 | 0 | 0 | 0 | 0 | 0 | 0 | 0 | 0 | 0 | 0 | 0 | 0 | 0 | 0 | 0 | 0 | 0 | 0 | 0 | 0 | 0 | 0 | 0
[8 empty] | PV+Storage - Class 3 | Advanced | 0 | 0 | 0 | 0 | 0 | 0 | 0 | 0 | 0 | 0 | 0 | 0 | 0 | 0 | 0 | 0 | 0 | 0 | 0 | 0 | 0 | 0 | 0 | 0 | 0 | 0 | 0 | 0 | 0 | 0
[8 empty] | PV+Storage - Class 3 | Moderate | 0 | 0 | 0 | 0 | 0 | 0 | 0 | 0 | 0 | 0 | 0 | 0 | 0 | 0 | 0 | 0 | 0 | 0 | 0 | 0 | 0 | 0 | 0 | 0 | 0 | 0 | 0 | 0 | 0 | 0
[8 empty] | PV+Storage - Class 3 | Conservative | 0 | 0 | 0 | 0 | 0 | 0 | 0 | 0 | 0 | 0 | 0 | 0 | 0 | 0 | 0 | 0 | 0 | 0 | 0 | 0 | 0 | 0 | 0 | 0 | 0 | 0 | 0 | 0 | 0 | 0
[8 empty] | PV+Storage - Class 4 | Advanced | 0 | 0 | 0 | 0 | 0 | 0 | 0 | 0 | 0 | 0 | 0 | 0 | 0 | 0 | 0 | 0 | 0 | 0 | 0 | 0 | 0 | 0 | 0 | 0 | 0 | 0 | 0 | 0 | 0 | 0
[8 empty] | PV+Storage - Class 4 | Moderate | 0 | 0 | 0 | 0 | 0 | 0 | 0 | 0 | 0 | 0 | 0 | 0 | 0 | 0 | 0 | 0 | 0 | 0 | 0 | 0 | 0 | 0 | 0 | 0 | 0 | 0 | 0 | 0 | 0 | 0
[8 empty] | PV+Storage - Class 4 | Conservative | 0 | 0 | 0 | 0 | 0 | 0 | 0 | 0 | 0 | 0 | 0 | 0 | 0 | 0 | 0 | 0 | 0 | 0 | 0 | 0 | 0 | 0 | 0 | 0 | 0 | 0 | 0 | 0 | 0 | 0
[8 empty] | PV+Storage - Class 5 | Advanced | 0 | 0 | 0 | 0 | 0 | 0 | 0 | 0 | 0 | 0 | 0 | 0 | 0 | 0 | 0 | 0 | 0 | 0 | 0 | 0 | 0 | 0 | 0 | 0 | 0 | 0 | 0 | 0 | 0 | 0
[8 empty] | PV+Storage - Class 5 | Moderate | 0 | 0 | 0 | 0 | 0 | 0 | 0 | 0 | 0 | 0 | 0 | 0 | 0 | 0 | 0 | 0 | 0 | 0 | 0 | 0 | 0 | 0 | 0 | 0 | 0 | 0 | 0 | 0 | 0 | 0
[8 empty] | PV+Storage - Class 5 | Conservative | 0 | 0 | 0 | 0 | 0 | 0 | 0 | 0 | 0 | 0 | 0 | 0 | 0 | 0 | 0 | 0 | 0 | 0 | 0 | 0 | 0 | 0 | 0 | 0 | 0 | 0 | 0 | 0 | 0 | 0
[8 empty] | PV+Storage - Class 6 | Advanced | 0 | 0 | 0 | 0 | 0 | 0 | 0 | 0 | 0 | 0 | 0 | 0 | 0 | 0 | 0 | 0 | 0 | 0 | 0 | 0 | 0 | 0 | 0 | 0 | 0 | 0 | 0 | 0 | 0 | 0
[8 empty] | PV+Storage - Class 6 | Moderate | 0 | 0 | 0 | 0 | 0 | 0 | 0 | 0 | 0 | 0 | 0 | 0 | 0 | 0 | 0 | 0 | 0 | 0 | 0 | 0 | 0 | 0 | 0 | 0 | 0 | 0 | 0 | 0 | 0 | 0
[8 empty] | PV+Storage - Class 6 | Conservative | 0 | 0 | 0 | 0 | 0 | 0 | 0 | 0 | 0 | 0 | 0 | 0 | 0 | 0 | 0 | 0 | 0 | 0 | 0 | 0 | 0 | 0 | 0 | 0 | 0 | 0 | 0 | 0 | 0 | 0
[8 empty] | PV+Storage - Class 7 | Advanced | 0 | 0 | 0 | 0 | 0 | 0 | 0 | 0 | 0 | 0 | 0 | 0 | 0 | 0 | 0 | 0 | 0 | 0 | 0 | 0 | 0 | 0 | 0 | 0 | 0 | 0 | 0 | 0 | 0 | 0
[8 empty] | PV+Storage - Class 7 | Moderate | 0 | 0 | 0 | 0 | 0 | 0 | 0 | 0 | 0 | 0 | 0 | 0 | 0 | 0 | 0 | 0 | 0 | 0 | 0 | 0 | 0 | 0 | 0 | 0 | 0 | 0 | 0 | 0 | 0 | 0
[8 empty] | PV+Storage - Class 7 | Conservative | 0 | 0 | 0 | 0 | 0 | 0 | 0 | 0 | 0 | 0 | 0 | 0 | 0 | 0 | 0 | 0 | 0 | 0 | 0 | 0 | 0 | 0 | 0 | 0 | 0 | 0 | 0 | 0 | 0 | 0
[8 empty] | PV+Storage - Class 8 | Advanced | 0 | 0 | 0 | 0 | 0 | 0 | 0 | 0 | 0 | 0 | 0 | 0 | 0 | 0 | 0 | 0 | 0 | 0 | 0 | 0 | 0 | 0 | 0 | 0 | 0 | 0 | 0 | 0 | 0 | 0
[8 empty] | PV+Storage - Class 8 | Moderate | 0 | 0 | 0 | 0 | 0 | 0 | 0 | 0 | 0 | 0 | 0 | 0 | 0 | 0 | 0 | 0 | 0 | 0 | 0 | 0 | 0 | 0 | 0 | 0 | 0 | 0 | 0 | 0 | 0 | 0
[8 empty] | PV+Storage - Class 8 | Conservative | 0 | 0 | 0 | 0 | 0 | 0 | 0 | 0 | 0 | 0 | 0 | 0 | 0 | 0 | 0 | 0 | 0 | 0 | 0 | 0 | 0 | 0 | 0 | 0 | 0 | 0 | 0 | 0 | 0 | 0
[8 empty] | PV+Storage - Class 9 | Advanced | 0 | 0 | 0 | 0 | 0 | 0 | 0 | 0 | 0 | 0 | 0 | 0 | 0 | 0 | 0 | 0 | 0 | 0 | 0 | 0 | 0 | 0 | 0 | 0 | 0 | 0 | 0 | 0 | 0 | 0
[8 empty] | PV+Storage - Class 9 | Moderate | 0 | 0 | 0 | 0 | 0 | 0 | 0 | 0 | 0 | 0 | 0 | 0 | 0 | 0 | 0 | 0 | 0 | 0 | 0 | 0 | 0 | 0 | 0 | 0 | 0 | 0 | 0 | 0 | 0 | 0
[8 empty] | PV+Storage - Class 9 | Conservative | 0 | 0 | 0 | 0 | 0 | 0 | 0 | 0 | 0 | 0 | 0 | 0 | 0 | 0 | 0 | 0 | 0 | 0 | 0 | 0 | 0 | 0 | 0 | 0 | 0 | 0 | 0 | 0 | 0 | 0
[8 empty] | PV+Storage - Class 10 | Advanced | 0 | 0 | 0 | 0 | 0 | 0 | 0 | 0 | 0 | 0 | 0 | 0 | 0 | 0 | 0 | 0 | 0 | 0 | 0 | 0 | 0 | 0 | 0 | 0 | 0 | 0 | 0 | 0 | 0 | 0
[8 empty] | PV+Storage - Class 10 | Moderate | 0 | 0 | 0 | 0 | 0 | 0 | 0 | 0 | 0 | 0 | 0 | 0 | 0 | 0 | 0 | 0 | 0 | 0 | 0 | 0 | 0 | 0 | 0 | 0 | 0 | 0 | 0 | 0 | 0 | 0
[8 empty] | PV+Storage - Class 10 | Conservative | 0 | 0 | 0 | 0 | 0 | 0 | 0 | 0 | 0 | 0 | 0 | 0 | 0 | 0 | 0 | 0 | 0 | 0 | 0 | 0 | 0 | 0 | 0 | 0 | 0 | 0 | 0 | 0 | 0 | 0
[10 empty] | 2021 | 2022 | 2023 | 2024 | 2025 | 2026 | 2027 | 2028 | 2029 | 2030 | 2031 | 2032 | 2033 | 2034 | 2035 | 2036 | 2037 | 2038 | 2039 | 2040 | 2041 | 2042 | 2043 | 2044 | 2045 | 2046 | 2047 | 2048 | 2049 | 2050
[5 empty] | Grid Connection Costs |  | Grid Connection Costs (GCC) ($/kW) | PV+Storage - Class 1 | Advanced | 0 | 0 | 0 | 0 | 0 | 0 | 0 | 0 | 0 | 0 | 0 | 0 | 0 | 0 | 0 | 0 | 0 | 0 | 0 | 0 | 0 | 0 | 0 | 0 | 0 | 0 | 0 | 0 | 0 | 0
[8 empty] | PV+Storage - Class 1 | Moderate | 0 | 0 | 0 | 0 | 0 | 0 | 0 | 0 | 0 | 0 | 0 | 0 | 0 | 0 | 0 | 0 | 0 | 0 | 0 | 0 | 0 | 0 | 0 | 0 | 0 | 0 | 0 | 0 | 0 | 0
[8 empty] | PV+Storage - Class 1 | Conservative | 0 | 0 | 0 | 0 | 0 | 0 | 0 | 0 | 0 | 0 | 0 | 0 | 0 | 0 | 0 | 0 | 0 | 0 | 0 | 0 | 0 | 0 | 0 | 0 | 0 | 0 | 0 | 0 | 0 | 0
[8 empty] | PV+Storage - Class 2 | Advanced | 0 | 0 | 0 | 0 | 0 | 0 | 0 | 0 | 0 | 0 | 0 | 0 | 0 | 0 | 0 | 0 | 0 | 0 | 0 | 0 | 0 | 0 | 0 | 0 | 0 | 0 | 0 | 0 | 0 | 0
[8 empty] | PV+Storage - Class 2 | Moderate | 0 | 0 | 0 | 0 | 0 | 0 | 0 | 0 | 0 | 0 | 0 | 0 | 0 | 0 | 0 | 0 | 0 | 0 | 0 | 0 | 0 | 0 | 0 | 0 | 0 | 0 | 0 | 0 | 0 | 0
[8 empty] | PV+Storage - Class 2 | Conservative | 0 | 0 | 0 | 0 | 0 | 0 | 0 | 0 | 0 | 0 | 0 | 0 | 0 | 0 | 0 | 0 | 0 | 0 | 0 | 0 | 0 | 0 | 0 | 0 | 0 | 0 | 0 | 0 | 0 | 0
[8 empty] | PV+Storage - Class 3 | Advanced | 0 | 0 | 0 | 0 | 0 | 0 | 0 | 0 | 0 | 0 | 0 | 0 | 0 | 0 | 0 | 0 | 0 | 0 | 0 | 0 | 0 | 0 | 0 | 0 | 0 | 0 | 0 | 0 | 0 | 0
[8 empty] | PV+Storage - Class 3 | Moderate | 0 | 0 | 0 | 0 | 0 | 0 | 0 | 0 | 0 | 0 | 0 | 0 | 0 | 0 | 0 | 0 | 0 | 0 | 0 | 0 | 0 | 0 | 0 | 0 | 0 | 0 | 0 | 0 | 0 | 0
[8 empty] | PV+Storage - Class 3 | Conservative | 0 | 0 | 0 | 0 | 0 | 0 | 0 | 0 | 0 | 0 | 0 | 0 | 0 | 0 | 0 | 0 | 0 | 0 | 0 | 0 | 0 | 0 | 0 | 0 | 0 | 0 | 0 | 0 | 0 | 0
[8 empty] | PV+Storage - Class 4 | Advanced | 0 | 0 | 0 | 0 | 0 | 0 | 0 | 0 | 0 | 0 | 0 | 0 | 0 | 0 | 0 | 0 | 0 | 0 | 0 | 0 | 0 | 0 | 0 | 0 | 0 | 0 | 0 | 0 | 0 | 0
[8 empty] | PV+Storage - Class 4 | Moderate | 0 | 0 | 0 | 0 | 0 | 0 | 0 | 0 | 0 | 0 | 0 | 0 | 0 | 0 | 0 | 0 | 0 | 0 | 0 | 0 | 0 | 0 | 0 | 0 | 0 | 0 | 0 | 0 | 0 | 0
[8 empty] | PV+Storage - Class 4 | Conservative | 0 | 0 | 0 | 0 | 0 | 0 | 0 | 0 | 0 | 0 | 0 | 0 | 0 | 0 | 0 | 0 | 0 | 0 | 0 | 0 | 0 | 0 | 0 | 0 | 0 | 0 | 0 | 0 | 0 | 0
[8 empty] | PV+Storage - Class 5 | Advanced | 0 | 0 | 0 | 0 | 0 | 0 | 0 | 0 | 0 | 0 | 0 | 0 | 0 | 0 | 0 | 0 | 0 | 0 | 0 | 0 | 0 | 0 | 0 | 0 | 0 | 0 | 0 | 0 | 0 | 0
[8 empty] | PV+Storage - Class 5 | Moderate | 0 | 0 | 0 | 0 | 0 | 0 | 0 | 0 | 0 | 0 | 0 | 0 | 0 | 0 | 0 | 0 | 0 | 0 | 0 | 0 | 0 | 0 | 0 | 0 | 0 | 0 | 0 | 0 | 0 | 0
[8 empty] | PV+Storage - Class 5 | Conservative | 0 | 0 | 0 | 0 | 0 | 0 | 0 | 0 | 0 | 0 | 0 | 0 | 0 | 0 | 0 | 0 | 0 | 0 | 0 | 0 | 0 | 0 | 0 | 0 | 0 | 0 | 0 | 0 | 0 | 0
[8 empty] | PV+Storage - Class 6 | Advanced | 0 | 0 | 0 | 0 | 0 | 0 | 0 | 0 | 0 | 0 | 0 | 0 | 0 | 0 | 0 | 0 | 0 | 0 | 0 | 0 | 0 | 0 | 0 | 0 | 0 | 0 | 0 | 0 | 0 | 0
[8 empty] | PV+Storage - Class 6 | Moderate | 0 | 0 | 0 | 0 | 0 | 0 | 0 | 0 | 0 | 0 | 0 | 0 | 0 | 0 | 0 | 0 | 0 | 0 | 0 | 0 | 0 | 0 | 0 | 0 | 0 | 0 | 0 | 0 | 0 | 0
[8 empty] | PV+Storage - Class 6 | Conservative | 0 | 0 | 0 | 0 | 0 | 0 | 0 | 0 | 0 | 0 | 0 | 0 | 0 | 0 | 0 | 0 | 0 | 0 | 0 | 0 | 0 | 0 | 0 | 0 | 0 | 0 | 0 | 0 | 0 | 0
[8 empty] | PV+Storage - Class 7 | Advanced | 0 | 0 | 0 | 0 | 0 | 0 | 0 | 0 | 0 | 0 | 0 | 0 | 0 | 0 | 0 | 0 | 0 | 0 | 0 | 0 | 0 | 0 | 0 | 0 | 0 | 0 | 0 | 0 | 0 | 0
[8 empty] | PV+Storage - Class 7 | Moderate | 0 | 0 | 0 | 0 | 0 | 0 | 0 | 0 | 0 | 0 | 0 | 0 | 0 | 0 | 0 | 0 | 0 | 0 | 0 | 0 | 0 | 0 | 0 | 0 | 0 | 0 | 0 | 0 | 0 | 0
[8 empty] | PV+Storage - Class 7 | Conservative | 0 | 0 | 0 | 0 | 0 | 0 | 0 | 0 | 0 | 0 | 0 | 0 | 0 | 0 | 0 | 0 | 0 | 0 | 0 | 0 | 0 | 0 | 0 | 0 | 0 | 0 | 0 | 0 | 0 | 0
[8 empty] | PV+Storage - Class 8 | Advanced | 0 | 0 | 0 | 0 | 0 | 0 | 0 | 0 | 0 | 0 | 0 | 0 | 0 | 0 | 0 | 0 | 0 | 0 | 0 | 0 | 0 | 0 | 0 | 0 | 0 | 0 | 0 | 0 | 0 | 0
[8 empty] | PV+Storage - Class 8 | Moderate | 0 | 0 | 0 | 0 | 0 | 0 | 0 | 0 | 0 | 0 | 0 | 0 | 0 | 0 | 0 | 0 | 0 | 0 | 0 | 0 | 0 | 0 | 0 | 0 | 0 | 0 | 0 | 0 | 0 | 0
[8 empty] | PV+Storage - Class 8 | Conservative | 0 | 0 | 0 | 0 | 0 | 0 | 0 | 0 | 0 | 0 | 0 | 0 | 0 | 0 | 0 | 0 | 0 | 0 | 0 | 0 | 0 | 0 | 0 | 0 | 0 | 0 | 0 | 0 | 0 | 0
[8 empty] | PV+Storage - Class 9 | Advanced | 0 | 0 | 0 | 0 | 0 | 0 | 0 | 0 | 0 | 0 | 0 | 0 | 0 | 0 | 0 | 0 | 0 | 0 | 0 | 0 | 0 | 0 | 0 | 0 | 0 | 0 | 0 | 0 | 0 | 0
[8 empty] | PV+Storage - Class 9 | Moderate | 0 | 0 | 0 | 0 | 0 | 0 | 0 | 0 | 0 | 0 | 0 | 0 | 0 | 0 | 0 | 0 | 0 | 0 | 0 | 0 | 0 | 0 | 0 | 0 | 0 | 0 | 0 | 0 | 0 | 0
[8 empty] | PV+Storage - Class 9 | Conservative | 0 | 0 | 0 | 0 | 0 | 0 | 0 | 0 | 0 | 0 | 0 | 0 | 0 | 0 | 0 | 0 | 0 | 0 | 0 | 0 | 0 | 0 | 0 | 0 | 0 | 0 | 0 | 0 | 0 | 0
[8 empty] | PV+Storage - Class 10 | Advanced | 0 | 0 | 0 | 0 | 0 | 0 | 0 | 0 | 0 | 0 | 0 | 0 | 0 | 0 | 0 | 0 | 0 | 0 | 0 | 0 | 0 | 0 | 0 | 0 | 0 | 0 | 0 | 0 | 0 | 0
[8 empty] | PV+Storage - Class 10 | Moderate | 0 | 0 | 0 | 0 | 0 | 0 | 0 | 0 | 0 | 0 | 0 | 0 | 0 | 0 | 0 | 0 | 0 | 0 | 0 | 0 | 0 | 0 | 0 | 0 | 0 | 0 | 0 | 0 | 0 | 0
[8 empty] | PV+Storage - Class 10 | Conservative | 0 | 0 | 0 | 0 | 0 | 0 | 0 | 0 | 0 | 0 | 0 | 0 | 0 | 0 | 0 | 0 | 0 | 0 | 0 | 0 | 0 | 0 | 0 | 0 | 0 | 0 | 0 | 0 | 0 | 0
[10 empty] | 2021 | 2022 | 2023 | 2024 | 2025 | 2026 | 2027 | 2028 | 2029 | 2030 | 2031 | 2032 | 2033 | 2034 | 2035 | 2036 | 2037 | 2038 | 2039 | 2040 | 2041 | 2042 | 2043 | 2044 | 2045 | 2046 | 2047 | 2048 | 2049 | 2050
[5 empty] | LCOE |  | Levelized Cost of Energy ($/MWh) | PV+Storage - Class 1 | Advanced | 67.8962 | 70.7513 | 63.064 | 60.3249 | 57.753 | 55.3707 | 53.0328 | 50.7377 | 48.4843 | 46.2718 | 44.4452 | 42.6511 | 40.8882 | 39.1564 | 37.4548 | 37.0381 | 36.6244 | 36.2136 | 35.8056 | 35.4003 | 34.9979 | 34.5983 | 34.2014 | 33.8069 | 33.4153 | 33.0263 | 32.6398 | 32.2558 | 31.8745 | 31.4959
[8 empty] | PV+Storage - Class 1 | Moderate | 70.5217 | 73.6004 | 71.346 | 69.0229 | 65.3045 | 63.3789 | 61.474 | 59.5896 | 57.7252 | 55.8806 | 54.3607 | 52.8568 | 51.3687 | 49.8962 | 48.4389 | 47.8231 | 47.2116 | 46.6045 | 46.0017 | 45.4032 | 44.8088 | 44.2186 | 43.6326 | 43.0506 | 42.4726 | 41.8986 | 41.3286 | 40.7625 | 40.2003 | 39.6418
[8 empty] | PV+Storage - Class 1 | Conservative | 73.679 | 77.1977 | 77.3855 | 76.9639 | 76.0853 | 74.7187 | 73.3522 | 71.9861 | 70.6201 | 69.2544 | 68.5641 | 67.8741 | 67.1843 | 66.4946 | 65.8052 | 64.9895 | 64.1819 | 63.3824 | 62.5909 | 61.8071 | 61.031 | 60.2626 | 59.5015 | 58.7479 | 58.0015 | 57.2623 | 56.5301 | 55.8049 | 55.0865 | 54.3749
[8 empty] | PV+Storage - Class 2 | Advanced | 69.8652 | 72.8192 | 64.8895 | 62.0672 | 59.417 | 56.9619 | 54.552 | 52.1859 | 49.8623 | 47.5805 | 45.6969 | 43.8465 | 42.028 | 40.2412 | 38.4853 | 38.0522 | 37.6224 | 37.1956 | 36.7717 | 36.3507 | 35.9328 | 35.518 | 35.1058 | 34.6964 | 34.2899 | 33.8862 | 33.4852 | 33.0868 | 32.6913 | 32.2986
[8 empty] | PV+Storage - Class 2 | Moderate | 72.5752 | 75.7583 | 73.4361 | 71.0427 | 67.2082 | 65.2242 | 63.2614 | 61.3193 | 59.3977 | 57.4961 | 55.9296 | 54.3795 | 52.8454 | 51.3271 | 49.8243 | 49.189 | 48.5582 | 47.9318 | 47.3098 | 46.6921 | 46.0788 | 45.4698 | 44.8649 | 44.2643 | 43.6677 | 43.0753 | 42.487 | 41.9026 | 41.3222 | 40.7458
[8 empty] | PV+Storage - Class 2 | Conservative | 75.8342 | 79.4662 | 79.66 | 79.2248 | 78.318 | 76.9073 | 75.4969 | 74.0867 | 72.6768 | 71.2671 | 70.5546 | 69.8424 | 69.1303 | 68.4185 | 67.7068 | 66.8691 | 66.0397 | 65.2184 | 64.4052 | 63.5999 | 62.8023 | 62.0125 | 61.2302 | 60.4554 | 59.688 | 58.9278 | 58.1748 | 57.4288 | 56.6898 | 55.9576
[8 empty] | PV+Storage - Class 3 | Advanced | 72.8798 | 75.945 | 67.6144 | 64.6358 | 61.84 | 59.2509 | 56.7116 | 54.2202 | 51.7755 | 49.3766 | 47.3953 | 45.4502 | 43.5401 | 41.6646 | 39.8228 | 39.3845 | 38.9491 | 38.5165 | 38.0865 | 37.6591 | 37.2345 | 36.8127 | 36.3933 | 35.9763 | 35.5621 | 35.1503 | 34.7411 | 34.3342 | 33.9299 | 33.5283
[8 empty] | PV+Storage - Class 3 | Moderate | 75.7193 | 79.0329 | 76.58 | 74.0541 | 70.0217 | 67.928 | 65.8577 | 63.8105 | 61.7859 | 59.7836 | 58.1327 | 56.4998 | 54.8846 | 53.2869 | 51.7065 | 51.0387 | 50.3759 | 49.7179 | 49.0646 | 48.416 | 47.7721 | 47.1328 | 46.4981 | 45.8678 | 45.2421 | 44.6207 | 44.0037 | 43.3911 | 42.7827 | 42.1785
[8 empty] | PV+Storage - Class 3 | Conservative | 79.134 | 82.9394 | 83.1425 | 82.6865 | 81.7364 | 80.2583 | 78.7805 | 77.303 | 75.8257 | 74.3487 | 73.6022 | 72.8559 | 72.1099 | 71.364 | 70.6184 | 69.7231 | 68.8373 | 67.9606 | 67.0929 | 66.2342 | 65.3842 | 64.5428 | 63.71 | 62.8855 | 62.0693 | 61.2612 | 60.4611 | 59.6689 | 58.8845 | 58.1077
[8 empty] | PV+Storage - Class 4 | Advanced | 76.0503 | 79.2375 | 70.4891 | 67.3498 | 64.4044 | 61.6773 | 59.0044 | 56.3836 | 53.8134 | 51.2928 | 49.2101 | 47.1668 | 45.1613 | 43.1931 | 41.2614 | 40.815 | 40.3712 | 39.93 | 39.4912 | 39.0547 | 38.6209 | 38.1896 | 37.7605 | 37.3337 | 36.9094 | 36.4874 | 36.0677 | 35.6501 | 35.235 | 34.8224
[8 empty] | PV+Storage - Class 4 | Moderate | 79.0259 | 82.4807 | 79.8939 | 77.2321 | 72.9944 | 70.7881 | 68.6074 | 66.452 | 64.3213 | 62.2149 | 60.477 | 58.7587 | 57.0599 | 55.3801 | 53.719 | 53.0175 | 52.3212 | 51.6301 | 50.944 | 50.263 | 49.5871 | 48.916 | 48.2499 | 47.5886 | 46.9321 | 46.2803 | 45.6333 | 44.9908 | 44.353 | 43.7197
[8 empty] | PV+Storage - Class 4 | Conservative | 82.6043 | 86.5921 | 86.805 | 86.3271 | 85.3314 | 83.7825 | 82.2339 | 80.6855 | 79.1374 | 77.5895 | 76.8073 | 76.0252 | 75.2434 | 74.4618 | 73.6804 | 72.7279 | 71.7858 | 70.8538 | 69.9318 | 69.0197 | 68.1172 | 67.2243 | 66.3408 | 65.4665 | 64.6013 | 63.7451 | 62.8977 | 62.0589 | 61.2287 | 60.4069
[8 empty] | PV+Storage - Class 5 | Advanced | 79.5231 | 82.8538 | 73.6549 | 70.3467 | 67.2434 | 64.3707 | 61.5561 | 58.7974 | 56.0931 | 53.4418 | 51.2508 | 49.1018 | 46.9933 | 44.9248 | 42.8953 | 42.4352 | 41.9777 | 41.5227 | 41.0699 | 40.6194 | 40.1713 | 39.7258 | 39.2824 | 38.8411 | 38.4022 | 37.9655 | 37.5311 | 37.0987 | 36.6687 | 36.241
[8 empty] | PV+Storage - Class 5 | Moderate | 82.6478 | 86.2656 | 83.5399 | 80.7362 | 76.2794 | 73.9555 | 71.6592 | 69.3899 | 67.1473 | 64.9308 | 63.1013 | 61.2929 | 59.5054 | 57.7383 | 55.9913 | 55.2525 | 54.5192 | 53.7915 | 53.0693 | 52.3526 | 51.6411 | 50.935 | 50.2341 | 49.5384 | 48.8478 | 48.1623 | 47.4818 | 46.8063 | 46.1357 | 45.4699
[8 empty] | PV+Storage - Class 5 | Conservative | 86.4055 | 90.5932 | 90.8167 | 90.3149 | 89.2693 | 87.6428 | 86.0165 | 84.3906 | 82.7649 | 81.1395 | 80.318 | 79.4967 | 78.6757 | 77.855 | 77.0344 | 76.026 | 75.0287 | 74.0425 | 73.067 | 72.1022 | 71.1478 | 70.2038 | 69.2699 | 68.3459 | 67.4317 | 66.5272 | 65.6322 | 64.7466 | 63.8701 | 63.0027
[8 empty] | PV+Storage - Class 6 | Advanced | 83.3011 | 86.7862 | 77.0961 | 73.6028 | 70.3267 | 67.2947 | 64.3252 | 61.416 | 58.5651 | 55.7714 | 53.462 | 51.1978 | 48.9771 | 46.7993 | 44.6633 | 44.1893 | 43.7177 | 43.2483 | 42.7812 | 42.3161 | 41.8534 | 41.3931 | 40.9347 | 40.4784 | 40.0243 | 39.5724 | 39.1226 | 38.6747 | 38.229 | 37.7857
[8 empty] | PV+Storage - Class 6 | Moderate | 86.5881 | 90.3823 | 87.5046 | 84.5458 | 79.8498 | 77.3973 | 74.9747 | 72.5812 | 70.2163 | 67.8796 | 65.95 | 64.0433 | 62.159 | 60.2967 | 58.4559 | 57.6763 | 56.9026 | 56.1349 | 55.3731 | 54.6171 | 53.8669 | 53.1224 | 52.3835 | 51.6502 | 50.9224 | 50.2 | 49.4831 | 48.7714 | 48.0651 | 47.3639
[8 empty] | PV+Storage - Class 6 | Conservative | 90.5408 | 94.946 | 95.1811 | 94.6532 | 93.5533 | 91.8424 | 90.1317 | 88.4213 | 86.7112 | 85.0014 | 84.1373 | 83.2734 | 82.4098 | 81.5464 | 80.6833 | 79.6132 | 78.5552 | 77.5092 | 76.4749 | 75.4521 | 74.4407 | 73.4404 | 72.4511 | 71.4726 | 70.5046 | 69.5471 | 68.5999 | 67.6628 | 66.7357 | 65.8183
[8 empty] | PV+Storage - Class 7 | Advanced | 87.2328 | 90.8788 | 80.6776 | 76.992 | 73.5364 | 70.3387 | 67.2082 | 64.1424 | 61.1392 | 58.1974 | 55.7649 | 53.3809 | 51.0435 | 48.7521 | 46.5054 | 46.0166 | 45.5302 | 45.0459 | 44.5637 | 44.0834 | 43.6054 | 43.1297 | 42.6558 | 42.1837 | 41.7139 | 41.2461 | 40.7802 | 40.3161 | 39.8543 | 39.3945
[8 empty] | PV+Storage - Class 7 | Moderate | 90.6885 | 94.6641 | 91.6262 | 88.504 | 83.5577 | 80.97 | 78.4144 | 75.8904 | 73.3972 | 70.9344 | 68.8998 | 66.8899 | 64.9041 | 62.942 | 61.0032 | 60.1827 | 59.3686 | 58.5608 | 57.7593 | 56.964 | 56.1748 | 55.3917 | 54.6146 | 53.8435 | 53.0781 | 52.3186 | 51.5648 | 50.8167 | 50.0741 | 49.3371
[8 empty] | PV+Storage - Class 7 | Conservative | 94.8443 | 99.4757 | 99.7229 | 99.1679 | 98.0115 | 96.2127 | 94.4142 | 92.616 | 90.818 | 89.0204 | 88.1119 | 87.2037 | 86.2957 | 85.3879 | 84.4805 | 83.3444 | 82.2216 | 81.1117 | 80.0145 | 78.9299 | 77.8577 | 76.7975 | 75.7492 | 74.7126 | 73.6875 | 72.6738 | 71.6712 | 70.6795 | 69.6986 | 68.7283
[8 empty] | PV+Storage - Class 8 | Advanced | 90.2729 | 94.0583 | 83.473 | 79.6494 | 76.0643 | 72.7467 | 69.4988 | 66.3178 | 63.2018 | 60.1492 | 57.6252 | 55.1515 | 52.7261 | 50.3483 | 48.0168 | 47.5098 | 47.0052 | 46.5028 | 46.0026 | 45.5043 | 45.0084 | 44.5149 | 44.0232 | 43.5335 | 43.046 | 42.5606 | 42.0773 | 41.5958 | 41.1166 | 40.6396
[8 empty] | PV+Storage - Class 8 | Moderate | 93.8592 | 97.9828 | 94.828 | 91.5862 | 86.4515 | 83.7646 | 81.1111 | 78.4905 | 75.902 | 73.3452 | 71.2329 | 69.1462 | 67.0846 | 65.0478 | 63.0352 | 62.186 | 61.3434 | 60.5074 | 59.6777 | 58.8545 | 58.0375 | 57.2267 | 56.4221 | 55.6236 | 54.831 | 54.0444 | 53.2637 | 52.4888 | 51.7197 | 50.9562
[8 empty] | PV+Storage - Class 8 | Conservative | 98.172 | 102.9783 | 103.2348 | 102.6588 | 101.4588 | 99.592 | 97.7256 | 95.8594 | 93.9936 | 92.1281 | 91.1852 | 90.2427 | 89.3004 | 88.3584 | 87.4166 | 86.2359 | 85.0689 | 83.9155 | 82.7753 | 81.6483 | 80.534 | 79.4324 | 78.3433 | 77.2663 | 76.2013 | 75.1481 | 74.1065 | 73.0764 | 72.0574 | 71.0495
[8 empty] | PV+Storage - Class 9 | Advanced | 94.2792 | 98.2364 | 87.1361 | 83.1221 | 79.359 | 75.8769 | 72.4686 | 69.1312 | 65.8625 | 62.661 | 60.0136 | 57.4193 | 54.8762 | 52.3834 | 49.9395 | 49.4141 | 48.891 | 48.3701 | 47.8514 | 47.3345 | 46.82 | 46.3078 | 45.7974 | 45.2889 | 44.7826 | 44.2784 | 43.7762 | 43.2758 | 42.7776 | 42.2817
[8 empty] | PV+Storage - Class 9 | Moderate | 98.0375 | 102.3508 | 99.0374 | 95.6333 | 90.247 | 87.4256 | 84.6398 | 81.889 | 79.1724 | 76.4893 | 74.2722 | 72.0822 | 69.919 | 67.7821 | 65.6708 | 64.781 | 63.8981 | 63.022 | 62.1527 | 61.2901 | 60.4342 | 59.5847 | 58.7417 | 57.9051 | 57.0749 | 56.2508 | 55.433 | 54.6213 | 53.8156 | 53.0159
[8 empty] | PV+Storage - Class 9 | Conservative | 102.5571 | 107.594 | 107.8628 | 107.2592 | 106.0017 | 104.0453 | 102.0893 | 100.1337 | 98.1783 | 96.2233 | 95.2353 | 94.2475 | 93.26 | 92.2728 | 91.2859 | 90.042 | 88.8128 | 87.598 | 86.3974 | 85.2108 | 84.0378 | 82.8783 | 81.7321 | 80.5988 | 79.4784 | 78.3705 | 77.2749 | 76.1916 | 75.1201 | 74.0605
[8 empty] | PV+Storage - Class 10 | Advanced | 101.6541 | 105.9216 | 93.869 | 89.5003 | 85.4056 | 81.6176 | 77.9114 | 74.2837 | 70.7321 | 67.255 | 64.3789 | 61.5616 | 58.8009 | 56.0958 | 53.4448 | 52.8884 | 52.3343 | 51.7822 | 51.2321 | 50.6838 | 50.1376 | 49.5936 | 49.0513 | 48.5107 | 47.9723 | 47.4358 | 46.9011 | 46.3681 | 45.8373 | 45.3085
[8 empty] | PV+Storage - Class 10 | Moderate | 105.7292 | 110.3927 | 106.7881 | 103.0862 | 97.2371 | 94.169 | 91.1403 | 88.1503 | 85.1982 | 82.2832 | 79.8736 | 77.4941 | 75.1441 | 72.8231 | 70.5306 | 69.562 | 68.6011 | 67.6478 | 66.702 | 65.7637 | 64.8327 | 63.909 | 62.9924 | 62.083 | 61.1805 | 60.285 | 59.3964 | 58.5145 | 57.6394 | 56.7708
[8 empty] | PV+Storage - Class 10 | Conservative | 110.6296 | 116.0909 | 116.3823 | 115.7279 | 114.3643 | 112.2432 | 110.1224 | 108.0019 | 105.8819 | 103.7621 | 102.6908 | 101.6198 | 100.5492 | 99.4788 | 98.4087 | 97.0493 | 95.7062 | 94.3793 | 93.0681 | 91.7724 | 90.492 | 89.2266 | 87.9759 | 86.7397 | 85.5176 | 84.3096 | 83.1152 | 81.9344 | 80.7668 | 79.6123
[10 empty] | 2021 | 2022 | 2023 | 2024 | 2025 | 2026 | 2027 | 2028 | 2029 | 2030 | 2031 | 2032 | 2033 | 2034 | 2035 | 2036 | 2037 | 2038 | 2039 | 2040 | 2041 | 2042 | 2043 | 2044 | 2045 | 2046 | 2047 | 2048 | 2049 | 2050
[5 empty] | Additional Factors |  | Tax Credit | 10 year CRF | Advanced | 12.06% | 12.06% | 12.06% | 12.06% | 12.06% | 12.06% | 12.06% | 12.06% | 12.06% | 12.06% | 12.06% | 12.06% | 12.06% | 12.06% | 12.06% | 12.06% | 12.06% | 12.06% | 12.06% | 12.06% | 12.06% | 12.06% | 12.06% | 12.06% | 12.06% | 12.06% | 12.06% | 12.06% | 12.06% | 12.06%
[8 empty] | 10 year CRF | Moderate | 12.06% | 12.06% | 12.06% | 12.06% | 12.06% | 12.06% | 12.06% | 12.06% | 12.06% | 12.06% | 12.06% | 12.06% | 12.06% | 12.06% | 12.06% | 12.06% | 12.06% | 12.06% | 12.06% | 12.06% | 12.06% | 12.06% | 12.06% | 12.06% | 12.06% | 12.06% | 12.06% | 12.06% | 12.06% | 12.06%
[8 empty] | 10 year CRF | Conservative | 12.06% | 12.06% | 12.06% | 12.06% | 12.06% | 12.06% | 12.06% | 12.06% | 12.06% | 12.06% | 12.06% | 12.06% | 12.06% | 12.06% | 12.06% | 12.06% | 12.06% | 12.06% | 12.06% | 12.06% | 12.06% | 12.06% | 12.06% | 12.06% | 12.06% | 12.06% | 12.06% | 12.06% | 12.06% | 12.06%
[8 empty] | ITC Schedule - PV | * | bar: 2021 to 2050
[8 empty] | ITC Schedule - Battery | * | bar: 2021 to 2050
[8 empty] | PTC | Advanced | 0 | 0 | 0 | 0 | 0 | 0 | 0 | 0 | 0 | 0 | 0 | 0 | 0 | 0 | 0 | 0 | 0 | 0 | 0 | 0 | 0 | 0 | 0 | 0 | 0 | 0 | 0 | 0 | 0 | 0
[8 empty] | PTC | Moderate | 0 | 0 | 0 | 0 | 0 | 0 | 0 | 0 | 0 | 0 | 0 | 0 | 0 | 0 | 0 | 0 | 0 | 0 | 0 | 0 | 0 | 0 | 0 | 0 | 0 | 0 | 0 | 0 | 0 | 0
[8 empty] | PTC | Conservative | 0 | 0 | 0 | 0 | 0 | 0 | 0 | 0 | 0 | 0 | 0 | 0 | 0 | 0 | 0 | 0 | 0 | 0 | 0 | 0 | 0 | 0 | 0 | 0 | 0 | 0 | 0 | 0 | 0 | 0
[8 empty] | PVD | Advanced | 0.84962 | 0.84962 | 0.84962 | 0.84962 | 0.84962 | 0.84962 | 0.84962 | 0.84962 | 0.84962 | 0.84962 | 0.84962 | 0.84962 | 0.84962 | 0.84962 | 0.84962 | 0.84962 | 0.84962 | 0.84962 | 0.84962 | 0.84962 | 0.84962 | 0.84962 | 0.84962 | 0.84962 | 0.84962 | 0.84962 | 0.84962 | 0.84962 | 0.84962 | 0.84962
[8 empty] | PVD | Moderate | 0.84962 | 0.84962 | 0.84962 | 0.84962 | 0.84962 | 0.84962 | 0.84962 | 0.84962 | 0.84962 | 0.84962 | 0.84962 | 0.84962 | 0.84962 | 0.84962 | 0.84962 | 0.84962 | 0.84962 | 0.84962 | 0.84962 | 0.84962 | 0.84962 | 0.84962 | 0.84962 | 0.84962 | 0.84962 | 0.84962 | 0.84962 | 0.84962 | 0.84962 | 0.84962
[8 empty] | PVD | Conservative | 0.84962 | 0.84962 | 0.84962 | 0.84962 | 0.84962 | 0.84962 | 0.84962 | 0.84962 | 0.84962 | 0.84962 | 0.84962 | 0.84962 | 0.84962 | 0.84962 | 0.84962 | 0.84962 | 0.84962 | 0.84962 | 0.84962 | 0.84962 | 0.84962 | 0.84962 | 0.84962 | 0.84962 | 0.84962 | 0.84962 | 0.84962 | 0.84962 | 0.84962 | 0.84962
[8 empty] | PFF PV | Advanced | 1.0521 | 1.0521 | 1.0521 | 1.0521 | 1.0521 | 1.0521 | 1.0521 | 1.0521 | 1.0521 | 1.0521 | 1.0521 | 1.0521 | 1.0521 | 1.0521 | 1.0521 | 1.0521 | 1.0521 | 1.0521 | 1.0521 | 1.0521 | 1.0521 | 1.0521 | 1.0521 | 1.0521 | 1.0521 | 1.0521 | 1.0521 | 1.0521 | 1.0521 | 1.0521
[8 empty] | PFF PV | Moderate | 1.0521 | 1.0521 | 1.0521 | 1.0521 | 1.0521 | 1.0521 | 1.0521 | 1.0521 | 1.0521 | 1.0521 | 1.0521 | 1.0521 | 1.0521 | 1.0521 | 1.0521 | 1.0521 | 1.0521 | 1.0521 | 1.0521 | 1.0521 | 1.0521 | 1.0521 | 1.0521 | 1.0521 | 1.0521 | 1.0521 | 1.0521 | 1.0521 | 1.0521 | 1.0521
[8 empty] | PFF PV | Conservative | 1.0521 | 1.0521 | 1.0521 | 1.0521 | 1.0521 | 1.0521 | 1.0521 | 1.0521 | 1.0521 | 1.0521 | 1.0521 | 1.0521 | 1.0521 | 1.0521 | 1.0521 | 1.0521 | 1.0521 | 1.0521 | 1.0521 | 1.0521 | 1.0521 | 1.0521 | 1.0521 | 1.0521 | 1.0521 | 1.0521 | 1.0521 | 1.0521 | 1.0521 | 1.0521
[8 empty] | PFF Battery | Advanced | 1.0521 | 1.0521 | 1.0521 | 1.0521 | 1.0521 | 1.0521 | 1.0521 | 1.0521 | 1.0521 | 1.0521 | 1.0521 | 1.0521 | 1.0521 | 1.0521 | 1.0521 | 1.0521 | 1.0521 | 1.0521 | 1.0521 | 1.0521 | 1.0521 | 1.0521 | 1.0521 | 1.0521 | 1.0521 | 1.0521 | 1.0521 | 1.0521 | 1.0521 | 1.0521
[8 empty] | PFF Battery | Moderate | 1.0521 | 1.0521 | 1.0521 | 1.0521 | 1.0521 | 1.0521 | 1.0521 | 1.0521 | 1.0521 | 1.0521 | 1.0521 | 1.0521 | 1.0521 | 1.0521 | 1.0521 | 1.0521 | 1.0521 | 1.0521 | 1.0521 | 1.0521 | 1.0521 | 1.0521 | 1.0521 | 1.0521 | 1.0521 | 1.0521 | 1.0521 | 1.0521 | 1.0521 | 1.0521
[8 empty] | PFF Battery | Conservative | 1.0521 | 1.0521 | 1.0521 | 1.0521 | 1.0521 | 1.0521 | 1.0521 | 1.0521 | 1.0521 | 1.0521 | 1.0521 | 1.0521 | 1.0521 | 1.0521 | 1.0521 | 1.0521 | 1.0521 | 1.0521 | 1.0521 | 1.0521 | 1.0521 | 1.0521 | 1.0521 | 1.0521 | 1.0521 | 1.0521 | 1.0521 | 1.0521 | 1.0521 | 1.0521
[6 empty] | MACRS |  | Year (Advanced) |  | 2021 | 2022 | 2023 | 2024 | 2025 | 2026 | 2027 | 2028 | 2029 | 2030 | 2031 | 2032 | 2033 | 2034 | 2035 | 2036 | 2037 | 2038 | 2039 | 2040 | 2041 | 2042 | 2043 | 2044 | 2045 | 2046 | 2047 | 2048 | 2049 | 2050
[6 empty] | 0.2 | Depreciation Factor | 1 |  | 0.94215 | 0.94215 | 0.94215 | 0.94215 | 0.94215 | 0.94215 | 0.94215 | 0.94215 | 0.94215 | 0.94215 | 0.94215 | 0.94215 | 0.94215 | 0.94215 | 0.94215 | 0.94215 | 0.94215 | 0.94215 | 0.94215 | 0.94215 | 0.94215 | 0.94215 | 0.94215 | 0.94215 | 0.94215 | 0.94215 | 0.94215 | 0.94215 | 0.94215 | 0.94215
[6 empty] | 0.32 |  | 2 |  | 0.88765 | 0.88765 | 0.88765 | 0.88765 | 0.88765 | 0.88765 | 0.88765 | 0.88765 | 0.88765 | 0.88765 | 0.88765 | 0.88765 | 0.88765 | 0.88765 | 0.88765 | 0.88765 | 0.88765 | 0.88765 | 0.88765 | 0.88765 | 0.88765 | 0.88765 | 0.88765 | 0.88765 | 0.88765 | 0.88765 | 0.88765 | 0.88765 | 0.88765 | 0.88765
[6 empty] | 0.192 |  | 3 |  | 0.83631 | 0.83631 | 0.83631 | 0.83631 | 0.83631 | 0.83631 | 0.83631 | 0.83631 | 0.83631 | 0.83631 | 0.83631 | 0.83631 | 0.83631 | 0.83631 | 0.83631 | 0.83631 | 0.83631 | 0.83631 | 0.83631 | 0.83631 | 0.83631 | 0.83631 | 0.83631 | 0.83631 | 0.83631 | 0.83631 | 0.83631 | 0.83631 | 0.83631 | 0.83631
[6 empty] | 0.1152 |  | 4 |  | 0.78793 | 0.78793 | 0.78793 | 0.78793 | 0.78793 | 0.78793 | 0.78793 | 0.78793 | 0.78793 | 0.78793 | 0.78793 | 0.78793 | 0.78793 | 0.78793 | 0.78793 | 0.78793 | 0.78793 | 0.78793 | 0.78793 | 0.78793 | 0.78793 | 0.78793 | 0.78793 | 0.78793 | 0.78793 | 0.78793 | 0.78793 | 0.78793 | 0.78793 | 0.78793
[6 empty] | 0.1152 |  | 5 |  | 0.74235 | 0.74235 | 0.74235 | 0.74235 | 0.74235 | 0.74235 | 0.74235 | 0.74235 | 0.74235 | 0.74235 | 0.74235 | 0.74235 | 0.74235 | 0.74235 | 0.74235 | 0.74235 | 0.74235 | 0.74235 | 0.74235 | 0.74235 | 0.74235 | 0.74235 | 0.74235 | 0.74235 | 0.74235 | 0.74235 | 0.74235 | 0.74235 | 0.74235 | 0.74235
[6 empty] | 0.0576 |  | 6 |  | 0.69941 | 0.69941 | 0.69941 | 0.69941 | 0.69941 | 0.69941 | 0.69941 | 0.69941 | 0.69941 | 0.69941 | 0.69941 | 0.69941 | 0.69941 | 0.69941 | 0.69941 | 0.69941 | 0.69941 | 0.69941 | 0.69941 | 0.69941 | 0.69941 | 0.69941 | 0.69941 | 0.69941 | 0.69941 | 0.69941 | 0.69941 | 0.69941 | 0.69941 | 0.69941
[8 empty] | Year (Moderate) |  | 2021 | 2022 | 2023 | 2024 | 2025 | 2026 | 2027 | 2028 | 2029 | 2030 | 2031 | 2032 | 2033 | 2034 | 2035 | 2036 | 2037 | 2038 | 2039 | 2040 | 2041 | 2042 | 2043 | 2044 | 2045 | 2046 | 2047 | 2048 | 2049 | 2050
[8 empty] | 1 |  | 0.94215 | 0.94215 | 0.94215 | 0.94215 | 0.94215 | 0.94215 | 0.94215 | 0.94215 | 0.94215 | 0.94215 | 0.94215 | 0.94215 | 0.94215 | 0.94215 | 0.94215 | 0.94215 | 0.94215 | 0.94215 | 0.94215 | 0.94215 | 0.94215 | 0.94215 | 0.94215 | 0.94215 | 0.94215 | 0.94215 | 0.94215 | 0.94215 | 0.94215 | 0.94215
[8 empty] | 2 |  | 0.88765 | 0.88765 | 0.88765 | 0.88765 | 0.88765 | 0.88765 | 0.88765 | 0.88765 | 0.88765 | 0.88765 | 0.88765 | 0.88765 | 0.88765 | 0.88765 | 0.88765 | 0.88765 | 0.88765 | 0.88765 | 0.88765 | 0.88765 | 0.88765 | 0.88765 | 0.88765 | 0.88765 | 0.88765 | 0.88765 | 0.88765 | 0.88765 | 0.88765 | 0.88765
[8 empty] | 3 |  | 0.83631 | 0.83631 | 0.83631 | 0.83631 | 0.83631 | 0.83631 | 0.83631 | 0.83631 | 0.83631 | 0.83631 | 0.83631 | 0.83631 | 0.83631 | 0.83631 | 0.83631 | 0.83631 | 0.83631 | 0.83631 | 0.83631 | 0.83631 | 0.83631 | 0.83631 | 0.83631 | 0.83631 | 0.83631 | 0.83631 | 0.83631 | 0.83631 | 0.83631 | 0.83631
[8 empty] | 4 |  | 0.78793 | 0.78793 | 0.78793 | 0.78793 | 0.78793 | 0.78793 | 0.78793 | 0.78793 | 0.78793 | 0.78793 | 0.78793 | 0.78793 | 0.78793 | 0.78793 | 0.78793 | 0.78793 | 0.78793 | 0.78793 | 0.78793 | 0.78793 | 0.78793 | 0.78793 | 0.78793 | 0.78793 | 0.78793 | 0.78793 | 0.78793 | 0.78793 | 0.78793 | 0.78793
[8 empty] | 5 |  | 0.74235 | 0.74235 | 0.74235 | 0.74235 | 0.74235 | 0.74235 | 0.74235 | 0.74235 | 0.74235 | 0.74235 | 0.74235 | 0.74235 | 0.74235 | 0.74235 | 0.74235 | 0.74235 | 0.74235 | 0.74235 | 0.74235 | 0.74235 | 0.74235 | 0.74235 | 0.74235 | 0.74235 | 0.74235 | 0.74235 | 0.74235 | 0.74235 | 0.74235 | 0.74235
[8 empty] | 6 |  | 0.69941 | 0.69941 | 0.69941 | 0.69941 | 0.69941 | 0.69941 | 0.69941 | 0.69941 | 0.69941 | 0.69941 | 0.69941 | 0.69941 | 0.69941 | 0.69941 | 0.69941 | 0.69941 | 0.69941 | 0.69941 | 0.69941 | 0.69941 | 0.69941 | 0.69941 | 0.69941 | 0.69941 | 0.69941 | 0.69941 | 0.69941 | 0.69941 | 0.69941 | 0.69941
[8 empty] | Year (Conservative) |  | 2021 | 2022 | 2023 | 2024 | 2025 | 2026 | 2027 | 2028 | 2029 | 2030 | 2031 | 2032 | 2033 | 2034 | 2035 | 2036 | 2037 | 2038 | 2039 | 2040 | 2041 | 2042 | 2043 | 2044 | 2045 | 2046 | 2047 | 2048 | 2049 | 2050
[8 empty] | 1 |  | 0.94215 | 0.94215 | 0.94215 | 0.94215 | 0.94215 | 0.94215 | 0.94215 | 0.94215 | 0.94215 | 0.94215 | 0.94215 | 0.94215 | 0.94215 | 0.94215 | 0.94215 | 0.94215 | 0.94215 | 0.94215 | 0.94215 | 0.94215 | 0.94215 | 0.94215 | 0.94215 | 0.94215 | 0.94215 | 0.94215 | 0.94215 | 0.94215 | 0.94215 | 0.94215
[8 empty] | 2 |  | 0.88765 | 0.88765 | 0.88765 | 0.88765 | 0.88765 | 0.88765 | 0.88765 | 0.88765 | 0.88765 | 0.88765 | 0.88765 | 0.88765 | 0.88765 | 0.88765 | 0.88765 | 0.88765 | 0.88765 | 0.88765 | 0.88765 | 0.88765 | 0.88765 | 0.88765 | 0.88765 | 0.88765 | 0.88765 | 0.88765 | 0.88765 | 0.88765 | 0.88765 | 0.88765
[8 empty] | 3 |  | 0.83631 | 0.83631 | 0.83631 | 0.83631 | 0.83631 | 0.83631 | 0.83631 | 0.83631 | 0.83631 | 0.83631 | 0.83631 | 0.83631 | 0.83631 | 0.83631 | 0.83631 | 0.83631 | 0.83631 | 0.83631 | 0.83631 | 0.83631 | 0.83631 | 0.83631 | 0.83631 | 0.83631 | 0.83631 | 0.83631 | 0.83631 | 0.83631 | 0.83631 | 0.83631
[8 empty] | 4 |  | 0.78793 | 0.78793 | 0.78793 | 0.78793 | 0.78793 | 0.78793 | 0.78793 | 0.78793 | 0.78793 | 0.78793 | 0.78793 | 0.78793 | 0.78793 | 0.78793 | 0.78793 | 0.78793 | 0.78793 | 0.78793 | 0.78793 | 0.78793 | 0.78793 | 0.78793 | 0.78793 | 0.78793 | 0.78793 | 0.78793 | 0.78793 | 0.78793 | 0.78793 | 0.78793
[8 empty] | 5 |  | 0.74235 | 0.74235 | 0.74235 | 0.74235 | 0.74235 | 0.74235 | 0.74235 | 0.74235 | 0.74235 | 0.74235 | 0.74235 | 0.74235 | 0.74235 | 0.74235 | 0.74235 | 0.74235 | 0.74235 | 0.74235 | 0.74235 | 0.74235 | 0.74235 | 0.74235 | 0.74235 | 0.74235 | 0.74235 | 0.74235 | 0.74235 | 0.74235 | 0.74235 | 0.74235
[8 empty] | 6 |  | 0.69941 | 0.69941 | 0.69941 | 0.69941 | 0.69941 | 0.69941 | 0.69941 | 0.69941 | 0.69941 | 0.69941 | 0.69941 | 0.69941 | 0.69941 | 0.69941 | 0.69941 | 0.69941 | 0.69941 | 0.69941 | 0.69941 | 0.69941 | 0.69941 | 0.69941 | 0.69941 | 0.69941 | 0.69941 | 0.69941 | 0.69941 | 0.69941 | 0.69941 | 0.69941
[10 empty] | 2021 | 2022 | 2023 | 2024 | 2025 | 2026 | 2027 | 2028 | 2029 | 2030 | 2031 | 2032 | 2033 | 2034 | 2035 | 2036 | 2037 | 2038 | 2039 | 2040 | 2041 | 2042 | 2043 | 2044 | 2045 | 2046 | 2047 | 2048 | 2049 | 2050
[7 empty] | Construction Finance Factor | CFF | Advanced | 1.0361 | 1.0361 | 1.0361 | 1.0361 | 1.0361 | 1.0361 | 1.0361 | 1.0361 | 1.0361 | 1.0361 | 1.0361 | 1.0361 | 1.0361 | 1.0361 | 1.0361 | 1.0361 | 1.0361 | 1.0361 | 1.0361 | 1.0361 | 1.0361 | 1.0361 | 1.0361 | 1.0361 | 1.0361 | 1.0361 | 1.0361 | 1.0361 | 1.0361 | 1.0361
[8 empty] | CFF | Moderate | 1.0361 | 1.0361 | 1.0361 | 1.0361 | 1.0361 | 1.0361 | 1.0361 | 1.0361 | 1.0361 | 1.0361 | 1.0361 | 1.0361 | 1.0361 | 1.0361 | 1.0361 | 1.0361 | 1.0361 | 1.0361 | 1.0361 | 1.0361 | 1.0361 | 1.0361 | 1.0361 | 1.0361 | 1.0361 | 1.0361 | 1.0361 | 1.0361 | 1.0361 | 1.0361
[8 empty] | CFF | Conservative | 1.0361 | 1.0361 | 1.0361 | 1.0361 | 1.0361 | 1.0361 | 1.0361 | 1.0361 | 1.0361 | 1.0361 | 1.0361 | 1.0361 | 1.0361 | 1.0361 | 1.0361 | 1.0361 | 1.0361 | 1.0361 | 1.0361 | 1.0361 | 1.0361 | 1.0361 | 1.0361 | 1.0361 | 1.0361 | 1.0361 | 1.0361 | 1.0361 | 1.0361 | 1.0361
[8 empty] | Accumulated Interest - Year 1 | * | 1.032 | 1.032 | 1.032 | 1.032 | 1.032 | 1.032 | 1.032 | 1.032 | 1.032 | 1.032 | 1.032 | 1.032 | 1.032 | 1.032 | 1.032 | 1.032 | 1.032 | 1.032 | 1.032 | 1.032 | 1.032 | 1.032 | 1.032 | 1.032 | 1.032 | 1.032 | 1.032 | 1.032 | 1.032 | 1.032
[8 empty] | Accumulated Interest - Year 2 | * | 1.0991 | 1.0991 | 1.0991 | 1.0991 | 1.0991 | 1.0991 | 1.0991 | 1.0991 | 1.0991 | 1.0991 | 1.0991 | 1.0991 | 1.0991 | 1.0991 | 1.0991 | 1.0991 | 1.0991 | 1.0991 | 1.0991 | 1.0991 | 1.0991 | 1.0991 | 1.0991 | 1.0991 | 1.0991 | 1.0991 | 1.0991 | 1.0991 | 1.0991 | 1.0991
[8 empty] | Accumulated Interest - Year 3 | * | 1.1705 | 1.1705 | 1.1705 | 1.1705 | 1.1705 | 1.1705 | 1.1705 | 1.1705 | 1.1705 | 1.1705 | 1.1705 | 1.1705 | 1.1705 | 1.1705 | 1.1705 | 1.1705 | 1.1705 | 1.1705 | 1.1705 | 1.1705 | 1.1705 | 1.1705 | 1.1705 | 1.1705 | 1.1705 | 1.1705 | 1.1705 | 1.1705 | 1.1705 | 1.1705
[8 empty] | Accumulated Equity Cost - Year 1 | Advanced | 1.0526 | 1.0526 | 1.0526 | 1.0526 | 1.0526 | 1.0526 | 1.0526 | 1.0526 | 1.0526 | 1.0526 | 1.0526 | 1.0526 | 1.0526 | 1.0526 | 1.0526 | 1.0526 | 1.0526 | 1.0526 | 1.0526 | 1.0526 | 1.0526 | 1.0526 | 1.0526 | 1.0526 | 1.0526 | 1.0526 | 1.0526 | 1.0526 | 1.0526 | 1.0526
[8 empty] | Accumulated Equity Cost - Year 2 | Advanced | 1.1663 | 1.1663 | 1.1663 | 1.1663 | 1.1663 | 1.1663 | 1.1663 | 1.1663 | 1.1663 | 1.1663 | 1.1663 | 1.1663 | 1.1663 | 1.1663 | 1.1663 | 1.1663 | 1.1663 | 1.1663 | 1.1663 | 1.1663 | 1.1663 | 1.1663 | 1.1663 | 1.1663 | 1.1663 | 1.1663 | 1.1663 | 1.1663 | 1.1663 | 1.1663
[8 empty] | Accumulated Equity Cost - Year 3 | Advanced | 1.2923 | 1.2923 | 1.2923 | 1.2923 | 1.2923 | 1.2923 | 1.2923 | 1.2923 | 1.2923 | 1.2923 | 1.2923 | 1.2923 | 1.2923 | 1.2923 | 1.2923 | 1.2923 | 1.2923 | 1.2923 | 1.2923 | 1.2923 | 1.2923 | 1.2923 | 1.2923 | 1.2923 | 1.2923 | 1.2923 | 1.2923 | 1.2923 | 1.2923 | 1.2923
[8 empty] | Accumulated Equity Cost - Year 1 | Moderate | 1.0526 | 1.0526 | 1.0526 | 1.0526 | 1.0526 | 1.0526 | 1.0526 | 1.0526 | 1.0526 | 1.0526 | 1.0526 | 1.0526 | 1.0526 | 1.0526 | 1.0526 | 1.0526 | 1.0526 | 1.0526 | 1.0526 | 1.0526 | 1.0526 | 1.0526 | 1.0526 | 1.0526 | 1.0526 | 1.0526 | 1.0526 | 1.0526 | 1.0526 | 1.0526
[8 empty] | Accumulated Equity Cost - Year 2 | Moderate | 1.1663 | 1.1663 | 1.1663 | 1.1663 | 1.1663 | 1.1663 | 1.1663 | 1.1663 | 1.1663 | 1.1663 | 1.1663 | 1.1663 | 1.1663 | 1.1663 | 1.1663 | 1.1663 | 1.1663 | 1.1663 | 1.1663 | 1.1663 | 1.1663 | 1.1663 | 1.1663 | 1.1663 | 1.1663 | 1.1663 | 1.1663 | 1.1663 | 1.1663 | 1.1663
[8 empty] | Accumulated Equity Cost - Year 3 | Moderate | 1.2923 | 1.2923 | 1.2923 | 1.2923 | 1.2923 | 1.2923 | 1.2923 | 1.2923 | 1.2923 | 1.2923 | 1.2923 | 1.2923 | 1.2923 | 1.2923 | 1.2923 | 1.2923 | 1.2923 | 1.2923 | 1.2923 | 1.2923 | 1.2923 | 1.2923 | 1.2923 | 1.2923 | 1.2923 | 1.2923 | 1.2923 | 1.2923 | 1.2923 | 1.2923
[8 empty] | Accumulated Equity Cost - Year 1 | Conservative | 1.0526 | 1.0526 | 1.0526 | 1.0526 | 1.0526 | 1.0526 | 1.0526 | 1.0526 | 1.0526 | 1.0526 | 1.0526 | 1.0526 | 1.0526 | 1.0526 | 1.0526 | 1.0526 | 1.0526 | 1.0526 | 1.0526 | 1.0526 | 1.0526 | 1.0526 | 1.0526 | 1.0526 | 1.0526 | 1.0526 | 1.0526 | 1.0526 | 1.0526 | 1.0526
[8 empty] | Accumulated Equity Cost - Year 2 | Conservative | 1.1663 | 1.1663 | 1.1663 | 1.1663 | 1.1663 | 1.1663 | 1.1663 | 1.1663 | 1.1663 | 1.1663 | 1.1663 | 1.1663 | 1.1663 | 1.1663 | 1.1663 | 1.1663 | 1.1663 | 1.1663 | 1.1663 | 1.1663 | 1.1663 | 1.1663 | 1.1663 | 1.1663 | 1.1663 | 1.1663 | 1.1663 | 1.1663 | 1.1663 | 1.1663
[8 empty] | Accumulated Equity Cost - Year 3 | Conservative | 1.2923 | 1.2923 | 1.2923 | 1.2923 | 1.2923 | 1.2923 | 1.2923 | 1.2923 | 1.2923 | 1.2923 | 1.2923 | 1.2923 | 1.2923 | 1.2923 | 1.2923 | 1.2923 | 1.2923 | 1.2923 | 1.2923 | 1.2923 | 1.2923 | 1.2923 | 1.2923 | 1.2923 | 1.2923 | 1.2923 | 1.2923 | 1.2923 | 1.2923 | 1.2923
|  | X |  | Data Sources for Default Inputs | bar: 2021 to 2036
[5 empty] | Current Costs: |  |  |  |  | 2022: Citation; 2027: Dollar Year; 2028: Escalation Index
[5 empty] | Available Capacity (GW) |  |  |  |  | 2022: A. Milbrandt, D. Heimiller, and P. Schwabe. 2018.
[5 empty] | Net Capacity Factor (%) |  |  |  |  | 2022: A. Schleifer, C. Murphy, W. Cole, P. 2022 Denholm Exploring the Design Space of Utility-Scale PV-Plus-Battery System Configurations Under Evolving Grid Conditions. Applied Energy 308
[5 empty] | Overnight Capital Cost ($/kW) |  |  |  |  | 2022: V. Ramasamy, D. Feldman, J. Desai, and R. Margolis. 2022. U.S. Solar Photovoltaic System and Energy Storage Cost Benchmark: Q1 2022. Golden, CO: National Renewable Energy Laboratory
[5 empty] | Fixed Operating Expenses ($/kW-yr) |  |  |  |  | 2022: V. Ramasamy, D. Feldman, J. Desai, and R. Margolis. 2022. U.S. Solar Photovoltaic System and Energy Storage Cost Benchmark: Q1 2022. Golden, CO: National Renewable Energy Laboratory
Variable Operating Expenses ($/MWh) | bar: 2022
[5 empty] | Spur Line Cost ($/kW) |  |  |  |  | 2022: N/A
[5 empty] | Future Projections Costs: |  |  |  |  | 2022: Citation; 2027: Dollar Year; 2028: Escalation Index
[5 empty] | Net Capacity Factor (%) |  |  |  |  | 2022: NREL internal modeling taking into account improvements in degradation and increases in energy yield. See accompanying ATB presentation for more information.
[5 empty] | Overnight Capital Cost ($/kW) |  |  |  |  | 2022: NREL internal modeling See accompanying ATB presentation for more information.
2021 to 2022 overnight capital cost adjustments (%)
[5 empty] | Fixed Operating Expenses ($/kW-yr) |  |  |  |  | 2022: V. Ramasamy, D. Feldman, J. Desai, and R. Margolis. 2022. U.S. Solar Photovoltaic System and Energy Storage Cost Benchmark: Q1 2022. Golden, CO: National Renewable Energy Laboratory
[5 empty] | Variable Operating Expenses ($/MWh) |  |  |  |  | 2022: N/A
[5 empty] | Grid Connection Cost ($/kW) |  |  |  |  | 2022: N/A
[10 empty] | 0.3 | 0.3 | 0.3 | 0.3 | 0.3 | -0.9 | -1.3 | 10 | 10 | 10 | 10 | 10 | 10 | 10 | 10 | 10 | 10 | 10 | 10 | 10 | 10 | 10 | 10 | 10 | 10 | 10 | 10 | 10 | 10 | 10 | 10 | 10

## Pumped Storage Hydropower
https://atb.nrel.gov/electricity/2023/pumped-storage_hydropower
Inputs
Calculated
Input from other tab
X |  |  | Assumptions
*** NOTE: Pumped Storage Hydropower project costs and performance parameters are location specific. Numbers in this section assume a typical utility-scale PSH unit.
|  |  |  | Technology | Base Year: |  | 2021
All values are given in 2021 U.S. dollars, see references at the bottom of this worksheet for dollar year conversions where source dollar years don't match 2021.
Pumped Storage Hydropower
Capital Costs and Reservoir Characteristics are based on site-level resource assessment data from Rosenlieb & Heimiller, 2022 with updates as described at https://www.nrel.gov/gis/psh-supply-curves.html
OM Costs are based on nominal plant size of 1000 MW as described in Mongrid et al., 2020
All resource is defined as having a 10-hour storage duration, so GWh of storage can be found by multiplying generating capacity in GW by 10
[14 empty] | Site Generating Capacity (MW) |  |  | Reservoir Volume (GL) |  |  | Hydraulic Head (m) |  |  | Distance Between Reservoirs (m) |  |  | CAPEX (2021$/kW) |  |  | O&M (2021 $/kW/yr)
[5 empty] | Technology Classification | Name | Tech | Resource | Scale | Maturity | Binned Resource Class for the ATB | Total Number of Sites Identified | Total Generating Capacity (GW) | Average | Min | Max | Average | Min | Max | Average | Min | Max | Average | Min | Max | Average | Min | Max
[6 empty] | Pumped Storage Hydropower - National Class 1 | Pumped Storage Hydropower | National Class 1 | Utility | Y | Class 1 | 644 | 879.0142 | 1364.9289 | 283.03 | 8673.1 | 8.4138 | 1.57 | 53.83 | 678.4161 | 309 | 750 | 5750.1772 | 1982.95 | 8212.17 | 2109.2723 | 1505.586 | 2280.8476 | 18.66
[6 empty] | Pumped Storage Hydropower - National Class 2 | Pumped Storage Hydropower | National Class 2 | Utility | Y | Class 2 | 852 | 874.0146 | 1025.8388 | 302.6 | 4416.85 | 6.4296 | 1.75 | 37.79 | 668.7242 | 263 | 750 | 5886.9584 | 1867.97 | 8238.26 | 2391.2574 | 2280.9209 | 2486.8344 | 18.66
[6 empty] | Pumped Storage Hydropower - National Class 3 | Pumped Storage Hydropower | National Class 3 | Utility | Y | Class 3 | 966 | 874.4026 | 905.1787 | 255.53 | 3621.37 | 5.7117 | 1.56 | 20.4 | 661.1636 | 280 | 750 | 5953.3286 | 1302.5 | 8222.68 | 2566.6714 | 2487.0857 | 2637.7699 | 18.66
[6 empty] | Pumped Storage Hydropower - National Class 4 | Pumped Storage Hydropower | National Class 4 | Utility | Y | Class 4 | 1046 | 874.4422 | 835.9868 | 213.81 | 2531.49 | 5.3715 | 1.67 | 24.2 | 649.9034 | 306 | 750 | 5967.6329 | 1935.41 | 8206.25 | 2705.74 | 2638.0421 | 2769.828 | 18.66
[6 empty] | Pumped Storage Hydropower - National Class 5 | Pumped Storage Hydropower | National Class 5 | Utility | Y | Class 5 | 1092 | 874.7086 | 801.0152 | 215.31 | 3348.04 | 5.2793 | 1.5 | 41.2 | 637.4487 | 208 | 750 | 5866.993 | 1548.71 | 8250 | 2828.8628 | 2769.8699 | 2890.6728 | 18.66
[6 empty] | Pumped Storage Hydropower - National Class 6 | Pumped Storage Hydropower | National Class 6 | Utility | Y | Class 6 | 1092 | 874.7669 | 801.0686 | 178.13 | 2314.68 | 5.3174 | 1.52 | 23.32 | 628.707 | 297 | 750 | 5838.8218 | 1337.95 | 8227.06 | 2947.1275 | 2890.6832 | 2999.4247 | 18.66
[6 empty] | Pumped Storage Hydropower - National Class 7 | Pumped Storage Hydropower | National Class 7 | Utility | Y | Class 7 | 1125 | 874.4062 | 777.2499 | 163.72 | 2537.08 | 5.354 | 1.63 | 40.87 | 610.2756 | 231 | 750 | 5753.4386 | 1983.86 | 8232.03 | 3055.1094 | 2999.655 | 3110.2496 | 18.66
[6 empty] | Pumped Storage Hydropower - National Class 8 | Pumped Storage Hydropower | National Class 8 | Utility | Y | Class 8 | 1160 | 874.1412 | 753.57 | 157.14 | 3739.49 | 5.2215 | 1.48 | 25.6 | 596.5897 | 271 | 750 | 5646.2952 | 1369.53 | 8249.18 | 3166.1714 | 3110.281 | 3220.2055 | 18.66
[6 empty] | Pumped Storage Hydropower - National Class 9 | Pumped Storage Hydropower | National Class 9 | Utility | Y | Class 9 | 1205 | 874.4445 | 725.6801 | 174.7 | 2213.35 | 5.1885 | 1.58 | 31.44 | 580.8813 | 206 | 750 | 5507.0053 | 848.53 | 8191.98 | 3279.7126 | 3220.216 | 3339.396 | 18.66
[6 empty] | Pumped Storage Hydropower - National Class 10 | Pumped Storage Hydropower | National Class 10 | Utility | Y | Class 10 | 1231 | 874.703 | 710.563 | 156.89 | 2314.78 | 5.2157 | 1.34 | 21.74 | 561.3071 | 232 | 750 | 5365.7052 | 1449.03 | 8248.85 | 3402.2586 | 3339.4798 | 3464.5858 | 18.66
[6 empty] | Pumped Storage Hydropower - National Class 11 | Pumped Storage Hydropower | National Class 11 | Utility | Y | Class 11 | 1261 | 874.6942 | 693.6512 | 155.97 | 3900.94 | 5.226 | 1.27 | 34.9 | 545.2601 | 204 | 750 | 5249.1347 | 1250.32 | 8236.63 | 3527.9962 | 3464.9418 | 3592.3722 | 18.66
[6 empty] | Pumped Storage Hydropower - National Class 12 | Pumped Storage Hydropower | National Class 12 | Utility | Y | Class 12 | 1348 | 874.103 | 648.4444 | 150.39 | 2498.94 | 5.1762 | 1.48 | 31.1 | 514.7181 | 210 | 750 | 4969.086 | 1569.78 | 8112.43 | 3662.4127 | 3592.4036 | 3735.7798 | 18.66
[6 empty] | Pumped Storage Hydropower - National Class 13 | Pumped Storage Hydropower | National Class 13 | Utility | Y | Class 13 | 1381 | 874.3587 | 633.1345 | 142.12 | 2863.1 | 5.2694 | 1.01 | 30.94 | 493.7444 | 221 | 750 | 4775.3254 | 900 | 8136.64 | 3813.0691 | 3735.8112 | 3888.6522 | 18.66
[6 empty] | Pumped Storage Hydropower - National Class 14 | Pumped Storage Hydropower | National Class 14 | Utility | Y | Class 14 | 1466 | 874.8736 | 596.776 | 125.96 | 1905.59 | 5.2506 | 1.61 | 22.43 | 464.5593 | 207 | 750 | 4494.6313 | 1166.92 | 8106.72 | 3976.5836 | 3888.7883 | 4063.4698 | 18.66
[6 empty] | Pumped Storage Hydropower - National Class 15 | Pumped Storage Hydropower | National Class 15 | Utility | Y | Class 15 | 1562 | 874.5213 | 559.8728 | 108.6 | 2210.64 | 5.1805 | 1.17 | 24.67 | 439.6588 | 204 | 750 | 4245.6565 | 600 | 8083.76 | 4156.9414 | 4063.5222 | 4442.4001 | 18.66
|  |  |  | Finance | Financial Assumptions:
[5 empty] | Capital Recovery Period (Years) |  |  |  |  | 100 |  | Financial Case |  | R&D
[5 empty] | Depreciation Period |  |  |  |  | 20 |  | Capital Recovery Period |  | 100
[5 empty] | Equity Premium During Construction |  |  |  |  | 2%
[5 empty] | Construction Duration yrs |  |  |  |  | 3
[5 empty] | Year | Capital | Percent of Leverage During Construction | Percent of Equity During Construction
[5 empty] | Index | Fraction
[5 empty] | 0 | 80% | 80% | 20%
[5 empty] | 1 | 10% | 80% | 20%
[5 empty] | 2 | 10% | 80% | 20%
[8 empty] | 2021 | 2022 | 2023 | 2024 | 2025 | 2026 | 2027 | 2028 | 2029 | 2030 | 2031 | 2032 | 2033 | 2034 | 2035 | 2036 | 2037 | 2038 | 2039 | 2040 | 2041 | 2042 | 2043 | 2044 | 2045 | 2046 | 2047 | 2048 | 2049 | 2050
[5 empty] | Assumptions | Inflation Rate | * | 2.5% | 2.5% | 2.5% | 2.5% | 2.5% | 2.5% | 2.5% | 2.5% | 2.5% | 2.5% | 2.5% | 2.5% | 2.5% | 2.5% | 2.5% | 2.5% | 2.5% | 2.5% | 2.5% | 2.5% | 2.5% | 2.5% | 2.5% | 2.5% | 2.5% | 2.5% | 2.5% | 2.5% | 2.5% | 2.5%
[6 empty] | Interest Rate Nominal | Advanced | bar: 20% 2021 to 20% 2050
[6 empty] | Interest Rate Nominal | Moderate | bar: 20% 2021 to 20% 2050
[6 empty] | Interest Rate Nominal | Conservative | bar: 20% 2021 to 20% 2050
[6 empty] | Calculated Interest Rate Real | Advanced | 4.39% | 4.39% | 4.39% | 4.39% | 4.39% | 4.39% | 4.39% | 4.39% | 4.39% | 4.39% | 4.39% | 4.39% | 4.39% | 4.39% | 4.39% | 4.39% | 4.39% | 4.39% | 4.39% | 4.39% | 4.39% | 4.39% | 4.39% | 4.39% | 4.39% | 4.39% | 4.39% | 4.39% | 4.39% | 4.39%
[6 empty] | Calculated Interest Rate Real | Moderate | 4.39% | 4.39% | 4.39% | 4.39% | 4.39% | 4.39% | 4.39% | 4.39% | 4.39% | 4.39% | 4.39% | 4.39% | 4.39% | 4.39% | 4.39% | 4.39% | 4.39% | 4.39% | 4.39% | 4.39% | 4.39% | 4.39% | 4.39% | 4.39% | 4.39% | 4.39% | 4.39% | 4.39% | 4.39% | 4.39%
[6 empty] | Calculated Interest Rate Real | Conservative | 4.39% | 4.39% | 4.39% | 4.39% | 4.39% | 4.39% | 4.39% | 4.39% | 4.39% | 4.39% | 4.39% | 4.39% | 4.39% | 4.39% | 4.39% | 4.39% | 4.39% | 4.39% | 4.39% | 4.39% | 4.39% | 4.39% | 4.39% | 4.39% | 4.39% | 4.39% | 4.39% | 4.39% | 4.39% | 4.39%
[6 empty] | Interest During Construction - Nominal | * | bar: 20% 2021 to 20% 2050
[6 empty] | Rate of Return on Equity Nominal | Advanced | 11% | 11% | 11% | 11% | 11% | 11% | 11% | 11% | 11% | 11% | 11% | 11% | 11% | 11% | 11% | 11% | 11% | 11% | 11% | 11% | 11% | 11% | 11% | 11% | 11% | 11% | 11% | 11% | 11% | 11%
[6 empty] | Rate of Return on Equity Nominal | Moderate | 11% | 11% | 11% | 11% | 11% | 11% | 11% | 11% | 11% | 11% | 11% | 11% | 11% | 11% | 11% | 11% | 11% | 11% | 11% | 11% | 11% | 11% | 11% | 11% | 11% | 11% | 11% | 11% | 11% | 11%
[6 empty] | Rate of Return on Equity Nominal | Conservative | 11% | 11% | 11% | 11% | 11% | 11% | 11% | 11% | 11% | 11% | 11% | 11% | 11% | 11% | 11% | 11% | 11% | 11% | 11% | 11% | 11% | 11% | 11% | 11% | 11% | 11% | 11% | 11% | 11% | 11%
[6 empty] | Calculated Rate of Return on Equity Real | Advanced | 8.293% | 8.293% | 8.293% | 8.293% | 8.293% | 8.293% | 8.293% | 8.293% | 8.293% | 8.293% | 8.293% | 8.293% | 8.293% | 8.293% | 8.293% | 8.293% | 8.293% | 8.293% | 8.293% | 8.293% | 8.293% | 8.293% | 8.293% | 8.293% | 8.293% | 8.293% | 8.293% | 8.293% | 8.293% | 8.293%
[6 empty] | Calculated Rate of Return on Equity Real | Moderate | 8.293% | 8.293% | 8.293% | 8.293% | 8.293% | 8.293% | 8.293% | 8.293% | 8.293% | 8.293% | 8.293% | 8.293% | 8.293% | 8.293% | 8.293% | 8.293% | 8.293% | 8.293% | 8.293% | 8.293% | 8.293% | 8.293% | 8.293% | 8.293% | 8.293% | 8.293% | 8.293% | 8.293% | 8.293% | 8.293%
[6 empty] | Calculated Rate of Return on Equity Real | Conservative | 8.293% | 8.293% | 8.293% | 8.293% | 8.293% | 8.293% | 8.293% | 8.293% | 8.293% | 8.293% | 8.293% | 8.293% | 8.293% | 8.293% | 8.293% | 8.293% | 8.293% | 8.293% | 8.293% | 8.293% | 8.293% | 8.293% | 8.293% | 8.293% | 8.293% | 8.293% | 8.293% | 8.293% | 8.293% | 8.293%
[6 empty] | Debt Fraction | Advanced | 69.49% | 69.49% | 69.49% | 69.49% | 69.49% | 69.49% | 69.49% | 69.49% | 69.49% | 69.49% | 69.49% | 69.49% | 69.49% | 69.49% | 69.49% | 69.49% | 69.49% | 69.49% | 69.49% | 69.49% | 69.49% | 69.49% | 69.49% | 69.49% | 69.49% | 69.49% | 69.49% | 69.49% | 69.49% | 69.49%
[6 empty] | Debt Fraction | Moderate | 69.49% | 69.49% | 69.49% | 69.49% | 69.49% | 69.49% | 69.49% | 69.49% | 69.49% | 69.49% | 69.49% | 69.49% | 69.49% | 69.49% | 69.49% | 69.49% | 69.49% | 69.49% | 69.49% | 69.49% | 69.49% | 69.49% | 69.49% | 69.49% | 69.49% | 69.49% | 69.49% | 69.49% | 69.49% | 69.49%
[6 empty] | Debt Fraction | Conservative | 69.49% | 69.49% | 69.49% | 69.49% | 69.49% | 69.49% | 69.49% | 69.49% | 69.49% | 69.49% | 69.49% | 69.49% | 69.49% | 69.49% | 69.49% | 69.49% | 69.49% | 69.49% | 69.49% | 69.49% | 69.49% | 69.49% | 69.49% | 69.49% | 69.49% | 69.49% | 69.49% | 69.49% | 69.49% | 69.49%
[6 empty] | Tax Rate (Federal and State) | * | 25.74% | 25.74% | 25.74% | 25.74% | 25.74% | 25.74% | 25.74% | 25.74% | 25.74% | 25.74% | 25.74% | 25.74% | 25.74% | 25.74% | 25.74% | 25.74% | 25.74% | 25.74% | 25.74% | 25.74% | 25.74% | 25.74% | 25.74% | 25.74% | 25.74% | 25.74% | 25.74% | 25.74% | 25.74% | 25.74%
[6 empty] | WACC Nominal | Advanced | 6.968% | 6.968% | 6.968% | 6.968% | 6.968% | 6.968% | 6.968% | 6.968% | 6.968% | 6.968% | 6.968% | 6.968% | 6.968% | 6.968% | 6.968% | 6.968% | 6.968% | 6.968% | 6.968% | 6.968% | 6.968% | 6.968% | 6.968% | 6.968% | 6.968% | 6.968% | 6.968% | 6.968% | 6.968% | 6.968%
[6 empty] | WACC Nominal | Moderate | 6.968% | 6.968% | 6.968% | 6.968% | 6.968% | 6.968% | 6.968% | 6.968% | 6.968% | 6.968% | 6.968% | 6.968% | 6.968% | 6.968% | 6.968% | 6.968% | 6.968% | 6.968% | 6.968% | 6.968% | 6.968% | 6.968% | 6.968% | 6.968% | 6.968% | 6.968% | 6.968% | 6.968% | 6.968% | 6.968%
[6 empty] | WACC Nominal | Conservative | 6.968% | 6.968% | 6.968% | 6.968% | 6.968% | 6.968% | 6.968% | 6.968% | 6.968% | 6.968% | 6.968% | 6.968% | 6.968% | 6.968% | 6.968% | 6.968% | 6.968% | 6.968% | 6.968% | 6.968% | 6.968% | 6.968% | 6.968% | 6.968% | 6.968% | 6.968% | 6.968% | 6.968% | 6.968% | 6.968%
[6 empty] | WACC Real | Advanced | 4.359% | 4.359% | 4.359% | 4.359% | 4.359% | 4.359% | 4.359% | 4.359% | 4.359% | 4.359% | 4.359% | 4.359% | 4.359% | 4.359% | 4.359% | 4.359% | 4.359% | 4.359% | 4.359% | 4.359% | 4.359% | 4.359% | 4.359% | 4.359% | 4.359% | 4.359% | 4.359% | 4.359% | 4.359% | 4.359%
[6 empty] | WACC Real | Moderate | 4.359% | 4.359% | 4.359% | 4.359% | 4.359% | 4.359% | 4.359% | 4.359% | 4.359% | 4.359% | 4.359% | 4.359% | 4.359% | 4.359% | 4.359% | 4.359% | 4.359% | 4.359% | 4.359% | 4.359% | 4.359% | 4.359% | 4.359% | 4.359% | 4.359% | 4.359% | 4.359% | 4.359% | 4.359% | 4.359%
[6 empty] | WACC Real | Conservative | 4.359% | 4.359% | 4.359% | 4.359% | 4.359% | 4.359% | 4.359% | 4.359% | 4.359% | 4.359% | 4.359% | 4.359% | 4.359% | 4.359% | 4.359% | 4.359% | 4.359% | 4.359% | 4.359% | 4.359% | 4.359% | 4.359% | 4.359% | 4.359% | 4.359% | 4.359% | 4.359% | 4.359% | 4.359% | 4.359%
[6 empty] | Capital Recovery Factor (CRF) Nominal | Advanced | 6.977% | 6.977% | 6.977% | 6.977% | 6.977% | 6.977% | 6.977% | 6.977% | 6.977% | 6.977% | 6.977% | 6.977% | 6.977% | 6.977% | 6.977% | 6.977% | 6.977% | 6.977% | 6.977% | 6.977% | 6.977% | 6.977% | 6.977% | 6.977% | 6.977% | 6.977% | 6.977% | 6.977% | 6.977% | 6.977%
[6 empty] | Capital Recovery Factor (CRF) Nominal | Moderate | 6.977% | 6.977% | 6.977% | 6.977% | 6.977% | 6.977% | 6.977% | 6.977% | 6.977% | 6.977% | 6.977% | 6.977% | 6.977% | 6.977% | 6.977% | 6.977% | 6.977% | 6.977% | 6.977% | 6.977% | 6.977% | 6.977% | 6.977% | 6.977% | 6.977% | 6.977% | 6.977% | 6.977% | 6.977% | 6.977%
[6 empty] | Capital Recovery Factor (CRF) Nominal | Conservative | 6.977% | 6.977% | 6.977% | 6.977% | 6.977% | 6.977% | 6.977% | 6.977% | 6.977% | 6.977% | 6.977% | 6.977% | 6.977% | 6.977% | 6.977% | 6.977% | 6.977% | 6.977% | 6.977% | 6.977% | 6.977% | 6.977% | 6.977% | 6.977% | 6.977% | 6.977% | 6.977% | 6.977% | 6.977% | 6.977%
[6 empty] | Capital Recovery Factor (CRF) Real | Advanced | 4.421% | 4.421% | 4.421% | 4.421% | 4.421% | 4.421% | 4.421% | 4.421% | 4.421% | 4.421% | 4.421% | 4.421% | 4.421% | 4.421% | 4.421% | 4.421% | 4.421% | 4.421% | 4.421% | 4.421% | 4.421% | 4.421% | 4.421% | 4.421% | 4.421% | 4.421% | 4.421% | 4.421% | 4.421% | 4.421%
[6 empty] | Capital Recovery Factor (CRF) Real | Moderate | 4.421% | 4.421% | 4.421% | 4.421% | 4.421% | 4.421% | 4.421% | 4.421% | 4.421% | 4.421% | 4.421% | 4.421% | 4.421% | 4.421% | 4.421% | 4.421% | 4.421% | 4.421% | 4.421% | 4.421% | 4.421% | 4.421% | 4.421% | 4.421% | 4.421% | 4.421% | 4.421% | 4.421% | 4.421% | 4.421%
[6 empty] | Capital Recovery Factor (CRF) Real | Conservative | 4.421% | 4.421% | 4.421% | 4.421% | 4.421% | 4.421% | 4.421% | 4.421% | 4.421% | 4.421% | 4.421% | 4.421% | 4.421% | 4.421% | 4.421% | 4.421% | 4.421% | 4.421% | 4.421% | 4.421% | 4.421% | 4.421% | 4.421% | 4.421% | 4.421% | 4.421% | 4.421% | 4.421% | 4.421% | 4.421%
|  | X | Future Projections
Base Year
[8 empty] | 2021 | 2022 | 2023 | 2024 | 2025 | 2026 | 2027 | 2028 | 2029 | 2030 | 2031 | 2032 | 2033 | 2034 | 2035 | 2036 | 2037 | 2038 | 2039 | 2040 | 2041 | 2042 | 2043 | 2044 | 2045 | 2046 | 2047 | 2048 | 2049 | 2050
[5 empty] | CAPEX ($/kW) | Pumped Storage Hydropower - National Class 1 | Advanced | 2227.1765 | 2227.1765 | 2204.6798 | 2182.1831 | 2182.1831 | 2159.6863 | 2159.6863 | 2137.1896 | 2114.6929 | 2114.6929 | 2092.1961 | 2092.1961 | 2069.6994 | 2069.6994 | 2047.2027 | 2047.2027 | 2047.2027 | 2024.7059 | 2024.7059 | 2024.7059 | 2024.7059 | 2002.2092 | 2002.2092 | 2002.2092 | 2002.2092 | 2002.2092 | 1979.7125 | 1979.7125 | 1979.7125 | 1979.7125
[6 empty] | Pumped Storage Hydropower - National Class 1 | Moderate | 2249.6733 | 2249.6733 | 2249.6733 | 2249.6733 | 2249.6733 | 2249.6733 | 2249.6733 | 2249.6733 | 2249.6733 | 2249.6733 | 2249.6733 | 2249.6733 | 2249.6733 | 2249.6733 | 2249.6733 | 2249.6733 | 2249.6733 | 2249.6733 | 2249.6733 | 2249.6733 | 2249.6733 | 2249.6733 | 2249.6733 | 2249.6733 | 2249.6733 | 2249.6733 | 2249.6733 | 2249.6733 | 2249.6733 | 2249.6733
[6 empty] | Pumped Storage Hydropower - National Class 1 | Conservative | 2249.6733 | 2249.6733 | 2249.6733 | 2249.6733 | 2249.6733 | 2249.6733 | 2249.6733 | 2249.6733 | 2249.6733 | 2249.6733 | 2249.6733 | 2249.6733 | 2249.6733 | 2249.6733 | 2249.6733 | 2249.6733 | 2249.6733 | 2249.6733 | 2249.6733 | 2249.6733 | 2249.6733 | 2249.6733 | 2249.6733 | 2249.6733 | 2249.6733 | 2249.6733 | 2249.6733 | 2249.6733 | 2249.6733 | 2249.6733
[6 empty] | Pumped Storage Hydropower - National Class 2 | Advanced | 2524.9241 | 2524.9241 | 2499.4198 | 2473.9156 | 2473.9156 | 2448.4113 | 2448.4113 | 2422.907 | 2397.4027 | 2397.4027 | 2371.8984 | 2371.8984 | 2346.3941 | 2346.3941 | 2320.8898 | 2320.8898 | 2320.8898 | 2295.3856 | 2295.3856 | 2295.3856 | 2295.3856 | 2269.8813 | 2269.8813 | 2269.8813 | 2269.8813 | 2269.8813 | 2244.377 | 2244.377 | 2244.377 | 2244.377
[6 empty] | Pumped Storage Hydropower - National Class 2 | Moderate | 2550.4284 | 2550.4284 | 2550.4284 | 2550.4284 | 2550.4284 | 2550.4284 | 2550.4284 | 2550.4284 | 2550.4284 | 2550.4284 | 2550.4284 | 2550.4284 | 2550.4284 | 2550.4284 | 2550.4284 | 2550.4284 | 2550.4284 | 2550.4284 | 2550.4284 | 2550.4284 | 2550.4284 | 2550.4284 | 2550.4284 | 2550.4284 | 2550.4284 | 2550.4284 | 2550.4284 | 2550.4284 | 2550.4284 | 2550.4284
[6 empty] | Pumped Storage Hydropower - National Class 2 | Conservative | 2550.4284 | 2550.4284 | 2550.4284 | 2550.4284 | 2550.4284 | 2550.4284 | 2550.4284 | 2550.4284 | 2550.4284 | 2550.4284 | 2550.4284 | 2550.4284 | 2550.4284 | 2550.4284 | 2550.4284 | 2550.4284 | 2550.4284 | 2550.4284 | 2550.4284 | 2550.4284 | 2550.4284 | 2550.4284 | 2550.4284 | 2550.4284 | 2550.4284 | 2550.4284 | 2550.4284 | 2550.4284 | 2550.4284 | 2550.4284
[6 empty] | Pumped Storage Hydropower - National Class 3 | Advanced | 2710.1434 | 2710.1434 | 2682.7682 | 2655.393 | 2655.393 | 2628.0178 | 2628.0178 | 2600.6426 | 2573.2674 | 2573.2674 | 2545.8922 | 2545.8922 | 2518.5171 | 2518.5171 | 2491.1419 | 2491.1419 | 2491.1419 | 2463.7667 | 2463.7667 | 2463.7667 | 2463.7667 | 2436.3915 | 2436.3915 | 2436.3915 | 2436.3915 | 2436.3915 | 2409.0163 | 2409.0163 | 2409.0163 | 2409.0163
[6 empty] | Pumped Storage Hydropower - National Class 3 | Moderate | 2737.5185 | 2737.5185 | 2737.5185 | 2737.5185 | 2737.5185 | 2737.5185 | 2737.5185 | 2737.5185 | 2737.5185 | 2737.5185 | 2737.5185 | 2737.5185 | 2737.5185 | 2737.5185 | 2737.5185 | 2737.5185 | 2737.5185 | 2737.5185 | 2737.5185 | 2737.5185 | 2737.5185 | 2737.5185 | 2737.5185 | 2737.5185 | 2737.5185 | 2737.5185 | 2737.5185 | 2737.5185 | 2737.5185 | 2737.5185
[6 empty] | Pumped Storage Hydropower - National Class 3 | Conservative | 2737.5185 | 2737.5185 | 2737.5185 | 2737.5185 | 2737.5185 | 2737.5185 | 2737.5185 | 2737.5185 | 2737.5185 | 2737.5185 | 2737.5185 | 2737.5185 | 2737.5185 | 2737.5185 | 2737.5185 | 2737.5185 | 2737.5185 | 2737.5185 | 2737.5185 | 2737.5185 | 2737.5185 | 2737.5185 | 2737.5185 | 2737.5185 | 2737.5185 | 2737.5185 | 2737.5185 | 2737.5185 | 2737.5185 | 2737.5185
[6 empty] | Pumped Storage Hydropower - National Class 4 | Advanced | 2856.9857 | 2856.9857 | 2828.1272 | 2799.2688 | 2799.2688 | 2770.4103 | 2770.4103 | 2741.5519 | 2712.6935 | 2712.6935 | 2683.835 | 2683.835 | 2654.9766 | 2654.9766 | 2626.1181 | 2626.1181 | 2626.1181 | 2597.2597 | 2597.2597 | 2597.2597 | 2597.2597 | 2568.4013 | 2568.4013 | 2568.4013 | 2568.4013 | 2568.4013 | 2539.5428 | 2539.5428 | 2539.5428 | 2539.5428
[6 empty] | Pumped Storage Hydropower - National Class 4 | Moderate | 2885.8441 | 2885.8441 | 2885.8441 | 2885.8441 | 2885.8441 | 2885.8441 | 2885.8441 | 2885.8441 | 2885.8441 | 2885.8441 | 2885.8441 | 2885.8441 | 2885.8441 | 2885.8441 | 2885.8441 | 2885.8441 | 2885.8441 | 2885.8441 | 2885.8441 | 2885.8441 | 2885.8441 | 2885.8441 | 2885.8441 | 2885.8441 | 2885.8441 | 2885.8441 | 2885.8441 | 2885.8441 | 2885.8441 | 2885.8441
[6 empty] | Pumped Storage Hydropower - National Class 4 | Conservative | 2885.8441 | 2885.8441 | 2885.8441 | 2885.8441 | 2885.8441 | 2885.8441 | 2885.8441 | 2885.8441 | 2885.8441 | 2885.8441 | 2885.8441 | 2885.8441 | 2885.8441 | 2885.8441 | 2885.8441 | 2885.8441 | 2885.8441 | 2885.8441 | 2885.8441 | 2885.8441 | 2885.8441 | 2885.8441 | 2885.8441 | 2885.8441 | 2885.8441 | 2885.8441 | 2885.8441 | 2885.8441 | 2885.8441 | 2885.8441
[6 empty] | Pumped Storage Hydropower - National Class 5 | Advanced | 2986.9907 | 2986.9907 | 2956.8191 | 2926.6475 | 2926.6475 | 2896.4758 | 2896.4758 | 2866.3042 | 2836.1326 | 2836.1326 | 2805.961 | 2805.961 | 2775.7894 | 2775.7894 | 2745.6177 | 2745.6177 | 2745.6177 | 2715.4461 | 2715.4461 | 2715.4461 | 2715.4461 | 2685.2745 | 2685.2745 | 2685.2745 | 2685.2745 | 2685.2745 | 2655.1029 | 2655.1029 | 2655.1029 | 2655.1029
[6 empty] | Pumped Storage Hydropower - National Class 5 | Moderate | 3017.1623 | 3017.1623 | 3017.1623 | 3017.1623 | 3017.1623 | 3017.1623 | 3017.1623 | 3017.1623 | 3017.1623 | 3017.1623 | 3017.1623 | 3017.1623 | 3017.1623 | 3017.1623 | 3017.1623 | 3017.1623 | 3017.1623 | 3017.1623 | 3017.1623 | 3017.1623 | 3017.1623 | 3017.1623 | 3017.1623 | 3017.1623 | 3017.1623 | 3017.1623 | 3017.1623 | 3017.1623 | 3017.1623 | 3017.1623
[6 empty] | Pumped Storage Hydropower - National Class 5 | Conservative | 3017.1623 | 3017.1623 | 3017.1623 | 3017.1623 | 3017.1623 | 3017.1623 | 3017.1623 | 3017.1623 | 3017.1623 | 3017.1623 | 3017.1623 | 3017.1623 | 3017.1623 | 3017.1623 | 3017.1623 | 3017.1623 | 3017.1623 | 3017.1623 | 3017.1623 | 3017.1623 | 3017.1623 | 3017.1623 | 3017.1623 | 3017.1623 | 3017.1623 | 3017.1623 | 3017.1623 | 3017.1623 | 3017.1623 | 3017.1623
[6 empty] | Pumped Storage Hydropower - National Class 6 | Advanced | 3111.8662 | 3111.8662 | 3080.4332 | 3049.0002 | 3049.0002 | 3017.5672 | 3017.5672 | 2986.1342 | 2954.7012 | 2954.7012 | 2923.2682 | 2923.2682 | 2891.8352 | 2891.8352 | 2860.4023 | 2860.4023 | 2860.4023 | 2828.9693 | 2828.9693 | 2828.9693 | 2828.9693 | 2797.5363 | 2797.5363 | 2797.5363 | 2797.5363 | 2797.5363 | 2766.1033 | 2766.1033 | 2766.1033 | 2766.1033
[6 empty] | Pumped Storage Hydropower - National Class 6 | Moderate | 3143.2992 | 3143.2992 | 3143.2992 | 3143.2992 | 3143.2992 | 3143.2992 | 3143.2992 | 3143.2992 | 3143.2992 | 3143.2992 | 3143.2992 | 3143.2992 | 3143.2992 | 3143.2992 | 3143.2992 | 3143.2992 | 3143.2992 | 3143.2992 | 3143.2992 | 3143.2992 | 3143.2992 | 3143.2992 | 3143.2992 | 3143.2992 | 3143.2992 | 3143.2992 | 3143.2992 | 3143.2992 | 3143.2992 | 3143.2992
[6 empty] | Pumped Storage Hydropower - National Class 6 | Conservative | 3143.2992 | 3143.2992 | 3143.2992 | 3143.2992 | 3143.2992 | 3143.2992 | 3143.2992 | 3143.2992 | 3143.2992 | 3143.2992 | 3143.2992 | 3143.2992 | 3143.2992 | 3143.2992 | 3143.2992 | 3143.2992 | 3143.2992 | 3143.2992 | 3143.2992 | 3143.2992 | 3143.2992 | 3143.2992 | 3143.2992 | 3143.2992 | 3143.2992 | 3143.2992 | 3143.2992 | 3143.2992 | 3143.2992 | 3143.2992
[6 empty] | Pumped Storage Hydropower - National Class 7 | Advanced | 3225.8841 | 3225.8841 | 3193.2994 | 3160.7147 | 3160.7147 | 3128.1301 | 3128.1301 | 3095.5454 | 3062.9607 | 3062.9607 | 3030.376 | 3030.376 | 2997.7913 | 2997.7913 | 2965.2066 | 2965.2066 | 2965.2066 | 2932.6219 | 2932.6219 | 2932.6219 | 2932.6219 | 2900.0372 | 2900.0372 | 2900.0372 | 2900.0372 | 2900.0372 | 2867.4526 | 2867.4526 | 2867.4526 | 2867.4526
[6 empty] | Pumped Storage Hydropower - National Class 7 | Moderate | 3258.4688 | 3258.4688 | 3258.4688 | 3258.4688 | 3258.4688 | 3258.4688 | 3258.4688 | 3258.4688 | 3258.4688 | 3258.4688 | 3258.4688 | 3258.4688 | 3258.4688 | 3258.4688 | 3258.4688 | 3258.4688 | 3258.4688 | 3258.4688 | 3258.4688 | 3258.4688 | 3258.4688 | 3258.4688 | 3258.4688 | 3258.4688 | 3258.4688 | 3258.4688 | 3258.4688 | 3258.4688 | 3258.4688 | 3258.4688
[6 empty] | Pumped Storage Hydropower - National Class 7 | Conservative | 3258.4688 | 3258.4688 | 3258.4688 | 3258.4688 | 3258.4688 | 3258.4688 | 3258.4688 | 3258.4688 | 3258.4688 | 3258.4688 | 3258.4688 | 3258.4688 | 3258.4688 | 3258.4688 | 3258.4688 | 3258.4688 | 3258.4688 | 3258.4688 | 3258.4688 | 3258.4688 | 3258.4688 | 3258.4688 | 3258.4688 | 3258.4688 | 3258.4688 | 3258.4688 | 3258.4688 | 3258.4688 | 3258.4688 | 3258.4688
[6 empty] | Pumped Storage Hydropower - National Class 8 | Advanced | 3343.1543 | 3343.1543 | 3309.3851 | 3275.6158 | 3275.6158 | 3241.8466 | 3241.8466 | 3208.0774 | 3174.3081 | 3174.3081 | 3140.5389 | 3140.5389 | 3106.7696 | 3106.7696 | 3073.0004 | 3073.0004 | 3073.0004 | 3039.2312 | 3039.2312 | 3039.2312 | 3039.2312 | 3005.4619 | 3005.4619 | 3005.4619 | 3005.4619 | 3005.4619 | 2971.6927 | 2971.6927 | 2971.6927 | 2971.6927
[6 empty] | Pumped Storage Hydropower - National Class 8 | Moderate | 3376.9235 | 3376.9235 | 3376.9235 | 3376.9235 | 3376.9235 | 3376.9235 | 3376.9235 | 3376.9235 | 3376.9235 | 3376.9235 | 3376.9235 | 3376.9235 | 3376.9235 | 3376.9235 | 3376.9235 | 3376.9235 | 3376.9235 | 3376.9235 | 3376.9235 | 3376.9235 | 3376.9235 | 3376.9235 | 3376.9235 | 3376.9235 | 3376.9235 | 3376.9235 | 3376.9235 | 3376.9235 | 3376.9235 | 3376.9235
[6 empty] | Pumped Storage Hydropower - National Class 8 | Conservative | 3376.9235 | 3376.9235 | 3376.9235 | 3376.9235 | 3376.9235 | 3376.9235 | 3376.9235 | 3376.9235 | 3376.9235 | 3376.9235 | 3376.9235 | 3376.9235 | 3376.9235 | 3376.9235 | 3376.9235 | 3376.9235 | 3376.9235 | 3376.9235 | 3376.9235 | 3376.9235 | 3376.9235 | 3376.9235 | 3376.9235 | 3376.9235 | 3376.9235 | 3376.9235 | 3376.9235 | 3376.9235 | 3376.9235 | 3376.9235
[6 empty] | Pumped Storage Hydropower - National Class 9 | Advanced | 3463.0422 | 3463.0422 | 3428.062 | 3393.0818 | 3393.0818 | 3358.1016 | 3358.1016 | 3323.1213 | 3288.1411 | 3288.1411 | 3253.1609 | 3253.1609 | 3218.1807 | 3218.1807 | 3183.2004 | 3183.2004 | 3183.2004 | 3148.2202 | 3148.2202 | 3148.2202 | 3148.2202 | 3113.24 | 3113.24 | 3113.24 | 3113.24 | 3113.24 | 3078.2598 | 3078.2598 | 3078.2598 | 3078.2598
[6 empty] | Pumped Storage Hydropower - National Class 9 | Moderate | 3498.0225 | 3498.0225 | 3498.0225 | 3498.0225 | 3498.0225 | 3498.0225 | 3498.0225 | 3498.0225 | 3498.0225 | 3498.0225 | 3498.0225 | 3498.0225 | 3498.0225 | 3498.0225 | 3498.0225 | 3498.0225 | 3498.0225 | 3498.0225 | 3498.0225 | 3498.0225 | 3498.0225 | 3498.0225 | 3498.0225 | 3498.0225 | 3498.0225 | 3498.0225 | 3498.0225 | 3498.0225 | 3498.0225 | 3498.0225
[6 empty] | Pumped Storage Hydropower - National Class 9 | Conservative | 3498.0225 | 3498.0225 | 3498.0225 | 3498.0225 | 3498.0225 | 3498.0225 | 3498.0225 | 3498.0225 | 3498.0225 | 3498.0225 | 3498.0225 | 3498.0225 | 3498.0225 | 3498.0225 | 3498.0225 | 3498.0225 | 3498.0225 | 3498.0225 | 3498.0225 | 3498.0225 | 3498.0225 | 3498.0225 | 3498.0225 | 3498.0225 | 3498.0225 | 3498.0225 | 3498.0225 | 3498.0225 | 3498.0225 | 3498.0225
[6 empty] | Pumped Storage Hydropower - National Class 10 | Advanced | 3592.4383 | 3592.4383 | 3556.151 | 3519.8638 | 3519.8638 | 3483.5765 | 3483.5765 | 3447.2892 | 3411.002 | 3411.002 | 3374.7147 | 3374.7147 | 3338.4275 | 3338.4275 | 3302.1402 | 3302.1402 | 3302.1402 | 3265.853 | 3265.853 | 3265.853 | 3265.853 | 3229.5657 | 3229.5657 | 3229.5657 | 3229.5657 | 3229.5657 | 3193.2785 | 3193.2785 | 3193.2785 | 3193.2785
[6 empty] | Pumped Storage Hydropower - National Class 10 | Moderate | 3628.7255 | 3628.7255 | 3628.7255 | 3628.7255 | 3628.7255 | 3628.7255 | 3628.7255 | 3628.7255 | 3628.7255 | 3628.7255 | 3628.7255 | 3628.7255 | 3628.7255 | 3628.7255 | 3628.7255 | 3628.7255 | 3628.7255 | 3628.7255 | 3628.7255 | 3628.7255 | 3628.7255 | 3628.7255 | 3628.7255 | 3628.7255 | 3628.7255 | 3628.7255 | 3628.7255 | 3628.7255 | 3628.7255 | 3628.7255
[6 empty] | Pumped Storage Hydropower - National Class 10 | Conservative | 3628.7255 | 3628.7255 | 3628.7255 | 3628.7255 | 3628.7255 | 3628.7255 | 3628.7255 | 3628.7255 | 3628.7255 | 3628.7255 | 3628.7255 | 3628.7255 | 3628.7255 | 3628.7255 | 3628.7255 | 3628.7255 | 3628.7255 | 3628.7255 | 3628.7255 | 3628.7255 | 3628.7255 | 3628.7255 | 3628.7255 | 3628.7255 | 3628.7255 | 3628.7255 | 3628.7255 | 3628.7255 | 3628.7255 | 3628.7255
[6 empty] | Pumped Storage Hydropower - National Class 11 | Advanced | 3725.2044 | 3725.2044 | 3687.576 | 3649.9477 | 3649.9477 | 3612.3194 | 3612.3194 | 3574.691 | 3537.0627 | 3537.0627 | 3499.4344 | 3499.4344 | 3461.8061 | 3461.8061 | 3424.1777 | 3424.1777 | 3424.1777 | 3386.5494 | 3386.5494 | 3386.5494 | 3386.5494 | 3348.9211 | 3348.9211 | 3348.9211 | 3348.9211 | 3348.9211 | 3311.2928 | 3311.2928 | 3311.2928 | 3311.2928
[6 empty] | Pumped Storage Hydropower - National Class 11 | Moderate | 3762.8327 | 3762.8327 | 3762.8327 | 3762.8327 | 3762.8327 | 3762.8327 | 3762.8327 | 3762.8327 | 3762.8327 | 3762.8327 | 3762.8327 | 3762.8327 | 3762.8327 | 3762.8327 | 3762.8327 | 3762.8327 | 3762.8327 | 3762.8327 | 3762.8327 | 3762.8327 | 3762.8327 | 3762.8327 | 3762.8327 | 3762.8327 | 3762.8327 | 3762.8327 | 3762.8327 | 3762.8327 | 3762.8327 | 3762.8327
[6 empty] | Pumped Storage Hydropower - National Class 11 | Conservative | 3762.8327 | 3762.8327 | 3762.8327 | 3762.8327 | 3762.8327 | 3762.8327 | 3762.8327 | 3762.8327 | 3762.8327 | 3762.8327 | 3762.8327 | 3762.8327 | 3762.8327 | 3762.8327 | 3762.8327 | 3762.8327 | 3762.8327 | 3762.8327 | 3762.8327 | 3762.8327 | 3762.8327 | 3762.8327 | 3762.8327 | 3762.8327 | 3762.8327 | 3762.8327 | 3762.8327 | 3762.8327 | 3762.8327 | 3762.8327
[6 empty] | Pumped Storage Hydropower - National Class 12 | Advanced | 3867.1345 | 3867.1345 | 3828.0725 | 3789.0105 | 3789.0105 | 3749.9486 | 3749.9486 | 3710.8866 | 3671.8247 | 3671.8247 | 3632.7627 | 3632.7627 | 3593.7007 | 3593.7007 | 3554.6388 | 3554.6388 | 3554.6388 | 3515.5768 | 3515.5768 | 3515.5768 | 3515.5768 | 3476.5148 | 3476.5148 | 3476.5148 | 3476.5148 | 3476.5148 | 3437.4529 | 3437.4529 | 3437.4529 | 3437.4529
[6 empty] | Pumped Storage Hydropower - National Class 12 | Moderate | 3906.1964 | 3906.1964 | 3906.1964 | 3906.1964 | 3906.1964 | 3906.1964 | 3906.1964 | 3906.1964 | 3906.1964 | 3906.1964 | 3906.1964 | 3906.1964 | 3906.1964 | 3906.1964 | 3906.1964 | 3906.1964 | 3906.1964 | 3906.1964 | 3906.1964 | 3906.1964 | 3906.1964 | 3906.1964 | 3906.1964 | 3906.1964 | 3906.1964 | 3906.1964 | 3906.1964 | 3906.1964 | 3906.1964 | 3906.1964
[6 empty] | Pumped Storage Hydropower - National Class 12 | Conservative | 3906.1964 | 3906.1964 | 3906.1964 | 3906.1964 | 3906.1964 | 3906.1964 | 3906.1964 | 3906.1964 | 3906.1964 | 3906.1964 | 3906.1964 | 3906.1964 | 3906.1964 | 3906.1964 | 3906.1964 | 3906.1964 | 3906.1964 | 3906.1964 | 3906.1964 | 3906.1964 | 3906.1964 | 3906.1964 | 3906.1964 | 3906.1964 | 3906.1964 | 3906.1964 | 3906.1964 | 3906.1964 | 3906.1964 | 3906.1964
[6 empty] | Pumped Storage Hydropower - National Class 13 | Advanced | 4026.2123 | 4026.2123 | 3985.5435 | 3944.8747 | 3944.8747 | 3904.2059 | 3904.2059 | 3863.5371 | 3822.8682 | 3822.8682 | 3782.1994 | 3782.1994 | 3741.5306 | 3741.5306 | 3700.8618 | 3700.8618 | 3700.8618 | 3660.193 | 3660.193 | 3660.193 | 3660.193 | 3619.5242 | 3619.5242 | 3619.5242 | 3619.5242 | 3619.5242 | 3578.8554 | 3578.8554 | 3578.8554 | 3578.8554
[6 empty] | Pumped Storage Hydropower - National Class 13 | Moderate | 4066.8811 | 4066.8811 | 4066.8811 | 4066.8811 | 4066.8811 | 4066.8811 | 4066.8811 | 4066.8811 | 4066.8811 | 4066.8811 | 4066.8811 | 4066.8811 | 4066.8811 | 4066.8811 | 4066.8811 | 4066.8811 | 4066.8811 | 4066.8811 | 4066.8811 | 4066.8811 | 4066.8811 | 4066.8811 | 4066.8811 | 4066.8811 | 4066.8811 | 4066.8811 | 4066.8811 | 4066.8811 | 4066.8811 | 4066.8811
[6 empty] | Pumped Storage Hydropower - National Class 13 | Conservative | 4066.8811 | 4066.8811 | 4066.8811 | 4066.8811 | 4066.8811 | 4066.8811 | 4066.8811 | 4066.8811 | 4066.8811 | 4066.8811 | 4066.8811 | 4066.8811 | 4066.8811 | 4066.8811 | 4066.8811 | 4066.8811 | 4066.8811 | 4066.8811 | 4066.8811 | 4066.8811 | 4066.8811 | 4066.8811 | 4066.8811 | 4066.8811 | 4066.8811 | 4066.8811 | 4066.8811 | 4066.8811 | 4066.8811 | 4066.8811
[6 empty] | Pumped Storage Hydropower - National Class 14 | Advanced | 4198.867 | 4198.867 | 4156.4542 | 4114.0414 | 4114.0414 | 4071.6286 | 4071.6286 | 4029.2158 | 3986.803 | 3986.803 | 3944.3902 | 3944.3902 | 3901.9774 | 3901.9774 | 3859.5646 | 3859.5646 | 3859.5646 | 3817.1518 | 3817.1518 | 3817.1518 | 3817.1518 | 3774.739 | 3774.739 | 3774.739 | 3774.739 | 3774.739 | 3732.3262 | 3732.3262 | 3732.3262 | 3732.3262
[6 empty] | Pumped Storage Hydropower - National Class 14 | Moderate | 4241.2798 | 4241.2798 | 4241.2798 | 4241.2798 | 4241.2798 | 4241.2798 | 4241.2798 | 4241.2798 | 4241.2798 | 4241.2798 | 4241.2798 | 4241.2798 | 4241.2798 | 4241.2798 | 4241.2798 | 4241.2798 | 4241.2798 | 4241.2798 | 4241.2798 | 4241.2798 | 4241.2798 | 4241.2798 | 4241.2798 | 4241.2798 | 4241.2798 | 4241.2798 | 4241.2798 | 4241.2798 | 4241.2798 | 4241.2798
[6 empty] | Pumped Storage Hydropower - National Class 14 | Conservative | 4241.2798 | 4241.2798 | 4241.2798 | 4241.2798 | 4241.2798 | 4241.2798 | 4241.2798 | 4241.2798 | 4241.2798 | 4241.2798 | 4241.2798 | 4241.2798 | 4241.2798 | 4241.2798 | 4241.2798 | 4241.2798 | 4241.2798 | 4241.2798 | 4241.2798 | 4241.2798 | 4241.2798 | 4241.2798 | 4241.2798 | 4241.2798 | 4241.2798 | 4241.2798 | 4241.2798 | 4241.2798 | 4241.2798 | 4241.2798
[6 empty] | Pumped Storage Hydropower - National Class 15 | Advanced | 4389.3064 | 4389.3064 | 4344.97 | 4300.6336 | 4300.6336 | 4256.2971 | 4256.2971 | 4211.9607 | 4167.6243 | 4167.6243 | 4123.2879 | 4123.2879 | 4078.9514 | 4078.9514 | 4034.615 | 4034.615 | 4034.615 | 3990.2786 | 3990.2786 | 3990.2786 | 3990.2786 | 3945.9421 | 3945.9421 | 3945.9421 | 3945.9421 | 3945.9421 | 3901.6057 | 3901.6057 | 3901.6057 | 3901.6057
[6 empty] | Pumped Storage Hydropower - National Class 15 | Moderate | 4433.6429 | 4433.6429 | 4433.6429 | 4433.6429 | 4433.6429 | 4433.6429 | 4433.6429 | 4433.6429 | 4433.6429 | 4433.6429 | 4433.6429 | 4433.6429 | 4433.6429 | 4433.6429 | 4433.6429 | 4433.6429 | 4433.6429 | 4433.6429 | 4433.6429 | 4433.6429 | 4433.6429 | 4433.6429 | 4433.6429 | 4433.6429 | 4433.6429 | 4433.6429 | 4433.6429 | 4433.6429 | 4433.6429 | 4433.6429
[6 empty] | Pumped Storage Hydropower - National Class 15 | Conservative | 4433.6429 | 4433.6429 | 4433.6429 | 4433.6429 | 4433.6429 | 4433.6429 | 4433.6429 | 4433.6429 | 4433.6429 | 4433.6429 | 4433.6429 | 4433.6429 | 4433.6429 | 4433.6429 | 4433.6429 | 4433.6429 | 4433.6429 | 4433.6429 | 4433.6429 | 4433.6429 | 4433.6429 | 4433.6429 | 4433.6429 | 4433.6429 | 4433.6429 | 4433.6429 | 4433.6429 | 4433.6429 | 4433.6429 | 4433.6429
[8 empty] | 2021 | 2022 | 2023 | 2024 | 2025 | 2026 | 2027 | 2028 | 2029 | 2030 | 2031 | 2032 | 2033 | 2034 | 2035 | 2036 | 2037 | 2038 | 2039 | 2040 | 2041 | 2042 | 2043 | 2044 | 2045 | 2046 | 2047 | 2048 | 2049 | 2050
[5 empty] | Construction Financing Cost ($/kW) | Pumped Storage Hydropower - National Class 1 | Advanced | 138.997 | 138.997 | 137.593 | 136.189 | 136.189 | 134.7849 | 134.7849 | 133.3809 | 131.9769 | 131.9769 | 130.5729 | 130.5729 | 129.1689 | 129.1689 | 127.7649 | 127.7649 | 127.7649 | 126.3609 | 126.3609 | 126.3609 | 126.3609 | 124.9569 | 124.9569 | 124.9569 | 124.9569 | 124.9569 | 123.5529 | 123.5529 | 123.5529 | 123.5529
[6 empty] | Pumped Storage Hydropower - National Class 1 | Moderate | 140.401 | 140.401 | 140.401 | 140.401 | 140.401 | 140.401 | 140.401 | 140.401 | 140.401 | 140.401 | 140.401 | 140.401 | 140.401 | 140.401 | 140.401 | 140.401 | 140.401 | 140.401 | 140.401 | 140.401 | 140.401 | 140.401 | 140.401 | 140.401 | 140.401 | 140.401 | 140.401 | 140.401 | 140.401 | 140.401
[6 empty] | Pumped Storage Hydropower - National Class 1 | Conservative | 140.401 | 140.401 | 140.401 | 140.401 | 140.401 | 140.401 | 140.401 | 140.401 | 140.401 | 140.401 | 140.401 | 140.401 | 140.401 | 140.401 | 140.401 | 140.401 | 140.401 | 140.401 | 140.401 | 140.401 | 140.401 | 140.401 | 140.401 | 140.401 | 140.401 | 140.401 | 140.401 | 140.401 | 140.401 | 140.401
[6 empty] | Pumped Storage Hydropower - National Class 2 | Advanced | 157.5792 | 157.5792 | 155.9875 | 154.3958 | 154.3958 | 152.8041 | 152.8041 | 151.2124 | 149.6207 | 149.6207 | 148.029 | 148.029 | 146.4373 | 146.4373 | 144.8456 | 144.8456 | 144.8456 | 143.2539 | 143.2539 | 143.2539 | 143.2539 | 141.6622 | 141.6622 | 141.6622 | 141.6622 | 141.6622 | 140.0704 | 140.0704 | 140.0704 | 140.0704
[6 empty] | Pumped Storage Hydropower - National Class 2 | Moderate | 159.171 | 159.171 | 159.171 | 159.171 | 159.171 | 159.171 | 159.171 | 159.171 | 159.171 | 159.171 | 159.171 | 159.171 | 159.171 | 159.171 | 159.171 | 159.171 | 159.171 | 159.171 | 159.171 | 159.171 | 159.171 | 159.171 | 159.171 | 159.171 | 159.171 | 159.171 | 159.171 | 159.171 | 159.171 | 159.171
[6 empty] | Pumped Storage Hydropower - National Class 2 | Conservative | 159.171 | 159.171 | 159.171 | 159.171 | 159.171 | 159.171 | 159.171 | 159.171 | 159.171 | 159.171 | 159.171 | 159.171 | 159.171 | 159.171 | 159.171 | 159.171 | 159.171 | 159.171 | 159.171 | 159.171 | 159.171 | 159.171 | 159.171 | 159.171 | 159.171 | 159.171 | 159.171 | 159.171 | 159.171 | 159.171
[6 empty] | Pumped Storage Hydropower - National Class 3 | Advanced | 169.1387 | 169.1387 | 167.4302 | 165.7217 | 165.7217 | 164.0133 | 164.0133 | 162.3048 | 160.5963 | 160.5963 | 158.8879 | 158.8879 | 157.1794 | 157.1794 | 155.4709 | 155.4709 | 155.4709 | 153.7624 | 153.7624 | 153.7624 | 153.7624 | 152.054 | 152.054 | 152.054 | 152.054 | 152.054 | 150.3455 | 150.3455 | 150.3455 | 150.3455
[6 empty] | Pumped Storage Hydropower - National Class 3 | Moderate | 170.8472 | 170.8472 | 170.8472 | 170.8472 | 170.8472 | 170.8472 | 170.8472 | 170.8472 | 170.8472 | 170.8472 | 170.8472 | 170.8472 | 170.8472 | 170.8472 | 170.8472 | 170.8472 | 170.8472 | 170.8472 | 170.8472 | 170.8472 | 170.8472 | 170.8472 | 170.8472 | 170.8472 | 170.8472 | 170.8472 | 170.8472 | 170.8472 | 170.8472 | 170.8472
[6 empty] | Pumped Storage Hydropower - National Class 3 | Conservative | 170.8472 | 170.8472 | 170.8472 | 170.8472 | 170.8472 | 170.8472 | 170.8472 | 170.8472 | 170.8472 | 170.8472 | 170.8472 | 170.8472 | 170.8472 | 170.8472 | 170.8472 | 170.8472 | 170.8472 | 170.8472 | 170.8472 | 170.8472 | 170.8472 | 170.8472 | 170.8472 | 170.8472 | 170.8472 | 170.8472 | 170.8472 | 170.8472 | 170.8472 | 170.8472
[6 empty] | Pumped Storage Hydropower - National Class 4 | Advanced | 178.303 | 178.303 | 176.502 | 174.701 | 174.701 | 172.8999 | 172.8999 | 171.0989 | 169.2978 | 169.2978 | 167.4968 | 167.4968 | 165.6958 | 165.6958 | 163.8947 | 163.8947 | 163.8947 | 162.0937 | 162.0937 | 162.0937 | 162.0937 | 160.2926 | 160.2926 | 160.2926 | 160.2926 | 160.2926 | 158.4916 | 158.4916 | 158.4916 | 158.4916
[6 empty] | Pumped Storage Hydropower - National Class 4 | Moderate | 180.1041 | 180.1041 | 180.1041 | 180.1041 | 180.1041 | 180.1041 | 180.1041 | 180.1041 | 180.1041 | 180.1041 | 180.1041 | 180.1041 | 180.1041 | 180.1041 | 180.1041 | 180.1041 | 180.1041 | 180.1041 | 180.1041 | 180.1041 | 180.1041 | 180.1041 | 180.1041 | 180.1041 | 180.1041 | 180.1041 | 180.1041 | 180.1041 | 180.1041 | 180.1041
[6 empty] | Pumped Storage Hydropower - National Class 4 | Conservative | 180.1041 | 180.1041 | 180.1041 | 180.1041 | 180.1041 | 180.1041 | 180.1041 | 180.1041 | 180.1041 | 180.1041 | 180.1041 | 180.1041 | 180.1041 | 180.1041 | 180.1041 | 180.1041 | 180.1041 | 180.1041 | 180.1041 | 180.1041 | 180.1041 | 180.1041 | 180.1041 | 180.1041 | 180.1041 | 180.1041 | 180.1041 | 180.1041 | 180.1041 | 180.1041
[6 empty] | Pumped Storage Hydropower - National Class 5 | Advanced | 186.4166 | 186.4166 | 184.5336 | 182.6506 | 182.6506 | 180.7676 | 180.7676 | 178.8846 | 177.0016 | 177.0016 | 175.1186 | 175.1186 | 173.2356 | 173.2356 | 171.3526 | 171.3526 | 171.3526 | 169.4696 | 169.4696 | 169.4696 | 169.4696 | 167.5866 | 167.5866 | 167.5866 | 167.5866 | 167.5866 | 165.7036 | 165.7036 | 165.7036 | 165.7036
[6 empty] | Pumped Storage Hydropower - National Class 5 | Moderate | 188.2996 | 188.2996 | 188.2996 | 188.2996 | 188.2996 | 188.2996 | 188.2996 | 188.2996 | 188.2996 | 188.2996 | 188.2996 | 188.2996 | 188.2996 | 188.2996 | 188.2996 | 188.2996 | 188.2996 | 188.2996 | 188.2996 | 188.2996 | 188.2996 | 188.2996 | 188.2996 | 188.2996 | 188.2996 | 188.2996 | 188.2996 | 188.2996 | 188.2996 | 188.2996
[6 empty] | Pumped Storage Hydropower - National Class 5 | Conservative | 188.2996 | 188.2996 | 188.2996 | 188.2996 | 188.2996 | 188.2996 | 188.2996 | 188.2996 | 188.2996 | 188.2996 | 188.2996 | 188.2996 | 188.2996 | 188.2996 | 188.2996 | 188.2996 | 188.2996 | 188.2996 | 188.2996 | 188.2996 | 188.2996 | 188.2996 | 188.2996 | 188.2996 | 188.2996 | 188.2996 | 188.2996 | 188.2996 | 188.2996 | 188.2996
[6 empty] | Pumped Storage Hydropower - National Class 6 | Advanced | 194.21 | 194.21 | 192.2483 | 190.2866 | 190.2866 | 188.3249 | 188.3249 | 186.3631 | 184.4014 | 184.4014 | 182.4397 | 182.4397 | 180.478 | 180.478 | 178.5163 | 178.5163 | 178.5163 | 176.5546 | 176.5546 | 176.5546 | 176.5546 | 174.5928 | 174.5928 | 174.5928 | 174.5928 | 174.5928 | 172.6311 | 172.6311 | 172.6311 | 172.6311
[6 empty] | Pumped Storage Hydropower - National Class 6 | Moderate | 196.1717 | 196.1717 | 196.1717 | 196.1717 | 196.1717 | 196.1717 | 196.1717 | 196.1717 | 196.1717 | 196.1717 | 196.1717 | 196.1717 | 196.1717 | 196.1717 | 196.1717 | 196.1717 | 196.1717 | 196.1717 | 196.1717 | 196.1717 | 196.1717 | 196.1717 | 196.1717 | 196.1717 | 196.1717 | 196.1717 | 196.1717 | 196.1717 | 196.1717 | 196.1717
[6 empty] | Pumped Storage Hydropower - National Class 6 | Conservative | 196.1717 | 196.1717 | 196.1717 | 196.1717 | 196.1717 | 196.1717 | 196.1717 | 196.1717 | 196.1717 | 196.1717 | 196.1717 | 196.1717 | 196.1717 | 196.1717 | 196.1717 | 196.1717 | 196.1717 | 196.1717 | 196.1717 | 196.1717 | 196.1717 | 196.1717 | 196.1717 | 196.1717 | 196.1717 | 196.1717 | 196.1717 | 196.1717 | 196.1717 | 196.1717
[6 empty] | Pumped Storage Hydropower - National Class 7 | Advanced | 201.3258 | 201.3258 | 199.2922 | 197.2586 | 197.2586 | 195.225 | 195.225 | 193.1914 | 191.1578 | 191.1578 | 189.1242 | 189.1242 | 187.0907 | 187.0907 | 185.0571 | 185.0571 | 185.0571 | 183.0235 | 183.0235 | 183.0235 | 183.0235 | 180.9899 | 180.9899 | 180.9899 | 180.9899 | 180.9899 | 178.9563 | 178.9563 | 178.9563 | 178.9563
[6 empty] | Pumped Storage Hydropower - National Class 7 | Moderate | 203.3594 | 203.3594 | 203.3594 | 203.3594 | 203.3594 | 203.3594 | 203.3594 | 203.3594 | 203.3594 | 203.3594 | 203.3594 | 203.3594 | 203.3594 | 203.3594 | 203.3594 | 203.3594 | 203.3594 | 203.3594 | 203.3594 | 203.3594 | 203.3594 | 203.3594 | 203.3594 | 203.3594 | 203.3594 | 203.3594 | 203.3594 | 203.3594 | 203.3594 | 203.3594
[6 empty] | Pumped Storage Hydropower - National Class 7 | Conservative | 203.3594 | 203.3594 | 203.3594 | 203.3594 | 203.3594 | 203.3594 | 203.3594 | 203.3594 | 203.3594 | 203.3594 | 203.3594 | 203.3594 | 203.3594 | 203.3594 | 203.3594 | 203.3594 | 203.3594 | 203.3594 | 203.3594 | 203.3594 | 203.3594 | 203.3594 | 203.3594 | 203.3594 | 203.3594 | 203.3594 | 203.3594 | 203.3594 | 203.3594 | 203.3594
[6 empty] | Pumped Storage Hydropower - National Class 8 | Advanced | 208.6446 | 208.6446 | 206.5371 | 204.4295 | 204.4295 | 202.322 | 202.322 | 200.2145 | 198.107 | 198.107 | 195.9995 | 195.9995 | 193.8919 | 193.8919 | 191.7844 | 191.7844 | 191.7844 | 189.6769 | 189.6769 | 189.6769 | 189.6769 | 187.5694 | 187.5694 | 187.5694 | 187.5694 | 187.5694 | 185.4619 | 185.4619 | 185.4619 | 185.4619
[6 empty] | Pumped Storage Hydropower - National Class 8 | Moderate | 210.7521 | 210.7521 | 210.7521 | 210.7521 | 210.7521 | 210.7521 | 210.7521 | 210.7521 | 210.7521 | 210.7521 | 210.7521 | 210.7521 | 210.7521 | 210.7521 | 210.7521 | 210.7521 | 210.7521 | 210.7521 | 210.7521 | 210.7521 | 210.7521 | 210.7521 | 210.7521 | 210.7521 | 210.7521 | 210.7521 | 210.7521 | 210.7521 | 210.7521 | 210.7521
[6 empty] | Pumped Storage Hydropower - National Class 8 | Conservative | 210.7521 | 210.7521 | 210.7521 | 210.7521 | 210.7521 | 210.7521 | 210.7521 | 210.7521 | 210.7521 | 210.7521 | 210.7521 | 210.7521 | 210.7521 | 210.7521 | 210.7521 | 210.7521 | 210.7521 | 210.7521 | 210.7521 | 210.7521 | 210.7521 | 210.7521 | 210.7521 | 210.7521 | 210.7521 | 210.7521 | 210.7521 | 210.7521 | 210.7521 | 210.7521
[6 empty] | Pumped Storage Hydropower - National Class 9 | Advanced | 216.1267 | 216.1267 | 213.9436 | 211.7605 | 211.7605 | 209.5774 | 209.5774 | 207.3943 | 205.2112 | 205.2112 | 203.0281 | 203.0281 | 200.845 | 200.845 | 198.6619 | 198.6619 | 198.6619 | 196.4788 | 196.4788 | 196.4788 | 196.4788 | 194.2957 | 194.2957 | 194.2957 | 194.2957 | 194.2957 | 192.1126 | 192.1126 | 192.1126 | 192.1126
[6 empty] | Pumped Storage Hydropower - National Class 9 | Moderate | 218.3098 | 218.3098 | 218.3098 | 218.3098 | 218.3098 | 218.3098 | 218.3098 | 218.3098 | 218.3098 | 218.3098 | 218.3098 | 218.3098 | 218.3098 | 218.3098 | 218.3098 | 218.3098 | 218.3098 | 218.3098 | 218.3098 | 218.3098 | 218.3098 | 218.3098 | 218.3098 | 218.3098 | 218.3098 | 218.3098 | 218.3098 | 218.3098 | 218.3098 | 218.3098
[6 empty] | Pumped Storage Hydropower - National Class 9 | Conservative | 218.3098 | 218.3098 | 218.3098 | 218.3098 | 218.3098 | 218.3098 | 218.3098 | 218.3098 | 218.3098 | 218.3098 | 218.3098 | 218.3098 | 218.3098 | 218.3098 | 218.3098 | 218.3098 | 218.3098 | 218.3098 | 218.3098 | 218.3098 | 218.3098 | 218.3098 | 218.3098 | 218.3098 | 218.3098 | 218.3098 | 218.3098 | 218.3098 | 218.3098 | 218.3098
[6 empty] | Pumped Storage Hydropower - National Class 10 | Advanced | 224.2023 | 224.2023 | 221.9376 | 219.6729 | 219.6729 | 217.4083 | 217.4083 | 215.1436 | 212.8789 | 212.8789 | 210.6143 | 210.6143 | 208.3496 | 208.3496 | 206.0849 | 206.0849 | 206.0849 | 203.8202 | 203.8202 | 203.8202 | 203.8202 | 201.5556 | 201.5556 | 201.5556 | 201.5556 | 201.5556 | 199.2909 | 199.2909 | 199.2909 | 199.2909
[6 empty] | Pumped Storage Hydropower - National Class 10 | Moderate | 226.4669 | 226.4669 | 226.4669 | 226.4669 | 226.4669 | 226.4669 | 226.4669 | 226.4669 | 226.4669 | 226.4669 | 226.4669 | 226.4669 | 226.4669 | 226.4669 | 226.4669 | 226.4669 | 226.4669 | 226.4669 | 226.4669 | 226.4669 | 226.4669 | 226.4669 | 226.4669 | 226.4669 | 226.4669 | 226.4669 | 226.4669 | 226.4669 | 226.4669 | 226.4669
[6 empty] | Pumped Storage Hydropower - National Class 10 | Conservative | 226.4669 | 226.4669 | 226.4669 | 226.4669 | 226.4669 | 226.4669 | 226.4669 | 226.4669 | 226.4669 | 226.4669 | 226.4669 | 226.4669 | 226.4669 | 226.4669 | 226.4669 | 226.4669 | 226.4669 | 226.4669 | 226.4669 | 226.4669 | 226.4669 | 226.4669 | 226.4669 | 226.4669 | 226.4669 | 226.4669 | 226.4669 | 226.4669 | 226.4669 | 226.4669
[6 empty] | Pumped Storage Hydropower - National Class 11 | Advanced | 232.4881 | 232.4881 | 230.1398 | 227.7914 | 227.7914 | 225.443 | 225.443 | 223.0947 | 220.7463 | 220.7463 | 218.3979 | 218.3979 | 216.0496 | 216.0496 | 213.7012 | 213.7012 | 213.7012 | 211.3529 | 211.3529 | 211.3529 | 211.3529 | 209.0045 | 209.0045 | 209.0045 | 209.0045 | 209.0045 | 206.6561 | 206.6561 | 206.6561 | 206.6561
[6 empty] | Pumped Storage Hydropower - National Class 11 | Moderate | 234.8365 | 234.8365 | 234.8365 | 234.8365 | 234.8365 | 234.8365 | 234.8365 | 234.8365 | 234.8365 | 234.8365 | 234.8365 | 234.8365 | 234.8365 | 234.8365 | 234.8365 | 234.8365 | 234.8365 | 234.8365 | 234.8365 | 234.8365 | 234.8365 | 234.8365 | 234.8365 | 234.8365 | 234.8365 | 234.8365 | 234.8365 | 234.8365 | 234.8365 | 234.8365
[6 empty] | Pumped Storage Hydropower - National Class 11 | Conservative | 234.8365 | 234.8365 | 234.8365 | 234.8365 | 234.8365 | 234.8365 | 234.8365 | 234.8365 | 234.8365 | 234.8365 | 234.8365 | 234.8365 | 234.8365 | 234.8365 | 234.8365 | 234.8365 | 234.8365 | 234.8365 | 234.8365 | 234.8365 | 234.8365 | 234.8365 | 234.8365 | 234.8365 | 234.8365 | 234.8365 | 234.8365 | 234.8365 | 234.8365 | 234.8365
[6 empty] | Pumped Storage Hydropower - National Class 12 | Advanced | 241.3459 | 241.3459 | 238.9081 | 236.4703 | 236.4703 | 234.0324 | 234.0324 | 231.5946 | 229.1567 | 229.1567 | 226.7189 | 226.7189 | 224.2811 | 224.2811 | 221.8432 | 221.8432 | 221.8432 | 219.4054 | 219.4054 | 219.4054 | 219.4054 | 216.9675 | 216.9675 | 216.9675 | 216.9675 | 216.9675 | 214.5297 | 214.5297 | 214.5297 | 214.5297
[6 empty] | Pumped Storage Hydropower - National Class 12 | Moderate | 243.7838 | 243.7838 | 243.7838 | 243.7838 | 243.7838 | 243.7838 | 243.7838 | 243.7838 | 243.7838 | 243.7838 | 243.7838 | 243.7838 | 243.7838 | 243.7838 | 243.7838 | 243.7838 | 243.7838 | 243.7838 | 243.7838 | 243.7838 | 243.7838 | 243.7838 | 243.7838 | 243.7838 | 243.7838 | 243.7838 | 243.7838 | 243.7838 | 243.7838 | 243.7838
[6 empty] | Pumped Storage Hydropower - National Class 12 | Conservative | 243.7838 | 243.7838 | 243.7838 | 243.7838 | 243.7838 | 243.7838 | 243.7838 | 243.7838 | 243.7838 | 243.7838 | 243.7838 | 243.7838 | 243.7838 | 243.7838 | 243.7838 | 243.7838 | 243.7838 | 243.7838 | 243.7838 | 243.7838 | 243.7838 | 243.7838 | 243.7838 | 243.7838 | 243.7838 | 243.7838 | 243.7838 | 243.7838 | 243.7838 | 243.7838
[6 empty] | Pumped Storage Hydropower - National Class 13 | Advanced | 251.2739 | 251.2739 | 248.7358 | 246.1977 | 246.1977 | 243.6595 | 243.6595 | 241.1214 | 238.5833 | 238.5833 | 236.0452 | 236.0452 | 233.5071 | 233.5071 | 230.9689 | 230.9689 | 230.9689 | 228.4308 | 228.4308 | 228.4308 | 228.4308 | 225.8927 | 225.8927 | 225.8927 | 225.8927 | 225.8927 | 223.3546 | 223.3546 | 223.3546 | 223.3546
[6 empty] | Pumped Storage Hydropower - National Class 13 | Moderate | 253.812 | 253.812 | 253.812 | 253.812 | 253.812 | 253.812 | 253.812 | 253.812 | 253.812 | 253.812 | 253.812 | 253.812 | 253.812 | 253.812 | 253.812 | 253.812 | 253.812 | 253.812 | 253.812 | 253.812 | 253.812 | 253.812 | 253.812 | 253.812 | 253.812 | 253.812 | 253.812 | 253.812 | 253.812 | 253.812
[6 empty] | Pumped Storage Hydropower - National Class 13 | Conservative | 253.812 | 253.812 | 253.812 | 253.812 | 253.812 | 253.812 | 253.812 | 253.812 | 253.812 | 253.812 | 253.812 | 253.812 | 253.812 | 253.812 | 253.812 | 253.812 | 253.812 | 253.812 | 253.812 | 253.812 | 253.812 | 253.812 | 253.812 | 253.812 | 253.812 | 253.812 | 253.812 | 253.812 | 253.812 | 253.812
[6 empty] | Pumped Storage Hydropower - National Class 14 | Advanced | 262.0492 | 262.0492 | 259.4022 | 256.7553 | 256.7553 | 254.1083 | 254.1083 | 251.4613 | 248.8144 | 248.8144 | 246.1674 | 246.1674 | 243.5205 | 243.5205 | 240.8735 | 240.8735 | 240.8735 | 238.2265 | 238.2265 | 238.2265 | 238.2265 | 235.5796 | 235.5796 | 235.5796 | 235.5796 | 235.5796 | 232.9326 | 232.9326 | 232.9326 | 232.9326
[6 empty] | Pumped Storage Hydropower - National Class 14 | Moderate | 264.6961 | 264.6961 | 264.6961 | 264.6961 | 264.6961 | 264.6961 | 264.6961 | 264.6961 | 264.6961 | 264.6961 | 264.6961 | 264.6961 | 264.6961 | 264.6961 | 264.6961 | 264.6961 | 264.6961 | 264.6961 | 264.6961 | 264.6961 | 264.6961 | 264.6961 | 264.6961 | 264.6961 | 264.6961 | 264.6961 | 264.6961 | 264.6961 | 264.6961 | 264.6961
[6 empty] | Pumped Storage Hydropower - National Class 14 | Conservative | 264.6961 | 264.6961 | 264.6961 | 264.6961 | 264.6961 | 264.6961 | 264.6961 | 264.6961 | 264.6961 | 264.6961 | 264.6961 | 264.6961 | 264.6961 | 264.6961 | 264.6961 | 264.6961 | 264.6961 | 264.6961 | 264.6961 | 264.6961 | 264.6961 | 264.6961 | 264.6961 | 264.6961 | 264.6961 | 264.6961 | 264.6961 | 264.6961 | 264.6961 | 264.6961
[6 empty] | Pumped Storage Hydropower - National Class 15 | Advanced | 273.9344 | 273.9344 | 271.1674 | 268.4004 | 268.4004 | 265.6334 | 265.6334 | 262.8664 | 260.0993 | 260.0993 | 257.3323 | 257.3323 | 254.5653 | 254.5653 | 251.7983 | 251.7983 | 251.7983 | 249.0313 | 249.0313 | 249.0313 | 249.0313 | 246.2643 | 246.2643 | 246.2643 | 246.2643 | 246.2643 | 243.4973 | 243.4973 | 243.4973 | 243.4973
[6 empty] | Pumped Storage Hydropower - National Class 15 | Moderate | 276.7014 | 276.7014 | 276.7014 | 276.7014 | 276.7014 | 276.7014 | 276.7014 | 276.7014 | 276.7014 | 276.7014 | 276.7014 | 276.7014 | 276.7014 | 276.7014 | 276.7014 | 276.7014 | 276.7014 | 276.7014 | 276.7014 | 276.7014 | 276.7014 | 276.7014 | 276.7014 | 276.7014 | 276.7014 | 276.7014 | 276.7014 | 276.7014 | 276.7014 | 276.7014
[6 empty] | Pumped Storage Hydropower - National Class 15 | Conservative | 276.7014 | 276.7014 | 276.7014 | 276.7014 | 276.7014 | 276.7014 | 276.7014 | 276.7014 | 276.7014 | 276.7014 | 276.7014 | 276.7014 | 276.7014 | 276.7014 | 276.7014 | 276.7014 | 276.7014 | 276.7014 | 276.7014 | 276.7014 | 276.7014 | 276.7014 | 276.7014 | 276.7014 | 276.7014 | 276.7014 | 276.7014 | 276.7014 | 276.7014 | 276.7014
[8 empty] | 2021 | 2022 | 2023 | 2024 | 2025 | 2026 | 2027 | 2028 | 2029 | 2030 | 2031 | 2032 | 2033 | 2034 | 2035 | 2036 | 2037 | 2038 | 2039 | 2040 | 2041 | 2042 | 2043 | 2044 | 2045 | 2046 | 2047 | 2048 | 2049 | 2050
[5 empty] | Overnight Capital Cost ($/kW) | Pumped Storage Hydropower - National Class 1 | Advanced | 2088.1796 | 2088.1796 | 2067.0868 | 2045.9941 | 2045.9941 | 2024.9014 | 2024.9014 | 2003.8087 | 1982.7159 | 1982.7159 | 1961.6232 | 1961.6232 | 1940.5305 | 1940.5305 | 1919.4378 | 1919.4378 | 1919.4378 | 1898.3451 | 1898.3451 | 1898.3451 | 1898.3451 | 1877.2523 | 1877.2523 | 1877.2523 | 1877.2523 | 1877.2523 | 1856.1596 | 1856.1596 | 1856.1596 | 1856.1596
[6 empty] | Pumped Storage Hydropower - National Class 1 | Moderate | 2109.2723 | 2109.2723 | 2109.2723 | 2109.2723 | 2109.2723 | 2109.2723 | 2109.2723 | 2109.2723 | 2109.2723 | 2109.2723 | 2109.2723 | 2109.2723 | 2109.2723 | 2109.2723 | 2109.2723 | 2109.2723 | 2109.2723 | 2109.2723 | 2109.2723 | 2109.2723 | 2109.2723 | 2109.2723 | 2109.2723 | 2109.2723 | 2109.2723 | 2109.2723 | 2109.2723 | 2109.2723 | 2109.2723 | 2109.2723
[6 empty] | Pumped Storage Hydropower - National Class 1 | Conservative | 2109.2723 | 2109.2723 | 2109.2723 | 2109.2723 | 2109.2723 | 2109.2723 | 2109.2723 | 2109.2723 | 2109.2723 | 2109.2723 | 2109.2723 | 2109.2723 | 2109.2723 | 2109.2723 | 2109.2723 | 2109.2723 | 2109.2723 | 2109.2723 | 2109.2723 | 2109.2723 | 2109.2723 | 2109.2723 | 2109.2723 | 2109.2723 | 2109.2723 | 2109.2723 | 2109.2723 | 2109.2723 | 2109.2723 | 2109.2723
[6 empty] | Pumped Storage Hydropower - National Class 2 | Advanced | 2367.3449 | 2367.3449 | 2343.4323 | 2319.5197 | 2319.5197 | 2295.6071 | 2295.6071 | 2271.6946 | 2247.782 | 2247.782 | 2223.8694 | 2223.8694 | 2199.9568 | 2199.9568 | 2176.0443 | 2176.0443 | 2176.0443 | 2152.1317 | 2152.1317 | 2152.1317 | 2152.1317 | 2128.2191 | 2128.2191 | 2128.2191 | 2128.2191 | 2128.2191 | 2104.3066 | 2104.3066 | 2104.3066 | 2104.3066
[6 empty] | Pumped Storage Hydropower - National Class 2 | Moderate | 2391.2574 | 2391.2574 | 2391.2574 | 2391.2574 | 2391.2574 | 2391.2574 | 2391.2574 | 2391.2574 | 2391.2574 | 2391.2574 | 2391.2574 | 2391.2574 | 2391.2574 | 2391.2574 | 2391.2574 | 2391.2574 | 2391.2574 | 2391.2574 | 2391.2574 | 2391.2574 | 2391.2574 | 2391.2574 | 2391.2574 | 2391.2574 | 2391.2574 | 2391.2574 | 2391.2574 | 2391.2574 | 2391.2574 | 2391.2574
[6 empty] | Pumped Storage Hydropower - National Class 2 | Conservative | 2391.2574 | 2391.2574 | 2391.2574 | 2391.2574 | 2391.2574 | 2391.2574 | 2391.2574 | 2391.2574 | 2391.2574 | 2391.2574 | 2391.2574 | 2391.2574 | 2391.2574 | 2391.2574 | 2391.2574 | 2391.2574 | 2391.2574 | 2391.2574 | 2391.2574 | 2391.2574 | 2391.2574 | 2391.2574 | 2391.2574 | 2391.2574 | 2391.2574 | 2391.2574 | 2391.2574 | 2391.2574 | 2391.2574 | 2391.2574
[6 empty] | Pumped Storage Hydropower - National Class 3 | Advanced | 2541.0047 | 2541.0047 | 2515.338 | 2489.6712 | 2489.6712 | 2464.0045 | 2464.0045 | 2438.3378 | 2412.6711 | 2412.6711 | 2387.0044 | 2387.0044 | 2361.3377 | 2361.3377 | 2335.671 | 2335.671 | 2335.671 | 2310.0042 | 2310.0042 | 2310.0042 | 2310.0042 | 2284.3375 | 2284.3375 | 2284.3375 | 2284.3375 | 2284.3375 | 2258.6708 | 2258.6708 | 2258.6708 | 2258.6708
[6 empty] | Pumped Storage Hydropower - National Class 3 | Moderate | 2566.6714 | 2566.6714 | 2566.6714 | 2566.6714 | 2566.6714 | 2566.6714 | 2566.6714 | 2566.6714 | 2566.6714 | 2566.6714 | 2566.6714 | 2566.6714 | 2566.6714 | 2566.6714 | 2566.6714 | 2566.6714 | 2566.6714 | 2566.6714 | 2566.6714 | 2566.6714 | 2566.6714 | 2566.6714 | 2566.6714 | 2566.6714 | 2566.6714 | 2566.6714 | 2566.6714 | 2566.6714 | 2566.6714 | 2566.6714
[6 empty] | Pumped Storage Hydropower - National Class 3 | Conservative | 2566.6714 | 2566.6714 | 2566.6714 | 2566.6714 | 2566.6714 | 2566.6714 | 2566.6714 | 2566.6714 | 2566.6714 | 2566.6714 | 2566.6714 | 2566.6714 | 2566.6714 | 2566.6714 | 2566.6714 | 2566.6714 | 2566.6714 | 2566.6714 | 2566.6714 | 2566.6714 | 2566.6714 | 2566.6714 | 2566.6714 | 2566.6714 | 2566.6714 | 2566.6714 | 2566.6714 | 2566.6714 | 2566.6714 | 2566.6714
[6 empty] | Pumped Storage Hydropower - National Class 4 | Advanced | 2678.6826 | 2678.6826 | 2651.6252 | 2624.5678 | 2624.5678 | 2597.5104 | 2597.5104 | 2570.453 | 2543.3956 | 2543.3956 | 2516.3382 | 2516.3382 | 2489.2808 | 2489.2808 | 2462.2234 | 2462.2234 | 2462.2234 | 2435.166 | 2435.166 | 2435.166 | 2435.166 | 2408.1086 | 2408.1086 | 2408.1086 | 2408.1086 | 2408.1086 | 2381.0512 | 2381.0512 | 2381.0512 | 2381.0512
[6 empty] | Pumped Storage Hydropower - National Class 4 | Moderate | 2705.74 | 2705.74 | 2705.74 | 2705.74 | 2705.74 | 2705.74 | 2705.74 | 2705.74 | 2705.74 | 2705.74 | 2705.74 | 2705.74 | 2705.74 | 2705.74 | 2705.74 | 2705.74 | 2705.74 | 2705.74 | 2705.74 | 2705.74 | 2705.74 | 2705.74 | 2705.74 | 2705.74 | 2705.74 | 2705.74 | 2705.74 | 2705.74 | 2705.74 | 2705.74
[6 empty] | Pumped Storage Hydropower - National Class 4 | Conservative | 2705.74 | 2705.74 | 2705.74 | 2705.74 | 2705.74 | 2705.74 | 2705.74 | 2705.74 | 2705.74 | 2705.74 | 2705.74 | 2705.74 | 2705.74 | 2705.74 | 2705.74 | 2705.74 | 2705.74 | 2705.74 | 2705.74 | 2705.74 | 2705.74 | 2705.74 | 2705.74 | 2705.74 | 2705.74 | 2705.74 | 2705.74 | 2705.74 | 2705.74 | 2705.74
[6 empty] | Pumped Storage Hydropower - National Class 5 | Advanced | 2800.5741 | 2800.5741 | 2772.2855 | 2743.9969 | 2743.9969 | 2715.7082 | 2715.7082 | 2687.4196 | 2659.131 | 2659.131 | 2630.8424 | 2630.8424 | 2602.5537 | 2602.5537 | 2574.2651 | 2574.2651 | 2574.2651 | 2545.9765 | 2545.9765 | 2545.9765 | 2545.9765 | 2517.6878 | 2517.6878 | 2517.6878 | 2517.6878 | 2517.6878 | 2489.3992 | 2489.3992 | 2489.3992 | 2489.3992
[6 empty] | Pumped Storage Hydropower - National Class 5 | Moderate | 2828.8628 | 2828.8628 | 2828.8628 | 2828.8628 | 2828.8628 | 2828.8628 | 2828.8628 | 2828.8628 | 2828.8628 | 2828.8628 | 2828.8628 | 2828.8628 | 2828.8628 | 2828.8628 | 2828.8628 | 2828.8628 | 2828.8628 | 2828.8628 | 2828.8628 | 2828.8628 | 2828.8628 | 2828.8628 | 2828.8628 | 2828.8628 | 2828.8628 | 2828.8628 | 2828.8628 | 2828.8628 | 2828.8628 | 2828.8628
[6 empty] | Pumped Storage Hydropower - National Class 5 | Conservative | 2828.8628 | 2828.8628 | 2828.8628 | 2828.8628 | 2828.8628 | 2828.8628 | 2828.8628 | 2828.8628 | 2828.8628 | 2828.8628 | 2828.8628 | 2828.8628 | 2828.8628 | 2828.8628 | 2828.8628 | 2828.8628 | 2828.8628 | 2828.8628 | 2828.8628 | 2828.8628 | 2828.8628 | 2828.8628 | 2828.8628 | 2828.8628 | 2828.8628 | 2828.8628 | 2828.8628 | 2828.8628 | 2828.8628 | 2828.8628
[6 empty] | Pumped Storage Hydropower - National Class 6 | Advanced | 2917.6562 | 2917.6562 | 2888.1849 | 2858.7136 | 2858.7136 | 2829.2424 | 2829.2424 | 2799.7711 | 2770.2998 | 2770.2998 | 2740.8285 | 2740.8285 | 2711.3573 | 2711.3573 | 2681.886 | 2681.886 | 2681.886 | 2652.4147 | 2652.4147 | 2652.4147 | 2652.4147 | 2622.9434 | 2622.9434 | 2622.9434 | 2622.9434 | 2622.9434 | 2593.4722 | 2593.4722 | 2593.4722 | 2593.4722
[6 empty] | Pumped Storage Hydropower - National Class 6 | Moderate | 2947.1275 | 2947.1275 | 2947.1275 | 2947.1275 | 2947.1275 | 2947.1275 | 2947.1275 | 2947.1275 | 2947.1275 | 2947.1275 | 2947.1275 | 2947.1275 | 2947.1275 | 2947.1275 | 2947.1275 | 2947.1275 | 2947.1275 | 2947.1275 | 2947.1275 | 2947.1275 | 2947.1275 | 2947.1275 | 2947.1275 | 2947.1275 | 2947.1275 | 2947.1275 | 2947.1275 | 2947.1275 | 2947.1275 | 2947.1275
[6 empty] | Pumped Storage Hydropower - National Class 6 | Conservative | 2947.1275 | 2947.1275 | 2947.1275 | 2947.1275 | 2947.1275 | 2947.1275 | 2947.1275 | 2947.1275 | 2947.1275 | 2947.1275 | 2947.1275 | 2947.1275 | 2947.1275 | 2947.1275 | 2947.1275 | 2947.1275 | 2947.1275 | 2947.1275 | 2947.1275 | 2947.1275 | 2947.1275 | 2947.1275 | 2947.1275 | 2947.1275 | 2947.1275 | 2947.1275 | 2947.1275 | 2947.1275 | 2947.1275 | 2947.1275
[6 empty] | Pumped Storage Hydropower - National Class 7 | Advanced | 3024.5583 | 3024.5583 | 2994.0072 | 2963.4561 | 2963.4561 | 2932.905 | 2932.905 | 2902.3539 | 2871.8028 | 2871.8028 | 2841.2517 | 2841.2517 | 2810.7007 | 2810.7007 | 2780.1496 | 2780.1496 | 2780.1496 | 2749.5985 | 2749.5985 | 2749.5985 | 2749.5985 | 2719.0474 | 2719.0474 | 2719.0474 | 2719.0474 | 2719.0474 | 2688.4963 | 2688.4963 | 2688.4963 | 2688.4963
[6 empty] | Pumped Storage Hydropower - National Class 7 | Moderate | 3055.1094 | 3055.1094 | 3055.1094 | 3055.1094 | 3055.1094 | 3055.1094 | 3055.1094 | 3055.1094 | 3055.1094 | 3055.1094 | 3055.1094 | 3055.1094 | 3055.1094 | 3055.1094 | 3055.1094 | 3055.1094 | 3055.1094 | 3055.1094 | 3055.1094 | 3055.1094 | 3055.1094 | 3055.1094 | 3055.1094 | 3055.1094 | 3055.1094 | 3055.1094 | 3055.1094 | 3055.1094 | 3055.1094 | 3055.1094
[6 empty] | Pumped Storage Hydropower - National Class 7 | Conservative | 3055.1094 | 3055.1094 | 3055.1094 | 3055.1094 | 3055.1094 | 3055.1094 | 3055.1094 | 3055.1094 | 3055.1094 | 3055.1094 | 3055.1094 | 3055.1094 | 3055.1094 | 3055.1094 | 3055.1094 | 3055.1094 | 3055.1094 | 3055.1094 | 3055.1094 | 3055.1094 | 3055.1094 | 3055.1094 | 3055.1094 | 3055.1094 | 3055.1094 | 3055.1094 | 3055.1094 | 3055.1094 | 3055.1094 | 3055.1094
[6 empty] | Pumped Storage Hydropower - National Class 8 | Advanced | 3134.5097 | 3134.5097 | 3102.848 | 3071.1863 | 3071.1863 | 3039.5246 | 3039.5246 | 3007.8629 | 2976.2011 | 2976.2011 | 2944.5394 | 2944.5394 | 2912.8777 | 2912.8777 | 2881.216 | 2881.216 | 2881.216 | 2849.5543 | 2849.5543 | 2849.5543 | 2849.5543 | 2817.8926 | 2817.8926 | 2817.8926 | 2817.8926 | 2817.8926 | 2786.2309 | 2786.2309 | 2786.2309 | 2786.2309
[6 empty] | Pumped Storage Hydropower - National Class 8 | Moderate | 3166.1714 | 3166.1714 | 3166.1714 | 3166.1714 | 3166.1714 | 3166.1714 | 3166.1714 | 3166.1714 | 3166.1714 | 3166.1714 | 3166.1714 | 3166.1714 | 3166.1714 | 3166.1714 | 3166.1714 | 3166.1714 | 3166.1714 | 3166.1714 | 3166.1714 | 3166.1714 | 3166.1714 | 3166.1714 | 3166.1714 | 3166.1714 | 3166.1714 | 3166.1714 | 3166.1714 | 3166.1714 | 3166.1714 | 3166.1714
[6 empty] | Pumped Storage Hydropower - National Class 8 | Conservative | 3166.1714 | 3166.1714 | 3166.1714 | 3166.1714 | 3166.1714 | 3166.1714 | 3166.1714 | 3166.1714 | 3166.1714 | 3166.1714 | 3166.1714 | 3166.1714 | 3166.1714 | 3166.1714 | 3166.1714 | 3166.1714 | 3166.1714 | 3166.1714 | 3166.1714 | 3166.1714 | 3166.1714 | 3166.1714 | 3166.1714 | 3166.1714 | 3166.1714 | 3166.1714 | 3166.1714 | 3166.1714 | 3166.1714 | 3166.1714
[6 empty] | Pumped Storage Hydropower - National Class 9 | Advanced | 3246.9155 | 3246.9155 | 3214.1184 | 3181.3213 | 3181.3213 | 3148.5241 | 3148.5241 | 3115.727 | 3082.9299 | 3082.9299 | 3050.1327 | 3050.1327 | 3017.3356 | 3017.3356 | 2984.5385 | 2984.5385 | 2984.5385 | 2951.7414 | 2951.7414 | 2951.7414 | 2951.7414 | 2918.9442 | 2918.9442 | 2918.9442 | 2918.9442 | 2918.9442 | 2886.1471 | 2886.1471 | 2886.1471 | 2886.1471
[6 empty] | Pumped Storage Hydropower - National Class 9 | Moderate | 3279.7126 | 3279.7126 | 3279.7126 | 3279.7126 | 3279.7126 | 3279.7126 | 3279.7126 | 3279.7126 | 3279.7126 | 3279.7126 | 3279.7126 | 3279.7126 | 3279.7126 | 3279.7126 | 3279.7126 | 3279.7126 | 3279.7126 | 3279.7126 | 3279.7126 | 3279.7126 | 3279.7126 | 3279.7126 | 3279.7126 | 3279.7126 | 3279.7126 | 3279.7126 | 3279.7126 | 3279.7126 | 3279.7126 | 3279.7126
[6 empty] | Pumped Storage Hydropower - National Class 9 | Conservative | 3279.7126 | 3279.7126 | 3279.7126 | 3279.7126 | 3279.7126 | 3279.7126 | 3279.7126 | 3279.7126 | 3279.7126 | 3279.7126 | 3279.7126 | 3279.7126 | 3279.7126 | 3279.7126 | 3279.7126 | 3279.7126 | 3279.7126 | 3279.7126 | 3279.7126 | 3279.7126 | 3279.7126 | 3279.7126 | 3279.7126 | 3279.7126 | 3279.7126 | 3279.7126 | 3279.7126 | 3279.7126 | 3279.7126 | 3279.7126
[6 empty] | Pumped Storage Hydropower - National Class 10 | Advanced | 3368.236 | 3368.236 | 3334.2134 | 3300.1908 | 3300.1908 | 3266.1682 | 3266.1682 | 3232.1457 | 3198.1231 | 3198.1231 | 3164.1005 | 3164.1005 | 3130.0779 | 3130.0779 | 3096.0553 | 3096.0553 | 3096.0553 | 3062.0327 | 3062.0327 | 3062.0327 | 3062.0327 | 3028.0101 | 3028.0101 | 3028.0101 | 3028.0101 | 3028.0101 | 2993.9876 | 2993.9876 | 2993.9876 | 2993.9876
[6 empty] | Pumped Storage Hydropower - National Class 10 | Moderate | 3402.2586 | 3402.2586 | 3402.2586 | 3402.2586 | 3402.2586 | 3402.2586 | 3402.2586 | 3402.2586 | 3402.2586 | 3402.2586 | 3402.2586 | 3402.2586 | 3402.2586 | 3402.2586 | 3402.2586 | 3402.2586 | 3402.2586 | 3402.2586 | 3402.2586 | 3402.2586 | 3402.2586 | 3402.2586 | 3402.2586 | 3402.2586 | 3402.2586 | 3402.2586 | 3402.2586 | 3402.2586 | 3402.2586 | 3402.2586
[6 empty] | Pumped Storage Hydropower - National Class 10 | Conservative | 3402.2586 | 3402.2586 | 3402.2586 | 3402.2586 | 3402.2586 | 3402.2586 | 3402.2586 | 3402.2586 | 3402.2586 | 3402.2586 | 3402.2586 | 3402.2586 | 3402.2586 | 3402.2586 | 3402.2586 | 3402.2586 | 3402.2586 | 3402.2586 | 3402.2586 | 3402.2586 | 3402.2586 | 3402.2586 | 3402.2586 | 3402.2586 | 3402.2586 | 3402.2586 | 3402.2586 | 3402.2586 | 3402.2586 | 3402.2586
[6 empty] | Pumped Storage Hydropower - National Class 11 | Advanced | 3492.7162 | 3492.7162 | 3457.4363 | 3422.1563 | 3422.1563 | 3386.8763 | 3386.8763 | 3351.5964 | 3316.3164 | 3316.3164 | 3281.0364 | 3281.0364 | 3245.7565 | 3245.7565 | 3210.4765 | 3210.4765 | 3210.4765 | 3175.1966 | 3175.1966 | 3175.1966 | 3175.1966 | 3139.9166 | 3139.9166 | 3139.9166 | 3139.9166 | 3139.9166 | 3104.6366 | 3104.6366 | 3104.6366 | 3104.6366
[6 empty] | Pumped Storage Hydropower - National Class 11 | Moderate | 3527.9962 | 3527.9962 | 3527.9962 | 3527.9962 | 3527.9962 | 3527.9962 | 3527.9962 | 3527.9962 | 3527.9962 | 3527.9962 | 3527.9962 | 3527.9962 | 3527.9962 | 3527.9962 | 3527.9962 | 3527.9962 | 3527.9962 | 3527.9962 | 3527.9962 | 3527.9962 | 3527.9962 | 3527.9962 | 3527.9962 | 3527.9962 | 3527.9962 | 3527.9962 | 3527.9962 | 3527.9962 | 3527.9962 | 3527.9962
[6 empty] | Pumped Storage Hydropower - National Class 11 | Conservative | 3527.9962 | 3527.9962 | 3527.9962 | 3527.9962 | 3527.9962 | 3527.9962 | 3527.9962 | 3527.9962 | 3527.9962 | 3527.9962 | 3527.9962 | 3527.9962 | 3527.9962 | 3527.9962 | 3527.9962 | 3527.9962 | 3527.9962 | 3527.9962 | 3527.9962 | 3527.9962 | 3527.9962 | 3527.9962 | 3527.9962 | 3527.9962 | 3527.9962 | 3527.9962 | 3527.9962 | 3527.9962 | 3527.9962 | 3527.9962
[6 empty] | Pumped Storage Hydropower - National Class 12 | Advanced | 3625.7886 | 3625.7886 | 3589.1644 | 3552.5403 | 3552.5403 | 3515.9162 | 3515.9162 | 3479.292 | 3442.6679 | 3442.6679 | 3406.0438 | 3406.0438 | 3369.4197 | 3369.4197 | 3332.7955 | 3332.7955 | 3332.7955 | 3296.1714 | 3296.1714 | 3296.1714 | 3296.1714 | 3259.5473 | 3259.5473 | 3259.5473 | 3259.5473 | 3259.5473 | 3222.9232 | 3222.9232 | 3222.9232 | 3222.9232
[6 empty] | Pumped Storage Hydropower - National Class 12 | Moderate | 3662.4127 | 3662.4127 | 3662.4127 | 3662.4127 | 3662.4127 | 3662.4127 | 3662.4127 | 3662.4127 | 3662.4127 | 3662.4127 | 3662.4127 | 3662.4127 | 3662.4127 | 3662.4127 | 3662.4127 | 3662.4127 | 3662.4127 | 3662.4127 | 3662.4127 | 3662.4127 | 3662.4127 | 3662.4127 | 3662.4127 | 3662.4127 | 3662.4127 | 3662.4127 | 3662.4127 | 3662.4127 | 3662.4127 | 3662.4127
[6 empty] | Pumped Storage Hydropower - National Class 12 | Conservative | 3662.4127 | 3662.4127 | 3662.4127 | 3662.4127 | 3662.4127 | 3662.4127 | 3662.4127 | 3662.4127 | 3662.4127 | 3662.4127 | 3662.4127 | 3662.4127 | 3662.4127 | 3662.4127 | 3662.4127 | 3662.4127 | 3662.4127 | 3662.4127 | 3662.4127 | 3662.4127 | 3662.4127 | 3662.4127 | 3662.4127 | 3662.4127 | 3662.4127 | 3662.4127 | 3662.4127 | 3662.4127 | 3662.4127 | 3662.4127
[6 empty] | Pumped Storage Hydropower - National Class 13 | Advanced | 3774.9384 | 3774.9384 | 3736.8077 | 3698.677 | 3698.677 | 3660.5463 | 3660.5463 | 3622.4156 | 3584.2849 | 3584.2849 | 3546.1543 | 3546.1543 | 3508.0236 | 3508.0236 | 3469.8929 | 3469.8929 | 3469.8929 | 3431.7622 | 3431.7622 | 3431.7622 | 3431.7622 | 3393.6315 | 3393.6315 | 3393.6315 | 3393.6315 | 3393.6315 | 3355.5008 | 3355.5008 | 3355.5008 | 3355.5008
[6 empty] | Pumped Storage Hydropower - National Class 13 | Moderate | 3813.0691 | 3813.0691 | 3813.0691 | 3813.0691 | 3813.0691 | 3813.0691 | 3813.0691 | 3813.0691 | 3813.0691 | 3813.0691 | 3813.0691 | 3813.0691 | 3813.0691 | 3813.0691 | 3813.0691 | 3813.0691 | 3813.0691 | 3813.0691 | 3813.0691 | 3813.0691 | 3813.0691 | 3813.0691 | 3813.0691 | 3813.0691 | 3813.0691 | 3813.0691 | 3813.0691 | 3813.0691 | 3813.0691 | 3813.0691
[6 empty] | Pumped Storage Hydropower - National Class 13 | Conservative | 3813.0691 | 3813.0691 | 3813.0691 | 3813.0691 | 3813.0691 | 3813.0691 | 3813.0691 | 3813.0691 | 3813.0691 | 3813.0691 | 3813.0691 | 3813.0691 | 3813.0691 | 3813.0691 | 3813.0691 | 3813.0691 | 3813.0691 | 3813.0691 | 3813.0691 | 3813.0691 | 3813.0691 | 3813.0691 | 3813.0691 | 3813.0691 | 3813.0691 | 3813.0691 | 3813.0691 | 3813.0691 | 3813.0691 | 3813.0691
[6 empty] | Pumped Storage Hydropower - National Class 14 | Advanced | 3936.8178 | 3936.8178 | 3897.052 | 3857.2861 | 3857.2861 | 3817.5203 | 3817.5203 | 3777.7544 | 3737.9886 | 3737.9886 | 3698.2228 | 3698.2228 | 3658.4569 | 3658.4569 | 3618.6911 | 3618.6911 | 3618.6911 | 3578.9253 | 3578.9253 | 3578.9253 | 3578.9253 | 3539.1594 | 3539.1594 | 3539.1594 | 3539.1594 | 3539.1594 | 3499.3936 | 3499.3936 | 3499.3936 | 3499.3936
[6 empty] | Pumped Storage Hydropower - National Class 14 | Moderate | 3976.5836 | 3976.5836 | 3976.5836 | 3976.5836 | 3976.5836 | 3976.5836 | 3976.5836 | 3976.5836 | 3976.5836 | 3976.5836 | 3976.5836 | 3976.5836 | 3976.5836 | 3976.5836 | 3976.5836 | 3976.5836 | 3976.5836 | 3976.5836 | 3976.5836 | 3976.5836 | 3976.5836 | 3976.5836 | 3976.5836 | 3976.5836 | 3976.5836 | 3976.5836 | 3976.5836 | 3976.5836 | 3976.5836 | 3976.5836
[6 empty] | Pumped Storage Hydropower - National Class 14 | Conservative | 3976.5836 | 3976.5836 | 3976.5836 | 3976.5836 | 3976.5836 | 3976.5836 | 3976.5836 | 3976.5836 | 3976.5836 | 3976.5836 | 3976.5836 | 3976.5836 | 3976.5836 | 3976.5836 | 3976.5836 | 3976.5836 | 3976.5836 | 3976.5836 | 3976.5836 | 3976.5836 | 3976.5836 | 3976.5836 | 3976.5836 | 3976.5836 | 3976.5836 | 3976.5836 | 3976.5836 | 3976.5836 | 3976.5836 | 3976.5836
[6 empty] | Pumped Storage Hydropower - National Class 15 | Advanced | 4115.372 | 4115.372 | 4073.8026 | 4032.2332 | 4032.2332 | 3990.6638 | 3990.6638 | 3949.0944 | 3907.5249 | 3907.5249 | 3865.9555 | 3865.9555 | 3824.3861 | 3824.3861 | 3782.8167 | 3782.8167 | 3782.8167 | 3741.2473 | 3741.2473 | 3741.2473 | 3741.2473 | 3699.6779 | 3699.6779 | 3699.6779 | 3699.6779 | 3699.6779 | 3658.1085 | 3658.1085 | 3658.1085 | 3658.1085
[6 empty] | Pumped Storage Hydropower - National Class 15 | Moderate | 4156.9414 | 4156.9414 | 4156.9414 | 4156.9414 | 4156.9414 | 4156.9414 | 4156.9414 | 4156.9414 | 4156.9414 | 4156.9414 | 4156.9414 | 4156.9414 | 4156.9414 | 4156.9414 | 4156.9414 | 4156.9414 | 4156.9414 | 4156.9414 | 4156.9414 | 4156.9414 | 4156.9414 | 4156.9414 | 4156.9414 | 4156.9414 | 4156.9414 | 4156.9414 | 4156.9414 | 4156.9414 | 4156.9414 | 4156.9414
[6 empty] | Pumped Storage Hydropower - National Class 15 | Conservative | 4156.9414 | 4156.9414 | 4156.9414 | 4156.9414 | 4156.9414 | 4156.9414 | 4156.9414 | 4156.9414 | 4156.9414 | 4156.9414 | 4156.9414 | 4156.9414 | 4156.9414 | 4156.9414 | 4156.9414 | 4156.9414 | 4156.9414 | 4156.9414 | 4156.9414 | 4156.9414 | 4156.9414 | 4156.9414 | 4156.9414 | 4156.9414 | 4156.9414 | 4156.9414 | 4156.9414 | 4156.9414 | 4156.9414 | 4156.9414
[8 empty] | 2021 | 2022 | 2023 | 2024 | 2025 | 2026 | 2027 | 2028 | 2029 | 2030 | 2031 | 2032 | 2033 | 2034 | 2035 | 2036 | 2037 | 2038 | 2039 | 2040 | 2041 | 2042 | 2043 | 2044 | 2045 | 2046 | 2047 | 2048 | 2049 | 2050
[5 empty] | Fixed Operation and Maintenance Expenses ($/kW-yr) | Pumped Storage Hydropower - National Class 1 | Advanced | 18.66 | 18.66 | 18.66 | 18.66 | 18.66 | 18.66 | 18.66 | 18.66 | 18.66 | 18.66 | 18.66 | 18.66 | 18.66 | 18.66 | 18.66 | 18.66 | 18.66 | 18.66 | 18.66 | 18.66 | 18.66 | 18.66 | 18.66 | 18.66 | 18.66 | 18.66 | 18.66 | 18.66 | 18.66 | 18.66
[6 empty] | Pumped Storage Hydropower - National Class 1 | Moderate | 18.66 | 18.66 | 18.66 | 18.66 | 18.66 | 18.66 | 18.66 | 18.66 | 18.66 | 18.66 | 18.66 | 18.66 | 18.66 | 18.66 | 18.66 | 18.66 | 18.66 | 18.66 | 18.66 | 18.66 | 18.66 | 18.66 | 18.66 | 18.66 | 18.66 | 18.66 | 18.66 | 18.66 | 18.66 | 18.66
[6 empty] | Pumped Storage Hydropower - National Class 1 | Conservative | 18.66 | 18.66 | 18.66 | 18.66 | 18.66 | 18.66 | 18.66 | 18.66 | 18.66 | 18.66 | 18.66 | 18.66 | 18.66 | 18.66 | 18.66 | 18.66 | 18.66 | 18.66 | 18.66 | 18.66 | 18.66 | 18.66 | 18.66 | 18.66 | 18.66 | 18.66 | 18.66 | 18.66 | 18.66 | 18.66
[6 empty] | Pumped Storage Hydropower - National Class 2 | Advanced | 18.66 | 18.66 | 18.66 | 18.66 | 18.66 | 18.66 | 18.66 | 18.66 | 18.66 | 18.66 | 18.66 | 18.66 | 18.66 | 18.66 | 18.66 | 18.66 | 18.66 | 18.66 | 18.66 | 18.66 | 18.66 | 18.66 | 18.66 | 18.66 | 18.66 | 18.66 | 18.66 | 18.66 | 18.66 | 18.66
[6 empty] | Pumped Storage Hydropower - National Class 2 | Moderate | 18.66 | 18.66 | 18.66 | 18.66 | 18.66 | 18.66 | 18.66 | 18.66 | 18.66 | 18.66 | 18.66 | 18.66 | 18.66 | 18.66 | 18.66 | 18.66 | 18.66 | 18.66 | 18.66 | 18.66 | 18.66 | 18.66 | 18.66 | 18.66 | 18.66 | 18.66 | 18.66 | 18.66 | 18.66 | 18.66
[6 empty] | Pumped Storage Hydropower - National Class 2 | Conservative | 18.66 | 18.66 | 18.66 | 18.66 | 18.66 | 18.66 | 18.66 | 18.66 | 18.66 | 18.66 | 18.66 | 18.66 | 18.66 | 18.66 | 18.66 | 18.66 | 18.66 | 18.66 | 18.66 | 18.66 | 18.66 | 18.66 | 18.66 | 18.66 | 18.66 | 18.66 | 18.66 | 18.66 | 18.66 | 18.66
[6 empty] | Pumped Storage Hydropower - National Class 3 | Advanced | 18.66 | 18.66 | 18.66 | 18.66 | 18.66 | 18.66 | 18.66 | 18.66 | 18.66 | 18.66 | 18.66 | 18.66 | 18.66 | 18.66 | 18.66 | 18.66 | 18.66 | 18.66 | 18.66 | 18.66 | 18.66 | 18.66 | 18.66 | 18.66 | 18.66 | 18.66 | 18.66 | 18.66 | 18.66 | 18.66
[6 empty] | Pumped Storage Hydropower - National Class 3 | Moderate | 18.66 | 18.66 | 18.66 | 18.66 | 18.66 | 18.66 | 18.66 | 18.66 | 18.66 | 18.66 | 18.66 | 18.66 | 18.66 | 18.66 | 18.66 | 18.66 | 18.66 | 18.66 | 18.66 | 18.66 | 18.66 | 18.66 | 18.66 | 18.66 | 18.66 | 18.66 | 18.66 | 18.66 | 18.66 | 18.66
[6 empty] | Pumped Storage Hydropower - National Class 3 | Conservative | 18.66 | 18.66 | 18.66 | 18.66 | 18.66 | 18.66 | 18.66 | 18.66 | 18.66 | 18.66 | 18.66 | 18.66 | 18.66 | 18.66 | 18.66 | 18.66 | 18.66 | 18.66 | 18.66 | 18.66 | 18.66 | 18.66 | 18.66 | 18.66 | 18.66 | 18.66 | 18.66 | 18.66 | 18.66 | 18.66
[6 empty] | Pumped Storage Hydropower - National Class 4 | Advanced | 18.66 | 18.66 | 18.66 | 18.66 | 18.66 | 18.66 | 18.66 | 18.66 | 18.66 | 18.66 | 18.66 | 18.66 | 18.66 | 18.66 | 18.66 | 18.66 | 18.66 | 18.66 | 18.66 | 18.66 | 18.66 | 18.66 | 18.66 | 18.66 | 18.66 | 18.66 | 18.66 | 18.66 | 18.66 | 18.66
[6 empty] | Pumped Storage Hydropower - National Class 4 | Moderate | 18.66 | 18.66 | 18.66 | 18.66 | 18.66 | 18.66 | 18.66 | 18.66 | 18.66 | 18.66 | 18.66 | 18.66 | 18.66 | 18.66 | 18.66 | 18.66 | 18.66 | 18.66 | 18.66 | 18.66 | 18.66 | 18.66 | 18.66 | 18.66 | 18.66 | 18.66 | 18.66 | 18.66 | 18.66 | 18.66
[6 empty] | Pumped Storage Hydropower - National Class 4 | Conservative | 18.66 | 18.66 | 18.66 | 18.66 | 18.66 | 18.66 | 18.66 | 18.66 | 18.66 | 18.66 | 18.66 | 18.66 | 18.66 | 18.66 | 18.66 | 18.66 | 18.66 | 18.66 | 18.66 | 18.66 | 18.66 | 18.66 | 18.66 | 18.66 | 18.66 | 18.66 | 18.66 | 18.66 | 18.66 | 18.66
[6 empty] | Pumped Storage Hydropower - National Class 5 | Advanced | 18.66 | 18.66 | 18.66 | 18.66 | 18.66 | 18.66 | 18.66 | 18.66 | 18.66 | 18.66 | 18.66 | 18.66 | 18.66 | 18.66 | 18.66 | 18.66 | 18.66 | 18.66 | 18.66 | 18.66 | 18.66 | 18.66 | 18.66 | 18.66 | 18.66 | 18.66 | 18.66 | 18.66 | 18.66 | 18.66
[6 empty] | Pumped Storage Hydropower - National Class 5 | Moderate | 18.66 | 18.66 | 18.66 | 18.66 | 18.66 | 18.66 | 18.66 | 18.66 | 18.66 | 18.66 | 18.66 | 18.66 | 18.66 | 18.66 | 18.66 | 18.66 | 18.66 | 18.66 | 18.66 | 18.66 | 18.66 | 18.66 | 18.66 | 18.66 | 18.66 | 18.66 | 18.66 | 18.66 | 18.66 | 18.66
[6 empty] | Pumped Storage Hydropower - National Class 5 | Conservative | 18.66 | 18.66 | 18.66 | 18.66 | 18.66 | 18.66 | 18.66 | 18.66 | 18.66 | 18.66 | 18.66 | 18.66 | 18.66 | 18.66 | 18.66 | 18.66 | 18.66 | 18.66 | 18.66 | 18.66 | 18.66 | 18.66 | 18.66 | 18.66 | 18.66 | 18.66 | 18.66 | 18.66 | 18.66 | 18.66
[6 empty] | Pumped Storage Hydropower - National Class 6 | Advanced | 18.66 | 18.66 | 18.66 | 18.66 | 18.66 | 18.66 | 18.66 | 18.66 | 18.66 | 18.66 | 18.66 | 18.66 | 18.66 | 18.66 | 18.66 | 18.66 | 18.66 | 18.66 | 18.66 | 18.66 | 18.66 | 18.66 | 18.66 | 18.66 | 18.66 | 18.66 | 18.66 | 18.66 | 18.66 | 18.66
[6 empty] | Pumped Storage Hydropower - National Class 6 | Moderate | 18.66 | 18.66 | 18.66 | 18.66 | 18.66 | 18.66 | 18.66 | 18.66 | 18.66 | 18.66 | 18.66 | 18.66 | 18.66 | 18.66 | 18.66 | 18.66 | 18.66 | 18.66 | 18.66 | 18.66 | 18.66 | 18.66 | 18.66 | 18.66 | 18.66 | 18.66 | 18.66 | 18.66 | 18.66 | 18.66
[6 empty] | Pumped Storage Hydropower - National Class 6 | Conservative | 18.66 | 18.66 | 18.66 | 18.66 | 18.66 | 18.66 | 18.66 | 18.66 | 18.66 | 18.66 | 18.66 | 18.66 | 18.66 | 18.66 | 18.66 | 18.66 | 18.66 | 18.66 | 18.66 | 18.66 | 18.66 | 18.66 | 18.66 | 18.66 | 18.66 | 18.66 | 18.66 | 18.66 | 18.66 | 18.66
[6 empty] | Pumped Storage Hydropower - National Class 7 | Advanced | 18.66 | 18.66 | 18.66 | 18.66 | 18.66 | 18.66 | 18.66 | 18.66 | 18.66 | 18.66 | 18.66 | 18.66 | 18.66 | 18.66 | 18.66 | 18.66 | 18.66 | 18.66 | 18.66 | 18.66 | 18.66 | 18.66 | 18.66 | 18.66 | 18.66 | 18.66 | 18.66 | 18.66 | 18.66 | 18.66
[6 empty] | Pumped Storage Hydropower - National Class 7 | Moderate | 18.66 | 18.66 | 18.66 | 18.66 | 18.66 | 18.66 | 18.66 | 18.66 | 18.66 | 18.66 | 18.66 | 18.66 | 18.66 | 18.66 | 18.66 | 18.66 | 18.66 | 18.66 | 18.66 | 18.66 | 18.66 | 18.66 | 18.66 | 18.66 | 18.66 | 18.66 | 18.66 | 18.66 | 18.66 | 18.66
[6 empty] | Pumped Storage Hydropower - National Class 7 | Conservative | 18.66 | 18.66 | 18.66 | 18.66 | 18.66 | 18.66 | 18.66 | 18.66 | 18.66 | 18.66 | 18.66 | 18.66 | 18.66 | 18.66 | 18.66 | 18.66 | 18.66 | 18.66 | 18.66 | 18.66 | 18.66 | 18.66 | 18.66 | 18.66 | 18.66 | 18.66 | 18.66 | 18.66 | 18.66 | 18.66
[6 empty] | Pumped Storage Hydropower - National Class 8 | Advanced | 18.66 | 18.66 | 18.66 | 18.66 | 18.66 | 18.66 | 18.66 | 18.66 | 18.66 | 18.66 | 18.66 | 18.66 | 18.66 | 18.66 | 18.66 | 18.66 | 18.66 | 18.66 | 18.66 | 18.66 | 18.66 | 18.66 | 18.66 | 18.66 | 18.66 | 18.66 | 18.66 | 18.66 | 18.66 | 18.66
[6 empty] | Pumped Storage Hydropower - National Class 8 | Moderate | 18.66 | 18.66 | 18.66 | 18.66 | 18.66 | 18.66 | 18.66 | 18.66 | 18.66 | 18.66 | 18.66 | 18.66 | 18.66 | 18.66 | 18.66 | 18.66 | 18.66 | 18.66 | 18.66 | 18.66 | 18.66 | 18.66 | 18.66 | 18.66 | 18.66 | 18.66 | 18.66 | 18.66 | 18.66 | 18.66
[6 empty] | Pumped Storage Hydropower - National Class 8 | Conservative | 18.66 | 18.66 | 18.66 | 18.66 | 18.66 | 18.66 | 18.66 | 18.66 | 18.66 | 18.66 | 18.66 | 18.66 | 18.66 | 18.66 | 18.66 | 18.66 | 18.66 | 18.66 | 18.66 | 18.66 | 18.66 | 18.66 | 18.66 | 18.66 | 18.66 | 18.66 | 18.66 | 18.66 | 18.66 | 18.66
[6 empty] | Pumped Storage Hydropower - National Class 9 | Advanced | 18.66 | 18.66 | 18.66 | 18.66 | 18.66 | 18.66 | 18.66 | 18.66 | 18.66 | 18.66 | 18.66 | 18.66 | 18.66 | 18.66 | 18.66 | 18.66 | 18.66 | 18.66 | 18.66 | 18.66 | 18.66 | 18.66 | 18.66 | 18.66 | 18.66 | 18.66 | 18.66 | 18.66 | 18.66 | 18.66
[6 empty] | Pumped Storage Hydropower - National Class 9 | Moderate | 18.66 | 18.66 | 18.66 | 18.66 | 18.66 | 18.66 | 18.66 | 18.66 | 18.66 | 18.66 | 18.66 | 18.66 | 18.66 | 18.66 | 18.66 | 18.66 | 18.66 | 18.66 | 18.66 | 18.66 | 18.66 | 18.66 | 18.66 | 18.66 | 18.66 | 18.66 | 18.66 | 18.66 | 18.66 | 18.66
[6 empty] | Pumped Storage Hydropower - National Class 9 | Conservative | 18.66 | 18.66 | 18.66 | 18.66 | 18.66 | 18.66 | 18.66 | 18.66 | 18.66 | 18.66 | 18.66 | 18.66 | 18.66 | 18.66 | 18.66 | 18.66 | 18.66 | 18.66 | 18.66 | 18.66 | 18.66 | 18.66 | 18.66 | 18.66 | 18.66 | 18.66 | 18.66 | 18.66 | 18.66 | 18.66
[6 empty] | Pumped Storage Hydropower - National Class 10 | Advanced | 18.66 | 18.66 | 18.66 | 18.66 | 18.66 | 18.66 | 18.66 | 18.66 | 18.66 | 18.66 | 18.66 | 18.66 | 18.66 | 18.66 | 18.66 | 18.66 | 18.66 | 18.66 | 18.66 | 18.66 | 18.66 | 18.66 | 18.66 | 18.66 | 18.66 | 18.66 | 18.66 | 18.66 | 18.66 | 18.66
[6 empty] | Pumped Storage Hydropower - National Class 10 | Moderate | 18.66 | 18.66 | 18.66 | 18.66 | 18.66 | 18.66 | 18.66 | 18.66 | 18.66 | 18.66 | 18.66 | 18.66 | 18.66 | 18.66 | 18.66 | 18.66 | 18.66 | 18.66 | 18.66 | 18.66 | 18.66 | 18.66 | 18.66 | 18.66 | 18.66 | 18.66 | 18.66 | 18.66 | 18.66 | 18.66
[6 empty] | Pumped Storage Hydropower - National Class 10 | Conservative | 18.66 | 18.66 | 18.66 | 18.66 | 18.66 | 18.66 | 18.66 | 18.66 | 18.66 | 18.66 | 18.66 | 18.66 | 18.66 | 18.66 | 18.66 | 18.66 | 18.66 | 18.66 | 18.66 | 18.66 | 18.66 | 18.66 | 18.66 | 18.66 | 18.66 | 18.66 | 18.66 | 18.66 | 18.66 | 18.66
[6 empty] | Pumped Storage Hydropower - National Class 11 | Advanced | 18.66 | 18.66 | 18.66 | 18.66 | 18.66 | 18.66 | 18.66 | 18.66 | 18.66 | 18.66 | 18.66 | 18.66 | 18.66 | 18.66 | 18.66 | 18.66 | 18.66 | 18.66 | 18.66 | 18.66 | 18.66 | 18.66 | 18.66 | 18.66 | 18.66 | 18.66 | 18.66 | 18.66 | 18.66 | 18.66
[6 empty] | Pumped Storage Hydropower - National Class 11 | Moderate | 18.66 | 18.66 | 18.66 | 18.66 | 18.66 | 18.66 | 18.66 | 18.66 | 18.66 | 18.66 | 18.66 | 18.66 | 18.66 | 18.66 | 18.66 | 18.66 | 18.66 | 18.66 | 18.66 | 18.66 | 18.66 | 18.66 | 18.66 | 18.66 | 18.66 | 18.66 | 18.66 | 18.66 | 18.66 | 18.66
[6 empty] | Pumped Storage Hydropower - National Class 11 | Conservative | 18.66 | 18.66 | 18.66 | 18.66 | 18.66 | 18.66 | 18.66 | 18.66 | 18.66 | 18.66 | 18.66 | 18.66 | 18.66 | 18.66 | 18.66 | 18.66 | 18.66 | 18.66 | 18.66 | 18.66 | 18.66 | 18.66 | 18.66 | 18.66 | 18.66 | 18.66 | 18.66 | 18.66 | 18.66 | 18.66
[6 empty] | Pumped Storage Hydropower - National Class 12 | Advanced | 18.66 | 18.66 | 18.66 | 18.66 | 18.66 | 18.66 | 18.66 | 18.66 | 18.66 | 18.66 | 18.66 | 18.66 | 18.66 | 18.66 | 18.66 | 18.66 | 18.66 | 18.66 | 18.66 | 18.66 | 18.66 | 18.66 | 18.66 | 18.66 | 18.66 | 18.66 | 18.66 | 18.66 | 18.66 | 18.66
[6 empty] | Pumped Storage Hydropower - National Class 12 | Moderate | 18.66 | 18.66 | 18.66 | 18.66 | 18.66 | 18.66 | 18.66 | 18.66 | 18.66 | 18.66 | 18.66 | 18.66 | 18.66 | 18.66 | 18.66 | 18.66 | 18.66 | 18.66 | 18.66 | 18.66 | 18.66 | 18.66 | 18.66 | 18.66 | 18.66 | 18.66 | 18.66 | 18.66 | 18.66 | 18.66
[6 empty] | Pumped Storage Hydropower - National Class 12 | Conservative | 18.66 | 18.66 | 18.66 | 18.66 | 18.66 | 18.66 | 18.66 | 18.66 | 18.66 | 18.66 | 18.66 | 18.66 | 18.66 | 18.66 | 18.66 | 18.66 | 18.66 | 18.66 | 18.66 | 18.66 | 18.66 | 18.66 | 18.66 | 18.66 | 18.66 | 18.66 | 18.66 | 18.66 | 18.66 | 18.66
[6 empty] | Pumped Storage Hydropower - National Class 13 | Advanced | 18.66 | 18.66 | 18.66 | 18.66 | 18.66 | 18.66 | 18.66 | 18.66 | 18.66 | 18.66 | 18.66 | 18.66 | 18.66 | 18.66 | 18.66 | 18.66 | 18.66 | 18.66 | 18.66 | 18.66 | 18.66 | 18.66 | 18.66 | 18.66 | 18.66 | 18.66 | 18.66 | 18.66 | 18.66 | 18.66
[6 empty] | Pumped Storage Hydropower - National Class 13 | Moderate | 18.66 | 18.66 | 18.66 | 18.66 | 18.66 | 18.66 | 18.66 | 18.66 | 18.66 | 18.66 | 18.66 | 18.66 | 18.66 | 18.66 | 18.66 | 18.66 | 18.66 | 18.66 | 18.66 | 18.66 | 18.66 | 18.66 | 18.66 | 18.66 | 18.66 | 18.66 | 18.66 | 18.66 | 18.66 | 18.66
[6 empty] | Pumped Storage Hydropower - National Class 13 | Conservative | 18.66 | 18.66 | 18.66 | 18.66 | 18.66 | 18.66 | 18.66 | 18.66 | 18.66 | 18.66 | 18.66 | 18.66 | 18.66 | 18.66 | 18.66 | 18.66 | 18.66 | 18.66 | 18.66 | 18.66 | 18.66 | 18.66 | 18.66 | 18.66 | 18.66 | 18.66 | 18.66 | 18.66 | 18.66 | 18.66
[6 empty] | Pumped Storage Hydropower - National Class 14 | Advanced | 18.66 | 18.66 | 18.66 | 18.66 | 18.66 | 18.66 | 18.66 | 18.66 | 18.66 | 18.66 | 18.66 | 18.66 | 18.66 | 18.66 | 18.66 | 18.66 | 18.66 | 18.66 | 18.66 | 18.66 | 18.66 | 18.66 | 18.66 | 18.66 | 18.66 | 18.66 | 18.66 | 18.66 | 18.66 | 18.66
[6 empty] | Pumped Storage Hydropower - National Class 14 | Moderate | 18.66 | 18.66 | 18.66 | 18.66 | 18.66 | 18.66 | 18.66 | 18.66 | 18.66 | 18.66 | 18.66 | 18.66 | 18.66 | 18.66 | 18.66 | 18.66 | 18.66 | 18.66 | 18.66 | 18.66 | 18.66 | 18.66 | 18.66 | 18.66 | 18.66 | 18.66 | 18.66 | 18.66 | 18.66 | 18.66
[6 empty] | Pumped Storage Hydropower - National Class 14 | Conservative | 18.66 | 18.66 | 18.66 | 18.66 | 18.66 | 18.66 | 18.66 | 18.66 | 18.66 | 18.66 | 18.66 | 18.66 | 18.66 | 18.66 | 18.66 | 18.66 | 18.66 | 18.66 | 18.66 | 18.66 | 18.66 | 18.66 | 18.66 | 18.66 | 18.66 | 18.66 | 18.66 | 18.66 | 18.66 | 18.66
[6 empty] | Pumped Storage Hydropower - National Class 15 | Advanced | 18.66 | 18.66 | 18.66 | 18.66 | 18.66 | 18.66 | 18.66 | 18.66 | 18.66 | 18.66 | 18.66 | 18.66 | 18.66 | 18.66 | 18.66 | 18.66 | 18.66 | 18.66 | 18.66 | 18.66 | 18.66 | 18.66 | 18.66 | 18.66 | 18.66 | 18.66 | 18.66 | 18.66 | 18.66 | 18.66
[6 empty] | Pumped Storage Hydropower - National Class 15 | Moderate | 18.66 | 18.66 | 18.66 | 18.66 | 18.66 | 18.66 | 18.66 | 18.66 | 18.66 | 18.66 | 18.66 | 18.66 | 18.66 | 18.66 | 18.66 | 18.66 | 18.66 | 18.66 | 18.66 | 18.66 | 18.66 | 18.66 | 18.66 | 18.66 | 18.66 | 18.66 | 18.66 | 18.66 | 18.66 | 18.66
[6 empty] | Pumped Storage Hydropower - National Class 15 | Conservative | 18.66 | 18.66 | 18.66 | 18.66 | 18.66 | 18.66 | 18.66 | 18.66 | 18.66 | 18.66 | 18.66 | 18.66 | 18.66 | 18.66 | 18.66 | 18.66 | 18.66 | 18.66 | 18.66 | 18.66 | 18.66 | 18.66 | 18.66 | 18.66 | 18.66 | 18.66 | 18.66 | 18.66 | 18.66 | 18.66
[8 empty] | 2021 | 2022 | 2023 | 2024 | 2025 | 2026 | 2027 | 2028 | 2029 | 2030 | 2031 | 2032 | 2033 | 2034 | 2035 | 2036 | 2037 | 2038 | 2039 | 2040 | 2041 | 2042 | 2043 | 2044 | 2045 | 2046 | 2047 | 2048 | 2049 | 2050
[5 empty] | Variable Operation and Maintenance Expenses ($/MWh) | Pumped Storage Hydropower - National Class 1 | Advanced | 0.54 | 0.54 | 0.54 | 0.54 | 0.54 | 0.54 | 0.54 | 0.54 | 0.54 | 0.54 | 0.54 | 0.54 | 0.54 | 0.54 | 0.54 | 0.54 | 0.54 | 0.54 | 0.54 | 0.54 | 0.54 | 0.54 | 0.54 | 0.54 | 0.54 | 0.54 | 0.54 | 0.54 | 0.54 | 0.54
[6 empty] | Pumped Storage Hydropower - National Class 1 | Moderate | 0.54 | 0.54 | 0.54 | 0.54 | 0.54 | 0.54 | 0.54 | 0.54 | 0.54 | 0.54 | 0.54 | 0.54 | 0.54 | 0.54 | 0.54 | 0.54 | 0.54 | 0.54 | 0.54 | 0.54 | 0.54 | 0.54 | 0.54 | 0.54 | 0.54 | 0.54 | 0.54 | 0.54 | 0.54 | 0.54
[6 empty] | Pumped Storage Hydropower - National Class 1 | Conservative | 0.54 | 0.54 | 0.54 | 0.54 | 0.54 | 0.54 | 0.54 | 0.54 | 0.54 | 0.54 | 0.54 | 0.54 | 0.54 | 0.54 | 0.54 | 0.54 | 0.54 | 0.54 | 0.54 | 0.54 | 0.54 | 0.54 | 0.54 | 0.54 | 0.54 | 0.54 | 0.54 | 0.54 | 0.54 | 0.54
[6 empty] | Pumped Storage Hydropower - National Class 2 | Advanced | 0.54 | 0.54 | 0.54 | 0.54 | 0.54 | 0.54 | 0.54 | 0.54 | 0.54 | 0.54 | 0.54 | 0.54 | 0.54 | 0.54 | 0.54 | 0.54 | 0.54 | 0.54 | 0.54 | 0.54 | 0.54 | 0.54 | 0.54 | 0.54 | 0.54 | 0.54 | 0.54 | 0.54 | 0.54 | 0.54
[6 empty] | Pumped Storage Hydropower - National Class 2 | Moderate | 0.54 | 0.54 | 0.54 | 0.54 | 0.54 | 0.54 | 0.54 | 0.54 | 0.54 | 0.54 | 0.54 | 0.54 | 0.54 | 0.54 | 0.54 | 0.54 | 0.54 | 0.54 | 0.54 | 0.54 | 0.54 | 0.54 | 0.54 | 0.54 | 0.54 | 0.54 | 0.54 | 0.54 | 0.54 | 0.54
[6 empty] | Pumped Storage Hydropower - National Class 2 | Conservative | 0.54 | 0.54 | 0.54 | 0.54 | 0.54 | 0.54 | 0.54 | 0.54 | 0.54 | 0.54 | 0.54 | 0.54 | 0.54 | 0.54 | 0.54 | 0.54 | 0.54 | 0.54 | 0.54 | 0.54 | 0.54 | 0.54 | 0.54 | 0.54 | 0.54 | 0.54 | 0.54 | 0.54 | 0.54 | 0.54
[6 empty] | Pumped Storage Hydropower - National Class 3 | Advanced | 0.54 | 0.54 | 0.54 | 0.54 | 0.54 | 0.54 | 0.54 | 0.54 | 0.54 | 0.54 | 0.54 | 0.54 | 0.54 | 0.54 | 0.54 | 0.54 | 0.54 | 0.54 | 0.54 | 0.54 | 0.54 | 0.54 | 0.54 | 0.54 | 0.54 | 0.54 | 0.54 | 0.54 | 0.54 | 0.54
[6 empty] | Pumped Storage Hydropower - National Class 3 | Moderate | 0.54 | 0.54 | 0.54 | 0.54 | 0.54 | 0.54 | 0.54 | 0.54 | 0.54 | 0.54 | 0.54 | 0.54 | 0.54 | 0.54 | 0.54 | 0.54 | 0.54 | 0.54 | 0.54 | 0.54 | 0.54 | 0.54 | 0.54 | 0.54 | 0.54 | 0.54 | 0.54 | 0.54 | 0.54 | 0.54
[6 empty] | Pumped Storage Hydropower - National Class 3 | Conservative | 0.54 | 0.54 | 0.54 | 0.54 | 0.54 | 0.54 | 0.54 | 0.54 | 0.54 | 0.54 | 0.54 | 0.54 | 0.54 | 0.54 | 0.54 | 0.54 | 0.54 | 0.54 | 0.54 | 0.54 | 0.54 | 0.54 | 0.54 | 0.54 | 0.54 | 0.54 | 0.54 | 0.54 | 0.54 | 0.54
[6 empty] | Pumped Storage Hydropower - National Class 4 | Advanced | 0.54 | 0.54 | 0.54 | 0.54 | 0.54 | 0.54 | 0.54 | 0.54 | 0.54 | 0.54 | 0.54 | 0.54 | 0.54 | 0.54 | 0.54 | 0.54 | 0.54 | 0.54 | 0.54 | 0.54 | 0.54 | 0.54 | 0.54 | 0.54 | 0.54 | 0.54 | 0.54 | 0.54 | 0.54 | 0.54
[6 empty] | Pumped Storage Hydropower - National Class 4 | Moderate | 0.54 | 0.54 | 0.54 | 0.54 | 0.54 | 0.54 | 0.54 | 0.54 | 0.54 | 0.54 | 0.54 | 0.54 | 0.54 | 0.54 | 0.54 | 0.54 | 0.54 | 0.54 | 0.54 | 0.54 | 0.54 | 0.54 | 0.54 | 0.54 | 0.54 | 0.54 | 0.54 | 0.54 | 0.54 | 0.54
[6 empty] | Pumped Storage Hydropower - National Class 4 | Conservative | 0.54 | 0.54 | 0.54 | 0.54 | 0.54 | 0.54 | 0.54 | 0.54 | 0.54 | 0.54 | 0.54 | 0.54 | 0.54 | 0.54 | 0.54 | 0.54 | 0.54 | 0.54 | 0.54 | 0.54 | 0.54 | 0.54 | 0.54 | 0.54 | 0.54 | 0.54 | 0.54 | 0.54 | 0.54 | 0.54
[6 empty] | Pumped Storage Hydropower - National Class 5 | Advanced | 0.54 | 0.54 | 0.54 | 0.54 | 0.54 | 0.54 | 0.54 | 0.54 | 0.54 | 0.54 | 0.54 | 0.54 | 0.54 | 0.54 | 0.54 | 0.54 | 0.54 | 0.54 | 0.54 | 0.54 | 0.54 | 0.54 | 0.54 | 0.54 | 0.54 | 0.54 | 0.54 | 0.54 | 0.54 | 0.54
[6 empty] | Pumped Storage Hydropower - National Class 5 | Moderate | 0.54 | 0.54 | 0.54 | 0.54 | 0.54 | 0.54 | 0.54 | 0.54 | 0.54 | 0.54 | 0.54 | 0.54 | 0.54 | 0.54 | 0.54 | 0.54 | 0.54 | 0.54 | 0.54 | 0.54 | 0.54 | 0.54 | 0.54 | 0.54 | 0.54 | 0.54 | 0.54 | 0.54 | 0.54 | 0.54
[6 empty] | Pumped Storage Hydropower - National Class 5 | Conservative | 0.54 | 0.54 | 0.54 | 0.54 | 0.54 | 0.54 | 0.54 | 0.54 | 0.54 | 0.54 | 0.54 | 0.54 | 0.54 | 0.54 | 0.54 | 0.54 | 0.54 | 0.54 | 0.54 | 0.54 | 0.54 | 0.54 | 0.54 | 0.54 | 0.54 | 0.54 | 0.54 | 0.54 | 0.54 | 0.54
[6 empty] | Pumped Storage Hydropower - National Class 6 | Advanced | 0.54 | 0.54 | 0.54 | 0.54 | 0.54 | 0.54 | 0.54 | 0.54 | 0.54 | 0.54 | 0.54 | 0.54 | 0.54 | 0.54 | 0.54 | 0.54 | 0.54 | 0.54 | 0.54 | 0.54 | 0.54 | 0.54 | 0.54 | 0.54 | 0.54 | 0.54 | 0.54 | 0.54 | 0.54 | 0.54
[6 empty] | Pumped Storage Hydropower - National Class 6 | Moderate | 0.54 | 0.54 | 0.54 | 0.54 | 0.54 | 0.54 | 0.54 | 0.54 | 0.54 | 0.54 | 0.54 | 0.54 | 0.54 | 0.54 | 0.54 | 0.54 | 0.54 | 0.54 | 0.54 | 0.54 | 0.54 | 0.54 | 0.54 | 0.54 | 0.54 | 0.54 | 0.54 | 0.54 | 0.54 | 0.54
[6 empty] | Pumped Storage Hydropower - National Class 6 | Conservative | 0.54 | 0.54 | 0.54 | 0.54 | 0.54 | 0.54 | 0.54 | 0.54 | 0.54 | 0.54 | 0.54 | 0.54 | 0.54 | 0.54 | 0.54 | 0.54 | 0.54 | 0.54 | 0.54 | 0.54 | 0.54 | 0.54 | 0.54 | 0.54 | 0.54 | 0.54 | 0.54 | 0.54 | 0.54 | 0.54
[6 empty] | Pumped Storage Hydropower - National Class 7 | Advanced | 0.54 | 0.54 | 0.54 | 0.54 | 0.54 | 0.54 | 0.54 | 0.54 | 0.54 | 0.54 | 0.54 | 0.54 | 0.54 | 0.54 | 0.54 | 0.54 | 0.54 | 0.54 | 0.54 | 0.54 | 0.54 | 0.54 | 0.54 | 0.54 | 0.54 | 0.54 | 0.54 | 0.54 | 0.54 | 0.54
[6 empty] | Pumped Storage Hydropower - National Class 7 | Moderate | 0.54 | 0.54 | 0.54 | 0.54 | 0.54 | 0.54 | 0.54 | 0.54 | 0.54 | 0.54 | 0.54 | 0.54 | 0.54 | 0.54 | 0.54 | 0.54 | 0.54 | 0.54 | 0.54 | 0.54 | 0.54 | 0.54 | 0.54 | 0.54 | 0.54 | 0.54 | 0.54 | 0.54 | 0.54 | 0.54
[6 empty] | Pumped Storage Hydropower - National Class 7 | Conservative | 0.54 | 0.54 | 0.54 | 0.54 | 0.54 | 0.54 | 0.54 | 0.54 | 0.54 | 0.54 | 0.54 | 0.54 | 0.54 | 0.54 | 0.54 | 0.54 | 0.54 | 0.54 | 0.54 | 0.54 | 0.54 | 0.54 | 0.54 | 0.54 | 0.54 | 0.54 | 0.54 | 0.54 | 0.54 | 0.54
[6 empty] | Pumped Storage Hydropower - National Class 8 | Advanced | 0.54 | 0.54 | 0.54 | 0.54 | 0.54 | 0.54 | 0.54 | 0.54 | 0.54 | 0.54 | 0.54 | 0.54 | 0.54 | 0.54 | 0.54 | 0.54 | 0.54 | 0.54 | 0.54 | 0.54 | 0.54 | 0.54 | 0.54 | 0.54 | 0.54 | 0.54 | 0.54 | 0.54 | 0.54 | 0.54
[6 empty] | Pumped Storage Hydropower - National Class 8 | Moderate | 0.54 | 0.54 | 0.54 | 0.54 | 0.54 | 0.54 | 0.54 | 0.54 | 0.54 | 0.54 | 0.54 | 0.54 | 0.54 | 0.54 | 0.54 | 0.54 | 0.54 | 0.54 | 0.54 | 0.54 | 0.54 | 0.54 | 0.54 | 0.54 | 0.54 | 0.54 | 0.54 | 0.54 | 0.54 | 0.54
[6 empty] | Pumped Storage Hydropower - National Class 8 | Conservative | 0.54 | 0.54 | 0.54 | 0.54 | 0.54 | 0.54 | 0.54 | 0.54 | 0.54 | 0.54 | 0.54 | 0.54 | 0.54 | 0.54 | 0.54 | 0.54 | 0.54 | 0.54 | 0.54 | 0.54 | 0.54 | 0.54 | 0.54 | 0.54 | 0.54 | 0.54 | 0.54 | 0.54 | 0.54 | 0.54
[6 empty] | Pumped Storage Hydropower - National Class 9 | Advanced | 0.54 | 0.54 | 0.54 | 0.54 | 0.54 | 0.54 | 0.54 | 0.54 | 0.54 | 0.54 | 0.54 | 0.54 | 0.54 | 0.54 | 0.54 | 0.54 | 0.54 | 0.54 | 0.54 | 0.54 | 0.54 | 0.54 | 0.54 | 0.54 | 0.54 | 0.54 | 0.54 | 0.54 | 0.54 | 0.54
[6 empty] | Pumped Storage Hydropower - National Class 9 | Moderate | 0.54 | 0.54 | 0.54 | 0.54 | 0.54 | 0.54 | 0.54 | 0.54 | 0.54 | 0.54 | 0.54 | 0.54 | 0.54 | 0.54 | 0.54 | 0.54 | 0.54 | 0.54 | 0.54 | 0.54 | 0.54 | 0.54 | 0.54 | 0.54 | 0.54 | 0.54 | 0.54 | 0.54 | 0.54 | 0.54
[6 empty] | Pumped Storage Hydropower - National Class 9 | Conservative | 0.54 | 0.54 | 0.54 | 0.54 | 0.54 | 0.54 | 0.54 | 0.54 | 0.54 | 0.54 | 0.54 | 0.54 | 0.54 | 0.54 | 0.54 | 0.54 | 0.54 | 0.54 | 0.54 | 0.54 | 0.54 | 0.54 | 0.54 | 0.54 | 0.54 | 0.54 | 0.54 | 0.54 | 0.54 | 0.54
[6 empty] | Pumped Storage Hydropower - National Class 10 | Advanced | 0.54 | 0.54 | 0.54 | 0.54 | 0.54 | 0.54 | 0.54 | 0.54 | 0.54 | 0.54 | 0.54 | 0.54 | 0.54 | 0.54 | 0.54 | 0.54 | 0.54 | 0.54 | 0.54 | 0.54 | 0.54 | 0.54 | 0.54 | 0.54 | 0.54 | 0.54 | 0.54 | 0.54 | 0.54 | 0.54
[6 empty] | Pumped Storage Hydropower - National Class 10 | Moderate | 0.54 | 0.54 | 0.54 | 0.54 | 0.54 | 0.54 | 0.54 | 0.54 | 0.54 | 0.54 | 0.54 | 0.54 | 0.54 | 0.54 | 0.54 | 0.54 | 0.54 | 0.54 | 0.54 | 0.54 | 0.54 | 0.54 | 0.54 | 0.54 | 0.54 | 0.54 | 0.54 | 0.54 | 0.54 | 0.54
[6 empty] | Pumped Storage Hydropower - National Class 10 | Conservative | 0.54 | 0.54 | 0.54 | 0.54 | 0.54 | 0.54 | 0.54 | 0.54 | 0.54 | 0.54 | 0.54 | 0.54 | 0.54 | 0.54 | 0.54 | 0.54 | 0.54 | 0.54 | 0.54 | 0.54 | 0.54 | 0.54 | 0.54 | 0.54 | 0.54 | 0.54 | 0.54 | 0.54 | 0.54 | 0.54
[6 empty] | Pumped Storage Hydropower - National Class 11 | Advanced | 0.54 | 0.54 | 0.54 | 0.54 | 0.54 | 0.54 | 0.54 | 0.54 | 0.54 | 0.54 | 0.54 | 0.54 | 0.54 | 0.54 | 0.54 | 0.54 | 0.54 | 0.54 | 0.54 | 0.54 | 0.54 | 0.54 | 0.54 | 0.54 | 0.54 | 0.54 | 0.54 | 0.54 | 0.54 | 0.54
[6 empty] | Pumped Storage Hydropower - National Class 11 | Moderate | 0.54 | 0.54 | 0.54 | 0.54 | 0.54 | 0.54 | 0.54 | 0.54 | 0.54 | 0.54 | 0.54 | 0.54 | 0.54 | 0.54 | 0.54 | 0.54 | 0.54 | 0.54 | 0.54 | 0.54 | 0.54 | 0.54 | 0.54 | 0.54 | 0.54 | 0.54 | 0.54 | 0.54 | 0.54 | 0.54
[6 empty] | Pumped Storage Hydropower - National Class 11 | Conservative | 0.54 | 0.54 | 0.54 | 0.54 | 0.54 | 0.54 | 0.54 | 0.54 | 0.54 | 0.54 | 0.54 | 0.54 | 0.54 | 0.54 | 0.54 | 0.54 | 0.54 | 0.54 | 0.54 | 0.54 | 0.54 | 0.54 | 0.54 | 0.54 | 0.54 | 0.54 | 0.54 | 0.54 | 0.54 | 0.54
[6 empty] | Pumped Storage Hydropower - National Class 12 | Advanced | 0.54 | 0.54 | 0.54 | 0.54 | 0.54 | 0.54 | 0.54 | 0.54 | 0.54 | 0.54 | 0.54 | 0.54 | 0.54 | 0.54 | 0.54 | 0.54 | 0.54 | 0.54 | 0.54 | 0.54 | 0.54 | 0.54 | 0.54 | 0.54 | 0.54 | 0.54 | 0.54 | 0.54 | 0.54 | 0.54
[6 empty] | Pumped Storage Hydropower - National Class 12 | Moderate | 0.54 | 0.54 | 0.54 | 0.54 | 0.54 | 0.54 | 0.54 | 0.54 | 0.54 | 0.54 | 0.54 | 0.54 | 0.54 | 0.54 | 0.54 | 0.54 | 0.54 | 0.54 | 0.54 | 0.54 | 0.54 | 0.54 | 0.54 | 0.54 | 0.54 | 0.54 | 0.54 | 0.54 | 0.54 | 0.54
[6 empty] | Pumped Storage Hydropower - National Class 12 | Conservative | 0.54 | 0.54 | 0.54 | 0.54 | 0.54 | 0.54 | 0.54 | 0.54 | 0.54 | 0.54 | 0.54 | 0.54 | 0.54 | 0.54 | 0.54 | 0.54 | 0.54 | 0.54 | 0.54 | 0.54 | 0.54 | 0.54 | 0.54 | 0.54 | 0.54 | 0.54 | 0.54 | 0.54 | 0.54 | 0.54
[6 empty] | Pumped Storage Hydropower - National Class 13 | Advanced | 0.54 | 0.54 | 0.54 | 0.54 | 0.54 | 0.54 | 0.54 | 0.54 | 0.54 | 0.54 | 0.54 | 0.54 | 0.54 | 0.54 | 0.54 | 0.54 | 0.54 | 0.54 | 0.54 | 0.54 | 0.54 | 0.54 | 0.54 | 0.54 | 0.54 | 0.54 | 0.54 | 0.54 | 0.54 | 0.54
[6 empty] | Pumped Storage Hydropower - National Class 13 | Moderate | 0.54 | 0.54 | 0.54 | 0.54 | 0.54 | 0.54 | 0.54 | 0.54 | 0.54 | 0.54 | 0.54 | 0.54 | 0.54 | 0.54 | 0.54 | 0.54 | 0.54 | 0.54 | 0.54 | 0.54 | 0.54 | 0.54 | 0.54 | 0.54 | 0.54 | 0.54 | 0.54 | 0.54 | 0.54 | 0.54
[6 empty] | Pumped Storage Hydropower - National Class 13 | Conservative | 0.54 | 0.54 | 0.54 | 0.54 | 0.54 | 0.54 | 0.54 | 0.54 | 0.54 | 0.54 | 0.54 | 0.54 | 0.54 | 0.54 | 0.54 | 0.54 | 0.54 | 0.54 | 0.54 | 0.54 | 0.54 | 0.54 | 0.54 | 0.54 | 0.54 | 0.54 | 0.54 | 0.54 | 0.54 | 0.54
[6 empty] | Pumped Storage Hydropower - National Class 14 | Advanced | 0.54 | 0.54 | 0.54 | 0.54 | 0.54 | 0.54 | 0.54 | 0.54 | 0.54 | 0.54 | 0.54 | 0.54 | 0.54 | 0.54 | 0.54 | 0.54 | 0.54 | 0.54 | 0.54 | 0.54 | 0.54 | 0.54 | 0.54 | 0.54 | 0.54 | 0.54 | 0.54 | 0.54 | 0.54 | 0.54
[6 empty] | Pumped Storage Hydropower - National Class 14 | Moderate | 0.54 | 0.54 | 0.54 | 0.54 | 0.54 | 0.54 | 0.54 | 0.54 | 0.54 | 0.54 | 0.54 | 0.54 | 0.54 | 0.54 | 0.54 | 0.54 | 0.54 | 0.54 | 0.54 | 0.54 | 0.54 | 0.54 | 0.54 | 0.54 | 0.54 | 0.54 | 0.54 | 0.54 | 0.54 | 0.54
[6 empty] | Pumped Storage Hydropower - National Class 14 | Conservative | 0.54 | 0.54 | 0.54 | 0.54 | 0.54 | 0.54 | 0.54 | 0.54 | 0.54 | 0.54 | 0.54 | 0.54 | 0.54 | 0.54 | 0.54 | 0.54 | 0.54 | 0.54 | 0.54 | 0.54 | 0.54 | 0.54 | 0.54 | 0.54 | 0.54 | 0.54 | 0.54 | 0.54 | 0.54 | 0.54
[6 empty] | Pumped Storage Hydropower - National Class 15 | Advanced | 0.54 | 0.54 | 0.54 | 0.54 | 0.54 | 0.54 | 0.54 | 0.54 | 0.54 | 0.54 | 0.54 | 0.54 | 0.54 | 0.54 | 0.54 | 0.54 | 0.54 | 0.54 | 0.54 | 0.54 | 0.54 | 0.54 | 0.54 | 0.54 | 0.54 | 0.54 | 0.54 | 0.54 | 0.54 | 0.54
[6 empty] | Pumped Storage Hydropower - National Class 15 | Moderate | 0.54 | 0.54 | 0.54 | 0.54 | 0.54 | 0.54 | 0.54 | 0.54 | 0.54 | 0.54 | 0.54 | 0.54 | 0.54 | 0.54 | 0.54 | 0.54 | 0.54 | 0.54 | 0.54 | 0.54 | 0.54 | 0.54 | 0.54 | 0.54 | 0.54 | 0.54 | 0.54 | 0.54 | 0.54 | 0.54
[6 empty] | Pumped Storage Hydropower - National Class 15 | Conservative | 0.54 | 0.54 | 0.54 | 0.54 | 0.54 | 0.54 | 0.54 | 0.54 | 0.54 | 0.54 | 0.54 | 0.54 | 0.54 | 0.54 | 0.54 | 0.54 | 0.54 | 0.54 | 0.54 | 0.54 | 0.54 | 0.54 | 0.54 | 0.54 | 0.54 | 0.54 | 0.54 | 0.54 | 0.54 | 0.54
[8 empty] | 2021 | 2022 | 2023 | 2024 | 2025 | 2026 | 2027 | 2028 | 2029 | 2030 | 2031 | 2032 | 2033 | 2034 | 2035 | 2036 | 2037 | 2038 | 2039 | 2040 | 2041 | 2042 | 2043 | 2044 | 2045 | 2046 | 2047 | 2048 | 2049 | 2050
[5 empty] | Round-Trip Efficiency | Pumped Storage Hydropower - National Class 1 | Advanced | 0.8 | 0.8 | 0.8 | 0.8 | 0.8 | 0.8 | 0.8 | 0.8 | 0.8 | 0.8 | 0.8 | 0.8 | 0.8 | 0.8 | 0.8 | 0.8 | 0.8 | 0.8 | 0.8 | 0.8 | 0.8 | 0.8 | 0.8 | 0.8 | 0.8 | 0.8 | 0.8 | 0.8 | 0.8 | 0.8
[6 empty] | Pumped Storage Hydropower - National Class 1 | Moderate | 0.8 | 0.8 | 0.8 | 0.8 | 0.8 | 0.8 | 0.8 | 0.8 | 0.8 | 0.8 | 0.8 | 0.8 | 0.8 | 0.8 | 0.8 | 0.8 | 0.8 | 0.8 | 0.8 | 0.8 | 0.8 | 0.8 | 0.8 | 0.8 | 0.8 | 0.8 | 0.8 | 0.8 | 0.8 | 0.8
[6 empty] | Pumped Storage Hydropower - National Class 1 | Conservative | 0.8 | 0.8 | 0.8 | 0.8 | 0.8 | 0.8 | 0.8 | 0.8 | 0.8 | 0.8 | 0.8 | 0.8 | 0.8 | 0.8 | 0.8 | 0.8 | 0.8 | 0.8 | 0.8 | 0.8 | 0.8 | 0.8 | 0.8 | 0.8 | 0.8 | 0.8 | 0.8 | 0.8 | 0.8 | 0.8
[6 empty] | Pumped Storage Hydropower - National Class 2 | Advanced | 0.8 | 0.8 | 0.8 | 0.8 | 0.8 | 0.8 | 0.8 | 0.8 | 0.8 | 0.8 | 0.8 | 0.8 | 0.8 | 0.8 | 0.8 | 0.8 | 0.8 | 0.8 | 0.8 | 0.8 | 0.8 | 0.8 | 0.8 | 0.8 | 0.8 | 0.8 | 0.8 | 0.8 | 0.8 | 0.8
[6 empty] | Pumped Storage Hydropower - National Class 2 | Moderate | 0.8 | 0.8 | 0.8 | 0.8 | 0.8 | 0.8 | 0.8 | 0.8 | 0.8 | 0.8 | 0.8 | 0.8 | 0.8 | 0.8 | 0.8 | 0.8 | 0.8 | 0.8 | 0.8 | 0.8 | 0.8 | 0.8 | 0.8 | 0.8 | 0.8 | 0.8 | 0.8 | 0.8 | 0.8 | 0.8
[6 empty] | Pumped Storage Hydropower - National Class 2 | Conservative | 0.8 | 0.8 | 0.8 | 0.8 | 0.8 | 0.8 | 0.8 | 0.8 | 0.8 | 0.8 | 0.8 | 0.8 | 0.8 | 0.8 | 0.8 | 0.8 | 0.8 | 0.8 | 0.8 | 0.8 | 0.8 | 0.8 | 0.8 | 0.8 | 0.8 | 0.8 | 0.8 | 0.8 | 0.8 | 0.8
[6 empty] | Pumped Storage Hydropower - National Class 3 | Advanced | 0.8 | 0.8 | 0.8 | 0.8 | 0.8 | 0.8 | 0.8 | 0.8 | 0.8 | 0.8 | 0.8 | 0.8 | 0.8 | 0.8 | 0.8 | 0.8 | 0.8 | 0.8 | 0.8 | 0.8 | 0.8 | 0.8 | 0.8 | 0.8 | 0.8 | 0.8 | 0.8 | 0.8 | 0.8 | 0.8
[6 empty] | Pumped Storage Hydropower - National Class 3 | Moderate | 0.8 | 0.8 | 0.8 | 0.8 | 0.8 | 0.8 | 0.8 | 0.8 | 0.8 | 0.8 | 0.8 | 0.8 | 0.8 | 0.8 | 0.8 | 0.8 | 0.8 | 0.8 | 0.8 | 0.8 | 0.8 | 0.8 | 0.8 | 0.8 | 0.8 | 0.8 | 0.8 | 0.8 | 0.8 | 0.8
[6 empty] | Pumped Storage Hydropower - National Class 3 | Conservative | 0.8 | 0.8 | 0.8 | 0.8 | 0.8 | 0.8 | 0.8 | 0.8 | 0.8 | 0.8 | 0.8 | 0.8 | 0.8 | 0.8 | 0.8 | 0.8 | 0.8 | 0.8 | 0.8 | 0.8 | 0.8 | 0.8 | 0.8 | 0.8 | 0.8 | 0.8 | 0.8 | 0.8 | 0.8 | 0.8
[6 empty] | Pumped Storage Hydropower - National Class 4 | Advanced | 0.8 | 0.8 | 0.8 | 0.8 | 0.8 | 0.8 | 0.8 | 0.8 | 0.8 | 0.8 | 0.8 | 0.8 | 0.8 | 0.8 | 0.8 | 0.8 | 0.8 | 0.8 | 0.8 | 0.8 | 0.8 | 0.8 | 0.8 | 0.8 | 0.8 | 0.8 | 0.8 | 0.8 | 0.8 | 0.8
[6 empty] | Pumped Storage Hydropower - National Class 4 | Moderate | 0.8 | 0.8 | 0.8 | 0.8 | 0.8 | 0.8 | 0.8 | 0.8 | 0.8 | 0.8 | 0.8 | 0.8 | 0.8 | 0.8 | 0.8 | 0.8 | 0.8 | 0.8 | 0.8 | 0.8 | 0.8 | 0.8 | 0.8 | 0.8 | 0.8 | 0.8 | 0.8 | 0.8 | 0.8 | 0.8
[6 empty] | Pumped Storage Hydropower - National Class 4 | Conservative | 0.8 | 0.8 | 0.8 | 0.8 | 0.8 | 0.8 | 0.8 | 0.8 | 0.8 | 0.8 | 0.8 | 0.8 | 0.8 | 0.8 | 0.8 | 0.8 | 0.8 | 0.8 | 0.8 | 0.8 | 0.8 | 0.8 | 0.8 | 0.8 | 0.8 | 0.8 | 0.8 | 0.8 | 0.8 | 0.8
[6 empty] | Pumped Storage Hydropower - National Class 5 | Advanced | 0.8 | 0.8 | 0.8 | 0.8 | 0.8 | 0.8 | 0.8 | 0.8 | 0.8 | 0.8 | 0.8 | 0.8 | 0.8 | 0.8 | 0.8 | 0.8 | 0.8 | 0.8 | 0.8 | 0.8 | 0.8 | 0.8 | 0.8 | 0.8 | 0.8 | 0.8 | 0.8 | 0.8 | 0.8 | 0.8
[6 empty] | Pumped Storage Hydropower - National Class 5 | Moderate | 0.8 | 0.8 | 0.8 | 0.8 | 0.8 | 0.8 | 0.8 | 0.8 | 0.8 | 0.8 | 0.8 | 0.8 | 0.8 | 0.8 | 0.8 | 0.8 | 0.8 | 0.8 | 0.8 | 0.8 | 0.8 | 0.8 | 0.8 | 0.8 | 0.8 | 0.8 | 0.8 | 0.8 | 0.8 | 0.8
[6 empty] | Pumped Storage Hydropower - National Class 5 | Conservative | 0.8 | 0.8 | 0.8 | 0.8 | 0.8 | 0.8 | 0.8 | 0.8 | 0.8 | 0.8 | 0.8 | 0.8 | 0.8 | 0.8 | 0.8 | 0.8 | 0.8 | 0.8 | 0.8 | 0.8 | 0.8 | 0.8 | 0.8 | 0.8 | 0.8 | 0.8 | 0.8 | 0.8 | 0.8 | 0.8
[6 empty] | Pumped Storage Hydropower - National Class 6 | Advanced | 0.8 | 0.8 | 0.8 | 0.8 | 0.8 | 0.8 | 0.8 | 0.8 | 0.8 | 0.8 | 0.8 | 0.8 | 0.8 | 0.8 | 0.8 | 0.8 | 0.8 | 0.8 | 0.8 | 0.8 | 0.8 | 0.8 | 0.8 | 0.8 | 0.8 | 0.8 | 0.8 | 0.8 | 0.8 | 0.8
[6 empty] | Pumped Storage Hydropower - National Class 6 | Moderate | 0.8 | 0.8 | 0.8 | 0.8 | 0.8 | 0.8 | 0.8 | 0.8 | 0.8 | 0.8 | 0.8 | 0.8 | 0.8 | 0.8 | 0.8 | 0.8 | 0.8 | 0.8 | 0.8 | 0.8 | 0.8 | 0.8 | 0.8 | 0.8 | 0.8 | 0.8 | 0.8 | 0.8 | 0.8 | 0.8
[6 empty] | Pumped Storage Hydropower - National Class 6 | Conservative | 0.8 | 0.8 | 0.8 | 0.8 | 0.8 | 0.8 | 0.8 | 0.8 | 0.8 | 0.8 | 0.8 | 0.8 | 0.8 | 0.8 | 0.8 | 0.8 | 0.8 | 0.8 | 0.8 | 0.8 | 0.8 | 0.8 | 0.8 | 0.8 | 0.8 | 0.8 | 0.8 | 0.8 | 0.8 | 0.8
[6 empty] | Pumped Storage Hydropower - National Class 7 | Advanced | 0.8 | 0.8 | 0.8 | 0.8 | 0.8 | 0.8 | 0.8 | 0.8 | 0.8 | 0.8 | 0.8 | 0.8 | 0.8 | 0.8 | 0.8 | 0.8 | 0.8 | 0.8 | 0.8 | 0.8 | 0.8 | 0.8 | 0.8 | 0.8 | 0.8 | 0.8 | 0.8 | 0.8 | 0.8 | 0.8
[6 empty] | Pumped Storage Hydropower - National Class 7 | Moderate | 0.8 | 0.8 | 0.8 | 0.8 | 0.8 | 0.8 | 0.8 | 0.8 | 0.8 | 0.8 | 0.8 | 0.8 | 0.8 | 0.8 | 0.8 | 0.8 | 0.8 | 0.8 | 0.8 | 0.8 | 0.8 | 0.8 | 0.8 | 0.8 | 0.8 | 0.8 | 0.8 | 0.8 | 0.8 | 0.8
[6 empty] | Pumped Storage Hydropower - National Class 7 | Conservative | 0.8 | 0.8 | 0.8 | 0.8 | 0.8 | 0.8 | 0.8 | 0.8 | 0.8 | 0.8 | 0.8 | 0.8 | 0.8 | 0.8 | 0.8 | 0.8 | 0.8 | 0.8 | 0.8 | 0.8 | 0.8 | 0.8 | 0.8 | 0.8 | 0.8 | 0.8 | 0.8 | 0.8 | 0.8 | 0.8
[6 empty] | Pumped Storage Hydropower - National Class 8 | Advanced | 0.8 | 0.8 | 0.8 | 0.8 | 0.8 | 0.8 | 0.8 | 0.8 | 0.8 | 0.8 | 0.8 | 0.8 | 0.8 | 0.8 | 0.8 | 0.8 | 0.8 | 0.8 | 0.8 | 0.8 | 0.8 | 0.8 | 0.8 | 0.8 | 0.8 | 0.8 | 0.8 | 0.8 | 0.8 | 0.8
[6 empty] | Pumped Storage Hydropower - National Class 8 | Moderate | 0.8 | 0.8 | 0.8 | 0.8 | 0.8 | 0.8 | 0.8 | 0.8 | 0.8 | 0.8 | 0.8 | 0.8 | 0.8 | 0.8 | 0.8 | 0.8 | 0.8 | 0.8 | 0.8 | 0.8 | 0.8 | 0.8 | 0.8 | 0.8 | 0.8 | 0.8 | 0.8 | 0.8 | 0.8 | 0.8
[6 empty] | Pumped Storage Hydropower - National Class 8 | Conservative | 0.8 | 0.8 | 0.8 | 0.8 | 0.8 | 0.8 | 0.8 | 0.8 | 0.8 | 0.8 | 0.8 | 0.8 | 0.8 | 0.8 | 0.8 | 0.8 | 0.8 | 0.8 | 0.8 | 0.8 | 0.8 | 0.8 | 0.8 | 0.8 | 0.8 | 0.8 | 0.8 | 0.8 | 0.8 | 0.8
[6 empty] | Pumped Storage Hydropower - National Class 9 | Advanced | 0.8 | 0.8 | 0.8 | 0.8 | 0.8 | 0.8 | 0.8 | 0.8 | 0.8 | 0.8 | 0.8 | 0.8 | 0.8 | 0.8 | 0.8 | 0.8 | 0.8 | 0.8 | 0.8 | 0.8 | 0.8 | 0.8 | 0.8 | 0.8 | 0.8 | 0.8 | 0.8 | 0.8 | 0.8 | 0.8
[6 empty] | Pumped Storage Hydropower - National Class 9 | Moderate | 0.8 | 0.8 | 0.8 | 0.8 | 0.8 | 0.8 | 0.8 | 0.8 | 0.8 | 0.8 | 0.8 | 0.8 | 0.8 | 0.8 | 0.8 | 0.8 | 0.8 | 0.8 | 0.8 | 0.8 | 0.8 | 0.8 | 0.8 | 0.8 | 0.8 | 0.8 | 0.8 | 0.8 | 0.8 | 0.8
[6 empty] | Pumped Storage Hydropower - National Class 9 | Conservative | 0.8 | 0.8 | 0.8 | 0.8 | 0.8 | 0.8 | 0.8 | 0.8 | 0.8 | 0.8 | 0.8 | 0.8 | 0.8 | 0.8 | 0.8 | 0.8 | 0.8 | 0.8 | 0.8 | 0.8 | 0.8 | 0.8 | 0.8 | 0.8 | 0.8 | 0.8 | 0.8 | 0.8 | 0.8 | 0.8
[6 empty] | Pumped Storage Hydropower - National Class 10 | Advanced | 0.8 | 0.8 | 0.8 | 0.8 | 0.8 | 0.8 | 0.8 | 0.8 | 0.8 | 0.8 | 0.8 | 0.8 | 0.8 | 0.8 | 0.8 | 0.8 | 0.8 | 0.8 | 0.8 | 0.8 | 0.8 | 0.8 | 0.8 | 0.8 | 0.8 | 0.8 | 0.8 | 0.8 | 0.8 | 0.8
[6 empty] | Pumped Storage Hydropower - National Class 10 | Moderate | 0.8 | 0.8 | 0.8 | 0.8 | 0.8 | 0.8 | 0.8 | 0.8 | 0.8 | 0.8 | 0.8 | 0.8 | 0.8 | 0.8 | 0.8 | 0.8 | 0.8 | 0.8 | 0.8 | 0.8 | 0.8 | 0.8 | 0.8 | 0.8 | 0.8 | 0.8 | 0.8 | 0.8 | 0.8 | 0.8
[6 empty] | Pumped Storage Hydropower - National Class 10 | Conservative | 0.8 | 0.8 | 0.8 | 0.8 | 0.8 | 0.8 | 0.8 | 0.8 | 0.8 | 0.8 | 0.8 | 0.8 | 0.8 | 0.8 | 0.8 | 0.8 | 0.8 | 0.8 | 0.8 | 0.8 | 0.8 | 0.8 | 0.8 | 0.8 | 0.8 | 0.8 | 0.8 | 0.8 | 0.8 | 0.8
[6 empty] | Pumped Storage Hydropower - National Class 11 | Advanced | 0.8 | 0.8 | 0.8 | 0.8 | 0.8 | 0.8 | 0.8 | 0.8 | 0.8 | 0.8 | 0.8 | 0.8 | 0.8 | 0.8 | 0.8 | 0.8 | 0.8 | 0.8 | 0.8 | 0.8 | 0.8 | 0.8 | 0.8 | 0.8 | 0.8 | 0.8 | 0.8 | 0.8 | 0.8 | 0.8
[6 empty] | Pumped Storage Hydropower - National Class 11 | Moderate | 0.8 | 0.8 | 0.8 | 0.8 | 0.8 | 0.8 | 0.8 | 0.8 | 0.8 | 0.8 | 0.8 | 0.8 | 0.8 | 0.8 | 0.8 | 0.8 | 0.8 | 0.8 | 0.8 | 0.8 | 0.8 | 0.8 | 0.8 | 0.8 | 0.8 | 0.8 | 0.8 | 0.8 | 0.8 | 0.8
[6 empty] | Pumped Storage Hydropower - National Class 11 | Conservative | 0.8 | 0.8 | 0.8 | 0.8 | 0.8 | 0.8 | 0.8 | 0.8 | 0.8 | 0.8 | 0.8 | 0.8 | 0.8 | 0.8 | 0.8 | 0.8 | 0.8 | 0.8 | 0.8 | 0.8 | 0.8 | 0.8 | 0.8 | 0.8 | 0.8 | 0.8 | 0.8 | 0.8 | 0.8 | 0.8
[6 empty] | Pumped Storage Hydropower - National Class 12 | Advanced | 0.8 | 0.8 | 0.8 | 0.8 | 0.8 | 0.8 | 0.8 | 0.8 | 0.8 | 0.8 | 0.8 | 0.8 | 0.8 | 0.8 | 0.8 | 0.8 | 0.8 | 0.8 | 0.8 | 0.8 | 0.8 | 0.8 | 0.8 | 0.8 | 0.8 | 0.8 | 0.8 | 0.8 | 0.8 | 0.8
[6 empty] | Pumped Storage Hydropower - National Class 12 | Moderate | 0.8 | 0.8 | 0.8 | 0.8 | 0.8 | 0.8 | 0.8 | 0.8 | 0.8 | 0.8 | 0.8 | 0.8 | 0.8 | 0.8 | 0.8 | 0.8 | 0.8 | 0.8 | 0.8 | 0.8 | 0.8 | 0.8 | 0.8 | 0.8 | 0.8 | 0.8 | 0.8 | 0.8 | 0.8 | 0.8
[6 empty] | Pumped Storage Hydropower - National Class 12 | Conservative | 0.8 | 0.8 | 0.8 | 0.8 | 0.8 | 0.8 | 0.8 | 0.8 | 0.8 | 0.8 | 0.8 | 0.8 | 0.8 | 0.8 | 0.8 | 0.8 | 0.8 | 0.8 | 0.8 | 0.8 | 0.8 | 0.8 | 0.8 | 0.8 | 0.8 | 0.8 | 0.8 | 0.8 | 0.8 | 0.8
[6 empty] | Pumped Storage Hydropower - National Class 13 | Advanced | 0.8 | 0.8 | 0.8 | 0.8 | 0.8 | 0.8 | 0.8 | 0.8 | 0.8 | 0.8 | 0.8 | 0.8 | 0.8 | 0.8 | 0.8 | 0.8 | 0.8 | 0.8 | 0.8 | 0.8 | 0.8 | 0.8 | 0.8 | 0.8 | 0.8 | 0.8 | 0.8 | 0.8 | 0.8 | 0.8
[6 empty] | Pumped Storage Hydropower - National Class 13 | Moderate | 0.8 | 0.8 | 0.8 | 0.8 | 0.8 | 0.8 | 0.8 | 0.8 | 0.8 | 0.8 | 0.8 | 0.8 | 0.8 | 0.8 | 0.8 | 0.8 | 0.8 | 0.8 | 0.8 | 0.8 | 0.8 | 0.8 | 0.8 | 0.8 | 0.8 | 0.8 | 0.8 | 0.8 | 0.8 | 0.8
[6 empty] | Pumped Storage Hydropower - National Class 13 | Conservative | 0.8 | 0.8 | 0.8 | 0.8 | 0.8 | 0.8 | 0.8 | 0.8 | 0.8 | 0.8 | 0.8 | 0.8 | 0.8 | 0.8 | 0.8 | 0.8 | 0.8 | 0.8 | 0.8 | 0.8 | 0.8 | 0.8 | 0.8 | 0.8 | 0.8 | 0.8 | 0.8 | 0.8 | 0.8 | 0.8
[6 empty] | Pumped Storage Hydropower - National Class 14 | Advanced | 0.8 | 0.8 | 0.8 | 0.8 | 0.8 | 0.8 | 0.8 | 0.8 | 0.8 | 0.8 | 0.8 | 0.8 | 0.8 | 0.8 | 0.8 | 0.8 | 0.8 | 0.8 | 0.8 | 0.8 | 0.8 | 0.8 | 0.8 | 0.8 | 0.8 | 0.8 | 0.8 | 0.8 | 0.8 | 0.8
[6 empty] | Pumped Storage Hydropower - National Class 14 | Moderate | 0.8 | 0.8 | 0.8 | 0.8 | 0.8 | 0.8 | 0.8 | 0.8 | 0.8 | 0.8 | 0.8 | 0.8 | 0.8 | 0.8 | 0.8 | 0.8 | 0.8 | 0.8 | 0.8 | 0.8 | 0.8 | 0.8 | 0.8 | 0.8 | 0.8 | 0.8 | 0.8 | 0.8 | 0.8 | 0.8
[6 empty] | Pumped Storage Hydropower - National Class 14 | Conservative | 0.8 | 0.8 | 0.8 | 0.8 | 0.8 | 0.8 | 0.8 | 0.8 | 0.8 | 0.8 | 0.8 | 0.8 | 0.8 | 0.8 | 0.8 | 0.8 | 0.8 | 0.8 | 0.8 | 0.8 | 0.8 | 0.8 | 0.8 | 0.8 | 0.8 | 0.8 | 0.8 | 0.8 | 0.8 | 0.8
[6 empty] | Pumped Storage Hydropower - National Class 15 | Advanced | 0.8 | 0.8 | 0.8 | 0.8 | 0.8 | 0.8 | 0.8 | 0.8 | 0.8 | 0.8 | 0.8 | 0.8 | 0.8 | 0.8 | 0.8 | 0.8 | 0.8 | 0.8 | 0.8 | 0.8 | 0.8 | 0.8 | 0.8 | 0.8 | 0.8 | 0.8 | 0.8 | 0.8 | 0.8 | 0.8
[6 empty] | Pumped Storage Hydropower - National Class 15 | Moderate | 0.8 | 0.8 | 0.8 | 0.8 | 0.8 | 0.8 | 0.8 | 0.8 | 0.8 | 0.8 | 0.8 | 0.8 | 0.8 | 0.8 | 0.8 | 0.8 | 0.8 | 0.8 | 0.8 | 0.8 | 0.8 | 0.8 | 0.8 | 0.8 | 0.8 | 0.8 | 0.8 | 0.8 | 0.8 | 0.8
[6 empty] | Pumped Storage Hydropower - National Class 15 | Conservative | 0.8 | 0.8 | 0.8 | 0.8 | 0.8 | 0.8 | 0.8 | 0.8 | 0.8 | 0.8 | 0.8 | 0.8 | 0.8 | 0.8 | 0.8 | 0.8 | 0.8 | 0.8 | 0.8 | 0.8 | 0.8 | 0.8 | 0.8 | 0.8 | 0.8 | 0.8 | 0.8 | 0.8 | 0.8 | 0.8
[8 empty] | 2021 | 2022 | 2023 | 2024 | 2025 | 2026 | 2027 | 2028 | 2029 | 2030 | 2031 | 2032 | 2033 | 2034 | 2035 | 2036 | 2037 | 2038 | 2039 | 2040 | 2041 | 2042 | 2043 | 2044 | 2045 | 2046 | 2047 | 2048 | 2049 | 2050
|  |  |  | Grid Connection Costs | Grid Connection Costs (GCC) ($/kW) | Pumped Storage Hydropower - National Class 1 | Advanced | 0 | 0 | 0 | 0 | 0 | 0 | 0 | 0 | 0 | 0 | 0 | 0 | 0 | 0 | 0 | 0 | 0 | 0 | 0 | 0 | 0 | 0 | 0 | 0 | 0 | 0 | 0 | 0 | 0 | 0
[6 empty] | Pumped Storage Hydropower - National Class 1 | Moderate | 0 | 0 | 0 | 0 | 0 | 0 | 0 | 0 | 0 | 0 | 0 | 0 | 0 | 0 | 0 | 0 | 0 | 0 | 0 | 0 | 0 | 0 | 0 | 0 | 0 | 0 | 0 | 0 | 0 | 0
[6 empty] | Pumped Storage Hydropower - National Class 1 | Conservative | 0 | 0 | 0 | 0 | 0 | 0 | 0 | 0 | 0 | 0 | 0 | 0 | 0 | 0 | 0 | 0 | 0 | 0 | 0 | 0 | 0 | 0 | 0 | 0 | 0 | 0 | 0 | 0 | 0 | 0
[6 empty] | Pumped Storage Hydropower - National Class 2 | Advanced | 0 | 0 | 0 | 0 | 0 | 0 | 0 | 0 | 0 | 0 | 0 | 0 | 0 | 0 | 0 | 0 | 0 | 0 | 0 | 0 | 0 | 0 | 0 | 0 | 0 | 0 | 0 | 0 | 0 | 0
[6 empty] | Pumped Storage Hydropower - National Class 2 | Moderate | 0 | 0 | 0 | 0 | 0 | 0 | 0 | 0 | 0 | 0 | 0 | 0 | 0 | 0 | 0 | 0 | 0 | 0 | 0 | 0 | 0 | 0 | 0 | 0 | 0 | 0 | 0 | 0 | 0 | 0
[6 empty] | Pumped Storage Hydropower - National Class 2 | Conservative | 0 | 0 | 0 | 0 | 0 | 0 | 0 | 0 | 0 | 0 | 0 | 0 | 0 | 0 | 0 | 0 | 0 | 0 | 0 | 0 | 0 | 0 | 0 | 0 | 0 | 0 | 0 | 0 | 0 | 0
[6 empty] | Pumped Storage Hydropower - National Class 3 | Advanced | 0 | 0 | 0 | 0 | 0 | 0 | 0 | 0 | 0 | 0 | 0 | 0 | 0 | 0 | 0 | 0 | 0 | 0 | 0 | 0 | 0 | 0 | 0 | 0 | 0 | 0 | 0 | 0 | 0 | 0
[6 empty] | Pumped Storage Hydropower - National Class 3 | Moderate | 0 | 0 | 0 | 0 | 0 | 0 | 0 | 0 | 0 | 0 | 0 | 0 | 0 | 0 | 0 | 0 | 0 | 0 | 0 | 0 | 0 | 0 | 0 | 0 | 0 | 0 | 0 | 0 | 0 | 0
[6 empty] | Pumped Storage Hydropower - National Class 3 | Conservative | 0 | 0 | 0 | 0 | 0 | 0 | 0 | 0 | 0 | 0 | 0 | 0 | 0 | 0 | 0 | 0 | 0 | 0 | 0 | 0 | 0 | 0 | 0 | 0 | 0 | 0 | 0 | 0 | 0 | 0
[6 empty] | Pumped Storage Hydropower - National Class 4 | Advanced | 0 | 0 | 0 | 0 | 0 | 0 | 0 | 0 | 0 | 0 | 0 | 0 | 0 | 0 | 0 | 0 | 0 | 0 | 0 | 0 | 0 | 0 | 0 | 0 | 0 | 0 | 0 | 0 | 0 | 0
[6 empty] | Pumped Storage Hydropower - National Class 4 | Moderate | 0 | 0 | 0 | 0 | 0 | 0 | 0 | 0 | 0 | 0 | 0 | 0 | 0 | 0 | 0 | 0 | 0 | 0 | 0 | 0 | 0 | 0 | 0 | 0 | 0 | 0 | 0 | 0 | 0 | 0
[6 empty] | Pumped Storage Hydropower - National Class 4 | Conservative | 0 | 0 | 0 | 0 | 0 | 0 | 0 | 0 | 0 | 0 | 0 | 0 | 0 | 0 | 0 | 0 | 0 | 0 | 0 | 0 | 0 | 0 | 0 | 0 | 0 | 0 | 0 | 0 | 0 | 0
[6 empty] | Pumped Storage Hydropower - National Class 5 | Advanced | 0 | 0 | 0 | 0 | 0 | 0 | 0 | 0 | 0 | 0 | 0 | 0 | 0 | 0 | 0 | 0 | 0 | 0 | 0 | 0 | 0 | 0 | 0 | 0 | 0 | 0 | 0 | 0 | 0 | 0
[6 empty] | Pumped Storage Hydropower - National Class 5 | Moderate | 0 | 0 | 0 | 0 | 0 | 0 | 0 | 0 | 0 | 0 | 0 | 0 | 0 | 0 | 0 | 0 | 0 | 0 | 0 | 0 | 0 | 0 | 0 | 0 | 0 | 0 | 0 | 0 | 0 | 0
[6 empty] | Pumped Storage Hydropower - National Class 5 | Conservative | 0 | 0 | 0 | 0 | 0 | 0 | 0 | 0 | 0 | 0 | 0 | 0 | 0 | 0 | 0 | 0 | 0 | 0 | 0 | 0 | 0 | 0 | 0 | 0 | 0 | 0 | 0 | 0 | 0 | 0
[6 empty] | Pumped Storage Hydropower - National Class 6 | Advanced | 0 | 0 | 0 | 0 | 0 | 0 | 0 | 0 | 0 | 0 | 0 | 0 | 0 | 0 | 0 | 0 | 0 | 0 | 0 | 0 | 0 | 0 | 0 | 0 | 0 | 0 | 0 | 0 | 0 | 0
[6 empty] | Pumped Storage Hydropower - National Class 6 | Moderate | 0 | 0 | 0 | 0 | 0 | 0 | 0 | 0 | 0 | 0 | 0 | 0 | 0 | 0 | 0 | 0 | 0 | 0 | 0 | 0 | 0 | 0 | 0 | 0 | 0 | 0 | 0 | 0 | 0 | 0
[6 empty] | Pumped Storage Hydropower - National Class 6 | Conservative | 0 | 0 | 0 | 0 | 0 | 0 | 0 | 0 | 0 | 0 | 0 | 0 | 0 | 0 | 0 | 0 | 0 | 0 | 0 | 0 | 0 | 0 | 0 | 0 | 0 | 0 | 0 | 0 | 0 | 0
[6 empty] | Pumped Storage Hydropower - National Class 7 | Advanced | 0 | 0 | 0 | 0 | 0 | 0 | 0 | 0 | 0 | 0 | 0 | 0 | 0 | 0 | 0 | 0 | 0 | 0 | 0 | 0 | 0 | 0 | 0 | 0 | 0 | 0 | 0 | 0 | 0 | 0
[6 empty] | Pumped Storage Hydropower - National Class 7 | Moderate | 0 | 0 | 0 | 0 | 0 | 0 | 0 | 0 | 0 | 0 | 0 | 0 | 0 | 0 | 0 | 0 | 0 | 0 | 0 | 0 | 0 | 0 | 0 | 0 | 0 | 0 | 0 | 0 | 0 | 0
[6 empty] | Pumped Storage Hydropower - National Class 7 | Conservative | 0 | 0 | 0 | 0 | 0 | 0 | 0 | 0 | 0 | 0 | 0 | 0 | 0 | 0 | 0 | 0 | 0 | 0 | 0 | 0 | 0 | 0 | 0 | 0 | 0 | 0 | 0 | 0 | 0 | 0
[6 empty] | Pumped Storage Hydropower - National Class 8 | Advanced | 0 | 0 | 0 | 0 | 0 | 0 | 0 | 0 | 0 | 0 | 0 | 0 | 0 | 0 | 0 | 0 | 0 | 0 | 0 | 0 | 0 | 0 | 0 | 0 | 0 | 0 | 0 | 0 | 0 | 0
[6 empty] | Pumped Storage Hydropower - National Class 8 | Moderate | 0 | 0 | 0 | 0 | 0 | 0 | 0 | 0 | 0 | 0 | 0 | 0 | 0 | 0 | 0 | 0 | 0 | 0 | 0 | 0 | 0 | 0 | 0 | 0 | 0 | 0 | 0 | 0 | 0 | 0
[6 empty] | Pumped Storage Hydropower - National Class 8 | Conservative | 0 | 0 | 0 | 0 | 0 | 0 | 0 | 0 | 0 | 0 | 0 | 0 | 0 | 0 | 0 | 0 | 0 | 0 | 0 | 0 | 0 | 0 | 0 | 0 | 0 | 0 | 0 | 0 | 0 | 0
[6 empty] | Pumped Storage Hydropower - National Class 9 | Advanced | 0 | 0 | 0 | 0 | 0 | 0 | 0 | 0 | 0 | 0 | 0 | 0 | 0 | 0 | 0 | 0 | 0 | 0 | 0 | 0 | 0 | 0 | 0 | 0 | 0 | 0 | 0 | 0 | 0 | 0
[6 empty] | Pumped Storage Hydropower - National Class 9 | Moderate | 0 | 0 | 0 | 0 | 0 | 0 | 0 | 0 | 0 | 0 | 0 | 0 | 0 | 0 | 0 | 0 | 0 | 0 | 0 | 0 | 0 | 0 | 0 | 0 | 0 | 0 | 0 | 0 | 0 | 0
[6 empty] | Pumped Storage Hydropower - National Class 9 | Conservative | 0 | 0 | 0 | 0 | 0 | 0 | 0 | 0 | 0 | 0 | 0 | 0 | 0 | 0 | 0 | 0 | 0 | 0 | 0 | 0 | 0 | 0 | 0 | 0 | 0 | 0 | 0 | 0 | 0 | 0
[6 empty] | Pumped Storage Hydropower - National Class 10 | Advanced | 0 | 0 | 0 | 0 | 0 | 0 | 0 | 0 | 0 | 0 | 0 | 0 | 0 | 0 | 0 | 0 | 0 | 0 | 0 | 0 | 0 | 0 | 0 | 0 | 0 | 0 | 0 | 0 | 0 | 0
[6 empty] | Pumped Storage Hydropower - National Class 10 | Moderate | 0 | 0 | 0 | 0 | 0 | 0 | 0 | 0 | 0 | 0 | 0 | 0 | 0 | 0 | 0 | 0 | 0 | 0 | 0 | 0 | 0 | 0 | 0 | 0 | 0 | 0 | 0 | 0 | 0 | 0
[6 empty] | Pumped Storage Hydropower - National Class 10 | Conservative | 0 | 0 | 0 | 0 | 0 | 0 | 0 | 0 | 0 | 0 | 0 | 0 | 0 | 0 | 0 | 0 | 0 | 0 | 0 | 0 | 0 | 0 | 0 | 0 | 0 | 0 | 0 | 0 | 0 | 0
[6 empty] | Pumped Storage Hydropower - National Class 11 | Advanced | 0 | 0 | 0 | 0 | 0 | 0 | 0 | 0 | 0 | 0 | 0 | 0 | 0 | 0 | 0 | 0 | 0 | 0 | 0 | 0 | 0 | 0 | 0 | 0 | 0 | 0 | 0 | 0 | 0 | 0
[6 empty] | Pumped Storage Hydropower - National Class 11 | Moderate | 0 | 0 | 0 | 0 | 0 | 0 | 0 | 0 | 0 | 0 | 0 | 0 | 0 | 0 | 0 | 0 | 0 | 0 | 0 | 0 | 0 | 0 | 0 | 0 | 0 | 0 | 0 | 0 | 0 | 0
[6 empty] | Pumped Storage Hydropower - National Class 11 | Conservative | 0 | 0 | 0 | 0 | 0 | 0 | 0 | 0 | 0 | 0 | 0 | 0 | 0 | 0 | 0 | 0 | 0 | 0 | 0 | 0 | 0 | 0 | 0 | 0 | 0 | 0 | 0 | 0 | 0 | 0
[6 empty] | Pumped Storage Hydropower - National Class 12 | Advanced | 0 | 0 | 0 | 0 | 0 | 0 | 0 | 0 | 0 | 0 | 0 | 0 | 0 | 0 | 0 | 0 | 0 | 0 | 0 | 0 | 0 | 0 | 0 | 0 | 0 | 0 | 0 | 0 | 0 | 0
[6 empty] | Pumped Storage Hydropower - National Class 12 | Moderate | 0 | 0 | 0 | 0 | 0 | 0 | 0 | 0 | 0 | 0 | 0 | 0 | 0 | 0 | 0 | 0 | 0 | 0 | 0 | 0 | 0 | 0 | 0 | 0 | 0 | 0 | 0 | 0 | 0 | 0
[6 empty] | Pumped Storage Hydropower - National Class 12 | Conservative | 0 | 0 | 0 | 0 | 0 | 0 | 0 | 0 | 0 | 0 | 0 | 0 | 0 | 0 | 0 | 0 | 0 | 0 | 0 | 0 | 0 | 0 | 0 | 0 | 0 | 0 | 0 | 0 | 0 | 0
[6 empty] | Pumped Storage Hydropower - National Class 13 | Advanced | 0 | 0 | 0 | 0 | 0 | 0 | 0 | 0 | 0 | 0 | 0 | 0 | 0 | 0 | 0 | 0 | 0 | 0 | 0 | 0 | 0 | 0 | 0 | 0 | 0 | 0 | 0 | 0 | 0 | 0
[6 empty] | Pumped Storage Hydropower - National Class 13 | Moderate | 0 | 0 | 0 | 0 | 0 | 0 | 0 | 0 | 0 | 0 | 0 | 0 | 0 | 0 | 0 | 0 | 0 | 0 | 0 | 0 | 0 | 0 | 0 | 0 | 0 | 0 | 0 | 0 | 0 | 0
[6 empty] | Pumped Storage Hydropower - National Class 13 | Conservative | 0 | 0 | 0 | 0 | 0 | 0 | 0 | 0 | 0 | 0 | 0 | 0 | 0 | 0 | 0 | 0 | 0 | 0 | 0 | 0 | 0 | 0 | 0 | 0 | 0 | 0 | 0 | 0 | 0 | 0
[6 empty] | Pumped Storage Hydropower - National Class 14 | Advanced | 0 | 0 | 0 | 0 | 0 | 0 | 0 | 0 | 0 | 0 | 0 | 0 | 0 | 0 | 0 | 0 | 0 | 0 | 0 | 0 | 0 | 0 | 0 | 0 | 0 | 0 | 0 | 0 | 0 | 0
[6 empty] | Pumped Storage Hydropower - National Class 14 | Moderate | 0 | 0 | 0 | 0 | 0 | 0 | 0 | 0 | 0 | 0 | 0 | 0 | 0 | 0 | 0 | 0 | 0 | 0 | 0 | 0 | 0 | 0 | 0 | 0 | 0 | 0 | 0 | 0 | 0 | 0
[6 empty] | Pumped Storage Hydropower - National Class 14 | Conservative | 0 | 0 | 0 | 0 | 0 | 0 | 0 | 0 | 0 | 0 | 0 | 0 | 0 | 0 | 0 | 0 | 0 | 0 | 0 | 0 | 0 | 0 | 0 | 0 | 0 | 0 | 0 | 0 | 0 | 0
[6 empty] | Pumped Storage Hydropower - National Class 15 | Advanced | 0 | 0 | 0 | 0 | 0 | 0 | 0 | 0 | 0 | 0 | 0 | 0 | 0 | 0 | 0 | 0 | 0 | 0 | 0 | 0 | 0 | 0 | 0 | 0 | 0 | 0 | 0 | 0 | 0 | 0
[6 empty] | Pumped Storage Hydropower - National Class 15 | Moderate | 0 | 0 | 0 | 0 | 0 | 0 | 0 | 0 | 0 | 0 | 0 | 0 | 0 | 0 | 0 | 0 | 0 | 0 | 0 | 0 | 0 | 0 | 0 | 0 | 0 | 0 | 0 | 0 | 0 | 0
[6 empty] | Pumped Storage Hydropower - National Class 15 | Conservative | 0 | 0 | 0 | 0 | 0 | 0 | 0 | 0 | 0 | 0 | 0 | 0 | 0 | 0 | 0 | 0 | 0 | 0 | 0 | 0 | 0 | 0 | 0 | 0 | 0 | 0 | 0 | 0 | 0 | 0
[8 empty] | 2021 | 2022 | 2023 | 2024 | 2025 | 2026 | 2027 | 2028 | 2029 | 2030 | 2031 | 2032 | 2033 | 2034 | 2035 | 2036 | 2037 | 2038 | 2039 | 2040 | 2041 | 2042 | 2043 | 2044 | 2045 | 2046 | 2047 | 2048 | 2049 | 2050
[5 empty] | Construction Finance Factor | CFF | Advanced | 1.0666 | 1.0666 | 1.0666 | 1.0666 | 1.0666 | 1.0666 | 1.0666 | 1.0666 | 1.0666 | 1.0666 | 1.0666 | 1.0666 | 1.0666 | 1.0666 | 1.0666 | 1.0666 | 1.0666 | 1.0666 | 1.0666 | 1.0666 | 1.0666 | 1.0666 | 1.0666 | 1.0666 | 1.0666 | 1.0666 | 1.0666 | 1.0666 | 1.0666 | 1.0666
[6 empty] | CFF | Moderate | 1.0666 | 1.0666 | 1.0666 | 1.0666 | 1.0666 | 1.0666 | 1.0666 | 1.0666 | 1.0666 | 1.0666 | 1.0666 | 1.0666 | 1.0666 | 1.0666 | 1.0666 | 1.0666 | 1.0666 | 1.0666 | 1.0666 | 1.0666 | 1.0666 | 1.0666 | 1.0666 | 1.0666 | 1.0666 | 1.0666 | 1.0666 | 1.0666 | 1.0666 | 1.0666
[6 empty] | CFF | Conservative | 1.0666 | 1.0666 | 1.0666 | 1.0666 | 1.0666 | 1.0666 | 1.0666 | 1.0666 | 1.0666 | 1.0666 | 1.0666 | 1.0666 | 1.0666 | 1.0666 | 1.0666 | 1.0666 | 1.0666 | 1.0666 | 1.0666 | 1.0666 | 1.0666 | 1.0666 | 1.0666 | 1.0666 | 1.0666 | 1.0666 | 1.0666 | 1.0666 | 1.0666 | 1.0666
[6 empty] | Accumulated Interest - Year 1 | * | 1.0344 | 1.0344 | 1.0344 | 1.0344 | 1.0344 | 1.0344 | 1.0344 | 1.0344 | 1.0344 | 1.0344 | 1.0344 | 1.0344 | 1.0344 | 1.0344 | 1.0344 | 1.0344 | 1.0344 | 1.0344 | 1.0344 | 1.0344 | 1.0344 | 1.0344 | 1.0344 | 1.0344 | 1.0344 | 1.0344 | 1.0344 | 1.0344 | 1.0344 | 1.0344
[6 empty] | Accumulated Interest - Year 2 | * | 1.1068 | 1.1068 | 1.1068 | 1.1068 | 1.1068 | 1.1068 | 1.1068 | 1.1068 | 1.1068 | 1.1068 | 1.1068 | 1.1068 | 1.1068 | 1.1068 | 1.1068 | 1.1068 | 1.1068 | 1.1068 | 1.1068 | 1.1068 | 1.1068 | 1.1068 | 1.1068 | 1.1068 | 1.1068 | 1.1068 | 1.1068 | 1.1068 | 1.1068 | 1.1068
[6 empty] | Accumulated Interest - Year 3 | * | 1.1843 | 1.1843 | 1.1843 | 1.1843 | 1.1843 | 1.1843 | 1.1843 | 1.1843 | 1.1843 | 1.1843 | 1.1843 | 1.1843 | 1.1843 | 1.1843 | 1.1843 | 1.1843 | 1.1843 | 1.1843 | 1.1843 | 1.1843 | 1.1843 | 1.1843 | 1.1843 | 1.1843 | 1.1843 | 1.1843 | 1.1843 | 1.1843 | 1.1843 | 1.1843
[6 empty] | Accumulated Equity Cost - Year 1 | Advanced | 1.063 | 1.063 | 1.063 | 1.063 | 1.063 | 1.063 | 1.063 | 1.063 | 1.063 | 1.063 | 1.063 | 1.063 | 1.063 | 1.063 | 1.063 | 1.063 | 1.063 | 1.063 | 1.063 | 1.063 | 1.063 | 1.063 | 1.063 | 1.063 | 1.063 | 1.063 | 1.063 | 1.063 | 1.063 | 1.063
[6 empty] | Accumulated Equity Cost - Year 2 | Advanced | 1.2012 | 1.2012 | 1.2012 | 1.2012 | 1.2012 | 1.2012 | 1.2012 | 1.2012 | 1.2012 | 1.2012 | 1.2012 | 1.2012 | 1.2012 | 1.2012 | 1.2012 | 1.2012 | 1.2012 | 1.2012 | 1.2012 | 1.2012 | 1.2012 | 1.2012 | 1.2012 | 1.2012 | 1.2012 | 1.2012 | 1.2012 | 1.2012 | 1.2012 | 1.2012
[6 empty] | Accumulated Equity Cost - Year 3 | Advanced | 1.3574 | 1.3574 | 1.3574 | 1.3574 | 1.3574 | 1.3574 | 1.3574 | 1.3574 | 1.3574 | 1.3574 | 1.3574 | 1.3574 | 1.3574 | 1.3574 | 1.3574 | 1.3574 | 1.3574 | 1.3574 | 1.3574 | 1.3574 | 1.3574 | 1.3574 | 1.3574 | 1.3574 | 1.3574 | 1.3574 | 1.3574 | 1.3574 | 1.3574 | 1.3574
[6 empty] | Accumulated Equity Cost - Year 1 | Moderate | 1.063 | 1.063 | 1.063 | 1.063 | 1.063 | 1.063 | 1.063 | 1.063 | 1.063 | 1.063 | 1.063 | 1.063 | 1.063 | 1.063 | 1.063 | 1.063 | 1.063 | 1.063 | 1.063 | 1.063 | 1.063 | 1.063 | 1.063 | 1.063 | 1.063 | 1.063 | 1.063 | 1.063 | 1.063 | 1.063
[6 empty] | Accumulated Equity Cost - Year 2 | Moderate | 1.2012 | 1.2012 | 1.2012 | 1.2012 | 1.2012 | 1.2012 | 1.2012 | 1.2012 | 1.2012 | 1.2012 | 1.2012 | 1.2012 | 1.2012 | 1.2012 | 1.2012 | 1.2012 | 1.2012 | 1.2012 | 1.2012 | 1.2012 | 1.2012 | 1.2012 | 1.2012 | 1.2012 | 1.2012 | 1.2012 | 1.2012 | 1.2012 | 1.2012 | 1.2012
[6 empty] | Accumulated Equity Cost - Year 3 | Moderate | 1.3574 | 1.3574 | 1.3574 | 1.3574 | 1.3574 | 1.3574 | 1.3574 | 1.3574 | 1.3574 | 1.3574 | 1.3574 | 1.3574 | 1.3574 | 1.3574 | 1.3574 | 1.3574 | 1.3574 | 1.3574 | 1.3574 | 1.3574 | 1.3574 | 1.3574 | 1.3574 | 1.3574 | 1.3574 | 1.3574 | 1.3574 | 1.3574 | 1.3574 | 1.3574
[6 empty] | Accumulated Equity Cost - Year 1 | Conservative | 1.063 | 1.063 | 1.063 | 1.063 | 1.063 | 1.063 | 1.063 | 1.063 | 1.063 | 1.063 | 1.063 | 1.063 | 1.063 | 1.063 | 1.063 | 1.063 | 1.063 | 1.063 | 1.063 | 1.063 | 1.063 | 1.063 | 1.063 | 1.063 | 1.063 | 1.063 | 1.063 | 1.063 | 1.063 | 1.063
[6 empty] | Accumulated Equity Cost - Year 2 | Conservative | 1.2012 | 1.2012 | 1.2012 | 1.2012 | 1.2012 | 1.2012 | 1.2012 | 1.2012 | 1.2012 | 1.2012 | 1.2012 | 1.2012 | 1.2012 | 1.2012 | 1.2012 | 1.2012 | 1.2012 | 1.2012 | 1.2012 | 1.2012 | 1.2012 | 1.2012 | 1.2012 | 1.2012 | 1.2012 | 1.2012 | 1.2012 | 1.2012 | 1.2012 | 1.2012
[6 empty] | Accumulated Equity Cost - Year 3 | Conservative | 1.3574 | 1.3574 | 1.3574 | 1.3574 | 1.3574 | 1.3574 | 1.3574 | 1.3574 | 1.3574 | 1.3574 | 1.3574 | 1.3574 | 1.3574 | 1.3574 | 1.3574 | 1.3574 | 1.3574 | 1.3574 | 1.3574 | 1.3574 | 1.3574 | 1.3574 | 1.3574 | 1.3574 | 1.3574 | 1.3574 | 1.3574 | 1.3574 | 1.3574 | 1.3574
| X |  | Data Sources for Default Inputs | bar: 2021 to 2036
|  |  |  | Current Costs: |  |  | Citation | 2025: Dollar Year; 2026: Escalation Index
|  |  |  | Available Capacity (GW) |  |  | Rosenlieb, E., Heimiller, D. (2022). Closed Loop Pumped Storage Hydropower Resource Assessment for the United States. NREL/TP-6A20-81277. with updates as described at https://www.nrel.gov/gis/psh-supply-curves.html | 2025: N/A; 2026: N/A
|  |  |  | Overnight Capital Cost ($/kW) |  |  | Rosenlieb, E., Heimiller, D. (2022). Closed Loop Pumped Storage Hydropower Resource Assessment for the United States. NREL/TP-6A20-81277. with updates as described at https://www.nrel.gov/gis/psh-supply-curves.html | 2025: 2020; 2026: 1.047
|  |  |  | Fixed Operating Expenses ($/kW-yr) |  |  | Mongird, K., V. Viswanathan, J. Alam, C. Vartanian, V. Sprenkle, R. Baxter. (2020). 2020 Grid Energy Storage Technology Cost and Performance Assessment. DOE/PA-0204. USDOE | 2025: 2020; 2026: 1.047
|  |  |  | Variable Operating Expenses ($/MWh) |  |  | Mongird, K., V. Viswanathan, J. Alam, C. Vartanian, V. Sprenkle, R. Baxter. (2020). 2020 Grid Energy Storage Technology Cost and Performance Assessment. DOE/PA-0204. USDOE | 2025: 2020; 2026: 1.047
|  |  |  | Spur Line Cost ($/kW) |  |  | Rosenlieb, E., Heimiller, D. (2022). Closed Loop Pumped Storage Hydropower Resource Assessment for the United States. NREL/TP-6A20-81277. with updates as described at https://www.nrel.gov/gis/psh-supply-curves.html | 2025: 2020; 2026: 1.047
|  |  |  | Round-Trip Efficiency (fraction) |  |  | Mongird, K., V. Viswanathan, J. Alam, C. Vartanian, V. Sprenkle, R. Baxter. (2020). 2020 Grid Energy Storage Technology Cost and Performance Assessment. DOE/PA-0204. USDOE | 2025: N/A; 2026: N/A
|  |  |  | Future Projections Costs: |  |  | Citation | 2025: Dollar Year; 2026: Escalation Index
|  |  |  | Overnight Capital Cost ($/kW) |  |  | Hydropower Vision (DOE 2016) | 2025: N/A; 2026: N/A; 2027: projections are taken on a fractional (relative) basis
2021 to 2022 overnight capital cost adjustments (%)
|  |  |  | Fixed Operating Expenses ($/kW-yr) |  |  | N/A | 2025: N/A; 2026: N/A
|  |  |  | Variable Operating Expenses ($/MWh) |  |  | N/A | 2025: N/A; 2026: N/A
|  |  |  | Grid Connection Cost ($/kW) |  |  | N/A | 2025: N/A; 2026: N/A
|  |  |  | Round-Trip Efficiency (fraction) |  |  | N/A | 2025: N/A; 2026: N/A

## WACC Calc
[5 empty] | 2021 | 2022 | 2023 | 2024 | 2025 | 2026 | 2027 | 2028 | 2029 | 2030 | 2031 | 2032 | 2033 | 2034 | 2035 | 2036 | 2037 | 2038 | 2039 | 2040 | 2041 | 2042 | 2043 | 2044 | 2045 | 2046 | 2047 | 2048 | 2049 | 2050
AEO | Inflation Rate |  |  |  | 2.5% | 2.5% | 2.5% | 2.5% | 2.5% | 2.5% | 2.5% | 2.5% | 2.5% | 2.5% | 2.5% | 2.5% | 2.5% | 2.5% | 2.5% | 2.5% | 2.5% | 2.5% | 2.5% | 2.5% | 2.5% | 2.5% | 2.5% | 2.5% | 2.5% | 2.5% | 2.5% | 2.5% | 2.5% | 2.5%
| Interest Rate Nominal - Advanced |  |  |  | 6.121% | 6.111% | 6.046% | 6.022% | 6.059% | 6.068% | 6.027% | 6.003% | 5.99% | 5.996% | 5.97% | 5.945% | 5.96% | 5.976% | 5.96% | 5.948% | 5.936% | 5.978% | 5.971% | 5.963% | 5.969% | 5.951% | 5.936% | 5.932% | 5.914% | 5.909% | 5.901% | 5.893% | 5.905% | 5.914%
| Interest Rate Nominal - Moderate |  |  |  | 6.121% | 6.111% | 6.046% | 6.022% | 6.059% | 6.068% | 6.027% | 6.003% | 5.99% | 5.996% | 5.97% | 5.945% | 5.96% | 5.976% | 5.96% | 5.948% | 5.936% | 5.978% | 5.971% | 5.963% | 5.969% | 5.951% | 5.936% | 5.932% | 5.914% | 5.909% | 5.901% | 5.893% | 5.905% | 5.914%
| Interest Rate Nominal - Conservative |  |  |  | 6.121% | 6.111% | 6.046% | 6.022% | 6.059% | 6.068% | 6.027% | 6.003% | 5.99% | 5.996% | 5.97% | 5.945% | 5.96% | 5.976% | 5.96% | 5.948% | 5.936% | 5.978% | 5.971% | 5.963% | 5.969% | 5.951% | 5.936% | 5.932% | 5.914% | 5.909% | 5.901% | 5.893% | 5.905% | 5.914%
| Calculated Interest Rate Real - Advanced |  |  |  | 3.533% | 3.523% | 3.46% | 3.436% | 3.472% | 3.481% | 3.441% | 3.417% | 3.405% | 3.411% | 3.385% | 3.361% | 3.376% | 3.391% | 3.375% | 3.363% | 3.352% | 3.393% | 3.386% | 3.378% | 3.384% | 3.367% | 3.352% | 3.349% | 3.331% | 3.326% | 3.318% | 3.311% | 3.322% | 3.331%
| Calculated Interest Rate Real - Moderate |  |  |  | 3.533% | 3.523% | 3.46% | 3.436% | 3.472% | 3.481% | 3.441% | 3.417% | 3.405% | 3.411% | 3.385% | 3.361% | 3.376% | 3.391% | 3.375% | 3.363% | 3.352% | 3.393% | 3.386% | 3.378% | 3.384% | 3.367% | 3.352% | 3.349% | 3.331% | 3.326% | 3.318% | 3.311% | 3.322% | 3.331%
| Calculated Interest Rate Real - Conservative |  |  |  | 3.533% | 3.523% | 3.46% | 3.436% | 3.472% | 3.481% | 3.441% | 3.417% | 3.405% | 3.411% | 3.385% | 3.361% | 3.376% | 3.391% | 3.375% | 3.363% | 3.352% | 3.393% | 3.386% | 3.378% | 3.384% | 3.367% | 3.352% | 3.349% | 3.331% | 3.326% | 3.318% | 3.311% | 3.322% | 3.331%
| Interest During Construction - Nominal |  |  |  | 6.121% | 6.111% | 6.046% | 6.022% | 6.059% | 6.068% | 6.027% | 6.003% | 5.99% | 5.996% | 5.97% | 5.945% | 5.96% | 5.976% | 5.96% | 5.948% | 5.936% | 5.978% | 5.971% | 5.963% | 5.969% | 5.951% | 5.936% | 5.932% | 5.914% | 5.909% | 5.901% | 5.893% | 5.905% | 5.914%
| Rate of Return on Equity Nominal - Advanced |  |  |  | 11.26% | 11.26% | 11.22% | 11.2% | 11.21% | 11.21% | 11.2% | 11.2% | 11.2% | 11.2% | 11.2% | 11.2% | 11.21% | 11.22% | 11.22% | 11.22% | 11.22% | 11.23% | 11.23% | 11.25% | 11.25% | 11.25% | 11.25% | 11.24% | 11.23% | 11.23% | 11.23% | 11.24% | 11.24% | 11.25%
| Rate of Return on Equity Nominal - Moderate |  |  |  | 11.26% | 11.26% | 11.22% | 11.2% | 11.21% | 11.21% | 11.2% | 11.2% | 11.2% | 11.2% | 11.2% | 11.2% | 11.21% | 11.22% | 11.22% | 11.22% | 11.22% | 11.23% | 11.23% | 11.25% | 11.25% | 11.25% | 11.25% | 11.24% | 11.23% | 11.23% | 11.23% | 11.24% | 11.24% | 11.25%
| Rate of Return on Equity Nominal - Conservative |  |  |  | 11.26% | 11.26% | 11.22% | 11.2% | 11.21% | 11.21% | 11.2% | 11.2% | 11.2% | 11.2% | 11.2% | 11.2% | 11.21% | 11.22% | 11.22% | 11.22% | 11.22% | 11.23% | 11.23% | 11.25% | 11.25% | 11.25% | 11.25% | 11.24% | 11.23% | 11.23% | 11.23% | 11.24% | 11.24% | 11.25%
| Calculated Rate of Return on Equity Real - Advanced |  |  |  | 8.546% | 8.543% | 8.512% | 8.487% | 8.497% | 8.502% | 8.492% | 8.489% | 8.491% | 8.488% | 8.485% | 8.489% | 8.494% | 8.506% | 8.512% | 8.508% | 8.51% | 8.518% | 8.522% | 8.532% | 8.541% | 8.54% | 8.535% | 8.529% | 8.521% | 8.52% | 8.521% | 8.529% | 8.53% | 8.532%
| Calculated Rate of Return on Equity Real - Moderate |  |  |  | 8.546% | 8.543% | 8.512% | 8.487% | 8.497% | 8.502% | 8.492% | 8.489% | 8.491% | 8.488% | 8.485% | 8.489% | 8.494% | 8.506% | 8.512% | 8.508% | 8.51% | 8.518% | 8.522% | 8.532% | 8.541% | 8.54% | 8.535% | 8.529% | 8.521% | 8.52% | 8.521% | 8.529% | 8.53% | 8.532%
| Calculated Rate of Return on Equity Real - Conservative |  |  |  | 8.546% | 8.543% | 8.512% | 8.487% | 8.497% | 8.502% | 8.492% | 8.489% | 8.491% | 8.488% | 8.485% | 8.489% | 8.494% | 8.506% | 8.512% | 8.508% | 8.51% | 8.518% | 8.522% | 8.532% | 8.541% | 8.54% | 8.535% | 8.529% | 8.521% | 8.52% | 8.521% | 8.529% | 8.53% | 8.532%
| Debt Fraction - Advanced |  |  |  | 60% | 60% | 60% | 60% | 60% | 60% | 60% | 60% | 60% | 60% | 60% | 60% | 60% | 60% | 60% | 60% | 60% | 60% | 60% | 60% | 60% | 60% | 60% | 60% | 60% | 60% | 60% | 60% | 60% | 60%
| Debt Fraction - Moderate |  |  |  | 60% | 60% | 60% | 60% | 60% | 60% | 60% | 60% | 60% | 60% | 60% | 60% | 60% | 60% | 60% | 60% | 60% | 60% | 60% | 60% | 60% | 60% | 60% | 60% | 60% | 60% | 60% | 60% | 60% | 60%
| Debt Fraction - Conservative |  |  |  | 60% | 60% | 60% | 60% | 60% | 60% | 60% | 60% | 60% | 60% | 60% | 60% | 60% | 60% | 60% | 60% | 60% | 60% | 60% | 60% | 60% | 60% | 60% | 60% | 60% | 60% | 60% | 60% | 60% | 60%
| Tax Rate (Federal and State) |  |  |  | 25.74% | 25.74% | 25.74% | 25.74% | 25.74% | 25.74% | 25.74% | 25.74% | 25.74% | 25.74% | 25.74% | 25.74% | 25.74% | 25.74% | 25.74% | 25.74% | 25.74% | 25.74% | 25.74% | 25.74% | 25.74% | 25.74% | 25.74% | 25.74% | 25.74% | 25.74% | 25.74% | 25.74% | 25.74% | 25.74%
| WACC Nominal - Advanced |  |  |  | 7.231% | 7.226% | 7.184% | 7.163% | 7.183% | 7.189% | 7.167% | 7.155% | 7.15% | 7.152% | 7.139% | 7.129% | 7.138% | 7.15% | 7.145% | 7.138% | 7.134% | 7.156% | 7.154% | 7.155% | 7.161% | 7.153% | 7.144% | 7.14% | 7.129% | 7.126% | 7.123% | 7.123% | 7.128% | 7.133%
| WACC Nominal - Moderate |  |  |  | 7.231% | 7.226% | 7.184% | 7.163% | 7.183% | 7.189% | 7.167% | 7.155% | 7.15% | 7.152% | 7.139% | 7.129% | 7.138% | 7.15% | 7.145% | 7.138% | 7.134% | 7.156% | 7.154% | 7.155% | 7.161% | 7.153% | 7.144% | 7.14% | 7.129% | 7.126% | 7.123% | 7.123% | 7.128% | 7.133%
| WACC Nominal - Conservative |  |  |  | 7.231% | 7.226% | 7.184% | 7.163% | 7.183% | 7.189% | 7.167% | 7.155% | 7.15% | 7.152% | 7.139% | 7.129% | 7.138% | 7.15% | 7.145% | 7.138% | 7.134% | 7.156% | 7.154% | 7.155% | 7.161% | 7.153% | 7.144% | 7.14% | 7.129% | 7.126% | 7.123% | 7.123% | 7.128% | 7.133%
| WACC Real - Advanced |  |  |  | 4.616% | 4.61% | 4.57% | 4.549% | 4.569% | 4.575% | 4.553% | 4.542% | 4.537% | 4.538% | 4.526% | 4.516% | 4.525% | 4.537% | 4.532% | 4.525% | 4.521% | 4.542% | 4.541% | 4.541% | 4.547% | 4.54% | 4.531% | 4.527% | 4.516% | 4.514% | 4.51% | 4.51% | 4.515% | 4.52%
| WACC Real - Moderate |  |  |  | 4.616% | 4.61% | 4.57% | 4.549% | 4.569% | 4.575% | 4.553% | 4.542% | 4.537% | 4.538% | 4.526% | 4.516% | 4.525% | 4.537% | 4.532% | 4.525% | 4.521% | 4.542% | 4.541% | 4.541% | 4.547% | 4.54% | 4.531% | 4.527% | 4.516% | 4.514% | 4.51% | 4.51% | 4.515% | 4.52%
| WACC Real - Conservative |  |  |  | 4.616% | 4.61% | 4.57% | 4.549% | 4.569% | 4.575% | 4.553% | 4.542% | 4.537% | 4.538% | 4.526% | 4.516% | 4.525% | 4.537% | 4.532% | 4.525% | 4.521% | 4.542% | 4.541% | 4.541% | 4.547% | 4.54% | 4.531% | 4.527% | 4.516% | 4.514% | 4.51% | 4.51% | 4.515% | 4.52%
ReEDs |  |  |  |  | 2021 | 2022 | 2023 | 2024 | 2025 | 2026 | 2027 | 2028 | 2029 | 2030 | 2031 | 2032 | 2033 | 2034 | 2035 | 2036 | 2037 | 2038 | 2039 | 2040 | 2041 | 2042 | 2043 | 2044 | 2045 | 2046 | 2047 | 2048 | 2049 | 2050
| Inflation Rate |  |  |  | 2.5% | 2.5% | 2.5% | 2.5% | 2.5% | 2.5% | 2.5% | 2.5% | 2.5% | 2.5% | 2.5% | 2.5% | 2.5% | 2.5% | 2.5% | 2.5% | 2.5% | 2.5% | 2.5% | 2.5% | 2.5% | 2.5% | 2.5% | 2.5% | 2.5% | 2.5% | 2.5% | 2.5% | 2.5% | 2.5%
Interest Rate - Nominal | bar: 2021 to 2050
[5 empty] | 8% | 8% | 8% | 8% | 8% | 8% | 8% | 8% | 8% | 8% | 8% | 8% | 8% | 8% | 8% | 8% | 8% | 8% | 8% | 8% | 8% | 8% | 8% | 8% | 8% | 8% | 8% | 8% | 8% | 8%
[5 empty] | 8% | 8% | 8% | 8% | 8% | 8% | 8% | 8% | 8% | 8% | 8% | 8% | 8% | 8% | 8% | 8% | 8% | 8% | 8% | 8% | 8% | 8% | 8% | 8% | 8% | 8% | 8% | 8% | 8% | 8%
| Calculated Interest Rate - Real |  |  |  | 5.366% | 5.366% | 5.366% | 5.366% | 5.366% | 5.366% | 5.366% | 5.366% | 5.366% | 5.366% | 5.366% | 5.366% | 5.366% | 5.366% | 5.366% | 5.366% | 5.366% | 5.366% | 5.366% | 5.366% | 5.366% | 5.366% | 5.366% | 5.366% | 5.366% | 5.366% | 5.366% | 5.366% | 5.366% | 5.366%
[5 empty] | 5.366% | 5.366% | 5.366% | 5.366% | 5.366% | 5.366% | 5.366% | 5.366% | 5.366% | 5.366% | 5.366% | 5.366% | 5.366% | 5.366% | 5.366% | 5.366% | 5.366% | 5.366% | 5.366% | 5.366% | 5.366% | 5.366% | 5.366% | 5.366% | 5.366% | 5.366% | 5.366% | 5.366% | 5.366% | 5.366%
[5 empty] | 5.366% | 5.366% | 5.366% | 5.366% | 5.366% | 5.366% | 5.366% | 5.366% | 5.366% | 5.366% | 5.366% | 5.366% | 5.366% | 5.366% | 5.366% | 5.366% | 5.366% | 5.366% | 5.366% | 5.366% | 5.366% | 5.366% | 5.366% | 5.366% | 5.366% | 5.366% | 5.366% | 5.366% | 5.366% | 5.366%
Interest During Construction - Nominal | bar: 2021 to 2050
| Rate of Return on Equity - Nominal |  |  |  | 13% | 13% | 13% | 13% | 13% | 13% | 13% | 13% | 13% | 13% | 13% | 13% | 13% | 13% | 13% | 13% | 13% | 13% | 13% | 13% | 13% | 13% | 13% | 13% | 13% | 13% | 13% | 13% | 13% | 13%
[5 empty] | 13% | 13% | 13% | 13% | 13% | 13% | 13% | 13% | 13% | 13% | 13% | 13% | 13% | 13% | 13% | 13% | 13% | 13% | 13% | 13% | 13% | 13% | 13% | 13% | 13% | 13% | 13% | 13% | 13% | 13%
[5 empty] | 13% | 13% | 13% | 13% | 13% | 13% | 13% | 13% | 13% | 13% | 13% | 13% | 13% | 13% | 13% | 13% | 13% | 13% | 13% | 13% | 13% | 13% | 13% | 13% | 13% | 13% | 13% | 13% | 13% | 13%
| Calculated Rate of Return on Equity - Real |  |  |  | 10.24% | 10.24% | 10.24% | 10.24% | 10.24% | 10.24% | 10.24% | 10.24% | 10.24% | 10.24% | 10.24% | 10.24% | 10.24% | 10.24% | 10.24% | 10.24% | 10.24% | 10.24% | 10.24% | 10.24% | 10.24% | 10.24% | 10.24% | 10.24% | 10.24% | 10.24% | 10.24% | 10.24% | 10.24% | 10.24%
[5 empty] | 10.24% | 10.24% | 10.24% | 10.24% | 10.24% | 10.24% | 10.24% | 10.24% | 10.24% | 10.24% | 10.24% | 10.24% | 10.24% | 10.24% | 10.24% | 10.24% | 10.24% | 10.24% | 10.24% | 10.24% | 10.24% | 10.24% | 10.24% | 10.24% | 10.24% | 10.24% | 10.24% | 10.24% | 10.24% | 10.24%
[5 empty] | 10.24% | 10.24% | 10.24% | 10.24% | 10.24% | 10.24% | 10.24% | 10.24% | 10.24% | 10.24% | 10.24% | 10.24% | 10.24% | 10.24% | 10.24% | 10.24% | 10.24% | 10.24% | 10.24% | 10.24% | 10.24% | 10.24% | 10.24% | 10.24% | 10.24% | 10.24% | 10.24% | 10.24% | 10.24% | 10.24%
| Debt Fraction |  |  |  | 60% | 60% | 60% | 60% | 60% | 60% | 60% | 60% | 60% | 60% | 60% | 60% | 60% | 60% | 60% | 60% | 60% | 60% | 60% | 60% | 60% | 60% | 60% | 60% | 60% | 60% | 60% | 60% | 60% | 60%
[5 empty] | 60% | 60% | 60% | 60% | 60% | 60% | 60% | 60% | 60% | 60% | 60% | 60% | 60% | 60% | 60% | 60% | 60% | 60% | 60% | 60% | 60% | 60% | 60% | 60% | 60% | 60% | 60% | 60% | 60% | 60%
[5 empty] | 60% | 60% | 60% | 60% | 60% | 60% | 60% | 60% | 60% | 60% | 60% | 60% | 60% | 60% | 60% | 60% | 60% | 60% | 60% | 60% | 60% | 60% | 60% | 60% | 60% | 60% | 60% | 60% | 60% | 60%
| Tax Rate (Federal and State) |  |  |  | 40% | 40% | 40% | 40% | 40% | 40% | 40% | 40% | 40% | 40% | 40% | 40% | 40% | 40% | 40% | 40% | 40% | 40% | 40% | 40% | 40% | 40% | 40% | 40% | 40% | 40% | 40% | 40% | 40% | 40%
| WACC - Nominal |  |  |  | 8.08% | 8.08% | 8.08% | 8.08% | 8.08% | 8.08% | 8.08% | 8.08% | 8.08% | 8.08% | 8.08% | 8.08% | 8.08% | 8.08% | 8.08% | 8.08% | 8.08% | 8.08% | 8.08% | 8.08% | 8.08% | 8.08% | 8.08% | 8.08% | 8.08% | 8.08% | 8.08% | 8.08% | 8.08% | 8.08%
[5 empty] | 8.08% | 8.08% | 8.08% | 8.08% | 8.08% | 8.08% | 8.08% | 8.08% | 8.08% | 8.08% | 8.08% | 8.08% | 8.08% | 8.08% | 8.08% | 8.08% | 8.08% | 8.08% | 8.08% | 8.08% | 8.08% | 8.08% | 8.08% | 8.08% | 8.08% | 8.08% | 8.08% | 8.08% | 8.08% | 8.08%
[5 empty] | 8.08% | 8.08% | 8.08% | 8.08% | 8.08% | 8.08% | 8.08% | 8.08% | 8.08% | 8.08% | 8.08% | 8.08% | 8.08% | 8.08% | 8.08% | 8.08% | 8.08% | 8.08% | 8.08% | 8.08% | 8.08% | 8.08% | 8.08% | 8.08% | 8.08% | 8.08% | 8.08% | 8.08% | 8.08% | 8.08%
| WACC - Real |  |  |  | 5.444% | 5.444% | 5.444% | 5.444% | 5.444% | 5.444% | 5.444% | 5.444% | 5.444% | 5.444% | 5.444% | 5.444% | 5.444% | 5.444% | 5.444% | 5.444% | 5.444% | 5.444% | 5.444% | 5.444% | 5.444% | 5.444% | 5.444% | 5.444% | 5.444% | 5.444% | 5.444% | 5.444% | 5.444% | 5.444%
[5 empty] | 5.444% | 5.444% | 5.444% | 5.444% | 5.444% | 5.444% | 5.444% | 5.444% | 5.444% | 5.444% | 5.444% | 5.444% | 5.444% | 5.444% | 5.444% | 5.444% | 5.444% | 5.444% | 5.444% | 5.444% | 5.444% | 5.444% | 5.444% | 5.444% | 5.444% | 5.444% | 5.444% | 5.444% | 5.444% | 5.444%
[5 empty] | 5.444% | 5.444% | 5.444% | 5.444% | 5.444% | 5.444% | 5.444% | 5.444% | 5.444% | 5.444% | 5.444% | 5.444% | 5.444% | 5.444% | 5.444% | 5.444% | 5.444% | 5.444% | 5.444% | 5.444% | 5.444% | 5.444% | 5.444% | 5.444% | 5.444% | 5.444% | 5.444% | 5.444% | 5.444% | 5.444%
Land-Based Wind Market Factors |  |  |  |  | 2021 | 2022 | 2023 | 2024 | 2025 | 2026 | 2027 | 2028 | 2029 | 2030 | 2031 | 2032 | 2033 | 2034 | 2035 | 2036 | 2037 | 2038 | 2039 | 2040 | 2041 | 2042 | 2043 | 2044 | 2045 | 2046 | 2047 | 2048 | 2049 | 2050
| Inflation Rate |  |  |  | 2.79% | 2.72% | 2.53% | 2.5% | 2.5% | 2.5% | 2.5% | 2.5% | 2.5% | 2.5% | 2.5% | 2.5% | 2.5% | 2.5% | 2.5% | 2.5% | 2.5% | 2.5% | 2.5% | 2.5% | 2.5% | 2.5% | 2.5% | 2.5% | 2.5% | 2.5% | 2.5% | 2.5% | 2.5% | 2.5%
Interest Rate Nominal - Advanced | bar: 2021 to 2050
Interest Rate Nominal - Moderate | bar: 2021 to 2050
Interest Rate Nominal - Conservative | bar: 2021 to 2050
| Calculated Interest Rate Real - Advanced |  |  |  | 4.096% | 4.167% | 4.36% | 4.39% | 4.39% | 4.39% | 4.39% | 4.39% | 4.39% | 4.39% | 4.39% | 4.39% | 4.39% | 4.39% | 4.39% | 4.39% | 4.39% | 4.39% | 4.39% | 4.39% | 4.39% | 4.39% | 4.39% | 4.39% | 4.39% | 4.39% | 4.39% | 4.39% | 4.39% | 4.39%
| Calculated Interest Rate Real - Moderate |  |  |  | 4.096% | 4.167% | 4.36% | 4.39% | 4.39% | 4.39% | 4.39% | 4.39% | 4.39% | 4.39% | 4.39% | 4.39% | 4.39% | 4.39% | 4.39% | 4.39% | 4.39% | 4.39% | 4.39% | 4.39% | 4.39% | 4.39% | 4.39% | 4.39% | 4.39% | 4.39% | 4.39% | 4.39% | 4.39% | 4.39%
| Calculated Interest Rate Real - Conservative |  |  |  | 4.096% | 4.167% | 4.36% | 4.39% | 4.39% | 4.39% | 4.39% | 4.39% | 4.39% | 4.39% | 4.39% | 4.39% | 4.39% | 4.39% | 4.39% | 4.39% | 4.39% | 4.39% | 4.39% | 4.39% | 4.39% | 4.39% | 4.39% | 4.39% | 4.39% | 4.39% | 4.39% | 4.39% | 4.39% | 4.39%
| Interest During Construction - Nominal |  |  |  | 6.5% | 6.5% | 6.5% | 6.5% | 6.5% | 6.5% | 6.5% | 6.5% | 6.5% | 6.5% | 6.5% | 6.5% | 6.5% | 6.5% | 6.5% | 6.5% | 6.5% | 6.5% | 6.5% | 6.5% | 6.5% | 6.5% | 6.5% | 6.5% | 6.5% | 6.5% | 6.5% | 6.5% | 6.5% | 6.5%
| Rate of Return on Equity Nominal - Advanced |  |  |  | 10% | 10% | 10% | 10% | 10% | 10% | 10% | 10% | 10% | 10% | 10% | 10% | 10% | 10% | 10% | 10% | 10% | 10% | 10% | 10% | 10% | 10% | 10% | 10% | 10% | 10% | 10% | 10% | 10% | 10%
| Rate of Return on Equity Nominal - Moderate |  |  |  | 10% | 10% | 10% | 10% | 10% | 10% | 10% | 10% | 10% | 10% | 10% | 10% | 10% | 10% | 10% | 10% | 10% | 10% | 10% | 10% | 10% | 10% | 10% | 10% | 10% | 10% | 10% | 10% | 10% | 10%
| Rate of Return on Equity Nominal - Conservative |  |  |  | 10% | 10% | 10% | 10% | 10% | 10% | 10% | 10% | 10% | 10% | 10% | 10% | 10% | 10% | 10% | 10% | 10% | 10% | 10% | 10% | 10% | 10% | 10% | 10% | 10% | 10% | 10% | 10% | 10% | 10%
| Calculated Rate of Return on Equity Real - Advanced |  |  |  | 7.014% | 7.087% | 7.286% | 7.317% | 7.317% | 7.317% | 7.317% | 7.317% | 7.317% | 7.317% | 7.317% | 7.317% | 7.317% | 7.317% | 7.317% | 7.317% | 7.317% | 7.317% | 7.317% | 7.317% | 7.317% | 7.317% | 7.317% | 7.317% | 7.317% | 7.317% | 7.317% | 7.317% | 7.317% | 7.317%
| Calculated Rate of Return on Equity Real - Moderate |  |  |  | 7.014% | 7.087% | 7.286% | 7.317% | 7.317% | 7.317% | 7.317% | 7.317% | 7.317% | 7.317% | 7.317% | 7.317% | 7.317% | 7.317% | 7.317% | 7.317% | 7.317% | 7.317% | 7.317% | 7.317% | 7.317% | 7.317% | 7.317% | 7.317% | 7.317% | 7.317% | 7.317% | 7.317% | 7.317% | 7.317%
| Calculated Rate of Return on Equity Real - Conservative |  |  |  | 7.014% | 7.087% | 7.286% | 7.317% | 7.317% | 7.317% | 7.317% | 7.317% | 7.317% | 7.317% | 7.317% | 7.317% | 7.317% | 7.317% | 7.317% | 7.317% | 7.317% | 7.317% | 7.317% | 7.317% | 7.317% | 7.317% | 7.317% | 7.317% | 7.317% | 7.317% | 7.317% | 7.317% | 7.317% | 7.317%
| Debt Fraction - Advanced |  |  |  | 47.68% | 42.96% | 41.2% | 37.98% | 37.22% | 36.43% | 35.62% | 34.78% | 33.91% | 33.02% | 32.68% | 32.34% | 31.99% | 31.64% | 31.28% | 30.92% | 30.55% | 30.17% | 29.79% | 29.4% | 29% | 28.6% | 28.19% | 38.27% | 48.56% | 71.53% | 71.53% | 71.53% | 71.53% | 71.53%
| Debt Fraction - Moderate |  |  |  | 47.68% | 42.96% | 41.2% | 37.98% | 37.22% | 36.43% | 35.62% | 34.78% | 33.91% | 33.02% | 32.68% | 32.34% | 31.99% | 31.64% | 31.28% | 30.92% | 30.55% | 30.17% | 29.79% | 29.4% | 29% | 28.6% | 28.19% | 38.27% | 48.56% | 71.53% | 71.53% | 71.53% | 71.53% | 71.53%
| Debt Fraction - Conservative |  |  |  | 47.68% | 42.96% | 41.2% | 37.98% | 37.22% | 36.43% | 35.62% | 34.78% | 33.91% | 33.02% | 32.68% | 32.34% | 31.99% | 31.64% | 31.28% | 30.92% | 30.55% | 30.17% | 29.79% | 29.4% | 29% | 28.6% | 28.19% | 38.27% | 48.56% | 71.53% | 71.53% | 71.53% | 71.53% | 71.53%
| Tax Rate (Federal and State) |  |  |  | 25.74% | 25.74% | 25.74% | 25.74% | 25.74% | 25.74% | 25.74% | 25.74% | 25.74% | 25.74% | 25.74% | 25.74% | 25.74% | 25.74% | 25.74% | 25.74% | 25.74% | 25.74% | 25.74% | 25.74% | 25.74% | 25.74% | 25.74% | 25.74% | 25.74% | 25.74% | 25.74% | 25.74% | 25.74% | 25.74%
| WACC Nominal - Advanced |  |  |  | 7.71% | 7.937% | 8.022% | 8.176% | 8.213% | 8.251% | 8.29% | 8.33% | 8.372% | 8.415% | 8.431% | 8.447% | 8.464% | 8.481% | 8.498% | 8.515% | 8.533% | 8.551% | 8.57% | 8.588% | 8.607% | 8.627% | 8.646% | 8.162% | 7.668% | 6.565% | 6.565% | 6.565% | 6.565% | 6.565%
| WACC Nominal - Moderate |  |  |  | 7.71% | 7.937% | 8.022% | 8.176% | 8.213% | 8.251% | 8.29% | 8.33% | 8.372% | 8.415% | 8.431% | 8.447% | 8.464% | 8.481% | 8.498% | 8.515% | 8.533% | 8.551% | 8.57% | 8.588% | 8.607% | 8.627% | 8.646% | 8.162% | 7.668% | 6.565% | 6.565% | 6.565% | 6.565% | 6.565%
| WACC Nominal - Conservative |  |  |  | 7.71% | 7.937% | 8.022% | 8.176% | 8.213% | 8.251% | 8.29% | 8.33% | 8.372% | 8.415% | 8.431% | 8.447% | 8.464% | 8.481% | 8.498% | 8.515% | 8.533% | 8.551% | 8.57% | 8.588% | 8.607% | 8.627% | 8.646% | 8.162% | 7.668% | 6.565% | 6.565% | 6.565% | 6.565% | 6.565%
| WACC Real - Advanced |  |  |  | 4.787% | 5.079% | 5.356% | 5.538% | 5.574% | 5.61% | 5.649% | 5.688% | 5.728% | 5.77% | 5.786% | 5.802% | 5.818% | 5.835% | 5.852% | 5.869% | 5.886% | 5.904% | 5.922% | 5.94% | 5.958% | 5.977% | 5.997% | 5.524% | 5.042% | 3.966% | 3.966% | 3.966% | 3.966% | 3.966%
| WACC Real - Moderate |  |  |  | 4.787% | 5.079% | 5.356% | 5.538% | 5.574% | 5.61% | 5.649% | 5.688% | 5.728% | 5.77% | 5.786% | 5.802% | 5.818% | 5.835% | 5.852% | 5.869% | 5.886% | 5.904% | 5.922% | 5.94% | 5.958% | 5.977% | 5.997% | 5.524% | 5.042% | 3.966% | 3.966% | 3.966% | 3.966% | 3.966%
| WACC Real - Conservative |  |  |  | 4.787% | 5.079% | 5.356% | 5.538% | 5.574% | 5.61% | 5.649% | 5.688% | 5.728% | 5.77% | 5.786% | 5.802% | 5.818% | 5.835% | 5.852% | 5.869% | 5.886% | 5.904% | 5.922% | 5.94% | 5.958% | 5.977% | 5.997% | 5.524% | 5.042% | 3.966% | 3.966% | 3.966% | 3.966% | 3.966%
Offshore Wind Market Factors |  |  |  |  | 2021 | 2022 | 2023 | 2024 | 2025 | 2026 | 2027 | 2028 | 2029 | 2030 | 2031 | 2032 | 2033 | 2034 | 2035 | 2036 | 2037 | 2038 | 2039 | 2040 | 2041 | 2042 | 2043 | 2044 | 2045 | 2046 | 2047 | 2048 | 2049 | 2050
| Inflation Rate |  |  |  | 2.79% | 2.72% | 2.53% | 2.5% | 2.5% | 2.5% | 2.5% | 2.5% | 2.5% | 2.5% | 2.5% | 2.5% | 2.5% | 2.5% | 2.5% | 2.5% | 2.5% | 2.5% | 2.5% | 2.5% | 2.5% | 2.5% | 2.5% | 2.5% | 2.5% | 2.5% | 2.5% | 2.5% | 2.5% | 2.5%
Interest Rate Nominal - Advanced | bar: 2021 to 2050
Interest Rate Nominal - Moderate | bar: 2021 to 2050
Interest Rate Nominal - Conservative | bar: 2021 to 2050
| Calculated Interest Rate Real - Advanced |  |  |  | 4.096% | 4.167% | 4.36% | 4.39% | 4.39% | 4.39% | 4.39% | 4.39% | 4.39% | 4.39% | 4.39% | 4.39% | 4.39% | 4.39% | 4.39% | 4.39% | 4.39% | 4.39% | 4.39% | 4.39% | 4.39% | 4.39% | 4.39% | 4.39% | 4.39% | 4.39% | 4.39% | 4.39% | 4.39% | 4.39%
| Calculated Interest Rate Real - Moderate |  |  |  | 4.096% | 4.167% | 4.36% | 4.39% | 4.39% | 4.39% | 4.39% | 4.39% | 4.39% | 4.39% | 4.39% | 4.39% | 4.39% | 4.39% | 4.39% | 4.39% | 4.39% | 4.39% | 4.39% | 4.39% | 4.39% | 4.39% | 4.39% | 4.39% | 4.39% | 4.39% | 4.39% | 4.39% | 4.39% | 4.39%
| Calculated Interest Rate Real - Conservative |  |  |  | 4.096% | 4.167% | 4.36% | 4.39% | 4.39% | 4.39% | 4.39% | 4.39% | 4.39% | 4.39% | 4.39% | 4.39% | 4.39% | 4.39% | 4.39% | 4.39% | 4.39% | 4.39% | 4.39% | 4.39% | 4.39% | 4.39% | 4.39% | 4.39% | 4.39% | 4.39% | 4.39% | 4.39% | 4.39% | 4.39%
Interest During Construction - Nominal | bar: 2021 to 2050
| Rate of Return on Equity Nominal - Advanced |  |  |  | 11% | 11% | 11% | 11% | 11% | 11% | 11% | 11% | 11% | 11% | 11% | 11% | 11% | 11% | 11% | 11% | 11% | 11% | 11% | 11% | 11% | 11% | 11% | 11% | 11% | 11% | 11% | 11% | 11% | 11%
| Rate of Return on Equity Nominal - Moderate |  |  |  | 11% | 11% | 11% | 11% | 11% | 11% | 11% | 11% | 11% | 11% | 11% | 11% | 11% | 11% | 11% | 11% | 11% | 11% | 11% | 11% | 11% | 11% | 11% | 11% | 11% | 11% | 11% | 11% | 11% | 11%
| Rate of Return on Equity Nominal - Conservative |  |  |  | 11% | 11% | 11% | 11% | 11% | 11% | 11% | 11% | 11% | 11% | 11% | 11% | 11% | 11% | 11% | 11% | 11% | 11% | 11% | 11% | 11% | 11% | 11% | 11% | 11% | 11% | 11% | 11% | 11% | 11%
| Calculated Rate of Return on Equity Real - Advanced |  |  |  | 7.987% | 8.061% | 8.261% | 8.293% | 8.293% | 8.293% | 8.293% | 8.293% | 8.293% | 8.293% | 8.293% | 8.293% | 8.293% | 8.293% | 8.293% | 8.293% | 8.293% | 8.293% | 8.293% | 8.293% | 8.293% | 8.293% | 8.293% | 8.293% | 8.293% | 8.293% | 8.293% | 8.293% | 8.293% | 8.293%
| Calculated Rate of Return on Equity Real - Moderate |  |  |  | 7.987% | 8.061% | 8.261% | 8.293% | 8.293% | 8.293% | 8.293% | 8.293% | 8.293% | 8.293% | 8.293% | 8.293% | 8.293% | 8.293% | 8.293% | 8.293% | 8.293% | 8.293% | 8.293% | 8.293% | 8.293% | 8.293% | 8.293% | 8.293% | 8.293% | 8.293% | 8.293% | 8.293% | 8.293% | 8.293%
| Calculated Rate of Return on Equity Real - Conservative |  |  |  | 7.987% | 8.061% | 8.261% | 8.293% | 8.293% | 8.293% | 8.293% | 8.293% | 8.293% | 8.293% | 8.293% | 8.293% | 8.293% | 8.293% | 8.293% | 8.293% | 8.293% | 8.293% | 8.293% | 8.293% | 8.293% | 8.293% | 8.293% | 8.293% | 8.293% | 8.293% | 8.293% | 8.293% | 8.293% | 8.293%
| Debt Fraction - Advanced |  |  |  | 50.69% | 50.68% | 50.67% | 50.68% | 50.68% | 50.68% | 50.68% | 50.68% | 50.68% | 50.68% | 50.68% | 50.68% | 50.68% | 50.68% | 50.68% | 50.68% | 50.68% | 50.68% | 50.68% | 50.68% | 50.68% | 50.68% | 50.67% | 50.67% | 50.67% | 50.67% | 50.67% | 50.67% | 50.67% | 56.08%
| Debt Fraction - Moderate |  |  |  | 50.69% | 50.68% | 50.67% | 50.68% | 50.68% | 50.68% | 50.68% | 50.68% | 50.68% | 50.68% | 50.68% | 50.68% | 50.68% | 50.68% | 50.68% | 50.68% | 50.68% | 50.68% | 50.68% | 50.68% | 50.68% | 50.68% | 50.67% | 50.67% | 50.67% | 50.67% | 50.67% | 50.67% | 50.67% | 56.08%
| Debt Fraction - Conservative |  |  |  | 50.69% | 50.68% | 50.67% | 50.68% | 50.68% | 50.68% | 50.68% | 50.68% | 50.68% | 50.68% | 50.68% | 50.68% | 50.68% | 50.68% | 50.68% | 50.68% | 50.68% | 50.68% | 50.68% | 50.68% | 50.68% | 50.68% | 50.67% | 50.67% | 50.67% | 50.67% | 50.67% | 50.67% | 50.67% | 56.08%
| Tax Rate (Federal and State) |  |  |  | 25.74% | 25.74% | 25.74% | 25.74% | 25.74% | 25.74% | 25.74% | 25.74% | 25.74% | 25.74% | 25.74% | 25.74% | 25.74% | 25.74% | 25.74% | 25.74% | 25.74% | 25.74% | 25.74% | 25.74% | 25.74% | 25.74% | 25.74% | 25.74% | 25.74% | 25.74% | 25.74% | 25.74% | 25.74% | 25.74%
| WACC Nominal - Advanced |  |  |  | 8.059% | 8.06% | 8.06% | 8.06% | 8.06% | 8.06% | 8.06% | 8.06% | 8.06% | 8.06% | 8.06% | 8.06% | 8.06% | 8.06% | 8.06% | 8.06% | 8.06% | 8.06% | 8.06% | 8.06% | 8.06% | 8.06% | 8.06% | 8.06% | 8.06% | 8.06% | 8.06% | 8.06% | 8.06% | 7.747%
| WACC Nominal - Moderate |  |  |  | 8.059% | 8.06% | 8.06% | 8.06% | 8.06% | 8.06% | 8.06% | 8.06% | 8.06% | 8.06% | 8.06% | 8.06% | 8.06% | 8.06% | 8.06% | 8.06% | 8.06% | 8.06% | 8.06% | 8.06% | 8.06% | 8.06% | 8.06% | 8.06% | 8.06% | 8.06% | 8.06% | 8.06% | 8.06% | 7.747%
| WACC Nominal - Conservative |  |  |  | 8.059% | 8.06% | 8.06% | 8.06% | 8.06% | 8.06% | 8.06% | 8.06% | 8.06% | 8.06% | 8.06% | 8.06% | 8.06% | 8.06% | 8.06% | 8.06% | 8.06% | 8.06% | 8.06% | 8.06% | 8.06% | 8.06% | 8.06% | 8.06% | 8.06% | 8.06% | 8.06% | 8.06% | 8.06% | 7.747%
| WACC Real - Advanced |  |  |  | 5.126% | 5.198% | 5.394% | 5.424% | 5.424% | 5.424% | 5.424% | 5.424% | 5.424% | 5.424% | 5.424% | 5.424% | 5.424% | 5.424% | 5.424% | 5.424% | 5.424% | 5.424% | 5.424% | 5.424% | 5.424% | 5.424% | 5.424% | 5.424% | 5.424% | 5.424% | 5.424% | 5.424% | 5.424% | 5.119%
| WACC Real - Moderate |  |  |  | 5.126% | 5.198% | 5.394% | 5.424% | 5.424% | 5.424% | 5.424% | 5.424% | 5.424% | 5.424% | 5.424% | 5.424% | 5.424% | 5.424% | 5.424% | 5.424% | 5.424% | 5.424% | 5.424% | 5.424% | 5.424% | 5.424% | 5.424% | 5.424% | 5.424% | 5.424% | 5.424% | 5.424% | 5.424% | 5.119%
| WACC Real - Conservative |  |  |  | 5.126% | 5.198% | 5.394% | 5.424% | 5.424% | 5.424% | 5.424% | 5.424% | 5.424% | 5.424% | 5.424% | 5.424% | 5.424% | 5.424% | 5.424% | 5.424% | 5.424% | 5.424% | 5.424% | 5.424% | 5.424% | 5.424% | 5.424% | 5.424% | 5.424% | 5.424% | 5.424% | 5.424% | 5.424% | 5.119%
Distributed Wind Market Factors |  |  |  |  | 2021 | 2022 | 2023 | 2024 | 2025 | 2026 | 2027 | 2028 | 2029 | 2030 | 2031 | 2032 | 2033 | 2034 | 2035 | 2036 | 2037 | 2038 | 2039 | 2040 | 2041 | 2042 | 2043 | 2044 | 2045 | 2046 | 2047 | 2048 | 2049 | 2050
| Inflation Rate |  |  |  | 2.79% | 2.72% | 2.53% | 2.5% | 2.5% | 2.5% | 2.5% | 2.5% | 2.5% | 2.5% | 2.5% | 2.5% | 2.5% | 2.5% | 2.5% | 2.5% | 2.5% | 2.5% | 2.5% | 2.5% | 2.5% | 2.5% | 2.5% | 2.5% | 2.5% | 2.5% | 2.5% | 2.5% | 2.5% | 2.5%
Interest Rate Nominal - Advanced | bar: 2021 to 2050
Interest Rate Nominal - Moderate | bar: 2021 to 2050
Interest Rate Nominal - Conservative | bar: 2021 to 2050
| Calculated Interest Rate Real - Advanced |  |  |  | 4.096% | 4.167% | 4.36% | 4.39% | 4.39% | 4.39% | 4.39% | 4.39% | 4.39% | 4.39% | 4.39% | 4.39% | 4.39% | 4.39% | 4.39% | 4.39% | 4.39% | 4.39% | 4.39% | 4.39% | 4.39% | 4.39% | 4.39% | 4.39% | 4.39% | 4.39% | 4.39% | 4.39% | 4.39% | 4.39%
| Calculated Interest Rate Real - Moderate |  |  |  | 4.096% | 4.167% | 4.36% | 4.39% | 4.39% | 4.39% | 4.39% | 4.39% | 4.39% | 4.39% | 4.39% | 4.39% | 4.39% | 4.39% | 4.39% | 4.39% | 4.39% | 4.39% | 4.39% | 4.39% | 4.39% | 4.39% | 4.39% | 4.39% | 4.39% | 4.39% | 4.39% | 4.39% | 4.39% | 4.39%
| Calculated Interest Rate Real - Conservative |  |  |  | 4.096% | 4.167% | 4.36% | 4.39% | 4.39% | 4.39% | 4.39% | 4.39% | 4.39% | 4.39% | 4.39% | 4.39% | 4.39% | 4.39% | 4.39% | 4.39% | 4.39% | 4.39% | 4.39% | 4.39% | 4.39% | 4.39% | 4.39% | 4.39% | 4.39% | 4.39% | 4.39% | 4.39% | 4.39% | 4.39%
| Interest During Construction - Nominal |  |  |  | 6.5% | 6.5% | 6.5% | 6.5% | 6.5% | 6.5% | 6.5% | 6.5% | 6.5% | 6.5% | 6.5% | 6.5% | 6.5% | 6.5% | 6.5% | 6.5% | 6.5% | 6.5% | 6.5% | 6.5% | 6.5% | 6.5% | 6.5% | 6.5% | 6.5% | 6.5% | 6.5% | 6.5% | 6.5% | 6.5%
| Rate of Return on Equity Nominal - Advanced |  |  |  | 10% | 10% | 10% | 10% | 10% | 10% | 10% | 10% | 10% | 10% | 10% | 10% | 10% | 10% | 10% | 10% | 10% | 10% | 10% | 10% | 10% | 10% | 10% | 10% | 10% | 10% | 10% | 10% | 10% | 10%
| Rate of Return on Equity Nominal - Moderate |  |  |  | 10% | 10% | 10% | 10% | 10% | 10% | 10% | 10% | 10% | 10% | 10% | 10% | 10% | 10% | 10% | 10% | 10% | 10% | 10% | 10% | 10% | 10% | 10% | 10% | 10% | 10% | 10% | 10% | 10% | 10%
| Rate of Return on Equity Nominal - Conservative |  |  |  | 10% | 10% | 10% | 10% | 10% | 10% | 10% | 10% | 10% | 10% | 10% | 10% | 10% | 10% | 10% | 10% | 10% | 10% | 10% | 10% | 10% | 10% | 10% | 10% | 10% | 10% | 10% | 10% | 10% | 10%
| Calculated Rate of Return on Equity Real - Advanced |  |  |  | 7.014% | 7.087% | 7.286% | 7.317% | 7.317% | 7.317% | 7.317% | 7.317% | 7.317% | 7.317% | 7.317% | 7.317% | 7.317% | 7.317% | 7.317% | 7.317% | 7.317% | 7.317% | 7.317% | 7.317% | 7.317% | 7.317% | 7.317% | 7.317% | 7.317% | 7.317% | 7.317% | 7.317% | 7.317% | 7.317%
| Calculated Rate of Return on Equity Real - Moderate |  |  |  | 7.014% | 7.087% | 7.286% | 7.317% | 7.317% | 7.317% | 7.317% | 7.317% | 7.317% | 7.317% | 7.317% | 7.317% | 7.317% | 7.317% | 7.317% | 7.317% | 7.317% | 7.317% | 7.317% | 7.317% | 7.317% | 7.317% | 7.317% | 7.317% | 7.317% | 7.317% | 7.317% | 7.317% | 7.317% | 7.317%
| Calculated Rate of Return on Equity Real - Conservative |  |  |  | 7.014% | 7.087% | 7.286% | 7.317% | 7.317% | 7.317% | 7.317% | 7.317% | 7.317% | 7.317% | 7.317% | 7.317% | 7.317% | 7.317% | 7.317% | 7.317% | 7.317% | 7.317% | 7.317% | 7.317% | 7.317% | 7.317% | 7.317% | 7.317% | 7.317% | 7.317% | 7.317% | 7.317% | 7.317% | 7.317%
| Debt Fraction - Advanced |  |  |  | 61.71% | 60.66% | 49.83% | 49.84% | 49.84% | 49.84% | 49.84% | 49.84% | 49.84% | 49.84% | 49.85% | 49.85% | 49.85% | 49.85% | 49.85% | 49.85% | 49.85% | 49.85% | 49.85% | 49.85% | 49.85% | 49.85% | 49.85% | 55.27% | 60.69% | 71.53% | 71.53% | 71.53% | 71.53% | 71.53%
| Debt Fraction - Moderate |  |  |  | 61.71% | 60.66% | 49.83% | 49.84% | 49.84% | 49.84% | 49.84% | 49.84% | 49.84% | 49.84% | 49.85% | 49.85% | 49.85% | 49.85% | 49.85% | 49.85% | 49.85% | 49.85% | 49.85% | 49.85% | 49.85% | 49.85% | 49.85% | 55.27% | 60.69% | 71.53% | 71.53% | 71.53% | 71.53% | 71.53%
| Debt Fraction - Conservative |  |  |  | 61.71% | 60.66% | 49.83% | 49.84% | 49.84% | 49.84% | 49.84% | 49.84% | 49.84% | 49.84% | 49.85% | 49.85% | 49.85% | 49.85% | 49.85% | 49.85% | 49.85% | 49.85% | 49.85% | 49.85% | 49.85% | 49.85% | 49.85% | 55.27% | 60.69% | 71.53% | 71.53% | 71.53% | 71.53% | 71.53%
| Tax Rate (Federal and State) |  |  |  | 25.74% | 25.74% | 25.74% | 25.74% | 25.74% | 25.74% | 25.74% | 25.74% | 25.74% | 25.74% | 25.74% | 25.74% | 25.74% | 25.74% | 25.74% | 25.74% | 25.74% | 25.74% | 25.74% | 25.74% | 25.74% | 25.74% | 25.74% | 25.74% | 25.74% | 25.74% | 25.74% | 25.74% | 25.74% | 25.74%
| WACC Nominal - Advanced |  |  |  | 7.037% | 7.087% | 7.607% | 7.607% | 7.607% | 7.607% | 7.607% | 7.607% | 7.607% | 7.607% | 7.607% | 7.607% | 7.606% | 7.606% | 7.606% | 7.606% | 7.606% | 7.606% | 7.606% | 7.606% | 7.606% | 7.606% | 7.606% | 7.346% | 7.086% | 6.565% | 6.565% | 6.565% | 6.565% | 6.565%
| WACC Nominal - Moderate |  |  |  | 7.037% | 7.087% | 7.607% | 7.607% | 7.607% | 7.607% | 7.607% | 7.607% | 7.607% | 7.607% | 7.607% | 7.607% | 7.606% | 7.606% | 7.606% | 7.606% | 7.606% | 7.606% | 7.606% | 7.606% | 7.606% | 7.606% | 7.606% | 7.346% | 7.086% | 6.565% | 6.565% | 6.565% | 6.565% | 6.565%
| WACC Nominal - Conservative |  |  |  | 7.037% | 7.087% | 7.607% | 7.607% | 7.607% | 7.607% | 7.607% | 7.607% | 7.607% | 7.607% | 7.607% | 7.607% | 7.606% | 7.606% | 7.606% | 7.606% | 7.606% | 7.606% | 7.606% | 7.606% | 7.606% | 7.606% | 7.606% | 7.346% | 7.086% | 6.565% | 6.565% | 6.565% | 6.565% | 6.565%
| WACC Real - Advanced |  |  |  | 4.132% | 4.251% | 4.952% | 4.982% | 4.982% | 4.982% | 4.982% | 4.982% | 4.982% | 4.982% | 4.982% | 4.982% | 4.982% | 4.982% | 4.982% | 4.982% | 4.982% | 4.982% | 4.982% | 4.982% | 4.982% | 4.982% | 4.982% | 4.728% | 4.474% | 3.966% | 3.966% | 3.966% | 3.966% | 3.966%
| WACC Real - Moderate |  |  |  | 4.132% | 4.251% | 4.952% | 4.982% | 4.982% | 4.982% | 4.982% | 4.982% | 4.982% | 4.982% | 4.982% | 4.982% | 4.982% | 4.982% | 4.982% | 4.982% | 4.982% | 4.982% | 4.982% | 4.982% | 4.982% | 4.982% | 4.982% | 4.728% | 4.474% | 3.966% | 3.966% | 3.966% | 3.966% | 3.966%
| WACC Real - Conservative |  |  |  | 4.132% | 4.251% | 4.952% | 4.982% | 4.982% | 4.982% | 4.982% | 4.982% | 4.982% | 4.982% | 4.982% | 4.982% | 4.982% | 4.982% | 4.982% | 4.982% | 4.982% | 4.982% | 4.982% | 4.982% | 4.982% | 4.982% | 4.982% | 4.728% | 4.474% | 3.966% | 3.966% | 3.966% | 3.966% | 3.966%
Solar - Utility PV Market Factors |  |  |  |  | 2021 | 2022 | 2023 | 2024 | 2025 | 2026 | 2027 | 2028 | 2029 | 2030 | 2031 | 2032 | 2033 | 2034 | 2035 | 2036 | 2037 | 2038 | 2039 | 2040 | 2041 | 2042 | 2043 | 2044 | 2045 | 2046 | 2047 | 2048 | 2049 | 2050
| Inflation Rate |  |  |  | 2.79% | 2.72% | 2.53% | 2.5% | 2.5% | 2.5% | 2.5% | 2.5% | 2.5% | 2.5% | 2.5% | 2.5% | 2.5% | 2.5% | 2.5% | 2.5% | 2.5% | 2.5% | 2.5% | 2.5% | 2.5% | 2.5% | 2.5% | 2.5% | 2.5% | 2.5% | 2.5% | 2.5% | 2.5% | 2.5%
Interest Rate Nominal - Advanced | bar: 2021 to 2050
Interest Rate Nominal - Moderate | bar: 2021 to 2050
Interest Rate Nominal - Conservative | bar: 2021 to 2050
| Calculated Interest Rate Real - Advanced |  |  |  | 4.096% | 4.167% | 4.36% | 4.39% | 4.39% | 4.39% | 4.39% | 4.39% | 4.39% | 4.39% | 4.39% | 4.39% | 4.39% | 4.39% | 4.39% | 4.39% | 4.39% | 4.39% | 4.39% | 4.39% | 4.39% | 4.39% | 4.39% | 4.39% | 4.39% | 4.39% | 4.39% | 4.39% | 4.39% | 4.39%
| Calculated Interest Rate Real - Moderate |  |  |  | 4.096% | 4.167% | 4.36% | 4.39% | 4.39% | 4.39% | 4.39% | 4.39% | 4.39% | 4.39% | 4.39% | 4.39% | 4.39% | 4.39% | 4.39% | 4.39% | 4.39% | 4.39% | 4.39% | 4.39% | 4.39% | 4.39% | 4.39% | 4.39% | 4.39% | 4.39% | 4.39% | 4.39% | 4.39% | 4.39%
| Calculated Interest Rate Real - Conservative |  |  |  | 4.096% | 4.167% | 4.36% | 4.39% | 4.39% | 4.39% | 4.39% | 4.39% | 4.39% | 4.39% | 4.39% | 4.39% | 4.39% | 4.39% | 4.39% | 4.39% | 4.39% | 4.39% | 4.39% | 4.39% | 4.39% | 4.39% | 4.39% | 4.39% | 4.39% | 4.39% | 4.39% | 4.39% | 4.39% | 4.39%
| Interest During Construction - Nominal |  |  |  | 6.5% | 6.5% | 6.5% | 6.5% | 6.5% | 6.5% | 6.5% | 6.5% | 6.5% | 6.5% | 6.5% | 6.5% | 6.5% | 6.5% | 6.5% | 6.5% | 6.5% | 6.5% | 6.5% | 6.5% | 6.5% | 6.5% | 6.5% | 6.5% | 6.5% | 6.5% | 6.5% | 6.5% | 6.5% | 6.5%
| Rate of Return on Equity Nominal - Advanced |  |  |  | 8.8% | 8.8% | 8.8% | 8.8% | 8.8% | 8.8% | 8.8% | 8.8% | 8.8% | 8.8% | 8.8% | 8.8% | 8.8% | 8.8% | 8.8% | 8.8% | 8.8% | 8.8% | 8.8% | 8.8% | 8.8% | 8.8% | 8.8% | 8.8% | 8.8% | 8.8% | 8.8% | 8.8% | 8.8% | 8.8%
| Rate of Return on Equity Nominal - Moderate |  |  |  | 8.8% | 8.8% | 8.8% | 8.8% | 8.8% | 8.8% | 8.8% | 8.8% | 8.8% | 8.8% | 8.8% | 8.8% | 8.8% | 8.8% | 8.8% | 8.8% | 8.8% | 8.8% | 8.8% | 8.8% | 8.8% | 8.8% | 8.8% | 8.8% | 8.8% | 8.8% | 8.8% | 8.8% | 8.8% | 8.8%
| Rate of Return on Equity Nominal - Conservative |  |  |  | 8.8% | 8.8% | 8.8% | 8.8% | 8.8% | 8.8% | 8.8% | 8.8% | 8.8% | 8.8% | 8.8% | 8.8% | 8.8% | 8.8% | 8.8% | 8.8% | 8.8% | 8.8% | 8.8% | 8.8% | 8.8% | 8.8% | 8.8% | 8.8% | 8.8% | 8.8% | 8.8% | 8.8% | 8.8% | 8.8%
| Calculated Rate of Return on Equity Real - Advanced |  |  |  | 5.847% | 5.919% | 6.115% | 6.146% | 6.146% | 6.146% | 6.146% | 6.146% | 6.146% | 6.146% | 6.146% | 6.146% | 6.146% | 6.146% | 6.146% | 6.146% | 6.146% | 6.146% | 6.146% | 6.146% | 6.146% | 6.146% | 6.146% | 6.146% | 6.146% | 6.146% | 6.146% | 6.146% | 6.146% | 6.146%
| Calculated Rate of Return on Equity Real - Moderate |  |  |  | 5.847% | 5.919% | 6.115% | 6.146% | 6.146% | 6.146% | 6.146% | 6.146% | 6.146% | 6.146% | 6.146% | 6.146% | 6.146% | 6.146% | 6.146% | 6.146% | 6.146% | 6.146% | 6.146% | 6.146% | 6.146% | 6.146% | 6.146% | 6.146% | 6.146% | 6.146% | 6.146% | 6.146% | 6.146% | 6.146%
| Calculated Rate of Return on Equity Real - Conservative |  |  |  | 5.847% | 5.919% | 6.115% | 6.146% | 6.146% | 6.146% | 6.146% | 6.146% | 6.146% | 6.146% | 6.146% | 6.146% | 6.146% | 6.146% | 6.146% | 6.146% | 6.146% | 6.146% | 6.146% | 6.146% | 6.146% | 6.146% | 6.146% | 6.146% | 6.146% | 6.146% | 6.146% | 6.146% | 6.146% | 6.146%
| Debt Fraction - Advanced |  |  |  | 51.1% | 51.09% | 51.29% | 50.59% | 49.86% | 49.08% | 48.26% | 47.38% | 46.46% | 45.48% | 44.43% | 43.31% | 42.12% | 40.83% | 39.46% | 39% | 38.53% | 38.04% | 37.55% | 37.04% | 36.52% | 35.99% | 35.44% | 44.22% | 53.26% | 73.8% | 73.8% | 73.8% | 73.8% | 73.8%
| Debt Fraction - Moderate |  |  |  | 51.1% | 51.09% | 51.29% | 50.59% | 49.86% | 49.08% | 48.26% | 47.38% | 46.46% | 45.48% | 44.43% | 43.31% | 42.12% | 40.83% | 39.46% | 39% | 38.53% | 38.04% | 37.55% | 37.04% | 36.52% | 35.99% | 35.44% | 44.22% | 53.26% | 73.8% | 73.8% | 73.8% | 73.8% | 73.8%
| Debt Fraction - Conservative |  |  |  | 51.1% | 51.09% | 51.29% | 50.59% | 49.86% | 49.08% | 48.26% | 47.38% | 46.46% | 45.48% | 44.43% | 43.31% | 42.12% | 40.83% | 39.46% | 39% | 38.53% | 38.04% | 37.55% | 37.04% | 36.52% | 35.99% | 35.44% | 44.22% | 53.26% | 73.8% | 73.8% | 73.8% | 73.8% | 73.8%
| Tax Rate (Federal and State) |  |  |  | 25.74% | 25.74% | 25.74% | 25.74% | 25.74% | 25.74% | 25.74% | 25.74% | 25.74% | 25.74% | 25.74% | 25.74% | 25.74% | 25.74% | 25.74% | 25.74% | 25.74% | 25.74% | 25.74% | 25.74% | 25.74% | 25.74% | 25.74% | 25.74% | 25.74% | 25.74% | 25.74% | 25.74% | 25.74% | 25.74%
| WACC Nominal - Advanced |  |  |  | 6.96% | 6.96% | 6.952% | 6.978% | 7.004% | 7.032% | 7.062% | 7.093% | 7.127% | 7.162% | 7.2% | 7.24% | 7.283% | 7.329% | 7.379% | 7.395% | 7.412% | 7.43% | 7.448% | 7.466% | 7.485% | 7.504% | 7.523% | 7.207% | 6.882% | 6.142% | 6.142% | 6.142% | 6.142% | 6.142%
| WACC Nominal - Moderate |  |  |  | 6.96% | 6.96% | 6.952% | 6.978% | 7.004% | 7.032% | 7.062% | 7.093% | 7.127% | 7.162% | 7.2% | 7.24% | 7.283% | 7.329% | 7.379% | 7.395% | 7.412% | 7.43% | 7.448% | 7.466% | 7.485% | 7.504% | 7.523% | 7.207% | 6.882% | 6.142% | 6.142% | 6.142% | 6.142% | 6.142%
| WACC Nominal - Conservative |  |  |  | 6.96% | 6.96% | 6.952% | 6.978% | 7.004% | 7.032% | 7.062% | 7.093% | 7.127% | 7.162% | 7.2% | 7.24% | 7.283% | 7.329% | 7.379% | 7.395% | 7.412% | 7.43% | 7.448% | 7.466% | 7.485% | 7.504% | 7.523% | 7.207% | 6.882% | 6.142% | 6.142% | 6.142% | 6.142% | 6.142%
| WACC Real - Advanced |  |  |  | 4.056% | 4.128% | 4.313% | 4.368% | 4.394% | 4.422% | 4.451% | 4.481% | 4.514% | 4.548% | 4.585% | 4.624% | 4.666% | 4.711% | 4.76% | 4.776% | 4.793% | 4.81% | 4.827% | 4.845% | 4.863% | 4.882% | 4.901% | 4.592% | 4.275% | 3.553% | 3.553% | 3.553% | 3.553% | 3.553%
| WACC Real - Moderate |  |  |  | 4.056% | 4.128% | 4.313% | 4.368% | 4.394% | 4.422% | 4.451% | 4.481% | 4.514% | 4.548% | 4.585% | 4.624% | 4.666% | 4.711% | 4.76% | 4.776% | 4.793% | 4.81% | 4.827% | 4.845% | 4.863% | 4.882% | 4.901% | 4.592% | 4.275% | 3.553% | 3.553% | 3.553% | 3.553% | 3.553%
| WACC Real - Conservative |  |  |  | 4.056% | 4.128% | 4.313% | 4.368% | 4.394% | 4.422% | 4.451% | 4.481% | 4.514% | 4.548% | 4.585% | 4.624% | 4.666% | 4.711% | 4.76% | 4.776% | 4.793% | 4.81% | 4.827% | 4.845% | 4.863% | 4.882% | 4.901% | 4.592% | 4.275% | 3.553% | 3.553% | 3.553% | 3.553% | 3.553%
Solar - PV Dist. Comm Market Factors |  |  |  |  | 2021 | 2022 | 2023 | 2024 | 2025 | 2026 | 2027 | 2028 | 2029 | 2030 | 2031 | 2032 | 2033 | 2034 | 2035 | 2036 | 2037 | 2038 | 2039 | 2040 | 2041 | 2042 | 2043 | 2044 | 2045 | 2046 | 2047 | 2048 | 2049 | 2050
| Inflation Rate |  |  |  | 2.79% | 2.72% | 2.53% | 2.5% | 2.5% | 2.5% | 2.5% | 2.5% | 2.5% | 2.5% | 2.5% | 2.5% | 2.5% | 2.5% | 2.5% | 2.5% | 2.5% | 2.5% | 2.5% | 2.5% | 2.5% | 2.5% | 2.5% | 2.5% | 2.5% | 2.5% | 2.5% | 2.5% | 2.5% | 2.5%
Interest Rate Nominal - Advanced | bar: 2021 to 2050
Interest Rate Nominal - Moderate | bar: 2021 to 2050
Interest Rate Nominal - Conservative | bar: 2021 to 2050
| Calculated Interest Rate Real - Advanced |  |  |  | 4.096% | 4.167% | 4.36% | 4.39% | 4.39% | 4.39% | 4.39% | 4.39% | 4.39% | 4.39% | 4.39% | 4.39% | 4.39% | 4.39% | 4.39% | 4.39% | 4.39% | 4.39% | 4.39% | 4.39% | 4.39% | 4.39% | 4.39% | 4.39% | 4.39% | 4.39% | 4.39% | 4.39% | 4.39% | 4.39%
| Calculated Interest Rate Real - Moderate |  |  |  | 4.096% | 4.167% | 4.36% | 4.39% | 4.39% | 4.39% | 4.39% | 4.39% | 4.39% | 4.39% | 4.39% | 4.39% | 4.39% | 4.39% | 4.39% | 4.39% | 4.39% | 4.39% | 4.39% | 4.39% | 4.39% | 4.39% | 4.39% | 4.39% | 4.39% | 4.39% | 4.39% | 4.39% | 4.39% | 4.39%
| Calculated Interest Rate Real - Conservative |  |  |  | 4.096% | 4.167% | 4.36% | 4.39% | 4.39% | 4.39% | 4.39% | 4.39% | 4.39% | 4.39% | 4.39% | 4.39% | 4.39% | 4.39% | 4.39% | 4.39% | 4.39% | 4.39% | 4.39% | 4.39% | 4.39% | 4.39% | 4.39% | 4.39% | 4.39% | 4.39% | 4.39% | 4.39% | 4.39% | 4.39%
| Interest During Construction - Nominal |  |  |  | 6.5% | 6.5% | 6.5% | 6.5% | 6.5% | 6.5% | 6.5% | 6.5% | 6.5% | 6.5% | 6.5% | 6.5% | 6.5% | 6.5% | 6.5% | 6.5% | 6.5% | 6.5% | 6.5% | 6.5% | 6.5% | 6.5% | 6.5% | 6.5% | 6.5% | 6.5% | 6.5% | 6.5% | 6.5% | 6.5%
| Rate of Return on Equity Nominal - Advanced |  |  |  | 9.8% | 9.8% | 9.8% | 9.8% | 9.8% | 9.8% | 9.8% | 9.8% | 9.8% | 9.8% | 9.8% | 9.8% | 9.8% | 9.8% | 9.8% | 9.8% | 9.8% | 9.8% | 9.8% | 9.8% | 9.8% | 9.8% | 9.8% | 9.8% | 9.8% | 9.8% | 9.8% | 9.8% | 9.8% | 9.8%
| Rate of Return on Equity Nominal - Moderate |  |  |  | 9.8% | 9.8% | 9.8% | 9.8% | 9.8% | 9.8% | 9.8% | 9.8% | 9.8% | 9.8% | 9.8% | 9.8% | 9.8% | 9.8% | 9.8% | 9.8% | 9.8% | 9.8% | 9.8% | 9.8% | 9.8% | 9.8% | 9.8% | 9.8% | 9.8% | 9.8% | 9.8% | 9.8% | 9.8% | 9.8%
| Rate of Return on Equity Nominal - Conservative |  |  |  | 9.8% | 9.8% | 9.8% | 9.8% | 9.8% | 9.8% | 9.8% | 9.8% | 9.8% | 9.8% | 9.8% | 9.8% | 9.8% | 9.8% | 9.8% | 9.8% | 9.8% | 9.8% | 9.8% | 9.8% | 9.8% | 9.8% | 9.8% | 9.8% | 9.8% | 9.8% | 9.8% | 9.8% | 9.8% | 9.8%
| Calculated Rate of Return on Equity Real - Advanced |  |  |  | 6.82% | 6.893% | 7.091% | 7.122% | 7.122% | 7.122% | 7.122% | 7.122% | 7.122% | 7.122% | 7.122% | 7.122% | 7.122% | 7.122% | 7.122% | 7.122% | 7.122% | 7.122% | 7.122% | 7.122% | 7.122% | 7.122% | 7.122% | 7.122% | 7.122% | 7.122% | 7.122% | 7.122% | 7.122% | 7.122%
| Calculated Rate of Return on Equity Real - Moderate |  |  |  | 6.82% | 6.893% | 7.091% | 7.122% | 7.122% | 7.122% | 7.122% | 7.122% | 7.122% | 7.122% | 7.122% | 7.122% | 7.122% | 7.122% | 7.122% | 7.122% | 7.122% | 7.122% | 7.122% | 7.122% | 7.122% | 7.122% | 7.122% | 7.122% | 7.122% | 7.122% | 7.122% | 7.122% | 7.122% | 7.122%
| Calculated Rate of Return on Equity Real - Conservative |  |  |  | 6.82% | 6.893% | 7.091% | 7.122% | 7.122% | 7.122% | 7.122% | 7.122% | 7.122% | 7.122% | 7.122% | 7.122% | 7.122% | 7.122% | 7.122% | 7.122% | 7.122% | 7.122% | 7.122% | 7.122% | 7.122% | 7.122% | 7.122% | 7.122% | 7.122% | 7.122% | 7.122% | 7.122% | 7.122% | 7.122%
| Debt Fraction - Advanced |  |  |  | 51.82% | 51.82% | 51.81% | 51.81% | 51.81% | 51.81% | 51.81% | 51.81% | 51.81% | 51.81% | 51.81% | 51.81% | 51.81% | 51.81% | 51.81% | 51.81% | 51.81% | 51.81% | 51.81% | 51.81% | 51.81% | 51.81% | 51.81% | 57.47% | 63.12% | 74.42% | 74.42% | 74.42% | 74.42% | 74.42%
| Debt Fraction - Moderate |  |  |  | 51.82% | 51.82% | 51.81% | 51.81% | 51.81% | 51.81% | 51.81% | 51.81% | 51.81% | 51.81% | 51.81% | 51.81% | 51.81% | 51.81% | 51.81% | 51.81% | 51.81% | 51.81% | 51.81% | 51.81% | 51.81% | 51.81% | 51.81% | 57.47% | 63.12% | 74.42% | 74.42% | 74.42% | 74.42% | 74.42%
| Debt Fraction - Conservative |  |  |  | 51.82% | 51.82% | 51.81% | 51.81% | 51.81% | 51.81% | 51.81% | 51.81% | 51.81% | 51.81% | 51.81% | 51.81% | 51.81% | 51.81% | 51.81% | 51.81% | 51.81% | 51.81% | 51.81% | 51.81% | 51.81% | 51.81% | 51.81% | 57.47% | 63.12% | 74.42% | 74.42% | 74.42% | 74.42% | 74.42%
| Tax Rate (Federal and State) |  |  |  | 25.74% | 25.74% | 25.74% | 25.74% | 25.74% | 25.74% | 25.74% | 25.74% | 25.74% | 25.74% | 25.74% | 25.74% | 25.74% | 25.74% | 25.74% | 25.74% | 25.74% | 25.74% | 25.74% | 25.74% | 25.74% | 25.74% | 25.74% | 25.74% | 25.74% | 25.74% | 25.74% | 25.74% | 25.74% | 25.74%
| WACC Nominal - Advanced |  |  |  | 7.415% | 7.416% | 7.416% | 7.416% | 7.416% | 7.416% | 7.416% | 7.416% | 7.416% | 7.416% | 7.416% | 7.416% | 7.416% | 7.416% | 7.416% | 7.416% | 7.416% | 7.416% | 7.416% | 7.416% | 7.416% | 7.416% | 7.416% | 7.156% | 6.895% | 6.375% | 6.375% | 6.375% | 6.375% | 6.375%
| WACC Nominal - Moderate |  |  |  | 7.415% | 7.416% | 7.416% | 7.416% | 7.416% | 7.416% | 7.416% | 7.416% | 7.416% | 7.416% | 7.416% | 7.416% | 7.416% | 7.416% | 7.416% | 7.416% | 7.416% | 7.416% | 7.416% | 7.416% | 7.416% | 7.416% | 7.416% | 7.156% | 6.895% | 6.375% | 6.375% | 6.375% | 6.375% | 6.375%
| WACC Nominal - Conservative |  |  |  | 7.415% | 7.416% | 7.416% | 7.416% | 7.416% | 7.416% | 7.416% | 7.416% | 7.416% | 7.416% | 7.416% | 7.416% | 7.416% | 7.416% | 7.416% | 7.416% | 7.416% | 7.416% | 7.416% | 7.416% | 7.416% | 7.416% | 7.416% | 7.156% | 6.895% | 6.375% | 6.375% | 6.375% | 6.375% | 6.375%
| WACC Real - Advanced |  |  |  | 4.5% | 4.571% | 4.765% | 4.796% | 4.796% | 4.796% | 4.796% | 4.796% | 4.796% | 4.796% | 4.796% | 4.796% | 4.796% | 4.796% | 4.796% | 4.796% | 4.796% | 4.796% | 4.796% | 4.796% | 4.796% | 4.796% | 4.796% | 4.542% | 4.288% | 3.781% | 3.781% | 3.781% | 3.781% | 3.781%
| WACC Real - Moderate |  |  |  | 4.5% | 4.571% | 4.765% | 4.796% | 4.796% | 4.796% | 4.796% | 4.796% | 4.796% | 4.796% | 4.796% | 4.796% | 4.796% | 4.796% | 4.796% | 4.796% | 4.796% | 4.796% | 4.796% | 4.796% | 4.796% | 4.796% | 4.796% | 4.542% | 4.288% | 3.781% | 3.781% | 3.781% | 3.781% | 3.781%
| WACC Real - Conservative |  |  |  | 4.5% | 4.571% | 4.765% | 4.796% | 4.796% | 4.796% | 4.796% | 4.796% | 4.796% | 4.796% | 4.796% | 4.796% | 4.796% | 4.796% | 4.796% | 4.796% | 4.796% | 4.796% | 4.796% | 4.796% | 4.796% | 4.796% | 4.796% | 4.542% | 4.288% | 3.781% | 3.781% | 3.781% | 3.781% | 3.781%
Solar - CSP Market Factors |  |  |  |  | 2021 | 2022 | 2023 | 2024 | 2025 | 2026 | 2027 | 2028 | 2029 | 2030 | 2031 | 2032 | 2033 | 2034 | 2035 | 2036 | 2037 | 2038 | 2039 | 2040 | 2041 | 2042 | 2043 | 2044 | 2045 | 2046 | 2047 | 2048 | 2049 | 2050
| Inflation Rate |  |  |  | 2.79% | 2.72% | 2.53% | 2.5% | 2.5% | 2.5% | 2.5% | 2.5% | 2.5% | 2.5% | 2.5% | 2.5% | 2.5% | 2.5% | 2.5% | 2.5% | 2.5% | 2.5% | 2.5% | 2.5% | 2.5% | 2.5% | 2.5% | 2.5% | 2.5% | 2.5% | 2.5% | 2.5% | 2.5% | 2.5%
Interest Rate Nominal - Advanced | bar: 2021 to 2050
Interest Rate Nominal - Moderate | bar: 2021 to 2050
Interest Rate Nominal - Conservative | bar: 2021 to 2050
| Calculated Interest Rate Real - Advanced |  |  |  | 4.096% | 4.167% | 4.36% | 4.39% | 4.39% | 4.39% | 4.39% | 4.39% | 4.39% | 4.39% | 4.39% | 4.39% | 4.39% | 4.39% | 4.39% | 4.39% | 4.39% | 4.39% | 4.39% | 4.39% | 4.39% | 4.39% | 4.39% | 4.39% | 4.39% | 4.39% | 4.39% | 4.39% | 4.39% | 4.39%
| Calculated Interest Rate Real - Moderate |  |  |  | 4.096% | 4.167% | 4.36% | 4.39% | 4.39% | 4.39% | 4.39% | 4.39% | 4.39% | 4.39% | 4.39% | 4.39% | 4.39% | 4.39% | 4.39% | 4.39% | 4.39% | 4.39% | 4.39% | 4.39% | 4.39% | 4.39% | 4.39% | 4.39% | 4.39% | 4.39% | 4.39% | 4.39% | 4.39% | 4.39%
| Calculated Interest Rate Real - Conservative |  |  |  | 4.096% | 4.167% | 4.36% | 4.39% | 4.39% | 4.39% | 4.39% | 4.39% | 4.39% | 4.39% | 4.39% | 4.39% | 4.39% | 4.39% | 4.39% | 4.39% | 4.39% | 4.39% | 4.39% | 4.39% | 4.39% | 4.39% | 4.39% | 4.39% | 4.39% | 4.39% | 4.39% | 4.39% | 4.39% | 4.39%
| Interest During Construction - Nominal |  |  |  | 6.5% | 6.5% | 6.5% | 6.5% | 6.5% | 6.5% | 6.5% | 6.5% | 6.5% | 6.5% | 6.5% | 6.5% | 6.5% | 6.5% | 6.5% | 6.5% | 6.5% | 6.5% | 6.5% | 6.5% | 6.5% | 6.5% | 6.5% | 6.5% | 6.5% | 6.5% | 6.5% | 6.5% | 6.5% | 6.5%
| Rate of Return on Equity Nominal - Advanced |  |  |  | 11% | 11% | 11% | 11% | 11% | 11% | 11% | 11% | 11% | 11% | 11% | 11% | 11% | 11% | 11% | 11% | 11% | 11% | 11% | 11% | 11% | 11% | 11% | 11% | 11% | 11% | 11% | 11% | 11% | 11%
| Rate of Return on Equity Nominal - Moderate |  |  |  | 11% | 11% | 11% | 11% | 11% | 11% | 11% | 11% | 11% | 11% | 11% | 11% | 11% | 11% | 11% | 11% | 11% | 11% | 11% | 11% | 11% | 11% | 11% | 11% | 11% | 11% | 11% | 11% | 11% | 11%
| Rate of Return on Equity Nominal - Conservative |  |  |  | 11% | 11% | 11% | 11% | 11% | 11% | 11% | 11% | 11% | 11% | 11% | 11% | 11% | 11% | 11% | 11% | 11% | 11% | 11% | 11% | 11% | 11% | 11% | 11% | 11% | 11% | 11% | 11% | 11% | 11%
| Calculated Rate of Return on Equity Real - Advanced |  |  |  | 7.987% | 8.061% | 8.261% | 8.293% | 8.293% | 8.293% | 8.293% | 8.293% | 8.293% | 8.293% | 8.293% | 8.293% | 8.293% | 8.293% | 8.293% | 8.293% | 8.293% | 8.293% | 8.293% | 8.293% | 8.293% | 8.293% | 8.293% | 8.293% | 8.293% | 8.293% | 8.293% | 8.293% | 8.293% | 8.293%
| Calculated Rate of Return on Equity Real - Moderate |  |  |  | 7.987% | 8.061% | 8.261% | 8.293% | 8.293% | 8.293% | 8.293% | 8.293% | 8.293% | 8.293% | 8.293% | 8.293% | 8.293% | 8.293% | 8.293% | 8.293% | 8.293% | 8.293% | 8.293% | 8.293% | 8.293% | 8.293% | 8.293% | 8.293% | 8.293% | 8.293% | 8.293% | 8.293% | 8.293% | 8.293%
| Calculated Rate of Return on Equity Real - Conservative |  |  |  | 7.987% | 8.061% | 8.261% | 8.293% | 8.293% | 8.293% | 8.293% | 8.293% | 8.293% | 8.293% | 8.293% | 8.293% | 8.293% | 8.293% | 8.293% | 8.293% | 8.293% | 8.293% | 8.293% | 8.293% | 8.293% | 8.293% | 8.293% | 8.293% | 8.293% | 8.293% | 8.293% | 8.293% | 8.293% | 8.293%
| Debt Fraction - Advanced |  |  |  | 49.64% | 49.64% | 49.64% | 49.64% | 49.64% | 49.64% | 49.64% | 49.64% | 49.64% | 49.64% | 49.64% | 49.64% | 49.64% | 49.64% | 49.64% | 49.64% | 49.64% | 49.64% | 49.64% | 49.64% | 49.64% | 49.64% | 49.64% | 54.94% | 60.24% | 70.84% | 70.84% | 70.84% | 70.84% | 70.84%
| Debt Fraction - Moderate |  |  |  | 49.64% | 49.64% | 49.64% | 49.64% | 49.64% | 49.64% | 49.64% | 49.64% | 49.64% | 49.64% | 49.64% | 49.64% | 49.64% | 49.64% | 49.64% | 49.64% | 49.64% | 49.64% | 49.64% | 49.64% | 49.64% | 49.64% | 49.64% | 54.94% | 60.24% | 70.84% | 70.84% | 70.84% | 70.84% | 70.84%
| Debt Fraction - Conservative |  |  |  | 49.64% | 49.64% | 49.64% | 49.64% | 49.64% | 49.64% | 49.64% | 49.64% | 49.64% | 49.64% | 49.64% | 49.64% | 49.64% | 49.64% | 49.64% | 49.64% | 49.64% | 49.64% | 49.64% | 49.64% | 49.64% | 49.64% | 49.64% | 54.94% | 60.24% | 70.84% | 70.84% | 70.84% | 70.84% | 70.84%
| Tax Rate (Federal and State) |  |  |  | 25.74% | 25.74% | 25.74% | 25.74% | 25.74% | 25.74% | 25.74% | 25.74% | 25.74% | 25.74% | 25.74% | 25.74% | 25.74% | 25.74% | 25.74% | 25.74% | 25.74% | 25.74% | 25.74% | 25.74% | 25.74% | 25.74% | 25.74% | 25.74% | 25.74% | 25.74% | 25.74% | 25.74% | 25.74% | 25.74%
| WACC Nominal - Advanced |  |  |  | 8.12% | 8.12% | 8.12% | 8.12% | 8.12% | 8.12% | 8.12% | 8.12% | 8.12% | 8.12% | 8.12% | 8.12% | 8.12% | 8.12% | 8.12% | 8.12% | 8.12% | 8.12% | 8.12% | 8.12% | 8.12% | 8.12% | 8.12% | 7.813% | 7.505% | 6.89% | 6.89% | 6.89% | 6.89% | 6.89%
| WACC Nominal - Moderate |  |  |  | 8.12% | 8.12% | 8.12% | 8.12% | 8.12% | 8.12% | 8.12% | 8.12% | 8.12% | 8.12% | 8.12% | 8.12% | 8.12% | 8.12% | 8.12% | 8.12% | 8.12% | 8.12% | 8.12% | 8.12% | 8.12% | 8.12% | 8.12% | 7.813% | 7.505% | 6.89% | 6.89% | 6.89% | 6.89% | 6.89%
| WACC Nominal - Conservative |  |  |  | 8.12% | 8.12% | 8.12% | 8.12% | 8.12% | 8.12% | 8.12% | 8.12% | 8.12% | 8.12% | 8.12% | 8.12% | 8.12% | 8.12% | 8.12% | 8.12% | 8.12% | 8.12% | 8.12% | 8.12% | 8.12% | 8.12% | 8.12% | 7.813% | 7.505% | 6.89% | 6.89% | 6.89% | 6.89% | 6.89%
| WACC Real - Advanced |  |  |  | 5.185% | 5.257% | 5.452% | 5.483% | 5.483% | 5.483% | 5.483% | 5.483% | 5.483% | 5.483% | 5.483% | 5.483% | 5.483% | 5.483% | 5.483% | 5.483% | 5.483% | 5.483% | 5.483% | 5.483% | 5.483% | 5.483% | 5.483% | 5.183% | 4.883% | 4.283% | 4.283% | 4.283% | 4.283% | 4.283%
| WACC Real - Moderate |  |  |  | 5.185% | 5.257% | 5.452% | 5.483% | 5.483% | 5.483% | 5.483% | 5.483% | 5.483% | 5.483% | 5.483% | 5.483% | 5.483% | 5.483% | 5.483% | 5.483% | 5.483% | 5.483% | 5.483% | 5.483% | 5.483% | 5.483% | 5.483% | 5.183% | 4.883% | 4.283% | 4.283% | 4.283% | 4.283% | 4.283%
| WACC Real - Conservative |  |  |  | 5.185% | 5.257% | 5.452% | 5.483% | 5.483% | 5.483% | 5.483% | 5.483% | 5.483% | 5.483% | 5.483% | 5.483% | 5.483% | 5.483% | 5.483% | 5.483% | 5.483% | 5.483% | 5.483% | 5.483% | 5.483% | 5.483% | 5.483% | 5.183% | 4.883% | 4.283% | 4.283% | 4.283% | 4.283% | 4.283%
Geothermal Market Factors |  |  |  |  | 2021 | 2022 | 2023 | 2024 | 2025 | 2026 | 2027 | 2028 | 2029 | 2030 | 2031 | 2032 | 2033 | 2034 | 2035 | 2036 | 2037 | 2038 | 2039 | 2040 | 2041 | 2042 | 2043 | 2044 | 2045 | 2046 | 2047 | 2048 | 2049 | 2050
| Inflation Rate |  |  |  | 2.79% | 2.72% | 2.53% | 2.5% | 2.5% | 2.5% | 2.5% | 2.5% | 2.5% | 2.5% | 2.5% | 2.5% | 2.5% | 2.5% | 2.5% | 2.5% | 2.5% | 2.5% | 2.5% | 2.5% | 2.5% | 2.5% | 2.5% | 2.5% | 2.5% | 2.5% | 2.5% | 2.5% | 2.5% | 2.5%
Interest Rate Nominal - Advanced | bar: 2021 to 2050
Interest Rate Nominal - Moderate | bar: 2021 to 2050
Interest Rate Nominal - Conservative | bar: 2021 to 2050
| Calculated Interest Rate Real - Advanced |  |  |  | 4.096% | 4.167% | 4.36% | 4.39% | 4.39% | 4.39% | 4.39% | 4.39% | 4.39% | 4.39% | 4.39% | 4.39% | 4.39% | 4.39% | 4.39% | 4.39% | 4.39% | 4.39% | 4.39% | 4.39% | 4.39% | 4.39% | 4.39% | 4.39% | 4.39% | 4.39% | 4.39% | 4.39% | 4.39% | 4.39%
| Calculated Interest Rate Real - Moderate |  |  |  | 4.096% | 4.167% | 4.36% | 4.39% | 4.39% | 4.39% | 4.39% | 4.39% | 4.39% | 4.39% | 4.39% | 4.39% | 4.39% | 4.39% | 4.39% | 4.39% | 4.39% | 4.39% | 4.39% | 4.39% | 4.39% | 4.39% | 4.39% | 4.39% | 4.39% | 4.39% | 4.39% | 4.39% | 4.39% | 4.39%
| Calculated Interest Rate Real - Conservative |  |  |  | 4.096% | 4.167% | 4.36% | 4.39% | 4.39% | 4.39% | 4.39% | 4.39% | 4.39% | 4.39% | 4.39% | 4.39% | 4.39% | 4.39% | 4.39% | 4.39% | 4.39% | 4.39% | 4.39% | 4.39% | 4.39% | 4.39% | 4.39% | 4.39% | 4.39% | 4.39% | 4.39% | 4.39% | 4.39% | 4.39%
Interest During Construction - Nominal | bar: 2021 to 2050
| Rate of Return on Equity Nominal - Advanced |  |  |  | 11% | 11% | 11% | 11% | 11% | 11% | 11% | 11% | 11% | 11% | 11% | 11% | 11% | 11% | 11% | 11% | 11% | 11% | 11% | 11% | 11% | 11% | 11% | 11% | 11% | 11% | 11% | 11% | 11% | 11%
| Rate of Return on Equity Nominal - Moderate |  |  |  | 11% | 11% | 11% | 11% | 11% | 11% | 11% | 11% | 11% | 11% | 11% | 11% | 11% | 11% | 11% | 11% | 11% | 11% | 11% | 11% | 11% | 11% | 11% | 11% | 11% | 11% | 11% | 11% | 11% | 11%
| Rate of Return on Equity Nominal - Conservative |  |  |  | 11% | 11% | 11% | 11% | 11% | 11% | 11% | 11% | 11% | 11% | 11% | 11% | 11% | 11% | 11% | 11% | 11% | 11% | 11% | 11% | 11% | 11% | 11% | 11% | 11% | 11% | 11% | 11% | 11% | 11%
| Calculated Rate of Return on Equity Real - Advanced |  |  |  | 7.987% | 8.061% | 8.261% | 8.293% | 8.293% | 8.293% | 8.293% | 8.293% | 8.293% | 8.293% | 8.293% | 8.293% | 8.293% | 8.293% | 8.293% | 8.293% | 8.293% | 8.293% | 8.293% | 8.293% | 8.293% | 8.293% | 8.293% | 8.293% | 8.293% | 8.293% | 8.293% | 8.293% | 8.293% | 8.293%
| Calculated Rate of Return on Equity Real - Moderate |  |  |  | 7.987% | 8.061% | 8.261% | 8.293% | 8.293% | 8.293% | 8.293% | 8.293% | 8.293% | 8.293% | 8.293% | 8.293% | 8.293% | 8.293% | 8.293% | 8.293% | 8.293% | 8.293% | 8.293% | 8.293% | 8.293% | 8.293% | 8.293% | 8.293% | 8.293% | 8.293% | 8.293% | 8.293% | 8.293% | 8.293%
| Calculated Rate of Return on Equity Real - Conservative |  |  |  | 7.987% | 8.061% | 8.261% | 8.293% | 8.293% | 8.293% | 8.293% | 8.293% | 8.293% | 8.293% | 8.293% | 8.293% | 8.293% | 8.293% | 8.293% | 8.293% | 8.293% | 8.293% | 8.293% | 8.293% | 8.293% | 8.293% | 8.293% | 8.293% | 8.293% | 8.293% | 8.293% | 8.293% | 8.293% | 8.293%
| Debt Fraction - Advanced |  |  |  | 57.21% | 57.63% | 49.64% | 49.64% | 49.64% | 49.64% | 49.64% | 49.64% | 49.64% | 49.64% | 49.64% | 49.64% | 49.64% | 49.64% | 49.64% | 49.64% | 49.64% | 49.64% | 49.64% | 49.64% | 49.64% | 49.64% | 49.64% | 54.94% | 60.24% | 70.84% | 70.84% | 70.84% | 70.84% | 70.84%
| Debt Fraction - Moderate |  |  |  | 57.21% | 57.63% | 49.64% | 49.64% | 49.64% | 49.64% | 49.64% | 49.64% | 49.64% | 49.64% | 49.64% | 49.64% | 49.64% | 49.64% | 49.64% | 49.64% | 49.64% | 49.64% | 49.64% | 49.64% | 49.64% | 49.64% | 49.64% | 54.94% | 60.24% | 70.84% | 70.84% | 70.84% | 70.84% | 70.84%
| Debt Fraction - Conservative |  |  |  | 57.21% | 57.63% | 49.64% | 49.64% | 49.64% | 49.64% | 49.64% | 49.64% | 49.64% | 49.64% | 49.64% | 49.64% | 49.64% | 49.64% | 49.64% | 49.64% | 49.64% | 49.64% | 49.64% | 49.64% | 49.64% | 49.64% | 49.64% | 54.94% | 60.24% | 70.84% | 70.84% | 70.84% | 70.84% | 70.84%
| Tax Rate (Federal and State) |  |  |  | 25.74% | 25.74% | 25.74% | 25.74% | 25.74% | 25.74% | 25.74% | 25.74% | 25.74% | 25.74% | 25.74% | 25.74% | 25.74% | 25.74% | 25.74% | 25.74% | 25.74% | 25.74% | 25.74% | 25.74% | 25.74% | 25.74% | 25.74% | 25.74% | 25.74% | 25.74% | 25.74% | 25.74% | 25.74% | 25.74%
| WACC Nominal - Advanced |  |  |  | 7.681% | 7.656% | 8.12% | 8.12% | 8.12% | 8.12% | 8.12% | 8.12% | 8.12% | 8.12% | 8.12% | 8.12% | 8.12% | 8.12% | 8.12% | 8.12% | 8.12% | 8.12% | 8.12% | 8.12% | 8.12% | 8.12% | 8.12% | 7.812% | 7.505% | 6.89% | 6.89% | 6.89% | 6.89% | 6.89%
| WACC Nominal - Moderate |  |  |  | 7.681% | 7.656% | 8.12% | 8.12% | 8.12% | 8.12% | 8.12% | 8.12% | 8.12% | 8.12% | 8.12% | 8.12% | 8.12% | 8.12% | 8.12% | 8.12% | 8.12% | 8.12% | 8.12% | 8.12% | 8.12% | 8.12% | 8.12% | 7.812% | 7.505% | 6.89% | 6.89% | 6.89% | 6.89% | 6.89%
| WACC Nominal - Conservative |  |  |  | 7.681% | 7.656% | 8.12% | 8.12% | 8.12% | 8.12% | 8.12% | 8.12% | 8.12% | 8.12% | 8.12% | 8.12% | 8.12% | 8.12% | 8.12% | 8.12% | 8.12% | 8.12% | 8.12% | 8.12% | 8.12% | 8.12% | 8.12% | 7.812% | 7.505% | 6.89% | 6.89% | 6.89% | 6.89% | 6.89%
| WACC Real - Advanced |  |  |  | 4.758% | 4.805% | 5.452% | 5.483% | 5.483% | 5.483% | 5.483% | 5.483% | 5.483% | 5.483% | 5.483% | 5.483% | 5.483% | 5.483% | 5.483% | 5.483% | 5.483% | 5.483% | 5.483% | 5.483% | 5.483% | 5.483% | 5.483% | 5.183% | 4.883% | 4.283% | 4.283% | 4.283% | 4.283% | 4.283%
| WACC Real - Moderate |  |  |  | 4.758% | 4.805% | 5.452% | 5.483% | 5.483% | 5.483% | 5.483% | 5.483% | 5.483% | 5.483% | 5.483% | 5.483% | 5.483% | 5.483% | 5.483% | 5.483% | 5.483% | 5.483% | 5.483% | 5.483% | 5.483% | 5.483% | 5.483% | 5.183% | 4.883% | 4.283% | 4.283% | 4.283% | 4.283% | 4.283%
| WACC Real - Conservative |  |  |  | 4.758% | 4.805% | 5.452% | 5.483% | 5.483% | 5.483% | 5.483% | 5.483% | 5.483% | 5.483% | 5.483% | 5.483% | 5.483% | 5.483% | 5.483% | 5.483% | 5.483% | 5.483% | 5.483% | 5.483% | 5.483% | 5.483% | 5.483% | 5.183% | 4.883% | 4.283% | 4.283% | 4.283% | 4.283% | 4.283%
Hydropower Market Factors |  |  |  |  | 2021 | 2022 | 2023 | 2024 | 2025 | 2026 | 2027 | 2028 | 2029 | 2030 | 2031 | 2032 | 2033 | 2034 | 2035 | 2036 | 2037 | 2038 | 2039 | 2040 | 2041 | 2042 | 2043 | 2044 | 2045 | 2046 | 2047 | 2048 | 2049 | 2050
| Inflation Rate |  |  |  | 2.79% | 2.72% | 2.53% | 2.5% | 2.5% | 2.5% | 2.5% | 2.5% | 2.5% | 2.5% | 2.5% | 2.5% | 2.5% | 2.5% | 2.5% | 2.5% | 2.5% | 2.5% | 2.5% | 2.5% | 2.5% | 2.5% | 2.5% | 2.5% | 2.5% | 2.5% | 2.5% | 2.5% | 2.5% | 2.5%
Interest Rate Nominal - Advanced | bar: 2021 to 2050
Interest Rate Nominal - Moderate | bar: 2021 to 2050
Interest Rate Nominal - Conservative | bar: 2021 to 2050
| Calculated Interest Rate Real - Advanced |  |  |  | 4.096% | 4.167% | 4.36% | 4.39% | 4.39% | 4.39% | 4.39% | 4.39% | 4.39% | 4.39% | 4.39% | 4.39% | 4.39% | 4.39% | 4.39% | 4.39% | 4.39% | 4.39% | 4.39% | 4.39% | 4.39% | 4.39% | 4.39% | 4.39% | 4.39% | 4.39% | 4.39% | 4.39% | 4.39% | 4.39%
| Calculated Interest Rate Real - Moderate |  |  |  | 4.096% | 4.167% | 4.36% | 4.39% | 4.39% | 4.39% | 4.39% | 4.39% | 4.39% | 4.39% | 4.39% | 4.39% | 4.39% | 4.39% | 4.39% | 4.39% | 4.39% | 4.39% | 4.39% | 4.39% | 4.39% | 4.39% | 4.39% | 4.39% | 4.39% | 4.39% | 4.39% | 4.39% | 4.39% | 4.39%
| Calculated Interest Rate Real - Conservative |  |  |  | 4.096% | 4.167% | 4.36% | 4.39% | 4.39% | 4.39% | 4.39% | 4.39% | 4.39% | 4.39% | 4.39% | 4.39% | 4.39% | 4.39% | 4.39% | 4.39% | 4.39% | 4.39% | 4.39% | 4.39% | 4.39% | 4.39% | 4.39% | 4.39% | 4.39% | 4.39% | 4.39% | 4.39% | 4.39% | 4.39%
Interest During Construction - Nominal | bar: 2021 to 2050
| Rate of Return on Equity Nominal - Advanced |  |  |  | 11% | 11% | 11% | 11% | 11% | 11% | 11% | 11% | 11% | 11% | 11% | 11% | 11% | 11% | 11% | 11% | 11% | 11% | 11% | 11% | 11% | 11% | 11% | 11% | 11% | 11% | 11% | 11% | 11% | 11%
| Rate of Return on Equity Nominal - Moderate |  |  |  | 11% | 11% | 11% | 11% | 11% | 11% | 11% | 11% | 11% | 11% | 11% | 11% | 11% | 11% | 11% | 11% | 11% | 11% | 11% | 11% | 11% | 11% | 11% | 11% | 11% | 11% | 11% | 11% | 11% | 11%
| Rate of Return on Equity Nominal - Conservative |  |  |  | 11% | 11% | 11% | 11% | 11% | 11% | 11% | 11% | 11% | 11% | 11% | 11% | 11% | 11% | 11% | 11% | 11% | 11% | 11% | 11% | 11% | 11% | 11% | 11% | 11% | 11% | 11% | 11% | 11% | 11%
| Calculated Rate of Return on Equity Real - Advanced |  |  |  | 7.987% | 8.061% | 8.261% | 8.293% | 8.293% | 8.293% | 8.293% | 8.293% | 8.293% | 8.293% | 8.293% | 8.293% | 8.293% | 8.293% | 8.293% | 8.293% | 8.293% | 8.293% | 8.293% | 8.293% | 8.293% | 8.293% | 8.293% | 8.293% | 8.293% | 8.293% | 8.293% | 8.293% | 8.293% | 8.293%
| Calculated Rate of Return on Equity Real - Moderate |  |  |  | 7.987% | 8.061% | 8.261% | 8.293% | 8.293% | 8.293% | 8.293% | 8.293% | 8.293% | 8.293% | 8.293% | 8.293% | 8.293% | 8.293% | 8.293% | 8.293% | 8.293% | 8.293% | 8.293% | 8.293% | 8.293% | 8.293% | 8.293% | 8.293% | 8.293% | 8.293% | 8.293% | 8.293% | 8.293% | 8.293%
| Calculated Rate of Return on Equity Real - Conservative |  |  |  | 7.987% | 8.061% | 8.261% | 8.293% | 8.293% | 8.293% | 8.293% | 8.293% | 8.293% | 8.293% | 8.293% | 8.293% | 8.293% | 8.293% | 8.293% | 8.293% | 8.293% | 8.293% | 8.293% | 8.293% | 8.293% | 8.293% | 8.293% | 8.293% | 8.293% | 8.293% | 8.293% | 8.293% | 8.293% | 8.293%
| Debt Fraction - Advanced |  |  |  | 77.62% | 77.62% | 57.81% | 57.81% | 48.69% | 48.69% | 48.69% | 48.69% | 48.69% | 48.69% | 48.69% | 48.69% | 48.69% | 48.69% | 48.69% | 48.69% | 48.69% | 48.69% | 48.69% | 48.69% | 48.69% | 48.69% | 48.69% | 53.89% | 59.09% | 80.22% | 80.22% | 80.22% | 80.22% | 80.22%
| Debt Fraction - Moderate |  |  |  | 77.62% | 77.62% | 57.81% | 57.81% | 48.69% | 48.69% | 48.69% | 48.69% | 48.69% | 48.69% | 48.69% | 48.69% | 48.69% | 48.69% | 48.69% | 48.69% | 48.69% | 48.69% | 48.69% | 48.69% | 48.69% | 48.69% | 48.69% | 53.89% | 59.09% | 80.22% | 80.22% | 80.22% | 80.22% | 80.22%
| Debt Fraction - Conservative |  |  |  | 77.62% | 77.62% | 57.81% | 57.81% | 48.69% | 48.69% | 48.69% | 48.69% | 48.69% | 48.69% | 48.69% | 48.69% | 48.69% | 48.69% | 48.69% | 48.69% | 48.69% | 48.69% | 48.69% | 48.69% | 48.69% | 48.69% | 48.69% | 53.89% | 59.09% | 80.22% | 80.22% | 80.22% | 80.22% | 80.22%
| Tax Rate (Federal and State) |  |  |  | 25.74% | 25.74% | 25.74% | 25.74% | 25.74% | 25.74% | 25.74% | 25.74% | 25.74% | 25.74% | 25.74% | 25.74% | 25.74% | 25.74% | 25.74% | 25.74% | 25.74% | 25.74% | 25.74% | 25.74% | 25.74% | 25.74% | 25.74% | 25.74% | 25.74% | 25.74% | 25.74% | 25.74% | 25.74% | 25.74%
| WACC Nominal - Advanced |  |  |  | 6.496% | 6.496% | 7.646% | 7.646% | 8.175% | 8.175% | 8.175% | 8.175% | 8.175% | 8.175% | 8.175% | 8.175% | 8.175% | 8.175% | 8.175% | 8.175% | 8.175% | 8.175% | 8.175% | 8.175% | 8.175% | 8.175% | 8.175% | 7.873% | 7.572% | 6.346% | 6.346% | 6.346% | 6.346% | 6.346%
| WACC Nominal - Moderate |  |  |  | 6.496% | 6.496% | 7.646% | 7.646% | 8.175% | 8.175% | 8.175% | 8.175% | 8.175% | 8.175% | 8.175% | 8.175% | 8.175% | 8.175% | 8.175% | 8.175% | 8.175% | 8.175% | 8.175% | 8.175% | 8.175% | 8.175% | 8.175% | 7.873% | 7.572% | 6.346% | 6.346% | 6.346% | 6.346% | 6.346%
| WACC Nominal - Conservative |  |  |  | 6.496% | 6.496% | 7.646% | 7.646% | 8.175% | 8.175% | 8.175% | 8.175% | 8.175% | 8.175% | 8.175% | 8.175% | 8.175% | 8.175% | 8.175% | 8.175% | 8.175% | 8.175% | 8.175% | 8.175% | 8.175% | 8.175% | 8.175% | 7.873% | 7.572% | 6.346% | 6.346% | 6.346% | 6.346% | 6.346%
| WACC Real - Advanced |  |  |  | 3.606% | 3.676% | 4.99% | 5.02% | 5.537% | 5.537% | 5.537% | 5.537% | 5.537% | 5.537% | 5.537% | 5.537% | 5.537% | 5.537% | 5.537% | 5.537% | 5.537% | 5.537% | 5.537% | 5.537% | 5.537% | 5.537% | 5.537% | 5.242% | 4.948% | 3.752% | 3.752% | 3.752% | 3.752% | 3.752%
| WACC Real - Moderate |  |  |  | 3.606% | 3.676% | 4.99% | 5.02% | 5.537% | 5.537% | 5.537% | 5.537% | 5.537% | 5.537% | 5.537% | 5.537% | 5.537% | 5.537% | 5.537% | 5.537% | 5.537% | 5.537% | 5.537% | 5.537% | 5.537% | 5.537% | 5.537% | 5.242% | 4.948% | 3.752% | 3.752% | 3.752% | 3.752% | 3.752%
| WACC Real - Conservative |  |  |  | 3.606% | 3.676% | 4.99% | 5.02% | 5.537% | 5.537% | 5.537% | 5.537% | 5.537% | 5.537% | 5.537% | 5.537% | 5.537% | 5.537% | 5.537% | 5.537% | 5.537% | 5.537% | 5.537% | 5.537% | 5.537% | 5.537% | 5.537% | 5.242% | 4.948% | 3.752% | 3.752% | 3.752% | 3.752% | 3.752%
Natural Gas_FE Market Factors |  |  |  |  | 2021 | 2022 | 2023 | 2024 | 2025 | 2026 | 2027 | 2028 | 2029 | 2030 | 2031 | 2032 | 2033 | 2034 | 2035 | 2036 | 2037 | 2038 | 2039 | 2040 | 2041 | 2042 | 2043 | 2044 | 2045 | 2046 | 2047 | 2048 | 2049 | 2050
| Inflation Rate |  |  |  | 2.79% | 2.72% | 2.53% | 2.5% | 2.5% | 2.5% | 2.5% | 2.5% | 2.5% | 2.5% | 2.5% | 2.5% | 2.5% | 2.5% | 2.5% | 2.5% | 2.5% | 2.5% | 2.5% | 2.5% | 2.5% | 2.5% | 2.5% | 2.5% | 2.5% | 2.5% | 2.5% | 2.5% | 2.5% | 2.5%
Interest Rate Nominal - Advanced | bar: 2021 to 2050
Interest Rate Nominal - Moderate | bar: 2021 to 2050
Interest Rate Nominal - Conservative | bar: 2021 to 2050
| Calculated Interest Rate Real - Advanced |  |  |  | 5.069% | 5.14% | 5.335% | 5.366% | 5.366% | 5.366% | 5.366% | 5.366% | 5.366% | 5.366% | 5.366% | 5.366% | 5.366% | 5.366% | 5.366% | 5.366% | 5.366% | 5.366% | 5.366% | 5.366% | 5.366% | 5.366% | 5.366% | 5.366% | 5.366% | 5.366% | 5.366% | 5.366% | 5.366% | 5.366%
| Calculated Interest Rate Real - Moderate |  |  |  | 5.069% | 5.14% | 5.335% | 5.366% | 5.366% | 5.366% | 5.366% | 5.366% | 5.366% | 5.366% | 5.366% | 5.366% | 5.366% | 5.366% | 5.366% | 5.366% | 5.366% | 5.366% | 5.366% | 5.366% | 5.366% | 5.366% | 5.366% | 5.366% | 5.366% | 5.366% | 5.366% | 5.366% | 5.366% | 5.366%
| Calculated Interest Rate Real - Conservative |  |  |  | 5.069% | 5.14% | 5.335% | 5.366% | 5.366% | 5.366% | 5.366% | 5.366% | 5.366% | 5.366% | 5.366% | 5.366% | 5.366% | 5.366% | 5.366% | 5.366% | 5.366% | 5.366% | 5.366% | 5.366% | 5.366% | 5.366% | 5.366% | 5.366% | 5.366% | 5.366% | 5.366% | 5.366% | 5.366% | 5.366%
Interest During Construction - Nominal | bar: 2021 to 2050
| Rate of Return on Equity Nominal - Advanced |  |  |  | 11% | 11% | 11% | 11% | 11% | 11% | 11% | 11% | 11% | 11% | 11% | 11% | 11% | 11% | 11% | 11% | 11% | 11% | 11% | 11% | 11% | 11% | 11% | 11% | 11% | 11% | 11% | 11% | 11% | 11%
| Rate of Return on Equity Nominal - Moderate |  |  |  | 11% | 11% | 11% | 11% | 11% | 11% | 11% | 11% | 11% | 11% | 11% | 11% | 11% | 11% | 11% | 11% | 11% | 11% | 11% | 11% | 11% | 11% | 11% | 11% | 11% | 11% | 11% | 11% | 11% | 11%
| Rate of Return on Equity Nominal - Conservative |  |  |  | 11% | 11% | 11% | 11% | 11% | 11% | 11% | 11% | 11% | 11% | 11% | 11% | 11% | 11% | 11% | 11% | 11% | 11% | 11% | 11% | 11% | 11% | 11% | 11% | 11% | 11% | 11% | 11% | 11% | 11%
| Calculated Rate of Return on Equity Real - Advanced |  |  |  | 7.987% | 8.061% | 8.261% | 8.293% | 8.293% | 8.293% | 8.293% | 8.293% | 8.293% | 8.293% | 8.293% | 8.293% | 8.293% | 8.293% | 8.293% | 8.293% | 8.293% | 8.293% | 8.293% | 8.293% | 8.293% | 8.293% | 8.293% | 8.293% | 8.293% | 8.293% | 8.293% | 8.293% | 8.293% | 8.293%
| Calculated Rate of Return on Equity Real - Moderate |  |  |  | 7.987% | 8.061% | 8.261% | 8.293% | 8.293% | 8.293% | 8.293% | 8.293% | 8.293% | 8.293% | 8.293% | 8.293% | 8.293% | 8.293% | 8.293% | 8.293% | 8.293% | 8.293% | 8.293% | 8.293% | 8.293% | 8.293% | 8.293% | 8.293% | 8.293% | 8.293% | 8.293% | 8.293% | 8.293% | 8.293%
| Calculated Rate of Return on Equity Real - Conservative |  |  |  | 7.987% | 8.061% | 8.261% | 8.293% | 8.293% | 8.293% | 8.293% | 8.293% | 8.293% | 8.293% | 8.293% | 8.293% | 8.293% | 8.293% | 8.293% | 8.293% | 8.293% | 8.293% | 8.293% | 8.293% | 8.293% | 8.293% | 8.293% | 8.293% | 8.293% | 8.293% | 8.293% | 8.293% | 8.293% | 8.293%
| Debt Fraction - Advanced |  |  |  | 55% | 55% | 55% | 55% | 55% | 55% | 55% | 55% | 55% | 55% | 55% | 55% | 55% | 55% | 55% | 55% | 55% | 55% | 55% | 55% | 55% | 55% | 55% | 55% | 55% | 55% | 55% | 55% | 55% | 55%
| Debt Fraction - Moderate |  |  |  | 55% | 55% | 55% | 55% | 55% | 55% | 55% | 55% | 55% | 55% | 55% | 55% | 55% | 55% | 55% | 55% | 55% | 55% | 55% | 55% | 55% | 55% | 55% | 55% | 55% | 55% | 55% | 55% | 55% | 55%
| Debt Fraction - Conservative |  |  |  | 55% | 55% | 55% | 55% | 55% | 55% | 55% | 55% | 55% | 55% | 55% | 55% | 55% | 55% | 55% | 55% | 55% | 55% | 55% | 55% | 55% | 55% | 55% | 55% | 55% | 55% | 55% | 55% | 55% | 55%
| Tax Rate (Federal and State) |  |  |  | 25.74% | 25.74% | 25.74% | 25.74% | 25.74% | 25.74% | 25.74% | 25.74% | 25.74% | 25.74% | 25.74% | 25.74% | 25.74% | 25.74% | 25.74% | 25.74% | 25.74% | 25.74% | 25.74% | 25.74% | 25.74% | 25.74% | 25.74% | 25.74% | 25.74% | 25.74% | 25.74% | 25.74% | 25.74% | 25.74%
| WACC Nominal - Advanced |  |  |  | 8.217% | 8.217% | 8.217% | 8.217% | 8.217% | 8.217% | 8.217% | 8.217% | 8.217% | 8.217% | 8.217% | 8.217% | 8.217% | 8.217% | 8.217% | 8.217% | 8.217% | 8.217% | 8.217% | 8.217% | 8.217% | 8.217% | 8.217% | 8.217% | 8.217% | 8.217% | 8.217% | 8.217% | 8.217% | 8.217%
| WACC Nominal - Moderate |  |  |  | 8.217% | 8.217% | 8.217% | 8.217% | 8.217% | 8.217% | 8.217% | 8.217% | 8.217% | 8.217% | 8.217% | 8.217% | 8.217% | 8.217% | 8.217% | 8.217% | 8.217% | 8.217% | 8.217% | 8.217% | 8.217% | 8.217% | 8.217% | 8.217% | 8.217% | 8.217% | 8.217% | 8.217% | 8.217% | 8.217%
| WACC Nominal - Conservative |  |  |  | 8.217% | 8.217% | 8.217% | 8.217% | 8.217% | 8.217% | 8.217% | 8.217% | 8.217% | 8.217% | 8.217% | 8.217% | 8.217% | 8.217% | 8.217% | 8.217% | 8.217% | 8.217% | 8.217% | 8.217% | 8.217% | 8.217% | 8.217% | 8.217% | 8.217% | 8.217% | 8.217% | 8.217% | 8.217% | 8.217%
| WACC Real - Advanced |  |  |  | 5.28% | 5.352% | 5.547% | 5.578% | 5.578% | 5.578% | 5.578% | 5.578% | 5.578% | 5.578% | 5.578% | 5.578% | 5.578% | 5.578% | 5.578% | 5.578% | 5.578% | 5.578% | 5.578% | 5.578% | 5.578% | 5.578% | 5.578% | 5.578% | 5.578% | 5.578% | 5.578% | 5.578% | 5.578% | 5.578%
| WACC Real - Moderate |  |  |  | 5.28% | 5.352% | 5.547% | 5.578% | 5.578% | 5.578% | 5.578% | 5.578% | 5.578% | 5.578% | 5.578% | 5.578% | 5.578% | 5.578% | 5.578% | 5.578% | 5.578% | 5.578% | 5.578% | 5.578% | 5.578% | 5.578% | 5.578% | 5.578% | 5.578% | 5.578% | 5.578% | 5.578% | 5.578% | 5.578%
| WACC Real - Conservative |  |  |  | 5.28% | 5.352% | 5.547% | 5.578% | 5.578% | 5.578% | 5.578% | 5.578% | 5.578% | 5.578% | 5.578% | 5.578% | 5.578% | 5.578% | 5.578% | 5.578% | 5.578% | 5.578% | 5.578% | 5.578% | 5.578% | 5.578% | 5.578% | 5.578% | 5.578% | 5.578% | 5.578% | 5.578% | 5.578% | 5.578%
Coal_FE Market Factors |  |  |  |  | 2021 | 2022 | 2023 | 2024 | 2025 | 2026 | 2027 | 2028 | 2029 | 2030 | 2031 | 2032 | 2033 | 2034 | 2035 | 2036 | 2037 | 2038 | 2039 | 2040 | 2041 | 2042 | 2043 | 2044 | 2045 | 2046 | 2047 | 2048 | 2049 | 2050
| Inflation Rate |  |  |  | 2.79% | 2.72% | 2.53% | 2.5% | 2.5% | 2.5% | 2.5% | 2.5% | 2.5% | 2.5% | 2.5% | 2.5% | 2.5% | 2.5% | 2.5% | 2.5% | 2.5% | 2.5% | 2.5% | 2.5% | 2.5% | 2.5% | 2.5% | 2.5% | 2.5% | 2.5% | 2.5% | 2.5% | 2.5% | 2.5%
Interest Rate Nominal - Advanced | bar: 2021 to 2050
Interest Rate Nominal - Moderate | bar: 2021 to 2050
Interest Rate Nominal - Conservative | bar: 2021 to 2050
| Calculated Interest Rate Real - Advanced |  |  |  | 5.069% | 5.14% | 5.335% | 5.366% | 5.366% | 5.366% | 5.366% | 5.366% | 5.366% | 5.366% | 5.366% | 5.366% | 5.366% | 5.366% | 5.366% | 5.366% | 5.366% | 5.366% | 5.366% | 5.366% | 5.366% | 5.366% | 5.366% | 5.366% | 5.366% | 5.366% | 5.366% | 5.366% | 5.366% | 5.366%
| Calculated Interest Rate Real - Moderate |  |  |  | 5.069% | 5.14% | 5.335% | 5.366% | 5.366% | 5.366% | 5.366% | 5.366% | 5.366% | 5.366% | 5.366% | 5.366% | 5.366% | 5.366% | 5.366% | 5.366% | 5.366% | 5.366% | 5.366% | 5.366% | 5.366% | 5.366% | 5.366% | 5.366% | 5.366% | 5.366% | 5.366% | 5.366% | 5.366% | 5.366%
| Calculated Interest Rate Real - Conservative |  |  |  | 5.069% | 5.14% | 5.335% | 5.366% | 5.366% | 5.366% | 5.366% | 5.366% | 5.366% | 5.366% | 5.366% | 5.366% | 5.366% | 5.366% | 5.366% | 5.366% | 5.366% | 5.366% | 5.366% | 5.366% | 5.366% | 5.366% | 5.366% | 5.366% | 5.366% | 5.366% | 5.366% | 5.366% | 5.366% | 5.366%
Interest During Construction - Nominal | bar: 2021 to 2050
| Rate of Return on Equity Nominal - Advanced |  |  |  | 11% | 11% | 11% | 11% | 11% | 11% | 11% | 11% | 11% | 11% | 11% | 11% | 11% | 11% | 11% | 11% | 11% | 11% | 11% | 11% | 11% | 11% | 11% | 11% | 11% | 11% | 11% | 11% | 11% | 11%
| Rate of Return on Equity Nominal - Moderate |  |  |  | 11% | 11% | 11% | 11% | 11% | 11% | 11% | 11% | 11% | 11% | 11% | 11% | 11% | 11% | 11% | 11% | 11% | 11% | 11% | 11% | 11% | 11% | 11% | 11% | 11% | 11% | 11% | 11% | 11% | 11%
| Rate of Return on Equity Nominal - Conservative |  |  |  | 11% | 11% | 11% | 11% | 11% | 11% | 11% | 11% | 11% | 11% | 11% | 11% | 11% | 11% | 11% | 11% | 11% | 11% | 11% | 11% | 11% | 11% | 11% | 11% | 11% | 11% | 11% | 11% | 11% | 11%
| Calculated Rate of Return on Equity Real - Advanced |  |  |  | 7.987% | 8.061% | 8.261% | 8.293% | 8.293% | 8.293% | 8.293% | 8.293% | 8.293% | 8.293% | 8.293% | 8.293% | 8.293% | 8.293% | 8.293% | 8.293% | 8.293% | 8.293% | 8.293% | 8.293% | 8.293% | 8.293% | 8.293% | 8.293% | 8.293% | 8.293% | 8.293% | 8.293% | 8.293% | 8.293%
| Calculated Rate of Return on Equity Real - Moderate |  |  |  | 7.987% | 8.061% | 8.261% | 8.293% | 8.293% | 8.293% | 8.293% | 8.293% | 8.293% | 8.293% | 8.293% | 8.293% | 8.293% | 8.293% | 8.293% | 8.293% | 8.293% | 8.293% | 8.293% | 8.293% | 8.293% | 8.293% | 8.293% | 8.293% | 8.293% | 8.293% | 8.293% | 8.293% | 8.293% | 8.293%
| Calculated Rate of Return on Equity Real - Conservative |  |  |  | 7.987% | 8.061% | 8.261% | 8.293% | 8.293% | 8.293% | 8.293% | 8.293% | 8.293% | 8.293% | 8.293% | 8.293% | 8.293% | 8.293% | 8.293% | 8.293% | 8.293% | 8.293% | 8.293% | 8.293% | 8.293% | 8.293% | 8.293% | 8.293% | 8.293% | 8.293% | 8.293% | 8.293% | 8.293% | 8.293%
| Debt Fraction - Advanced |  |  |  | 55% | 55% | 55% | 55% | 55% | 55% | 55% | 55% | 55% | 55% | 55% | 55% | 55% | 55% | 55% | 55% | 55% | 55% | 55% | 55% | 55% | 55% | 55% | 55% | 55% | 55% | 55% | 55% | 55% | 55%
| Debt Fraction - Moderate |  |  |  | 55% | 55% | 55% | 55% | 55% | 55% | 55% | 55% | 55% | 55% | 55% | 55% | 55% | 55% | 55% | 55% | 55% | 55% | 55% | 55% | 55% | 55% | 55% | 55% | 55% | 55% | 55% | 55% | 55% | 55%
| Debt Fraction - Conservative |  |  |  | 55% | 55% | 55% | 55% | 55% | 55% | 55% | 55% | 55% | 55% | 55% | 55% | 55% | 55% | 55% | 55% | 55% | 55% | 55% | 55% | 55% | 55% | 55% | 55% | 55% | 55% | 55% | 55% | 55% | 55%
| Tax Rate (Federal and State) |  |  |  | 25.74% | 25.74% | 25.74% | 25.74% | 25.74% | 25.74% | 25.74% | 25.74% | 25.74% | 25.74% | 25.74% | 25.74% | 25.74% | 25.74% | 25.74% | 25.74% | 25.74% | 25.74% | 25.74% | 25.74% | 25.74% | 25.74% | 25.74% | 25.74% | 25.74% | 25.74% | 25.74% | 25.74% | 25.74% | 25.74%
| WACC Nominal - Advanced |  |  |  | 8.217% | 8.217% | 8.217% | 8.217% | 8.217% | 8.217% | 8.217% | 8.217% | 8.217% | 8.217% | 8.217% | 8.217% | 8.217% | 8.217% | 8.217% | 8.217% | 8.217% | 8.217% | 8.217% | 8.217% | 8.217% | 8.217% | 8.217% | 8.217% | 8.217% | 8.217% | 8.217% | 8.217% | 8.217% | 8.217%
| WACC Nominal - Moderate |  |  |  | 8.217% | 8.217% | 8.217% | 8.217% | 8.217% | 8.217% | 8.217% | 8.217% | 8.217% | 8.217% | 8.217% | 8.217% | 8.217% | 8.217% | 8.217% | 8.217% | 8.217% | 8.217% | 8.217% | 8.217% | 8.217% | 8.217% | 8.217% | 8.217% | 8.217% | 8.217% | 8.217% | 8.217% | 8.217% | 8.217%
| WACC Nominal - Conservative |  |  |  | 8.217% | 8.217% | 8.217% | 8.217% | 8.217% | 8.217% | 8.217% | 8.217% | 8.217% | 8.217% | 8.217% | 8.217% | 8.217% | 8.217% | 8.217% | 8.217% | 8.217% | 8.217% | 8.217% | 8.217% | 8.217% | 8.217% | 8.217% | 8.217% | 8.217% | 8.217% | 8.217% | 8.217% | 8.217% | 8.217%
| WACC Real - Advanced |  |  |  | 5.28% | 5.352% | 5.547% | 5.578% | 5.578% | 5.578% | 5.578% | 5.578% | 5.578% | 5.578% | 5.578% | 5.578% | 5.578% | 5.578% | 5.578% | 5.578% | 5.578% | 5.578% | 5.578% | 5.578% | 5.578% | 5.578% | 5.578% | 5.578% | 5.578% | 5.578% | 5.578% | 5.578% | 5.578% | 5.578%
| WACC Real - Moderate |  |  |  | 5.28% | 5.352% | 5.547% | 5.578% | 5.578% | 5.578% | 5.578% | 5.578% | 5.578% | 5.578% | 5.578% | 5.578% | 5.578% | 5.578% | 5.578% | 5.578% | 5.578% | 5.578% | 5.578% | 5.578% | 5.578% | 5.578% | 5.578% | 5.578% | 5.578% | 5.578% | 5.578% | 5.578% | 5.578% | 5.578%
| WACC Real - Conservative |  |  |  | 5.28% | 5.352% | 5.547% | 5.578% | 5.578% | 5.578% | 5.578% | 5.578% | 5.578% | 5.578% | 5.578% | 5.578% | 5.578% | 5.578% | 5.578% | 5.578% | 5.578% | 5.578% | 5.578% | 5.578% | 5.578% | 5.578% | 5.578% | 5.578% | 5.578% | 5.578% | 5.578% | 5.578% | 5.578% | 5.578%
Nuclear Market Factors |  |  |  |  | 2021 | 2022 | 2023 | 2024 | 2025 | 2026 | 2027 | 2028 | 2029 | 2030 | 2031 | 2032 | 2033 | 2034 | 2035 | 2036 | 2037 | 2038 | 2039 | 2040 | 2041 | 2042 | 2043 | 2044 | 2045 | 2046 | 2047 | 2048 | 2049 | 2050
| Inflation Rate |  |  |  | 2.79% | 2.72% | 2.53% | 2.5% | 2.5% | 2.5% | 2.5% | 2.5% | 2.5% | 2.5% | 2.5% | 2.5% | 2.5% | 2.5% | 2.5% | 2.5% | 2.5% | 2.5% | 2.5% | 2.5% | 2.5% | 2.5% | 2.5% | 2.5% | 2.5% | 2.5% | 2.5% | 2.5% | 2.5% | 2.5%
Interest Rate Nominal - Advanced | bar: 2021 to 2050
Interest Rate Nominal - Moderate | bar: 2021 to 2050
Interest Rate Nominal - Conservative | bar: 2021 to 2050
| Calculated Interest Rate Real - Advanced |  |  |  | 5.069% | 5.14% | 5.335% | 5.366% | 5.366% | 5.366% | 5.366% | 5.366% | 5.366% | 5.366% | 5.366% | 5.366% | 5.366% | 5.366% | 5.366% | 5.366% | 5.366% | 5.366% | 5.366% | 5.366% | 5.366% | 5.366% | 5.366% | 5.366% | 5.366% | 5.366% | 5.366% | 5.366% | 5.366% | 5.366%
| Calculated Interest Rate Real - Moderate |  |  |  | 5.069% | 5.14% | 5.335% | 5.366% | 5.366% | 5.366% | 5.366% | 5.366% | 5.366% | 5.366% | 5.366% | 5.366% | 5.366% | 5.366% | 5.366% | 5.366% | 5.366% | 5.366% | 5.366% | 5.366% | 5.366% | 5.366% | 5.366% | 5.366% | 5.366% | 5.366% | 5.366% | 5.366% | 5.366% | 5.366%
| Calculated Interest Rate Real - Conservative |  |  |  | 5.069% | 5.14% | 5.335% | 5.366% | 5.366% | 5.366% | 5.366% | 5.366% | 5.366% | 5.366% | 5.366% | 5.366% | 5.366% | 5.366% | 5.366% | 5.366% | 5.366% | 5.366% | 5.366% | 5.366% | 5.366% | 5.366% | 5.366% | 5.366% | 5.366% | 5.366% | 5.366% | 5.366% | 5.366% | 5.366%
| Interest During Construction - Nominal |  |  |  | 6.5% | 6.5% | 6.5% | 6.5% | 6.5% | 6.5% | 6.5% | 6.5% | 6.5% | 6.5% | 6.5% | 6.5% | 6.5% | 6.5% | 6.5% | 6.5% | 6.5% | 6.5% | 6.5% | 6.5% | 6.5% | 6.5% | 6.5% | 6.5% | 6.5% | 6.5% | 6.5% | 6.5% | 6.5% | 6.5%
| Rate of Return on Equity Nominal - Advanced |  |  |  | 11% | 11% | 11% | 11% | 11% | 11% | 11% | 11% | 11% | 11% | 11% | 11% | 11% | 11% | 11% | 11% | 11% | 11% | 11% | 11% | 11% | 11% | 11% | 11% | 11% | 11% | 11% | 11% | 11% | 11%
| Rate of Return on Equity Nominal - Moderate |  |  |  | 11% | 11% | 11% | 11% | 11% | 11% | 11% | 11% | 11% | 11% | 11% | 11% | 11% | 11% | 11% | 11% | 11% | 11% | 11% | 11% | 11% | 11% | 11% | 11% | 11% | 11% | 11% | 11% | 11% | 11%
| Rate of Return on Equity Nominal - Conservative |  |  |  | 11% | 11% | 11% | 11% | 11% | 11% | 11% | 11% | 11% | 11% | 11% | 11% | 11% | 11% | 11% | 11% | 11% | 11% | 11% | 11% | 11% | 11% | 11% | 11% | 11% | 11% | 11% | 11% | 11% | 11%
| Calculated Rate of Return on Equity Real - Advanced |  |  |  | 7.987% | 8.061% | 8.261% | 8.293% | 8.293% | 8.293% | 8.293% | 8.293% | 8.293% | 8.293% | 8.293% | 8.293% | 8.293% | 8.293% | 8.293% | 8.293% | 8.293% | 8.293% | 8.293% | 8.293% | 8.293% | 8.293% | 8.293% | 8.293% | 8.293% | 8.293% | 8.293% | 8.293% | 8.293% | 8.293%
| Calculated Rate of Return on Equity Real - Moderate |  |  |  | 7.987% | 8.061% | 8.261% | 8.293% | 8.293% | 8.293% | 8.293% | 8.293% | 8.293% | 8.293% | 8.293% | 8.293% | 8.293% | 8.293% | 8.293% | 8.293% | 8.293% | 8.293% | 8.293% | 8.293% | 8.293% | 8.293% | 8.293% | 8.293% | 8.293% | 8.293% | 8.293% | 8.293% | 8.293% | 8.293%
| Calculated Rate of Return on Equity Real - Conservative |  |  |  | 7.987% | 8.061% | 8.261% | 8.293% | 8.293% | 8.293% | 8.293% | 8.293% | 8.293% | 8.293% | 8.293% | 8.293% | 8.293% | 8.293% | 8.293% | 8.293% | 8.293% | 8.293% | 8.293% | 8.293% | 8.293% | 8.293% | 8.293% | 8.293% | 8.293% | 8.293% | 8.293% | 8.293% | 8.293% | 8.293%
| Debt Fraction - Advanced |  |  |  | 77.52% | 77.52% | 77.52% | 77.52% | 48.9% | 48.9% | 48.9% | 48.9% | 48.9% | 48.9% | 48.9% | 48.9% | 48.9% | 48.9% | 48.91% | 48.91% | 48.91% | 48.91% | 48.91% | 48.91% | 48.91% | 48.91% | 48.91% | 54.13% | 59.34% | 77.53% | 77.53% | 77.53% | 77.53% | 77.53%
| Debt Fraction - Moderate |  |  |  | 77.52% | 77.52% | 77.52% | 77.52% | 48.9% | 48.9% | 48.9% | 48.9% | 48.9% | 48.9% | 48.9% | 48.9% | 48.9% | 48.9% | 48.91% | 48.91% | 48.91% | 48.91% | 48.91% | 48.91% | 48.91% | 48.91% | 48.91% | 54.13% | 59.34% | 77.53% | 77.53% | 77.53% | 77.53% | 77.53%
| Debt Fraction - Conservative |  |  |  | 77.52% | 77.52% | 77.52% | 77.52% | 48.9% | 48.9% | 48.9% | 48.9% | 48.9% | 48.9% | 48.9% | 48.9% | 48.9% | 48.9% | 48.91% | 48.91% | 48.91% | 48.91% | 48.91% | 48.91% | 48.91% | 48.91% | 48.91% | 54.13% | 59.34% | 77.53% | 77.53% | 77.53% | 77.53% | 77.53%
| Tax Rate (Federal and State) |  |  |  | 25.74% | 25.74% | 25.74% | 25.74% | 25.74% | 25.74% | 25.74% | 25.74% | 25.74% | 25.74% | 25.74% | 25.74% | 25.74% | 25.74% | 25.74% | 25.74% | 25.74% | 25.74% | 25.74% | 25.74% | 25.74% | 25.74% | 25.74% | 25.74% | 25.74% | 25.74% | 25.74% | 25.74% | 25.74% | 25.74%
| WACC Nominal - Advanced |  |  |  | 7.078% | 7.078% | 7.078% | 7.078% | 8.526% | 8.526% | 8.526% | 8.526% | 8.526% | 8.526% | 8.526% | 8.526% | 8.526% | 8.526% | 8.526% | 8.526% | 8.526% | 8.526% | 8.526% | 8.526% | 8.526% | 8.526% | 8.526% | 8.262% | 7.998% | 7.078% | 7.078% | 7.078% | 7.078% | 7.078%
| WACC Nominal - Moderate |  |  |  | 7.078% | 7.078% | 7.078% | 7.078% | 8.526% | 8.526% | 8.526% | 8.526% | 8.526% | 8.526% | 8.526% | 8.526% | 8.526% | 8.526% | 8.526% | 8.526% | 8.526% | 8.526% | 8.526% | 8.526% | 8.526% | 8.526% | 8.526% | 8.262% | 7.998% | 7.078% | 7.078% | 7.078% | 7.078% | 7.078%
| WACC Nominal - Conservative |  |  |  | 7.078% | 7.078% | 7.078% | 7.078% | 8.526% | 8.526% | 8.526% | 8.526% | 8.526% | 8.526% | 8.526% | 8.526% | 8.526% | 8.526% | 8.526% | 8.526% | 8.526% | 8.526% | 8.526% | 8.526% | 8.526% | 8.526% | 8.526% | 8.262% | 7.998% | 7.078% | 7.078% | 7.078% | 7.078% | 7.078%
| WACC Real - Advanced |  |  |  | 4.172% | 4.243% | 4.436% | 4.466% | 5.879% | 5.879% | 5.879% | 5.879% | 5.879% | 5.879% | 5.879% | 5.879% | 5.879% | 5.879% | 5.879% | 5.879% | 5.879% | 5.879% | 5.879% | 5.879% | 5.879% | 5.879% | 5.879% | 5.621% | 5.364% | 4.466% | 4.466% | 4.466% | 4.466% | 4.466%
| WACC Real - Moderate |  |  |  | 4.172% | 4.243% | 4.436% | 4.466% | 5.879% | 5.879% | 5.879% | 5.879% | 5.879% | 5.879% | 5.879% | 5.879% | 5.879% | 5.879% | 5.879% | 5.879% | 5.879% | 5.879% | 5.879% | 5.879% | 5.879% | 5.879% | 5.879% | 5.621% | 5.364% | 4.466% | 4.466% | 4.466% | 4.466% | 4.466%
| WACC Real - Conservative |  |  |  | 4.172% | 4.243% | 4.436% | 4.466% | 5.879% | 5.879% | 5.879% | 5.879% | 5.879% | 5.879% | 5.879% | 5.879% | 5.879% | 5.879% | 5.879% | 5.879% | 5.879% | 5.879% | 5.879% | 5.879% | 5.879% | 5.879% | 5.879% | 5.621% | 5.364% | 4.466% | 4.466% | 4.466% | 4.466% | 4.466%
Biopower Market Factors |  |  |  |  | 2021 | 2022 | 2023 | 2024 | 2025 | 2026 | 2027 | 2028 | 2029 | 2030 | 2031 | 2032 | 2033 | 2034 | 2035 | 2036 | 2037 | 2038 | 2039 | 2040 | 2041 | 2042 | 2043 | 2044 | 2045 | 2046 | 2047 | 2048 | 2049 | 2050
| Inflation Rate |  |  |  | 2.79% | 2.72% | 2.53% | 2.5% | 2.5% | 2.5% | 2.5% | 2.5% | 2.5% | 2.5% | 2.5% | 2.5% | 2.5% | 2.5% | 2.5% | 2.5% | 2.5% | 2.5% | 2.5% | 2.5% | 2.5% | 2.5% | 2.5% | 2.5% | 2.5% | 2.5% | 2.5% | 2.5% | 2.5% | 2.5%
Interest Rate Nominal - Advanced | bar: 2021 to 2050
Interest Rate Nominal - Moderate | bar: 2021 to 2050
Interest Rate Nominal - Conservative | bar: 2021 to 2050
| Calculated Interest Rate Real - Advanced |  |  |  | 5.069% | 5.14% | 5.335% | 5.366% | 5.366% | 5.366% | 5.366% | 5.366% | 5.366% | 5.366% | 5.366% | 5.366% | 5.366% | 5.366% | 5.366% | 5.366% | 5.366% | 5.366% | 5.366% | 5.366% | 5.366% | 5.366% | 5.366% | 5.366% | 5.366% | 5.366% | 5.366% | 5.366% | 5.366% | 5.366%
| Calculated Interest Rate Real - Moderate |  |  |  | 5.069% | 5.14% | 5.335% | 5.366% | 5.366% | 5.366% | 5.366% | 5.366% | 5.366% | 5.366% | 5.366% | 5.366% | 5.366% | 5.366% | 5.366% | 5.366% | 5.366% | 5.366% | 5.366% | 5.366% | 5.366% | 5.366% | 5.366% | 5.366% | 5.366% | 5.366% | 5.366% | 5.366% | 5.366% | 5.366%
| Calculated Interest Rate Real - Conservative |  |  |  | 5.069% | 5.14% | 5.335% | 5.366% | 5.366% | 5.366% | 5.366% | 5.366% | 5.366% | 5.366% | 5.366% | 5.366% | 5.366% | 5.366% | 5.366% | 5.366% | 5.366% | 5.366% | 5.366% | 5.366% | 5.366% | 5.366% | 5.366% | 5.366% | 5.366% | 5.366% | 5.366% | 5.366% | 5.366% | 5.366%
| Interest During Construction - Nominal |  |  |  | 6.5% | 6.5% | 6.5% | 6.5% | 6.5% | 6.5% | 6.5% | 6.5% | 6.5% | 6.5% | 6.5% | 6.5% | 6.5% | 6.5% | 6.5% | 6.5% | 6.5% | 6.5% | 6.5% | 6.5% | 6.5% | 6.5% | 6.5% | 6.5% | 6.5% | 6.5% | 6.5% | 6.5% | 6.5% | 6.5%
| Rate of Return on Equity Nominal - Advanced |  |  |  | 11% | 11% | 11% | 11% | 11% | 11% | 11% | 11% | 11% | 11% | 11% | 11% | 11% | 11% | 11% | 11% | 11% | 11% | 11% | 11% | 11% | 11% | 11% | 11% | 11% | 11% | 11% | 11% | 11% | 11%
| Rate of Return on Equity Nominal - Moderate |  |  |  | 11% | 11% | 11% | 11% | 11% | 11% | 11% | 11% | 11% | 11% | 11% | 11% | 11% | 11% | 11% | 11% | 11% | 11% | 11% | 11% | 11% | 11% | 11% | 11% | 11% | 11% | 11% | 11% | 11% | 11%
| Rate of Return on Equity Nominal - Conservative |  |  |  | 11% | 11% | 11% | 11% | 11% | 11% | 11% | 11% | 11% | 11% | 11% | 11% | 11% | 11% | 11% | 11% | 11% | 11% | 11% | 11% | 11% | 11% | 11% | 11% | 11% | 11% | 11% | 11% | 11% | 11%
| Calculated Rate of Return on Equity Real - Advanced |  |  |  | 7.987% | 8.061% | 8.261% | 8.293% | 8.293% | 8.293% | 8.293% | 8.293% | 8.293% | 8.293% | 8.293% | 8.293% | 8.293% | 8.293% | 8.293% | 8.293% | 8.293% | 8.293% | 8.293% | 8.293% | 8.293% | 8.293% | 8.293% | 8.293% | 8.293% | 8.293% | 8.293% | 8.293% | 8.293% | 8.293%
| Calculated Rate of Return on Equity Real - Moderate |  |  |  | 7.987% | 8.061% | 8.261% | 8.293% | 8.293% | 8.293% | 8.293% | 8.293% | 8.293% | 8.293% | 8.293% | 8.293% | 8.293% | 8.293% | 8.293% | 8.293% | 8.293% | 8.293% | 8.293% | 8.293% | 8.293% | 8.293% | 8.293% | 8.293% | 8.293% | 8.293% | 8.293% | 8.293% | 8.293% | 8.293%
| Calculated Rate of Return on Equity Real - Conservative |  |  |  | 7.987% | 8.061% | 8.261% | 8.293% | 8.293% | 8.293% | 8.293% | 8.293% | 8.293% | 8.293% | 8.293% | 8.293% | 8.293% | 8.293% | 8.293% | 8.293% | 8.293% | 8.293% | 8.293% | 8.293% | 8.293% | 8.293% | 8.293% | 8.293% | 8.293% | 8.293% | 8.293% | 8.293% | 8.293% | 8.293%
| Debt Fraction - Advanced |  |  |  | 69.8% | 69.8% | 56.83% | 56.37% | 55.99% | 55.75% | 55.61% | 55.53% | 55.44% | 55.36% | 55.26% | 55.16% | 55.07% | 54.99% | 54.9% | 54.8% | 54.69% | 54.6% | 54.49% | 54.39% | 54.3% | 54.19% | 54.1% | 57.79% | 61.53% | 69.81% | 69.81% | 69.81% | 69.81% | 69.82%
| Debt Fraction - Moderate |  |  |  | 69.8% | 69.8% | 56.83% | 56.37% | 55.99% | 55.75% | 55.61% | 55.53% | 55.44% | 55.36% | 55.26% | 55.16% | 55.07% | 54.99% | 54.9% | 54.8% | 54.69% | 54.6% | 54.49% | 54.39% | 54.3% | 54.19% | 54.1% | 57.79% | 61.53% | 69.81% | 69.81% | 69.81% | 69.81% | 69.82%
| Debt Fraction - Conservative |  |  |  | 69.8% | 69.8% | 56.83% | 56.37% | 55.99% | 55.75% | 55.61% | 55.53% | 55.44% | 55.36% | 55.26% | 55.16% | 55.07% | 54.99% | 54.9% | 54.8% | 54.69% | 54.6% | 54.49% | 54.39% | 54.3% | 54.19% | 54.1% | 57.79% | 61.53% | 69.81% | 69.81% | 69.81% | 69.81% | 69.82%
| Tax Rate (Federal and State) |  |  |  | 25.74% | 25.74% | 25.74% | 25.74% | 25.74% | 25.74% | 25.74% | 25.74% | 25.74% | 25.74% | 25.74% | 25.74% | 25.74% | 25.74% | 25.74% | 25.74% | 25.74% | 25.74% | 25.74% | 25.74% | 25.74% | 25.74% | 25.74% | 25.74% | 25.74% | 25.74% | 25.74% | 25.74% | 25.74% | 25.74%
| WACC Nominal - Advanced |  |  |  | 7.469% | 7.469% | 8.125% | 8.148% | 8.167% | 8.18% | 8.186% | 8.191% | 8.195% | 8.199% | 8.204% | 8.209% | 8.214% | 8.218% | 8.223% | 8.228% | 8.233% | 8.238% | 8.243% | 8.248% | 8.253% | 8.258% | 8.263% | 8.076% | 7.887% | 7.468% | 7.468% | 7.468% | 7.468% | 7.468%
| WACC Nominal - Moderate |  |  |  | 7.469% | 7.469% | 8.125% | 8.148% | 8.167% | 8.18% | 8.186% | 8.191% | 8.195% | 8.199% | 8.204% | 8.209% | 8.214% | 8.218% | 8.223% | 8.228% | 8.233% | 8.238% | 8.243% | 8.248% | 8.253% | 8.258% | 8.263% | 8.076% | 7.887% | 7.468% | 7.468% | 7.468% | 7.468% | 7.468%
| WACC Nominal - Conservative |  |  |  | 7.469% | 7.469% | 8.125% | 8.148% | 8.167% | 8.18% | 8.186% | 8.191% | 8.195% | 8.199% | 8.204% | 8.209% | 8.214% | 8.218% | 8.223% | 8.228% | 8.233% | 8.238% | 8.243% | 8.248% | 8.253% | 8.258% | 8.263% | 8.076% | 7.887% | 7.468% | 7.468% | 7.468% | 7.468% | 7.468%
| WACC Real - Advanced |  |  |  | 4.552% | 4.623% | 5.457% | 5.51% | 5.529% | 5.541% | 5.548% | 5.552% | 5.556% | 5.56% | 5.565% | 5.57% | 5.574% | 5.579% | 5.583% | 5.588% | 5.593% | 5.598% | 5.603% | 5.608% | 5.613% | 5.618% | 5.622% | 5.44% | 5.256% | 4.847% | 4.847% | 4.847% | 4.847% | 4.847%
| WACC Real - Moderate |  |  |  | 4.552% | 4.623% | 5.457% | 5.51% | 5.529% | 5.541% | 5.548% | 5.552% | 5.556% | 5.56% | 5.565% | 5.57% | 5.574% | 5.579% | 5.583% | 5.588% | 5.593% | 5.598% | 5.603% | 5.608% | 5.613% | 5.618% | 5.622% | 5.44% | 5.256% | 4.847% | 4.847% | 4.847% | 4.847% | 4.847%
| WACC Real - Conservative |  |  |  | 4.552% | 4.623% | 5.457% | 5.51% | 5.529% | 5.541% | 5.548% | 5.552% | 5.556% | 5.56% | 5.565% | 5.57% | 5.574% | 5.579% | 5.583% | 5.588% | 5.593% | 5.598% | 5.603% | 5.608% | 5.613% | 5.618% | 5.622% | 5.44% | 5.256% | 4.847% | 4.847% | 4.847% | 4.847% | 4.847%
Utility-Scale PV-Plus-Battery Market Factors |  |  |  |  | 2021 | 2022 | 2023 | 2024 | 2025 | 2026 | 2027 | 2028 | 2029 | 2030 | 2031 | 2032 | 2033 | 2034 | 2035 | 2036 | 2037 | 2038 | 2039 | 2040 | 2041 | 2042 | 2043 | 2044 | 2045 | 2046 | 2047 | 2048 | 2049 | 2050
| Inflation Rate |  |  |  | 2.79% | 2.72% | 2.53% | 2.5% | 2.5% | 2.5% | 2.5% | 2.5% | 2.5% | 2.5% | 2.5% | 2.5% | 2.5% | 2.5% | 2.5% | 2.5% | 2.5% | 2.5% | 2.5% | 2.5% | 2.5% | 2.5% | 2.5% | 2.5% | 2.5% | 2.5% | 2.5% | 2.5% | 2.5% | 2.5%
Interest Rate Nominal - Advanced | bar: 2021 to 2050
Interest Rate Nominal - Moderate | bar: 2021 to 2050
Interest Rate Nominal - Conservative | bar: 2021 to 2050
| Calculated Interest Rate Real - Advanced |  |  |  | 4.096% | 4.167% | 4.36% | 4.39% | 4.39% | 4.39% | 4.39% | 4.39% | 4.39% | 4.39% | 4.39% | 4.39% | 4.39% | 4.39% | 4.39% | 4.39% | 4.39% | 4.39% | 4.39% | 4.39% | 4.39% | 4.39% | 4.39% | 4.39% | 4.39% | 4.39% | 4.39% | 4.39% | 4.39% | 4.39%
| Calculated Interest Rate Real - Moderate |  |  |  | 4.096% | 4.167% | 4.36% | 4.39% | 4.39% | 4.39% | 4.39% | 4.39% | 4.39% | 4.39% | 4.39% | 4.39% | 4.39% | 4.39% | 4.39% | 4.39% | 4.39% | 4.39% | 4.39% | 4.39% | 4.39% | 4.39% | 4.39% | 4.39% | 4.39% | 4.39% | 4.39% | 4.39% | 4.39% | 4.39%
| Calculated Interest Rate Real - Conservative |  |  |  | 4.096% | 4.167% | 4.36% | 4.39% | 4.39% | 4.39% | 4.39% | 4.39% | 4.39% | 4.39% | 4.39% | 4.39% | 4.39% | 4.39% | 4.39% | 4.39% | 4.39% | 4.39% | 4.39% | 4.39% | 4.39% | 4.39% | 4.39% | 4.39% | 4.39% | 4.39% | 4.39% | 4.39% | 4.39% | 4.39%
| Interest During Construction - Nominal |  |  |  | 6.5% | 6.5% | 6.5% | 6.5% | 6.5% | 6.5% | 6.5% | 6.5% | 6.5% | 6.5% | 6.5% | 6.5% | 6.5% | 6.5% | 6.5% | 6.5% | 6.5% | 6.5% | 6.5% | 6.5% | 6.5% | 6.5% | 6.5% | 6.5% | 6.5% | 6.5% | 6.5% | 6.5% | 6.5% | 6.5%
| Rate of Return on Equity Nominal - Advanced |  |  |  | 8.8% | 8.8% | 8.8% | 8.8% | 8.8% | 8.8% | 8.8% | 8.8% | 8.8% | 8.8% | 8.8% | 8.8% | 8.8% | 8.8% | 8.8% | 8.8% | 8.8% | 8.8% | 8.8% | 8.8% | 8.8% | 8.8% | 8.8% | 8.8% | 8.8% | 8.8% | 8.8% | 8.8% | 8.8% | 8.8%
| Rate of Return on Equity Nominal - Moderate |  |  |  | 8.8% | 8.8% | 8.8% | 8.8% | 8.8% | 8.8% | 8.8% | 8.8% | 8.8% | 8.8% | 8.8% | 8.8% | 8.8% | 8.8% | 8.8% | 8.8% | 8.8% | 8.8% | 8.8% | 8.8% | 8.8% | 8.8% | 8.8% | 8.8% | 8.8% | 8.8% | 8.8% | 8.8% | 8.8% | 8.8%
| Rate of Return on Equity Nominal - Conservative |  |  |  | 8.8% | 8.8% | 8.8% | 8.8% | 8.8% | 8.8% | 8.8% | 8.8% | 8.8% | 8.8% | 8.8% | 8.8% | 8.8% | 8.8% | 8.8% | 8.8% | 8.8% | 8.8% | 8.8% | 8.8% | 8.8% | 8.8% | 8.8% | 8.8% | 8.8% | 8.8% | 8.8% | 8.8% | 8.8% | 8.8%
| Calculated Rate of Return on Equity Real - Advanced |  |  |  | 5.847% | 5.919% | 6.115% | 6.146% | 6.146% | 6.146% | 6.146% | 6.146% | 6.146% | 6.146% | 6.146% | 6.146% | 6.146% | 6.146% | 6.146% | 6.146% | 6.146% | 6.146% | 6.146% | 6.146% | 6.146% | 6.146% | 6.146% | 6.146% | 6.146% | 6.146% | 6.146% | 6.146% | 6.146% | 6.146%
| Calculated Rate of Return on Equity Real - Moderate |  |  |  | 5.847% | 5.919% | 6.115% | 6.146% | 6.146% | 6.146% | 6.146% | 6.146% | 6.146% | 6.146% | 6.146% | 6.146% | 6.146% | 6.146% | 6.146% | 6.146% | 6.146% | 6.146% | 6.146% | 6.146% | 6.146% | 6.146% | 6.146% | 6.146% | 6.146% | 6.146% | 6.146% | 6.146% | 6.146% | 6.146%
| Calculated Rate of Return on Equity Real - Conservative |  |  |  | 5.847% | 5.919% | 6.115% | 6.146% | 6.146% | 6.146% | 6.146% | 6.146% | 6.146% | 6.146% | 6.146% | 6.146% | 6.146% | 6.146% | 6.146% | 6.146% | 6.146% | 6.146% | 6.146% | 6.146% | 6.146% | 6.146% | 6.146% | 6.146% | 6.146% | 6.146% | 6.146% | 6.146% | 6.146% | 6.146%
| Debt Fraction - Advanced |  |  |  | 51.18% | 51.16% | 51.15% | 51.15% | 51.16% | 51.16% | 51.16% | 51.16% | 51.16% | 51.17% | 51.17% | 51.17% | 51.17% | 51.17% | 51.17% | 51.17% | 51.18% | 51.18% | 51.18% | 51.18% | 51.18% | 51.19% | 51.19% | 56.87% | 62.55% | 73.91% | 73.91% | 73.91% | 73.92% | 73.92%
| Debt Fraction - Moderate |  |  |  | 51.18% | 51.16% | 51.15% | 51.15% | 51.16% | 51.16% | 51.16% | 51.16% | 51.16% | 51.17% | 51.17% | 51.17% | 51.17% | 51.17% | 51.17% | 51.17% | 51.18% | 51.18% | 51.18% | 51.18% | 51.18% | 51.19% | 51.19% | 56.87% | 62.55% | 73.91% | 73.91% | 73.91% | 73.92% | 73.92%
| Debt Fraction - Conservative |  |  |  | 51.18% | 51.16% | 51.15% | 51.15% | 51.16% | 51.16% | 51.16% | 51.16% | 51.16% | 51.17% | 51.17% | 51.17% | 51.17% | 51.17% | 51.17% | 51.17% | 51.18% | 51.18% | 51.18% | 51.18% | 51.18% | 51.19% | 51.19% | 56.87% | 62.55% | 73.91% | 73.91% | 73.91% | 73.92% | 73.92%
| Tax Rate (Federal and State) |  |  |  | 25.74% | 25.74% | 25.74% | 25.74% | 25.74% | 25.74% | 25.74% | 25.74% | 25.74% | 25.74% | 25.74% | 25.74% | 25.74% | 25.74% | 25.74% | 25.74% | 25.74% | 25.74% | 25.74% | 25.74% | 25.74% | 25.74% | 25.74% | 25.74% | 25.74% | 25.74% | 25.74% | 25.74% | 25.74% | 25.74%
| WACC Nominal - Advanced |  |  |  | 6.957% | 6.957% | 6.958% | 6.958% | 6.957% | 6.957% | 6.957% | 6.957% | 6.957% | 6.957% | 6.957% | 6.957% | 6.957% | 6.957% | 6.957% | 6.957% | 6.957% | 6.957% | 6.957% | 6.957% | 6.956% | 6.956% | 6.956% | 6.752% | 6.547% | 6.138% | 6.138% | 6.138% | 6.138% | 6.138%
| WACC Nominal - Moderate |  |  |  | 6.957% | 6.957% | 6.958% | 6.958% | 6.957% | 6.957% | 6.957% | 6.957% | 6.957% | 6.957% | 6.957% | 6.957% | 6.957% | 6.957% | 6.957% | 6.957% | 6.957% | 6.957% | 6.957% | 6.957% | 6.956% | 6.956% | 6.956% | 6.752% | 6.547% | 6.138% | 6.138% | 6.138% | 6.138% | 6.138%
| WACC Nominal - Conservative |  |  |  | 6.957% | 6.957% | 6.958% | 6.958% | 6.957% | 6.957% | 6.957% | 6.957% | 6.957% | 6.957% | 6.957% | 6.957% | 6.957% | 6.957% | 6.957% | 6.957% | 6.957% | 6.957% | 6.957% | 6.957% | 6.956% | 6.956% | 6.956% | 6.752% | 6.547% | 6.138% | 6.138% | 6.138% | 6.138% | 6.138%
| WACC Real - Advanced |  |  |  | 4.054% | 4.125% | 4.319% | 4.349% | 4.349% | 4.349% | 4.349% | 4.349% | 4.348% | 4.348% | 4.348% | 4.348% | 4.348% | 4.348% | 4.348% | 4.348% | 4.348% | 4.348% | 4.348% | 4.348% | 4.348% | 4.348% | 4.348% | 4.148% | 3.948% | 3.549% | 3.549% | 3.549% | 3.549% | 3.549%
| WACC Real - Moderate |  |  |  | 4.054% | 4.125% | 4.319% | 4.349% | 4.349% | 4.349% | 4.349% | 4.349% | 4.348% | 4.348% | 4.348% | 4.348% | 4.348% | 4.348% | 4.348% | 4.348% | 4.348% | 4.348% | 4.348% | 4.348% | 4.348% | 4.348% | 4.348% | 4.148% | 3.948% | 3.549% | 3.549% | 3.549% | 3.549% | 3.549%
| WACC Real - Conservative |  |  |  | 4.054% | 4.125% | 4.319% | 4.349% | 4.349% | 4.349% | 4.349% | 4.349% | 4.348% | 4.348% | 4.348% | 4.348% | 4.348% | 4.348% | 4.348% | 4.348% | 4.348% | 4.348% | 4.348% | 4.348% | 4.348% | 4.348% | 4.348% | 4.148% | 3.948% | 3.549% | 3.549% | 3.549% | 3.549% | 3.549%
Solar - PV Dist. Res Market Factors |  |  |  |  | 2021 | 2022 | 2023 | 2024 | 2025 | 2026 | 2027 | 2028 | 2029 | 2030 | 2031 | 2032 | 2033 | 2034 | 2035 | 2036 | 2037 | 2038 | 2039 | 2040 | 2041 | 2042 | 2043 | 2044 | 2045 | 2046 | 2047 | 2048 | 2049 | 2050
| Inflation Rate |  |  |  | 2.79% | 2.72% | 2.53% | 2.5% | 2.5% | 2.5% | 2.5% | 2.5% | 2.5% | 2.5% | 2.5% | 2.5% | 2.5% | 2.5% | 2.5% | 2.5% | 2.5% | 2.5% | 2.5% | 2.5% | 2.5% | 2.5% | 2.5% | 2.5% | 2.5% | 2.5% | 2.5% | 2.5% | 2.5% | 2.5%
Interest Rate Nominal - Advanced | bar: 2021 to 2050
Interest Rate Nominal - Moderate | bar: 2021 to 2050
Interest Rate Nominal - Conservative | bar: 2021 to 2050
| Calculated Interest Rate Real - Advanced |  |  |  | 4.096% | 4.167% | 4.36% | 4.39% | 4.39% | 4.39% | 4.39% | 4.39% | 4.39% | 4.39% | 4.39% | 4.39% | 4.39% | 4.39% | 4.39% | 4.39% | 4.39% | 4.39% | 4.39% | 4.39% | 4.39% | 4.39% | 4.39% | 4.39% | 4.39% | 4.39% | 4.39% | 4.39% | 4.39% | 4.39%
| Calculated Interest Rate Real - Moderate |  |  |  | 4.096% | 4.167% | 4.36% | 4.39% | 4.39% | 4.39% | 4.39% | 4.39% | 4.39% | 4.39% | 4.39% | 4.39% | 4.39% | 4.39% | 4.39% | 4.39% | 4.39% | 4.39% | 4.39% | 4.39% | 4.39% | 4.39% | 4.39% | 4.39% | 4.39% | 4.39% | 4.39% | 4.39% | 4.39% | 4.39%
| Calculated Interest Rate Real - Conservative |  |  |  | 4.096% | 4.167% | 4.36% | 4.39% | 4.39% | 4.39% | 4.39% | 4.39% | 4.39% | 4.39% | 4.39% | 4.39% | 4.39% | 4.39% | 4.39% | 4.39% | 4.39% | 4.39% | 4.39% | 4.39% | 4.39% | 4.39% | 4.39% | 4.39% | 4.39% | 4.39% | 4.39% | 4.39% | 4.39% | 4.39%
| Interest During Construction - Nominal |  |  |  | 6.5% | 6.5% | 6.5% | 6.5% | 6.5% | 6.5% | 6.5% | 6.5% | 6.5% | 6.5% | 6.5% | 6.5% | 6.5% | 6.5% | 6.5% | 6.5% | 6.5% | 6.5% | 6.5% | 6.5% | 6.5% | 6.5% | 6.5% | 6.5% | 6.5% | 6.5% | 6.5% | 6.5% | 6.5% | 6.5%
| Rate of Return on Equity Nominal - Advanced |  |  |  | 9.8% | 9.8% | 9.8% | 9.8% | 9.8% | 9.8% | 9.8% | 9.8% | 9.8% | 9.8% | 9.8% | 9.8% | 9.8% | 9.8% | 9.8% | 9.8% | 9.8% | 9.8% | 9.8% | 9.8% | 9.8% | 9.8% | 9.8% | 9.8% | 9.8% | 9.8% | 9.8% | 9.8% | 9.8% | 9.8%
| Rate of Return on Equity Nominal - Moderate |  |  |  | 9.8% | 9.8% | 9.8% | 9.8% | 9.8% | 9.8% | 9.8% | 9.8% | 9.8% | 9.8% | 9.8% | 9.8% | 9.8% | 9.8% | 9.8% | 9.8% | 9.8% | 9.8% | 9.8% | 9.8% | 9.8% | 9.8% | 9.8% | 9.8% | 9.8% | 9.8% | 9.8% | 9.8% | 9.8% | 9.8%
| Rate of Return on Equity Nominal - Conservative |  |  |  | 9.8% | 9.8% | 9.8% | 9.8% | 9.8% | 9.8% | 9.8% | 9.8% | 9.8% | 9.8% | 9.8% | 9.8% | 9.8% | 9.8% | 9.8% | 9.8% | 9.8% | 9.8% | 9.8% | 9.8% | 9.8% | 9.8% | 9.8% | 9.8% | 9.8% | 9.8% | 9.8% | 9.8% | 9.8% | 9.8%
| Calculated Rate of Return on Equity Real - Advanced |  |  |  | 6.82% | 6.893% | 7.091% | 7.122% | 7.122% | 7.122% | 7.122% | 7.122% | 7.122% | 7.122% | 7.122% | 7.122% | 7.122% | 7.122% | 7.122% | 7.122% | 7.122% | 7.122% | 7.122% | 7.122% | 7.122% | 7.122% | 7.122% | 7.122% | 7.122% | 7.122% | 7.122% | 7.122% | 7.122% | 7.122%
| Calculated Rate of Return on Equity Real - Moderate |  |  |  | 6.82% | 6.893% | 7.091% | 7.122% | 7.122% | 7.122% | 7.122% | 7.122% | 7.122% | 7.122% | 7.122% | 7.122% | 7.122% | 7.122% | 7.122% | 7.122% | 7.122% | 7.122% | 7.122% | 7.122% | 7.122% | 7.122% | 7.122% | 7.122% | 7.122% | 7.122% | 7.122% | 7.122% | 7.122% | 7.122%
| Calculated Rate of Return on Equity Real - Conservative |  |  |  | 6.82% | 6.893% | 7.091% | 7.122% | 7.122% | 7.122% | 7.122% | 7.122% | 7.122% | 7.122% | 7.122% | 7.122% | 7.122% | 7.122% | 7.122% | 7.122% | 7.122% | 7.122% | 7.122% | 7.122% | 7.122% | 7.122% | 7.122% | 7.122% | 7.122% | 7.122% | 7.122% | 7.122% | 7.122% | 7.122%
| Debt Fraction - Advanced |  |  |  | 51.82% | 51.82% | 51.82% | 51.82% | 51.82% | 51.82% | 51.82% | 51.82% | 51.82% | 51.82% | 51.82% | 51.82% | 54.83% | 57.85% | 74.43% | 74.43% | 74.43% | 74.43% | 74.43% | 74.43% | 74.43% | 74.43% | 74.43% | 74.43% | 74.43% | 74.43% | 74.43% | 74.43% | 74.43% | 74.43%
| Debt Fraction - Moderate |  |  |  | 51.82% | 51.82% | 51.82% | 51.82% | 51.82% | 51.82% | 51.82% | 51.82% | 51.82% | 51.82% | 51.82% | 51.82% | 54.83% | 57.85% | 74.43% | 74.43% | 74.43% | 74.43% | 74.43% | 74.43% | 74.43% | 74.43% | 74.43% | 74.43% | 74.43% | 74.43% | 74.43% | 74.43% | 74.43% | 74.43%
| Debt Fraction - Conservative |  |  |  | 51.82% | 51.82% | 51.82% | 51.82% | 51.82% | 51.82% | 51.82% | 51.82% | 51.82% | 51.82% | 51.82% | 51.82% | 54.83% | 57.85% | 74.43% | 74.43% | 74.43% | 74.43% | 74.43% | 74.43% | 74.43% | 74.43% | 74.43% | 74.43% | 74.43% | 74.43% | 74.43% | 74.43% | 74.43% | 74.43%
| Tax Rate (Federal and State) |  |  |  | 25.74% | 25.74% | 25.74% | 25.74% | 25.74% | 25.74% | 25.74% | 25.74% | 25.74% | 25.74% | 25.74% | 25.74% | 25.74% | 25.74% | 25.74% | 25.74% | 25.74% | 25.74% | 25.74% | 25.74% | 25.74% | 25.74% | 25.74% | 25.74% | 25.74% | 25.74% | 25.74% | 25.74% | 25.74% | 25.74%
| WACC Nominal - Advanced |  |  |  | 7.415% | 7.415% | 7.415% | 7.416% | 7.416% | 7.416% | 7.416% | 7.416% | 7.416% | 7.415% | 7.415% | 7.415% | 7.277% | 7.138% | 6.375% | 6.375% | 6.375% | 6.375% | 6.375% | 6.375% | 6.375% | 6.375% | 6.375% | 6.375% | 6.375% | 6.375% | 6.375% | 6.375% | 6.375% | 6.375%
| WACC Nominal - Moderate |  |  |  | 7.415% | 7.415% | 7.415% | 7.416% | 7.416% | 7.416% | 7.416% | 7.416% | 7.416% | 7.415% | 7.415% | 7.415% | 7.277% | 7.138% | 6.375% | 6.375% | 6.375% | 6.375% | 6.375% | 6.375% | 6.375% | 6.375% | 6.375% | 6.375% | 6.375% | 6.375% | 6.375% | 6.375% | 6.375% | 6.375%
| WACC Nominal - Conservative |  |  |  | 7.415% | 7.415% | 7.415% | 7.416% | 7.416% | 7.416% | 7.416% | 7.416% | 7.416% | 7.415% | 7.415% | 7.415% | 7.277% | 7.138% | 6.375% | 6.375% | 6.375% | 6.375% | 6.375% | 6.375% | 6.375% | 6.375% | 6.375% | 6.375% | 6.375% | 6.375% | 6.375% | 6.375% | 6.375% | 6.375%
| WACC Real - Advanced |  |  |  | 4.5% | 4.571% | 4.765% | 4.796% | 4.796% | 4.796% | 4.796% | 4.796% | 4.796% | 4.796% | 4.796% | 4.796% | 4.66% | 4.525% | 3.78% | 3.78% | 3.78% | 3.78% | 3.78% | 3.78% | 3.78% | 3.78% | 3.78% | 3.78% | 3.78% | 3.78% | 3.78% | 3.78% | 3.78% | 3.78%
| WACC Real - Moderate |  |  |  | 4.5% | 4.571% | 4.765% | 4.796% | 4.796% | 4.796% | 4.796% | 4.796% | 4.796% | 4.796% | 4.796% | 4.796% | 4.66% | 4.525% | 3.78% | 3.78% | 3.78% | 3.78% | 3.78% | 3.78% | 3.78% | 3.78% | 3.78% | 3.78% | 3.78% | 3.78% | 3.78% | 3.78% | 3.78% | 3.78%
| WACC Real - Conservative |  |  |  | 4.5% | 4.571% | 4.765% | 4.796% | 4.796% | 4.796% | 4.796% | 4.796% | 4.796% | 4.796% | 4.796% | 4.796% | 4.66% | 4.525% | 3.78% | 3.78% | 3.78% | 3.78% | 3.78% | 3.78% | 3.78% | 3.78% | 3.78% | 3.78% | 3.78% | 3.78% | 3.78% | 3.78% | 3.78% | 3.78%
AEO for R&D (Static) |  |  |  |  | 2021 | 2022 | 2023 | 2024 | 2025 | 2026 | 2027 | 2028 | 2029 | 2030 | 2031 | 2032 | 2033 | 2034 | 2035 | 2036 | 2037 | 2038 | 2039 | 2040 | 2041 | 2042 | 2043 | 2044 | 2045 | 2046 | 2047 | 2048 | 2049 | 2050
| Inflation Rate |  |  |  | 2.5% | 2.5% | 2.5% | 2.5% | 2.5% | 2.5% | 2.5% | 2.5% | 2.5% | 2.5% | 2.5% | 2.5% | 2.5% | 2.5% | 2.5% | 2.5% | 2.5% | 2.5% | 2.5% | 2.5% | 2.5% | 2.5% | 2.5% | 2.5% | 2.5% | 2.5% | 2.5% | 2.5% | 2.5% | 2.5%
| Interest Rate Nominal - Advanced |  |  |  | 3.73% | 3.73% | 3.73% | 3.73% | 3.73% | 3.73% | 3.73% | 3.73% | 3.73% | 3.73% | 3.73% | 3.73% | 3.73% | 3.73% | 3.73% | 3.73% | 3.73% | 3.73% | 3.73% | 3.73% | 3.73% | 3.73% | 3.73% | 3.73% | 3.73% | 3.73% | 3.73% | 3.73% | 3.73% | 3.73%
| Interest Rate Nominal - Moderate |  |  |  | 3.73% | 3.73% | 3.73% | 3.73% | 3.73% | 3.73% | 3.73% | 3.73% | 3.73% | 3.73% | 3.73% | 3.73% | 3.73% | 3.73% | 3.73% | 3.73% | 3.73% | 3.73% | 3.73% | 3.73% | 3.73% | 3.73% | 3.73% | 3.73% | 3.73% | 3.73% | 3.73% | 3.73% | 3.73% | 3.73%
| Interest Rate Nominal - Conservative |  |  |  | 3.73% | 3.73% | 3.73% | 3.73% | 3.73% | 3.73% | 3.73% | 3.73% | 3.73% | 3.73% | 3.73% | 3.73% | 3.73% | 3.73% | 3.73% | 3.73% | 3.73% | 3.73% | 3.73% | 3.73% | 3.73% | 3.73% | 3.73% | 3.73% | 3.73% | 3.73% | 3.73% | 3.73% | 3.73% | 3.73%
| Calculated Interest Rate Real - Advanced |  |  |  | 1.2% | 1.2% | 1.2% | 1.2% | 1.2% | 1.2% | 1.2% | 1.2% | 1.2% | 1.2% | 1.2% | 1.2% | 1.2% | 1.2% | 1.2% | 1.2% | 1.2% | 1.2% | 1.2% | 1.2% | 1.2% | 1.2% | 1.2% | 1.2% | 1.2% | 1.2% | 1.2% | 1.2% | 1.2% | 1.2%
| Calculated Interest Rate Real - Moderate |  |  |  | 1.2% | 1.2% | 1.2% | 1.2% | 1.2% | 1.2% | 1.2% | 1.2% | 1.2% | 1.2% | 1.2% | 1.2% | 1.2% | 1.2% | 1.2% | 1.2% | 1.2% | 1.2% | 1.2% | 1.2% | 1.2% | 1.2% | 1.2% | 1.2% | 1.2% | 1.2% | 1.2% | 1.2% | 1.2% | 1.2%
| Calculated Interest Rate Real - Conservative |  |  |  | 1.2% | 1.2% | 1.2% | 1.2% | 1.2% | 1.2% | 1.2% | 1.2% | 1.2% | 1.2% | 1.2% | 1.2% | 1.2% | 1.2% | 1.2% | 1.2% | 1.2% | 1.2% | 1.2% | 1.2% | 1.2% | 1.2% | 1.2% | 1.2% | 1.2% | 1.2% | 1.2% | 1.2% | 1.2% | 1.2%
| Interest During Construction - Nominal |  |  |  | 3.73% | 3.73% | 3.73% | 3.73% | 3.73% | 3.73% | 3.73% | 3.73% | 3.73% | 3.73% | 3.73% | 3.73% | 3.73% | 3.73% | 3.73% | 3.73% | 3.73% | 3.73% | 3.73% | 3.73% | 3.73% | 3.73% | 3.73% | 3.73% | 3.73% | 3.73% | 3.73% | 3.73% | 3.73% | 3.73%
| Rate of Return on Equity Nominal - Advanced |  |  |  | 9.03% | 9.03% | 9.03% | 9.03% | 9.03% | 9.03% | 9.03% | 9.03% | 9.03% | 9.03% | 9.03% | 9.03% | 9.03% | 9.03% | 9.03% | 9.03% | 9.03% | 9.03% | 9.03% | 9.03% | 9.03% | 9.03% | 9.03% | 9.03% | 9.03% | 9.03% | 9.03% | 9.03% | 9.03% | 9.03%
| Rate of Return on Equity Nominal - Moderate |  |  |  | 9.03% | 9.03% | 9.03% | 9.03% | 9.03% | 9.03% | 9.03% | 9.03% | 9.03% | 9.03% | 9.03% | 9.03% | 9.03% | 9.03% | 9.03% | 9.03% | 9.03% | 9.03% | 9.03% | 9.03% | 9.03% | 9.03% | 9.03% | 9.03% | 9.03% | 9.03% | 9.03% | 9.03% | 9.03% | 9.03%
| Rate of Return on Equity Nominal - Conservative |  |  |  | 9.03% | 9.03% | 9.03% | 9.03% | 9.03% | 9.03% | 9.03% | 9.03% | 9.03% | 9.03% | 9.03% | 9.03% | 9.03% | 9.03% | 9.03% | 9.03% | 9.03% | 9.03% | 9.03% | 9.03% | 9.03% | 9.03% | 9.03% | 9.03% | 9.03% | 9.03% | 9.03% | 9.03% | 9.03% | 9.03%
| Calculated Rate of Return on Equity Real - Advanced |  |  |  | 6.371% | 6.371% | 6.371% | 6.371% | 6.371% | 6.371% | 6.371% | 6.371% | 6.371% | 6.371% | 6.371% | 6.371% | 6.371% | 6.371% | 6.371% | 6.371% | 6.371% | 6.371% | 6.371% | 6.371% | 6.371% | 6.371% | 6.371% | 6.371% | 6.371% | 6.371% | 6.371% | 6.371% | 6.371% | 6.371%
| Calculated Rate of Return on Equity Real - Moderate |  |  |  | 6.371% | 6.371% | 6.371% | 6.371% | 6.371% | 6.371% | 6.371% | 6.371% | 6.371% | 6.371% | 6.371% | 6.371% | 6.371% | 6.371% | 6.371% | 6.371% | 6.371% | 6.371% | 6.371% | 6.371% | 6.371% | 6.371% | 6.371% | 6.371% | 6.371% | 6.371% | 6.371% | 6.371% | 6.371% | 6.371%
| Calculated Rate of Return on Equity Real - Conservative |  |  |  | 6.371% | 6.371% | 6.371% | 6.371% | 6.371% | 6.371% | 6.371% | 6.371% | 6.371% | 6.371% | 6.371% | 6.371% | 6.371% | 6.371% | 6.371% | 6.371% | 6.371% | 6.371% | 6.371% | 6.371% | 6.371% | 6.371% | 6.371% | 6.371% | 6.371% | 6.371% | 6.371% | 6.371% | 6.371% | 6.371%
| Debt Fraction - Advanced |  |  |  | 60% | 60% | 60% | 60% | 60% | 60% | 60% | 60% | 60% | 60% | 60% | 60% | 60% | 60% | 60% | 60% | 60% | 60% | 60% | 60% | 60% | 60% | 60% | 60% | 60% | 60% | 60% | 60% | 60% | 60%
| Debt Fraction - Moderate |  |  |  | 60% | 60% | 60% | 60% | 60% | 60% | 60% | 60% | 60% | 60% | 60% | 60% | 60% | 60% | 60% | 60% | 60% | 60% | 60% | 60% | 60% | 60% | 60% | 60% | 60% | 60% | 60% | 60% | 60% | 60%
| Debt Fraction - Conservative |  |  |  | 60% | 60% | 60% | 60% | 60% | 60% | 60% | 60% | 60% | 60% | 60% | 60% | 60% | 60% | 60% | 60% | 60% | 60% | 60% | 60% | 60% | 60% | 60% | 60% | 60% | 60% | 60% | 60% | 60% | 60%
| Tax Rate (Federal and State) |  |  |  | 25.74% | 25.74% | 25.74% | 25.74% | 25.74% | 25.74% | 25.74% | 25.74% | 25.74% | 25.74% | 25.74% | 25.74% | 25.74% | 25.74% | 25.74% | 25.74% | 25.74% | 25.74% | 25.74% | 25.74% | 25.74% | 25.74% | 25.74% | 25.74% | 25.74% | 25.74% | 25.74% | 25.74% | 25.74% | 25.74%
| WACC Nominal - Advanced |  |  |  | 5.274% | 5.274% | 5.274% | 5.274% | 5.274% | 5.274% | 5.274% | 5.274% | 5.274% | 5.274% | 5.274% | 5.274% | 5.274% | 5.274% | 5.274% | 5.274% | 5.274% | 5.274% | 5.274% | 5.274% | 5.274% | 5.274% | 5.274% | 5.274% | 5.274% | 5.274% | 5.274% | 5.274% | 5.274% | 5.274%
| WACC Nominal - Moderate |  |  |  | 5.274% | 5.274% | 5.274% | 5.274% | 5.274% | 5.274% | 5.274% | 5.274% | 5.274% | 5.274% | 5.274% | 5.274% | 5.274% | 5.274% | 5.274% | 5.274% | 5.274% | 5.274% | 5.274% | 5.274% | 5.274% | 5.274% | 5.274% | 5.274% | 5.274% | 5.274% | 5.274% | 5.274% | 5.274% | 5.274%
| WACC Nominal - Conservative |  |  |  | 5.274% | 5.274% | 5.274% | 5.274% | 5.274% | 5.274% | 5.274% | 5.274% | 5.274% | 5.274% | 5.274% | 5.274% | 5.274% | 5.274% | 5.274% | 5.274% | 5.274% | 5.274% | 5.274% | 5.274% | 5.274% | 5.274% | 5.274% | 5.274% | 5.274% | 5.274% | 5.274% | 5.274% | 5.274% | 5.274%
| WACC Real - Advanced |  |  |  | 2.706% | 2.706% | 2.706% | 2.706% | 2.706% | 2.706% | 2.706% | 2.706% | 2.706% | 2.706% | 2.706% | 2.706% | 2.706% | 2.706% | 2.706% | 2.706% | 2.706% | 2.706% | 2.706% | 2.706% | 2.706% | 2.706% | 2.706% | 2.706% | 2.706% | 2.706% | 2.706% | 2.706% | 2.706% | 2.706%
| WACC Real - Moderate |  |  |  | 2.706% | 2.706% | 2.706% | 2.706% | 2.706% | 2.706% | 2.706% | 2.706% | 2.706% | 2.706% | 2.706% | 2.706% | 2.706% | 2.706% | 2.706% | 2.706% | 2.706% | 2.706% | 2.706% | 2.706% | 2.706% | 2.706% | 2.706% | 2.706% | 2.706% | 2.706% | 2.706% | 2.706% | 2.706% | 2.706%
| WACC Real - Conservative |  |  |  | 2.706% | 2.706% | 2.706% | 2.706% | 2.706% | 2.706% | 2.706% | 2.706% | 2.706% | 2.706% | 2.706% | 2.706% | 2.706% | 2.706% | 2.706% | 2.706% | 2.706% | 2.706% | 2.706% | 2.706% | 2.706% | 2.706% | 2.706% | 2.706% | 2.706% | 2.706% | 2.706% | 2.706% | 2.706% | 2.706%
Land-Based Wind R&D |  |  |  |  | 2021 | 2022 | 2023 | 2024 | 2025 | 2026 | 2027 | 2028 | 2029 | 2030 | 2031 | 2032 | 2033 | 2034 | 2035 | 2036 | 2037 | 2038 | 2039 | 2040 | 2041 | 2042 | 2043 | 2044 | 2045 | 2046 | 2047 | 2048 | 2049 | 2050
| Inflation Rate |  |  |  | 2.5% | 2.5% | 2.5% | 2.5% | 2.5% | 2.5% | 2.5% | 2.5% | 2.5% | 2.5% | 2.5% | 2.5% | 2.5% | 2.5% | 2.5% | 2.5% | 2.5% | 2.5% | 2.5% | 2.5% | 2.5% | 2.5% | 2.5% | 2.5% | 2.5% | 2.5% | 2.5% | 2.5% | 2.5% | 2.5%
Interest Rate Nominal - Advanced | bar: 2021 to 2050
Interest Rate Nominal - Moderate | bar: 2021 to 2050
Interest Rate Nominal - Conservative | bar: 2021 to 2050
| Calculated Interest Rate Real - Advanced |  |  |  | 4.39% | 4.39% | 4.39% | 4.39% | 4.39% | 4.39% | 4.39% | 4.39% | 4.39% | 4.39% | 4.39% | 4.39% | 4.39% | 4.39% | 4.39% | 4.39% | 4.39% | 4.39% | 4.39% | 4.39% | 4.39% | 4.39% | 4.39% | 4.39% | 4.39% | 4.39% | 4.39% | 4.39% | 4.39% | 4.39%
| Calculated Interest Rate Real - Moderate |  |  |  | 4.39% | 4.39% | 4.39% | 4.39% | 4.39% | 4.39% | 4.39% | 4.39% | 4.39% | 4.39% | 4.39% | 4.39% | 4.39% | 4.39% | 4.39% | 4.39% | 4.39% | 4.39% | 4.39% | 4.39% | 4.39% | 4.39% | 4.39% | 4.39% | 4.39% | 4.39% | 4.39% | 4.39% | 4.39% | 4.39%
| Calculated Interest Rate Real - Conservative |  |  |  | 4.39% | 4.39% | 4.39% | 4.39% | 4.39% | 4.39% | 4.39% | 4.39% | 4.39% | 4.39% | 4.39% | 4.39% | 4.39% | 4.39% | 4.39% | 4.39% | 4.39% | 4.39% | 4.39% | 4.39% | 4.39% | 4.39% | 4.39% | 4.39% | 4.39% | 4.39% | 4.39% | 4.39% | 4.39% | 4.39%
| Interest During Construction - Nominal |  |  |  | 6.5% | 6.5% | 6.5% | 6.5% | 6.5% | 6.5% | 6.5% | 6.5% | 6.5% | 6.5% | 6.5% | 6.5% | 6.5% | 6.5% | 6.5% | 6.5% | 6.5% | 6.5% | 6.5% | 6.5% | 6.5% | 6.5% | 6.5% | 6.5% | 6.5% | 6.5% | 6.5% | 6.5% | 6.5% | 6.5%
| Rate of Return on Equity Nominal - Advanced |  |  |  | 10% | 10% | 10% | 10% | 10% | 10% | 10% | 10% | 10% | 10% | 10% | 10% | 10% | 10% | 10% | 10% | 10% | 10% | 10% | 10% | 10% | 10% | 10% | 10% | 10% | 10% | 10% | 10% | 10% | 10%
| Rate of Return on Equity Nominal - Moderate |  |  |  | 10% | 10% | 10% | 10% | 10% | 10% | 10% | 10% | 10% | 10% | 10% | 10% | 10% | 10% | 10% | 10% | 10% | 10% | 10% | 10% | 10% | 10% | 10% | 10% | 10% | 10% | 10% | 10% | 10% | 10%
| Rate of Return on Equity Nominal - Conservative |  |  |  | 10% | 10% | 10% | 10% | 10% | 10% | 10% | 10% | 10% | 10% | 10% | 10% | 10% | 10% | 10% | 10% | 10% | 10% | 10% | 10% | 10% | 10% | 10% | 10% | 10% | 10% | 10% | 10% | 10% | 10%
| Calculated Rate of Return on Equity Real - Advanced |  |  |  | 7.317% | 7.317% | 7.317% | 7.317% | 7.317% | 7.317% | 7.317% | 7.317% | 7.317% | 7.317% | 7.317% | 7.317% | 7.317% | 7.317% | 7.317% | 7.317% | 7.317% | 7.317% | 7.317% | 7.317% | 7.317% | 7.317% | 7.317% | 7.317% | 7.317% | 7.317% | 7.317% | 7.317% | 7.317% | 7.317%
| Calculated Rate of Return on Equity Real - Moderate |  |  |  | 7.317% | 7.317% | 7.317% | 7.317% | 7.317% | 7.317% | 7.317% | 7.317% | 7.317% | 7.317% | 7.317% | 7.317% | 7.317% | 7.317% | 7.317% | 7.317% | 7.317% | 7.317% | 7.317% | 7.317% | 7.317% | 7.317% | 7.317% | 7.317% | 7.317% | 7.317% | 7.317% | 7.317% | 7.317% | 7.317%
| Calculated Rate of Return on Equity Real - Conservative |  |  |  | 7.317% | 7.317% | 7.317% | 7.317% | 7.317% | 7.317% | 7.317% | 7.317% | 7.317% | 7.317% | 7.317% | 7.317% | 7.317% | 7.317% | 7.317% | 7.317% | 7.317% | 7.317% | 7.317% | 7.317% | 7.317% | 7.317% | 7.317% | 7.317% | 7.317% | 7.317% | 7.317% | 7.317% | 7.317% | 7.317%
| Debt Fraction - Advanced |  |  |  | 71.53% | 71.53% | 71.53% | 71.53% | 71.53% | 71.53% | 71.53% | 71.53% | 71.53% | 71.53% | 71.53% | 71.53% | 71.53% | 71.53% | 71.53% | 71.53% | 71.53% | 71.53% | 71.53% | 71.53% | 71.53% | 71.53% | 71.53% | 71.53% | 71.53% | 71.53% | 71.53% | 71.53% | 71.53% | 71.53%
| Debt Fraction - Moderate |  |  |  | 71.53% | 71.53% | 71.53% | 71.53% | 71.53% | 71.53% | 71.53% | 71.53% | 71.53% | 71.53% | 71.53% | 71.53% | 71.53% | 71.53% | 71.53% | 71.53% | 71.53% | 71.53% | 71.53% | 71.53% | 71.53% | 71.53% | 71.53% | 71.53% | 71.53% | 71.53% | 71.53% | 71.53% | 71.53% | 71.53%
| Debt Fraction - Conservative |  |  |  | 71.53% | 71.53% | 71.53% | 71.53% | 71.53% | 71.53% | 71.53% | 71.53% | 71.53% | 71.53% | 71.53% | 71.53% | 71.53% | 71.53% | 71.53% | 71.53% | 71.53% | 71.53% | 71.53% | 71.53% | 71.53% | 71.53% | 71.53% | 71.53% | 71.53% | 71.53% | 71.53% | 71.53% | 71.53% | 71.53%
| Tax Rate (Federal and State) |  |  |  | 25.74% | 25.74% | 25.74% | 25.74% | 25.74% | 25.74% | 25.74% | 25.74% | 25.74% | 25.74% | 25.74% | 25.74% | 25.74% | 25.74% | 25.74% | 25.74% | 25.74% | 25.74% | 25.74% | 25.74% | 25.74% | 25.74% | 25.74% | 25.74% | 25.74% | 25.74% | 25.74% | 25.74% | 25.74% | 25.74%
| WACC Nominal - Advanced |  |  |  | 6.565% | 6.565% | 6.565% | 6.565% | 6.565% | 6.565% | 6.565% | 6.565% | 6.565% | 6.565% | 6.565% | 6.565% | 6.565% | 6.565% | 6.565% | 6.565% | 6.565% | 6.565% | 6.565% | 6.565% | 6.565% | 6.565% | 6.565% | 6.565% | 6.565% | 6.565% | 6.565% | 6.565% | 6.565% | 6.565%
| WACC Nominal - Moderate |  |  |  | 6.565% | 6.565% | 6.565% | 6.565% | 6.565% | 6.565% | 6.565% | 6.565% | 6.565% | 6.565% | 6.565% | 6.565% | 6.565% | 6.565% | 6.565% | 6.565% | 6.565% | 6.565% | 6.565% | 6.565% | 6.565% | 6.565% | 6.565% | 6.565% | 6.565% | 6.565% | 6.565% | 6.565% | 6.565% | 6.565%
| WACC Nominal - Conservative |  |  |  | 6.565% | 6.565% | 6.565% | 6.565% | 6.565% | 6.565% | 6.565% | 6.565% | 6.565% | 6.565% | 6.565% | 6.565% | 6.565% | 6.565% | 6.565% | 6.565% | 6.565% | 6.565% | 6.565% | 6.565% | 6.565% | 6.565% | 6.565% | 6.565% | 6.565% | 6.565% | 6.565% | 6.565% | 6.565% | 6.565%
| WACC Real - Advanced |  |  |  | 3.966% | 3.966% | 3.966% | 3.966% | 3.966% | 3.966% | 3.966% | 3.966% | 3.966% | 3.966% | 3.966% | 3.966% | 3.966% | 3.966% | 3.966% | 3.966% | 3.966% | 3.966% | 3.966% | 3.966% | 3.966% | 3.966% | 3.966% | 3.966% | 3.966% | 3.966% | 3.966% | 3.966% | 3.966% | 3.966%
| WACC Real - Moderate |  |  |  | 3.966% | 3.966% | 3.966% | 3.966% | 3.966% | 3.966% | 3.966% | 3.966% | 3.966% | 3.966% | 3.966% | 3.966% | 3.966% | 3.966% | 3.966% | 3.966% | 3.966% | 3.966% | 3.966% | 3.966% | 3.966% | 3.966% | 3.966% | 3.966% | 3.966% | 3.966% | 3.966% | 3.966% | 3.966% | 3.966%
| WACC Real - Conservative |  |  |  | 3.966% | 3.966% | 3.966% | 3.966% | 3.966% | 3.966% | 3.966% | 3.966% | 3.966% | 3.966% | 3.966% | 3.966% | 3.966% | 3.966% | 3.966% | 3.966% | 3.966% | 3.966% | 3.966% | 3.966% | 3.966% | 3.966% | 3.966% | 3.966% | 3.966% | 3.966% | 3.966% | 3.966% | 3.966% | 3.966%
Offshore Wind R&D |  |  |  |  | 2021 | 2022 | 2023 | 2024 | 2025 | 2026 | 2027 | 2028 | 2029 | 2030 | 2031 | 2032 | 2033 | 2034 | 2035 | 2036 | 2037 | 2038 | 2039 | 2040 | 2041 | 2042 | 2043 | 2044 | 2045 | 2046 | 2047 | 2048 | 2049 | 2050
| Inflation Rate |  |  |  | 2.5% | 2.5% | 2.5% | 2.5% | 2.5% | 2.5% | 2.5% | 2.5% | 2.5% | 2.5% | 2.5% | 2.5% | 2.5% | 2.5% | 2.5% | 2.5% | 2.5% | 2.5% | 2.5% | 2.5% | 2.5% | 2.5% | 2.5% | 2.5% | 2.5% | 2.5% | 2.5% | 2.5% | 2.5% | 2.5%
Interest Rate Nominal - Advanced | bar: 2021 to 2050
Interest Rate Nominal - Moderate | bar: 2021 to 2050
Interest Rate Nominal - Conservative | bar: 2021 to 2050
| Calculated Interest Rate Real - Advanced |  |  |  | 4.39% | 4.39% | 4.39% | 4.39% | 4.39% | 4.39% | 4.39% | 4.39% | 4.39% | 4.39% | 4.39% | 4.39% | 4.39% | 4.39% | 4.39% | 4.39% | 4.39% | 4.39% | 4.39% | 4.39% | 4.39% | 4.39% | 4.39% | 4.39% | 4.39% | 4.39% | 4.39% | 4.39% | 4.39% | 4.39%
| Calculated Interest Rate Real - Moderate |  |  |  | 4.39% | 4.39% | 4.39% | 4.39% | 4.39% | 4.39% | 4.39% | 4.39% | 4.39% | 4.39% | 4.39% | 4.39% | 4.39% | 4.39% | 4.39% | 4.39% | 4.39% | 4.39% | 4.39% | 4.39% | 4.39% | 4.39% | 4.39% | 4.39% | 4.39% | 4.39% | 4.39% | 4.39% | 4.39% | 4.39%
| Calculated Interest Rate Real - Conservative |  |  |  | 4.39% | 4.39% | 4.39% | 4.39% | 4.39% | 4.39% | 4.39% | 4.39% | 4.39% | 4.39% | 4.39% | 4.39% | 4.39% | 4.39% | 4.39% | 4.39% | 4.39% | 4.39% | 4.39% | 4.39% | 4.39% | 4.39% | 4.39% | 4.39% | 4.39% | 4.39% | 4.39% | 4.39% | 4.39% | 4.39%
Interest During Construction - Nominal | bar: 2021 to 2050
| Rate of Return on Equity Nominal - Advanced |  |  |  | 11% | 11% | 11% | 11% | 11% | 11% | 11% | 11% | 11% | 11% | 11% | 11% | 11% | 11% | 11% | 11% | 11% | 11% | 11% | 11% | 11% | 11% | 11% | 11% | 11% | 11% | 11% | 11% | 11% | 11%
| Rate of Return on Equity Nominal - Moderate |  |  |  | 11% | 11% | 11% | 11% | 11% | 11% | 11% | 11% | 11% | 11% | 11% | 11% | 11% | 11% | 11% | 11% | 11% | 11% | 11% | 11% | 11% | 11% | 11% | 11% | 11% | 11% | 11% | 11% | 11% | 11%
| Rate of Return on Equity Nominal - Conservative |  |  |  | 11% | 11% | 11% | 11% | 11% | 11% | 11% | 11% | 11% | 11% | 11% | 11% | 11% | 11% | 11% | 11% | 11% | 11% | 11% | 11% | 11% | 11% | 11% | 11% | 11% | 11% | 11% | 11% | 11% | 11%
| Calculated Rate of Return on Equity Real - Advanced |  |  |  | 8.293% | 8.293% | 8.293% | 8.293% | 8.293% | 8.293% | 8.293% | 8.293% | 8.293% | 8.293% | 8.293% | 8.293% | 8.293% | 8.293% | 8.293% | 8.293% | 8.293% | 8.293% | 8.293% | 8.293% | 8.293% | 8.293% | 8.293% | 8.293% | 8.293% | 8.293% | 8.293% | 8.293% | 8.293% | 8.293%
| Calculated Rate of Return on Equity Real - Moderate |  |  |  | 8.293% | 8.293% | 8.293% | 8.293% | 8.293% | 8.293% | 8.293% | 8.293% | 8.293% | 8.293% | 8.293% | 8.293% | 8.293% | 8.293% | 8.293% | 8.293% | 8.293% | 8.293% | 8.293% | 8.293% | 8.293% | 8.293% | 8.293% | 8.293% | 8.293% | 8.293% | 8.293% | 8.293% | 8.293% | 8.293%
| Calculated Rate of Return on Equity Real - Conservative |  |  |  | 8.293% | 8.293% | 8.293% | 8.293% | 8.293% | 8.293% | 8.293% | 8.293% | 8.293% | 8.293% | 8.293% | 8.293% | 8.293% | 8.293% | 8.293% | 8.293% | 8.293% | 8.293% | 8.293% | 8.293% | 8.293% | 8.293% | 8.293% | 8.293% | 8.293% | 8.293% | 8.293% | 8.293% | 8.293% | 8.293%
| Debt Fraction - Advanced |  |  |  | 72.29% | 72.29% | 72.29% | 72.29% | 72.29% | 72.29% | 72.29% | 72.29% | 72.29% | 72.29% | 72.29% | 72.29% | 72.29% | 72.29% | 72.29% | 72.29% | 72.29% | 72.29% | 72.29% | 72.29% | 72.29% | 72.29% | 72.29% | 72.29% | 72.29% | 72.29% | 72.29% | 72.29% | 72.29% | 72.29%
| Debt Fraction - Moderate |  |  |  | 72.29% | 72.29% | 72.29% | 72.29% | 72.29% | 72.29% | 72.29% | 72.29% | 72.29% | 72.29% | 72.29% | 72.29% | 72.29% | 72.29% | 72.29% | 72.29% | 72.29% | 72.29% | 72.29% | 72.29% | 72.29% | 72.29% | 72.29% | 72.29% | 72.29% | 72.29% | 72.29% | 72.29% | 72.29% | 72.29%
| Debt Fraction - Conservative |  |  |  | 72.29% | 72.29% | 72.29% | 72.29% | 72.29% | 72.29% | 72.29% | 72.29% | 72.29% | 72.29% | 72.29% | 72.29% | 72.29% | 72.29% | 72.29% | 72.29% | 72.29% | 72.29% | 72.29% | 72.29% | 72.29% | 72.29% | 72.29% | 72.29% | 72.29% | 72.29% | 72.29% | 72.29% | 72.29% | 72.29%
| Tax Rate (Federal and State) |  |  |  | 25.74% | 25.74% | 25.74% | 25.74% | 25.74% | 25.74% | 25.74% | 25.74% | 25.74% | 25.74% | 25.74% | 25.74% | 25.74% | 25.74% | 25.74% | 25.74% | 25.74% | 25.74% | 25.74% | 25.74% | 25.74% | 25.74% | 25.74% | 25.74% | 25.74% | 25.74% | 25.74% | 25.74% | 25.74% | 25.74%
| WACC Nominal - Advanced |  |  |  | 6.806% | 6.806% | 6.806% | 6.806% | 6.806% | 6.806% | 6.806% | 6.806% | 6.806% | 6.806% | 6.806% | 6.806% | 6.806% | 6.806% | 6.806% | 6.806% | 6.806% | 6.806% | 6.806% | 6.806% | 6.806% | 6.806% | 6.806% | 6.806% | 6.806% | 6.806% | 6.806% | 6.806% | 6.806% | 6.806%
| WACC Nominal - Moderate |  |  |  | 6.806% | 6.806% | 6.806% | 6.806% | 6.806% | 6.806% | 6.806% | 6.806% | 6.806% | 6.806% | 6.806% | 6.806% | 6.806% | 6.806% | 6.806% | 6.806% | 6.806% | 6.806% | 6.806% | 6.806% | 6.806% | 6.806% | 6.806% | 6.806% | 6.806% | 6.806% | 6.806% | 6.806% | 6.806% | 6.806%
| WACC Nominal - Conservative |  |  |  | 6.806% | 6.806% | 6.806% | 6.806% | 6.806% | 6.806% | 6.806% | 6.806% | 6.806% | 6.806% | 6.806% | 6.806% | 6.806% | 6.806% | 6.806% | 6.806% | 6.806% | 6.806% | 6.806% | 6.806% | 6.806% | 6.806% | 6.806% | 6.806% | 6.806% | 6.806% | 6.806% | 6.806% | 6.806% | 6.806%
| WACC Real - Advanced |  |  |  | 4.201% | 4.201% | 4.201% | 4.201% | 4.201% | 4.201% | 4.201% | 4.201% | 4.201% | 4.201% | 4.201% | 4.201% | 4.201% | 4.201% | 4.201% | 4.201% | 4.201% | 4.201% | 4.201% | 4.201% | 4.201% | 4.201% | 4.201% | 4.201% | 4.201% | 4.201% | 4.201% | 4.201% | 4.201% | 4.201%
| WACC Real - Moderate |  |  |  | 4.201% | 4.201% | 4.201% | 4.201% | 4.201% | 4.201% | 4.201% | 4.201% | 4.201% | 4.201% | 4.201% | 4.201% | 4.201% | 4.201% | 4.201% | 4.201% | 4.201% | 4.201% | 4.201% | 4.201% | 4.201% | 4.201% | 4.201% | 4.201% | 4.201% | 4.201% | 4.201% | 4.201% | 4.201% | 4.201%
| WACC Real - Conservative |  |  |  | 4.201% | 4.201% | 4.201% | 4.201% | 4.201% | 4.201% | 4.201% | 4.201% | 4.201% | 4.201% | 4.201% | 4.201% | 4.201% | 4.201% | 4.201% | 4.201% | 4.201% | 4.201% | 4.201% | 4.201% | 4.201% | 4.201% | 4.201% | 4.201% | 4.201% | 4.201% | 4.201% | 4.201% | 4.201% | 4.201%
Distributed Wind R&D |  |  |  |  | 2021 | 2022 | 2023 | 2024 | 2025 | 2026 | 2027 | 2028 | 2029 | 2030 | 2031 | 2032 | 2033 | 2034 | 2035 | 2036 | 2037 | 2038 | 2039 | 2040 | 2041 | 2042 | 2043 | 2044 | 2045 | 2046 | 2047 | 2048 | 2049 | 2050
| Inflation Rate |  |  |  | 2.5% | 2.5% | 2.5% | 2.5% | 2.5% | 2.5% | 2.5% | 2.5% | 2.5% | 2.5% | 2.5% | 2.5% | 2.5% | 2.5% | 2.5% | 2.5% | 2.5% | 2.5% | 2.5% | 2.5% | 2.5% | 2.5% | 2.5% | 2.5% | 2.5% | 2.5% | 2.5% | 2.5% | 2.5% | 2.5%
Interest Rate Nominal - Advanced | bar: 2021 to 2050
Interest Rate Nominal - Moderate | bar: 2021 to 2050
Interest Rate Nominal - Conservative | bar: 2021 to 2050
| Calculated Interest Rate Real - Advanced |  |  |  | 4.39% | 4.39% | 4.39% | 4.39% | 4.39% | 4.39% | 4.39% | 4.39% | 4.39% | 4.39% | 4.39% | 4.39% | 4.39% | 4.39% | 4.39% | 4.39% | 4.39% | 4.39% | 4.39% | 4.39% | 4.39% | 4.39% | 4.39% | 4.39% | 4.39% | 4.39% | 4.39% | 4.39% | 4.39% | 4.39%
| Calculated Interest Rate Real - Moderate |  |  |  | 4.39% | 4.39% | 4.39% | 4.39% | 4.39% | 4.39% | 4.39% | 4.39% | 4.39% | 4.39% | 4.39% | 4.39% | 4.39% | 4.39% | 4.39% | 4.39% | 4.39% | 4.39% | 4.39% | 4.39% | 4.39% | 4.39% | 4.39% | 4.39% | 4.39% | 4.39% | 4.39% | 4.39% | 4.39% | 4.39%
| Calculated Interest Rate Real - Conservative |  |  |  | 4.39% | 4.39% | 4.39% | 4.39% | 4.39% | 4.39% | 4.39% | 4.39% | 4.39% | 4.39% | 4.39% | 4.39% | 4.39% | 4.39% | 4.39% | 4.39% | 4.39% | 4.39% | 4.39% | 4.39% | 4.39% | 4.39% | 4.39% | 4.39% | 4.39% | 4.39% | 4.39% | 4.39% | 4.39% | 4.39%
| Interest During Construction - Nominal |  |  |  | 6.5% | 6.5% | 6.5% | 6.5% | 6.5% | 6.5% | 6.5% | 6.5% | 6.5% | 6.5% | 6.5% | 6.5% | 6.5% | 6.5% | 6.5% | 6.5% | 6.5% | 6.5% | 6.5% | 6.5% | 6.5% | 6.5% | 6.5% | 6.5% | 6.5% | 6.5% | 6.5% | 6.5% | 6.5% | 6.5%
| Rate of Return on Equity Nominal - Advanced |  |  |  | 10% | 10% | 10% | 10% | 10% | 10% | 10% | 10% | 10% | 10% | 10% | 10% | 10% | 10% | 10% | 10% | 10% | 10% | 10% | 10% | 10% | 10% | 10% | 10% | 10% | 10% | 10% | 10% | 10% | 10%
| Rate of Return on Equity Nominal - Moderate |  |  |  | 10% | 10% | 10% | 10% | 10% | 10% | 10% | 10% | 10% | 10% | 10% | 10% | 10% | 10% | 10% | 10% | 10% | 10% | 10% | 10% | 10% | 10% | 10% | 10% | 10% | 10% | 10% | 10% | 10% | 10%
| Rate of Return on Equity Nominal - Conservative |  |  |  | 10% | 10% | 10% | 10% | 10% | 10% | 10% | 10% | 10% | 10% | 10% | 10% | 10% | 10% | 10% | 10% | 10% | 10% | 10% | 10% | 10% | 10% | 10% | 10% | 10% | 10% | 10% | 10% | 10% | 10%
| Calculated Rate of Return on Equity Real - Advanced |  |  |  | 7.317% | 7.317% | 7.317% | 7.317% | 7.317% | 7.317% | 7.317% | 7.317% | 7.317% | 7.317% | 7.317% | 7.317% | 7.317% | 7.317% | 7.317% | 7.317% | 7.317% | 7.317% | 7.317% | 7.317% | 7.317% | 7.317% | 7.317% | 7.317% | 7.317% | 7.317% | 7.317% | 7.317% | 7.317% | 7.317%
| Calculated Rate of Return on Equity Real - Moderate |  |  |  | 7.317% | 7.317% | 7.317% | 7.317% | 7.317% | 7.317% | 7.317% | 7.317% | 7.317% | 7.317% | 7.317% | 7.317% | 7.317% | 7.317% | 7.317% | 7.317% | 7.317% | 7.317% | 7.317% | 7.317% | 7.317% | 7.317% | 7.317% | 7.317% | 7.317% | 7.317% | 7.317% | 7.317% | 7.317% | 7.317%
| Calculated Rate of Return on Equity Real - Conservative |  |  |  | 7.317% | 7.317% | 7.317% | 7.317% | 7.317% | 7.317% | 7.317% | 7.317% | 7.317% | 7.317% | 7.317% | 7.317% | 7.317% | 7.317% | 7.317% | 7.317% | 7.317% | 7.317% | 7.317% | 7.317% | 7.317% | 7.317% | 7.317% | 7.317% | 7.317% | 7.317% | 7.317% | 7.317% | 7.317% | 7.317%
| Debt Fraction - Advanced |  |  |  | 71.51% | 71.51% | 71.51% | 71.51% | 71.51% | 71.51% | 71.51% | 71.51% | 71.51% | 71.51% | 71.51% | 71.51% | 71.51% | 71.51% | 71.51% | 71.51% | 71.51% | 71.51% | 71.51% | 71.51% | 71.51% | 71.51% | 71.51% | 71.51% | 71.51% | 71.51% | 71.51% | 71.51% | 71.51% | 71.51%
| Debt Fraction - Moderate |  |  |  | 71.51% | 71.51% | 71.51% | 71.51% | 71.51% | 71.51% | 71.51% | 71.51% | 71.51% | 71.51% | 71.51% | 71.51% | 71.51% | 71.51% | 71.51% | 71.51% | 71.51% | 71.51% | 71.51% | 71.51% | 71.51% | 71.51% | 71.51% | 71.51% | 71.51% | 71.51% | 71.51% | 71.51% | 71.51% | 71.51%
| Debt Fraction - Conservative |  |  |  | 71.51% | 71.51% | 71.51% | 71.51% | 71.51% | 71.51% | 71.51% | 71.51% | 71.51% | 71.51% | 71.51% | 71.51% | 71.51% | 71.51% | 71.51% | 71.51% | 71.51% | 71.51% | 71.51% | 71.51% | 71.51% | 71.51% | 71.51% | 71.51% | 71.51% | 71.51% | 71.51% | 71.51% | 71.51% | 71.51%
| Tax Rate (Federal and State) |  |  |  | 25.74% | 25.74% | 25.74% | 25.74% | 25.74% | 25.74% | 25.74% | 25.74% | 25.74% | 25.74% | 25.74% | 25.74% | 25.74% | 25.74% | 25.74% | 25.74% | 25.74% | 25.74% | 25.74% | 25.74% | 25.74% | 25.74% | 25.74% | 25.74% | 25.74% | 25.74% | 25.74% | 25.74% | 25.74% | 25.74%
| WACC Nominal - Advanced |  |  |  | 6.566% | 6.566% | 6.566% | 6.566% | 6.566% | 6.566% | 6.566% | 6.566% | 6.566% | 6.566% | 6.566% | 6.566% | 6.566% | 6.566% | 6.566% | 6.566% | 6.566% | 6.566% | 6.566% | 6.566% | 6.566% | 6.566% | 6.566% | 6.566% | 6.566% | 6.566% | 6.566% | 6.566% | 6.566% | 6.566%
| WACC Nominal - Moderate |  |  |  | 6.566% | 6.566% | 6.566% | 6.566% | 6.566% | 6.566% | 6.566% | 6.566% | 6.566% | 6.566% | 6.566% | 6.566% | 6.566% | 6.566% | 6.566% | 6.566% | 6.566% | 6.566% | 6.566% | 6.566% | 6.566% | 6.566% | 6.566% | 6.566% | 6.566% | 6.566% | 6.566% | 6.566% | 6.566% | 6.566%
| WACC Nominal - Conservative |  |  |  | 6.566% | 6.566% | 6.566% | 6.566% | 6.566% | 6.566% | 6.566% | 6.566% | 6.566% | 6.566% | 6.566% | 6.566% | 6.566% | 6.566% | 6.566% | 6.566% | 6.566% | 6.566% | 6.566% | 6.566% | 6.566% | 6.566% | 6.566% | 6.566% | 6.566% | 6.566% | 6.566% | 6.566% | 6.566% | 6.566%
| WACC Real - Advanced |  |  |  | 3.967% | 3.967% | 3.967% | 3.967% | 3.967% | 3.967% | 3.967% | 3.967% | 3.967% | 3.967% | 3.967% | 3.967% | 3.967% | 3.967% | 3.967% | 3.967% | 3.967% | 3.967% | 3.967% | 3.967% | 3.967% | 3.967% | 3.967% | 3.967% | 3.967% | 3.967% | 3.967% | 3.967% | 3.967% | 3.967%
| WACC Real - Moderate |  |  |  | 3.967% | 3.967% | 3.967% | 3.967% | 3.967% | 3.967% | 3.967% | 3.967% | 3.967% | 3.967% | 3.967% | 3.967% | 3.967% | 3.967% | 3.967% | 3.967% | 3.967% | 3.967% | 3.967% | 3.967% | 3.967% | 3.967% | 3.967% | 3.967% | 3.967% | 3.967% | 3.967% | 3.967% | 3.967% | 3.967%
| WACC Real - Conservative |  |  |  | 3.967% | 3.967% | 3.967% | 3.967% | 3.967% | 3.967% | 3.967% | 3.967% | 3.967% | 3.967% | 3.967% | 3.967% | 3.967% | 3.967% | 3.967% | 3.967% | 3.967% | 3.967% | 3.967% | 3.967% | 3.967% | 3.967% | 3.967% | 3.967% | 3.967% | 3.967% | 3.967% | 3.967% | 3.967% | 3.967%
Solar - Utility PV R&D |  |  |  |  | 2021 | 2022 | 2023 | 2024 | 2025 | 2026 | 2027 | 2028 | 2029 | 2030 | 2031 | 2032 | 2033 | 2034 | 2035 | 2036 | 2037 | 2038 | 2039 | 2040 | 2041 | 2042 | 2043 | 2044 | 2045 | 2046 | 2047 | 2048 | 2049 | 2050
| Inflation Rate |  |  |  | 2.5% | 2.5% | 2.5% | 2.5% | 2.5% | 2.5% | 2.5% | 2.5% | 2.5% | 2.5% | 2.5% | 2.5% | 2.5% | 2.5% | 2.5% | 2.5% | 2.5% | 2.5% | 2.5% | 2.5% | 2.5% | 2.5% | 2.5% | 2.5% | 2.5% | 2.5% | 2.5% | 2.5% | 2.5% | 2.5%
Interest Rate Nominal - Advanced | bar: 2021 to 2050
Interest Rate Nominal - Moderate | bar: 2021 to 2050
Interest Rate Nominal - Conservative | bar: 2021 to 2050
| Calculated Interest Rate Real - Advanced |  |  |  | 4.39% | 4.39% | 4.39% | 4.39% | 4.39% | 4.39% | 4.39% | 4.39% | 4.39% | 4.39% | 4.39% | 4.39% | 4.39% | 4.39% | 4.39% | 4.39% | 4.39% | 4.39% | 4.39% | 4.39% | 4.39% | 4.39% | 4.39% | 4.39% | 4.39% | 4.39% | 4.39% | 4.39% | 4.39% | 4.39%
| Calculated Interest Rate Real - Moderate |  |  |  | 4.39% | 4.39% | 4.39% | 4.39% | 4.39% | 4.39% | 4.39% | 4.39% | 4.39% | 4.39% | 4.39% | 4.39% | 4.39% | 4.39% | 4.39% | 4.39% | 4.39% | 4.39% | 4.39% | 4.39% | 4.39% | 4.39% | 4.39% | 4.39% | 4.39% | 4.39% | 4.39% | 4.39% | 4.39% | 4.39%
| Calculated Interest Rate Real - Conservative |  |  |  | 4.39% | 4.39% | 4.39% | 4.39% | 4.39% | 4.39% | 4.39% | 4.39% | 4.39% | 4.39% | 4.39% | 4.39% | 4.39% | 4.39% | 4.39% | 4.39% | 4.39% | 4.39% | 4.39% | 4.39% | 4.39% | 4.39% | 4.39% | 4.39% | 4.39% | 4.39% | 4.39% | 4.39% | 4.39% | 4.39%
| Interest During Construction - Nominal |  |  |  | 6.5% | 6.5% | 6.5% | 6.5% | 6.5% | 6.5% | 6.5% | 6.5% | 6.5% | 6.5% | 6.5% | 6.5% | 6.5% | 6.5% | 6.5% | 6.5% | 6.5% | 6.5% | 6.5% | 6.5% | 6.5% | 6.5% | 6.5% | 6.5% | 6.5% | 6.5% | 6.5% | 6.5% | 6.5% | 6.5%
| Rate of Return on Equity Nominal - Advanced |  |  |  | 8.8% | 8.8% | 8.8% | 8.8% | 8.8% | 8.8% | 8.8% | 8.8% | 8.8% | 8.8% | 8.8% | 8.8% | 8.8% | 8.8% | 8.8% | 8.8% | 8.8% | 8.8% | 8.8% | 8.8% | 8.8% | 8.8% | 8.8% | 8.8% | 8.8% | 8.8% | 8.8% | 8.8% | 8.8% | 8.8%
| Rate of Return on Equity Nominal - Moderate |  |  |  | 8.8% | 8.8% | 8.8% | 8.8% | 8.8% | 8.8% | 8.8% | 8.8% | 8.8% | 8.8% | 8.8% | 8.8% | 8.8% | 8.8% | 8.8% | 8.8% | 8.8% | 8.8% | 8.8% | 8.8% | 8.8% | 8.8% | 8.8% | 8.8% | 8.8% | 8.8% | 8.8% | 8.8% | 8.8% | 8.8%
| Rate of Return on Equity Nominal - Conservative |  |  |  | 8.8% | 8.8% | 8.8% | 8.8% | 8.8% | 8.8% | 8.8% | 8.8% | 8.8% | 8.8% | 8.8% | 8.8% | 8.8% | 8.8% | 8.8% | 8.8% | 8.8% | 8.8% | 8.8% | 8.8% | 8.8% | 8.8% | 8.8% | 8.8% | 8.8% | 8.8% | 8.8% | 8.8% | 8.8% | 8.8%
| Calculated Rate of Return on Equity Real - Advanced |  |  |  | 6.146% | 6.146% | 6.146% | 6.146% | 6.146% | 6.146% | 6.146% | 6.146% | 6.146% | 6.146% | 6.146% | 6.146% | 6.146% | 6.146% | 6.146% | 6.146% | 6.146% | 6.146% | 6.146% | 6.146% | 6.146% | 6.146% | 6.146% | 6.146% | 6.146% | 6.146% | 6.146% | 6.146% | 6.146% | 6.146%
| Calculated Rate of Return on Equity Real - Moderate |  |  |  | 6.146% | 6.146% | 6.146% | 6.146% | 6.146% | 6.146% | 6.146% | 6.146% | 6.146% | 6.146% | 6.146% | 6.146% | 6.146% | 6.146% | 6.146% | 6.146% | 6.146% | 6.146% | 6.146% | 6.146% | 6.146% | 6.146% | 6.146% | 6.146% | 6.146% | 6.146% | 6.146% | 6.146% | 6.146% | 6.146%
| Calculated Rate of Return on Equity Real - Conservative |  |  |  | 6.146% | 6.146% | 6.146% | 6.146% | 6.146% | 6.146% | 6.146% | 6.146% | 6.146% | 6.146% | 6.146% | 6.146% | 6.146% | 6.146% | 6.146% | 6.146% | 6.146% | 6.146% | 6.146% | 6.146% | 6.146% | 6.146% | 6.146% | 6.146% | 6.146% | 6.146% | 6.146% | 6.146% | 6.146% | 6.146%
| Debt Fraction - Advanced |  |  |  | 73.8% | 73.8% | 73.8% | 73.8% | 73.8% | 73.8% | 73.8% | 73.8% | 73.8% | 73.8% | 73.8% | 73.8% | 73.8% | 73.8% | 73.8% | 73.8% | 73.8% | 73.8% | 73.8% | 73.8% | 73.8% | 73.8% | 73.8% | 73.8% | 73.8% | 73.8% | 73.8% | 73.8% | 73.8% | 73.8%
| Debt Fraction - Moderate |  |  |  | 73.8% | 73.8% | 73.8% | 73.8% | 73.8% | 73.8% | 73.8% | 73.8% | 73.8% | 73.8% | 73.8% | 73.8% | 73.8% | 73.8% | 73.8% | 73.8% | 73.8% | 73.8% | 73.8% | 73.8% | 73.8% | 73.8% | 73.8% | 73.8% | 73.8% | 73.8% | 73.8% | 73.8% | 73.8% | 73.8%
| Debt Fraction - Conservative |  |  |  | 73.8% | 73.8% | 73.8% | 73.8% | 73.8% | 73.8% | 73.8% | 73.8% | 73.8% | 73.8% | 73.8% | 73.8% | 73.8% | 73.8% | 73.8% | 73.8% | 73.8% | 73.8% | 73.8% | 73.8% | 73.8% | 73.8% | 73.8% | 73.8% | 73.8% | 73.8% | 73.8% | 73.8% | 73.8% | 73.8%
| Tax Rate (Federal and State) |  |  |  | 25.74% | 25.74% | 25.74% | 25.74% | 25.74% | 25.74% | 25.74% | 25.74% | 25.74% | 25.74% | 25.74% | 25.74% | 25.74% | 25.74% | 25.74% | 25.74% | 25.74% | 25.74% | 25.74% | 25.74% | 25.74% | 25.74% | 25.74% | 25.74% | 25.74% | 25.74% | 25.74% | 25.74% | 25.74% | 25.74%
| WACC Nominal - Advanced |  |  |  | 6.142% | 6.142% | 6.142% | 6.142% | 6.142% | 6.142% | 6.142% | 6.142% | 6.142% | 6.142% | 6.142% | 6.142% | 6.142% | 6.142% | 6.142% | 6.142% | 6.142% | 6.142% | 6.142% | 6.142% | 6.142% | 6.142% | 6.142% | 6.142% | 6.142% | 6.142% | 6.142% | 6.142% | 6.142% | 6.142%
| WACC Nominal - Moderate |  |  |  | 6.142% | 6.142% | 6.142% | 6.142% | 6.142% | 6.142% | 6.142% | 6.142% | 6.142% | 6.142% | 6.142% | 6.142% | 6.142% | 6.142% | 6.142% | 6.142% | 6.142% | 6.142% | 6.142% | 6.142% | 6.142% | 6.142% | 6.142% | 6.142% | 6.142% | 6.142% | 6.142% | 6.142% | 6.142% | 6.142%
| WACC Nominal - Conservative |  |  |  | 6.142% | 6.142% | 6.142% | 6.142% | 6.142% | 6.142% | 6.142% | 6.142% | 6.142% | 6.142% | 6.142% | 6.142% | 6.142% | 6.142% | 6.142% | 6.142% | 6.142% | 6.142% | 6.142% | 6.142% | 6.142% | 6.142% | 6.142% | 6.142% | 6.142% | 6.142% | 6.142% | 6.142% | 6.142% | 6.142%
| WACC Real - Advanced |  |  |  | 3.553% | 3.553% | 3.553% | 3.553% | 3.553% | 3.553% | 3.553% | 3.553% | 3.553% | 3.553% | 3.553% | 3.553% | 3.553% | 3.553% | 3.553% | 3.553% | 3.553% | 3.553% | 3.553% | 3.553% | 3.553% | 3.553% | 3.553% | 3.553% | 3.553% | 3.553% | 3.553% | 3.553% | 3.553% | 3.553%
| WACC Real - Moderate |  |  |  | 3.553% | 3.553% | 3.553% | 3.553% | 3.553% | 3.553% | 3.553% | 3.553% | 3.553% | 3.553% | 3.553% | 3.553% | 3.553% | 3.553% | 3.553% | 3.553% | 3.553% | 3.553% | 3.553% | 3.553% | 3.553% | 3.553% | 3.553% | 3.553% | 3.553% | 3.553% | 3.553% | 3.553% | 3.553% | 3.553%
| WACC Real - Conservative |  |  |  | 3.553% | 3.553% | 3.553% | 3.553% | 3.553% | 3.553% | 3.553% | 3.553% | 3.553% | 3.553% | 3.553% | 3.553% | 3.553% | 3.553% | 3.553% | 3.553% | 3.553% | 3.553% | 3.553% | 3.553% | 3.553% | 3.553% | 3.553% | 3.553% | 3.553% | 3.553% | 3.553% | 3.553% | 3.553% | 3.553%
Solar - PV Dist. Comm R&D |  |  |  |  | 2021 | 2022 | 2023 | 2024 | 2025 | 2026 | 2027 | 2028 | 2029 | 2030 | 2031 | 2032 | 2033 | 2034 | 2035 | 2036 | 2037 | 2038 | 2039 | 2040 | 2041 | 2042 | 2043 | 2044 | 2045 | 2046 | 2047 | 2048 | 2049 | 2050
| Inflation Rate |  |  |  | 2.5% | 2.5% | 2.5% | 2.5% | 2.5% | 2.5% | 2.5% | 2.5% | 2.5% | 2.5% | 2.5% | 2.5% | 2.5% | 2.5% | 2.5% | 2.5% | 2.5% | 2.5% | 2.5% | 2.5% | 2.5% | 2.5% | 2.5% | 2.5% | 2.5% | 2.5% | 2.5% | 2.5% | 2.5% | 2.5%
Interest Rate Nominal - Advanced | bar: 2021 to 2050
Interest Rate Nominal - Moderate | bar: 2021 to 2050
Interest Rate Nominal - Conservative | bar: 2021 to 2050
| Calculated Interest Rate Real - Advanced |  |  |  | 4.39% | 4.39% | 4.39% | 4.39% | 4.39% | 4.39% | 4.39% | 4.39% | 4.39% | 4.39% | 4.39% | 4.39% | 4.39% | 4.39% | 4.39% | 4.39% | 4.39% | 4.39% | 4.39% | 4.39% | 4.39% | 4.39% | 4.39% | 4.39% | 4.39% | 4.39% | 4.39% | 4.39% | 4.39% | 4.39%
| Calculated Interest Rate Real - Moderate |  |  |  | 4.39% | 4.39% | 4.39% | 4.39% | 4.39% | 4.39% | 4.39% | 4.39% | 4.39% | 4.39% | 4.39% | 4.39% | 4.39% | 4.39% | 4.39% | 4.39% | 4.39% | 4.39% | 4.39% | 4.39% | 4.39% | 4.39% | 4.39% | 4.39% | 4.39% | 4.39% | 4.39% | 4.39% | 4.39% | 4.39%
| Calculated Interest Rate Real - Conservative |  |  |  | 4.39% | 4.39% | 4.39% | 4.39% | 4.39% | 4.39% | 4.39% | 4.39% | 4.39% | 4.39% | 4.39% | 4.39% | 4.39% | 4.39% | 4.39% | 4.39% | 4.39% | 4.39% | 4.39% | 4.39% | 4.39% | 4.39% | 4.39% | 4.39% | 4.39% | 4.39% | 4.39% | 4.39% | 4.39% | 4.39%
| Interest During Construction - Nominal |  |  |  | 6.5% | 6.5% | 6.5% | 6.5% | 6.5% | 6.5% | 6.5% | 6.5% | 6.5% | 6.5% | 6.5% | 6.5% | 6.5% | 6.5% | 6.5% | 6.5% | 6.5% | 6.5% | 6.5% | 6.5% | 6.5% | 6.5% | 6.5% | 6.5% | 6.5% | 6.5% | 6.5% | 6.5% | 6.5% | 6.5%
| Rate of Return on Equity Nominal - Advanced |  |  |  | 9.8% | 9.8% | 9.8% | 9.8% | 9.8% | 9.8% | 9.8% | 9.8% | 9.8% | 9.8% | 9.8% | 9.8% | 9.8% | 9.8% | 9.8% | 9.8% | 9.8% | 9.8% | 9.8% | 9.8% | 9.8% | 9.8% | 9.8% | 9.8% | 9.8% | 9.8% | 9.8% | 9.8% | 9.8% | 9.8%
| Rate of Return on Equity Nominal - Moderate |  |  |  | 9.8% | 9.8% | 9.8% | 9.8% | 9.8% | 9.8% | 9.8% | 9.8% | 9.8% | 9.8% | 9.8% | 9.8% | 9.8% | 9.8% | 9.8% | 9.8% | 9.8% | 9.8% | 9.8% | 9.8% | 9.8% | 9.8% | 9.8% | 9.8% | 9.8% | 9.8% | 9.8% | 9.8% | 9.8% | 9.8%
| Rate of Return on Equity Nominal - Conservative |  |  |  | 9.8% | 9.8% | 9.8% | 9.8% | 9.8% | 9.8% | 9.8% | 9.8% | 9.8% | 9.8% | 9.8% | 9.8% | 9.8% | 9.8% | 9.8% | 9.8% | 9.8% | 9.8% | 9.8% | 9.8% | 9.8% | 9.8% | 9.8% | 9.8% | 9.8% | 9.8% | 9.8% | 9.8% | 9.8% | 9.8%
| Calculated Rate of Return on Equity Real - Advanced |  |  |  | 7.122% | 7.122% | 7.122% | 7.122% | 7.122% | 7.122% | 7.122% | 7.122% | 7.122% | 7.122% | 7.122% | 7.122% | 7.122% | 7.122% | 7.122% | 7.122% | 7.122% | 7.122% | 7.122% | 7.122% | 7.122% | 7.122% | 7.122% | 7.122% | 7.122% | 7.122% | 7.122% | 7.122% | 7.122% | 7.122%
| Calculated Rate of Return on Equity Real - Moderate |  |  |  | 7.122% | 7.122% | 7.122% | 7.122% | 7.122% | 7.122% | 7.122% | 7.122% | 7.122% | 7.122% | 7.122% | 7.122% | 7.122% | 7.122% | 7.122% | 7.122% | 7.122% | 7.122% | 7.122% | 7.122% | 7.122% | 7.122% | 7.122% | 7.122% | 7.122% | 7.122% | 7.122% | 7.122% | 7.122% | 7.122%
| Calculated Rate of Return on Equity Real - Conservative |  |  |  | 7.122% | 7.122% | 7.122% | 7.122% | 7.122% | 7.122% | 7.122% | 7.122% | 7.122% | 7.122% | 7.122% | 7.122% | 7.122% | 7.122% | 7.122% | 7.122% | 7.122% | 7.122% | 7.122% | 7.122% | 7.122% | 7.122% | 7.122% | 7.122% | 7.122% | 7.122% | 7.122% | 7.122% | 7.122% | 7.122%
| Debt Fraction - Advanced |  |  |  | 74.42% | 74.42% | 74.42% | 74.42% | 74.42% | 74.42% | 74.42% | 74.42% | 74.42% | 74.42% | 74.42% | 74.42% | 74.42% | 74.42% | 74.42% | 74.42% | 74.42% | 74.42% | 74.42% | 74.42% | 74.42% | 74.42% | 74.42% | 74.42% | 74.42% | 74.42% | 74.42% | 74.42% | 74.42% | 74.42%
| Debt Fraction - Moderate |  |  |  | 74.42% | 74.42% | 74.42% | 74.42% | 74.42% | 74.42% | 74.42% | 74.42% | 74.42% | 74.42% | 74.42% | 74.42% | 74.42% | 74.42% | 74.42% | 74.42% | 74.42% | 74.42% | 74.42% | 74.42% | 74.42% | 74.42% | 74.42% | 74.42% | 74.42% | 74.42% | 74.42% | 74.42% | 74.42% | 74.42%
| Debt Fraction - Conservative |  |  |  | 74.42% | 74.42% | 74.42% | 74.42% | 74.42% | 74.42% | 74.42% | 74.42% | 74.42% | 74.42% | 74.42% | 74.42% | 74.42% | 74.42% | 74.42% | 74.42% | 74.42% | 74.42% | 74.42% | 74.42% | 74.42% | 74.42% | 74.42% | 74.42% | 74.42% | 74.42% | 74.42% | 74.42% | 74.42% | 74.42%
| Tax Rate (Federal and State) |  |  |  | 25.74% | 25.74% | 25.74% | 25.74% | 25.74% | 25.74% | 25.74% | 25.74% | 25.74% | 25.74% | 25.74% | 25.74% | 25.74% | 25.74% | 25.74% | 25.74% | 25.74% | 25.74% | 25.74% | 25.74% | 25.74% | 25.74% | 25.74% | 25.74% | 25.74% | 25.74% | 25.74% | 25.74% | 25.74% | 25.74%
| WACC Nominal - Advanced |  |  |  | 6.375% | 6.375% | 6.375% | 6.375% | 6.375% | 6.375% | 6.375% | 6.375% | 6.375% | 6.375% | 6.375% | 6.375% | 6.375% | 6.375% | 6.375% | 6.375% | 6.375% | 6.375% | 6.375% | 6.375% | 6.375% | 6.375% | 6.375% | 6.375% | 6.375% | 6.375% | 6.375% | 6.375% | 6.375% | 6.375%
| WACC Nominal - Moderate |  |  |  | 6.375% | 6.375% | 6.375% | 6.375% | 6.375% | 6.375% | 6.375% | 6.375% | 6.375% | 6.375% | 6.375% | 6.375% | 6.375% | 6.375% | 6.375% | 6.375% | 6.375% | 6.375% | 6.375% | 6.375% | 6.375% | 6.375% | 6.375% | 6.375% | 6.375% | 6.375% | 6.375% | 6.375% | 6.375% | 6.375%
| WACC Nominal - Conservative |  |  |  | 6.375% | 6.375% | 6.375% | 6.375% | 6.375% | 6.375% | 6.375% | 6.375% | 6.375% | 6.375% | 6.375% | 6.375% | 6.375% | 6.375% | 6.375% | 6.375% | 6.375% | 6.375% | 6.375% | 6.375% | 6.375% | 6.375% | 6.375% | 6.375% | 6.375% | 6.375% | 6.375% | 6.375% | 6.375% | 6.375%
| WACC Real - Advanced |  |  |  | 3.781% | 3.781% | 3.781% | 3.781% | 3.781% | 3.781% | 3.781% | 3.781% | 3.781% | 3.781% | 3.781% | 3.781% | 3.781% | 3.781% | 3.781% | 3.781% | 3.781% | 3.781% | 3.781% | 3.781% | 3.781% | 3.781% | 3.781% | 3.781% | 3.781% | 3.781% | 3.781% | 3.781% | 3.781% | 3.781%
| WACC Real - Moderate |  |  |  | 3.781% | 3.781% | 3.781% | 3.781% | 3.781% | 3.781% | 3.781% | 3.781% | 3.781% | 3.781% | 3.781% | 3.781% | 3.781% | 3.781% | 3.781% | 3.781% | 3.781% | 3.781% | 3.781% | 3.781% | 3.781% | 3.781% | 3.781% | 3.781% | 3.781% | 3.781% | 3.781% | 3.781% | 3.781% | 3.781%
| WACC Real - Conservative |  |  |  | 3.781% | 3.781% | 3.781% | 3.781% | 3.781% | 3.781% | 3.781% | 3.781% | 3.781% | 3.781% | 3.781% | 3.781% | 3.781% | 3.781% | 3.781% | 3.781% | 3.781% | 3.781% | 3.781% | 3.781% | 3.781% | 3.781% | 3.781% | 3.781% | 3.781% | 3.781% | 3.781% | 3.781% | 3.781% | 3.781%
Solar - PV Dist. Res R&D |  |  |  |  | 2021 | 2022 | 2023 | 2024 | 2025 | 2026 | 2027 | 2028 | 2029 | 2030 | 2031 | 2032 | 2033 | 2034 | 2035 | 2036 | 2037 | 2038 | 2039 | 2040 | 2041 | 2042 | 2043 | 2044 | 2045 | 2046 | 2047 | 2048 | 2049 | 2050
| Inflation Rate |  |  |  | 2.5% | 2.5% | 2.5% | 2.5% | 2.5% | 2.5% | 2.5% | 2.5% | 2.5% | 2.5% | 2.5% | 2.5% | 2.5% | 2.5% | 2.5% | 2.5% | 2.5% | 2.5% | 2.5% | 2.5% | 2.5% | 2.5% | 2.5% | 2.5% | 2.5% | 2.5% | 2.5% | 2.5% | 2.5% | 2.5%
Interest Rate Nominal - Advanced | bar: 2021 to 2050
Interest Rate Nominal - Moderate | bar: 2021 to 2050
Interest Rate Nominal - Conservative | bar: 2021 to 2050
| Calculated Interest Rate Real - Advanced |  |  |  | 4.39% | 4.39% | 4.39% | 4.39% | 4.39% | 4.39% | 4.39% | 4.39% | 4.39% | 4.39% | 4.39% | 4.39% | 4.39% | 4.39% | 4.39% | 4.39% | 4.39% | 4.39% | 4.39% | 4.39% | 4.39% | 4.39% | 4.39% | 4.39% | 4.39% | 4.39% | 4.39% | 4.39% | 4.39% | 4.39%
| Calculated Interest Rate Real - Moderate |  |  |  | 4.39% | 4.39% | 4.39% | 4.39% | 4.39% | 4.39% | 4.39% | 4.39% | 4.39% | 4.39% | 4.39% | 4.39% | 4.39% | 4.39% | 4.39% | 4.39% | 4.39% | 4.39% | 4.39% | 4.39% | 4.39% | 4.39% | 4.39% | 4.39% | 4.39% | 4.39% | 4.39% | 4.39% | 4.39% | 4.39%
| Calculated Interest Rate Real - Conservative |  |  |  | 4.39% | 4.39% | 4.39% | 4.39% | 4.39% | 4.39% | 4.39% | 4.39% | 4.39% | 4.39% | 4.39% | 4.39% | 4.39% | 4.39% | 4.39% | 4.39% | 4.39% | 4.39% | 4.39% | 4.39% | 4.39% | 4.39% | 4.39% | 4.39% | 4.39% | 4.39% | 4.39% | 4.39% | 4.39% | 4.39%
| Interest During Construction - Nominal |  |  |  | 6.5% | 6.5% | 6.5% | 6.5% | 6.5% | 6.5% | 6.5% | 6.5% | 6.5% | 6.5% | 6.5% | 6.5% | 6.5% | 6.5% | 6.5% | 6.5% | 6.5% | 6.5% | 6.5% | 6.5% | 6.5% | 6.5% | 6.5% | 6.5% | 6.5% | 6.5% | 6.5% | 6.5% | 6.5% | 6.5%
| Rate of Return on Equity Nominal - Advanced |  |  |  | 9.8% | 9.8% | 9.8% | 9.8% | 9.8% | 9.8% | 9.8% | 9.8% | 9.8% | 9.8% | 9.8% | 9.8% | 9.8% | 9.8% | 9.8% | 9.8% | 9.8% | 9.8% | 9.8% | 9.8% | 9.8% | 9.8% | 9.8% | 9.8% | 9.8% | 9.8% | 9.8% | 9.8% | 9.8% | 9.8%
| Rate of Return on Equity Nominal - Moderate |  |  |  | 9.8% | 9.8% | 9.8% | 9.8% | 9.8% | 9.8% | 9.8% | 9.8% | 9.8% | 9.8% | 9.8% | 9.8% | 9.8% | 9.8% | 9.8% | 9.8% | 9.8% | 9.8% | 9.8% | 9.8% | 9.8% | 9.8% | 9.8% | 9.8% | 9.8% | 9.8% | 9.8% | 9.8% | 9.8% | 9.8%
| Rate of Return on Equity Nominal - Conservative |  |  |  | 9.8% | 9.8% | 9.8% | 9.8% | 9.8% | 9.8% | 9.8% | 9.8% | 9.8% | 9.8% | 9.8% | 9.8% | 9.8% | 9.8% | 9.8% | 9.8% | 9.8% | 9.8% | 9.8% | 9.8% | 9.8% | 9.8% | 9.8% | 9.8% | 9.8% | 9.8% | 9.8% | 9.8% | 9.8% | 9.8%
| Calculated Rate of Return on Equity Real - Advanced |  |  |  | 7.122% | 7.122% | 7.122% | 7.122% | 7.122% | 7.122% | 7.122% | 7.122% | 7.122% | 7.122% | 7.122% | 7.122% | 7.122% | 7.122% | 7.122% | 7.122% | 7.122% | 7.122% | 7.122% | 7.122% | 7.122% | 7.122% | 7.122% | 7.122% | 7.122% | 7.122% | 7.122% | 7.122% | 7.122% | 7.122%
| Calculated Rate of Return on Equity Real - Moderate |  |  |  | 7.122% | 7.122% | 7.122% | 7.122% | 7.122% | 7.122% | 7.122% | 7.122% | 7.122% | 7.122% | 7.122% | 7.122% | 7.122% | 7.122% | 7.122% | 7.122% | 7.122% | 7.122% | 7.122% | 7.122% | 7.122% | 7.122% | 7.122% | 7.122% | 7.122% | 7.122% | 7.122% | 7.122% | 7.122% | 7.122%
| Calculated Rate of Return on Equity Real - Conservative |  |  |  | 7.122% | 7.122% | 7.122% | 7.122% | 7.122% | 7.122% | 7.122% | 7.122% | 7.122% | 7.122% | 7.122% | 7.122% | 7.122% | 7.122% | 7.122% | 7.122% | 7.122% | 7.122% | 7.122% | 7.122% | 7.122% | 7.122% | 7.122% | 7.122% | 7.122% | 7.122% | 7.122% | 7.122% | 7.122% | 7.122%
| Debt Fraction - Advanced |  |  |  | 74.43% | 74.43% | 74.43% | 74.43% | 74.43% | 74.43% | 74.43% | 74.43% | 74.43% | 74.43% | 74.43% | 74.43% | 74.43% | 74.43% | 74.43% | 74.43% | 74.43% | 74.43% | 74.43% | 74.43% | 74.43% | 74.43% | 74.43% | 74.43% | 74.43% | 74.43% | 74.43% | 74.43% | 74.43% | 74.43%
| Debt Fraction - Moderate |  |  |  | 74.43% | 74.43% | 74.43% | 74.43% | 74.43% | 74.43% | 74.43% | 74.43% | 74.43% | 74.43% | 74.43% | 74.43% | 74.43% | 74.43% | 74.43% | 74.43% | 74.43% | 74.43% | 74.43% | 74.43% | 74.43% | 74.43% | 74.43% | 74.43% | 74.43% | 74.43% | 74.43% | 74.43% | 74.43% | 74.43%
| Debt Fraction - Conservative |  |  |  | 74.43% | 74.43% | 74.43% | 74.43% | 74.43% | 74.43% | 74.43% | 74.43% | 74.43% | 74.43% | 74.43% | 74.43% | 74.43% | 74.43% | 74.43% | 74.43% | 74.43% | 74.43% | 74.43% | 74.43% | 74.43% | 74.43% | 74.43% | 74.43% | 74.43% | 74.43% | 74.43% | 74.43% | 74.43% | 74.43%
| Tax Rate (Federal and State) |  |  |  | 25.74% | 25.74% | 25.74% | 25.74% | 25.74% | 25.74% | 25.74% | 25.74% | 25.74% | 25.74% | 25.74% | 25.74% | 25.74% | 25.74% | 25.74% | 25.74% | 25.74% | 25.74% | 25.74% | 25.74% | 25.74% | 25.74% | 25.74% | 25.74% | 25.74% | 25.74% | 25.74% | 25.74% | 25.74% | 25.74%
| WACC Nominal - Advanced |  |  |  | 6.375% | 6.375% | 6.375% | 6.375% | 6.375% | 6.375% | 6.375% | 6.375% | 6.375% | 6.375% | 6.375% | 6.375% | 6.375% | 6.375% | 6.375% | 6.375% | 6.375% | 6.375% | 6.375% | 6.375% | 6.375% | 6.375% | 6.375% | 6.375% | 6.375% | 6.375% | 6.375% | 6.375% | 6.375% | 6.375%
| WACC Nominal - Moderate |  |  |  | 6.375% | 6.375% | 6.375% | 6.375% | 6.375% | 6.375% | 6.375% | 6.375% | 6.375% | 6.375% | 6.375% | 6.375% | 6.375% | 6.375% | 6.375% | 6.375% | 6.375% | 6.375% | 6.375% | 6.375% | 6.375% | 6.375% | 6.375% | 6.375% | 6.375% | 6.375% | 6.375% | 6.375% | 6.375% | 6.375%
| WACC Nominal - Conservative |  |  |  | 6.375% | 6.375% | 6.375% | 6.375% | 6.375% | 6.375% | 6.375% | 6.375% | 6.375% | 6.375% | 6.375% | 6.375% | 6.375% | 6.375% | 6.375% | 6.375% | 6.375% | 6.375% | 6.375% | 6.375% | 6.375% | 6.375% | 6.375% | 6.375% | 6.375% | 6.375% | 6.375% | 6.375% | 6.375% | 6.375%
| WACC Real - Advanced |  |  |  | 3.78% | 3.78% | 3.78% | 3.78% | 3.78% | 3.78% | 3.78% | 3.78% | 3.78% | 3.78% | 3.78% | 3.78% | 3.78% | 3.78% | 3.78% | 3.78% | 3.78% | 3.78% | 3.78% | 3.78% | 3.78% | 3.78% | 3.78% | 3.78% | 3.78% | 3.78% | 3.78% | 3.78% | 3.78% | 3.78%
| WACC Real - Moderate |  |  |  | 3.78% | 3.78% | 3.78% | 3.78% | 3.78% | 3.78% | 3.78% | 3.78% | 3.78% | 3.78% | 3.78% | 3.78% | 3.78% | 3.78% | 3.78% | 3.78% | 3.78% | 3.78% | 3.78% | 3.78% | 3.78% | 3.78% | 3.78% | 3.78% | 3.78% | 3.78% | 3.78% | 3.78% | 3.78% | 3.78%
| WACC Real - Conservative |  |  |  | 3.78% | 3.78% | 3.78% | 3.78% | 3.78% | 3.78% | 3.78% | 3.78% | 3.78% | 3.78% | 3.78% | 3.78% | 3.78% | 3.78% | 3.78% | 3.78% | 3.78% | 3.78% | 3.78% | 3.78% | 3.78% | 3.78% | 3.78% | 3.78% | 3.78% | 3.78% | 3.78% | 3.78% | 3.78% | 3.78%
Solar - CSP R&D |  |  |  |  | 2021 | 2022 | 2023 | 2024 | 2025 | 2026 | 2027 | 2028 | 2029 | 2030 | 2031 | 2032 | 2033 | 2034 | 2035 | 2036 | 2037 | 2038 | 2039 | 2040 | 2041 | 2042 | 2043 | 2044 | 2045 | 2046 | 2047 | 2048 | 2049 | 2050
| Inflation Rate |  |  |  | 2.5% | 2.5% | 2.5% | 2.5% | 2.5% | 2.5% | 2.5% | 2.5% | 2.5% | 2.5% | 2.5% | 2.5% | 2.5% | 2.5% | 2.5% | 2.5% | 2.5% | 2.5% | 2.5% | 2.5% | 2.5% | 2.5% | 2.5% | 2.5% | 2.5% | 2.5% | 2.5% | 2.5% | 2.5% | 2.5%
Interest Rate Nominal - Advanced | bar: 2021 to 2050
Interest Rate Nominal - Moderate | bar: 2021 to 2050
Interest Rate Nominal - Conservative | bar: 2021 to 2050
| Calculated Interest Rate Real - Advanced |  |  |  | 4.39% | 4.39% | 4.39% | 4.39% | 4.39% | 4.39% | 4.39% | 4.39% | 4.39% | 4.39% | 4.39% | 4.39% | 4.39% | 4.39% | 4.39% | 4.39% | 4.39% | 4.39% | 4.39% | 4.39% | 4.39% | 4.39% | 4.39% | 4.39% | 4.39% | 4.39% | 4.39% | 4.39% | 4.39% | 4.39%
| Calculated Interest Rate Real - Moderate |  |  |  | 4.39% | 4.39% | 4.39% | 4.39% | 4.39% | 4.39% | 4.39% | 4.39% | 4.39% | 4.39% | 4.39% | 4.39% | 4.39% | 4.39% | 4.39% | 4.39% | 4.39% | 4.39% | 4.39% | 4.39% | 4.39% | 4.39% | 4.39% | 4.39% | 4.39% | 4.39% | 4.39% | 4.39% | 4.39% | 4.39%
| Calculated Interest Rate Real - Conservative |  |  |  | 4.39% | 4.39% | 4.39% | 4.39% | 4.39% | 4.39% | 4.39% | 4.39% | 4.39% | 4.39% | 4.39% | 4.39% | 4.39% | 4.39% | 4.39% | 4.39% | 4.39% | 4.39% | 4.39% | 4.39% | 4.39% | 4.39% | 4.39% | 4.39% | 4.39% | 4.39% | 4.39% | 4.39% | 4.39% | 4.39%
| Interest During Construction - Nominal |  |  |  | 6.5% | 6.5% | 6.5% | 6.5% | 6.5% | 6.5% | 6.5% | 6.5% | 6.5% | 6.5% | 6.5% | 6.5% | 6.5% | 6.5% | 6.5% | 6.5% | 6.5% | 6.5% | 6.5% | 6.5% | 6.5% | 6.5% | 6.5% | 6.5% | 6.5% | 6.5% | 6.5% | 6.5% | 6.5% | 6.5%
| Rate of Return on Equity Nominal - Advanced |  |  |  | 11% | 11% | 11% | 11% | 11% | 11% | 11% | 11% | 11% | 11% | 11% | 11% | 11% | 11% | 11% | 11% | 11% | 11% | 11% | 11% | 11% | 11% | 11% | 11% | 11% | 11% | 11% | 11% | 11% | 11%
| Rate of Return on Equity Nominal - Moderate |  |  |  | 11% | 11% | 11% | 11% | 11% | 11% | 11% | 11% | 11% | 11% | 11% | 11% | 11% | 11% | 11% | 11% | 11% | 11% | 11% | 11% | 11% | 11% | 11% | 11% | 11% | 11% | 11% | 11% | 11% | 11%
| Rate of Return on Equity Nominal - Conservative |  |  |  | 11% | 11% | 11% | 11% | 11% | 11% | 11% | 11% | 11% | 11% | 11% | 11% | 11% | 11% | 11% | 11% | 11% | 11% | 11% | 11% | 11% | 11% | 11% | 11% | 11% | 11% | 11% | 11% | 11% | 11%
| Calculated Rate of Return on Equity Real - Advanced |  |  |  | 8.293% | 8.293% | 8.293% | 8.293% | 8.293% | 8.293% | 8.293% | 8.293% | 8.293% | 8.293% | 8.293% | 8.293% | 8.293% | 8.293% | 8.293% | 8.293% | 8.293% | 8.293% | 8.293% | 8.293% | 8.293% | 8.293% | 8.293% | 8.293% | 8.293% | 8.293% | 8.293% | 8.293% | 8.293% | 8.293%
| Calculated Rate of Return on Equity Real - Moderate |  |  |  | 8.293% | 8.293% | 8.293% | 8.293% | 8.293% | 8.293% | 8.293% | 8.293% | 8.293% | 8.293% | 8.293% | 8.293% | 8.293% | 8.293% | 8.293% | 8.293% | 8.293% | 8.293% | 8.293% | 8.293% | 8.293% | 8.293% | 8.293% | 8.293% | 8.293% | 8.293% | 8.293% | 8.293% | 8.293% | 8.293%
| Calculated Rate of Return on Equity Real - Conservative |  |  |  | 8.293% | 8.293% | 8.293% | 8.293% | 8.293% | 8.293% | 8.293% | 8.293% | 8.293% | 8.293% | 8.293% | 8.293% | 8.293% | 8.293% | 8.293% | 8.293% | 8.293% | 8.293% | 8.293% | 8.293% | 8.293% | 8.293% | 8.293% | 8.293% | 8.293% | 8.293% | 8.293% | 8.293% | 8.293% | 8.293%
| Debt Fraction - Advanced |  |  |  | 70.83% | 70.83% | 70.83% | 70.83% | 70.83% | 70.83% | 70.83% | 70.83% | 70.83% | 70.83% | 70.83% | 70.83% | 70.83% | 70.83% | 70.83% | 70.83% | 70.83% | 70.83% | 70.83% | 70.83% | 70.83% | 70.83% | 70.83% | 70.83% | 70.83% | 70.83% | 70.83% | 70.83% | 70.83% | 70.83%
| Debt Fraction - Moderate |  |  |  | 70.83% | 70.83% | 70.83% | 70.83% | 70.83% | 70.83% | 70.83% | 70.83% | 70.83% | 70.83% | 70.83% | 70.83% | 70.83% | 70.83% | 70.83% | 70.83% | 70.83% | 70.83% | 70.83% | 70.83% | 70.83% | 70.83% | 70.83% | 70.83% | 70.83% | 70.83% | 70.83% | 70.83% | 70.83% | 70.83%
| Debt Fraction - Conservative |  |  |  | 70.83% | 70.83% | 70.83% | 70.83% | 70.83% | 70.83% | 70.83% | 70.83% | 70.83% | 70.83% | 70.83% | 70.83% | 70.83% | 70.83% | 70.83% | 70.83% | 70.83% | 70.83% | 70.83% | 70.83% | 70.83% | 70.83% | 70.83% | 70.83% | 70.83% | 70.83% | 70.83% | 70.83% | 70.83% | 70.83%
| Tax Rate (Federal and State) |  |  |  | 25.74% | 25.74% | 25.74% | 25.74% | 25.74% | 25.74% | 25.74% | 25.74% | 25.74% | 25.74% | 25.74% | 25.74% | 25.74% | 25.74% | 25.74% | 25.74% | 25.74% | 25.74% | 25.74% | 25.74% | 25.74% | 25.74% | 25.74% | 25.74% | 25.74% | 25.74% | 25.74% | 25.74% | 25.74% | 25.74%
| WACC Nominal - Advanced |  |  |  | 6.89% | 6.89% | 6.89% | 6.89% | 6.89% | 6.89% | 6.89% | 6.89% | 6.89% | 6.89% | 6.89% | 6.89% | 6.89% | 6.89% | 6.89% | 6.89% | 6.89% | 6.89% | 6.89% | 6.89% | 6.89% | 6.89% | 6.89% | 6.89% | 6.89% | 6.89% | 6.89% | 6.89% | 6.89% | 6.89%
| WACC Nominal - Moderate |  |  |  | 6.89% | 6.89% | 6.89% | 6.89% | 6.89% | 6.89% | 6.89% | 6.89% | 6.89% | 6.89% | 6.89% | 6.89% | 6.89% | 6.89% | 6.89% | 6.89% | 6.89% | 6.89% | 6.89% | 6.89% | 6.89% | 6.89% | 6.89% | 6.89% | 6.89% | 6.89% | 6.89% | 6.89% | 6.89% | 6.89%
| WACC Nominal - Conservative |  |  |  | 6.89% | 6.89% | 6.89% | 6.89% | 6.89% | 6.89% | 6.89% | 6.89% | 6.89% | 6.89% | 6.89% | 6.89% | 6.89% | 6.89% | 6.89% | 6.89% | 6.89% | 6.89% | 6.89% | 6.89% | 6.89% | 6.89% | 6.89% | 6.89% | 6.89% | 6.89% | 6.89% | 6.89% | 6.89% | 6.89%
| WACC Real - Advanced |  |  |  | 4.283% | 4.283% | 4.283% | 4.283% | 4.283% | 4.283% | 4.283% | 4.283% | 4.283% | 4.283% | 4.283% | 4.283% | 4.283% | 4.283% | 4.283% | 4.283% | 4.283% | 4.283% | 4.283% | 4.283% | 4.283% | 4.283% | 4.283% | 4.283% | 4.283% | 4.283% | 4.283% | 4.283% | 4.283% | 4.283%
| WACC Real - Moderate |  |  |  | 4.283% | 4.283% | 4.283% | 4.283% | 4.283% | 4.283% | 4.283% | 4.283% | 4.283% | 4.283% | 4.283% | 4.283% | 4.283% | 4.283% | 4.283% | 4.283% | 4.283% | 4.283% | 4.283% | 4.283% | 4.283% | 4.283% | 4.283% | 4.283% | 4.283% | 4.283% | 4.283% | 4.283% | 4.283% | 4.283%
| WACC Real - Conservative |  |  |  | 4.283% | 4.283% | 4.283% | 4.283% | 4.283% | 4.283% | 4.283% | 4.283% | 4.283% | 4.283% | 4.283% | 4.283% | 4.283% | 4.283% | 4.283% | 4.283% | 4.283% | 4.283% | 4.283% | 4.283% | 4.283% | 4.283% | 4.283% | 4.283% | 4.283% | 4.283% | 4.283% | 4.283% | 4.283% | 4.283%
Geothermal R&D |  |  |  |  | 2021 | 2022 | 2023 | 2024 | 2025 | 2026 | 2027 | 2028 | 2029 | 2030 | 2031 | 2032 | 2033 | 2034 | 2035 | 2036 | 2037 | 2038 | 2039 | 2040 | 2041 | 2042 | 2043 | 2044 | 2045 | 2046 | 2047 | 2048 | 2049 | 2050
| Inflation Rate |  |  |  | 2.5% | 2.5% | 2.5% | 2.5% | 2.5% | 2.5% | 2.5% | 2.5% | 2.5% | 2.5% | 2.5% | 2.5% | 2.5% | 2.5% | 2.5% | 2.5% | 2.5% | 2.5% | 2.5% | 2.5% | 2.5% | 2.5% | 2.5% | 2.5% | 2.5% | 2.5% | 2.5% | 2.5% | 2.5% | 2.5%
Interest Rate Nominal - Advanced | bar: 2021 to 2050
Interest Rate Nominal - Moderate | bar: 2021 to 2050
Interest Rate Nominal - Conservative | bar: 2021 to 2050
| Calculated Interest Rate Real - Advanced |  |  |  | 4.39% | 4.39% | 4.39% | 4.39% | 4.39% | 4.39% | 4.39% | 4.39% | 4.39% | 4.39% | 4.39% | 4.39% | 4.39% | 4.39% | 4.39% | 4.39% | 4.39% | 4.39% | 4.39% | 4.39% | 4.39% | 4.39% | 4.39% | 4.39% | 4.39% | 4.39% | 4.39% | 4.39% | 4.39% | 4.39%
| Calculated Interest Rate Real - Moderate |  |  |  | 4.39% | 4.39% | 4.39% | 4.39% | 4.39% | 4.39% | 4.39% | 4.39% | 4.39% | 4.39% | 4.39% | 4.39% | 4.39% | 4.39% | 4.39% | 4.39% | 4.39% | 4.39% | 4.39% | 4.39% | 4.39% | 4.39% | 4.39% | 4.39% | 4.39% | 4.39% | 4.39% | 4.39% | 4.39% | 4.39%
| Calculated Interest Rate Real - Conservative |  |  |  | 4.39% | 4.39% | 4.39% | 4.39% | 4.39% | 4.39% | 4.39% | 4.39% | 4.39% | 4.39% | 4.39% | 4.39% | 4.39% | 4.39% | 4.39% | 4.39% | 4.39% | 4.39% | 4.39% | 4.39% | 4.39% | 4.39% | 4.39% | 4.39% | 4.39% | 4.39% | 4.39% | 4.39% | 4.39% | 4.39%
Interest During Construction - Nominal | bar: 2021 to 2050
| Rate of Return on Equity Nominal - Advanced |  |  |  | 11% | 11% | 11% | 11% | 11% | 11% | 11% | 11% | 11% | 11% | 11% | 11% | 11% | 11% | 11% | 11% | 11% | 11% | 11% | 11% | 11% | 11% | 11% | 11% | 11% | 11% | 11% | 11% | 11% | 11%
| Rate of Return on Equity Nominal - Moderate |  |  |  | 11% | 11% | 11% | 11% | 11% | 11% | 11% | 11% | 11% | 11% | 11% | 11% | 11% | 11% | 11% | 11% | 11% | 11% | 11% | 11% | 11% | 11% | 11% | 11% | 11% | 11% | 11% | 11% | 11% | 11%
| Rate of Return on Equity Nominal - Conservative |  |  |  | 11% | 11% | 11% | 11% | 11% | 11% | 11% | 11% | 11% | 11% | 11% | 11% | 11% | 11% | 11% | 11% | 11% | 11% | 11% | 11% | 11% | 11% | 11% | 11% | 11% | 11% | 11% | 11% | 11% | 11%
| Calculated Rate of Return on Equity Real - Advanced |  |  |  | 8.293% | 8.293% | 8.293% | 8.293% | 8.293% | 8.293% | 8.293% | 8.293% | 8.293% | 8.293% | 8.293% | 8.293% | 8.293% | 8.293% | 8.293% | 8.293% | 8.293% | 8.293% | 8.293% | 8.293% | 8.293% | 8.293% | 8.293% | 8.293% | 8.293% | 8.293% | 8.293% | 8.293% | 8.293% | 8.293%
| Calculated Rate of Return on Equity Real - Moderate |  |  |  | 8.293% | 8.293% | 8.293% | 8.293% | 8.293% | 8.293% | 8.293% | 8.293% | 8.293% | 8.293% | 8.293% | 8.293% | 8.293% | 8.293% | 8.293% | 8.293% | 8.293% | 8.293% | 8.293% | 8.293% | 8.293% | 8.293% | 8.293% | 8.293% | 8.293% | 8.293% | 8.293% | 8.293% | 8.293% | 8.293%
| Calculated Rate of Return on Equity Real - Conservative |  |  |  | 8.293% | 8.293% | 8.293% | 8.293% | 8.293% | 8.293% | 8.293% | 8.293% | 8.293% | 8.293% | 8.293% | 8.293% | 8.293% | 8.293% | 8.293% | 8.293% | 8.293% | 8.293% | 8.293% | 8.293% | 8.293% | 8.293% | 8.293% | 8.293% | 8.293% | 8.293% | 8.293% | 8.293% | 8.293% | 8.293%
| Debt Fraction - Advanced |  |  |  | 70.84% | 70.84% | 70.84% | 70.84% | 70.84% | 70.84% | 70.84% | 70.84% | 70.84% | 70.84% | 70.84% | 70.84% | 70.84% | 70.84% | 70.84% | 70.84% | 70.84% | 70.84% | 70.84% | 70.84% | 70.84% | 70.84% | 70.84% | 70.84% | 70.84% | 70.84% | 70.84% | 70.84% | 70.84% | 70.84%
| Debt Fraction - Moderate |  |  |  | 70.84% | 70.84% | 70.84% | 70.84% | 70.84% | 70.84% | 70.84% | 70.84% | 70.84% | 70.84% | 70.84% | 70.84% | 70.84% | 70.84% | 70.84% | 70.84% | 70.84% | 70.84% | 70.84% | 70.84% | 70.84% | 70.84% | 70.84% | 70.84% | 70.84% | 70.84% | 70.84% | 70.84% | 70.84% | 70.84%
| Debt Fraction - Conservative |  |  |  | 70.84% | 70.84% | 70.84% | 70.84% | 70.84% | 70.84% | 70.84% | 70.84% | 70.84% | 70.84% | 70.84% | 70.84% | 70.84% | 70.84% | 70.84% | 70.84% | 70.84% | 70.84% | 70.84% | 70.84% | 70.84% | 70.84% | 70.84% | 70.84% | 70.84% | 70.84% | 70.84% | 70.84% | 70.84% | 70.84%
| Tax Rate (Federal and State) |  |  |  | 25.74% | 25.74% | 25.74% | 25.74% | 25.74% | 25.74% | 25.74% | 25.74% | 25.74% | 25.74% | 25.74% | 25.74% | 25.74% | 25.74% | 25.74% | 25.74% | 25.74% | 25.74% | 25.74% | 25.74% | 25.74% | 25.74% | 25.74% | 25.74% | 25.74% | 25.74% | 25.74% | 25.74% | 25.74% | 25.74%
| WACC Nominal - Advanced |  |  |  | 6.89% | 6.89% | 6.89% | 6.89% | 6.89% | 6.89% | 6.89% | 6.89% | 6.89% | 6.89% | 6.89% | 6.89% | 6.89% | 6.89% | 6.89% | 6.89% | 6.89% | 6.89% | 6.89% | 6.89% | 6.89% | 6.89% | 6.89% | 6.89% | 6.89% | 6.89% | 6.89% | 6.89% | 6.89% | 6.89%
| WACC Nominal - Moderate |  |  |  | 6.89% | 6.89% | 6.89% | 6.89% | 6.89% | 6.89% | 6.89% | 6.89% | 6.89% | 6.89% | 6.89% | 6.89% | 6.89% | 6.89% | 6.89% | 6.89% | 6.89% | 6.89% | 6.89% | 6.89% | 6.89% | 6.89% | 6.89% | 6.89% | 6.89% | 6.89% | 6.89% | 6.89% | 6.89% | 6.89%
| WACC Nominal - Conservative |  |  |  | 6.89% | 6.89% | 6.89% | 6.89% | 6.89% | 6.89% | 6.89% | 6.89% | 6.89% | 6.89% | 6.89% | 6.89% | 6.89% | 6.89% | 6.89% | 6.89% | 6.89% | 6.89% | 6.89% | 6.89% | 6.89% | 6.89% | 6.89% | 6.89% | 6.89% | 6.89% | 6.89% | 6.89% | 6.89% | 6.89%
| WACC Real - Advanced |  |  |  | 4.283% | 4.283% | 4.283% | 4.283% | 4.283% | 4.283% | 4.283% | 4.283% | 4.283% | 4.283% | 4.283% | 4.283% | 4.283% | 4.283% | 4.283% | 4.283% | 4.283% | 4.283% | 4.283% | 4.283% | 4.283% | 4.283% | 4.283% | 4.283% | 4.283% | 4.283% | 4.283% | 4.283% | 4.283% | 4.283%
| WACC Real - Moderate |  |  |  | 4.283% | 4.283% | 4.283% | 4.283% | 4.283% | 4.283% | 4.283% | 4.283% | 4.283% | 4.283% | 4.283% | 4.283% | 4.283% | 4.283% | 4.283% | 4.283% | 4.283% | 4.283% | 4.283% | 4.283% | 4.283% | 4.283% | 4.283% | 4.283% | 4.283% | 4.283% | 4.283% | 4.283% | 4.283% | 4.283%
| WACC Real - Conservative |  |  |  | 4.283% | 4.283% | 4.283% | 4.283% | 4.283% | 4.283% | 4.283% | 4.283% | 4.283% | 4.283% | 4.283% | 4.283% | 4.283% | 4.283% | 4.283% | 4.283% | 4.283% | 4.283% | 4.283% | 4.283% | 4.283% | 4.283% | 4.283% | 4.283% | 4.283% | 4.283% | 4.283% | 4.283% | 4.283% | 4.283%
Hydropower R&D |  |  |  |  | 2021 | 2022 | 2023 | 2024 | 2025 | 2026 | 2027 | 2028 | 2029 | 2030 | 2031 | 2032 | 2033 | 2034 | 2035 | 2036 | 2037 | 2038 | 2039 | 2040 | 2041 | 2042 | 2043 | 2044 | 2045 | 2046 | 2047 | 2048 | 2049 | 2050
| Inflation Rate |  |  |  | 2.5% | 2.5% | 2.5% | 2.5% | 2.5% | 2.5% | 2.5% | 2.5% | 2.5% | 2.5% | 2.5% | 2.5% | 2.5% | 2.5% | 2.5% | 2.5% | 2.5% | 2.5% | 2.5% | 2.5% | 2.5% | 2.5% | 2.5% | 2.5% | 2.5% | 2.5% | 2.5% | 2.5% | 2.5% | 2.5%
Interest Rate Nominal - Advanced | bar: 2021 to 2050
Interest Rate Nominal - Moderate | bar: 2021 to 2050
Interest Rate Nominal - Conservative | bar: 2021 to 2050
| Calculated Interest Rate Real - Advanced |  |  |  | 4.39% | 4.39% | 4.39% | 4.39% | 4.39% | 4.39% | 4.39% | 4.39% | 4.39% | 4.39% | 4.39% | 4.39% | 4.39% | 4.39% | 4.39% | 4.39% | 4.39% | 4.39% | 4.39% | 4.39% | 4.39% | 4.39% | 4.39% | 4.39% | 4.39% | 4.39% | 4.39% | 4.39% | 4.39% | 4.39%
| Calculated Interest Rate Real - Moderate |  |  |  | 4.39% | 4.39% | 4.39% | 4.39% | 4.39% | 4.39% | 4.39% | 4.39% | 4.39% | 4.39% | 4.39% | 4.39% | 4.39% | 4.39% | 4.39% | 4.39% | 4.39% | 4.39% | 4.39% | 4.39% | 4.39% | 4.39% | 4.39% | 4.39% | 4.39% | 4.39% | 4.39% | 4.39% | 4.39% | 4.39%
| Calculated Interest Rate Real - Conservative |  |  |  | 4.39% | 4.39% | 4.39% | 4.39% | 4.39% | 4.39% | 4.39% | 4.39% | 4.39% | 4.39% | 4.39% | 4.39% | 4.39% | 4.39% | 4.39% | 4.39% | 4.39% | 4.39% | 4.39% | 4.39% | 4.39% | 4.39% | 4.39% | 4.39% | 4.39% | 4.39% | 4.39% | 4.39% | 4.39% | 4.39%
Interest During Construction - Nominal | bar: 2021 to 2050
| Rate of Return on Equity Nominal - Advanced |  |  |  | 11% | 11% | 11% | 11% | 11% | 11% | 11% | 11% | 11% | 11% | 11% | 11% | 11% | 11% | 11% | 11% | 11% | 11% | 11% | 11% | 11% | 11% | 11% | 11% | 11% | 11% | 11% | 11% | 11% | 11%
| Rate of Return on Equity Nominal - Moderate |  |  |  | 11% | 11% | 11% | 11% | 11% | 11% | 11% | 11% | 11% | 11% | 11% | 11% | 11% | 11% | 11% | 11% | 11% | 11% | 11% | 11% | 11% | 11% | 11% | 11% | 11% | 11% | 11% | 11% | 11% | 11%
| Rate of Return on Equity Nominal - Conservative |  |  |  | 11% | 11% | 11% | 11% | 11% | 11% | 11% | 11% | 11% | 11% | 11% | 11% | 11% | 11% | 11% | 11% | 11% | 11% | 11% | 11% | 11% | 11% | 11% | 11% | 11% | 11% | 11% | 11% | 11% | 11%
| Calculated Rate of Return on Equity Real - Advanced |  |  |  | 8.293% | 8.293% | 8.293% | 8.293% | 8.293% | 8.293% | 8.293% | 8.293% | 8.293% | 8.293% | 8.293% | 8.293% | 8.293% | 8.293% | 8.293% | 8.293% | 8.293% | 8.293% | 8.293% | 8.293% | 8.293% | 8.293% | 8.293% | 8.293% | 8.293% | 8.293% | 8.293% | 8.293% | 8.293% | 8.293%
| Calculated Rate of Return on Equity Real - Moderate |  |  |  | 8.293% | 8.293% | 8.293% | 8.293% | 8.293% | 8.293% | 8.293% | 8.293% | 8.293% | 8.293% | 8.293% | 8.293% | 8.293% | 8.293% | 8.293% | 8.293% | 8.293% | 8.293% | 8.293% | 8.293% | 8.293% | 8.293% | 8.293% | 8.293% | 8.293% | 8.293% | 8.293% | 8.293% | 8.293% | 8.293%
| Calculated Rate of Return on Equity Real - Conservative |  |  |  | 8.293% | 8.293% | 8.293% | 8.293% | 8.293% | 8.293% | 8.293% | 8.293% | 8.293% | 8.293% | 8.293% | 8.293% | 8.293% | 8.293% | 8.293% | 8.293% | 8.293% | 8.293% | 8.293% | 8.293% | 8.293% | 8.293% | 8.293% | 8.293% | 8.293% | 8.293% | 8.293% | 8.293% | 8.293% | 8.293%
| Debt Fraction - Advanced |  |  |  | 69.49% | 69.49% | 69.49% | 69.49% | 69.49% | 69.49% | 69.49% | 69.49% | 69.49% | 69.49% | 69.49% | 69.49% | 69.49% | 69.49% | 69.49% | 69.49% | 69.49% | 69.49% | 69.49% | 69.49% | 69.49% | 69.49% | 69.49% | 69.49% | 69.49% | 69.49% | 69.49% | 69.49% | 69.49% | 69.49%
| Debt Fraction - Moderate |  |  |  | 69.49% | 69.49% | 69.49% | 69.49% | 69.49% | 69.49% | 69.49% | 69.49% | 69.49% | 69.49% | 69.49% | 69.49% | 69.49% | 69.49% | 69.49% | 69.49% | 69.49% | 69.49% | 69.49% | 69.49% | 69.49% | 69.49% | 69.49% | 69.49% | 69.49% | 69.49% | 69.49% | 69.49% | 69.49% | 69.49%
| Debt Fraction - Conservative |  |  |  | 69.49% | 69.49% | 69.49% | 69.49% | 69.49% | 69.49% | 69.49% | 69.49% | 69.49% | 69.49% | 69.49% | 69.49% | 69.49% | 69.49% | 69.49% | 69.49% | 69.49% | 69.49% | 69.49% | 69.49% | 69.49% | 69.49% | 69.49% | 69.49% | 69.49% | 69.49% | 69.49% | 69.49% | 69.49% | 69.49%
| Tax Rate (Federal and State) |  |  |  | 25.74% | 25.74% | 25.74% | 25.74% | 25.74% | 25.74% | 25.74% | 25.74% | 25.74% | 25.74% | 25.74% | 25.74% | 25.74% | 25.74% | 25.74% | 25.74% | 25.74% | 25.74% | 25.74% | 25.74% | 25.74% | 25.74% | 25.74% | 25.74% | 25.74% | 25.74% | 25.74% | 25.74% | 25.74% | 25.74%
| WACC Nominal - Advanced |  |  |  | 6.968% | 6.968% | 6.968% | 6.968% | 6.968% | 6.968% | 6.968% | 6.968% | 6.968% | 6.968% | 6.968% | 6.968% | 6.968% | 6.968% | 6.968% | 6.968% | 6.968% | 6.968% | 6.968% | 6.968% | 6.968% | 6.968% | 6.968% | 6.968% | 6.968% | 6.968% | 6.968% | 6.968% | 6.968% | 6.968%
| WACC Nominal - Moderate |  |  |  | 6.968% | 6.968% | 6.968% | 6.968% | 6.968% | 6.968% | 6.968% | 6.968% | 6.968% | 6.968% | 6.968% | 6.968% | 6.968% | 6.968% | 6.968% | 6.968% | 6.968% | 6.968% | 6.968% | 6.968% | 6.968% | 6.968% | 6.968% | 6.968% | 6.968% | 6.968% | 6.968% | 6.968% | 6.968% | 6.968%
| WACC Nominal - Conservative |  |  |  | 6.968% | 6.968% | 6.968% | 6.968% | 6.968% | 6.968% | 6.968% | 6.968% | 6.968% | 6.968% | 6.968% | 6.968% | 6.968% | 6.968% | 6.968% | 6.968% | 6.968% | 6.968% | 6.968% | 6.968% | 6.968% | 6.968% | 6.968% | 6.968% | 6.968% | 6.968% | 6.968% | 6.968% | 6.968% | 6.968%
| WACC Real - Advanced |  |  |  | 4.359% | 4.359% | 4.359% | 4.359% | 4.359% | 4.359% | 4.359% | 4.359% | 4.359% | 4.359% | 4.359% | 4.359% | 4.359% | 4.359% | 4.359% | 4.359% | 4.359% | 4.359% | 4.359% | 4.359% | 4.359% | 4.359% | 4.359% | 4.359% | 4.359% | 4.359% | 4.359% | 4.359% | 4.359% | 4.359%
| WACC Real - Moderate |  |  |  | 4.359% | 4.359% | 4.359% | 4.359% | 4.359% | 4.359% | 4.359% | 4.359% | 4.359% | 4.359% | 4.359% | 4.359% | 4.359% | 4.359% | 4.359% | 4.359% | 4.359% | 4.359% | 4.359% | 4.359% | 4.359% | 4.359% | 4.359% | 4.359% | 4.359% | 4.359% | 4.359% | 4.359% | 4.359% | 4.359%
| WACC Real - Conservative |  |  |  | 4.359% | 4.359% | 4.359% | 4.359% | 4.359% | 4.359% | 4.359% | 4.359% | 4.359% | 4.359% | 4.359% | 4.359% | 4.359% | 4.359% | 4.359% | 4.359% | 4.359% | 4.359% | 4.359% | 4.359% | 4.359% | 4.359% | 4.359% | 4.359% | 4.359% | 4.359% | 4.359% | 4.359% | 4.359% | 4.359%
Natural Gas_FE R&D |  |  |  |  | 2021 | 2022 | 2023 | 2024 | 2025 | 2026 | 2027 | 2028 | 2029 | 2030 | 2031 | 2032 | 2033 | 2034 | 2035 | 2036 | 2037 | 2038 | 2039 | 2040 | 2041 | 2042 | 2043 | 2044 | 2045 | 2046 | 2047 | 2048 | 2049 | 2050
| Inflation Rate |  |  |  | 2.5% | 2.5% | 2.5% | 2.5% | 2.5% | 2.5% | 2.5% | 2.5% | 2.5% | 2.5% | 2.5% | 2.5% | 2.5% | 2.5% | 2.5% | 2.5% | 2.5% | 2.5% | 2.5% | 2.5% | 2.5% | 2.5% | 2.5% | 2.5% | 2.5% | 2.5% | 2.5% | 2.5% | 2.5% | 2.5%
Interest Rate Nominal - Advanced | bar: 2021 to 2050
Interest Rate Nominal - Moderate | bar: 2021 to 2050
Interest Rate Nominal - Conservative | bar: 2021 to 2050
| Calculated Interest Rate Real - Advanced |  |  |  | 5.366% | 5.366% | 5.366% | 5.366% | 5.366% | 5.366% | 5.366% | 5.366% | 5.366% | 5.366% | 5.366% | 5.366% | 5.366% | 5.366% | 5.366% | 5.366% | 5.366% | 5.366% | 5.366% | 5.366% | 5.366% | 5.366% | 5.366% | 5.366% | 5.366% | 5.366% | 5.366% | 5.366% | 5.366% | 5.366%
| Calculated Interest Rate Real - Moderate |  |  |  | 5.366% | 5.366% | 5.366% | 5.366% | 5.366% | 5.366% | 5.366% | 5.366% | 5.366% | 5.366% | 5.366% | 5.366% | 5.366% | 5.366% | 5.366% | 5.366% | 5.366% | 5.366% | 5.366% | 5.366% | 5.366% | 5.366% | 5.366% | 5.366% | 5.366% | 5.366% | 5.366% | 5.366% | 5.366% | 5.366%
| Calculated Interest Rate Real - Conservative |  |  |  | 5.366% | 5.366% | 5.366% | 5.366% | 5.366% | 5.366% | 5.366% | 5.366% | 5.366% | 5.366% | 5.366% | 5.366% | 5.366% | 5.366% | 5.366% | 5.366% | 5.366% | 5.366% | 5.366% | 5.366% | 5.366% | 5.366% | 5.366% | 5.366% | 5.366% | 5.366% | 5.366% | 5.366% | 5.366% | 5.366%
Interest During Construction - Nominal | bar: 2021 to 2050
| Rate of Return on Equity Nominal - Advanced |  |  |  | 11% | 11% | 11% | 11% | 11% | 11% | 11% | 11% | 11% | 11% | 11% | 11% | 11% | 11% | 11% | 11% | 11% | 11% | 11% | 11% | 11% | 11% | 11% | 11% | 11% | 11% | 11% | 11% | 11% | 11%
| Rate of Return on Equity Nominal - Moderate |  |  |  | 11% | 11% | 11% | 11% | 11% | 11% | 11% | 11% | 11% | 11% | 11% | 11% | 11% | 11% | 11% | 11% | 11% | 11% | 11% | 11% | 11% | 11% | 11% | 11% | 11% | 11% | 11% | 11% | 11% | 11%
| Rate of Return on Equity Nominal - Conservative |  |  |  | 11% | 11% | 11% | 11% | 11% | 11% | 11% | 11% | 11% | 11% | 11% | 11% | 11% | 11% | 11% | 11% | 11% | 11% | 11% | 11% | 11% | 11% | 11% | 11% | 11% | 11% | 11% | 11% | 11% | 11%
| Calculated Rate of Return on Equity Real - Advanced |  |  |  | 8.293% | 8.293% | 8.293% | 8.293% | 8.293% | 8.293% | 8.293% | 8.293% | 8.293% | 8.293% | 8.293% | 8.293% | 8.293% | 8.293% | 8.293% | 8.293% | 8.293% | 8.293% | 8.293% | 8.293% | 8.293% | 8.293% | 8.293% | 8.293% | 8.293% | 8.293% | 8.293% | 8.293% | 8.293% | 8.293%
| Calculated Rate of Return on Equity Real - Moderate |  |  |  | 8.293% | 8.293% | 8.293% | 8.293% | 8.293% | 8.293% | 8.293% | 8.293% | 8.293% | 8.293% | 8.293% | 8.293% | 8.293% | 8.293% | 8.293% | 8.293% | 8.293% | 8.293% | 8.293% | 8.293% | 8.293% | 8.293% | 8.293% | 8.293% | 8.293% | 8.293% | 8.293% | 8.293% | 8.293% | 8.293%
| Calculated Rate of Return on Equity Real - Conservative |  |  |  | 8.293% | 8.293% | 8.293% | 8.293% | 8.293% | 8.293% | 8.293% | 8.293% | 8.293% | 8.293% | 8.293% | 8.293% | 8.293% | 8.293% | 8.293% | 8.293% | 8.293% | 8.293% | 8.293% | 8.293% | 8.293% | 8.293% | 8.293% | 8.293% | 8.293% | 8.293% | 8.293% | 8.293% | 8.293% | 8.293%
| Debt Fraction - Advanced |  |  |  | 55% | 55% | 55% | 55% | 55% | 55% | 55% | 55% | 55% | 55% | 55% | 55% | 55% | 55% | 55% | 55% | 55% | 55% | 55% | 55% | 55% | 55% | 55% | 55% | 55% | 55% | 55% | 55% | 55% | 55%
| Debt Fraction - Moderate |  |  |  | 55% | 55% | 55% | 55% | 55% | 55% | 55% | 55% | 55% | 55% | 55% | 55% | 55% | 55% | 55% | 55% | 55% | 55% | 55% | 55% | 55% | 55% | 55% | 55% | 55% | 55% | 55% | 55% | 55% | 55%
| Debt Fraction - Conservative |  |  |  | 55% | 55% | 55% | 55% | 55% | 55% | 55% | 55% | 55% | 55% | 55% | 55% | 55% | 55% | 55% | 55% | 55% | 55% | 55% | 55% | 55% | 55% | 55% | 55% | 55% | 55% | 55% | 55% | 55% | 55%
| Tax Rate (Federal and State) |  |  |  | 25.74% | 25.74% | 25.74% | 25.74% | 25.74% | 25.74% | 25.74% | 25.74% | 25.74% | 25.74% | 25.74% | 25.74% | 25.74% | 25.74% | 25.74% | 25.74% | 25.74% | 25.74% | 25.74% | 25.74% | 25.74% | 25.74% | 25.74% | 25.74% | 25.74% | 25.74% | 25.74% | 25.74% | 25.74% | 25.74%
| WACC Nominal - Advanced |  |  |  | 8.217% | 8.217% | 8.217% | 8.217% | 8.217% | 8.217% | 8.217% | 8.217% | 8.217% | 8.217% | 8.217% | 8.217% | 8.217% | 8.217% | 8.217% | 8.217% | 8.217% | 8.217% | 8.217% | 8.217% | 8.217% | 8.217% | 8.217% | 8.217% | 8.217% | 8.217% | 8.217% | 8.217% | 8.217% | 8.217%
| WACC Nominal - Moderate |  |  |  | 8.217% | 8.217% | 8.217% | 8.217% | 8.217% | 8.217% | 8.217% | 8.217% | 8.217% | 8.217% | 8.217% | 8.217% | 8.217% | 8.217% | 8.217% | 8.217% | 8.217% | 8.217% | 8.217% | 8.217% | 8.217% | 8.217% | 8.217% | 8.217% | 8.217% | 8.217% | 8.217% | 8.217% | 8.217% | 8.217%
| WACC Nominal - Conservative |  |  |  | 8.217% | 8.217% | 8.217% | 8.217% | 8.217% | 8.217% | 8.217% | 8.217% | 8.217% | 8.217% | 8.217% | 8.217% | 8.217% | 8.217% | 8.217% | 8.217% | 8.217% | 8.217% | 8.217% | 8.217% | 8.217% | 8.217% | 8.217% | 8.217% | 8.217% | 8.217% | 8.217% | 8.217% | 8.217% | 8.217%
| WACC Real - Advanced |  |  |  | 5.578% | 5.578% | 5.578% | 5.578% | 5.578% | 5.578% | 5.578% | 5.578% | 5.578% | 5.578% | 5.578% | 5.578% | 5.578% | 5.578% | 5.578% | 5.578% | 5.578% | 5.578% | 5.578% | 5.578% | 5.578% | 5.578% | 5.578% | 5.578% | 5.578% | 5.578% | 5.578% | 5.578% | 5.578% | 5.578%
| WACC Real - Moderate |  |  |  | 5.578% | 5.578% | 5.578% | 5.578% | 5.578% | 5.578% | 5.578% | 5.578% | 5.578% | 5.578% | 5.578% | 5.578% | 5.578% | 5.578% | 5.578% | 5.578% | 5.578% | 5.578% | 5.578% | 5.578% | 5.578% | 5.578% | 5.578% | 5.578% | 5.578% | 5.578% | 5.578% | 5.578% | 5.578% | 5.578%
| WACC Real - Conservative |  |  |  | 5.578% | 5.578% | 5.578% | 5.578% | 5.578% | 5.578% | 5.578% | 5.578% | 5.578% | 5.578% | 5.578% | 5.578% | 5.578% | 5.578% | 5.578% | 5.578% | 5.578% | 5.578% | 5.578% | 5.578% | 5.578% | 5.578% | 5.578% | 5.578% | 5.578% | 5.578% | 5.578% | 5.578% | 5.578% | 5.578%
Coal_FE R&D |  |  |  |  | 2021 | 2022 | 2023 | 2024 | 2025 | 2026 | 2027 | 2028 | 2029 | 2030 | 2031 | 2032 | 2033 | 2034 | 2035 | 2036 | 2037 | 2038 | 2039 | 2040 | 2041 | 2042 | 2043 | 2044 | 2045 | 2046 | 2047 | 2048 | 2049 | 2050
| Inflation Rate |  |  |  | 2.5% | 2.5% | 2.5% | 2.5% | 2.5% | 2.5% | 2.5% | 2.5% | 2.5% | 2.5% | 2.5% | 2.5% | 2.5% | 2.5% | 2.5% | 2.5% | 2.5% | 2.5% | 2.5% | 2.5% | 2.5% | 2.5% | 2.5% | 2.5% | 2.5% | 2.5% | 2.5% | 2.5% | 2.5% | 2.5%
Interest Rate Nominal - Advanced | bar: 2021 to 2050
Interest Rate Nominal - Moderate | bar: 2021 to 2050
Interest Rate Nominal - Conservative | bar: 2021 to 2050
| Calculated Interest Rate Real - Advanced |  |  |  | 5.366% | 5.366% | 5.366% | 5.366% | 5.366% | 5.366% | 5.366% | 5.366% | 5.366% | 5.366% | 5.366% | 5.366% | 5.366% | 5.366% | 5.366% | 5.366% | 5.366% | 5.366% | 5.366% | 5.366% | 5.366% | 5.366% | 5.366% | 5.366% | 5.366% | 5.366% | 5.366% | 5.366% | 5.366% | 5.366%
| Calculated Interest Rate Real - Moderate |  |  |  | 5.366% | 5.366% | 5.366% | 5.366% | 5.366% | 5.366% | 5.366% | 5.366% | 5.366% | 5.366% | 5.366% | 5.366% | 5.366% | 5.366% | 5.366% | 5.366% | 5.366% | 5.366% | 5.366% | 5.366% | 5.366% | 5.366% | 5.366% | 5.366% | 5.366% | 5.366% | 5.366% | 5.366% | 5.366% | 5.366%
| Calculated Interest Rate Real - Conservative |  |  |  | 5.366% | 5.366% | 5.366% | 5.366% | 5.366% | 5.366% | 5.366% | 5.366% | 5.366% | 5.366% | 5.366% | 5.366% | 5.366% | 5.366% | 5.366% | 5.366% | 5.366% | 5.366% | 5.366% | 5.366% | 5.366% | 5.366% | 5.366% | 5.366% | 5.366% | 5.366% | 5.366% | 5.366% | 5.366% | 5.366%
Interest During Construction - Nominal | bar: 2021 to 2050
| Rate of Return on Equity Nominal - Advanced |  |  |  | 11% | 11% | 11% | 11% | 11% | 11% | 11% | 11% | 11% | 11% | 11% | 11% | 11% | 11% | 11% | 11% | 11% | 11% | 11% | 11% | 11% | 11% | 11% | 11% | 11% | 11% | 11% | 11% | 11% | 11%
| Rate of Return on Equity Nominal - Moderate |  |  |  | 11% | 11% | 11% | 11% | 11% | 11% | 11% | 11% | 11% | 11% | 11% | 11% | 11% | 11% | 11% | 11% | 11% | 11% | 11% | 11% | 11% | 11% | 11% | 11% | 11% | 11% | 11% | 11% | 11% | 11%
| Rate of Return on Equity Nominal - Conservative |  |  |  | 11% | 11% | 11% | 11% | 11% | 11% | 11% | 11% | 11% | 11% | 11% | 11% | 11% | 11% | 11% | 11% | 11% | 11% | 11% | 11% | 11% | 11% | 11% | 11% | 11% | 11% | 11% | 11% | 11% | 11%
| Calculated Rate of Return on Equity Real - Advanced |  |  |  | 8.293% | 8.293% | 8.293% | 8.293% | 8.293% | 8.293% | 8.293% | 8.293% | 8.293% | 8.293% | 8.293% | 8.293% | 8.293% | 8.293% | 8.293% | 8.293% | 8.293% | 8.293% | 8.293% | 8.293% | 8.293% | 8.293% | 8.293% | 8.293% | 8.293% | 8.293% | 8.293% | 8.293% | 8.293% | 8.293%
| Calculated Rate of Return on Equity Real - Moderate |  |  |  | 8.293% | 8.293% | 8.293% | 8.293% | 8.293% | 8.293% | 8.293% | 8.293% | 8.293% | 8.293% | 8.293% | 8.293% | 8.293% | 8.293% | 8.293% | 8.293% | 8.293% | 8.293% | 8.293% | 8.293% | 8.293% | 8.293% | 8.293% | 8.293% | 8.293% | 8.293% | 8.293% | 8.293% | 8.293% | 8.293%
| Calculated Rate of Return on Equity Real - Conservative |  |  |  | 8.293% | 8.293% | 8.293% | 8.293% | 8.293% | 8.293% | 8.293% | 8.293% | 8.293% | 8.293% | 8.293% | 8.293% | 8.293% | 8.293% | 8.293% | 8.293% | 8.293% | 8.293% | 8.293% | 8.293% | 8.293% | 8.293% | 8.293% | 8.293% | 8.293% | 8.293% | 8.293% | 8.293% | 8.293% | 8.293%
| Debt Fraction - Advanced |  |  |  | 55% | 55% | 55% | 55% | 55% | 55% | 55% | 55% | 55% | 55% | 55% | 55% | 55% | 55% | 55% | 55% | 55% | 55% | 55% | 55% | 55% | 55% | 55% | 55% | 55% | 55% | 55% | 55% | 55% | 55%
| Debt Fraction - Moderate |  |  |  | 55% | 55% | 55% | 55% | 55% | 55% | 55% | 55% | 55% | 55% | 55% | 55% | 55% | 55% | 55% | 55% | 55% | 55% | 55% | 55% | 55% | 55% | 55% | 55% | 55% | 55% | 55% | 55% | 55% | 55%
| Debt Fraction - Conservative |  |  |  | 55% | 55% | 55% | 55% | 55% | 55% | 55% | 55% | 55% | 55% | 55% | 55% | 55% | 55% | 55% | 55% | 55% | 55% | 55% | 55% | 55% | 55% | 55% | 55% | 55% | 55% | 55% | 55% | 55% | 55%
| Tax Rate (Federal and State) |  |  |  | 25.74% | 25.74% | 25.74% | 25.74% | 25.74% | 25.74% | 25.74% | 25.74% | 25.74% | 25.74% | 25.74% | 25.74% | 25.74% | 25.74% | 25.74% | 25.74% | 25.74% | 25.74% | 25.74% | 25.74% | 25.74% | 25.74% | 25.74% | 25.74% | 25.74% | 25.74% | 25.74% | 25.74% | 25.74% | 25.74%
| WACC Nominal - Advanced |  |  |  | 8.217% | 8.217% | 8.217% | 8.217% | 8.217% | 8.217% | 8.217% | 8.217% | 8.217% | 8.217% | 8.217% | 8.217% | 8.217% | 8.217% | 8.217% | 8.217% | 8.217% | 8.217% | 8.217% | 8.217% | 8.217% | 8.217% | 8.217% | 8.217% | 8.217% | 8.217% | 8.217% | 8.217% | 8.217% | 8.217%
| WACC Nominal - Moderate |  |  |  | 8.217% | 8.217% | 8.217% | 8.217% | 8.217% | 8.217% | 8.217% | 8.217% | 8.217% | 8.217% | 8.217% | 8.217% | 8.217% | 8.217% | 8.217% | 8.217% | 8.217% | 8.217% | 8.217% | 8.217% | 8.217% | 8.217% | 8.217% | 8.217% | 8.217% | 8.217% | 8.217% | 8.217% | 8.217% | 8.217%
| WACC Nominal - Conservative |  |  |  | 8.217% | 8.217% | 8.217% | 8.217% | 8.217% | 8.217% | 8.217% | 8.217% | 8.217% | 8.217% | 8.217% | 8.217% | 8.217% | 8.217% | 8.217% | 8.217% | 8.217% | 8.217% | 8.217% | 8.217% | 8.217% | 8.217% | 8.217% | 8.217% | 8.217% | 8.217% | 8.217% | 8.217% | 8.217% | 8.217%
| WACC Real - Advanced |  |  |  | 5.578% | 5.578% | 5.578% | 5.578% | 5.578% | 5.578% | 5.578% | 5.578% | 5.578% | 5.578% | 5.578% | 5.578% | 5.578% | 5.578% | 5.578% | 5.578% | 5.578% | 5.578% | 5.578% | 5.578% | 5.578% | 5.578% | 5.578% | 5.578% | 5.578% | 5.578% | 5.578% | 5.578% | 5.578% | 5.578%
| WACC Real - Moderate |  |  |  | 5.578% | 5.578% | 5.578% | 5.578% | 5.578% | 5.578% | 5.578% | 5.578% | 5.578% | 5.578% | 5.578% | 5.578% | 5.578% | 5.578% | 5.578% | 5.578% | 5.578% | 5.578% | 5.578% | 5.578% | 5.578% | 5.578% | 5.578% | 5.578% | 5.578% | 5.578% | 5.578% | 5.578% | 5.578% | 5.578%
| WACC Real - Conservative |  |  |  | 5.578% | 5.578% | 5.578% | 5.578% | 5.578% | 5.578% | 5.578% | 5.578% | 5.578% | 5.578% | 5.578% | 5.578% | 5.578% | 5.578% | 5.578% | 5.578% | 5.578% | 5.578% | 5.578% | 5.578% | 5.578% | 5.578% | 5.578% | 5.578% | 5.578% | 5.578% | 5.578% | 5.578% | 5.578% | 5.578%
Nuclear R&D |  |  |  |  | 2021 | 2022 | 2023 | 2024 | 2025 | 2026 | 2027 | 2028 | 2029 | 2030 | 2031 | 2032 | 2033 | 2034 | 2035 | 2036 | 2037 | 2038 | 2039 | 2040 | 2041 | 2042 | 2043 | 2044 | 2045 | 2046 | 2047 | 2048 | 2049 | 2050
| Inflation Rate |  |  |  | 2.5% | 2.5% | 2.5% | 2.5% | 2.5% | 2.5% | 2.5% | 2.5% | 2.5% | 2.5% | 2.5% | 2.5% | 2.5% | 2.5% | 2.5% | 2.5% | 2.5% | 2.5% | 2.5% | 2.5% | 2.5% | 2.5% | 2.5% | 2.5% | 2.5% | 2.5% | 2.5% | 2.5% | 2.5% | 2.5%
Interest Rate Nominal - Advanced | bar: 2021 to 2050
Interest Rate Nominal - Moderate | bar: 2021 to 2050
Interest Rate Nominal - Conservative | bar: 2021 to 2050
| Calculated Interest Rate Real - Advanced |  |  |  | 5.366% | 5.366% | 5.366% | 5.366% | 5.366% | 5.366% | 5.366% | 5.366% | 5.366% | 5.366% | 5.366% | 5.366% | 5.366% | 5.366% | 5.366% | 5.366% | 5.366% | 5.366% | 5.366% | 5.366% | 5.366% | 5.366% | 5.366% | 5.366% | 5.366% | 5.366% | 5.366% | 5.366% | 5.366% | 5.366%
| Calculated Interest Rate Real - Moderate |  |  |  | 5.366% | 5.366% | 5.366% | 5.366% | 5.366% | 5.366% | 5.366% | 5.366% | 5.366% | 5.366% | 5.366% | 5.366% | 5.366% | 5.366% | 5.366% | 5.366% | 5.366% | 5.366% | 5.366% | 5.366% | 5.366% | 5.366% | 5.366% | 5.366% | 5.366% | 5.366% | 5.366% | 5.366% | 5.366% | 5.366%
| Calculated Interest Rate Real - Conservative |  |  |  | 5.366% | 5.366% | 5.366% | 5.366% | 5.366% | 5.366% | 5.366% | 5.366% | 5.366% | 5.366% | 5.366% | 5.366% | 5.366% | 5.366% | 5.366% | 5.366% | 5.366% | 5.366% | 5.366% | 5.366% | 5.366% | 5.366% | 5.366% | 5.366% | 5.366% | 5.366% | 5.366% | 5.366% | 5.366% | 5.366%
| Interest During Construction - Nominal |  |  |  | 6.5% | 6.5% | 6.5% | 6.5% | 6.5% | 6.5% | 6.5% | 6.5% | 6.5% | 6.5% | 6.5% | 6.5% | 6.5% | 6.5% | 6.5% | 6.5% | 6.5% | 6.5% | 6.5% | 6.5% | 6.5% | 6.5% | 6.5% | 6.5% | 6.5% | 6.5% | 6.5% | 6.5% | 6.5% | 6.5%
| Rate of Return on Equity Nominal - Advanced |  |  |  | 11% | 11% | 11% | 11% | 11% | 11% | 11% | 11% | 11% | 11% | 11% | 11% | 11% | 11% | 11% | 11% | 11% | 11% | 11% | 11% | 11% | 11% | 11% | 11% | 11% | 11% | 11% | 11% | 11% | 11%
| Rate of Return on Equity Nominal - Moderate |  |  |  | 11% | 11% | 11% | 11% | 11% | 11% | 11% | 11% | 11% | 11% | 11% | 11% | 11% | 11% | 11% | 11% | 11% | 11% | 11% | 11% | 11% | 11% | 11% | 11% | 11% | 11% | 11% | 11% | 11% | 11%
| Rate of Return on Equity Nominal - Conservative |  |  |  | 11% | 11% | 11% | 11% | 11% | 11% | 11% | 11% | 11% | 11% | 11% | 11% | 11% | 11% | 11% | 11% | 11% | 11% | 11% | 11% | 11% | 11% | 11% | 11% | 11% | 11% | 11% | 11% | 11% | 11%
| Calculated Rate of Return on Equity Real - Advanced |  |  |  | 8.293% | 8.293% | 8.293% | 8.293% | 8.293% | 8.293% | 8.293% | 8.293% | 8.293% | 8.293% | 8.293% | 8.293% | 8.293% | 8.293% | 8.293% | 8.293% | 8.293% | 8.293% | 8.293% | 8.293% | 8.293% | 8.293% | 8.293% | 8.293% | 8.293% | 8.293% | 8.293% | 8.293% | 8.293% | 8.293%
| Calculated Rate of Return on Equity Real - Moderate |  |  |  | 8.293% | 8.293% | 8.293% | 8.293% | 8.293% | 8.293% | 8.293% | 8.293% | 8.293% | 8.293% | 8.293% | 8.293% | 8.293% | 8.293% | 8.293% | 8.293% | 8.293% | 8.293% | 8.293% | 8.293% | 8.293% | 8.293% | 8.293% | 8.293% | 8.293% | 8.293% | 8.293% | 8.293% | 8.293% | 8.293%
| Calculated Rate of Return on Equity Real - Conservative |  |  |  | 8.293% | 8.293% | 8.293% | 8.293% | 8.293% | 8.293% | 8.293% | 8.293% | 8.293% | 8.293% | 8.293% | 8.293% | 8.293% | 8.293% | 8.293% | 8.293% | 8.293% | 8.293% | 8.293% | 8.293% | 8.293% | 8.293% | 8.293% | 8.293% | 8.293% | 8.293% | 8.293% | 8.293% | 8.293% | 8.293%
| Debt Fraction - Advanced |  |  |  | 69.78% | 69.78% | 69.78% | 69.78% | 69.78% | 69.78% | 69.78% | 69.78% | 69.78% | 69.78% | 69.78% | 69.78% | 69.78% | 69.78% | 69.78% | 69.78% | 69.78% | 69.78% | 69.78% | 69.78% | 69.78% | 69.78% | 69.78% | 69.78% | 69.78% | 69.78% | 69.78% | 69.78% | 69.78% | 69.78%
| Debt Fraction - Moderate |  |  |  | 69.78% | 69.78% | 69.78% | 69.78% | 69.78% | 69.78% | 69.78% | 69.78% | 69.78% | 69.78% | 69.78% | 69.78% | 69.78% | 69.78% | 69.78% | 69.78% | 69.78% | 69.78% | 69.78% | 69.78% | 69.78% | 69.78% | 69.78% | 69.78% | 69.78% | 69.78% | 69.78% | 69.78% | 69.78% | 69.78%
| Debt Fraction - Conservative |  |  |  | 69.78% | 69.78% | 69.78% | 69.78% | 69.78% | 69.78% | 69.78% | 69.78% | 69.78% | 69.78% | 69.78% | 69.78% | 69.78% | 69.78% | 69.78% | 69.78% | 69.78% | 69.78% | 69.78% | 69.78% | 69.78% | 69.78% | 69.78% | 69.78% | 69.78% | 69.78% | 69.78% | 69.78% | 69.78% | 69.78%
| Tax Rate (Federal and State) |  |  |  | 25.74% | 25.74% | 25.74% | 25.74% | 25.74% | 25.74% | 25.74% | 25.74% | 25.74% | 25.74% | 25.74% | 25.74% | 25.74% | 25.74% | 25.74% | 25.74% | 25.74% | 25.74% | 25.74% | 25.74% | 25.74% | 25.74% | 25.74% | 25.74% | 25.74% | 25.74% | 25.74% | 25.74% | 25.74% | 25.74%
| WACC Nominal - Advanced |  |  |  | 7.47% | 7.47% | 7.47% | 7.47% | 7.47% | 7.47% | 7.47% | 7.47% | 7.47% | 7.47% | 7.47% | 7.47% | 7.47% | 7.47% | 7.47% | 7.47% | 7.47% | 7.47% | 7.47% | 7.47% | 7.47% | 7.47% | 7.47% | 7.47% | 7.47% | 7.47% | 7.47% | 7.47% | 7.47% | 7.47%
| WACC Nominal - Moderate |  |  |  | 7.47% | 7.47% | 7.47% | 7.47% | 7.47% | 7.47% | 7.47% | 7.47% | 7.47% | 7.47% | 7.47% | 7.47% | 7.47% | 7.47% | 7.47% | 7.47% | 7.47% | 7.47% | 7.47% | 7.47% | 7.47% | 7.47% | 7.47% | 7.47% | 7.47% | 7.47% | 7.47% | 7.47% | 7.47% | 7.47%
| WACC Nominal - Conservative |  |  |  | 7.47% | 7.47% | 7.47% | 7.47% | 7.47% | 7.47% | 7.47% | 7.47% | 7.47% | 7.47% | 7.47% | 7.47% | 7.47% | 7.47% | 7.47% | 7.47% | 7.47% | 7.47% | 7.47% | 7.47% | 7.47% | 7.47% | 7.47% | 7.47% | 7.47% | 7.47% | 7.47% | 7.47% | 7.47% | 7.47%
| WACC Real - Advanced |  |  |  | 4.849% | 4.849% | 4.849% | 4.849% | 4.849% | 4.849% | 4.849% | 4.849% | 4.849% | 4.849% | 4.849% | 4.849% | 4.849% | 4.849% | 4.849% | 4.849% | 4.849% | 4.849% | 4.849% | 4.849% | 4.849% | 4.849% | 4.849% | 4.849% | 4.849% | 4.849% | 4.849% | 4.849% | 4.849% | 4.849%
| WACC Real - Moderate |  |  |  | 4.849% | 4.849% | 4.849% | 4.849% | 4.849% | 4.849% | 4.849% | 4.849% | 4.849% | 4.849% | 4.849% | 4.849% | 4.849% | 4.849% | 4.849% | 4.849% | 4.849% | 4.849% | 4.849% | 4.849% | 4.849% | 4.849% | 4.849% | 4.849% | 4.849% | 4.849% | 4.849% | 4.849% | 4.849% | 4.849%
| WACC Real - Conservative |  |  |  | 4.849% | 4.849% | 4.849% | 4.849% | 4.849% | 4.849% | 4.849% | 4.849% | 4.849% | 4.849% | 4.849% | 4.849% | 4.849% | 4.849% | 4.849% | 4.849% | 4.849% | 4.849% | 4.849% | 4.849% | 4.849% | 4.849% | 4.849% | 4.849% | 4.849% | 4.849% | 4.849% | 4.849% | 4.849% | 4.849%
Biopower R&D |  |  |  |  | 2021 | 2022 | 2023 | 2024 | 2025 | 2026 | 2027 | 2028 | 2029 | 2030 | 2031 | 2032 | 2033 | 2034 | 2035 | 2036 | 2037 | 2038 | 2039 | 2040 | 2041 | 2042 | 2043 | 2044 | 2045 | 2046 | 2047 | 2048 | 2049 | 2050
| Inflation Rate |  |  |  | 2.5% | 2.5% | 2.5% | 2.5% | 2.5% | 2.5% | 2.5% | 2.5% | 2.5% | 2.5% | 2.5% | 2.5% | 2.5% | 2.5% | 2.5% | 2.5% | 2.5% | 2.5% | 2.5% | 2.5% | 2.5% | 2.5% | 2.5% | 2.5% | 2.5% | 2.5% | 2.5% | 2.5% | 2.5% | 2.5%
Interest Rate Nominal - Advanced | bar: 2021 to 2050
Interest Rate Nominal - Moderate | bar: 2021 to 2050
Interest Rate Nominal - Conservative | bar: 2021 to 2050
| Calculated Interest Rate Real - Advanced |  |  |  | 5.366% | 5.366% | 5.366% | 5.366% | 5.366% | 5.366% | 5.366% | 5.366% | 5.366% | 5.366% | 5.366% | 5.366% | 5.366% | 5.366% | 5.366% | 5.366% | 5.366% | 5.366% | 5.366% | 5.366% | 5.366% | 5.366% | 5.366% | 5.366% | 5.366% | 5.366% | 5.366% | 5.366% | 5.366% | 5.366%
| Calculated Interest Rate Real - Moderate |  |  |  | 5.366% | 5.366% | 5.366% | 5.366% | 5.366% | 5.366% | 5.366% | 5.366% | 5.366% | 5.366% | 5.366% | 5.366% | 5.366% | 5.366% | 5.366% | 5.366% | 5.366% | 5.366% | 5.366% | 5.366% | 5.366% | 5.366% | 5.366% | 5.366% | 5.366% | 5.366% | 5.366% | 5.366% | 5.366% | 5.366%
| Calculated Interest Rate Real - Conservative |  |  |  | 5.366% | 5.366% | 5.366% | 5.366% | 5.366% | 5.366% | 5.366% | 5.366% | 5.366% | 5.366% | 5.366% | 5.366% | 5.366% | 5.366% | 5.366% | 5.366% | 5.366% | 5.366% | 5.366% | 5.366% | 5.366% | 5.366% | 5.366% | 5.366% | 5.366% | 5.366% | 5.366% | 5.366% | 5.366% | 5.366%
| Interest During Construction - Nominal |  |  |  | 6.5% | 6.5% | 6.5% | 6.5% | 6.5% | 6.5% | 6.5% | 6.5% | 6.5% | 6.5% | 6.5% | 6.5% | 6.5% | 6.5% | 6.5% | 6.5% | 6.5% | 6.5% | 6.5% | 6.5% | 6.5% | 6.5% | 6.5% | 6.5% | 6.5% | 6.5% | 6.5% | 6.5% | 6.5% | 6.5%
| Rate of Return on Equity Nominal - Advanced |  |  |  | 11% | 11% | 11% | 11% | 11% | 11% | 11% | 11% | 11% | 11% | 11% | 11% | 11% | 11% | 11% | 11% | 11% | 11% | 11% | 11% | 11% | 11% | 11% | 11% | 11% | 11% | 11% | 11% | 11% | 11%
| Rate of Return on Equity Nominal - Moderate |  |  |  | 11% | 11% | 11% | 11% | 11% | 11% | 11% | 11% | 11% | 11% | 11% | 11% | 11% | 11% | 11% | 11% | 11% | 11% | 11% | 11% | 11% | 11% | 11% | 11% | 11% | 11% | 11% | 11% | 11% | 11%
| Rate of Return on Equity Nominal - Conservative |  |  |  | 11% | 11% | 11% | 11% | 11% | 11% | 11% | 11% | 11% | 11% | 11% | 11% | 11% | 11% | 11% | 11% | 11% | 11% | 11% | 11% | 11% | 11% | 11% | 11% | 11% | 11% | 11% | 11% | 11% | 11%
| Calculated Rate of Return on Equity Real - Advanced |  |  |  | 8.293% | 8.293% | 8.293% | 8.293% | 8.293% | 8.293% | 8.293% | 8.293% | 8.293% | 8.293% | 8.293% | 8.293% | 8.293% | 8.293% | 8.293% | 8.293% | 8.293% | 8.293% | 8.293% | 8.293% | 8.293% | 8.293% | 8.293% | 8.293% | 8.293% | 8.293% | 8.293% | 8.293% | 8.293% | 8.293%
| Calculated Rate of Return on Equity Real - Moderate |  |  |  | 8.293% | 8.293% | 8.293% | 8.293% | 8.293% | 8.293% | 8.293% | 8.293% | 8.293% | 8.293% | 8.293% | 8.293% | 8.293% | 8.293% | 8.293% | 8.293% | 8.293% | 8.293% | 8.293% | 8.293% | 8.293% | 8.293% | 8.293% | 8.293% | 8.293% | 8.293% | 8.293% | 8.293% | 8.293% | 8.293%
| Calculated Rate of Return on Equity Real - Conservative |  |  |  | 8.293% | 8.293% | 8.293% | 8.293% | 8.293% | 8.293% | 8.293% | 8.293% | 8.293% | 8.293% | 8.293% | 8.293% | 8.293% | 8.293% | 8.293% | 8.293% | 8.293% | 8.293% | 8.293% | 8.293% | 8.293% | 8.293% | 8.293% | 8.293% | 8.293% | 8.293% | 8.293% | 8.293% | 8.293% | 8.293%
| Debt Fraction - Advanced |  |  |  | 69.8% | 69.8% | 69.8% | 69.8% | 69.8% | 69.8% | 69.8% | 69.8% | 69.8% | 69.8% | 69.8% | 69.8% | 69.8% | 69.8% | 69.8% | 69.8% | 69.8% | 69.8% | 69.8% | 69.8% | 69.8% | 69.8% | 69.8% | 69.8% | 69.8% | 69.8% | 69.8% | 69.8% | 69.8% | 69.8%
| Debt Fraction - Moderate |  |  |  | 69.8% | 69.8% | 69.8% | 69.8% | 69.8% | 69.8% | 69.8% | 69.8% | 69.8% | 69.8% | 69.8% | 69.8% | 69.8% | 69.8% | 69.8% | 69.8% | 69.8% | 69.8% | 69.8% | 69.8% | 69.8% | 69.8% | 69.8% | 69.8% | 69.8% | 69.8% | 69.8% | 69.8% | 69.8% | 69.8%
| Debt Fraction - Conservative |  |  |  | 69.8% | 69.8% | 69.8% | 69.8% | 69.8% | 69.8% | 69.8% | 69.8% | 69.8% | 69.8% | 69.8% | 69.8% | 69.8% | 69.8% | 69.8% | 69.8% | 69.8% | 69.8% | 69.8% | 69.8% | 69.8% | 69.8% | 69.8% | 69.8% | 69.8% | 69.8% | 69.8% | 69.8% | 69.8% | 69.8%
| Tax Rate (Federal and State) |  |  |  | 25.74% | 25.74% | 25.74% | 25.74% | 25.74% | 25.74% | 25.74% | 25.74% | 25.74% | 25.74% | 25.74% | 25.74% | 25.74% | 25.74% | 25.74% | 25.74% | 25.74% | 25.74% | 25.74% | 25.74% | 25.74% | 25.74% | 25.74% | 25.74% | 25.74% | 25.74% | 25.74% | 25.74% | 25.74% | 25.74%
| WACC Nominal - Advanced |  |  |  | 7.468% | 7.468% | 7.468% | 7.468% | 7.468% | 7.468% | 7.468% | 7.468% | 7.468% | 7.468% | 7.468% | 7.468% | 7.468% | 7.468% | 7.468% | 7.468% | 7.468% | 7.468% | 7.468% | 7.468% | 7.468% | 7.468% | 7.468% | 7.468% | 7.468% | 7.468% | 7.468% | 7.468% | 7.468% | 7.468%
| WACC Nominal - Moderate |  |  |  | 7.468% | 7.468% | 7.468% | 7.468% | 7.468% | 7.468% | 7.468% | 7.468% | 7.468% | 7.468% | 7.468% | 7.468% | 7.468% | 7.468% | 7.468% | 7.468% | 7.468% | 7.468% | 7.468% | 7.468% | 7.468% | 7.468% | 7.468% | 7.468% | 7.468% | 7.468% | 7.468% | 7.468% | 7.468% | 7.468%
| WACC Nominal - Conservative |  |  |  | 7.468% | 7.468% | 7.468% | 7.468% | 7.468% | 7.468% | 7.468% | 7.468% | 7.468% | 7.468% | 7.468% | 7.468% | 7.468% | 7.468% | 7.468% | 7.468% | 7.468% | 7.468% | 7.468% | 7.468% | 7.468% | 7.468% | 7.468% | 7.468% | 7.468% | 7.468% | 7.468% | 7.468% | 7.468% | 7.468%
| WACC Real - Advanced |  |  |  | 4.847% | 4.847% | 4.847% | 4.847% | 4.847% | 4.847% | 4.847% | 4.847% | 4.847% | 4.847% | 4.847% | 4.847% | 4.847% | 4.847% | 4.847% | 4.847% | 4.847% | 4.847% | 4.847% | 4.847% | 4.847% | 4.847% | 4.847% | 4.847% | 4.847% | 4.847% | 4.847% | 4.847% | 4.847% | 4.847%
| WACC Real - Moderate |  |  |  | 4.847% | 4.847% | 4.847% | 4.847% | 4.847% | 4.847% | 4.847% | 4.847% | 4.847% | 4.847% | 4.847% | 4.847% | 4.847% | 4.847% | 4.847% | 4.847% | 4.847% | 4.847% | 4.847% | 4.847% | 4.847% | 4.847% | 4.847% | 4.847% | 4.847% | 4.847% | 4.847% | 4.847% | 4.847% | 4.847%
| WACC Real - Conservative |  |  |  | 4.847% | 4.847% | 4.847% | 4.847% | 4.847% | 4.847% | 4.847% | 4.847% | 4.847% | 4.847% | 4.847% | 4.847% | 4.847% | 4.847% | 4.847% | 4.847% | 4.847% | 4.847% | 4.847% | 4.847% | 4.847% | 4.847% | 4.847% | 4.847% | 4.847% | 4.847% | 4.847% | 4.847% | 4.847% | 4.847%
Utility-Scale PV-Plus-Battery R&D |  |  |  |  | 2021 | 2022 | 2023 | 2024 | 2025 | 2026 | 2027 | 2028 | 2029 | 2030 | 2031 | 2032 | 2033 | 2034 | 2035 | 2036 | 2037 | 2038 | 2039 | 2040 | 2041 | 2042 | 2043 | 2044 | 2045 | 2046 | 2047 | 2048 | 2049 | 2050
| Inflation Rate |  |  |  | 2.5% | 2.5% | 2.5% | 2.5% | 2.5% | 2.5% | 2.5% | 2.5% | 2.5% | 2.5% | 2.5% | 2.5% | 2.5% | 2.5% | 2.5% | 2.5% | 2.5% | 2.5% | 2.5% | 2.5% | 2.5% | 2.5% | 2.5% | 2.5% | 2.5% | 2.5% | 2.5% | 2.5% | 2.5% | 2.5%
Interest Rate Nominal - Advanced | bar: 2021 to 2050
Interest Rate Nominal - Moderate | bar: 2021 to 2050
Interest Rate Nominal - Conservative | bar: 2021 to 2050
| Calculated Interest Rate Real - Advanced |  |  |  | 4.39% | 4.39% | 4.39% | 4.39% | 4.39% | 4.39% | 4.39% | 4.39% | 4.39% | 4.39% | 4.39% | 4.39% | 4.39% | 4.39% | 4.39% | 4.39% | 4.39% | 4.39% | 4.39% | 4.39% | 4.39% | 4.39% | 4.39% | 4.39% | 4.39% | 4.39% | 4.39% | 4.39% | 4.39% | 4.39%
| Calculated Interest Rate Real - Moderate |  |  |  | 4.39% | 4.39% | 4.39% | 4.39% | 4.39% | 4.39% | 4.39% | 4.39% | 4.39% | 4.39% | 4.39% | 4.39% | 4.39% | 4.39% | 4.39% | 4.39% | 4.39% | 4.39% | 4.39% | 4.39% | 4.39% | 4.39% | 4.39% | 4.39% | 4.39% | 4.39% | 4.39% | 4.39% | 4.39% | 4.39%
| Calculated Interest Rate Real - Conservative |  |  |  | 4.39% | 4.39% | 4.39% | 4.39% | 4.39% | 4.39% | 4.39% | 4.39% | 4.39% | 4.39% | 4.39% | 4.39% | 4.39% | 4.39% | 4.39% | 4.39% | 4.39% | 4.39% | 4.39% | 4.39% | 4.39% | 4.39% | 4.39% | 4.39% | 4.39% | 4.39% | 4.39% | 4.39% | 4.39% | 4.39%
| Interest During Construction - Nominal |  |  |  | 6.5% | 6.5% | 6.5% | 6.5% | 6.5% | 6.5% | 6.5% | 6.5% | 6.5% | 6.5% | 6.5% | 6.5% | 6.5% | 6.5% | 6.5% | 6.5% | 6.5% | 6.5% | 6.5% | 6.5% | 6.5% | 6.5% | 6.5% | 6.5% | 6.5% | 6.5% | 6.5% | 6.5% | 6.5% | 6.5%
| Rate of Return on Equity Nominal - Advanced |  |  |  | 8.8% | 8.8% | 8.8% | 8.8% | 8.8% | 8.8% | 8.8% | 8.8% | 8.8% | 8.8% | 8.8% | 8.8% | 8.8% | 8.8% | 8.8% | 8.8% | 8.8% | 8.8% | 8.8% | 8.8% | 8.8% | 8.8% | 8.8% | 8.8% | 8.8% | 8.8% | 8.8% | 8.8% | 8.8% | 8.8%
| Rate of Return on Equity Nominal - Moderate |  |  |  | 8.8% | 8.8% | 8.8% | 8.8% | 8.8% | 8.8% | 8.8% | 8.8% | 8.8% | 8.8% | 8.8% | 8.8% | 8.8% | 8.8% | 8.8% | 8.8% | 8.8% | 8.8% | 8.8% | 8.8% | 8.8% | 8.8% | 8.8% | 8.8% | 8.8% | 8.8% | 8.8% | 8.8% | 8.8% | 8.8%
| Rate of Return on Equity Nominal - Conservative |  |  |  | 8.8% | 8.8% | 8.8% | 8.8% | 8.8% | 8.8% | 8.8% | 8.8% | 8.8% | 8.8% | 8.8% | 8.8% | 8.8% | 8.8% | 8.8% | 8.8% | 8.8% | 8.8% | 8.8% | 8.8% | 8.8% | 8.8% | 8.8% | 8.8% | 8.8% | 8.8% | 8.8% | 8.8% | 8.8% | 8.8%
| Calculated Rate of Return on Equity Real - Advanced |  |  |  | 6.146% | 6.146% | 6.146% | 6.146% | 6.146% | 6.146% | 6.146% | 6.146% | 6.146% | 6.146% | 6.146% | 6.146% | 6.146% | 6.146% | 6.146% | 6.146% | 6.146% | 6.146% | 6.146% | 6.146% | 6.146% | 6.146% | 6.146% | 6.146% | 6.146% | 6.146% | 6.146% | 6.146% | 6.146% | 6.146%
| Calculated Rate of Return on Equity Real - Moderate |  |  |  | 6.146% | 6.146% | 6.146% | 6.146% | 6.146% | 6.146% | 6.146% | 6.146% | 6.146% | 6.146% | 6.146% | 6.146% | 6.146% | 6.146% | 6.146% | 6.146% | 6.146% | 6.146% | 6.146% | 6.146% | 6.146% | 6.146% | 6.146% | 6.146% | 6.146% | 6.146% | 6.146% | 6.146% | 6.146% | 6.146%
| Calculated Rate of Return on Equity Real - Conservative |  |  |  | 6.146% | 6.146% | 6.146% | 6.146% | 6.146% | 6.146% | 6.146% | 6.146% | 6.146% | 6.146% | 6.146% | 6.146% | 6.146% | 6.146% | 6.146% | 6.146% | 6.146% | 6.146% | 6.146% | 6.146% | 6.146% | 6.146% | 6.146% | 6.146% | 6.146% | 6.146% | 6.146% | 6.146% | 6.146% | 6.146%
| Debt Fraction - Advanced |  |  |  | 73.86% | 73.86% | 73.86% | 73.86% | 73.86% | 73.86% | 73.86% | 73.86% | 73.86% | 73.86% | 73.86% | 73.86% | 73.86% | 73.86% | 73.86% | 73.86% | 73.86% | 73.86% | 73.86% | 73.86% | 73.86% | 73.86% | 73.86% | 73.86% | 73.86% | 73.86% | 73.86% | 73.86% | 73.86% | 73.86%
| Debt Fraction - Moderate |  |  |  | 73.86% | 73.86% | 73.86% | 73.86% | 73.86% | 73.86% | 73.86% | 73.86% | 73.86% | 73.86% | 73.86% | 73.86% | 73.86% | 73.86% | 73.86% | 73.86% | 73.86% | 73.86% | 73.86% | 73.86% | 73.86% | 73.86% | 73.86% | 73.86% | 73.86% | 73.86% | 73.86% | 73.86% | 73.86% | 73.86%
| Debt Fraction - Conservative |  |  |  | 73.86% | 73.86% | 73.86% | 73.86% | 73.86% | 73.86% | 73.86% | 73.86% | 73.86% | 73.86% | 73.86% | 73.86% | 73.86% | 73.86% | 73.86% | 73.86% | 73.86% | 73.86% | 73.86% | 73.86% | 73.86% | 73.86% | 73.86% | 73.86% | 73.86% | 73.86% | 73.86% | 73.86% | 73.86% | 73.86%
| Tax Rate (Federal and State) |  |  |  | 25.74% | 25.74% | 25.74% | 25.74% | 25.74% | 25.74% | 25.74% | 25.74% | 25.74% | 25.74% | 25.74% | 25.74% | 25.74% | 25.74% | 25.74% | 25.74% | 25.74% | 25.74% | 25.74% | 25.74% | 25.74% | 25.74% | 25.74% | 25.74% | 25.74% | 25.74% | 25.74% | 25.74% | 25.74% | 25.74%
| WACC Nominal - Advanced |  |  |  | 6.14% | 6.14% | 6.14% | 6.14% | 6.14% | 6.14% | 6.14% | 6.14% | 6.14% | 6.14% | 6.14% | 6.14% | 6.14% | 6.14% | 6.14% | 6.14% | 6.14% | 6.14% | 6.14% | 6.14% | 6.14% | 6.14% | 6.14% | 6.14% | 6.14% | 6.14% | 6.14% | 6.14% | 6.14% | 6.14%
| WACC Nominal - Moderate |  |  |  | 6.14% | 6.14% | 6.14% | 6.14% | 6.14% | 6.14% | 6.14% | 6.14% | 6.14% | 6.14% | 6.14% | 6.14% | 6.14% | 6.14% | 6.14% | 6.14% | 6.14% | 6.14% | 6.14% | 6.14% | 6.14% | 6.14% | 6.14% | 6.14% | 6.14% | 6.14% | 6.14% | 6.14% | 6.14% | 6.14%
| WACC Nominal - Conservative |  |  |  | 6.14% | 6.14% | 6.14% | 6.14% | 6.14% | 6.14% | 6.14% | 6.14% | 6.14% | 6.14% | 6.14% | 6.14% | 6.14% | 6.14% | 6.14% | 6.14% | 6.14% | 6.14% | 6.14% | 6.14% | 6.14% | 6.14% | 6.14% | 6.14% | 6.14% | 6.14% | 6.14% | 6.14% | 6.14% | 6.14%
| WACC Real - Advanced |  |  |  | 3.551% | 3.551% | 3.551% | 3.551% | 3.551% | 3.551% | 3.551% | 3.551% | 3.551% | 3.551% | 3.551% | 3.551% | 3.551% | 3.551% | 3.551% | 3.551% | 3.551% | 3.551% | 3.551% | 3.551% | 3.551% | 3.551% | 3.551% | 3.551% | 3.551% | 3.551% | 3.551% | 3.551% | 3.551% | 3.551%
| WACC Real - Moderate |  |  |  | 3.551% | 3.551% | 3.551% | 3.551% | 3.551% | 3.551% | 3.551% | 3.551% | 3.551% | 3.551% | 3.551% | 3.551% | 3.551% | 3.551% | 3.551% | 3.551% | 3.551% | 3.551% | 3.551% | 3.551% | 3.551% | 3.551% | 3.551% | 3.551% | 3.551% | 3.551% | 3.551% | 3.551% | 3.551% | 3.551%
| WACC Real - Conservative |  |  |  | 3.551% | 3.551% | 3.551% | 3.551% | 3.551% | 3.551% | 3.551% | 3.551% | 3.551% | 3.551% | 3.551% | 3.551% | 3.551% | 3.551% | 3.551% | 3.551% | 3.551% | 3.551% | 3.551% | 3.551% | 3.551% | 3.551% | 3.551% | 3.551% | 3.551% | 3.551% | 3.551% | 3.551% | 3.551% | 3.551%
TAX CREDITS | Inflation Calculator | 2021 | 1.047 | CPI-U | 2021: 2021; 2022: 2022; 2023: 2023; 2024: 2024
|  | 2022 | 1.08 | CPI-U | 2021: 1.0279; 2022: 1.0272; 2023: 1.0253; 2024: 1.025
|  | 2023 | 1.035 | https://fred.stlouisfed.org/series/JCXFECTM
|  | 2024 | 1.025 | Long Term Avg
|  | 2025 | 1.025
|  | 2026 | 1.025
|  | 2027 | 1.025
|  | 2028 | 1.025
|  | 2029 | 1.025
|  | 2030 | 1.025
|  | 2031 | 1.025
|  | 2032 | 1.025
|  | 2033 | 1.025
|  | 2034 | 1.025
|  | 2035 | 1.025
|  | 2036 | 1.025
|  | 2037 | 1.025
|  | 2038 | 1.025
|  | 2039 | 1.025
|  | 2040 | 1.025
|  | 2041 | 1.025
|  | 2042 | 1.025
|  | 2043 | 1.025
|  | 2044 | 1.025
|  | 2045 | 1.025
|  | 2046 | 1.025
|  | 2047 | 1.025
|  | 2048 | 1.025
|  | 2049 | 1.025
|  | 2050 | 1.025
|  | 2051 | 1.025
|  | 2052 | 1.025
|  | 2053 | 1.025
|  | 2054 | 1.025

## Tax Credits
|  | 2021 | 2022 | 2023 | 2024 | 2025 | 2026 | 2027 | 2028 | 2029 | 2030 | 2031 | 2032 | 2033 | 2034 | 2035 | 2036 | 2037 | 2038 | 2039 | 2040 | 2041 | 2042 | 2043 | 2044 | 2045 | 2046 | 2047 | 2048 | 2049 | 2050
R&D ITC (%) | R&D Scenario | bar: 2021 to 2050
R&D PTC ($/MWh) |  | 0 | 0 | 0 | 0 | 0 | 0 | 0 | 0 | 0 | 0 | 0 | 0 | 0 | 0 | 0 | 0 | 0 | 0 | 0 | 0 | 0 | 0 | 0 | 0 | 0 | 0 | 0 | 0 | 0 | 0
Market and Policies Scenario
Note that changing tax credit assumptions has implications for project financing. If you change numbers here, we strongly recommend changing debt fractions on the WACC Calc sheet as well.
ITC (%) | Offshore Wind | 30% | 30% | 30% | 30% | 30% | 30% | 30% | 30% | 30% | 30% | 30% | 30% | 30% | 30% | 30% | 30% | 30% | 30% | 30% | 30% | 30% | 30% | 30% | 30% | 30% | 30% | 30% | 30% | 30% | 22.5% | 10 Year Safe Harbor
Land-Based Wind | bar: 2021 to 2050
| Distributed Wind | 0% | 0% | 30% | 30% | 30% | 30% | 30% | 30% | 30% | 30% | 30% | 30% | 30% | 30% | 30% | 30% | 30% | 30% | 30% | 30% | 30% | 30% | 30% | 22.5% | 15% | 0% | 0% | 0% | 0% | 0% | 4 Year Safe Harbor
| Solar - Utility PV | 30% | 30% | 0% | 0% | 0% | 0% | 0% | 0% | 0% | 0% | 0% | 0% | 0% | 0% | 0% | 0% | 0% | 0% | 0% | 0% | 0% | 0% | 0% | 0% | 0% | 0% | 0% | 0% | 0% | 0%
| Solar - PV Dist. Comm | 30% | 30% | 30% | 30% | 30% | 30% | 30% | 30% | 30% | 30% | 30% | 30% | 30% | 30% | 30% | 30% | 30% | 30% | 30% | 30% | 30% | 30% | 30% | 22.5% | 15% | 0% | 0% | 0% | 0% | 0% | 4 Year Safe Harbor
| Solar - PV Dist. Res | 30% | 30% | 30% | 30% | 30% | 30% | 30% | 30% | 30% | 30% | 30% | 30% | 26% | 22% | 0% | 0% | 0% | 0% | 0% | 0% | 0% | 0% | 0% | 0% | 0% | 0% | 0% | 0% | 0% | 0%
| Solar - CSP | 30% | 30% | 30% | 30% | 30% | 30% | 30% | 30% | 30% | 30% | 30% | 30% | 30% | 30% | 30% | 30% | 30% | 30% | 30% | 30% | 30% | 30% | 30% | 22.5% | 15% | 0% | 0% | 0% | 0% | 0% | 25D specifies credit by date, not CO2 emissions
| Geothermal | 0% | 0% | 30% | 30% | 30% | 30% | 30% | 30% | 30% | 30% | 30% | 30% | 30% | 30% | 30% | 30% | 30% | 30% | 30% | 30% | 30% | 30% | 30% | 22.5% | 15% | 0% | 0% | 0% | 0% | 0% | 4 Year Safe Harbor
| Hydropower | 0% | 0% | 30% | 30% | 30% | 30% | 30% | 30% | 30% | 30% | 30% | 30% | 30% | 30% | 30% | 30% | 30% | 30% | 30% | 30% | 30% | 30% | 30% | 22.5% | 15% | 0% | 0% | 0% | 0% | 0% | 4 Year Safe Harbor
| Nuclear | 0% | 0% | 0% | 0% | 30% | 30% | 30% | 30% | 30% | 30% | 30% | 30% | 30% | 30% | 30% | 30% | 30% | 30% | 30% | 30% | 30% | 30% | 30% | 22.5% | 15% | 0% | 0% | 0% | 0% | 0% | 4 Year Safe Harbor
Biopower | bar: 2021 to 2050
| Utility-Scale PV-Plus-Battery | 30% | 30% | 30% | 30% | 30% | 30% | 30% | 30% | 30% | 30% | 30% | 30% | 30% | 30% | 30% | 30% | 30% | 30% | 30% | 30% | 30% | 30% | 30% | 22.5% | 15% | 0% | 0% | 0% | 0% | 0% | 4 Year Safe Harbor
| Utility-Scale Battery Storage | 30% | 30% | 30% | 30% | 30% | 30% | 30% | 30% | 30% | 30% | 30% | 30% | 30% | 30% | 30% | 30% | 30% | 30% | 30% | 30% | 30% | 30% | 30% | 22.5% | 15% | 0% | 0% | 0% | 0% | 0% | 4 Year Safe Harbor
| Commercial Battery Storage | 30% | 30% | 30% | 30% | 30% | 30% | 30% | 30% | 30% | 30% | 30% | 30% | 30% | 30% | 30% | 30% | 30% | 30% | 30% | 30% | 30% | 30% | 30% | 22.5% | 15% | 0% | 0% | 0% | 0% | 0% | 4 Year Safe Harbor
| Residential Battery Storage | 30% | 30% | 30% | 30% | 30% | 30% | 30% | 30% | 30% | 30% | 30% | 30% | 26% | 22% | 0% | 0% | 0% | 0% | 0% | 0% | 0% | 0% | 0% | 0% | 0% | 0% | 0% | 0% | 0% | 0% | 25D specifies credit by date, not CO2 emissions
| Pumped Storage Hydropower | 30% | 30% | 30% | 30% | 30% | 30% | 30% | 30% | 30% | 30% | 30% | 30% | 30% | 30% | 30% | 30% | 30% | 30% | 30% | 30% | 30% | 30% | 30% | 22.5% | 15% | 0% | 0% | 0% | 0% | 0% | 4 Year Safe Harbor
PTC ($/MWh) | Offshore Wind | 0 | 0 | 0 | 0 | 0 | 0 | 0 | 0 | 0 | 0 | 0 | 0 | 0 | 0 | 0 | 0 | 0 | 0 | 0 | 0 | 0 | 0 | 0 | 0 | 0 | 0 | 0 | 0 | 0 | 0
| Land-Based Wind | 19.2 | 25.46 | 25.46 | 25.46 | 25.46 | 25.46 | 25.46 | 25.46 | 25.46 | 25.46 | 25.46 | 25.46 | 25.46 | 25.46 | 25.46 | 25.46 | 25.46 | 25.46 | 25.46 | 25.46 | 25.46 | 25.46 | 25.46 | 19.095 | 12.73 | 0 | 0 | 0 | 0 | 0 | 4 Year Safe Harbor
| Distributed Wind | 19.2 | 25.46 | 0 | 0 | 0 | 0 | 0 | 0 | 0 | 0 | 0 | 0 | 0 | 0 | 0 | 0 | 0 | 0 | 0 | 0 | 0 | 0 | 0 | 0 | 0 | 0 | 0 | 0 | 0 | 0
| Solar - Utility PV | 0 | 0 | 25.46 | 25.46 | 25.46 | 25.46 | 25.46 | 25.46 | 25.46 | 25.46 | 25.46 | 25.46 | 25.46 | 25.46 | 25.46 | 25.46 | 25.46 | 25.46 | 25.46 | 25.46 | 25.46 | 25.46 | 25.46 | 19.095 | 12.73 | 0 | 0 | 0 | 0 | 0 | 4 Year Safe Harbor
| Solar - PV Dist. Comm | 0 | 0 | 0 | 0 | 0 | 0 | 0 | 0 | 0 | 0 | 0 | 0 | 0 | 0 | 0 | 0 | 0 | 0 | 0 | 0 | 0 | 0 | 0 | 0 | 0 | 0 | 0 | 0 | 0 | 0
| Solar - PV Dist. Res | 0 | 0 | 0 | 0 | 0 | 0 | 0 | 0 | 0 | 0 | 0 | 0 | 0 | 0 | 0 | 0 | 0 | 0 | 0 | 0 | 0 | 0 | 0 | 0 | 0 | 0 | 0 | 0 | 0 | 0
| Solar - CSP | 0 | 0 | 0 | 0 | 0 | 0 | 0 | 0 | 0 | 0 | 0 | 0 | 0 | 0 | 0 | 0 | 0 | 0 | 0 | 0 | 0 | 0 | 0 | 0 | 0 | 0 | 0 | 0 | 0 | 0
| Geothermal | 24 | 24 | 0 | 0 | 0 | 0 | 0 | 0 | 0 | 0 | 0 | 0 | 0 | 0 | 0 | 0 | 0 | 0 | 0 | 0 | 0 | 0 | 0 | 0 | 0 | 0 | 0 | 0 | 0 | 0
| Hydropower | 6 | 6 | 0 | 0 | 0 | 0 | 0 | 0 | 0 | 0 | 0 | 0 | 0 | 0 | 0 | 0 | 0 | 0 | 0 | 0 | 0 | 0 | 0 | 0 | 0 | 0 | 0 | 0 | 0 | 0
| Nuclear | 0 | 0 | 0 | 0 | 0 | 0 | 0 | 0 | 0 | 0 | 0 | 0 | 0 | 0 | 0 | 0 | 0 | 0 | 0 | 0 | 0 | 0 | 0 | 0 | 0 | 0 | 0 | 0 | 0 | 0
| Biopower | 0 | 0 | 25.46 | 25.46 | 25.46 | 25.46 | 25.46 | 25.46 | 25.46 | 25.46 | 25.46 | 25.46 | 25.46 | 25.46 | 25.46 | 25.46 | 25.46 | 25.46 | 25.46 | 25.46 | 25.46 | 25.46 | 25.46 | 19.095 | 12.73 | 0 | 0 | 0 | 0 | 0 | 4 Year Safe Harbor
| Utility-Scale PV-Plus-Battery | 0 | 0 | 0 | 0 | 0 | 0 | 0 | 0 | 0 | 0 | 0 | 0 | 0 | 0 | 0 | 0 | 0 | 0 | 0 | 0 | 0 | 0 | 0 | 0 | 0 | 0 | 0 | 0 | 0 | 0
| Utility-Scale Battery Storage | 0 | 0 | 0 | 0 | 0 | 0 | 0 | 0 | 0 | 0 | 0 | 0 | 0 | 0 | 0 | 0 | 0 | 0 | 0 | 0 | 0 | 0 | 0 | 0 | 0 | 0 | 0 | 0 | 0 | 0
| Commercial Battery Storage | 0 | 0 | 0 | 0 | 0 | 0 | 0 | 0 | 0 | 0 | 0 | 0 | 0 | 0 | 0 | 0 | 0 | 0 | 0 | 0 | 0 | 0 | 0 | 0 | 0 | 0 | 0 | 0 | 0 | 0
| Residential Battery Storage | 0 | 0 | 0 | 0 | 0 | 0 | 0 | 0 | 0 | 0 | 0 | 0 | 0 | 0 | 0 | 0 | 0 | 0 | 0 | 0 | 0 | 0 | 0 | 0 | 0 | 0 | 0 | 0 | 0 | 0
| Pumped Storage Hydropower | 0 | 0 | 0 | 0 | 0 | 0 | 0 | 0 | 0 | 0 | 0 | 0 | 0 | 0 | 0 | 0 | 0 | 0 | 0 | 0 | 0 | 0 | 0 | 0 | 0 | 0 | 0 | 0 | 0 | 0
Notes and References | PTC Amounts from https://www.irs.gov/pub/irs-drop/a-22-23.pdf, deflated to 2021 dollars
Tax credits for storage technologies are included here for reference, but do not affect project costs since the ATB does not calculate LCOS
Some plants represented in the ATB may qualify for additional tax credits such as 45Q. These credits are not represented here because the ATB does not calculate LCOE for these technologies
For more details see: https://www.whitehouse.gov/wp-content/uploads/2022/12/Inflation-Reduction-Act-Guidebook.pdf

## Summary
Key | FinancialCase | CostCase | CRPYears | Technology | TechDetail | DisplayName | Metric | 2021 | 2022 | 2023 | 2024 | 2025 | 2026 | 2027 | 2028 | 2029 | 2030 | 2031 | 2032 | 2033 | 2034 | 2035 | 2036 | 2037 | 2038 | 2039 | 2040 | 2041 | 2042 | 2043 | 2044 | 2045 | 2046 | 2047 | 2048 | 2049 | 2050
M**AEEO**I110 | Market | * | * | AEO | * | * | Inflation Rate | 2.5% | 2.5% | 2.5% | 2.5% | 2.5% | 2.5% | 2.5% | 2.5% | 2.5% | 2.5% | 2.5% | 2.5% | 2.5% | 2.5% | 2.5% | 2.5% | 2.5% | 2.5% | 2.5% | 2.5% | 2.5% | 2.5% | 2.5% | 2.5% | 2.5% | 2.5% | 2.5% | 2.5% | 2.5% | 2.5%
MA*AEEO**I100 | Market | Advanced | * | AEO | * | * | Interest Rate Nominal | 6.121% | 6.111% | 6.046% | 6.022% | 6.059% | 6.068% | 6.027% | 6.003% | 5.99% | 5.996% | 5.97% | 5.945% | 5.96% | 5.976% | 5.96% | 5.948% | 5.936% | 5.978% | 5.971% | 5.963% | 5.969% | 5.951% | 5.936% | 5.932% | 5.914% | 5.909% | 5.901% | 5.893% | 5.905% | 5.914%
MM*AEEO**I100 | Market | Moderate | * | AEO | * | * | Interest Rate Nominal | 6.121% | 6.111% | 6.046% | 6.022% | 6.059% | 6.068% | 6.027% | 6.003% | 5.99% | 5.996% | 5.97% | 5.945% | 5.96% | 5.976% | 5.96% | 5.948% | 5.936% | 5.978% | 5.971% | 5.963% | 5.969% | 5.951% | 5.936% | 5.932% | 5.914% | 5.909% | 5.901% | 5.893% | 5.905% | 5.914%
MC*AEEO**I100 | Market | Conservative | * | AEO | * | * | Interest Rate Nominal | 6.121% | 6.111% | 6.046% | 6.022% | 6.059% | 6.068% | 6.027% | 6.003% | 5.99% | 5.996% | 5.97% | 5.945% | 5.96% | 5.976% | 5.96% | 5.948% | 5.936% | 5.978% | 5.971% | 5.963% | 5.969% | 5.951% | 5.936% | 5.932% | 5.914% | 5.909% | 5.901% | 5.893% | 5.905% | 5.914%
MA*AEEO**C2126 | Market | Advanced | * | AEO | * | * | Calculated Interest Rate Real | 3.533% | 3.523% | 3.46% | 3.436% | 3.472% | 3.481% | 3.441% | 3.417% | 3.405% | 3.411% | 3.385% | 3.361% | 3.376% | 3.391% | 3.375% | 3.363% | 3.352% | 3.393% | 3.386% | 3.378% | 3.384% | 3.367% | 3.352% | 3.349% | 3.331% | 3.326% | 3.318% | 3.311% | 3.322% | 3.331%
MM*AEEO**C2126 | Market | Moderate | * | AEO | * | * | Calculated Interest Rate Real | 3.533% | 3.523% | 3.46% | 3.436% | 3.472% | 3.481% | 3.441% | 3.417% | 3.405% | 3.411% | 3.385% | 3.361% | 3.376% | 3.391% | 3.375% | 3.363% | 3.352% | 3.393% | 3.386% | 3.378% | 3.384% | 3.367% | 3.352% | 3.349% | 3.331% | 3.326% | 3.318% | 3.311% | 3.322% | 3.331%
MC*AEEO**C2126 | Market | Conservative | * | AEO | * | * | Calculated Interest Rate Real | 3.533% | 3.523% | 3.46% | 3.436% | 3.472% | 3.481% | 3.441% | 3.417% | 3.405% | 3.411% | 3.385% | 3.361% | 3.376% | 3.391% | 3.375% | 3.363% | 3.352% | 3.393% | 3.386% | 3.378% | 3.384% | 3.367% | 3.352% | 3.349% | 3.331% | 3.326% | 3.318% | 3.311% | 3.322% | 3.331%
M**AEEO**I00 | Market | * | * | AEO | * | * | Interest During Construction - Nominal | 6.121% | 6.111% | 6.046% | 6.022% | 6.059% | 6.068% | 6.027% | 6.003% | 5.99% | 5.996% | 5.97% | 5.945% | 5.96% | 5.976% | 5.96% | 5.948% | 5.936% | 5.978% | 5.971% | 5.963% | 5.969% | 5.951% | 5.936% | 5.932% | 5.914% | 5.909% | 5.901% | 5.893% | 5.905% | 5.914%
MA*AEEO**R10 | Market | Advanced | * | AEO | * | * | Rate of Return on Equity Nominal | 11.26% | 11.26% | 11.22% | 11.2% | 11.21% | 11.21% | 11.2% | 11.2% | 11.2% | 11.2% | 11.2% | 11.2% | 11.21% | 11.22% | 11.22% | 11.22% | 11.22% | 11.23% | 11.23% | 11.25% | 11.25% | 11.25% | 11.25% | 11.24% | 11.23% | 11.23% | 11.23% | 11.24% | 11.24% | 11.25%
MM*AEEO**R10 | Market | Moderate | * | AEO | * | * | Rate of Return on Equity Nominal | 11.26% | 11.26% | 11.22% | 11.2% | 11.21% | 11.21% | 11.2% | 11.2% | 11.2% | 11.2% | 11.2% | 11.2% | 11.21% | 11.22% | 11.22% | 11.22% | 11.22% | 11.23% | 11.23% | 11.25% | 11.25% | 11.25% | 11.25% | 11.24% | 11.23% | 11.23% | 11.23% | 11.24% | 11.24% | 11.25%
MC*AEEO**R10 | Market | Conservative | * | AEO | * | * | Rate of Return on Equity Nominal | 11.26% | 11.26% | 11.22% | 11.2% | 11.21% | 11.21% | 11.2% | 11.2% | 11.2% | 11.2% | 11.2% | 11.2% | 11.21% | 11.22% | 11.22% | 11.22% | 11.22% | 11.23% | 11.23% | 11.25% | 11.25% | 11.25% | 11.25% | 11.24% | 11.23% | 11.23% | 11.23% | 11.24% | 11.24% | 11.25%
MA*AEEO**C1237 | Market | Advanced | * | AEO | * | * | Calculated Rate of Return on Equity Real | 8.546% | 8.543% | 8.512% | 8.487% | 8.497% | 8.502% | 8.492% | 8.489% | 8.491% | 8.488% | 8.485% | 8.489% | 8.494% | 8.506% | 8.512% | 8.508% | 8.51% | 8.518% | 8.522% | 8.532% | 8.541% | 8.54% | 8.535% | 8.529% | 8.521% | 8.52% | 8.521% | 8.529% | 8.53% | 8.532%
MM*AEEO**C1237 | Market | Moderate | * | AEO | * | * | Calculated Rate of Return on Equity Real | 8.546% | 8.543% | 8.512% | 8.487% | 8.497% | 8.502% | 8.492% | 8.489% | 8.491% | 8.488% | 8.485% | 8.489% | 8.494% | 8.506% | 8.512% | 8.508% | 8.51% | 8.518% | 8.522% | 8.532% | 8.541% | 8.54% | 8.535% | 8.529% | 8.521% | 8.52% | 8.521% | 8.529% | 8.53% | 8.532%
MC*AEEO**C1237 | Market | Conservative | * | AEO | * | * | Calculated Rate of Return on Equity Real | 8.546% | 8.543% | 8.512% | 8.487% | 8.497% | 8.502% | 8.492% | 8.489% | 8.491% | 8.488% | 8.485% | 8.489% | 8.494% | 8.506% | 8.512% | 8.508% | 8.51% | 8.518% | 8.522% | 8.532% | 8.541% | 8.54% | 8.535% | 8.529% | 8.521% | 8.52% | 8.521% | 8.529% | 8.53% | 8.532%
MA*AEEO**D00 | Market | Advanced | * | AEO | * | * | Debt Fraction | 60% | 60% | 60% | 60% | 60% | 60% | 60% | 60% | 60% | 60% | 60% | 60% | 60% | 60% | 60% | 60% | 60% | 60% | 60% | 60% | 60% | 60% | 60% | 60% | 60% | 60% | 60% | 60% | 60% | 60%
MM*AEEO**D00 | Market | Moderate | * | AEO | * | * | Debt Fraction | 60% | 60% | 60% | 60% | 60% | 60% | 60% | 60% | 60% | 60% | 60% | 60% | 60% | 60% | 60% | 60% | 60% | 60% | 60% | 60% | 60% | 60% | 60% | 60% | 60% | 60% | 60% | 60% | 60% | 60%
MC*AEEO**D00 | Market | Conservative | * | AEO | * | * | Debt Fraction | 60% | 60% | 60% | 60% | 60% | 60% | 60% | 60% | 60% | 60% | 60% | 60% | 60% | 60% | 60% | 60% | 60% | 60% | 60% | 60% | 60% | 60% | 60% | 60% | 60% | 60% | 60% | 60% | 60% | 60%
M**AEEO**T50 | Market | * | * | AEO | * | * | Tax Rate (Federal and State) | 25.74% | 25.74% | 25.74% | 25.74% | 25.74% | 25.74% | 25.74% | 25.74% | 25.74% | 25.74% | 25.74% | 25.74% | 25.74% | 25.74% | 25.74% | 25.74% | 25.74% | 25.74% | 25.74% | 25.74% | 25.74% | 25.74% | 25.74% | 25.74% | 25.74% | 25.74% | 25.74% | 25.74% | 25.74% | 25.74%
MA*AEEO**W00 | Market | Advanced | * | AEO | * | * | WACC Nominal | 7.231% | 7.226% | 7.184% | 7.163% | 7.183% | 7.189% | 7.167% | 7.155% | 7.15% | 7.152% | 7.139% | 7.129% | 7.138% | 7.15% | 7.145% | 7.138% | 7.134% | 7.156% | 7.154% | 7.155% | 7.161% | 7.153% | 7.144% | 7.14% | 7.129% | 7.126% | 7.123% | 7.123% | 7.128% | 7.133%
MM*AEEO**W00 | Market | Moderate | * | AEO | * | * | WACC Nominal | 7.231% | 7.226% | 7.184% | 7.163% | 7.183% | 7.189% | 7.167% | 7.155% | 7.15% | 7.152% | 7.139% | 7.129% | 7.138% | 7.15% | 7.145% | 7.138% | 7.134% | 7.156% | 7.154% | 7.155% | 7.161% | 7.153% | 7.144% | 7.14% | 7.129% | 7.126% | 7.123% | 7.123% | 7.128% | 7.133%
MC*AEEO**W00 | Market | Conservative | * | AEO | * | * | WACC Nominal | 7.231% | 7.226% | 7.184% | 7.163% | 7.183% | 7.189% | 7.167% | 7.155% | 7.15% | 7.152% | 7.139% | 7.129% | 7.138% | 7.15% | 7.145% | 7.138% | 7.134% | 7.156% | 7.154% | 7.155% | 7.161% | 7.153% | 7.144% | 7.14% | 7.129% | 7.126% | 7.123% | 7.123% | 7.128% | 7.133%
MA*AEEO**W06 | Market | Advanced | * | AEO | * | * | WACC Real | 4.616% | 4.61% | 4.57% | 4.549% | 4.569% | 4.575% | 4.553% | 4.542% | 4.537% | 4.538% | 4.526% | 4.516% | 4.525% | 4.537% | 4.532% | 4.525% | 4.521% | 4.542% | 4.541% | 4.541% | 4.547% | 4.54% | 4.531% | 4.527% | 4.516% | 4.514% | 4.51% | 4.51% | 4.515% | 4.52%
MM*AEEO**W06 | Market | Moderate | * | AEO | * | * | WACC Real | 4.616% | 4.61% | 4.57% | 4.549% | 4.569% | 4.575% | 4.553% | 4.542% | 4.537% | 4.538% | 4.526% | 4.516% | 4.525% | 4.537% | 4.532% | 4.525% | 4.521% | 4.542% | 4.541% | 4.541% | 4.547% | 4.54% | 4.531% | 4.527% | 4.516% | 4.514% | 4.51% | 4.51% | 4.515% | 4.52%
MC*AEEO**W06 | Market | Conservative | * | AEO | * | * | WACC Real | 4.616% | 4.61% | 4.57% | 4.549% | 4.569% | 4.575% | 4.553% | 4.542% | 4.537% | 4.538% | 4.526% | 4.516% | 4.525% | 4.537% | 4.532% | 4.525% | 4.521% | 4.542% | 4.541% | 4.541% | 4.547% | 4.54% | 4.531% | 4.527% | 4.516% | 4.514% | 4.51% | 4.51% | 4.515% | 4.52%
M**Land**I110 | Market | * | * | LandbasedWind | * | * | Inflation Rate | 2.79% | 2.72% | 2.53% | 2.5% | 2.5% | 2.5% | 2.5% | 2.5% | 2.5% | 2.5% | 2.5% | 2.5% | 2.5% | 2.5% | 2.5% | 2.5% | 2.5% | 2.5% | 2.5% | 2.5% | 2.5% | 2.5% | 2.5% | 2.5% | 2.5% | 2.5% | 2.5% | 2.5% | 2.5% | 2.5%
MA*Land**I100 | Market | Advanced | * | LandbasedWind | * | * | Interest Rate Nominal | bar: 2021 to 2050
MM*Land**I100 | Market | Moderate | * | LandbasedWind | * | * | Interest Rate Nominal | bar: 2021 to 2050
MC*Land**I100 | Market | Conservative | * | LandbasedWind | * | * | Interest Rate Nominal | bar: 2021 to 2050
MA*Land**C2126 | Market | Advanced | * | LandbasedWind | * | * | Calculated Interest Rate Real | 4.096% | 4.167% | 4.36% | 4.39% | 4.39% | 4.39% | 4.39% | 4.39% | 4.39% | 4.39% | 4.39% | 4.39% | 4.39% | 4.39% | 4.39% | 4.39% | 4.39% | 4.39% | 4.39% | 4.39% | 4.39% | 4.39% | 4.39% | 4.39% | 4.39% | 4.39% | 4.39% | 4.39% | 4.39% | 4.39%
MM*Land**C2126 | Market | Moderate | * | LandbasedWind | * | * | Calculated Interest Rate Real | 4.096% | 4.167% | 4.36% | 4.39% | 4.39% | 4.39% | 4.39% | 4.39% | 4.39% | 4.39% | 4.39% | 4.39% | 4.39% | 4.39% | 4.39% | 4.39% | 4.39% | 4.39% | 4.39% | 4.39% | 4.39% | 4.39% | 4.39% | 4.39% | 4.39% | 4.39% | 4.39% | 4.39% | 4.39% | 4.39%
MC*Land**C2126 | Market | Conservative | * | LandbasedWind | * | * | Calculated Interest Rate Real | 4.096% | 4.167% | 4.36% | 4.39% | 4.39% | 4.39% | 4.39% | 4.39% | 4.39% | 4.39% | 4.39% | 4.39% | 4.39% | 4.39% | 4.39% | 4.39% | 4.39% | 4.39% | 4.39% | 4.39% | 4.39% | 4.39% | 4.39% | 4.39% | 4.39% | 4.39% | 4.39% | 4.39% | 4.39% | 4.39%
M**Land**I00 | Market | * | * | LandbasedWind | * | * | Interest During Construction - Nominal | 6.5% | 6.5% | 6.5% | 6.5% | 6.5% | 6.5% | 6.5% | 6.5% | 6.5% | 6.5% | 6.5% | 6.5% | 6.5% | 6.5% | 6.5% | 6.5% | 6.5% | 6.5% | 6.5% | 6.5% | 6.5% | 6.5% | 6.5% | 6.5% | 6.5% | 6.5% | 6.5% | 6.5% | 6.5% | 6.5%
MA*Land**R10 | Market | Advanced | * | LandbasedWind | * | * | Rate of Return on Equity Nominal | 10% | 10% | 10% | 10% | 10% | 10% | 10% | 10% | 10% | 10% | 10% | 10% | 10% | 10% | 10% | 10% | 10% | 10% | 10% | 10% | 10% | 10% | 10% | 10% | 10% | 10% | 10% | 10% | 10% | 10%
MM*Land**R10 | Market | Moderate | * | LandbasedWind | * | * | Rate of Return on Equity Nominal | 10% | 10% | 10% | 10% | 10% | 10% | 10% | 10% | 10% | 10% | 10% | 10% | 10% | 10% | 10% | 10% | 10% | 10% | 10% | 10% | 10% | 10% | 10% | 10% | 10% | 10% | 10% | 10% | 10% | 10%
MC*Land**R10 | Market | Conservative | * | LandbasedWind | * | * | Rate of Return on Equity Nominal | 10% | 10% | 10% | 10% | 10% | 10% | 10% | 10% | 10% | 10% | 10% | 10% | 10% | 10% | 10% | 10% | 10% | 10% | 10% | 10% | 10% | 10% | 10% | 10% | 10% | 10% | 10% | 10% | 10% | 10%
MA*Land**C1237 | Market | Advanced | * | LandbasedWind | * | * | Calculated Rate of Return on Equity Real | 7.014% | 7.087% | 7.286% | 7.317% | 7.317% | 7.317% | 7.317% | 7.317% | 7.317% | 7.317% | 7.317% | 7.317% | 7.317% | 7.317% | 7.317% | 7.317% | 7.317% | 7.317% | 7.317% | 7.317% | 7.317% | 7.317% | 7.317% | 7.317% | 7.317% | 7.317% | 7.317% | 7.317% | 7.317% | 7.317%
MM*Land**C1237 | Market | Moderate | * | LandbasedWind | * | * | Calculated Rate of Return on Equity Real | 7.014% | 7.087% | 7.286% | 7.317% | 7.317% | 7.317% | 7.317% | 7.317% | 7.317% | 7.317% | 7.317% | 7.317% | 7.317% | 7.317% | 7.317% | 7.317% | 7.317% | 7.317% | 7.317% | 7.317% | 7.317% | 7.317% | 7.317% | 7.317% | 7.317% | 7.317% | 7.317% | 7.317% | 7.317% | 7.317%
MC*Land**C1237 | Market | Conservative | * | LandbasedWind | * | * | Calculated Rate of Return on Equity Real | 7.014% | 7.087% | 7.286% | 7.317% | 7.317% | 7.317% | 7.317% | 7.317% | 7.317% | 7.317% | 7.317% | 7.317% | 7.317% | 7.317% | 7.317% | 7.317% | 7.317% | 7.317% | 7.317% | 7.317% | 7.317% | 7.317% | 7.317% | 7.317% | 7.317% | 7.317% | 7.317% | 7.317% | 7.317% | 7.317%
MA*Land**D00 | Market | Advanced | * | LandbasedWind | * | * | Debt Fraction | 47.68% | 42.96% | 41.2% | 37.98% | 37.22% | 36.43% | 35.62% | 34.78% | 33.91% | 33.02% | 32.68% | 32.34% | 31.99% | 31.64% | 31.28% | 30.92% | 30.55% | 30.17% | 29.79% | 29.4% | 29% | 28.6% | 28.19% | 38.27% | 48.56% | 71.53% | 71.53% | 71.53% | 71.53% | 71.53%
MM*Land**D00 | Market | Moderate | * | LandbasedWind | * | * | Debt Fraction | 47.68% | 42.96% | 41.2% | 37.98% | 37.22% | 36.43% | 35.62% | 34.78% | 33.91% | 33.02% | 32.68% | 32.34% | 31.99% | 31.64% | 31.28% | 30.92% | 30.55% | 30.17% | 29.79% | 29.4% | 29% | 28.6% | 28.19% | 38.27% | 48.56% | 71.53% | 71.53% | 71.53% | 71.53% | 71.53%
MC*Land**D00 | Market | Conservative | * | LandbasedWind | * | * | Debt Fraction | 47.68% | 42.96% | 41.2% | 37.98% | 37.22% | 36.43% | 35.62% | 34.78% | 33.91% | 33.02% | 32.68% | 32.34% | 31.99% | 31.64% | 31.28% | 30.92% | 30.55% | 30.17% | 29.79% | 29.4% | 29% | 28.6% | 28.19% | 38.27% | 48.56% | 71.53% | 71.53% | 71.53% | 71.53% | 71.53%
M**Land**T50 | Market | * | * | LandbasedWind | * | * | Tax Rate (Federal and State) | 25.74% | 25.74% | 25.74% | 25.74% | 25.74% | 25.74% | 25.74% | 25.74% | 25.74% | 25.74% | 25.74% | 25.74% | 25.74% | 25.74% | 25.74% | 25.74% | 25.74% | 25.74% | 25.74% | 25.74% | 25.74% | 25.74% | 25.74% | 25.74% | 25.74% | 25.74% | 25.74% | 25.74% | 25.74% | 25.74%
MA*Land**W00 | Market | Advanced | * | LandbasedWind | * | * | WACC Nominal | 7.71% | 7.937% | 8.022% | 8.176% | 8.213% | 8.251% | 8.29% | 8.33% | 8.372% | 8.415% | 8.431% | 8.447% | 8.464% | 8.481% | 8.498% | 8.515% | 8.533% | 8.551% | 8.57% | 8.588% | 8.607% | 8.627% | 8.646% | 8.162% | 7.668% | 6.565% | 6.565% | 6.565% | 6.565% | 6.565%
MM*Land**W00 | Market | Moderate | * | LandbasedWind | * | * | WACC Nominal | 7.71% | 7.937% | 8.022% | 8.176% | 8.213% | 8.251% | 8.29% | 8.33% | 8.372% | 8.415% | 8.431% | 8.447% | 8.464% | 8.481% | 8.498% | 8.515% | 8.533% | 8.551% | 8.57% | 8.588% | 8.607% | 8.627% | 8.646% | 8.162% | 7.668% | 6.565% | 6.565% | 6.565% | 6.565% | 6.565%
MC*Land**W00 | Market | Conservative | * | LandbasedWind | * | * | WACC Nominal | 7.71% | 7.937% | 8.022% | 8.176% | 8.213% | 8.251% | 8.29% | 8.33% | 8.372% | 8.415% | 8.431% | 8.447% | 8.464% | 8.481% | 8.498% | 8.515% | 8.533% | 8.551% | 8.57% | 8.588% | 8.607% | 8.627% | 8.646% | 8.162% | 7.668% | 6.565% | 6.565% | 6.565% | 6.565% | 6.565%
MA*Land**W06 | Market | Advanced | * | LandbasedWind | * | * | WACC Real | 4.787% | 5.079% | 5.356% | 5.538% | 5.574% | 5.61% | 5.649% | 5.688% | 5.728% | 5.77% | 5.786% | 5.802% | 5.818% | 5.835% | 5.852% | 5.869% | 5.886% | 5.904% | 5.922% | 5.94% | 5.958% | 5.977% | 5.997% | 5.524% | 5.042% | 3.966% | 3.966% | 3.966% | 3.966% | 3.966%
MM*Land**W06 | Market | Moderate | * | LandbasedWind | * | * | WACC Real | 4.787% | 5.079% | 5.356% | 5.538% | 5.574% | 5.61% | 5.649% | 5.688% | 5.728% | 5.77% | 5.786% | 5.802% | 5.818% | 5.835% | 5.852% | 5.869% | 5.886% | 5.904% | 5.922% | 5.94% | 5.958% | 5.977% | 5.997% | 5.524% | 5.042% | 3.966% | 3.966% | 3.966% | 3.966% | 3.966%
MC*Land**W06 | Market | Conservative | * | LandbasedWind | * | * | WACC Real | 4.787% | 5.079% | 5.356% | 5.538% | 5.574% | 5.61% | 5.649% | 5.688% | 5.728% | 5.77% | 5.786% | 5.802% | 5.818% | 5.835% | 5.852% | 5.869% | 5.886% | 5.904% | 5.922% | 5.94% | 5.958% | 5.977% | 5.997% | 5.524% | 5.042% | 3.966% | 3.966% | 3.966% | 3.966% | 3.966%
M**Ofnd**I110 | Market | * | * | OffShoreWind | * | * | Inflation Rate | 2.79% | 2.72% | 2.53% | 2.5% | 2.5% | 2.5% | 2.5% | 2.5% | 2.5% | 2.5% | 2.5% | 2.5% | 2.5% | 2.5% | 2.5% | 2.5% | 2.5% | 2.5% | 2.5% | 2.5% | 2.5% | 2.5% | 2.5% | 2.5% | 2.5% | 2.5% | 2.5% | 2.5% | 2.5% | 2.5%
MA*Ofnd**I100 | Market | Advanced | * | OffShoreWind | * | * | Interest Rate Nominal | bar: 2021 to 2050
MM*Ofnd**I100 | Market | Moderate | * | OffShoreWind | * | * | Interest Rate Nominal | bar: 2021 to 2050
MC*Ofnd**I100 | Market | Conservative | * | OffShoreWind | * | * | Interest Rate Nominal | bar: 2021 to 2050
MA*Ofnd**C2126 | Market | Advanced | * | OffShoreWind | * | * | Calculated Interest Rate Real | 4.096% | 4.167% | 4.36% | 4.39% | 4.39% | 4.39% | 4.39% | 4.39% | 4.39% | 4.39% | 4.39% | 4.39% | 4.39% | 4.39% | 4.39% | 4.39% | 4.39% | 4.39% | 4.39% | 4.39% | 4.39% | 4.39% | 4.39% | 4.39% | 4.39% | 4.39% | 4.39% | 4.39% | 4.39% | 4.39%
MM*Ofnd**C2126 | Market | Moderate | * | OffShoreWind | * | * | Calculated Interest Rate Real | 4.096% | 4.167% | 4.36% | 4.39% | 4.39% | 4.39% | 4.39% | 4.39% | 4.39% | 4.39% | 4.39% | 4.39% | 4.39% | 4.39% | 4.39% | 4.39% | 4.39% | 4.39% | 4.39% | 4.39% | 4.39% | 4.39% | 4.39% | 4.39% | 4.39% | 4.39% | 4.39% | 4.39% | 4.39% | 4.39%
MC*Ofnd**C2126 | Market | Conservative | * | OffShoreWind | * | * | Calculated Interest Rate Real | 4.096% | 4.167% | 4.36% | 4.39% | 4.39% | 4.39% | 4.39% | 4.39% | 4.39% | 4.39% | 4.39% | 4.39% | 4.39% | 4.39% | 4.39% | 4.39% | 4.39% | 4.39% | 4.39% | 4.39% | 4.39% | 4.39% | 4.39% | 4.39% | 4.39% | 4.39% | 4.39% | 4.39% | 4.39% | 4.39%
M**Ofnd**I00 | Market | * | * | OffShoreWind | * | * | Interest During Construction - Nominal | bar: 2021 to 2050
MA*Ofnd**R10 | Market | Advanced | * | OffShoreWind | * | * | Rate of Return on Equity Nominal | 11% | 11% | 11% | 11% | 11% | 11% | 11% | 11% | 11% | 11% | 11% | 11% | 11% | 11% | 11% | 11% | 11% | 11% | 11% | 11% | 11% | 11% | 11% | 11% | 11% | 11% | 11% | 11% | 11% | 11%
MM*Ofnd**R10 | Market | Moderate | * | OffShoreWind | * | * | Rate of Return on Equity Nominal | 11% | 11% | 11% | 11% | 11% | 11% | 11% | 11% | 11% | 11% | 11% | 11% | 11% | 11% | 11% | 11% | 11% | 11% | 11% | 11% | 11% | 11% | 11% | 11% | 11% | 11% | 11% | 11% | 11% | 11%
MC*Ofnd**R10 | Market | Conservative | * | OffShoreWind | * | * | Rate of Return on Equity Nominal | 11% | 11% | 11% | 11% | 11% | 11% | 11% | 11% | 11% | 11% | 11% | 11% | 11% | 11% | 11% | 11% | 11% | 11% | 11% | 11% | 11% | 11% | 11% | 11% | 11% | 11% | 11% | 11% | 11% | 11%
MA*Ofnd**C1237 | Market | Advanced | * | OffShoreWind | * | * | Calculated Rate of Return on Equity Real | 7.987% | 8.061% | 8.261% | 8.293% | 8.293% | 8.293% | 8.293% | 8.293% | 8.293% | 8.293% | 8.293% | 8.293% | 8.293% | 8.293% | 8.293% | 8.293% | 8.293% | 8.293% | 8.293% | 8.293% | 8.293% | 8.293% | 8.293% | 8.293% | 8.293% | 8.293% | 8.293% | 8.293% | 8.293% | 8.293%
MM*Ofnd**C1237 | Market | Moderate | * | OffShoreWind | * | * | Calculated Rate of Return on Equity Real | 7.987% | 8.061% | 8.261% | 8.293% | 8.293% | 8.293% | 8.293% | 8.293% | 8.293% | 8.293% | 8.293% | 8.293% | 8.293% | 8.293% | 8.293% | 8.293% | 8.293% | 8.293% | 8.293% | 8.293% | 8.293% | 8.293% | 8.293% | 8.293% | 8.293% | 8.293% | 8.293% | 8.293% | 8.293% | 8.293%
MC*Ofnd**C1237 | Market | Conservative | * | OffShoreWind | * | * | Calculated Rate of Return on Equity Real | 7.987% | 8.061% | 8.261% | 8.293% | 8.293% | 8.293% | 8.293% | 8.293% | 8.293% | 8.293% | 8.293% | 8.293% | 8.293% | 8.293% | 8.293% | 8.293% | 8.293% | 8.293% | 8.293% | 8.293% | 8.293% | 8.293% | 8.293% | 8.293% | 8.293% | 8.293% | 8.293% | 8.293% | 8.293% | 8.293%
MA*Ofnd**D00 | Market | Advanced | * | OffShoreWind | * | * | Debt Fraction | 50.69% | 50.68% | 50.67% | 50.68% | 50.68% | 50.68% | 50.68% | 50.68% | 50.68% | 50.68% | 50.68% | 50.68% | 50.68% | 50.68% | 50.68% | 50.68% | 50.68% | 50.68% | 50.68% | 50.68% | 50.68% | 50.68% | 50.67% | 50.67% | 50.67% | 50.67% | 50.67% | 50.67% | 50.67% | 56.08%
MM*Ofnd**D00 | Market | Moderate | * | OffShoreWind | * | * | Debt Fraction | 50.69% | 50.68% | 50.67% | 50.68% | 50.68% | 50.68% | 50.68% | 50.68% | 50.68% | 50.68% | 50.68% | 50.68% | 50.68% | 50.68% | 50.68% | 50.68% | 50.68% | 50.68% | 50.68% | 50.68% | 50.68% | 50.68% | 50.67% | 50.67% | 50.67% | 50.67% | 50.67% | 50.67% | 50.67% | 56.08%
MC*Ofnd**D00 | Market | Conservative | * | OffShoreWind | * | * | Debt Fraction | 50.69% | 50.68% | 50.67% | 50.68% | 50.68% | 50.68% | 50.68% | 50.68% | 50.68% | 50.68% | 50.68% | 50.68% | 50.68% | 50.68% | 50.68% | 50.68% | 50.68% | 50.68% | 50.68% | 50.68% | 50.68% | 50.68% | 50.67% | 50.67% | 50.67% | 50.67% | 50.67% | 50.67% | 50.67% | 56.08%
M**Ofnd**T50 | Market | * | * | OffShoreWind | * | * | Tax Rate (Federal and State) | 25.74% | 25.74% | 25.74% | 25.74% | 25.74% | 25.74% | 25.74% | 25.74% | 25.74% | 25.74% | 25.74% | 25.74% | 25.74% | 25.74% | 25.74% | 25.74% | 25.74% | 25.74% | 25.74% | 25.74% | 25.74% | 25.74% | 25.74% | 25.74% | 25.74% | 25.74% | 25.74% | 25.74% | 25.74% | 25.74%
MA*Ofnd**W00 | Market | Advanced | * | OffShoreWind | * | * | WACC Nominal | 8.059% | 8.06% | 8.06% | 8.06% | 8.06% | 8.06% | 8.06% | 8.06% | 8.06% | 8.06% | 8.06% | 8.06% | 8.06% | 8.06% | 8.06% | 8.06% | 8.06% | 8.06% | 8.06% | 8.06% | 8.06% | 8.06% | 8.06% | 8.06% | 8.06% | 8.06% | 8.06% | 8.06% | 8.06% | 7.747%
MM*Ofnd**W00 | Market | Moderate | * | OffShoreWind | * | * | WACC Nominal | 8.059% | 8.06% | 8.06% | 8.06% | 8.06% | 8.06% | 8.06% | 8.06% | 8.06% | 8.06% | 8.06% | 8.06% | 8.06% | 8.06% | 8.06% | 8.06% | 8.06% | 8.06% | 8.06% | 8.06% | 8.06% | 8.06% | 8.06% | 8.06% | 8.06% | 8.06% | 8.06% | 8.06% | 8.06% | 7.747%
MC*Ofnd**W00 | Market | Conservative | * | OffShoreWind | * | * | WACC Nominal | 8.059% | 8.06% | 8.06% | 8.06% | 8.06% | 8.06% | 8.06% | 8.06% | 8.06% | 8.06% | 8.06% | 8.06% | 8.06% | 8.06% | 8.06% | 8.06% | 8.06% | 8.06% | 8.06% | 8.06% | 8.06% | 8.06% | 8.06% | 8.06% | 8.06% | 8.06% | 8.06% | 8.06% | 8.06% | 7.747%
MA*Ofnd**W06 | Market | Advanced | * | OffShoreWind | * | * | WACC Real | 5.126% | 5.198% | 5.394% | 5.424% | 5.424% | 5.424% | 5.424% | 5.424% | 5.424% | 5.424% | 5.424% | 5.424% | 5.424% | 5.424% | 5.424% | 5.424% | 5.424% | 5.424% | 5.424% | 5.424% | 5.424% | 5.424% | 5.424% | 5.424% | 5.424% | 5.424% | 5.424% | 5.424% | 5.424% | 5.119%
MM*Ofnd**W06 | Market | Moderate | * | OffShoreWind | * | * | WACC Real | 5.126% | 5.198% | 5.394% | 5.424% | 5.424% | 5.424% | 5.424% | 5.424% | 5.424% | 5.424% | 5.424% | 5.424% | 5.424% | 5.424% | 5.424% | 5.424% | 5.424% | 5.424% | 5.424% | 5.424% | 5.424% | 5.424% | 5.424% | 5.424% | 5.424% | 5.424% | 5.424% | 5.424% | 5.424% | 5.119%
MC*Ofnd**W06 | Market | Conservative | * | OffShoreWind | * | * | WACC Real | 5.126% | 5.198% | 5.394% | 5.424% | 5.424% | 5.424% | 5.424% | 5.424% | 5.424% | 5.424% | 5.424% | 5.424% | 5.424% | 5.424% | 5.424% | 5.424% | 5.424% | 5.424% | 5.424% | 5.424% | 5.424% | 5.424% | 5.424% | 5.424% | 5.424% | 5.424% | 5.424% | 5.424% | 5.424% | 5.119%
M**Dind**I110 | Market | * | * | DistributedWind | * | * | Inflation Rate | 2.79% | 2.72% | 2.53% | 2.5% | 2.5% | 2.5% | 2.5% | 2.5% | 2.5% | 2.5% | 2.5% | 2.5% | 2.5% | 2.5% | 2.5% | 2.5% | 2.5% | 2.5% | 2.5% | 2.5% | 2.5% | 2.5% | 2.5% | 2.5% | 2.5% | 2.5% | 2.5% | 2.5% | 2.5% | 2.5%
MA*Dind**I100 | Market | Advanced | * | DistributedWind | * | * | Interest Rate Nominal | bar: 2021 to 2050
MM*Dind**I100 | Market | Moderate | * | DistributedWind | * | * | Interest Rate Nominal | bar: 2021 to 2050
MC*Dind**I100 | Market | Conservative | * | DistributedWind | * | * | Interest Rate Nominal | bar: 2021 to 2050
MA*Dind**C2126 | Market | Advanced | * | DistributedWind | * | * | Calculated Interest Rate Real | 4.096% | 4.167% | 4.36% | 4.39% | 4.39% | 4.39% | 4.39% | 4.39% | 4.39% | 4.39% | 4.39% | 4.39% | 4.39% | 4.39% | 4.39% | 4.39% | 4.39% | 4.39% | 4.39% | 4.39% | 4.39% | 4.39% | 4.39% | 4.39% | 4.39% | 4.39% | 4.39% | 4.39% | 4.39% | 4.39%
MM*Dind**C2126 | Market | Moderate | * | DistributedWind | * | * | Calculated Interest Rate Real | 4.096% | 4.167% | 4.36% | 4.39% | 4.39% | 4.39% | 4.39% | 4.39% | 4.39% | 4.39% | 4.39% | 4.39% | 4.39% | 4.39% | 4.39% | 4.39% | 4.39% | 4.39% | 4.39% | 4.39% | 4.39% | 4.39% | 4.39% | 4.39% | 4.39% | 4.39% | 4.39% | 4.39% | 4.39% | 4.39%
MC*Dind**C2126 | Market | Conservative | * | DistributedWind | * | * | Calculated Interest Rate Real | 4.096% | 4.167% | 4.36% | 4.39% | 4.39% | 4.39% | 4.39% | 4.39% | 4.39% | 4.39% | 4.39% | 4.39% | 4.39% | 4.39% | 4.39% | 4.39% | 4.39% | 4.39% | 4.39% | 4.39% | 4.39% | 4.39% | 4.39% | 4.39% | 4.39% | 4.39% | 4.39% | 4.39% | 4.39% | 4.39%
M**Dind**I00 | Market | * | * | DistributedWind | * | * | Interest During Construction - Nominal | 6.5% | 6.5% | 6.5% | 6.5% | 6.5% | 6.5% | 6.5% | 6.5% | 6.5% | 6.5% | 6.5% | 6.5% | 6.5% | 6.5% | 6.5% | 6.5% | 6.5% | 6.5% | 6.5% | 6.5% | 6.5% | 6.5% | 6.5% | 6.5% | 6.5% | 6.5% | 6.5% | 6.5% | 6.5% | 6.5%
MA*Dind**R10 | Market | Advanced | * | DistributedWind | * | * | Rate of Return on Equity Nominal | 10% | 10% | 10% | 10% | 10% | 10% | 10% | 10% | 10% | 10% | 10% | 10% | 10% | 10% | 10% | 10% | 10% | 10% | 10% | 10% | 10% | 10% | 10% | 10% | 10% | 10% | 10% | 10% | 10% | 10%
MM*Dind**R10 | Market | Moderate | * | DistributedWind | * | * | Rate of Return on Equity Nominal | 10% | 10% | 10% | 10% | 10% | 10% | 10% | 10% | 10% | 10% | 10% | 10% | 10% | 10% | 10% | 10% | 10% | 10% | 10% | 10% | 10% | 10% | 10% | 10% | 10% | 10% | 10% | 10% | 10% | 10%
MC*Dind**R10 | Market | Conservative | * | DistributedWind | * | * | Rate of Return on Equity Nominal | 10% | 10% | 10% | 10% | 10% | 10% | 10% | 10% | 10% | 10% | 10% | 10% | 10% | 10% | 10% | 10% | 10% | 10% | 10% | 10% | 10% | 10% | 10% | 10% | 10% | 10% | 10% | 10% | 10% | 10%
MA*Dind**C1237 | Market | Advanced | * | DistributedWind | * | * | Calculated Rate of Return on Equity Real | 7.014% | 7.087% | 7.286% | 7.317% | 7.317% | 7.317% | 7.317% | 7.317% | 7.317% | 7.317% | 7.317% | 7.317% | 7.317% | 7.317% | 7.317% | 7.317% | 7.317% | 7.317% | 7.317% | 7.317% | 7.317% | 7.317% | 7.317% | 7.317% | 7.317% | 7.317% | 7.317% | 7.317% | 7.317% | 7.317%
MM*Dind**C1237 | Market | Moderate | * | DistributedWind | * | * | Calculated Rate of Return on Equity Real | 7.014% | 7.087% | 7.286% | 7.317% | 7.317% | 7.317% | 7.317% | 7.317% | 7.317% | 7.317% | 7.317% | 7.317% | 7.317% | 7.317% | 7.317% | 7.317% | 7.317% | 7.317% | 7.317% | 7.317% | 7.317% | 7.317% | 7.317% | 7.317% | 7.317% | 7.317% | 7.317% | 7.317% | 7.317% | 7.317%
MC*Dind**C1237 | Market | Conservative | * | DistributedWind | * | * | Calculated Rate of Return on Equity Real | 7.014% | 7.087% | 7.286% | 7.317% | 7.317% | 7.317% | 7.317% | 7.317% | 7.317% | 7.317% | 7.317% | 7.317% | 7.317% | 7.317% | 7.317% | 7.317% | 7.317% | 7.317% | 7.317% | 7.317% | 7.317% | 7.317% | 7.317% | 7.317% | 7.317% | 7.317% | 7.317% | 7.317% | 7.317% | 7.317%
MA*Dind**D00 | Market | Advanced | * | DistributedWind | * | * | Debt Fraction | 61.71% | 60.66% | 49.83% | 49.84% | 49.84% | 49.84% | 49.84% | 49.84% | 49.84% | 49.84% | 49.85% | 49.85% | 49.85% | 49.85% | 49.85% | 49.85% | 49.85% | 49.85% | 49.85% | 49.85% | 49.85% | 49.85% | 49.85% | 55.27% | 60.69% | 71.53% | 71.53% | 71.53% | 71.53% | 71.53%
MM*Dind**D00 | Market | Moderate | * | DistributedWind | * | * | Debt Fraction | 61.71% | 60.66% | 49.83% | 49.84% | 49.84% | 49.84% | 49.84% | 49.84% | 49.84% | 49.84% | 49.85% | 49.85% | 49.85% | 49.85% | 49.85% | 49.85% | 49.85% | 49.85% | 49.85% | 49.85% | 49.85% | 49.85% | 49.85% | 55.27% | 60.69% | 71.53% | 71.53% | 71.53% | 71.53% | 71.53%
MC*Dind**D00 | Market | Conservative | * | DistributedWind | * | * | Debt Fraction | 61.71% | 60.66% | 49.83% | 49.84% | 49.84% | 49.84% | 49.84% | 49.84% | 49.84% | 49.84% | 49.85% | 49.85% | 49.85% | 49.85% | 49.85% | 49.85% | 49.85% | 49.85% | 49.85% | 49.85% | 49.85% | 49.85% | 49.85% | 55.27% | 60.69% | 71.53% | 71.53% | 71.53% | 71.53% | 71.53%
M**Dind**T50 | Market | * | * | DistributedWind | * | * | Tax Rate (Federal and State) | 25.74% | 25.74% | 25.74% | 25.74% | 25.74% | 25.74% | 25.74% | 25.74% | 25.74% | 25.74% | 25.74% | 25.74% | 25.74% | 25.74% | 25.74% | 25.74% | 25.74% | 25.74% | 25.74% | 25.74% | 25.74% | 25.74% | 25.74% | 25.74% | 25.74% | 25.74% | 25.74% | 25.74% | 25.74% | 25.74%
MA*Dind**W00 | Market | Advanced | * | DistributedWind | * | * | WACC Nominal | 7.037% | 7.087% | 7.607% | 7.607% | 7.607% | 7.607% | 7.607% | 7.607% | 7.607% | 7.607% | 7.607% | 7.607% | 7.606% | 7.606% | 7.606% | 7.606% | 7.606% | 7.606% | 7.606% | 7.606% | 7.606% | 7.606% | 7.606% | 7.346% | 7.086% | 6.565% | 6.565% | 6.565% | 6.565% | 6.565%
MM*Dind**W00 | Market | Moderate | * | DistributedWind | * | * | WACC Nominal | 7.037% | 7.087% | 7.607% | 7.607% | 7.607% | 7.607% | 7.607% | 7.607% | 7.607% | 7.607% | 7.607% | 7.607% | 7.606% | 7.606% | 7.606% | 7.606% | 7.606% | 7.606% | 7.606% | 7.606% | 7.606% | 7.606% | 7.606% | 7.346% | 7.086% | 6.565% | 6.565% | 6.565% | 6.565% | 6.565%
MC*Dind**W00 | Market | Conservative | * | DistributedWind | * | * | WACC Nominal | 7.037% | 7.087% | 7.607% | 7.607% | 7.607% | 7.607% | 7.607% | 7.607% | 7.607% | 7.607% | 7.607% | 7.607% | 7.606% | 7.606% | 7.606% | 7.606% | 7.606% | 7.606% | 7.606% | 7.606% | 7.606% | 7.606% | 7.606% | 7.346% | 7.086% | 6.565% | 6.565% | 6.565% | 6.565% | 6.565%
MA*Dind**W06 | Market | Advanced | * | DistributedWind | * | * | WACC Real | 4.132% | 4.251% | 4.952% | 4.982% | 4.982% | 4.982% | 4.982% | 4.982% | 4.982% | 4.982% | 4.982% | 4.982% | 4.982% | 4.982% | 4.982% | 4.982% | 4.982% | 4.982% | 4.982% | 4.982% | 4.982% | 4.982% | 4.982% | 4.728% | 4.474% | 3.966% | 3.966% | 3.966% | 3.966% | 3.966%
MM*Dind**W06 | Market | Moderate | * | DistributedWind | * | * | WACC Real | 4.132% | 4.251% | 4.952% | 4.982% | 4.982% | 4.982% | 4.982% | 4.982% | 4.982% | 4.982% | 4.982% | 4.982% | 4.982% | 4.982% | 4.982% | 4.982% | 4.982% | 4.982% | 4.982% | 4.982% | 4.982% | 4.982% | 4.982% | 4.728% | 4.474% | 3.966% | 3.966% | 3.966% | 3.966% | 3.966%
MC*Dind**W06 | Market | Conservative | * | DistributedWind | * | * | WACC Real | 4.132% | 4.251% | 4.952% | 4.982% | 4.982% | 4.982% | 4.982% | 4.982% | 4.982% | 4.982% | 4.982% | 4.982% | 4.982% | 4.982% | 4.982% | 4.982% | 4.982% | 4.982% | 4.982% | 4.982% | 4.982% | 4.982% | 4.982% | 4.728% | 4.474% | 3.966% | 3.966% | 3.966% | 3.966% | 3.966%
M**UtPV**I110 | Market | * | * | UtilityPV | * | * | Inflation Rate | 2.79% | 2.72% | 2.53% | 2.5% | 2.5% | 2.5% | 2.5% | 2.5% | 2.5% | 2.5% | 2.5% | 2.5% | 2.5% | 2.5% | 2.5% | 2.5% | 2.5% | 2.5% | 2.5% | 2.5% | 2.5% | 2.5% | 2.5% | 2.5% | 2.5% | 2.5% | 2.5% | 2.5% | 2.5% | 2.5%
MA*UtPV**I100 | Market | Advanced | * | UtilityPV | * | * | Interest Rate Nominal | bar: 2021 to 2050
MM*UtPV**I100 | Market | Moderate | * | UtilityPV | * | * | Interest Rate Nominal | bar: 2021 to 2050
MC*UtPV**I100 | Market | Conservative | * | UtilityPV | * | * | Interest Rate Nominal | bar: 2021 to 2050
MA*UtPV**C2126 | Market | Advanced | * | UtilityPV | * | * | Calculated Interest Rate Real | 4.096% | 4.167% | 4.36% | 4.39% | 4.39% | 4.39% | 4.39% | 4.39% | 4.39% | 4.39% | 4.39% | 4.39% | 4.39% | 4.39% | 4.39% | 4.39% | 4.39% | 4.39% | 4.39% | 4.39% | 4.39% | 4.39% | 4.39% | 4.39% | 4.39% | 4.39% | 4.39% | 4.39% | 4.39% | 4.39%
MM*UtPV**C2126 | Market | Moderate | * | UtilityPV | * | * | Calculated Interest Rate Real | 4.096% | 4.167% | 4.36% | 4.39% | 4.39% | 4.39% | 4.39% | 4.39% | 4.39% | 4.39% | 4.39% | 4.39% | 4.39% | 4.39% | 4.39% | 4.39% | 4.39% | 4.39% | 4.39% | 4.39% | 4.39% | 4.39% | 4.39% | 4.39% | 4.39% | 4.39% | 4.39% | 4.39% | 4.39% | 4.39%
MC*UtPV**C2126 | Market | Conservative | * | UtilityPV | * | * | Calculated Interest Rate Real | 4.096% | 4.167% | 4.36% | 4.39% | 4.39% | 4.39% | 4.39% | 4.39% | 4.39% | 4.39% | 4.39% | 4.39% | 4.39% | 4.39% | 4.39% | 4.39% | 4.39% | 4.39% | 4.39% | 4.39% | 4.39% | 4.39% | 4.39% | 4.39% | 4.39% | 4.39% | 4.39% | 4.39% | 4.39% | 4.39%
M**UtPV**I00 | Market | * | * | UtilityPV | * | * | Interest During Construction - Nominal | 6.5% | 6.5% | 6.5% | 6.5% | 6.5% | 6.5% | 6.5% | 6.5% | 6.5% | 6.5% | 6.5% | 6.5% | 6.5% | 6.5% | 6.5% | 6.5% | 6.5% | 6.5% | 6.5% | 6.5% | 6.5% | 6.5% | 6.5% | 6.5% | 6.5% | 6.5% | 6.5% | 6.5% | 6.5% | 6.5%
MA*UtPV**R10 | Market | Advanced | * | UtilityPV | * | * | Rate of Return on Equity Nominal | 8.8% | 8.8% | 8.8% | 8.8% | 8.8% | 8.8% | 8.8% | 8.8% | 8.8% | 8.8% | 8.8% | 8.8% | 8.8% | 8.8% | 8.8% | 8.8% | 8.8% | 8.8% | 8.8% | 8.8% | 8.8% | 8.8% | 8.8% | 8.8% | 8.8% | 8.8% | 8.8% | 8.8% | 8.8% | 8.8%
MM*UtPV**R10 | Market | Moderate | * | UtilityPV | * | * | Rate of Return on Equity Nominal | 8.8% | 8.8% | 8.8% | 8.8% | 8.8% | 8.8% | 8.8% | 8.8% | 8.8% | 8.8% | 8.8% | 8.8% | 8.8% | 8.8% | 8.8% | 8.8% | 8.8% | 8.8% | 8.8% | 8.8% | 8.8% | 8.8% | 8.8% | 8.8% | 8.8% | 8.8% | 8.8% | 8.8% | 8.8% | 8.8%
MC*UtPV**R10 | Market | Conservative | * | UtilityPV | * | * | Rate of Return on Equity Nominal | 8.8% | 8.8% | 8.8% | 8.8% | 8.8% | 8.8% | 8.8% | 8.8% | 8.8% | 8.8% | 8.8% | 8.8% | 8.8% | 8.8% | 8.8% | 8.8% | 8.8% | 8.8% | 8.8% | 8.8% | 8.8% | 8.8% | 8.8% | 8.8% | 8.8% | 8.8% | 8.8% | 8.8% | 8.8% | 8.8%
MA*UtPV**C1237 | Market | Advanced | * | UtilityPV | * | * | Calculated Rate of Return on Equity Real | 5.847% | 5.919% | 6.115% | 6.146% | 6.146% | 6.146% | 6.146% | 6.146% | 6.146% | 6.146% | 6.146% | 6.146% | 6.146% | 6.146% | 6.146% | 6.146% | 6.146% | 6.146% | 6.146% | 6.146% | 6.146% | 6.146% | 6.146% | 6.146% | 6.146% | 6.146% | 6.146% | 6.146% | 6.146% | 6.146%
MM*UtPV**C1237 | Market | Moderate | * | UtilityPV | * | * | Calculated Rate of Return on Equity Real | 5.847% | 5.919% | 6.115% | 6.146% | 6.146% | 6.146% | 6.146% | 6.146% | 6.146% | 6.146% | 6.146% | 6.146% | 6.146% | 6.146% | 6.146% | 6.146% | 6.146% | 6.146% | 6.146% | 6.146% | 6.146% | 6.146% | 6.146% | 6.146% | 6.146% | 6.146% | 6.146% | 6.146% | 6.146% | 6.146%
MC*UtPV**C1237 | Market | Conservative | * | UtilityPV | * | * | Calculated Rate of Return on Equity Real | 5.847% | 5.919% | 6.115% | 6.146% | 6.146% | 6.146% | 6.146% | 6.146% | 6.146% | 6.146% | 6.146% | 6.146% | 6.146% | 6.146% | 6.146% | 6.146% | 6.146% | 6.146% | 6.146% | 6.146% | 6.146% | 6.146% | 6.146% | 6.146% | 6.146% | 6.146% | 6.146% | 6.146% | 6.146% | 6.146%
MA*UtPV**D00 | Market | Advanced | * | UtilityPV | * | * | Debt Fraction | 51.1% | 51.09% | 51.29% | 50.59% | 49.86% | 49.08% | 48.26% | 47.38% | 46.46% | 45.48% | 44.43% | 43.31% | 42.12% | 40.83% | 39.46% | 39% | 38.53% | 38.04% | 37.55% | 37.04% | 36.52% | 35.99% | 35.44% | 44.22% | 53.26% | 73.8% | 73.8% | 73.8% | 73.8% | 73.8%
MM*UtPV**D00 | Market | Moderate | * | UtilityPV | * | * | Debt Fraction | 51.1% | 51.09% | 51.29% | 50.59% | 49.86% | 49.08% | 48.26% | 47.38% | 46.46% | 45.48% | 44.43% | 43.31% | 42.12% | 40.83% | 39.46% | 39% | 38.53% | 38.04% | 37.55% | 37.04% | 36.52% | 35.99% | 35.44% | 44.22% | 53.26% | 73.8% | 73.8% | 73.8% | 73.8% | 73.8%
MC*UtPV**D00 | Market | Conservative | * | UtilityPV | * | * | Debt Fraction | 51.1% | 51.09% | 51.29% | 50.59% | 49.86% | 49.08% | 48.26% | 47.38% | 46.46% | 45.48% | 44.43% | 43.31% | 42.12% | 40.83% | 39.46% | 39% | 38.53% | 38.04% | 37.55% | 37.04% | 36.52% | 35.99% | 35.44% | 44.22% | 53.26% | 73.8% | 73.8% | 73.8% | 73.8% | 73.8%
M**UtPV**T50 | Market | * | * | UtilityPV | * | * | Tax Rate (Federal and State) | 25.74% | 25.74% | 25.74% | 25.74% | 25.74% | 25.74% | 25.74% | 25.74% | 25.74% | 25.74% | 25.74% | 25.74% | 25.74% | 25.74% | 25.74% | 25.74% | 25.74% | 25.74% | 25.74% | 25.74% | 25.74% | 25.74% | 25.74% | 25.74% | 25.74% | 25.74% | 25.74% | 25.74% | 25.74% | 25.74%
MA*UtPV**W00 | Market | Advanced | * | UtilityPV | * | * | WACC Nominal | 6.96% | 6.96% | 6.952% | 6.978% | 7.004% | 7.032% | 7.062% | 7.093% | 7.127% | 7.162% | 7.2% | 7.24% | 7.283% | 7.329% | 7.379% | 7.395% | 7.412% | 7.43% | 7.448% | 7.466% | 7.485% | 7.504% | 7.523% | 7.207% | 6.882% | 6.142% | 6.142% | 6.142% | 6.142% | 6.142%
MM*UtPV**W00 | Market | Moderate | * | UtilityPV | * | * | WACC Nominal | 6.96% | 6.96% | 6.952% | 6.978% | 7.004% | 7.032% | 7.062% | 7.093% | 7.127% | 7.162% | 7.2% | 7.24% | 7.283% | 7.329% | 7.379% | 7.395% | 7.412% | 7.43% | 7.448% | 7.466% | 7.485% | 7.504% | 7.523% | 7.207% | 6.882% | 6.142% | 6.142% | 6.142% | 6.142% | 6.142%
MC*UtPV**W00 | Market | Conservative | * | UtilityPV | * | * | WACC Nominal | 6.96% | 6.96% | 6.952% | 6.978% | 7.004% | 7.032% | 7.062% | 7.093% | 7.127% | 7.162% | 7.2% | 7.24% | 7.283% | 7.329% | 7.379% | 7.395% | 7.412% | 7.43% | 7.448% | 7.466% | 7.485% | 7.504% | 7.523% | 7.207% | 6.882% | 6.142% | 6.142% | 6.142% | 6.142% | 6.142%
MA*UtPV**W06 | Market | Advanced | * | UtilityPV | * | * | WACC Real | 4.056% | 4.128% | 4.313% | 4.368% | 4.394% | 4.422% | 4.451% | 4.481% | 4.514% | 4.548% | 4.585% | 4.624% | 4.666% | 4.711% | 4.76% | 4.776% | 4.793% | 4.81% | 4.827% | 4.845% | 4.863% | 4.882% | 4.901% | 4.592% | 4.275% | 3.553% | 3.553% | 3.553% | 3.553% | 3.553%
MM*UtPV**W06 | Market | Moderate | * | UtilityPV | * | * | WACC Real | 4.056% | 4.128% | 4.313% | 4.368% | 4.394% | 4.422% | 4.451% | 4.481% | 4.514% | 4.548% | 4.585% | 4.624% | 4.666% | 4.711% | 4.76% | 4.776% | 4.793% | 4.81% | 4.827% | 4.845% | 4.863% | 4.882% | 4.901% | 4.592% | 4.275% | 3.553% | 3.553% | 3.553% | 3.553% | 3.553%
MC*UtPV**W06 | Market | Conservative | * | UtilityPV | * | * | WACC Real | 4.056% | 4.128% | 4.313% | 4.368% | 4.394% | 4.422% | 4.451% | 4.481% | 4.514% | 4.548% | 4.585% | 4.624% | 4.666% | 4.711% | 4.76% | 4.776% | 4.793% | 4.81% | 4.827% | 4.845% | 4.863% | 4.882% | 4.901% | 4.592% | 4.275% | 3.553% | 3.553% | 3.553% | 3.553% | 3.553%
M**CoPV**I110 | Market | * | * | CommPV | * | * | Inflation Rate | 2.79% | 2.72% | 2.53% | 2.5% | 2.5% | 2.5% | 2.5% | 2.5% | 2.5% | 2.5% | 2.5% | 2.5% | 2.5% | 2.5% | 2.5% | 2.5% | 2.5% | 2.5% | 2.5% | 2.5% | 2.5% | 2.5% | 2.5% | 2.5% | 2.5% | 2.5% | 2.5% | 2.5% | 2.5% | 2.5%
MA*CoPV**I100 | Market | Advanced | * | CommPV | * | * | Interest Rate Nominal | bar: 2021 to 2050
MM*CoPV**I100 | Market | Moderate | * | CommPV | * | * | Interest Rate Nominal | bar: 2021 to 2050
MC*CoPV**I100 | Market | Conservative | * | CommPV | * | * | Interest Rate Nominal | bar: 2021 to 2050
MA*CoPV**C2126 | Market | Advanced | * | CommPV | * | * | Calculated Interest Rate Real | 4.096% | 4.167% | 4.36% | 4.39% | 4.39% | 4.39% | 4.39% | 4.39% | 4.39% | 4.39% | 4.39% | 4.39% | 4.39% | 4.39% | 4.39% | 4.39% | 4.39% | 4.39% | 4.39% | 4.39% | 4.39% | 4.39% | 4.39% | 4.39% | 4.39% | 4.39% | 4.39% | 4.39% | 4.39% | 4.39%
MM*CoPV**C2126 | Market | Moderate | * | CommPV | * | * | Calculated Interest Rate Real | 4.096% | 4.167% | 4.36% | 4.39% | 4.39% | 4.39% | 4.39% | 4.39% | 4.39% | 4.39% | 4.39% | 4.39% | 4.39% | 4.39% | 4.39% | 4.39% | 4.39% | 4.39% | 4.39% | 4.39% | 4.39% | 4.39% | 4.39% | 4.39% | 4.39% | 4.39% | 4.39% | 4.39% | 4.39% | 4.39%
MC*CoPV**C2126 | Market | Conservative | * | CommPV | * | * | Calculated Interest Rate Real | 4.096% | 4.167% | 4.36% | 4.39% | 4.39% | 4.39% | 4.39% | 4.39% | 4.39% | 4.39% | 4.39% | 4.39% | 4.39% | 4.39% | 4.39% | 4.39% | 4.39% | 4.39% | 4.39% | 4.39% | 4.39% | 4.39% | 4.39% | 4.39% | 4.39% | 4.39% | 4.39% | 4.39% | 4.39% | 4.39%
M**CoPV**I00 | Market | * | * | CommPV | * | * | Interest During Construction - Nominal | 6.5% | 6.5% | 6.5% | 6.5% | 6.5% | 6.5% | 6.5% | 6.5% | 6.5% | 6.5% | 6.5% | 6.5% | 6.5% | 6.5% | 6.5% | 6.5% | 6.5% | 6.5% | 6.5% | 6.5% | 6.5% | 6.5% | 6.5% | 6.5% | 6.5% | 6.5% | 6.5% | 6.5% | 6.5% | 6.5%
MA*CoPV**R10 | Market | Advanced | * | CommPV | * | * | Rate of Return on Equity Nominal | 9.8% | 9.8% | 9.8% | 9.8% | 9.8% | 9.8% | 9.8% | 9.8% | 9.8% | 9.8% | 9.8% | 9.8% | 9.8% | 9.8% | 9.8% | 9.8% | 9.8% | 9.8% | 9.8% | 9.8% | 9.8% | 9.8% | 9.8% | 9.8% | 9.8% | 9.8% | 9.8% | 9.8% | 9.8% | 9.8%
MM*CoPV**R10 | Market | Moderate | * | CommPV | * | * | Rate of Return on Equity Nominal | 9.8% | 9.8% | 9.8% | 9.8% | 9.8% | 9.8% | 9.8% | 9.8% | 9.8% | 9.8% | 9.8% | 9.8% | 9.8% | 9.8% | 9.8% | 9.8% | 9.8% | 9.8% | 9.8% | 9.8% | 9.8% | 9.8% | 9.8% | 9.8% | 9.8% | 9.8% | 9.8% | 9.8% | 9.8% | 9.8%
MC*CoPV**R10 | Market | Conservative | * | CommPV | * | * | Rate of Return on Equity Nominal | 9.8% | 9.8% | 9.8% | 9.8% | 9.8% | 9.8% | 9.8% | 9.8% | 9.8% | 9.8% | 9.8% | 9.8% | 9.8% | 9.8% | 9.8% | 9.8% | 9.8% | 9.8% | 9.8% | 9.8% | 9.8% | 9.8% | 9.8% | 9.8% | 9.8% | 9.8% | 9.8% | 9.8% | 9.8% | 9.8%
MA*CoPV**C1237 | Market | Advanced | * | CommPV | * | * | Calculated Rate of Return on Equity Real | 6.82% | 6.893% | 7.091% | 7.122% | 7.122% | 7.122% | 7.122% | 7.122% | 7.122% | 7.122% | 7.122% | 7.122% | 7.122% | 7.122% | 7.122% | 7.122% | 7.122% | 7.122% | 7.122% | 7.122% | 7.122% | 7.122% | 7.122% | 7.122% | 7.122% | 7.122% | 7.122% | 7.122% | 7.122% | 7.122%
MM*CoPV**C1237 | Market | Moderate | * | CommPV | * | * | Calculated Rate of Return on Equity Real | 6.82% | 6.893% | 7.091% | 7.122% | 7.122% | 7.122% | 7.122% | 7.122% | 7.122% | 7.122% | 7.122% | 7.122% | 7.122% | 7.122% | 7.122% | 7.122% | 7.122% | 7.122% | 7.122% | 7.122% | 7.122% | 7.122% | 7.122% | 7.122% | 7.122% | 7.122% | 7.122% | 7.122% | 7.122% | 7.122%
MC*CoPV**C1237 | Market | Conservative | * | CommPV | * | * | Calculated Rate of Return on Equity Real | 6.82% | 6.893% | 7.091% | 7.122% | 7.122% | 7.122% | 7.122% | 7.122% | 7.122% | 7.122% | 7.122% | 7.122% | 7.122% | 7.122% | 7.122% | 7.122% | 7.122% | 7.122% | 7.122% | 7.122% | 7.122% | 7.122% | 7.122% | 7.122% | 7.122% | 7.122% | 7.122% | 7.122% | 7.122% | 7.122%
MA*CoPV**D00 | Market | Advanced | * | CommPV | * | * | Debt Fraction | 51.82% | 51.82% | 51.81% | 51.81% | 51.81% | 51.81% | 51.81% | 51.81% | 51.81% | 51.81% | 51.81% | 51.81% | 51.81% | 51.81% | 51.81% | 51.81% | 51.81% | 51.81% | 51.81% | 51.81% | 51.81% | 51.81% | 51.81% | 57.47% | 63.12% | 74.42% | 74.42% | 74.42% | 74.42% | 74.42%
MM*CoPV**D00 | Market | Moderate | * | CommPV | * | * | Debt Fraction | 51.82% | 51.82% | 51.81% | 51.81% | 51.81% | 51.81% | 51.81% | 51.81% | 51.81% | 51.81% | 51.81% | 51.81% | 51.81% | 51.81% | 51.81% | 51.81% | 51.81% | 51.81% | 51.81% | 51.81% | 51.81% | 51.81% | 51.81% | 57.47% | 63.12% | 74.42% | 74.42% | 74.42% | 74.42% | 74.42%
MC*CoPV**D00 | Market | Conservative | * | CommPV | * | * | Debt Fraction | 51.82% | 51.82% | 51.81% | 51.81% | 51.81% | 51.81% | 51.81% | 51.81% | 51.81% | 51.81% | 51.81% | 51.81% | 51.81% | 51.81% | 51.81% | 51.81% | 51.81% | 51.81% | 51.81% | 51.81% | 51.81% | 51.81% | 51.81% | 57.47% | 63.12% | 74.42% | 74.42% | 74.42% | 74.42% | 74.42%
M**CoPV**T50 | Market | * | * | CommPV | * | * | Tax Rate (Federal and State) | 25.74% | 25.74% | 25.74% | 25.74% | 25.74% | 25.74% | 25.74% | 25.74% | 25.74% | 25.74% | 25.74% | 25.74% | 25.74% | 25.74% | 25.74% | 25.74% | 25.74% | 25.74% | 25.74% | 25.74% | 25.74% | 25.74% | 25.74% | 25.74% | 25.74% | 25.74% | 25.74% | 25.74% | 25.74% | 25.74%
MA*CoPV**W00 | Market | Advanced | * | CommPV | * | * | WACC Nominal | 7.415% | 7.416% | 7.416% | 7.416% | 7.416% | 7.416% | 7.416% | 7.416% | 7.416% | 7.416% | 7.416% | 7.416% | 7.416% | 7.416% | 7.416% | 7.416% | 7.416% | 7.416% | 7.416% | 7.416% | 7.416% | 7.416% | 7.416% | 7.156% | 6.895% | 6.375% | 6.375% | 6.375% | 6.375% | 6.375%
MM*CoPV**W00 | Market | Moderate | * | CommPV | * | * | WACC Nominal | 7.415% | 7.416% | 7.416% | 7.416% | 7.416% | 7.416% | 7.416% | 7.416% | 7.416% | 7.416% | 7.416% | 7.416% | 7.416% | 7.416% | 7.416% | 7.416% | 7.416% | 7.416% | 7.416% | 7.416% | 7.416% | 7.416% | 7.416% | 7.156% | 6.895% | 6.375% | 6.375% | 6.375% | 6.375% | 6.375%
MC*CoPV**W00 | Market | Conservative | * | CommPV | * | * | WACC Nominal | 7.415% | 7.416% | 7.416% | 7.416% | 7.416% | 7.416% | 7.416% | 7.416% | 7.416% | 7.416% | 7.416% | 7.416% | 7.416% | 7.416% | 7.416% | 7.416% | 7.416% | 7.416% | 7.416% | 7.416% | 7.416% | 7.416% | 7.416% | 7.156% | 6.895% | 6.375% | 6.375% | 6.375% | 6.375% | 6.375%
MA*CoPV**W06 | Market | Advanced | * | CommPV | * | * | WACC Real | 4.5% | 4.571% | 4.765% | 4.796% | 4.796% | 4.796% | 4.796% | 4.796% | 4.796% | 4.796% | 4.796% | 4.796% | 4.796% | 4.796% | 4.796% | 4.796% | 4.796% | 4.796% | 4.796% | 4.796% | 4.796% | 4.796% | 4.796% | 4.542% | 4.288% | 3.781% | 3.781% | 3.781% | 3.781% | 3.781%
MM*CoPV**W06 | Market | Moderate | * | CommPV | * | * | WACC Real | 4.5% | 4.571% | 4.765% | 4.796% | 4.796% | 4.796% | 4.796% | 4.796% | 4.796% | 4.796% | 4.796% | 4.796% | 4.796% | 4.796% | 4.796% | 4.796% | 4.796% | 4.796% | 4.796% | 4.796% | 4.796% | 4.796% | 4.796% | 4.542% | 4.288% | 3.781% | 3.781% | 3.781% | 3.781% | 3.781%
MC*CoPV**W06 | Market | Conservative | * | CommPV | * | * | WACC Real | 4.5% | 4.571% | 4.765% | 4.796% | 4.796% | 4.796% | 4.796% | 4.796% | 4.796% | 4.796% | 4.796% | 4.796% | 4.796% | 4.796% | 4.796% | 4.796% | 4.796% | 4.796% | 4.796% | 4.796% | 4.796% | 4.796% | 4.796% | 4.542% | 4.288% | 3.781% | 3.781% | 3.781% | 3.781% | 3.781%
M**RePV**I110 | Market | * | * | ResPV | * | * | Inflation Rate | 2.79% | 2.72% | 2.53% | 2.5% | 2.5% | 2.5% | 2.5% | 2.5% | 2.5% | 2.5% | 2.5% | 2.5% | 2.5% | 2.5% | 2.5% | 2.5% | 2.5% | 2.5% | 2.5% | 2.5% | 2.5% | 2.5% | 2.5% | 2.5% | 2.5% | 2.5% | 2.5% | 2.5% | 2.5% | 2.5%
MA*RePV**I100 | Market | Advanced | * | ResPV | * | * | Interest Rate Nominal | bar: 2021 to 2050
MM*RePV**I100 | Market | Moderate | * | ResPV | * | * | Interest Rate Nominal | bar: 2021 to 2050
MC*RePV**I100 | Market | Conservative | * | ResPV | * | * | Interest Rate Nominal | bar: 2021 to 2050
MA*RePV**C2126 | Market | Advanced | * | ResPV | * | * | Calculated Interest Rate Real | 4.096% | 4.167% | 4.36% | 4.39% | 4.39% | 4.39% | 4.39% | 4.39% | 4.39% | 4.39% | 4.39% | 4.39% | 4.39% | 4.39% | 4.39% | 4.39% | 4.39% | 4.39% | 4.39% | 4.39% | 4.39% | 4.39% | 4.39% | 4.39% | 4.39% | 4.39% | 4.39% | 4.39% | 4.39% | 4.39%
MM*RePV**C2126 | Market | Moderate | * | ResPV | * | * | Calculated Interest Rate Real | 4.096% | 4.167% | 4.36% | 4.39% | 4.39% | 4.39% | 4.39% | 4.39% | 4.39% | 4.39% | 4.39% | 4.39% | 4.39% | 4.39% | 4.39% | 4.39% | 4.39% | 4.39% | 4.39% | 4.39% | 4.39% | 4.39% | 4.39% | 4.39% | 4.39% | 4.39% | 4.39% | 4.39% | 4.39% | 4.39%
MC*RePV**C2126 | Market | Conservative | * | ResPV | * | * | Calculated Interest Rate Real | 4.096% | 4.167% | 4.36% | 4.39% | 4.39% | 4.39% | 4.39% | 4.39% | 4.39% | 4.39% | 4.39% | 4.39% | 4.39% | 4.39% | 4.39% | 4.39% | 4.39% | 4.39% | 4.39% | 4.39% | 4.39% | 4.39% | 4.39% | 4.39% | 4.39% | 4.39% | 4.39% | 4.39% | 4.39% | 4.39%
M**RePV**I00 | Market | * | * | ResPV | * | * | Interest During Construction - Nominal | 6.5% | 6.5% | 6.5% | 6.5% | 6.5% | 6.5% | 6.5% | 6.5% | 6.5% | 6.5% | 6.5% | 6.5% | 6.5% | 6.5% | 6.5% | 6.5% | 6.5% | 6.5% | 6.5% | 6.5% | 6.5% | 6.5% | 6.5% | 6.5% | 6.5% | 6.5% | 6.5% | 6.5% | 6.5% | 6.5%
MA*RePV**R10 | Market | Advanced | * | ResPV | * | * | Rate of Return on Equity Nominal | 9.8% | 9.8% | 9.8% | 9.8% | 9.8% | 9.8% | 9.8% | 9.8% | 9.8% | 9.8% | 9.8% | 9.8% | 9.8% | 9.8% | 9.8% | 9.8% | 9.8% | 9.8% | 9.8% | 9.8% | 9.8% | 9.8% | 9.8% | 9.8% | 9.8% | 9.8% | 9.8% | 9.8% | 9.8% | 9.8%
MM*RePV**R10 | Market | Moderate | * | ResPV | * | * | Rate of Return on Equity Nominal | 9.8% | 9.8% | 9.8% | 9.8% | 9.8% | 9.8% | 9.8% | 9.8% | 9.8% | 9.8% | 9.8% | 9.8% | 9.8% | 9.8% | 9.8% | 9.8% | 9.8% | 9.8% | 9.8% | 9.8% | 9.8% | 9.8% | 9.8% | 9.8% | 9.8% | 9.8% | 9.8% | 9.8% | 9.8% | 9.8%
MC*RePV**R10 | Market | Conservative | * | ResPV | * | * | Rate of Return on Equity Nominal | 9.8% | 9.8% | 9.8% | 9.8% | 9.8% | 9.8% | 9.8% | 9.8% | 9.8% | 9.8% | 9.8% | 9.8% | 9.8% | 9.8% | 9.8% | 9.8% | 9.8% | 9.8% | 9.8% | 9.8% | 9.8% | 9.8% | 9.8% | 9.8% | 9.8% | 9.8% | 9.8% | 9.8% | 9.8% | 9.8%
MA*RePV**C1237 | Market | Advanced | * | ResPV | * | * | Calculated Rate of Return on Equity Real | 6.82% | 6.893% | 7.091% | 7.122% | 7.122% | 7.122% | 7.122% | 7.122% | 7.122% | 7.122% | 7.122% | 7.122% | 7.122% | 7.122% | 7.122% | 7.122% | 7.122% | 7.122% | 7.122% | 7.122% | 7.122% | 7.122% | 7.122% | 7.122% | 7.122% | 7.122% | 7.122% | 7.122% | 7.122% | 7.122%
MM*RePV**C1237 | Market | Moderate | * | ResPV | * | * | Calculated Rate of Return on Equity Real | 6.82% | 6.893% | 7.091% | 7.122% | 7.122% | 7.122% | 7.122% | 7.122% | 7.122% | 7.122% | 7.122% | 7.122% | 7.122% | 7.122% | 7.122% | 7.122% | 7.122% | 7.122% | 7.122% | 7.122% | 7.122% | 7.122% | 7.122% | 7.122% | 7.122% | 7.122% | 7.122% | 7.122% | 7.122% | 7.122%
MC*RePV**C1237 | Market | Conservative | * | ResPV | * | * | Calculated Rate of Return on Equity Real | 6.82% | 6.893% | 7.091% | 7.122% | 7.122% | 7.122% | 7.122% | 7.122% | 7.122% | 7.122% | 7.122% | 7.122% | 7.122% | 7.122% | 7.122% | 7.122% | 7.122% | 7.122% | 7.122% | 7.122% | 7.122% | 7.122% | 7.122% | 7.122% | 7.122% | 7.122% | 7.122% | 7.122% | 7.122% | 7.122%
MA*RePV**D00 | Market | Advanced | * | ResPV | * | * | Debt Fraction | 51.82% | 51.82% | 51.82% | 51.82% | 51.82% | 51.82% | 51.82% | 51.82% | 51.82% | 51.82% | 51.82% | 51.82% | 54.83% | 57.85% | 74.43% | 74.43% | 74.43% | 74.43% | 74.43% | 74.43% | 74.43% | 74.43% | 74.43% | 74.43% | 74.43% | 74.43% | 74.43% | 74.43% | 74.43% | 74.43%
MM*RePV**D00 | Market | Moderate | * | ResPV | * | * | Debt Fraction | 51.82% | 51.82% | 51.82% | 51.82% | 51.82% | 51.82% | 51.82% | 51.82% | 51.82% | 51.82% | 51.82% | 51.82% | 54.83% | 57.85% | 74.43% | 74.43% | 74.43% | 74.43% | 74.43% | 74.43% | 74.43% | 74.43% | 74.43% | 74.43% | 74.43% | 74.43% | 74.43% | 74.43% | 74.43% | 74.43%
MC*RePV**D00 | Market | Conservative | * | ResPV | * | * | Debt Fraction | 51.82% | 51.82% | 51.82% | 51.82% | 51.82% | 51.82% | 51.82% | 51.82% | 51.82% | 51.82% | 51.82% | 51.82% | 54.83% | 57.85% | 74.43% | 74.43% | 74.43% | 74.43% | 74.43% | 74.43% | 74.43% | 74.43% | 74.43% | 74.43% | 74.43% | 74.43% | 74.43% | 74.43% | 74.43% | 74.43%
M**RePV**T50 | Market | * | * | ResPV | * | * | Tax Rate (Federal and State) | 25.74% | 25.74% | 25.74% | 25.74% | 25.74% | 25.74% | 25.74% | 25.74% | 25.74% | 25.74% | 25.74% | 25.74% | 25.74% | 25.74% | 25.74% | 25.74% | 25.74% | 25.74% | 25.74% | 25.74% | 25.74% | 25.74% | 25.74% | 25.74% | 25.74% | 25.74% | 25.74% | 25.74% | 25.74% | 25.74%
MA*RePV**W00 | Market | Advanced | * | ResPV | * | * | WACC Nominal | 7.415% | 7.415% | 7.415% | 7.416% | 7.416% | 7.416% | 7.416% | 7.416% | 7.416% | 7.415% | 7.415% | 7.415% | 7.277% | 7.138% | 6.375% | 6.375% | 6.375% | 6.375% | 6.375% | 6.375% | 6.375% | 6.375% | 6.375% | 6.375% | 6.375% | 6.375% | 6.375% | 6.375% | 6.375% | 6.375%
MM*RePV**W00 | Market | Moderate | * | ResPV | * | * | WACC Nominal | 7.415% | 7.415% | 7.415% | 7.416% | 7.416% | 7.416% | 7.416% | 7.416% | 7.416% | 7.415% | 7.415% | 7.415% | 7.277% | 7.138% | 6.375% | 6.375% | 6.375% | 6.375% | 6.375% | 6.375% | 6.375% | 6.375% | 6.375% | 6.375% | 6.375% | 6.375% | 6.375% | 6.375% | 6.375% | 6.375%
MC*RePV**W00 | Market | Conservative | * | ResPV | * | * | WACC Nominal | 7.415% | 7.415% | 7.415% | 7.416% | 7.416% | 7.416% | 7.416% | 7.416% | 7.416% | 7.415% | 7.415% | 7.415% | 7.277% | 7.138% | 6.375% | 6.375% | 6.375% | 6.375% | 6.375% | 6.375% | 6.375% | 6.375% | 6.375% | 6.375% | 6.375% | 6.375% | 6.375% | 6.375% | 6.375% | 6.375%
MA*RePV**W06 | Market | Advanced | * | ResPV | * | * | WACC Real | 4.5% | 4.571% | 4.765% | 4.796% | 4.796% | 4.796% | 4.796% | 4.796% | 4.796% | 4.796% | 4.796% | 4.796% | 4.66% | 4.525% | 3.78% | 3.78% | 3.78% | 3.78% | 3.78% | 3.78% | 3.78% | 3.78% | 3.78% | 3.78% | 3.78% | 3.78% | 3.78% | 3.78% | 3.78% | 3.78%
MM*RePV**W06 | Market | Moderate | * | ResPV | * | * | WACC Real | 4.5% | 4.571% | 4.765% | 4.796% | 4.796% | 4.796% | 4.796% | 4.796% | 4.796% | 4.796% | 4.796% | 4.796% | 4.66% | 4.525% | 3.78% | 3.78% | 3.78% | 3.78% | 3.78% | 3.78% | 3.78% | 3.78% | 3.78% | 3.78% | 3.78% | 3.78% | 3.78% | 3.78% | 3.78% | 3.78%
MC*RePV**W06 | Market | Conservative | * | ResPV | * | * | WACC Real | 4.5% | 4.571% | 4.765% | 4.796% | 4.796% | 4.796% | 4.796% | 4.796% | 4.796% | 4.796% | 4.796% | 4.796% | 4.66% | 4.525% | 3.78% | 3.78% | 3.78% | 3.78% | 3.78% | 3.78% | 3.78% | 3.78% | 3.78% | 3.78% | 3.78% | 3.78% | 3.78% | 3.78% | 3.78% | 3.78%
M**CSSP**I110 | Market | * | * | CSP | * | * | Inflation Rate | 2.79% | 2.72% | 2.53% | 2.5% | 2.5% | 2.5% | 2.5% | 2.5% | 2.5% | 2.5% | 2.5% | 2.5% | 2.5% | 2.5% | 2.5% | 2.5% | 2.5% | 2.5% | 2.5% | 2.5% | 2.5% | 2.5% | 2.5% | 2.5% | 2.5% | 2.5% | 2.5% | 2.5% | 2.5% | 2.5%
MA*CSSP**I100 | Market | Advanced | * | CSP | * | * | Interest Rate Nominal | bar: 2021 to 2050
MM*CSSP**I100 | Market | Moderate | * | CSP | * | * | Interest Rate Nominal | bar: 2021 to 2050
MC*CSSP**I100 | Market | Conservative | * | CSP | * | * | Interest Rate Nominal | bar: 2021 to 2050
MA*CSSP**C2126 | Market | Advanced | * | CSP | * | * | Calculated Interest Rate Real | 4.096% | 4.167% | 4.36% | 4.39% | 4.39% | 4.39% | 4.39% | 4.39% | 4.39% | 4.39% | 4.39% | 4.39% | 4.39% | 4.39% | 4.39% | 4.39% | 4.39% | 4.39% | 4.39% | 4.39% | 4.39% | 4.39% | 4.39% | 4.39% | 4.39% | 4.39% | 4.39% | 4.39% | 4.39% | 4.39%
MM*CSSP**C2126 | Market | Moderate | * | CSP | * | * | Calculated Interest Rate Real | 4.096% | 4.167% | 4.36% | 4.39% | 4.39% | 4.39% | 4.39% | 4.39% | 4.39% | 4.39% | 4.39% | 4.39% | 4.39% | 4.39% | 4.39% | 4.39% | 4.39% | 4.39% | 4.39% | 4.39% | 4.39% | 4.39% | 4.39% | 4.39% | 4.39% | 4.39% | 4.39% | 4.39% | 4.39% | 4.39%
MC*CSSP**C2126 | Market | Conservative | * | CSP | * | * | Calculated Interest Rate Real | 4.096% | 4.167% | 4.36% | 4.39% | 4.39% | 4.39% | 4.39% | 4.39% | 4.39% | 4.39% | 4.39% | 4.39% | 4.39% | 4.39% | 4.39% | 4.39% | 4.39% | 4.39% | 4.39% | 4.39% | 4.39% | 4.39% | 4.39% | 4.39% | 4.39% | 4.39% | 4.39% | 4.39% | 4.39% | 4.39%
M**CSSP**I00 | Market | * | * | CSP | * | * | Interest During Construction - Nominal | 6.5% | 6.5% | 6.5% | 6.5% | 6.5% | 6.5% | 6.5% | 6.5% | 6.5% | 6.5% | 6.5% | 6.5% | 6.5% | 6.5% | 6.5% | 6.5% | 6.5% | 6.5% | 6.5% | 6.5% | 6.5% | 6.5% | 6.5% | 6.5% | 6.5% | 6.5% | 6.5% | 6.5% | 6.5% | 6.5%
MA*CSSP**R10 | Market | Advanced | * | CSP | * | * | Rate of Return on Equity Nominal | 11% | 11% | 11% | 11% | 11% | 11% | 11% | 11% | 11% | 11% | 11% | 11% | 11% | 11% | 11% | 11% | 11% | 11% | 11% | 11% | 11% | 11% | 11% | 11% | 11% | 11% | 11% | 11% | 11% | 11%
MM*CSSP**R10 | Market | Moderate | * | CSP | * | * | Rate of Return on Equity Nominal | 11% | 11% | 11% | 11% | 11% | 11% | 11% | 11% | 11% | 11% | 11% | 11% | 11% | 11% | 11% | 11% | 11% | 11% | 11% | 11% | 11% | 11% | 11% | 11% | 11% | 11% | 11% | 11% | 11% | 11%
MC*CSSP**R10 | Market | Conservative | * | CSP | * | * | Rate of Return on Equity Nominal | 11% | 11% | 11% | 11% | 11% | 11% | 11% | 11% | 11% | 11% | 11% | 11% | 11% | 11% | 11% | 11% | 11% | 11% | 11% | 11% | 11% | 11% | 11% | 11% | 11% | 11% | 11% | 11% | 11% | 11%
MA*CSSP**C1237 | Market | Advanced | * | CSP | * | * | Calculated Rate of Return on Equity Real | 7.987% | 8.061% | 8.261% | 8.293% | 8.293% | 8.293% | 8.293% | 8.293% | 8.293% | 8.293% | 8.293% | 8.293% | 8.293% | 8.293% | 8.293% | 8.293% | 8.293% | 8.293% | 8.293% | 8.293% | 8.293% | 8.293% | 8.293% | 8.293% | 8.293% | 8.293% | 8.293% | 8.293% | 8.293% | 8.293%
MM*CSSP**C1237 | Market | Moderate | * | CSP | * | * | Calculated Rate of Return on Equity Real | 7.987% | 8.061% | 8.261% | 8.293% | 8.293% | 8.293% | 8.293% | 8.293% | 8.293% | 8.293% | 8.293% | 8.293% | 8.293% | 8.293% | 8.293% | 8.293% | 8.293% | 8.293% | 8.293% | 8.293% | 8.293% | 8.293% | 8.293% | 8.293% | 8.293% | 8.293% | 8.293% | 8.293% | 8.293% | 8.293%
MC*CSSP**C1237 | Market | Conservative | * | CSP | * | * | Calculated Rate of Return on Equity Real | 7.987% | 8.061% | 8.261% | 8.293% | 8.293% | 8.293% | 8.293% | 8.293% | 8.293% | 8.293% | 8.293% | 8.293% | 8.293% | 8.293% | 8.293% | 8.293% | 8.293% | 8.293% | 8.293% | 8.293% | 8.293% | 8.293% | 8.293% | 8.293% | 8.293% | 8.293% | 8.293% | 8.293% | 8.293% | 8.293%
MA*CSSP**D00 | Market | Advanced | * | CSP | * | * | Debt Fraction | 49.64% | 49.64% | 49.64% | 49.64% | 49.64% | 49.64% | 49.64% | 49.64% | 49.64% | 49.64% | 49.64% | 49.64% | 49.64% | 49.64% | 49.64% | 49.64% | 49.64% | 49.64% | 49.64% | 49.64% | 49.64% | 49.64% | 49.64% | 54.94% | 60.24% | 70.84% | 70.84% | 70.84% | 70.84% | 70.84%
MM*CSSP**D00 | Market | Moderate | * | CSP | * | * | Debt Fraction | 49.64% | 49.64% | 49.64% | 49.64% | 49.64% | 49.64% | 49.64% | 49.64% | 49.64% | 49.64% | 49.64% | 49.64% | 49.64% | 49.64% | 49.64% | 49.64% | 49.64% | 49.64% | 49.64% | 49.64% | 49.64% | 49.64% | 49.64% | 54.94% | 60.24% | 70.84% | 70.84% | 70.84% | 70.84% | 70.84%
MC*CSSP**D00 | Market | Conservative | * | CSP | * | * | Debt Fraction | 49.64% | 49.64% | 49.64% | 49.64% | 49.64% | 49.64% | 49.64% | 49.64% | 49.64% | 49.64% | 49.64% | 49.64% | 49.64% | 49.64% | 49.64% | 49.64% | 49.64% | 49.64% | 49.64% | 49.64% | 49.64% | 49.64% | 49.64% | 54.94% | 60.24% | 70.84% | 70.84% | 70.84% | 70.84% | 70.84%
M**CSSP**T50 | Market | * | * | CSP | * | * | Tax Rate (Federal and State) | 25.74% | 25.74% | 25.74% | 25.74% | 25.74% | 25.74% | 25.74% | 25.74% | 25.74% | 25.74% | 25.74% | 25.74% | 25.74% | 25.74% | 25.74% | 25.74% | 25.74% | 25.74% | 25.74% | 25.74% | 25.74% | 25.74% | 25.74% | 25.74% | 25.74% | 25.74% | 25.74% | 25.74% | 25.74% | 25.74%
MA*CSSP**W00 | Market | Advanced | * | CSP | * | * | WACC Nominal | 8.12% | 8.12% | 8.12% | 8.12% | 8.12% | 8.12% | 8.12% | 8.12% | 8.12% | 8.12% | 8.12% | 8.12% | 8.12% | 8.12% | 8.12% | 8.12% | 8.12% | 8.12% | 8.12% | 8.12% | 8.12% | 8.12% | 8.12% | 7.813% | 7.505% | 6.89% | 6.89% | 6.89% | 6.89% | 6.89%
MM*CSSP**W00 | Market | Moderate | * | CSP | * | * | WACC Nominal | 8.12% | 8.12% | 8.12% | 8.12% | 8.12% | 8.12% | 8.12% | 8.12% | 8.12% | 8.12% | 8.12% | 8.12% | 8.12% | 8.12% | 8.12% | 8.12% | 8.12% | 8.12% | 8.12% | 8.12% | 8.12% | 8.12% | 8.12% | 7.813% | 7.505% | 6.89% | 6.89% | 6.89% | 6.89% | 6.89%
MC*CSSP**W00 | Market | Conservative | * | CSP | * | * | WACC Nominal | 8.12% | 8.12% | 8.12% | 8.12% | 8.12% | 8.12% | 8.12% | 8.12% | 8.12% | 8.12% | 8.12% | 8.12% | 8.12% | 8.12% | 8.12% | 8.12% | 8.12% | 8.12% | 8.12% | 8.12% | 8.12% | 8.12% | 8.12% | 7.813% | 7.505% | 6.89% | 6.89% | 6.89% | 6.89% | 6.89%
MA*CSSP**W06 | Market | Advanced | * | CSP | * | * | WACC Real | 5.185% | 5.257% | 5.452% | 5.483% | 5.483% | 5.483% | 5.483% | 5.483% | 5.483% | 5.483% | 5.483% | 5.483% | 5.483% | 5.483% | 5.483% | 5.483% | 5.483% | 5.483% | 5.483% | 5.483% | 5.483% | 5.483% | 5.483% | 5.183% | 4.883% | 4.283% | 4.283% | 4.283% | 4.283% | 4.283%
MM*CSSP**W06 | Market | Moderate | * | CSP | * | * | WACC Real | 5.185% | 5.257% | 5.452% | 5.483% | 5.483% | 5.483% | 5.483% | 5.483% | 5.483% | 5.483% | 5.483% | 5.483% | 5.483% | 5.483% | 5.483% | 5.483% | 5.483% | 5.483% | 5.483% | 5.483% | 5.483% | 5.483% | 5.483% | 5.183% | 4.883% | 4.283% | 4.283% | 4.283% | 4.283% | 4.283%
MC*CSSP**W06 | Market | Conservative | * | CSP | * | * | WACC Real | 5.185% | 5.257% | 5.452% | 5.483% | 5.483% | 5.483% | 5.483% | 5.483% | 5.483% | 5.483% | 5.483% | 5.483% | 5.483% | 5.483% | 5.483% | 5.483% | 5.483% | 5.483% | 5.483% | 5.483% | 5.483% | 5.483% | 5.483% | 5.183% | 4.883% | 4.283% | 4.283% | 4.283% | 4.283% | 4.283%
M**Geal**I110 | Market | * | * | Geothermal | * | * | Inflation Rate | 2.79% | 2.72% | 2.53% | 2.5% | 2.5% | 2.5% | 2.5% | 2.5% | 2.5% | 2.5% | 2.5% | 2.5% | 2.5% | 2.5% | 2.5% | 2.5% | 2.5% | 2.5% | 2.5% | 2.5% | 2.5% | 2.5% | 2.5% | 2.5% | 2.5% | 2.5% | 2.5% | 2.5% | 2.5% | 2.5%
MA*Geal**I100 | Market | Advanced | * | Geothermal | * | * | Interest Rate Nominal | bar: 2021 to 2050
MM*Geal**I100 | Market | Moderate | * | Geothermal | * | * | Interest Rate Nominal | bar: 2021 to 2050
MC*Geal**I100 | Market | Conservative | * | Geothermal | * | * | Interest Rate Nominal | bar: 2021 to 2050
MA*Geal**C2126 | Market | Advanced | * | Geothermal | * | * | Calculated Interest Rate Real | 4.096% | 4.167% | 4.36% | 4.39% | 4.39% | 4.39% | 4.39% | 4.39% | 4.39% | 4.39% | 4.39% | 4.39% | 4.39% | 4.39% | 4.39% | 4.39% | 4.39% | 4.39% | 4.39% | 4.39% | 4.39% | 4.39% | 4.39% | 4.39% | 4.39% | 4.39% | 4.39% | 4.39% | 4.39% | 4.39%
MM*Geal**C2126 | Market | Moderate | * | Geothermal | * | * | Calculated Interest Rate Real | 4.096% | 4.167% | 4.36% | 4.39% | 4.39% | 4.39% | 4.39% | 4.39% | 4.39% | 4.39% | 4.39% | 4.39% | 4.39% | 4.39% | 4.39% | 4.39% | 4.39% | 4.39% | 4.39% | 4.39% | 4.39% | 4.39% | 4.39% | 4.39% | 4.39% | 4.39% | 4.39% | 4.39% | 4.39% | 4.39%
MC*Geal**C2126 | Market | Conservative | * | Geothermal | * | * | Calculated Interest Rate Real | 4.096% | 4.167% | 4.36% | 4.39% | 4.39% | 4.39% | 4.39% | 4.39% | 4.39% | 4.39% | 4.39% | 4.39% | 4.39% | 4.39% | 4.39% | 4.39% | 4.39% | 4.39% | 4.39% | 4.39% | 4.39% | 4.39% | 4.39% | 4.39% | 4.39% | 4.39% | 4.39% | 4.39% | 4.39% | 4.39%
M**Geal**I00 | Market | * | * | Geothermal | * | * | Interest During Construction - Nominal | bar: 2021 to 2050
MA*Geal**R10 | Market | Advanced | * | Geothermal | * | * | Rate of Return on Equity Nominal | 11% | 11% | 11% | 11% | 11% | 11% | 11% | 11% | 11% | 11% | 11% | 11% | 11% | 11% | 11% | 11% | 11% | 11% | 11% | 11% | 11% | 11% | 11% | 11% | 11% | 11% | 11% | 11% | 11% | 11%
MM*Geal**R10 | Market | Moderate | * | Geothermal | * | * | Rate of Return on Equity Nominal | 11% | 11% | 11% | 11% | 11% | 11% | 11% | 11% | 11% | 11% | 11% | 11% | 11% | 11% | 11% | 11% | 11% | 11% | 11% | 11% | 11% | 11% | 11% | 11% | 11% | 11% | 11% | 11% | 11% | 11%
MC*Geal**R10 | Market | Conservative | * | Geothermal | * | * | Rate of Return on Equity Nominal | 11% | 11% | 11% | 11% | 11% | 11% | 11% | 11% | 11% | 11% | 11% | 11% | 11% | 11% | 11% | 11% | 11% | 11% | 11% | 11% | 11% | 11% | 11% | 11% | 11% | 11% | 11% | 11% | 11% | 11%
MA*Geal**C1237 | Market | Advanced | * | Geothermal | * | * | Calculated Rate of Return on Equity Real | 7.987% | 8.061% | 8.261% | 8.293% | 8.293% | 8.293% | 8.293% | 8.293% | 8.293% | 8.293% | 8.293% | 8.293% | 8.293% | 8.293% | 8.293% | 8.293% | 8.293% | 8.293% | 8.293% | 8.293% | 8.293% | 8.293% | 8.293% | 8.293% | 8.293% | 8.293% | 8.293% | 8.293% | 8.293% | 8.293%
MM*Geal**C1237 | Market | Moderate | * | Geothermal | * | * | Calculated Rate of Return on Equity Real | 7.987% | 8.061% | 8.261% | 8.293% | 8.293% | 8.293% | 8.293% | 8.293% | 8.293% | 8.293% | 8.293% | 8.293% | 8.293% | 8.293% | 8.293% | 8.293% | 8.293% | 8.293% | 8.293% | 8.293% | 8.293% | 8.293% | 8.293% | 8.293% | 8.293% | 8.293% | 8.293% | 8.293% | 8.293% | 8.293%
MC*Geal**C1237 | Market | Conservative | * | Geothermal | * | * | Calculated Rate of Return on Equity Real | 7.987% | 8.061% | 8.261% | 8.293% | 8.293% | 8.293% | 8.293% | 8.293% | 8.293% | 8.293% | 8.293% | 8.293% | 8.293% | 8.293% | 8.293% | 8.293% | 8.293% | 8.293% | 8.293% | 8.293% | 8.293% | 8.293% | 8.293% | 8.293% | 8.293% | 8.293% | 8.293% | 8.293% | 8.293% | 8.293%
MA*Geal**D00 | Market | Advanced | * | Geothermal | * | * | Debt Fraction | 57.21% | 57.63% | 49.64% | 49.64% | 49.64% | 49.64% | 49.64% | 49.64% | 49.64% | 49.64% | 49.64% | 49.64% | 49.64% | 49.64% | 49.64% | 49.64% | 49.64% | 49.64% | 49.64% | 49.64% | 49.64% | 49.64% | 49.64% | 54.94% | 60.24% | 70.84% | 70.84% | 70.84% | 70.84% | 70.84%
MM*Geal**D00 | Market | Moderate | * | Geothermal | * | * | Debt Fraction | 57.21% | 57.63% | 49.64% | 49.64% | 49.64% | 49.64% | 49.64% | 49.64% | 49.64% | 49.64% | 49.64% | 49.64% | 49.64% | 49.64% | 49.64% | 49.64% | 49.64% | 49.64% | 49.64% | 49.64% | 49.64% | 49.64% | 49.64% | 54.94% | 60.24% | 70.84% | 70.84% | 70.84% | 70.84% | 70.84%
MC*Geal**D00 | Market | Conservative | * | Geothermal | * | * | Debt Fraction | 57.21% | 57.63% | 49.64% | 49.64% | 49.64% | 49.64% | 49.64% | 49.64% | 49.64% | 49.64% | 49.64% | 49.64% | 49.64% | 49.64% | 49.64% | 49.64% | 49.64% | 49.64% | 49.64% | 49.64% | 49.64% | 49.64% | 49.64% | 54.94% | 60.24% | 70.84% | 70.84% | 70.84% | 70.84% | 70.84%
M**Geal**T50 | Market | * | * | Geothermal | * | * | Tax Rate (Federal and State) | 25.74% | 25.74% | 25.74% | 25.74% | 25.74% | 25.74% | 25.74% | 25.74% | 25.74% | 25.74% | 25.74% | 25.74% | 25.74% | 25.74% | 25.74% | 25.74% | 25.74% | 25.74% | 25.74% | 25.74% | 25.74% | 25.74% | 25.74% | 25.74% | 25.74% | 25.74% | 25.74% | 25.74% | 25.74% | 25.74%
MA*Geal**W00 | Market | Advanced | * | Geothermal | * | * | WACC Nominal | 7.681% | 7.656% | 8.12% | 8.12% | 8.12% | 8.12% | 8.12% | 8.12% | 8.12% | 8.12% | 8.12% | 8.12% | 8.12% | 8.12% | 8.12% | 8.12% | 8.12% | 8.12% | 8.12% | 8.12% | 8.12% | 8.12% | 8.12% | 7.812% | 7.505% | 6.89% | 6.89% | 6.89% | 6.89% | 6.89%
MM*Geal**W00 | Market | Moderate | * | Geothermal | * | * | WACC Nominal | 7.681% | 7.656% | 8.12% | 8.12% | 8.12% | 8.12% | 8.12% | 8.12% | 8.12% | 8.12% | 8.12% | 8.12% | 8.12% | 8.12% | 8.12% | 8.12% | 8.12% | 8.12% | 8.12% | 8.12% | 8.12% | 8.12% | 8.12% | 7.812% | 7.505% | 6.89% | 6.89% | 6.89% | 6.89% | 6.89%
MC*Geal**W00 | Market | Conservative | * | Geothermal | * | * | WACC Nominal | 7.681% | 7.656% | 8.12% | 8.12% | 8.12% | 8.12% | 8.12% | 8.12% | 8.12% | 8.12% | 8.12% | 8.12% | 8.12% | 8.12% | 8.12% | 8.12% | 8.12% | 8.12% | 8.12% | 8.12% | 8.12% | 8.12% | 8.12% | 7.812% | 7.505% | 6.89% | 6.89% | 6.89% | 6.89% | 6.89%
MA*Geal**W06 | Market | Advanced | * | Geothermal | * | * | WACC Real | 4.758% | 4.805% | 5.452% | 5.483% | 5.483% | 5.483% | 5.483% | 5.483% | 5.483% | 5.483% | 5.483% | 5.483% | 5.483% | 5.483% | 5.483% | 5.483% | 5.483% | 5.483% | 5.483% | 5.483% | 5.483% | 5.483% | 5.483% | 5.183% | 4.883% | 4.283% | 4.283% | 4.283% | 4.283% | 4.283%
MM*Geal**W06 | Market | Moderate | * | Geothermal | * | * | WACC Real | 4.758% | 4.805% | 5.452% | 5.483% | 5.483% | 5.483% | 5.483% | 5.483% | 5.483% | 5.483% | 5.483% | 5.483% | 5.483% | 5.483% | 5.483% | 5.483% | 5.483% | 5.483% | 5.483% | 5.483% | 5.483% | 5.483% | 5.483% | 5.183% | 4.883% | 4.283% | 4.283% | 4.283% | 4.283% | 4.283%
MC*Geal**W06 | Market | Conservative | * | Geothermal | * | * | WACC Real | 4.758% | 4.805% | 5.452% | 5.483% | 5.483% | 5.483% | 5.483% | 5.483% | 5.483% | 5.483% | 5.483% | 5.483% | 5.483% | 5.483% | 5.483% | 5.483% | 5.483% | 5.483% | 5.483% | 5.483% | 5.483% | 5.483% | 5.483% | 5.183% | 4.883% | 4.283% | 4.283% | 4.283% | 4.283% | 4.283%
M**Hyer**I110 | Market | * | * | Hydropower | * | * | Inflation Rate | 2.79% | 2.72% | 2.53% | 2.5% | 2.5% | 2.5% | 2.5% | 2.5% | 2.5% | 2.5% | 2.5% | 2.5% | 2.5% | 2.5% | 2.5% | 2.5% | 2.5% | 2.5% | 2.5% | 2.5% | 2.5% | 2.5% | 2.5% | 2.5% | 2.5% | 2.5% | 2.5% | 2.5% | 2.5% | 2.5%
MA*Hyer**I100 | Market | Advanced | * | Hydropower | * | * | Interest Rate Nominal | bar: 2021 to 2050
MM*Hyer**I100 | Market | Moderate | * | Hydropower | * | * | Interest Rate Nominal | bar: 2021 to 2050
MC*Hyer**I100 | Market | Conservative | * | Hydropower | * | * | Interest Rate Nominal | bar: 2021 to 2050
MA*Hyer**C2126 | Market | Advanced | * | Hydropower | * | * | Calculated Interest Rate Real | 4.096% | 4.167% | 4.36% | 4.39% | 4.39% | 4.39% | 4.39% | 4.39% | 4.39% | 4.39% | 4.39% | 4.39% | 4.39% | 4.39% | 4.39% | 4.39% | 4.39% | 4.39% | 4.39% | 4.39% | 4.39% | 4.39% | 4.39% | 4.39% | 4.39% | 4.39% | 4.39% | 4.39% | 4.39% | 4.39%
MM*Hyer**C2126 | Market | Moderate | * | Hydropower | * | * | Calculated Interest Rate Real | 4.096% | 4.167% | 4.36% | 4.39% | 4.39% | 4.39% | 4.39% | 4.39% | 4.39% | 4.39% | 4.39% | 4.39% | 4.39% | 4.39% | 4.39% | 4.39% | 4.39% | 4.39% | 4.39% | 4.39% | 4.39% | 4.39% | 4.39% | 4.39% | 4.39% | 4.39% | 4.39% | 4.39% | 4.39% | 4.39%
MC*Hyer**C2126 | Market | Conservative | * | Hydropower | * | * | Calculated Interest Rate Real | 4.096% | 4.167% | 4.36% | 4.39% | 4.39% | 4.39% | 4.39% | 4.39% | 4.39% | 4.39% | 4.39% | 4.39% | 4.39% | 4.39% | 4.39% | 4.39% | 4.39% | 4.39% | 4.39% | 4.39% | 4.39% | 4.39% | 4.39% | 4.39% | 4.39% | 4.39% | 4.39% | 4.39% | 4.39% | 4.39%
M**Hyer**I00 | Market | * | * | Hydropower | * | * | Interest During Construction - Nominal | bar: 2021 to 2050
MA*Hyer**R10 | Market | Advanced | * | Hydropower | * | * | Rate of Return on Equity Nominal | 11% | 11% | 11% | 11% | 11% | 11% | 11% | 11% | 11% | 11% | 11% | 11% | 11% | 11% | 11% | 11% | 11% | 11% | 11% | 11% | 11% | 11% | 11% | 11% | 11% | 11% | 11% | 11% | 11% | 11%
MM*Hyer**R10 | Market | Moderate | * | Hydropower | * | * | Rate of Return on Equity Nominal | 11% | 11% | 11% | 11% | 11% | 11% | 11% | 11% | 11% | 11% | 11% | 11% | 11% | 11% | 11% | 11% | 11% | 11% | 11% | 11% | 11% | 11% | 11% | 11% | 11% | 11% | 11% | 11% | 11% | 11%
MC*Hyer**R10 | Market | Conservative | * | Hydropower | * | * | Rate of Return on Equity Nominal | 11% | 11% | 11% | 11% | 11% | 11% | 11% | 11% | 11% | 11% | 11% | 11% | 11% | 11% | 11% | 11% | 11% | 11% | 11% | 11% | 11% | 11% | 11% | 11% | 11% | 11% | 11% | 11% | 11% | 11%
MA*Hyer**C1237 | Market | Advanced | * | Hydropower | * | * | Calculated Rate of Return on Equity Real | 7.987% | 8.061% | 8.261% | 8.293% | 8.293% | 8.293% | 8.293% | 8.293% | 8.293% | 8.293% | 8.293% | 8.293% | 8.293% | 8.293% | 8.293% | 8.293% | 8.293% | 8.293% | 8.293% | 8.293% | 8.293% | 8.293% | 8.293% | 8.293% | 8.293% | 8.293% | 8.293% | 8.293% | 8.293% | 8.293%
MM*Hyer**C1237 | Market | Moderate | * | Hydropower | * | * | Calculated Rate of Return on Equity Real | 7.987% | 8.061% | 8.261% | 8.293% | 8.293% | 8.293% | 8.293% | 8.293% | 8.293% | 8.293% | 8.293% | 8.293% | 8.293% | 8.293% | 8.293% | 8.293% | 8.293% | 8.293% | 8.293% | 8.293% | 8.293% | 8.293% | 8.293% | 8.293% | 8.293% | 8.293% | 8.293% | 8.293% | 8.293% | 8.293%
MC*Hyer**C1237 | Market | Conservative | * | Hydropower | * | * | Calculated Rate of Return on Equity Real | 7.987% | 8.061% | 8.261% | 8.293% | 8.293% | 8.293% | 8.293% | 8.293% | 8.293% | 8.293% | 8.293% | 8.293% | 8.293% | 8.293% | 8.293% | 8.293% | 8.293% | 8.293% | 8.293% | 8.293% | 8.293% | 8.293% | 8.293% | 8.293% | 8.293% | 8.293% | 8.293% | 8.293% | 8.293% | 8.293%
MA*Hyer**D00 | Market | Advanced | * | Hydropower | * | * | Debt Fraction | 77.62% | 77.62% | 57.81% | 57.81% | 48.69% | 48.69% | 48.69% | 48.69% | 48.69% | 48.69% | 48.69% | 48.69% | 48.69% | 48.69% | 48.69% | 48.69% | 48.69% | 48.69% | 48.69% | 48.69% | 48.69% | 48.69% | 48.69% | 53.89% | 59.09% | 80.22% | 80.22% | 80.22% | 80.22% | 80.22%
MM*Hyer**D00 | Market | Moderate | * | Hydropower | * | * | Debt Fraction | 77.62% | 77.62% | 57.81% | 57.81% | 48.69% | 48.69% | 48.69% | 48.69% | 48.69% | 48.69% | 48.69% | 48.69% | 48.69% | 48.69% | 48.69% | 48.69% | 48.69% | 48.69% | 48.69% | 48.69% | 48.69% | 48.69% | 48.69% | 53.89% | 59.09% | 80.22% | 80.22% | 80.22% | 80.22% | 80.22%
MC*Hyer**D00 | Market | Conservative | * | Hydropower | * | * | Debt Fraction | 77.62% | 77.62% | 57.81% | 57.81% | 48.69% | 48.69% | 48.69% | 48.69% | 48.69% | 48.69% | 48.69% | 48.69% | 48.69% | 48.69% | 48.69% | 48.69% | 48.69% | 48.69% | 48.69% | 48.69% | 48.69% | 48.69% | 48.69% | 53.89% | 59.09% | 80.22% | 80.22% | 80.22% | 80.22% | 80.22%
M**Hyer**T50 | Market | * | * | Hydropower | * | * | Tax Rate (Federal and State) | 25.74% | 25.74% | 25.74% | 25.74% | 25.74% | 25.74% | 25.74% | 25.74% | 25.74% | 25.74% | 25.74% | 25.74% | 25.74% | 25.74% | 25.74% | 25.74% | 25.74% | 25.74% | 25.74% | 25.74% | 25.74% | 25.74% | 25.74% | 25.74% | 25.74% | 25.74% | 25.74% | 25.74% | 25.74% | 25.74%
MA*Hyer**W00 | Market | Advanced | * | Hydropower | * | * | WACC Nominal | 6.496% | 6.496% | 7.646% | 7.646% | 8.175% | 8.175% | 8.175% | 8.175% | 8.175% | 8.175% | 8.175% | 8.175% | 8.175% | 8.175% | 8.175% | 8.175% | 8.175% | 8.175% | 8.175% | 8.175% | 8.175% | 8.175% | 8.175% | 7.873% | 7.572% | 6.346% | 6.346% | 6.346% | 6.346% | 6.346%
MM*Hyer**W00 | Market | Moderate | * | Hydropower | * | * | WACC Nominal | 6.496% | 6.496% | 7.646% | 7.646% | 8.175% | 8.175% | 8.175% | 8.175% | 8.175% | 8.175% | 8.175% | 8.175% | 8.175% | 8.175% | 8.175% | 8.175% | 8.175% | 8.175% | 8.175% | 8.175% | 8.175% | 8.175% | 8.175% | 7.873% | 7.572% | 6.346% | 6.346% | 6.346% | 6.346% | 6.346%
MC*Hyer**W00 | Market | Conservative | * | Hydropower | * | * | WACC Nominal | 6.496% | 6.496% | 7.646% | 7.646% | 8.175% | 8.175% | 8.175% | 8.175% | 8.175% | 8.175% | 8.175% | 8.175% | 8.175% | 8.175% | 8.175% | 8.175% | 8.175% | 8.175% | 8.175% | 8.175% | 8.175% | 8.175% | 8.175% | 7.873% | 7.572% | 6.346% | 6.346% | 6.346% | 6.346% | 6.346%
MA*Hyer**W06 | Market | Advanced | * | Hydropower | * | * | WACC Real | 3.606% | 3.676% | 4.99% | 5.02% | 5.537% | 5.537% | 5.537% | 5.537% | 5.537% | 5.537% | 5.537% | 5.537% | 5.537% | 5.537% | 5.537% | 5.537% | 5.537% | 5.537% | 5.537% | 5.537% | 5.537% | 5.537% | 5.537% | 5.242% | 4.948% | 3.752% | 3.752% | 3.752% | 3.752% | 3.752%
MM*Hyer**W06 | Market | Moderate | * | Hydropower | * | * | WACC Real | 3.606% | 3.676% | 4.99% | 5.02% | 5.537% | 5.537% | 5.537% | 5.537% | 5.537% | 5.537% | 5.537% | 5.537% | 5.537% | 5.537% | 5.537% | 5.537% | 5.537% | 5.537% | 5.537% | 5.537% | 5.537% | 5.537% | 5.537% | 5.242% | 4.948% | 3.752% | 3.752% | 3.752% | 3.752% | 3.752%
MC*Hyer**W06 | Market | Conservative | * | Hydropower | * | * | WACC Real | 3.606% | 3.676% | 4.99% | 5.02% | 5.537% | 5.537% | 5.537% | 5.537% | 5.537% | 5.537% | 5.537% | 5.537% | 5.537% | 5.537% | 5.537% | 5.537% | 5.537% | 5.537% | 5.537% | 5.537% | 5.537% | 5.537% | 5.537% | 5.242% | 4.948% | 3.752% | 3.752% | 3.752% | 3.752% | 3.752%
M**NaFE**I110 | Market | * | * | NaturalGas_FE | * | * | Inflation Rate | 2.79% | 2.72% | 2.53% | 2.5% | 2.5% | 2.5% | 2.5% | 2.5% | 2.5% | 2.5% | 2.5% | 2.5% | 2.5% | 2.5% | 2.5% | 2.5% | 2.5% | 2.5% | 2.5% | 2.5% | 2.5% | 2.5% | 2.5% | 2.5% | 2.5% | 2.5% | 2.5% | 2.5% | 2.5% | 2.5%
MA*NaFE**I100 | Market | Advanced | * | NaturalGas_FE | * | * | Interest Rate Nominal | bar: 2021 to 2050
MM*NaFE**I100 | Market | Moderate | * | NaturalGas_FE | * | * | Interest Rate Nominal | bar: 2021 to 2050
MC*NaFE**I100 | Market | Conservative | * | NaturalGas_FE | * | * | Interest Rate Nominal | bar: 2021 to 2050
MA*NaFE**C2126 | Market | Advanced | * | NaturalGas_FE | * | * | Calculated Interest Rate Real | 5.069% | 5.14% | 5.335% | 5.366% | 5.366% | 5.366% | 5.366% | 5.366% | 5.366% | 5.366% | 5.366% | 5.366% | 5.366% | 5.366% | 5.366% | 5.366% | 5.366% | 5.366% | 5.366% | 5.366% | 5.366% | 5.366% | 5.366% | 5.366% | 5.366% | 5.366% | 5.366% | 5.366% | 5.366% | 5.366%
MM*NaFE**C2126 | Market | Moderate | * | NaturalGas_FE | * | * | Calculated Interest Rate Real | 5.069% | 5.14% | 5.335% | 5.366% | 5.366% | 5.366% | 5.366% | 5.366% | 5.366% | 5.366% | 5.366% | 5.366% | 5.366% | 5.366% | 5.366% | 5.366% | 5.366% | 5.366% | 5.366% | 5.366% | 5.366% | 5.366% | 5.366% | 5.366% | 5.366% | 5.366% | 5.366% | 5.366% | 5.366% | 5.366%
MC*NaFE**C2126 | Market | Conservative | * | NaturalGas_FE | * | * | Calculated Interest Rate Real | 5.069% | 5.14% | 5.335% | 5.366% | 5.366% | 5.366% | 5.366% | 5.366% | 5.366% | 5.366% | 5.366% | 5.366% | 5.366% | 5.366% | 5.366% | 5.366% | 5.366% | 5.366% | 5.366% | 5.366% | 5.366% | 5.366% | 5.366% | 5.366% | 5.366% | 5.366% | 5.366% | 5.366% | 5.366% | 5.366%
M**NaFE**I00 | Market | * | * | NaturalGas_FE | * | * | Interest During Construction - Nominal | bar: 2021 to 2050
MA*NaFE**R10 | Market | Advanced | * | NaturalGas_FE | * | * | Rate of Return on Equity Nominal | 11% | 11% | 11% | 11% | 11% | 11% | 11% | 11% | 11% | 11% | 11% | 11% | 11% | 11% | 11% | 11% | 11% | 11% | 11% | 11% | 11% | 11% | 11% | 11% | 11% | 11% | 11% | 11% | 11% | 11%
MM*NaFE**R10 | Market | Moderate | * | NaturalGas_FE | * | * | Rate of Return on Equity Nominal | 11% | 11% | 11% | 11% | 11% | 11% | 11% | 11% | 11% | 11% | 11% | 11% | 11% | 11% | 11% | 11% | 11% | 11% | 11% | 11% | 11% | 11% | 11% | 11% | 11% | 11% | 11% | 11% | 11% | 11%
MC*NaFE**R10 | Market | Conservative | * | NaturalGas_FE | * | * | Rate of Return on Equity Nominal | 11% | 11% | 11% | 11% | 11% | 11% | 11% | 11% | 11% | 11% | 11% | 11% | 11% | 11% | 11% | 11% | 11% | 11% | 11% | 11% | 11% | 11% | 11% | 11% | 11% | 11% | 11% | 11% | 11% | 11%
MA*NaFE**C1237 | Market | Advanced | * | NaturalGas_FE | * | * | Calculated Rate of Return on Equity Real | 7.987% | 8.061% | 8.261% | 8.293% | 8.293% | 8.293% | 8.293% | 8.293% | 8.293% | 8.293% | 8.293% | 8.293% | 8.293% | 8.293% | 8.293% | 8.293% | 8.293% | 8.293% | 8.293% | 8.293% | 8.293% | 8.293% | 8.293% | 8.293% | 8.293% | 8.293% | 8.293% | 8.293% | 8.293% | 8.293%
MM*NaFE**C1237 | Market | Moderate | * | NaturalGas_FE | * | * | Calculated Rate of Return on Equity Real | 7.987% | 8.061% | 8.261% | 8.293% | 8.293% | 8.293% | 8.293% | 8.293% | 8.293% | 8.293% | 8.293% | 8.293% | 8.293% | 8.293% | 8.293% | 8.293% | 8.293% | 8.293% | 8.293% | 8.293% | 8.293% | 8.293% | 8.293% | 8.293% | 8.293% | 8.293% | 8.293% | 8.293% | 8.293% | 8.293%
MC*NaFE**C1237 | Market | Conservative | * | NaturalGas_FE | * | * | Calculated Rate of Return on Equity Real | 7.987% | 8.061% | 8.261% | 8.293% | 8.293% | 8.293% | 8.293% | 8.293% | 8.293% | 8.293% | 8.293% | 8.293% | 8.293% | 8.293% | 8.293% | 8.293% | 8.293% | 8.293% | 8.293% | 8.293% | 8.293% | 8.293% | 8.293% | 8.293% | 8.293% | 8.293% | 8.293% | 8.293% | 8.293% | 8.293%
MA*NaFE**D00 | Market | Advanced | * | NaturalGas_FE | * | * | Debt Fraction | 55% | 55% | 55% | 55% | 55% | 55% | 55% | 55% | 55% | 55% | 55% | 55% | 55% | 55% | 55% | 55% | 55% | 55% | 55% | 55% | 55% | 55% | 55% | 55% | 55% | 55% | 55% | 55% | 55% | 55%
MM*NaFE**D00 | Market | Moderate | * | NaturalGas_FE | * | * | Debt Fraction | 55% | 55% | 55% | 55% | 55% | 55% | 55% | 55% | 55% | 55% | 55% | 55% | 55% | 55% | 55% | 55% | 55% | 55% | 55% | 55% | 55% | 55% | 55% | 55% | 55% | 55% | 55% | 55% | 55% | 55%
MC*NaFE**D00 | Market | Conservative | * | NaturalGas_FE | * | * | Debt Fraction | 55% | 55% | 55% | 55% | 55% | 55% | 55% | 55% | 55% | 55% | 55% | 55% | 55% | 55% | 55% | 55% | 55% | 55% | 55% | 55% | 55% | 55% | 55% | 55% | 55% | 55% | 55% | 55% | 55% | 55%
M**NaFE**T50 | Market | * | * | NaturalGas_FE | * | * | Tax Rate (Federal and State) | 25.74% | 25.74% | 25.74% | 25.74% | 25.74% | 25.74% | 25.74% | 25.74% | 25.74% | 25.74% | 25.74% | 25.74% | 25.74% | 25.74% | 25.74% | 25.74% | 25.74% | 25.74% | 25.74% | 25.74% | 25.74% | 25.74% | 25.74% | 25.74% | 25.74% | 25.74% | 25.74% | 25.74% | 25.74% | 25.74%
MA*NaFE**W00 | Market | Advanced | * | NaturalGas_FE | * | * | WACC Nominal | 8.217% | 8.217% | 8.217% | 8.217% | 8.217% | 8.217% | 8.217% | 8.217% | 8.217% | 8.217% | 8.217% | 8.217% | 8.217% | 8.217% | 8.217% | 8.217% | 8.217% | 8.217% | 8.217% | 8.217% | 8.217% | 8.217% | 8.217% | 8.217% | 8.217% | 8.217% | 8.217% | 8.217% | 8.217% | 8.217%
MM*NaFE**W00 | Market | Moderate | * | NaturalGas_FE | * | * | WACC Nominal | 8.217% | 8.217% | 8.217% | 8.217% | 8.217% | 8.217% | 8.217% | 8.217% | 8.217% | 8.217% | 8.217% | 8.217% | 8.217% | 8.217% | 8.217% | 8.217% | 8.217% | 8.217% | 8.217% | 8.217% | 8.217% | 8.217% | 8.217% | 8.217% | 8.217% | 8.217% | 8.217% | 8.217% | 8.217% | 8.217%
MC*NaFE**W00 | Market | Conservative | * | NaturalGas_FE | * | * | WACC Nominal | 8.217% | 8.217% | 8.217% | 8.217% | 8.217% | 8.217% | 8.217% | 8.217% | 8.217% | 8.217% | 8.217% | 8.217% | 8.217% | 8.217% | 8.217% | 8.217% | 8.217% | 8.217% | 8.217% | 8.217% | 8.217% | 8.217% | 8.217% | 8.217% | 8.217% | 8.217% | 8.217% | 8.217% | 8.217% | 8.217%
MA*NaFE**W06 | Market | Advanced | * | NaturalGas_FE | * | * | WACC Real | 5.28% | 5.352% | 5.547% | 5.578% | 5.578% | 5.578% | 5.578% | 5.578% | 5.578% | 5.578% | 5.578% | 5.578% | 5.578% | 5.578% | 5.578% | 5.578% | 5.578% | 5.578% | 5.578% | 5.578% | 5.578% | 5.578% | 5.578% | 5.578% | 5.578% | 5.578% | 5.578% | 5.578% | 5.578% | 5.578%
MM*NaFE**W06 | Market | Moderate | * | NaturalGas_FE | * | * | WACC Real | 5.28% | 5.352% | 5.547% | 5.578% | 5.578% | 5.578% | 5.578% | 5.578% | 5.578% | 5.578% | 5.578% | 5.578% | 5.578% | 5.578% | 5.578% | 5.578% | 5.578% | 5.578% | 5.578% | 5.578% | 5.578% | 5.578% | 5.578% | 5.578% | 5.578% | 5.578% | 5.578% | 5.578% | 5.578% | 5.578%
MC*NaFE**W06 | Market | Conservative | * | NaturalGas_FE | * | * | WACC Real | 5.28% | 5.352% | 5.547% | 5.578% | 5.578% | 5.578% | 5.578% | 5.578% | 5.578% | 5.578% | 5.578% | 5.578% | 5.578% | 5.578% | 5.578% | 5.578% | 5.578% | 5.578% | 5.578% | 5.578% | 5.578% | 5.578% | 5.578% | 5.578% | 5.578% | 5.578% | 5.578% | 5.578% | 5.578% | 5.578%
M**CoFE**I110 | Market | * | * | Coal_FE | * | * | Inflation Rate | 2.79% | 2.72% | 2.53% | 2.5% | 2.5% | 2.5% | 2.5% | 2.5% | 2.5% | 2.5% | 2.5% | 2.5% | 2.5% | 2.5% | 2.5% | 2.5% | 2.5% | 2.5% | 2.5% | 2.5% | 2.5% | 2.5% | 2.5% | 2.5% | 2.5% | 2.5% | 2.5% | 2.5% | 2.5% | 2.5%
MA*CoFE**I100 | Market | Advanced | * | Coal_FE | * | * | Interest Rate Nominal | bar: 2021 to 2050
MM*CoFE**I100 | Market | Moderate | * | Coal_FE | * | * | Interest Rate Nominal | bar: 2021 to 2050
MC*CoFE**I100 | Market | Conservative | * | Coal_FE | * | * | Interest Rate Nominal | bar: 2021 to 2050
MA*CoFE**C2126 | Market | Advanced | * | Coal_FE | * | * | Calculated Interest Rate Real | 5.069% | 5.14% | 5.335% | 5.366% | 5.366% | 5.366% | 5.366% | 5.366% | 5.366% | 5.366% | 5.366% | 5.366% | 5.366% | 5.366% | 5.366% | 5.366% | 5.366% | 5.366% | 5.366% | 5.366% | 5.366% | 5.366% | 5.366% | 5.366% | 5.366% | 5.366% | 5.366% | 5.366% | 5.366% | 5.366%
MM*CoFE**C2126 | Market | Moderate | * | Coal_FE | * | * | Calculated Interest Rate Real | 5.069% | 5.14% | 5.335% | 5.366% | 5.366% | 5.366% | 5.366% | 5.366% | 5.366% | 5.366% | 5.366% | 5.366% | 5.366% | 5.366% | 5.366% | 5.366% | 5.366% | 5.366% | 5.366% | 5.366% | 5.366% | 5.366% | 5.366% | 5.366% | 5.366% | 5.366% | 5.366% | 5.366% | 5.366% | 5.366%
MC*CoFE**C2126 | Market | Conservative | * | Coal_FE | * | * | Calculated Interest Rate Real | 5.069% | 5.14% | 5.335% | 5.366% | 5.366% | 5.366% | 5.366% | 5.366% | 5.366% | 5.366% | 5.366% | 5.366% | 5.366% | 5.366% | 5.366% | 5.366% | 5.366% | 5.366% | 5.366% | 5.366% | 5.366% | 5.366% | 5.366% | 5.366% | 5.366% | 5.366% | 5.366% | 5.366% | 5.366% | 5.366%
M**CoFE**I00 | Market | * | * | Coal_FE | * | * | Interest During Construction - Nominal | bar: 2021 to 2050
MA*CoFE**R10 | Market | Advanced | * | Coal_FE | * | * | Rate of Return on Equity Nominal | 11% | 11% | 11% | 11% | 11% | 11% | 11% | 11% | 11% | 11% | 11% | 11% | 11% | 11% | 11% | 11% | 11% | 11% | 11% | 11% | 11% | 11% | 11% | 11% | 11% | 11% | 11% | 11% | 11% | 11%
MM*CoFE**R10 | Market | Moderate | * | Coal_FE | * | * | Rate of Return on Equity Nominal | 11% | 11% | 11% | 11% | 11% | 11% | 11% | 11% | 11% | 11% | 11% | 11% | 11% | 11% | 11% | 11% | 11% | 11% | 11% | 11% | 11% | 11% | 11% | 11% | 11% | 11% | 11% | 11% | 11% | 11%
MC*CoFE**R10 | Market | Conservative | * | Coal_FE | * | * | Rate of Return on Equity Nominal | 11% | 11% | 11% | 11% | 11% | 11% | 11% | 11% | 11% | 11% | 11% | 11% | 11% | 11% | 11% | 11% | 11% | 11% | 11% | 11% | 11% | 11% | 11% | 11% | 11% | 11% | 11% | 11% | 11% | 11%
MA*CoFE**C1237 | Market | Advanced | * | Coal_FE | * | * | Calculated Rate of Return on Equity Real | 7.987% | 8.061% | 8.261% | 8.293% | 8.293% | 8.293% | 8.293% | 8.293% | 8.293% | 8.293% | 8.293% | 8.293% | 8.293% | 8.293% | 8.293% | 8.293% | 8.293% | 8.293% | 8.293% | 8.293% | 8.293% | 8.293% | 8.293% | 8.293% | 8.293% | 8.293% | 8.293% | 8.293% | 8.293% | 8.293%
MM*CoFE**C1237 | Market | Moderate | * | Coal_FE | * | * | Calculated Rate of Return on Equity Real | 7.987% | 8.061% | 8.261% | 8.293% | 8.293% | 8.293% | 8.293% | 8.293% | 8.293% | 8.293% | 8.293% | 8.293% | 8.293% | 8.293% | 8.293% | 8.293% | 8.293% | 8.293% | 8.293% | 8.293% | 8.293% | 8.293% | 8.293% | 8.293% | 8.293% | 8.293% | 8.293% | 8.293% | 8.293% | 8.293%
MC*CoFE**C1237 | Market | Conservative | * | Coal_FE | * | * | Calculated Rate of Return on Equity Real | 7.987% | 8.061% | 8.261% | 8.293% | 8.293% | 8.293% | 8.293% | 8.293% | 8.293% | 8.293% | 8.293% | 8.293% | 8.293% | 8.293% | 8.293% | 8.293% | 8.293% | 8.293% | 8.293% | 8.293% | 8.293% | 8.293% | 8.293% | 8.293% | 8.293% | 8.293% | 8.293% | 8.293% | 8.293% | 8.293%
MA*CoFE**D00 | Market | Advanced | * | Coal_FE | * | * | Debt Fraction | 55% | 55% | 55% | 55% | 55% | 55% | 55% | 55% | 55% | 55% | 55% | 55% | 55% | 55% | 55% | 55% | 55% | 55% | 55% | 55% | 55% | 55% | 55% | 55% | 55% | 55% | 55% | 55% | 55% | 55%
MM*CoFE**D00 | Market | Moderate | * | Coal_FE | * | * | Debt Fraction | 55% | 55% | 55% | 55% | 55% | 55% | 55% | 55% | 55% | 55% | 55% | 55% | 55% | 55% | 55% | 55% | 55% | 55% | 55% | 55% | 55% | 55% | 55% | 55% | 55% | 55% | 55% | 55% | 55% | 55%
MC*CoFE**D00 | Market | Conservative | * | Coal_FE | * | * | Debt Fraction | 55% | 55% | 55% | 55% | 55% | 55% | 55% | 55% | 55% | 55% | 55% | 55% | 55% | 55% | 55% | 55% | 55% | 55% | 55% | 55% | 55% | 55% | 55% | 55% | 55% | 55% | 55% | 55% | 55% | 55%
M**CoFE**T50 | Market | * | * | Coal_FE | * | * | Tax Rate (Federal and State) | 25.74% | 25.74% | 25.74% | 25.74% | 25.74% | 25.74% | 25.74% | 25.74% | 25.74% | 25.74% | 25.74% | 25.74% | 25.74% | 25.74% | 25.74% | 25.74% | 25.74% | 25.74% | 25.74% | 25.74% | 25.74% | 25.74% | 25.74% | 25.74% | 25.74% | 25.74% | 25.74% | 25.74% | 25.74% | 25.74%
MA*CoFE**W00 | Market | Advanced | * | Coal_FE | * | * | WACC Nominal | 8.217% | 8.217% | 8.217% | 8.217% | 8.217% | 8.217% | 8.217% | 8.217% | 8.217% | 8.217% | 8.217% | 8.217% | 8.217% | 8.217% | 8.217% | 8.217% | 8.217% | 8.217% | 8.217% | 8.217% | 8.217% | 8.217% | 8.217% | 8.217% | 8.217% | 8.217% | 8.217% | 8.217% | 8.217% | 8.217%
MM*CoFE**W00 | Market | Moderate | * | Coal_FE | * | * | WACC Nominal | 8.217% | 8.217% | 8.217% | 8.217% | 8.217% | 8.217% | 8.217% | 8.217% | 8.217% | 8.217% | 8.217% | 8.217% | 8.217% | 8.217% | 8.217% | 8.217% | 8.217% | 8.217% | 8.217% | 8.217% | 8.217% | 8.217% | 8.217% | 8.217% | 8.217% | 8.217% | 8.217% | 8.217% | 8.217% | 8.217%
MC*CoFE**W00 | Market | Conservative | * | Coal_FE | * | * | WACC Nominal | 8.217% | 8.217% | 8.217% | 8.217% | 8.217% | 8.217% | 8.217% | 8.217% | 8.217% | 8.217% | 8.217% | 8.217% | 8.217% | 8.217% | 8.217% | 8.217% | 8.217% | 8.217% | 8.217% | 8.217% | 8.217% | 8.217% | 8.217% | 8.217% | 8.217% | 8.217% | 8.217% | 8.217% | 8.217% | 8.217%
MA*CoFE**W06 | Market | Advanced | * | Coal_FE | * | * | WACC Real | 5.28% | 5.352% | 5.547% | 5.578% | 5.578% | 5.578% | 5.578% | 5.578% | 5.578% | 5.578% | 5.578% | 5.578% | 5.578% | 5.578% | 5.578% | 5.578% | 5.578% | 5.578% | 5.578% | 5.578% | 5.578% | 5.578% | 5.578% | 5.578% | 5.578% | 5.578% | 5.578% | 5.578% | 5.578% | 5.578%
MM*CoFE**W06 | Market | Moderate | * | Coal_FE | * | * | WACC Real | 5.28% | 5.352% | 5.547% | 5.578% | 5.578% | 5.578% | 5.578% | 5.578% | 5.578% | 5.578% | 5.578% | 5.578% | 5.578% | 5.578% | 5.578% | 5.578% | 5.578% | 5.578% | 5.578% | 5.578% | 5.578% | 5.578% | 5.578% | 5.578% | 5.578% | 5.578% | 5.578% | 5.578% | 5.578% | 5.578%
MC*CoFE**W06 | Market | Conservative | * | Coal_FE | * | * | WACC Real | 5.28% | 5.352% | 5.547% | 5.578% | 5.578% | 5.578% | 5.578% | 5.578% | 5.578% | 5.578% | 5.578% | 5.578% | 5.578% | 5.578% | 5.578% | 5.578% | 5.578% | 5.578% | 5.578% | 5.578% | 5.578% | 5.578% | 5.578% | 5.578% | 5.578% | 5.578% | 5.578% | 5.578% | 5.578% | 5.578%
M**Nuar**I110 | Market | * | * | Nuclear | * | * | Inflation Rate | 2.79% | 2.72% | 2.53% | 2.5% | 2.5% | 2.5% | 2.5% | 2.5% | 2.5% | 2.5% | 2.5% | 2.5% | 2.5% | 2.5% | 2.5% | 2.5% | 2.5% | 2.5% | 2.5% | 2.5% | 2.5% | 2.5% | 2.5% | 2.5% | 2.5% | 2.5% | 2.5% | 2.5% | 2.5% | 2.5%
MA*Nuar**I100 | Market | Advanced | * | Nuclear | * | * | Interest Rate Nominal | bar: 2021 to 2050
MM*Nuar**I100 | Market | Moderate | * | Nuclear | * | * | Interest Rate Nominal | bar: 2021 to 2050
MC*Nuar**I100 | Market | Conservative | * | Nuclear | * | * | Interest Rate Nominal | bar: 2021 to 2050
MA*Nuar**C2126 | Market | Advanced | * | Nuclear | * | * | Calculated Interest Rate Real | 5.069% | 5.14% | 5.335% | 5.366% | 5.366% | 5.366% | 5.366% | 5.366% | 5.366% | 5.366% | 5.366% | 5.366% | 5.366% | 5.366% | 5.366% | 5.366% | 5.366% | 5.366% | 5.366% | 5.366% | 5.366% | 5.366% | 5.366% | 5.366% | 5.366% | 5.366% | 5.366% | 5.366% | 5.366% | 5.366%
MM*Nuar**C2126 | Market | Moderate | * | Nuclear | * | * | Calculated Interest Rate Real | 5.069% | 5.14% | 5.335% | 5.366% | 5.366% | 5.366% | 5.366% | 5.366% | 5.366% | 5.366% | 5.366% | 5.366% | 5.366% | 5.366% | 5.366% | 5.366% | 5.366% | 5.366% | 5.366% | 5.366% | 5.366% | 5.366% | 5.366% | 5.366% | 5.366% | 5.366% | 5.366% | 5.366% | 5.366% | 5.366%
MC*Nuar**C2126 | Market | Conservative | * | Nuclear | * | * | Calculated Interest Rate Real | 5.069% | 5.14% | 5.335% | 5.366% | 5.366% | 5.366% | 5.366% | 5.366% | 5.366% | 5.366% | 5.366% | 5.366% | 5.366% | 5.366% | 5.366% | 5.366% | 5.366% | 5.366% | 5.366% | 5.366% | 5.366% | 5.366% | 5.366% | 5.366% | 5.366% | 5.366% | 5.366% | 5.366% | 5.366% | 5.366%
M**Nuar**I00 | Market | * | * | Nuclear | * | * | Interest During Construction - Nominal | 6.5% | 6.5% | 6.5% | 6.5% | 6.5% | 6.5% | 6.5% | 6.5% | 6.5% | 6.5% | 6.5% | 6.5% | 6.5% | 6.5% | 6.5% | 6.5% | 6.5% | 6.5% | 6.5% | 6.5% | 6.5% | 6.5% | 6.5% | 6.5% | 6.5% | 6.5% | 6.5% | 6.5% | 6.5% | 6.5%
MA*Nuar**R10 | Market | Advanced | * | Nuclear | * | * | Rate of Return on Equity Nominal | 11% | 11% | 11% | 11% | 11% | 11% | 11% | 11% | 11% | 11% | 11% | 11% | 11% | 11% | 11% | 11% | 11% | 11% | 11% | 11% | 11% | 11% | 11% | 11% | 11% | 11% | 11% | 11% | 11% | 11%
MM*Nuar**R10 | Market | Moderate | * | Nuclear | * | * | Rate of Return on Equity Nominal | 11% | 11% | 11% | 11% | 11% | 11% | 11% | 11% | 11% | 11% | 11% | 11% | 11% | 11% | 11% | 11% | 11% | 11% | 11% | 11% | 11% | 11% | 11% | 11% | 11% | 11% | 11% | 11% | 11% | 11%
MC*Nuar**R10 | Market | Conservative | * | Nuclear | * | * | Rate of Return on Equity Nominal | 11% | 11% | 11% | 11% | 11% | 11% | 11% | 11% | 11% | 11% | 11% | 11% | 11% | 11% | 11% | 11% | 11% | 11% | 11% | 11% | 11% | 11% | 11% | 11% | 11% | 11% | 11% | 11% | 11% | 11%
MA*Nuar**C1237 | Market | Advanced | * | Nuclear | * | * | Calculated Rate of Return on Equity Real | 7.987% | 8.061% | 8.261% | 8.293% | 8.293% | 8.293% | 8.293% | 8.293% | 8.293% | 8.293% | 8.293% | 8.293% | 8.293% | 8.293% | 8.293% | 8.293% | 8.293% | 8.293% | 8.293% | 8.293% | 8.293% | 8.293% | 8.293% | 8.293% | 8.293% | 8.293% | 8.293% | 8.293% | 8.293% | 8.293%
MM*Nuar**C1237 | Market | Moderate | * | Nuclear | * | * | Calculated Rate of Return on Equity Real | 7.987% | 8.061% | 8.261% | 8.293% | 8.293% | 8.293% | 8.293% | 8.293% | 8.293% | 8.293% | 8.293% | 8.293% | 8.293% | 8.293% | 8.293% | 8.293% | 8.293% | 8.293% | 8.293% | 8.293% | 8.293% | 8.293% | 8.293% | 8.293% | 8.293% | 8.293% | 8.293% | 8.293% | 8.293% | 8.293%
MC*Nuar**C1237 | Market | Conservative | * | Nuclear | * | * | Calculated Rate of Return on Equity Real | 7.987% | 8.061% | 8.261% | 8.293% | 8.293% | 8.293% | 8.293% | 8.293% | 8.293% | 8.293% | 8.293% | 8.293% | 8.293% | 8.293% | 8.293% | 8.293% | 8.293% | 8.293% | 8.293% | 8.293% | 8.293% | 8.293% | 8.293% | 8.293% | 8.293% | 8.293% | 8.293% | 8.293% | 8.293% | 8.293%
MA*Nuar**D00 | Market | Advanced | * | Nuclear | * | * | Debt Fraction | 77.52% | 77.52% | 77.52% | 77.52% | 48.9% | 48.9% | 48.9% | 48.9% | 48.9% | 48.9% | 48.9% | 48.9% | 48.9% | 48.9% | 48.91% | 48.91% | 48.91% | 48.91% | 48.91% | 48.91% | 48.91% | 48.91% | 48.91% | 54.13% | 59.34% | 77.53% | 77.53% | 77.53% | 77.53% | 77.53%
MM*Nuar**D00 | Market | Moderate | * | Nuclear | * | * | Debt Fraction | 77.52% | 77.52% | 77.52% | 77.52% | 48.9% | 48.9% | 48.9% | 48.9% | 48.9% | 48.9% | 48.9% | 48.9% | 48.9% | 48.9% | 48.91% | 48.91% | 48.91% | 48.91% | 48.91% | 48.91% | 48.91% | 48.91% | 48.91% | 54.13% | 59.34% | 77.53% | 77.53% | 77.53% | 77.53% | 77.53%
MC*Nuar**D00 | Market | Conservative | * | Nuclear | * | * | Debt Fraction | 77.52% | 77.52% | 77.52% | 77.52% | 48.9% | 48.9% | 48.9% | 48.9% | 48.9% | 48.9% | 48.9% | 48.9% | 48.9% | 48.9% | 48.91% | 48.91% | 48.91% | 48.91% | 48.91% | 48.91% | 48.91% | 48.91% | 48.91% | 54.13% | 59.34% | 77.53% | 77.53% | 77.53% | 77.53% | 77.53%
M**Nuar**T50 | Market | * | * | Nuclear | * | * | Tax Rate (Federal and State) | 25.74% | 25.74% | 25.74% | 25.74% | 25.74% | 25.74% | 25.74% | 25.74% | 25.74% | 25.74% | 25.74% | 25.74% | 25.74% | 25.74% | 25.74% | 25.74% | 25.74% | 25.74% | 25.74% | 25.74% | 25.74% | 25.74% | 25.74% | 25.74% | 25.74% | 25.74% | 25.74% | 25.74% | 25.74% | 25.74%
MA*Nuar**W00 | Market | Advanced | * | Nuclear | * | * | WACC Nominal | 7.078% | 7.078% | 7.078% | 7.078% | 8.526% | 8.526% | 8.526% | 8.526% | 8.526% | 8.526% | 8.526% | 8.526% | 8.526% | 8.526% | 8.526% | 8.526% | 8.526% | 8.526% | 8.526% | 8.526% | 8.526% | 8.526% | 8.526% | 8.262% | 7.998% | 7.078% | 7.078% | 7.078% | 7.078% | 7.078%
MM*Nuar**W00 | Market | Moderate | * | Nuclear | * | * | WACC Nominal | 7.078% | 7.078% | 7.078% | 7.078% | 8.526% | 8.526% | 8.526% | 8.526% | 8.526% | 8.526% | 8.526% | 8.526% | 8.526% | 8.526% | 8.526% | 8.526% | 8.526% | 8.526% | 8.526% | 8.526% | 8.526% | 8.526% | 8.526% | 8.262% | 7.998% | 7.078% | 7.078% | 7.078% | 7.078% | 7.078%
MC*Nuar**W00 | Market | Conservative | * | Nuclear | * | * | WACC Nominal | 7.078% | 7.078% | 7.078% | 7.078% | 8.526% | 8.526% | 8.526% | 8.526% | 8.526% | 8.526% | 8.526% | 8.526% | 8.526% | 8.526% | 8.526% | 8.526% | 8.526% | 8.526% | 8.526% | 8.526% | 8.526% | 8.526% | 8.526% | 8.262% | 7.998% | 7.078% | 7.078% | 7.078% | 7.078% | 7.078%
MA*Nuar**W06 | Market | Advanced | * | Nuclear | * | * | WACC Real | 4.172% | 4.243% | 4.436% | 4.466% | 5.879% | 5.879% | 5.879% | 5.879% | 5.879% | 5.879% | 5.879% | 5.879% | 5.879% | 5.879% | 5.879% | 5.879% | 5.879% | 5.879% | 5.879% | 5.879% | 5.879% | 5.879% | 5.879% | 5.621% | 5.364% | 4.466% | 4.466% | 4.466% | 4.466% | 4.466%
MM*Nuar**W06 | Market | Moderate | * | Nuclear | * | * | WACC Real | 4.172% | 4.243% | 4.436% | 4.466% | 5.879% | 5.879% | 5.879% | 5.879% | 5.879% | 5.879% | 5.879% | 5.879% | 5.879% | 5.879% | 5.879% | 5.879% | 5.879% | 5.879% | 5.879% | 5.879% | 5.879% | 5.879% | 5.879% | 5.621% | 5.364% | 4.466% | 4.466% | 4.466% | 4.466% | 4.466%
MC*Nuar**W06 | Market | Conservative | * | Nuclear | * | * | WACC Real | 4.172% | 4.243% | 4.436% | 4.466% | 5.879% | 5.879% | 5.879% | 5.879% | 5.879% | 5.879% | 5.879% | 5.879% | 5.879% | 5.879% | 5.879% | 5.879% | 5.879% | 5.879% | 5.879% | 5.879% | 5.879% | 5.879% | 5.879% | 5.621% | 5.364% | 4.466% | 4.466% | 4.466% | 4.466% | 4.466%
M**Bier**I110 | Market | * | * | Biopower | * | * | Inflation Rate | 2.79% | 2.72% | 2.53% | 2.5% | 2.5% | 2.5% | 2.5% | 2.5% | 2.5% | 2.5% | 2.5% | 2.5% | 2.5% | 2.5% | 2.5% | 2.5% | 2.5% | 2.5% | 2.5% | 2.5% | 2.5% | 2.5% | 2.5% | 2.5% | 2.5% | 2.5% | 2.5% | 2.5% | 2.5% | 2.5%
MA*Bier**I100 | Market | Advanced | * | Biopower | * | * | Interest Rate Nominal | bar: 2021 to 2050
MM*Bier**I100 | Market | Moderate | * | Biopower | * | * | Interest Rate Nominal | bar: 2021 to 2050
MC*Bier**I100 | Market | Conservative | * | Biopower | * | * | Interest Rate Nominal | bar: 2021 to 2050
MA*Bier**C2126 | Market | Advanced | * | Biopower | * | * | Calculated Interest Rate Real | 5.069% | 5.14% | 5.335% | 5.366% | 5.366% | 5.366% | 5.366% | 5.366% | 5.366% | 5.366% | 5.366% | 5.366% | 5.366% | 5.366% | 5.366% | 5.366% | 5.366% | 5.366% | 5.366% | 5.366% | 5.366% | 5.366% | 5.366% | 5.366% | 5.366% | 5.366% | 5.366% | 5.366% | 5.366% | 5.366%
MM*Bier**C2126 | Market | Moderate | * | Biopower | * | * | Calculated Interest Rate Real | 5.069% | 5.14% | 5.335% | 5.366% | 5.366% | 5.366% | 5.366% | 5.366% | 5.366% | 5.366% | 5.366% | 5.366% | 5.366% | 5.366% | 5.366% | 5.366% | 5.366% | 5.366% | 5.366% | 5.366% | 5.366% | 5.366% | 5.366% | 5.366% | 5.366% | 5.366% | 5.366% | 5.366% | 5.366% | 5.366%
MC*Bier**C2126 | Market | Conservative | * | Biopower | * | * | Calculated Interest Rate Real | 5.069% | 5.14% | 5.335% | 5.366% | 5.366% | 5.366% | 5.366% | 5.366% | 5.366% | 5.366% | 5.366% | 5.366% | 5.366% | 5.366% | 5.366% | 5.366% | 5.366% | 5.366% | 5.366% | 5.366% | 5.366% | 5.366% | 5.366% | 5.366% | 5.366% | 5.366% | 5.366% | 5.366% | 5.366% | 5.366%
M**Bier**I00 | Market | * | * | Biopower | * | * | Interest During Construction - Nominal | 6.5% | 6.5% | 6.5% | 6.5% | 6.5% | 6.5% | 6.5% | 6.5% | 6.5% | 6.5% | 6.5% | 6.5% | 6.5% | 6.5% | 6.5% | 6.5% | 6.5% | 6.5% | 6.5% | 6.5% | 6.5% | 6.5% | 6.5% | 6.5% | 6.5% | 6.5% | 6.5% | 6.5% | 6.5% | 6.5%
MA*Bier**R10 | Market | Advanced | * | Biopower | * | * | Rate of Return on Equity Nominal | 11% | 11% | 11% | 11% | 11% | 11% | 11% | 11% | 11% | 11% | 11% | 11% | 11% | 11% | 11% | 11% | 11% | 11% | 11% | 11% | 11% | 11% | 11% | 11% | 11% | 11% | 11% | 11% | 11% | 11%
MM*Bier**R10 | Market | Moderate | * | Biopower | * | * | Rate of Return on Equity Nominal | 11% | 11% | 11% | 11% | 11% | 11% | 11% | 11% | 11% | 11% | 11% | 11% | 11% | 11% | 11% | 11% | 11% | 11% | 11% | 11% | 11% | 11% | 11% | 11% | 11% | 11% | 11% | 11% | 11% | 11%
MC*Bier**R10 | Market | Conservative | * | Biopower | * | * | Rate of Return on Equity Nominal | 11% | 11% | 11% | 11% | 11% | 11% | 11% | 11% | 11% | 11% | 11% | 11% | 11% | 11% | 11% | 11% | 11% | 11% | 11% | 11% | 11% | 11% | 11% | 11% | 11% | 11% | 11% | 11% | 11% | 11%
MA*Bier**C1237 | Market | Advanced | * | Biopower | * | * | Calculated Rate of Return on Equity Real | 7.987% | 8.061% | 8.261% | 8.293% | 8.293% | 8.293% | 8.293% | 8.293% | 8.293% | 8.293% | 8.293% | 8.293% | 8.293% | 8.293% | 8.293% | 8.293% | 8.293% | 8.293% | 8.293% | 8.293% | 8.293% | 8.293% | 8.293% | 8.293% | 8.293% | 8.293% | 8.293% | 8.293% | 8.293% | 8.293%
MM*Bier**C1237 | Market | Moderate | * | Biopower | * | * | Calculated Rate of Return on Equity Real | 7.987% | 8.061% | 8.261% | 8.293% | 8.293% | 8.293% | 8.293% | 8.293% | 8.293% | 8.293% | 8.293% | 8.293% | 8.293% | 8.293% | 8.293% | 8.293% | 8.293% | 8.293% | 8.293% | 8.293% | 8.293% | 8.293% | 8.293% | 8.293% | 8.293% | 8.293% | 8.293% | 8.293% | 8.293% | 8.293%
MC*Bier**C1237 | Market | Conservative | * | Biopower | * | * | Calculated Rate of Return on Equity Real | 7.987% | 8.061% | 8.261% | 8.293% | 8.293% | 8.293% | 8.293% | 8.293% | 8.293% | 8.293% | 8.293% | 8.293% | 8.293% | 8.293% | 8.293% | 8.293% | 8.293% | 8.293% | 8.293% | 8.293% | 8.293% | 8.293% | 8.293% | 8.293% | 8.293% | 8.293% | 8.293% | 8.293% | 8.293% | 8.293%
MA*Bier**D00 | Market | Advanced | * | Biopower | * | * | Debt Fraction | 69.8% | 69.8% | 56.83% | 56.37% | 55.99% | 55.75% | 55.61% | 55.53% | 55.44% | 55.36% | 55.26% | 55.16% | 55.07% | 54.99% | 54.9% | 54.8% | 54.69% | 54.6% | 54.49% | 54.39% | 54.3% | 54.19% | 54.1% | 57.79% | 61.53% | 69.81% | 69.81% | 69.81% | 69.81% | 69.82%
MM*Bier**D00 | Market | Moderate | * | Biopower | * | * | Debt Fraction | 69.8% | 69.8% | 56.83% | 56.37% | 55.99% | 55.75% | 55.61% | 55.53% | 55.44% | 55.36% | 55.26% | 55.16% | 55.07% | 54.99% | 54.9% | 54.8% | 54.69% | 54.6% | 54.49% | 54.39% | 54.3% | 54.19% | 54.1% | 57.79% | 61.53% | 69.81% | 69.81% | 69.81% | 69.81% | 69.82%
MC*Bier**D00 | Market | Conservative | * | Biopower | * | * | Debt Fraction | 69.8% | 69.8% | 56.83% | 56.37% | 55.99% | 55.75% | 55.61% | 55.53% | 55.44% | 55.36% | 55.26% | 55.16% | 55.07% | 54.99% | 54.9% | 54.8% | 54.69% | 54.6% | 54.49% | 54.39% | 54.3% | 54.19% | 54.1% | 57.79% | 61.53% | 69.81% | 69.81% | 69.81% | 69.81% | 69.82%
M**Bier**T50 | Market | * | * | Biopower | * | * | Tax Rate (Federal and State) | 25.74% | 25.74% | 25.74% | 25.74% | 25.74% | 25.74% | 25.74% | 25.74% | 25.74% | 25.74% | 25.74% | 25.74% | 25.74% | 25.74% | 25.74% | 25.74% | 25.74% | 25.74% | 25.74% | 25.74% | 25.74% | 25.74% | 25.74% | 25.74% | 25.74% | 25.74% | 25.74% | 25.74% | 25.74% | 25.74%
MA*Bier**W00 | Market | Advanced | * | Biopower | * | * | WACC Nominal | 7.469% | 7.469% | 8.125% | 8.148% | 8.167% | 8.18% | 8.186% | 8.191% | 8.195% | 8.199% | 8.204% | 8.209% | 8.214% | 8.218% | 8.223% | 8.228% | 8.233% | 8.238% | 8.243% | 8.248% | 8.253% | 8.258% | 8.263% | 8.076% | 7.887% | 7.468% | 7.468% | 7.468% | 7.468% | 7.468%
MM*Bier**W00 | Market | Moderate | * | Biopower | * | * | WACC Nominal | 7.469% | 7.469% | 8.125% | 8.148% | 8.167% | 8.18% | 8.186% | 8.191% | 8.195% | 8.199% | 8.204% | 8.209% | 8.214% | 8.218% | 8.223% | 8.228% | 8.233% | 8.238% | 8.243% | 8.248% | 8.253% | 8.258% | 8.263% | 8.076% | 7.887% | 7.468% | 7.468% | 7.468% | 7.468% | 7.468%
MC*Bier**W00 | Market | Conservative | * | Biopower | * | * | WACC Nominal | 7.469% | 7.469% | 8.125% | 8.148% | 8.167% | 8.18% | 8.186% | 8.191% | 8.195% | 8.199% | 8.204% | 8.209% | 8.214% | 8.218% | 8.223% | 8.228% | 8.233% | 8.238% | 8.243% | 8.248% | 8.253% | 8.258% | 8.263% | 8.076% | 7.887% | 7.468% | 7.468% | 7.468% | 7.468% | 7.468%
MA*Bier**W06 | Market | Advanced | * | Biopower | * | * | WACC Real | 4.552% | 4.623% | 5.457% | 5.51% | 5.529% | 5.541% | 5.548% | 5.552% | 5.556% | 5.56% | 5.565% | 5.57% | 5.574% | 5.579% | 5.583% | 5.588% | 5.593% | 5.598% | 5.603% | 5.608% | 5.613% | 5.618% | 5.622% | 5.44% | 5.256% | 4.847% | 4.847% | 4.847% | 4.847% | 4.847%
MM*Bier**W06 | Market | Moderate | * | Biopower | * | * | WACC Real | 4.552% | 4.623% | 5.457% | 5.51% | 5.529% | 5.541% | 5.548% | 5.552% | 5.556% | 5.56% | 5.565% | 5.57% | 5.574% | 5.579% | 5.583% | 5.588% | 5.593% | 5.598% | 5.603% | 5.608% | 5.613% | 5.618% | 5.622% | 5.44% | 5.256% | 4.847% | 4.847% | 4.847% | 4.847% | 4.847%
MC*Bier**W06 | Market | Conservative | * | Biopower | * | * | WACC Real | 4.552% | 4.623% | 5.457% | 5.51% | 5.529% | 5.541% | 5.548% | 5.552% | 5.556% | 5.56% | 5.565% | 5.57% | 5.574% | 5.579% | 5.583% | 5.588% | 5.593% | 5.598% | 5.603% | 5.608% | 5.613% | 5.618% | 5.622% | 5.44% | 5.256% | 4.847% | 4.847% | 4.847% | 4.847% | 4.847%
M**Utry**I110 | Market | * | * | Utility-Scale PV-Plus-Battery | * | * | Inflation Rate | 2.79% | 2.72% | 2.53% | 2.5% | 2.5% | 2.5% | 2.5% | 2.5% | 2.5% | 2.5% | 2.5% | 2.5% | 2.5% | 2.5% | 2.5% | 2.5% | 2.5% | 2.5% | 2.5% | 2.5% | 2.5% | 2.5% | 2.5% | 2.5% | 2.5% | 2.5% | 2.5% | 2.5% | 2.5% | 2.5%
MA*Utry**I100 | Market | Advanced | * | Utility-Scale PV-Plus-Battery | * | * | Interest Rate Nominal | bar: 2021 to 2050
MM*Utry**I100 | Market | Moderate | * | Utility-Scale PV-Plus-Battery | * | * | Interest Rate Nominal | bar: 2021 to 2050
MC*Utry**I100 | Market | Conservative | * | Utility-Scale PV-Plus-Battery | * | * | Interest Rate Nominal | bar: 2021 to 2050
MA*Utry**C2126 | Market | Advanced | * | Utility-Scale PV-Plus-Battery | * | * | Calculated Interest Rate Real | 4.096% | 4.167% | 4.36% | 4.39% | 4.39% | 4.39% | 4.39% | 4.39% | 4.39% | 4.39% | 4.39% | 4.39% | 4.39% | 4.39% | 4.39% | 4.39% | 4.39% | 4.39% | 4.39% | 4.39% | 4.39% | 4.39% | 4.39% | 4.39% | 4.39% | 4.39% | 4.39% | 4.39% | 4.39% | 4.39%
MM*Utry**C2126 | Market | Moderate | * | Utility-Scale PV-Plus-Battery | * | * | Calculated Interest Rate Real | 4.096% | 4.167% | 4.36% | 4.39% | 4.39% | 4.39% | 4.39% | 4.39% | 4.39% | 4.39% | 4.39% | 4.39% | 4.39% | 4.39% | 4.39% | 4.39% | 4.39% | 4.39% | 4.39% | 4.39% | 4.39% | 4.39% | 4.39% | 4.39% | 4.39% | 4.39% | 4.39% | 4.39% | 4.39% | 4.39%
MC*Utry**C2126 | Market | Conservative | * | Utility-Scale PV-Plus-Battery | * | * | Calculated Interest Rate Real | 4.096% | 4.167% | 4.36% | 4.39% | 4.39% | 4.39% | 4.39% | 4.39% | 4.39% | 4.39% | 4.39% | 4.39% | 4.39% | 4.39% | 4.39% | 4.39% | 4.39% | 4.39% | 4.39% | 4.39% | 4.39% | 4.39% | 4.39% | 4.39% | 4.39% | 4.39% | 4.39% | 4.39% | 4.39% | 4.39%
M**Utry**I00 | Market | * | * | Utility-Scale PV-Plus-Battery | * | * | Interest During Construction - Nominal | 6.5% | 6.5% | 6.5% | 6.5% | 6.5% | 6.5% | 6.5% | 6.5% | 6.5% | 6.5% | 6.5% | 6.5% | 6.5% | 6.5% | 6.5% | 6.5% | 6.5% | 6.5% | 6.5% | 6.5% | 6.5% | 6.5% | 6.5% | 6.5% | 6.5% | 6.5% | 6.5% | 6.5% | 6.5% | 6.5%
MA*Utry**R10 | Market | Advanced | * | Utility-Scale PV-Plus-Battery | * | * | Rate of Return on Equity Nominal | 8.8% | 8.8% | 8.8% | 8.8% | 8.8% | 8.8% | 8.8% | 8.8% | 8.8% | 8.8% | 8.8% | 8.8% | 8.8% | 8.8% | 8.8% | 8.8% | 8.8% | 8.8% | 8.8% | 8.8% | 8.8% | 8.8% | 8.8% | 8.8% | 8.8% | 8.8% | 8.8% | 8.8% | 8.8% | 8.8%
MM*Utry**R10 | Market | Moderate | * | Utility-Scale PV-Plus-Battery | * | * | Rate of Return on Equity Nominal | 8.8% | 8.8% | 8.8% | 8.8% | 8.8% | 8.8% | 8.8% | 8.8% | 8.8% | 8.8% | 8.8% | 8.8% | 8.8% | 8.8% | 8.8% | 8.8% | 8.8% | 8.8% | 8.8% | 8.8% | 8.8% | 8.8% | 8.8% | 8.8% | 8.8% | 8.8% | 8.8% | 8.8% | 8.8% | 8.8%
MC*Utry**R10 | Market | Conservative | * | Utility-Scale PV-Plus-Battery | * | * | Rate of Return on Equity Nominal | 8.8% | 8.8% | 8.8% | 8.8% | 8.8% | 8.8% | 8.8% | 8.8% | 8.8% | 8.8% | 8.8% | 8.8% | 8.8% | 8.8% | 8.8% | 8.8% | 8.8% | 8.8% | 8.8% | 8.8% | 8.8% | 8.8% | 8.8% | 8.8% | 8.8% | 8.8% | 8.8% | 8.8% | 8.8% | 8.8%
MA*Utry**C1237 | Market | Advanced | * | Utility-Scale PV-Plus-Battery | * | * | Calculated Rate of Return on Equity Real | 5.847% | 5.919% | 6.115% | 6.146% | 6.146% | 6.146% | 6.146% | 6.146% | 6.146% | 6.146% | 6.146% | 6.146% | 6.146% | 6.146% | 6.146% | 6.146% | 6.146% | 6.146% | 6.146% | 6.146% | 6.146% | 6.146% | 6.146% | 6.146% | 6.146% | 6.146% | 6.146% | 6.146% | 6.146% | 6.146%
MM*Utry**C1237 | Market | Moderate | * | Utility-Scale PV-Plus-Battery | * | * | Calculated Rate of Return on Equity Real | 5.847% | 5.919% | 6.115% | 6.146% | 6.146% | 6.146% | 6.146% | 6.146% | 6.146% | 6.146% | 6.146% | 6.146% | 6.146% | 6.146% | 6.146% | 6.146% | 6.146% | 6.146% | 6.146% | 6.146% | 6.146% | 6.146% | 6.146% | 6.146% | 6.146% | 6.146% | 6.146% | 6.146% | 6.146% | 6.146%
MC*Utry**C1237 | Market | Conservative | * | Utility-Scale PV-Plus-Battery | * | * | Calculated Rate of Return on Equity Real | 5.847% | 5.919% | 6.115% | 6.146% | 6.146% | 6.146% | 6.146% | 6.146% | 6.146% | 6.146% | 6.146% | 6.146% | 6.146% | 6.146% | 6.146% | 6.146% | 6.146% | 6.146% | 6.146% | 6.146% | 6.146% | 6.146% | 6.146% | 6.146% | 6.146% | 6.146% | 6.146% | 6.146% | 6.146% | 6.146%
MA*Utry**D00 | Market | Advanced | * | Utility-Scale PV-Plus-Battery | * | * | Debt Fraction | 51.1% | 51.09% | 51.29% | 50.59% | 49.86% | 49.08% | 48.26% | 47.38% | 46.46% | 45.48% | 44.43% | 43.31% | 42.12% | 40.83% | 39.46% | 39% | 38.53% | 38.04% | 37.55% | 37.04% | 36.52% | 35.99% | 35.44% | 44.22% | 53.26% | 73.8% | 73.8% | 73.8% | 73.8% | 73.8%
MM*Utry**D00 | Market | Moderate | * | Utility-Scale PV-Plus-Battery | * | * | Debt Fraction | 51.1% | 51.09% | 51.29% | 50.59% | 49.86% | 49.08% | 48.26% | 47.38% | 46.46% | 45.48% | 44.43% | 43.31% | 42.12% | 40.83% | 39.46% | 39% | 38.53% | 38.04% | 37.55% | 37.04% | 36.52% | 35.99% | 35.44% | 44.22% | 53.26% | 73.8% | 73.8% | 73.8% | 73.8% | 73.8%
MC*Utry**D00 | Market | Conservative | * | Utility-Scale PV-Plus-Battery | * | * | Debt Fraction | 51.1% | 51.09% | 51.29% | 50.59% | 49.86% | 49.08% | 48.26% | 47.38% | 46.46% | 45.48% | 44.43% | 43.31% | 42.12% | 40.83% | 39.46% | 39% | 38.53% | 38.04% | 37.55% | 37.04% | 36.52% | 35.99% | 35.44% | 44.22% | 53.26% | 73.8% | 73.8% | 73.8% | 73.8% | 73.8%
M**Utry**T50 | Market | * | * | Utility-Scale PV-Plus-Battery | * | * | Tax Rate (Federal and State) | 25.74% | 25.74% | 25.74% | 25.74% | 25.74% | 25.74% | 25.74% | 25.74% | 25.74% | 25.74% | 25.74% | 25.74% | 25.74% | 25.74% | 25.74% | 25.74% | 25.74% | 25.74% | 25.74% | 25.74% | 25.74% | 25.74% | 25.74% | 25.74% | 25.74% | 25.74% | 25.74% | 25.74% | 25.74% | 25.74%
MA*Utry**W00 | Market | Advanced | * | Utility-Scale PV-Plus-Battery | * | * | WACC Nominal | 6.96% | 6.96% | 6.952% | 6.978% | 7.004% | 7.032% | 7.062% | 7.093% | 7.127% | 7.162% | 7.2% | 7.24% | 7.283% | 7.329% | 7.379% | 7.395% | 7.412% | 7.43% | 7.448% | 7.466% | 7.485% | 7.504% | 7.523% | 7.207% | 6.882% | 6.142% | 6.142% | 6.142% | 6.142% | 6.142%
MM*Utry**W00 | Market | Moderate | * | Utility-Scale PV-Plus-Battery | * | * | WACC Nominal | 6.96% | 6.96% | 6.952% | 6.978% | 7.004% | 7.032% | 7.062% | 7.093% | 7.127% | 7.162% | 7.2% | 7.24% | 7.283% | 7.329% | 7.379% | 7.395% | 7.412% | 7.43% | 7.448% | 7.466% | 7.485% | 7.504% | 7.523% | 7.207% | 6.882% | 6.142% | 6.142% | 6.142% | 6.142% | 6.142%
MC*Utry**W00 | Market | Conservative | * | Utility-Scale PV-Plus-Battery | * | * | WACC Nominal | 6.96% | 6.96% | 6.952% | 6.978% | 7.004% | 7.032% | 7.062% | 7.093% | 7.127% | 7.162% | 7.2% | 7.24% | 7.283% | 7.329% | 7.379% | 7.395% | 7.412% | 7.43% | 7.448% | 7.466% | 7.485% | 7.504% | 7.523% | 7.207% | 6.882% | 6.142% | 6.142% | 6.142% | 6.142% | 6.142%
MA*Utry**W06 | Market | Advanced | * | Utility-Scale PV-Plus-Battery | * | * | WACC Real | 4.056% | 4.128% | 4.313% | 4.368% | 4.394% | 4.422% | 4.451% | 4.481% | 4.514% | 4.548% | 4.585% | 4.624% | 4.666% | 4.711% | 4.76% | 4.776% | 4.793% | 4.81% | 4.827% | 4.845% | 4.863% | 4.882% | 4.901% | 4.592% | 4.275% | 3.553% | 3.553% | 3.553% | 3.553% | 3.553%
MM*Utry**W06 | Market | Moderate | * | Utility-Scale PV-Plus-Battery | * | * | WACC Real | 4.056% | 4.128% | 4.313% | 4.368% | 4.394% | 4.422% | 4.451% | 4.481% | 4.514% | 4.548% | 4.585% | 4.624% | 4.666% | 4.711% | 4.76% | 4.776% | 4.793% | 4.81% | 4.827% | 4.845% | 4.863% | 4.882% | 4.901% | 4.592% | 4.275% | 3.553% | 3.553% | 3.553% | 3.553% | 3.553%
MC*Utry**W06 | Market | Conservative | * | Utility-Scale PV-Plus-Battery | * | * | WACC Real | 4.056% | 4.128% | 4.313% | 4.368% | 4.394% | 4.422% | 4.451% | 4.481% | 4.514% | 4.548% | 4.585% | 4.624% | 4.666% | 4.711% | 4.76% | 4.776% | 4.793% | 4.81% | 4.827% | 4.845% | 4.863% | 4.882% | 4.901% | 4.592% | 4.275% | 3.553% | 3.553% | 3.553% | 3.553% | 3.553%
M**Puer**I110 | Market | * | * | Pumped Storage Hydropower | * | * | Inflation Rate | 2.79% | 2.72% | 2.53% | 2.5% | 2.5% | 2.5% | 2.5% | 2.5% | 2.5% | 2.5% | 2.5% | 2.5% | 2.5% | 2.5% | 2.5% | 2.5% | 2.5% | 2.5% | 2.5% | 2.5% | 2.5% | 2.5% | 2.5% | 2.5% | 2.5% | 2.5% | 2.5% | 2.5% | 2.5% | 2.5%
MA*Puer**I100 | Market | Advanced | * | Pumped Storage Hydropower | * | * | Interest Rate Nominal | bar: 2021 to 2050
MM*Puer**I100 | Market | Moderate | * | Pumped Storage Hydropower | * | * | Interest Rate Nominal | bar: 2021 to 2050
MC*Puer**I100 | Market | Conservative | * | Pumped Storage Hydropower | * | * | Interest Rate Nominal | bar: 2021 to 2050
MA*Puer**C2126 | Market | Advanced | * | Pumped Storage Hydropower | * | * | Calculated Interest Rate Real | 4.096% | 4.167% | 4.36% | 4.39% | 4.39% | 4.39% | 4.39% | 4.39% | 4.39% | 4.39% | 4.39% | 4.39% | 4.39% | 4.39% | 4.39% | 4.39% | 4.39% | 4.39% | 4.39% | 4.39% | 4.39% | 4.39% | 4.39% | 4.39% | 4.39% | 4.39% | 4.39% | 4.39% | 4.39% | 4.39%
MM*Puer**C2126 | Market | Moderate | * | Pumped Storage Hydropower | * | * | Calculated Interest Rate Real | 4.096% | 4.167% | 4.36% | 4.39% | 4.39% | 4.39% | 4.39% | 4.39% | 4.39% | 4.39% | 4.39% | 4.39% | 4.39% | 4.39% | 4.39% | 4.39% | 4.39% | 4.39% | 4.39% | 4.39% | 4.39% | 4.39% | 4.39% | 4.39% | 4.39% | 4.39% | 4.39% | 4.39% | 4.39% | 4.39%
MC*Puer**C2126 | Market | Conservative | * | Pumped Storage Hydropower | * | * | Calculated Interest Rate Real | 4.096% | 4.167% | 4.36% | 4.39% | 4.39% | 4.39% | 4.39% | 4.39% | 4.39% | 4.39% | 4.39% | 4.39% | 4.39% | 4.39% | 4.39% | 4.39% | 4.39% | 4.39% | 4.39% | 4.39% | 4.39% | 4.39% | 4.39% | 4.39% | 4.39% | 4.39% | 4.39% | 4.39% | 4.39% | 4.39%
M**Puer**I00 | Market | * | * | Pumped Storage Hydropower | * | * | Interest During Construction - Nominal | bar: 2021 to 2050
MA*Puer**R10 | Market | Advanced | * | Pumped Storage Hydropower | * | * | Rate of Return on Equity Nominal | 11% | 11% | 11% | 11% | 11% | 11% | 11% | 11% | 11% | 11% | 11% | 11% | 11% | 11% | 11% | 11% | 11% | 11% | 11% | 11% | 11% | 11% | 11% | 11% | 11% | 11% | 11% | 11% | 11% | 11%
MM*Puer**R10 | Market | Moderate | * | Pumped Storage Hydropower | * | * | Rate of Return on Equity Nominal | 11% | 11% | 11% | 11% | 11% | 11% | 11% | 11% | 11% | 11% | 11% | 11% | 11% | 11% | 11% | 11% | 11% | 11% | 11% | 11% | 11% | 11% | 11% | 11% | 11% | 11% | 11% | 11% | 11% | 11%
MC*Puer**R10 | Market | Conservative | * | Pumped Storage Hydropower | * | * | Rate of Return on Equity Nominal | 11% | 11% | 11% | 11% | 11% | 11% | 11% | 11% | 11% | 11% | 11% | 11% | 11% | 11% | 11% | 11% | 11% | 11% | 11% | 11% | 11% | 11% | 11% | 11% | 11% | 11% | 11% | 11% | 11% | 11%
MA*Puer**C1237 | Market | Advanced | * | Pumped Storage Hydropower | * | * | Calculated Rate of Return on Equity Real | 7.987% | 8.061% | 8.261% | 8.293% | 8.293% | 8.293% | 8.293% | 8.293% | 8.293% | 8.293% | 8.293% | 8.293% | 8.293% | 8.293% | 8.293% | 8.293% | 8.293% | 8.293% | 8.293% | 8.293% | 8.293% | 8.293% | 8.293% | 8.293% | 8.293% | 8.293% | 8.293% | 8.293% | 8.293% | 8.293%
MM*Puer**C1237 | Market | Moderate | * | Pumped Storage Hydropower | * | * | Calculated Rate of Return on Equity Real | 7.987% | 8.061% | 8.261% | 8.293% | 8.293% | 8.293% | 8.293% | 8.293% | 8.293% | 8.293% | 8.293% | 8.293% | 8.293% | 8.293% | 8.293% | 8.293% | 8.293% | 8.293% | 8.293% | 8.293% | 8.293% | 8.293% | 8.293% | 8.293% | 8.293% | 8.293% | 8.293% | 8.293% | 8.293% | 8.293%
MC*Puer**C1237 | Market | Conservative | * | Pumped Storage Hydropower | * | * | Calculated Rate of Return on Equity Real | 7.987% | 8.061% | 8.261% | 8.293% | 8.293% | 8.293% | 8.293% | 8.293% | 8.293% | 8.293% | 8.293% | 8.293% | 8.293% | 8.293% | 8.293% | 8.293% | 8.293% | 8.293% | 8.293% | 8.293% | 8.293% | 8.293% | 8.293% | 8.293% | 8.293% | 8.293% | 8.293% | 8.293% | 8.293% | 8.293%
MA*Puer**D00 | Market | Advanced | * | Pumped Storage Hydropower | * | * | Debt Fraction | 77.62% | 77.62% | 57.81% | 57.81% | 48.69% | 48.69% | 48.69% | 48.69% | 48.69% | 48.69% | 48.69% | 48.69% | 48.69% | 48.69% | 48.69% | 48.69% | 48.69% | 48.69% | 48.69% | 48.69% | 48.69% | 48.69% | 48.69% | 53.89% | 59.09% | 80.22% | 80.22% | 80.22% | 80.22% | 80.22%
MM*Puer**D00 | Market | Moderate | * | Pumped Storage Hydropower | * | * | Debt Fraction | 77.62% | 77.62% | 57.81% | 57.81% | 48.69% | 48.69% | 48.69% | 48.69% | 48.69% | 48.69% | 48.69% | 48.69% | 48.69% | 48.69% | 48.69% | 48.69% | 48.69% | 48.69% | 48.69% | 48.69% | 48.69% | 48.69% | 48.69% | 53.89% | 59.09% | 80.22% | 80.22% | 80.22% | 80.22% | 80.22%
MC*Puer**D00 | Market | Conservative | * | Pumped Storage Hydropower | * | * | Debt Fraction | 77.62% | 77.62% | 57.81% | 57.81% | 48.69% | 48.69% | 48.69% | 48.69% | 48.69% | 48.69% | 48.69% | 48.69% | 48.69% | 48.69% | 48.69% | 48.69% | 48.69% | 48.69% | 48.69% | 48.69% | 48.69% | 48.69% | 48.69% | 53.89% | 59.09% | 80.22% | 80.22% | 80.22% | 80.22% | 80.22%
M**Puer**T50 | Market | * | * | Pumped Storage Hydropower | * | * | Tax Rate (Federal and State) | 25.74% | 25.74% | 25.74% | 25.74% | 25.74% | 25.74% | 25.74% | 25.74% | 25.74% | 25.74% | 25.74% | 25.74% | 25.74% | 25.74% | 25.74% | 25.74% | 25.74% | 25.74% | 25.74% | 25.74% | 25.74% | 25.74% | 25.74% | 25.74% | 25.74% | 25.74% | 25.74% | 25.74% | 25.74% | 25.74%
MA*Puer**W00 | Market | Advanced | * | Pumped Storage Hydropower | * | * | WACC Nominal | 6.496% | 6.496% | 7.646% | 7.646% | 8.175% | 8.175% | 8.175% | 8.175% | 8.175% | 8.175% | 8.175% | 8.175% | 8.175% | 8.175% | 8.175% | 8.175% | 8.175% | 8.175% | 8.175% | 8.175% | 8.175% | 8.175% | 8.175% | 7.873% | 7.572% | 6.346% | 6.346% | 6.346% | 6.346% | 6.346%
MM*Puer**W00 | Market | Moderate | * | Pumped Storage Hydropower | * | * | WACC Nominal | 6.496% | 6.496% | 7.646% | 7.646% | 8.175% | 8.175% | 8.175% | 8.175% | 8.175% | 8.175% | 8.175% | 8.175% | 8.175% | 8.175% | 8.175% | 8.175% | 8.175% | 8.175% | 8.175% | 8.175% | 8.175% | 8.175% | 8.175% | 7.873% | 7.572% | 6.346% | 6.346% | 6.346% | 6.346% | 6.346%
MC*Puer**W00 | Market | Conservative | * | Pumped Storage Hydropower | * | * | WACC Nominal | 6.496% | 6.496% | 7.646% | 7.646% | 8.175% | 8.175% | 8.175% | 8.175% | 8.175% | 8.175% | 8.175% | 8.175% | 8.175% | 8.175% | 8.175% | 8.175% | 8.175% | 8.175% | 8.175% | 8.175% | 8.175% | 8.175% | 8.175% | 7.873% | 7.572% | 6.346% | 6.346% | 6.346% | 6.346% | 6.346%
MA*Puer**W06 | Market | Advanced | * | Pumped Storage Hydropower | * | * | WACC Real | 3.606% | 3.676% | 4.99% | 5.02% | 5.537% | 5.537% | 5.537% | 5.537% | 5.537% | 5.537% | 5.537% | 5.537% | 5.537% | 5.537% | 5.537% | 5.537% | 5.537% | 5.537% | 5.537% | 5.537% | 5.537% | 5.537% | 5.537% | 5.242% | 4.948% | 3.752% | 3.752% | 3.752% | 3.752% | 3.752%
MM*Puer**W06 | Market | Moderate | * | Pumped Storage Hydropower | * | * | WACC Real | 3.606% | 3.676% | 4.99% | 5.02% | 5.537% | 5.537% | 5.537% | 5.537% | 5.537% | 5.537% | 5.537% | 5.537% | 5.537% | 5.537% | 5.537% | 5.537% | 5.537% | 5.537% | 5.537% | 5.537% | 5.537% | 5.537% | 5.537% | 5.242% | 4.948% | 3.752% | 3.752% | 3.752% | 3.752% | 3.752%
MC*Puer**W06 | Market | Conservative | * | Pumped Storage Hydropower | * | * | WACC Real | 3.606% | 3.676% | 4.99% | 5.02% | 5.537% | 5.537% | 5.537% | 5.537% | 5.537% | 5.537% | 5.537% | 5.537% | 5.537% | 5.537% | 5.537% | 5.537% | 5.537% | 5.537% | 5.537% | 5.537% | 5.537% | 5.537% | 5.537% | 5.242% | 4.948% | 3.752% | 3.752% | 3.752% | 3.752% | 3.752%
R**AEEO**I110 | R&D | * | * | AEO | * | * | Inflation Rate | 2.5% | 2.5% | 2.5% | 2.5% | 2.5% | 2.5% | 2.5% | 2.5% | 2.5% | 2.5% | 2.5% | 2.5% | 2.5% | 2.5% | 2.5% | 2.5% | 2.5% | 2.5% | 2.5% | 2.5% | 2.5% | 2.5% | 2.5% | 2.5% | 2.5% | 2.5% | 2.5% | 2.5% | 2.5% | 2.5%
RA*AEEO**I100 | R&D | Advanced | * | AEO | * | * | Interest Rate Nominal | 3.73% | 3.73% | 3.73% | 3.73% | 3.73% | 3.73% | 3.73% | 3.73% | 3.73% | 3.73% | 3.73% | 3.73% | 3.73% | 3.73% | 3.73% | 3.73% | 3.73% | 3.73% | 3.73% | 3.73% | 3.73% | 3.73% | 3.73% | 3.73% | 3.73% | 3.73% | 3.73% | 3.73% | 3.73% | 3.73%
RM*AEEO**I100 | R&D | Moderate | * | AEO | * | * | Interest Rate Nominal | 3.73% | 3.73% | 3.73% | 3.73% | 3.73% | 3.73% | 3.73% | 3.73% | 3.73% | 3.73% | 3.73% | 3.73% | 3.73% | 3.73% | 3.73% | 3.73% | 3.73% | 3.73% | 3.73% | 3.73% | 3.73% | 3.73% | 3.73% | 3.73% | 3.73% | 3.73% | 3.73% | 3.73% | 3.73% | 3.73%
RC*AEEO**I100 | R&D | Conservative | * | AEO | * | * | Interest Rate Nominal | 3.73% | 3.73% | 3.73% | 3.73% | 3.73% | 3.73% | 3.73% | 3.73% | 3.73% | 3.73% | 3.73% | 3.73% | 3.73% | 3.73% | 3.73% | 3.73% | 3.73% | 3.73% | 3.73% | 3.73% | 3.73% | 3.73% | 3.73% | 3.73% | 3.73% | 3.73% | 3.73% | 3.73% | 3.73% | 3.73%
RA*AEEO**C2126 | R&D | Advanced | * | AEO | * | * | Calculated Interest Rate Real | 1.2% | 1.2% | 1.2% | 1.2% | 1.2% | 1.2% | 1.2% | 1.2% | 1.2% | 1.2% | 1.2% | 1.2% | 1.2% | 1.2% | 1.2% | 1.2% | 1.2% | 1.2% | 1.2% | 1.2% | 1.2% | 1.2% | 1.2% | 1.2% | 1.2% | 1.2% | 1.2% | 1.2% | 1.2% | 1.2%
RM*AEEO**C2126 | R&D | Moderate | * | AEO | * | * | Calculated Interest Rate Real | 1.2% | 1.2% | 1.2% | 1.2% | 1.2% | 1.2% | 1.2% | 1.2% | 1.2% | 1.2% | 1.2% | 1.2% | 1.2% | 1.2% | 1.2% | 1.2% | 1.2% | 1.2% | 1.2% | 1.2% | 1.2% | 1.2% | 1.2% | 1.2% | 1.2% | 1.2% | 1.2% | 1.2% | 1.2% | 1.2%
RC*AEEO**C2126 | R&D | Conservative | * | AEO | * | * | Calculated Interest Rate Real | 1.2% | 1.2% | 1.2% | 1.2% | 1.2% | 1.2% | 1.2% | 1.2% | 1.2% | 1.2% | 1.2% | 1.2% | 1.2% | 1.2% | 1.2% | 1.2% | 1.2% | 1.2% | 1.2% | 1.2% | 1.2% | 1.2% | 1.2% | 1.2% | 1.2% | 1.2% | 1.2% | 1.2% | 1.2% | 1.2%
R**AEEO**I00 | R&D | * | * | AEO | * | * | Interest During Construction - Nominal | 3.73% | 3.73% | 3.73% | 3.73% | 3.73% | 3.73% | 3.73% | 3.73% | 3.73% | 3.73% | 3.73% | 3.73% | 3.73% | 3.73% | 3.73% | 3.73% | 3.73% | 3.73% | 3.73% | 3.73% | 3.73% | 3.73% | 3.73% | 3.73% | 3.73% | 3.73% | 3.73% | 3.73% | 3.73% | 3.73%
RA*AEEO**R10 | R&D | Advanced | * | AEO | * | * | Rate of Return on Equity Nominal | 9.03% | 9.03% | 9.03% | 9.03% | 9.03% | 9.03% | 9.03% | 9.03% | 9.03% | 9.03% | 9.03% | 9.03% | 9.03% | 9.03% | 9.03% | 9.03% | 9.03% | 9.03% | 9.03% | 9.03% | 9.03% | 9.03% | 9.03% | 9.03% | 9.03% | 9.03% | 9.03% | 9.03% | 9.03% | 9.03%
RM*AEEO**R10 | R&D | Moderate | * | AEO | * | * | Rate of Return on Equity Nominal | 9.03% | 9.03% | 9.03% | 9.03% | 9.03% | 9.03% | 9.03% | 9.03% | 9.03% | 9.03% | 9.03% | 9.03% | 9.03% | 9.03% | 9.03% | 9.03% | 9.03% | 9.03% | 9.03% | 9.03% | 9.03% | 9.03% | 9.03% | 9.03% | 9.03% | 9.03% | 9.03% | 9.03% | 9.03% | 9.03%
RC*AEEO**R10 | R&D | Conservative | * | AEO | * | * | Rate of Return on Equity Nominal | 9.03% | 9.03% | 9.03% | 9.03% | 9.03% | 9.03% | 9.03% | 9.03% | 9.03% | 9.03% | 9.03% | 9.03% | 9.03% | 9.03% | 9.03% | 9.03% | 9.03% | 9.03% | 9.03% | 9.03% | 9.03% | 9.03% | 9.03% | 9.03% | 9.03% | 9.03% | 9.03% | 9.03% | 9.03% | 9.03%
RA*AEEO**C1237 | R&D | Advanced | * | AEO | * | * | Calculated Rate of Return on Equity Real | 6.371% | 6.371% | 6.371% | 6.371% | 6.371% | 6.371% | 6.371% | 6.371% | 6.371% | 6.371% | 6.371% | 6.371% | 6.371% | 6.371% | 6.371% | 6.371% | 6.371% | 6.371% | 6.371% | 6.371% | 6.371% | 6.371% | 6.371% | 6.371% | 6.371% | 6.371% | 6.371% | 6.371% | 6.371% | 6.371%
RM*AEEO**C1237 | R&D | Moderate | * | AEO | * | * | Calculated Rate of Return on Equity Real | 6.371% | 6.371% | 6.371% | 6.371% | 6.371% | 6.371% | 6.371% | 6.371% | 6.371% | 6.371% | 6.371% | 6.371% | 6.371% | 6.371% | 6.371% | 6.371% | 6.371% | 6.371% | 6.371% | 6.371% | 6.371% | 6.371% | 6.371% | 6.371% | 6.371% | 6.371% | 6.371% | 6.371% | 6.371% | 6.371%
RC*AEEO**C1237 | R&D | Conservative | * | AEO | * | * | Calculated Rate of Return on Equity Real | 6.371% | 6.371% | 6.371% | 6.371% | 6.371% | 6.371% | 6.371% | 6.371% | 6.371% | 6.371% | 6.371% | 6.371% | 6.371% | 6.371% | 6.371% | 6.371% | 6.371% | 6.371% | 6.371% | 6.371% | 6.371% | 6.371% | 6.371% | 6.371% | 6.371% | 6.371% | 6.371% | 6.371% | 6.371% | 6.371%
RA*AEEO**D00 | R&D | Advanced | * | AEO | * | * | Debt Fraction | 60% | 60% | 60% | 60% | 60% | 60% | 60% | 60% | 60% | 60% | 60% | 60% | 60% | 60% | 60% | 60% | 60% | 60% | 60% | 60% | 60% | 60% | 60% | 60% | 60% | 60% | 60% | 60% | 60% | 60%
RM*AEEO**D00 | R&D | Moderate | * | AEO | * | * | Debt Fraction | 60% | 60% | 60% | 60% | 60% | 60% | 60% | 60% | 60% | 60% | 60% | 60% | 60% | 60% | 60% | 60% | 60% | 60% | 60% | 60% | 60% | 60% | 60% | 60% | 60% | 60% | 60% | 60% | 60% | 60%
RC*AEEO**D00 | R&D | Conservative | * | AEO | * | * | Debt Fraction | 60% | 60% | 60% | 60% | 60% | 60% | 60% | 60% | 60% | 60% | 60% | 60% | 60% | 60% | 60% | 60% | 60% | 60% | 60% | 60% | 60% | 60% | 60% | 60% | 60% | 60% | 60% | 60% | 60% | 60%
R**AEEO**T50 | R&D | * | * | AEO | * | * | Tax Rate (Federal and State) | 25.74% | 25.74% | 25.74% | 25.74% | 25.74% | 25.74% | 25.74% | 25.74% | 25.74% | 25.74% | 25.74% | 25.74% | 25.74% | 25.74% | 25.74% | 25.74% | 25.74% | 25.74% | 25.74% | 25.74% | 25.74% | 25.74% | 25.74% | 25.74% | 25.74% | 25.74% | 25.74% | 25.74% | 25.74% | 25.74%
RA*AEEO**W00 | R&D | Advanced | * | AEO | * | * | WACC Nominal | 5.274% | 5.274% | 5.274% | 5.274% | 5.274% | 5.274% | 5.274% | 5.274% | 5.274% | 5.274% | 5.274% | 5.274% | 5.274% | 5.274% | 5.274% | 5.274% | 5.274% | 5.274% | 5.274% | 5.274% | 5.274% | 5.274% | 5.274% | 5.274% | 5.274% | 5.274% | 5.274% | 5.274% | 5.274% | 5.274%
RM*AEEO**W00 | R&D | Moderate | * | AEO | * | * | WACC Nominal | 5.274% | 5.274% | 5.274% | 5.274% | 5.274% | 5.274% | 5.274% | 5.274% | 5.274% | 5.274% | 5.274% | 5.274% | 5.274% | 5.274% | 5.274% | 5.274% | 5.274% | 5.274% | 5.274% | 5.274% | 5.274% | 5.274% | 5.274% | 5.274% | 5.274% | 5.274% | 5.274% | 5.274% | 5.274% | 5.274%
RC*AEEO**W00 | R&D | Conservative | * | AEO | * | * | WACC Nominal | 5.274% | 5.274% | 5.274% | 5.274% | 5.274% | 5.274% | 5.274% | 5.274% | 5.274% | 5.274% | 5.274% | 5.274% | 5.274% | 5.274% | 5.274% | 5.274% | 5.274% | 5.274% | 5.274% | 5.274% | 5.274% | 5.274% | 5.274% | 5.274% | 5.274% | 5.274% | 5.274% | 5.274% | 5.274% | 5.274%
RA*AEEO**W06 | R&D | Advanced | * | AEO | * | * | WACC Real | 2.706% | 2.706% | 2.706% | 2.706% | 2.706% | 2.706% | 2.706% | 2.706% | 2.706% | 2.706% | 2.706% | 2.706% | 2.706% | 2.706% | 2.706% | 2.706% | 2.706% | 2.706% | 2.706% | 2.706% | 2.706% | 2.706% | 2.706% | 2.706% | 2.706% | 2.706% | 2.706% | 2.706% | 2.706% | 2.706%
RM*AEEO**W06 | R&D | Moderate | * | AEO | * | * | WACC Real | 2.706% | 2.706% | 2.706% | 2.706% | 2.706% | 2.706% | 2.706% | 2.706% | 2.706% | 2.706% | 2.706% | 2.706% | 2.706% | 2.706% | 2.706% | 2.706% | 2.706% | 2.706% | 2.706% | 2.706% | 2.706% | 2.706% | 2.706% | 2.706% | 2.706% | 2.706% | 2.706% | 2.706% | 2.706% | 2.706%
RC*AEEO**W06 | R&D | Conservative | * | AEO | * | * | WACC Real | 2.706% | 2.706% | 2.706% | 2.706% | 2.706% | 2.706% | 2.706% | 2.706% | 2.706% | 2.706% | 2.706% | 2.706% | 2.706% | 2.706% | 2.706% | 2.706% | 2.706% | 2.706% | 2.706% | 2.706% | 2.706% | 2.706% | 2.706% | 2.706% | 2.706% | 2.706% | 2.706% | 2.706% | 2.706% | 2.706%
R**Land**I110 | R&D | * | * | LandbasedWind | * | * | Inflation Rate | 2.5% | 2.5% | 2.5% | 2.5% | 2.5% | 2.5% | 2.5% | 2.5% | 2.5% | 2.5% | 2.5% | 2.5% | 2.5% | 2.5% | 2.5% | 2.5% | 2.5% | 2.5% | 2.5% | 2.5% | 2.5% | 2.5% | 2.5% | 2.5% | 2.5% | 2.5% | 2.5% | 2.5% | 2.5% | 2.5%
RA*Land**I100 | R&D | Advanced | * | LandbasedWind | * | * | Interest Rate Nominal | bar: 2021 to 2050
RM*Land**I100 | R&D | Moderate | * | LandbasedWind | * | * | Interest Rate Nominal | bar: 2021 to 2050
RC*Land**I100 | R&D | Conservative | * | LandbasedWind | * | * | Interest Rate Nominal | bar: 2021 to 2050
RA*Land**C2126 | R&D | Advanced | * | LandbasedWind | * | * | Calculated Interest Rate Real | 4.39% | 4.39% | 4.39% | 4.39% | 4.39% | 4.39% | 4.39% | 4.39% | 4.39% | 4.39% | 4.39% | 4.39% | 4.39% | 4.39% | 4.39% | 4.39% | 4.39% | 4.39% | 4.39% | 4.39% | 4.39% | 4.39% | 4.39% | 4.39% | 4.39% | 4.39% | 4.39% | 4.39% | 4.39% | 4.39%
RM*Land**C2126 | R&D | Moderate | * | LandbasedWind | * | * | Calculated Interest Rate Real | 4.39% | 4.39% | 4.39% | 4.39% | 4.39% | 4.39% | 4.39% | 4.39% | 4.39% | 4.39% | 4.39% | 4.39% | 4.39% | 4.39% | 4.39% | 4.39% | 4.39% | 4.39% | 4.39% | 4.39% | 4.39% | 4.39% | 4.39% | 4.39% | 4.39% | 4.39% | 4.39% | 4.39% | 4.39% | 4.39%
RC*Land**C2126 | R&D | Conservative | * | LandbasedWind | * | * | Calculated Interest Rate Real | 4.39% | 4.39% | 4.39% | 4.39% | 4.39% | 4.39% | 4.39% | 4.39% | 4.39% | 4.39% | 4.39% | 4.39% | 4.39% | 4.39% | 4.39% | 4.39% | 4.39% | 4.39% | 4.39% | 4.39% | 4.39% | 4.39% | 4.39% | 4.39% | 4.39% | 4.39% | 4.39% | 4.39% | 4.39% | 4.39%
R**Land**I00 | R&D | * | * | LandbasedWind | * | * | Interest During Construction - Nominal | 6.5% | 6.5% | 6.5% | 6.5% | 6.5% | 6.5% | 6.5% | 6.5% | 6.5% | 6.5% | 6.5% | 6.5% | 6.5% | 6.5% | 6.5% | 6.5% | 6.5% | 6.5% | 6.5% | 6.5% | 6.5% | 6.5% | 6.5% | 6.5% | 6.5% | 6.5% | 6.5% | 6.5% | 6.5% | 6.5%
RA*Land**R10 | R&D | Advanced | * | LandbasedWind | * | * | Rate of Return on Equity Nominal | 10% | 10% | 10% | 10% | 10% | 10% | 10% | 10% | 10% | 10% | 10% | 10% | 10% | 10% | 10% | 10% | 10% | 10% | 10% | 10% | 10% | 10% | 10% | 10% | 10% | 10% | 10% | 10% | 10% | 10%
RM*Land**R10 | R&D | Moderate | * | LandbasedWind | * | * | Rate of Return on Equity Nominal | 10% | 10% | 10% | 10% | 10% | 10% | 10% | 10% | 10% | 10% | 10% | 10% | 10% | 10% | 10% | 10% | 10% | 10% | 10% | 10% | 10% | 10% | 10% | 10% | 10% | 10% | 10% | 10% | 10% | 10%
RC*Land**R10 | R&D | Conservative | * | LandbasedWind | * | * | Rate of Return on Equity Nominal | 10% | 10% | 10% | 10% | 10% | 10% | 10% | 10% | 10% | 10% | 10% | 10% | 10% | 10% | 10% | 10% | 10% | 10% | 10% | 10% | 10% | 10% | 10% | 10% | 10% | 10% | 10% | 10% | 10% | 10%
RA*Land**C1237 | R&D | Advanced | * | LandbasedWind | * | * | Calculated Rate of Return on Equity Real | 7.317% | 7.317% | 7.317% | 7.317% | 7.317% | 7.317% | 7.317% | 7.317% | 7.317% | 7.317% | 7.317% | 7.317% | 7.317% | 7.317% | 7.317% | 7.317% | 7.317% | 7.317% | 7.317% | 7.317% | 7.317% | 7.317% | 7.317% | 7.317% | 7.317% | 7.317% | 7.317% | 7.317% | 7.317% | 7.317%
RM*Land**C1237 | R&D | Moderate | * | LandbasedWind | * | * | Calculated Rate of Return on Equity Real | 7.317% | 7.317% | 7.317% | 7.317% | 7.317% | 7.317% | 7.317% | 7.317% | 7.317% | 7.317% | 7.317% | 7.317% | 7.317% | 7.317% | 7.317% | 7.317% | 7.317% | 7.317% | 7.317% | 7.317% | 7.317% | 7.317% | 7.317% | 7.317% | 7.317% | 7.317% | 7.317% | 7.317% | 7.317% | 7.317%
RC*Land**C1237 | R&D | Conservative | * | LandbasedWind | * | * | Calculated Rate of Return on Equity Real | 7.317% | 7.317% | 7.317% | 7.317% | 7.317% | 7.317% | 7.317% | 7.317% | 7.317% | 7.317% | 7.317% | 7.317% | 7.317% | 7.317% | 7.317% | 7.317% | 7.317% | 7.317% | 7.317% | 7.317% | 7.317% | 7.317% | 7.317% | 7.317% | 7.317% | 7.317% | 7.317% | 7.317% | 7.317% | 7.317%
RA*Land**D00 | R&D | Advanced | * | LandbasedWind | * | * | Debt Fraction | 71.53% | 71.53% | 71.53% | 71.53% | 71.53% | 71.53% | 71.53% | 71.53% | 71.53% | 71.53% | 71.53% | 71.53% | 71.53% | 71.53% | 71.53% | 71.53% | 71.53% | 71.53% | 71.53% | 71.53% | 71.53% | 71.53% | 71.53% | 71.53% | 71.53% | 71.53% | 71.53% | 71.53% | 71.53% | 71.53%
RM*Land**D00 | R&D | Moderate | * | LandbasedWind | * | * | Debt Fraction | 71.53% | 71.53% | 71.53% | 71.53% | 71.53% | 71.53% | 71.53% | 71.53% | 71.53% | 71.53% | 71.53% | 71.53% | 71.53% | 71.53% | 71.53% | 71.53% | 71.53% | 71.53% | 71.53% | 71.53% | 71.53% | 71.53% | 71.53% | 71.53% | 71.53% | 71.53% | 71.53% | 71.53% | 71.53% | 71.53%
RC*Land**D00 | R&D | Conservative | * | LandbasedWind | * | * | Debt Fraction | 71.53% | 71.53% | 71.53% | 71.53% | 71.53% | 71.53% | 71.53% | 71.53% | 71.53% | 71.53% | 71.53% | 71.53% | 71.53% | 71.53% | 71.53% | 71.53% | 71.53% | 71.53% | 71.53% | 71.53% | 71.53% | 71.53% | 71.53% | 71.53% | 71.53% | 71.53% | 71.53% | 71.53% | 71.53% | 71.53%
R**Land**T50 | R&D | * | * | LandbasedWind | * | * | Tax Rate (Federal and State) | 25.74% | 25.74% | 25.74% | 25.74% | 25.74% | 25.74% | 25.74% | 25.74% | 25.74% | 25.74% | 25.74% | 25.74% | 25.74% | 25.74% | 25.74% | 25.74% | 25.74% | 25.74% | 25.74% | 25.74% | 25.74% | 25.74% | 25.74% | 25.74% | 25.74% | 25.74% | 25.74% | 25.74% | 25.74% | 25.74%
RA*Land**W00 | R&D | Advanced | * | LandbasedWind | * | * | WACC Nominal | 6.565% | 6.565% | 6.565% | 6.565% | 6.565% | 6.565% | 6.565% | 6.565% | 6.565% | 6.565% | 6.565% | 6.565% | 6.565% | 6.565% | 6.565% | 6.565% | 6.565% | 6.565% | 6.565% | 6.565% | 6.565% | 6.565% | 6.565% | 6.565% | 6.565% | 6.565% | 6.565% | 6.565% | 6.565% | 6.565%
RM*Land**W00 | R&D | Moderate | * | LandbasedWind | * | * | WACC Nominal | 6.565% | 6.565% | 6.565% | 6.565% | 6.565% | 6.565% | 6.565% | 6.565% | 6.565% | 6.565% | 6.565% | 6.565% | 6.565% | 6.565% | 6.565% | 6.565% | 6.565% | 6.565% | 6.565% | 6.565% | 6.565% | 6.565% | 6.565% | 6.565% | 6.565% | 6.565% | 6.565% | 6.565% | 6.565% | 6.565%
RC*Land**W00 | R&D | Conservative | * | LandbasedWind | * | * | WACC Nominal | 6.565% | 6.565% | 6.565% | 6.565% | 6.565% | 6.565% | 6.565% | 6.565% | 6.565% | 6.565% | 6.565% | 6.565% | 6.565% | 6.565% | 6.565% | 6.565% | 6.565% | 6.565% | 6.565% | 6.565% | 6.565% | 6.565% | 6.565% | 6.565% | 6.565% | 6.565% | 6.565% | 6.565% | 6.565% | 6.565%
RA*Land**W06 | R&D | Advanced | * | LandbasedWind | * | * | WACC Real | 3.966% | 3.966% | 3.966% | 3.966% | 3.966% | 3.966% | 3.966% | 3.966% | 3.966% | 3.966% | 3.966% | 3.966% | 3.966% | 3.966% | 3.966% | 3.966% | 3.966% | 3.966% | 3.966% | 3.966% | 3.966% | 3.966% | 3.966% | 3.966% | 3.966% | 3.966% | 3.966% | 3.966% | 3.966% | 3.966%
RM*Land**W06 | R&D | Moderate | * | LandbasedWind | * | * | WACC Real | 3.966% | 3.966% | 3.966% | 3.966% | 3.966% | 3.966% | 3.966% | 3.966% | 3.966% | 3.966% | 3.966% | 3.966% | 3.966% | 3.966% | 3.966% | 3.966% | 3.966% | 3.966% | 3.966% | 3.966% | 3.966% | 3.966% | 3.966% | 3.966% | 3.966% | 3.966% | 3.966% | 3.966% | 3.966% | 3.966%
RC*Land**W06 | R&D | Conservative | * | LandbasedWind | * | * | WACC Real | 3.966% | 3.966% | 3.966% | 3.966% | 3.966% | 3.966% | 3.966% | 3.966% | 3.966% | 3.966% | 3.966% | 3.966% | 3.966% | 3.966% | 3.966% | 3.966% | 3.966% | 3.966% | 3.966% | 3.966% | 3.966% | 3.966% | 3.966% | 3.966% | 3.966% | 3.966% | 3.966% | 3.966% | 3.966% | 3.966%
R**Ofnd**I110 | R&D | * | * | OffShoreWind | * | * | Inflation Rate | 2.5% | 2.5% | 2.5% | 2.5% | 2.5% | 2.5% | 2.5% | 2.5% | 2.5% | 2.5% | 2.5% | 2.5% | 2.5% | 2.5% | 2.5% | 2.5% | 2.5% | 2.5% | 2.5% | 2.5% | 2.5% | 2.5% | 2.5% | 2.5% | 2.5% | 2.5% | 2.5% | 2.5% | 2.5% | 2.5%
RA*Ofnd**I100 | R&D | Advanced | * | OffShoreWind | * | * | Interest Rate Nominal | bar: 2021 to 2050
RM*Ofnd**I100 | R&D | Moderate | * | OffShoreWind | * | * | Interest Rate Nominal | bar: 2021 to 2050
RC*Ofnd**I100 | R&D | Conservative | * | OffShoreWind | * | * | Interest Rate Nominal | bar: 2021 to 2050
RA*Ofnd**C2126 | R&D | Advanced | * | OffShoreWind | * | * | Calculated Interest Rate Real | 4.39% | 4.39% | 4.39% | 4.39% | 4.39% | 4.39% | 4.39% | 4.39% | 4.39% | 4.39% | 4.39% | 4.39% | 4.39% | 4.39% | 4.39% | 4.39% | 4.39% | 4.39% | 4.39% | 4.39% | 4.39% | 4.39% | 4.39% | 4.39% | 4.39% | 4.39% | 4.39% | 4.39% | 4.39% | 4.39%
RM*Ofnd**C2126 | R&D | Moderate | * | OffShoreWind | * | * | Calculated Interest Rate Real | 4.39% | 4.39% | 4.39% | 4.39% | 4.39% | 4.39% | 4.39% | 4.39% | 4.39% | 4.39% | 4.39% | 4.39% | 4.39% | 4.39% | 4.39% | 4.39% | 4.39% | 4.39% | 4.39% | 4.39% | 4.39% | 4.39% | 4.39% | 4.39% | 4.39% | 4.39% | 4.39% | 4.39% | 4.39% | 4.39%
RC*Ofnd**C2126 | R&D | Conservative | * | OffShoreWind | * | * | Calculated Interest Rate Real | 4.39% | 4.39% | 4.39% | 4.39% | 4.39% | 4.39% | 4.39% | 4.39% | 4.39% | 4.39% | 4.39% | 4.39% | 4.39% | 4.39% | 4.39% | 4.39% | 4.39% | 4.39% | 4.39% | 4.39% | 4.39% | 4.39% | 4.39% | 4.39% | 4.39% | 4.39% | 4.39% | 4.39% | 4.39% | 4.39%
R**Ofnd**I00 | R&D | * | * | OffShoreWind | * | * | Interest During Construction - Nominal | bar: 2021 to 2050
RA*Ofnd**R10 | R&D | Advanced | * | OffShoreWind | * | * | Rate of Return on Equity Nominal | 11% | 11% | 11% | 11% | 11% | 11% | 11% | 11% | 11% | 11% | 11% | 11% | 11% | 11% | 11% | 11% | 11% | 11% | 11% | 11% | 11% | 11% | 11% | 11% | 11% | 11% | 11% | 11% | 11% | 11%
RM*Ofnd**R10 | R&D | Moderate | * | OffShoreWind | * | * | Rate of Return on Equity Nominal | 11% | 11% | 11% | 11% | 11% | 11% | 11% | 11% | 11% | 11% | 11% | 11% | 11% | 11% | 11% | 11% | 11% | 11% | 11% | 11% | 11% | 11% | 11% | 11% | 11% | 11% | 11% | 11% | 11% | 11%
RC*Ofnd**R10 | R&D | Conservative | * | OffShoreWind | * | * | Rate of Return on Equity Nominal | 11% | 11% | 11% | 11% | 11% | 11% | 11% | 11% | 11% | 11% | 11% | 11% | 11% | 11% | 11% | 11% | 11% | 11% | 11% | 11% | 11% | 11% | 11% | 11% | 11% | 11% | 11% | 11% | 11% | 11%
RA*Ofnd**C1237 | R&D | Advanced | * | OffShoreWind | * | * | Calculated Rate of Return on Equity Real | 8.293% | 8.293% | 8.293% | 8.293% | 8.293% | 8.293% | 8.293% | 8.293% | 8.293% | 8.293% | 8.293% | 8.293% | 8.293% | 8.293% | 8.293% | 8.293% | 8.293% | 8.293% | 8.293% | 8.293% | 8.293% | 8.293% | 8.293% | 8.293% | 8.293% | 8.293% | 8.293% | 8.293% | 8.293% | 8.293%
RM*Ofnd**C1237 | R&D | Moderate | * | OffShoreWind | * | * | Calculated Rate of Return on Equity Real | 8.293% | 8.293% | 8.293% | 8.293% | 8.293% | 8.293% | 8.293% | 8.293% | 8.293% | 8.293% | 8.293% | 8.293% | 8.293% | 8.293% | 8.293% | 8.293% | 8.293% | 8.293% | 8.293% | 8.293% | 8.293% | 8.293% | 8.293% | 8.293% | 8.293% | 8.293% | 8.293% | 8.293% | 8.293% | 8.293%
RC*Ofnd**C1237 | R&D | Conservative | * | OffShoreWind | * | * | Calculated Rate of Return on Equity Real | 8.293% | 8.293% | 8.293% | 8.293% | 8.293% | 8.293% | 8.293% | 8.293% | 8.293% | 8.293% | 8.293% | 8.293% | 8.293% | 8.293% | 8.293% | 8.293% | 8.293% | 8.293% | 8.293% | 8.293% | 8.293% | 8.293% | 8.293% | 8.293% | 8.293% | 8.293% | 8.293% | 8.293% | 8.293% | 8.293%
RA*Ofnd**D00 | R&D | Advanced | * | OffShoreWind | * | * | Debt Fraction | 72.29% | 72.29% | 72.29% | 72.29% | 72.29% | 72.29% | 72.29% | 72.29% | 72.29% | 72.29% | 72.29% | 72.29% | 72.29% | 72.29% | 72.29% | 72.29% | 72.29% | 72.29% | 72.29% | 72.29% | 72.29% | 72.29% | 72.29% | 72.29% | 72.29% | 72.29% | 72.29% | 72.29% | 72.29% | 72.29%
RM*Ofnd**D00 | R&D | Moderate | * | OffShoreWind | * | * | Debt Fraction | 72.29% | 72.29% | 72.29% | 72.29% | 72.29% | 72.29% | 72.29% | 72.29% | 72.29% | 72.29% | 72.29% | 72.29% | 72.29% | 72.29% | 72.29% | 72.29% | 72.29% | 72.29% | 72.29% | 72.29% | 72.29% | 72.29% | 72.29% | 72.29% | 72.29% | 72.29% | 72.29% | 72.29% | 72.29% | 72.29%
RC*Ofnd**D00 | R&D | Conservative | * | OffShoreWind | * | * | Debt Fraction | 72.29% | 72.29% | 72.29% | 72.29% | 72.29% | 72.29% | 72.29% | 72.29% | 72.29% | 72.29% | 72.29% | 72.29% | 72.29% | 72.29% | 72.29% | 72.29% | 72.29% | 72.29% | 72.29% | 72.29% | 72.29% | 72.29% | 72.29% | 72.29% | 72.29% | 72.29% | 72.29% | 72.29% | 72.29% | 72.29%
R**Ofnd**T50 | R&D | * | * | OffShoreWind | * | * | Tax Rate (Federal and State) | 25.74% | 25.74% | 25.74% | 25.74% | 25.74% | 25.74% | 25.74% | 25.74% | 25.74% | 25.74% | 25.74% | 25.74% | 25.74% | 25.74% | 25.74% | 25.74% | 25.74% | 25.74% | 25.74% | 25.74% | 25.74% | 25.74% | 25.74% | 25.74% | 25.74% | 25.74% | 25.74% | 25.74% | 25.74% | 25.74%
RA*Ofnd**W00 | R&D | Advanced | * | OffShoreWind | * | * | WACC Nominal | 6.806% | 6.806% | 6.806% | 6.806% | 6.806% | 6.806% | 6.806% | 6.806% | 6.806% | 6.806% | 6.806% | 6.806% | 6.806% | 6.806% | 6.806% | 6.806% | 6.806% | 6.806% | 6.806% | 6.806% | 6.806% | 6.806% | 6.806% | 6.806% | 6.806% | 6.806% | 6.806% | 6.806% | 6.806% | 6.806%
RM*Ofnd**W00 | R&D | Moderate | * | OffShoreWind | * | * | WACC Nominal | 6.806% | 6.806% | 6.806% | 6.806% | 6.806% | 6.806% | 6.806% | 6.806% | 6.806% | 6.806% | 6.806% | 6.806% | 6.806% | 6.806% | 6.806% | 6.806% | 6.806% | 6.806% | 6.806% | 6.806% | 6.806% | 6.806% | 6.806% | 6.806% | 6.806% | 6.806% | 6.806% | 6.806% | 6.806% | 6.806%
RC*Ofnd**W00 | R&D | Conservative | * | OffShoreWind | * | * | WACC Nominal | 6.806% | 6.806% | 6.806% | 6.806% | 6.806% | 6.806% | 6.806% | 6.806% | 6.806% | 6.806% | 6.806% | 6.806% | 6.806% | 6.806% | 6.806% | 6.806% | 6.806% | 6.806% | 6.806% | 6.806% | 6.806% | 6.806% | 6.806% | 6.806% | 6.806% | 6.806% | 6.806% | 6.806% | 6.806% | 6.806%
RA*Ofnd**W06 | R&D | Advanced | * | OffShoreWind | * | * | WACC Real | 4.201% | 4.201% | 4.201% | 4.201% | 4.201% | 4.201% | 4.201% | 4.201% | 4.201% | 4.201% | 4.201% | 4.201% | 4.201% | 4.201% | 4.201% | 4.201% | 4.201% | 4.201% | 4.201% | 4.201% | 4.201% | 4.201% | 4.201% | 4.201% | 4.201% | 4.201% | 4.201% | 4.201% | 4.201% | 4.201%
RM*Ofnd**W06 | R&D | Moderate | * | OffShoreWind | * | * | WACC Real | 4.201% | 4.201% | 4.201% | 4.201% | 4.201% | 4.201% | 4.201% | 4.201% | 4.201% | 4.201% | 4.201% | 4.201% | 4.201% | 4.201% | 4.201% | 4.201% | 4.201% | 4.201% | 4.201% | 4.201% | 4.201% | 4.201% | 4.201% | 4.201% | 4.201% | 4.201% | 4.201% | 4.201% | 4.201% | 4.201%
RC*Ofnd**W06 | R&D | Conservative | * | OffShoreWind | * | * | WACC Real | 4.201% | 4.201% | 4.201% | 4.201% | 4.201% | 4.201% | 4.201% | 4.201% | 4.201% | 4.201% | 4.201% | 4.201% | 4.201% | 4.201% | 4.201% | 4.201% | 4.201% | 4.201% | 4.201% | 4.201% | 4.201% | 4.201% | 4.201% | 4.201% | 4.201% | 4.201% | 4.201% | 4.201% | 4.201% | 4.201%
R**Dind**I110 | R&D | * | * | DistributedWind | * | * | Inflation Rate | 2.5% | 2.5% | 2.5% | 2.5% | 2.5% | 2.5% | 2.5% | 2.5% | 2.5% | 2.5% | 2.5% | 2.5% | 2.5% | 2.5% | 2.5% | 2.5% | 2.5% | 2.5% | 2.5% | 2.5% | 2.5% | 2.5% | 2.5% | 2.5% | 2.5% | 2.5% | 2.5% | 2.5% | 2.5% | 2.5%
RA*Dind**I100 | R&D | Advanced | * | DistributedWind | * | * | Interest Rate Nominal | bar: 2021 to 2050
RM*Dind**I100 | R&D | Moderate | * | DistributedWind | * | * | Interest Rate Nominal | bar: 2021 to 2050
RC*Dind**I100 | R&D | Conservative | * | DistributedWind | * | * | Interest Rate Nominal | bar: 2021 to 2050
RA*Dind**C2126 | R&D | Advanced | * | DistributedWind | * | * | Calculated Interest Rate Real | 4.39% | 4.39% | 4.39% | 4.39% | 4.39% | 4.39% | 4.39% | 4.39% | 4.39% | 4.39% | 4.39% | 4.39% | 4.39% | 4.39% | 4.39% | 4.39% | 4.39% | 4.39% | 4.39% | 4.39% | 4.39% | 4.39% | 4.39% | 4.39% | 4.39% | 4.39% | 4.39% | 4.39% | 4.39% | 4.39%
RM*Dind**C2126 | R&D | Moderate | * | DistributedWind | * | * | Calculated Interest Rate Real | 4.39% | 4.39% | 4.39% | 4.39% | 4.39% | 4.39% | 4.39% | 4.39% | 4.39% | 4.39% | 4.39% | 4.39% | 4.39% | 4.39% | 4.39% | 4.39% | 4.39% | 4.39% | 4.39% | 4.39% | 4.39% | 4.39% | 4.39% | 4.39% | 4.39% | 4.39% | 4.39% | 4.39% | 4.39% | 4.39%
RC*Dind**C2126 | R&D | Conservative | * | DistributedWind | * | * | Calculated Interest Rate Real | 4.39% | 4.39% | 4.39% | 4.39% | 4.39% | 4.39% | 4.39% | 4.39% | 4.39% | 4.39% | 4.39% | 4.39% | 4.39% | 4.39% | 4.39% | 4.39% | 4.39% | 4.39% | 4.39% | 4.39% | 4.39% | 4.39% | 4.39% | 4.39% | 4.39% | 4.39% | 4.39% | 4.39% | 4.39% | 4.39%
R**Dind**I00 | R&D | * | * | DistributedWind | * | * | Interest During Construction - Nominal | 6.5% | 6.5% | 6.5% | 6.5% | 6.5% | 6.5% | 6.5% | 6.5% | 6.5% | 6.5% | 6.5% | 6.5% | 6.5% | 6.5% | 6.5% | 6.5% | 6.5% | 6.5% | 6.5% | 6.5% | 6.5% | 6.5% | 6.5% | 6.5% | 6.5% | 6.5% | 6.5% | 6.5% | 6.5% | 6.5%
RA*Dind**R10 | R&D | Advanced | * | DistributedWind | * | * | Rate of Return on Equity Nominal | 10% | 10% | 10% | 10% | 10% | 10% | 10% | 10% | 10% | 10% | 10% | 10% | 10% | 10% | 10% | 10% | 10% | 10% | 10% | 10% | 10% | 10% | 10% | 10% | 10% | 10% | 10% | 10% | 10% | 10%
RM*Dind**R10 | R&D | Moderate | * | DistributedWind | * | * | Rate of Return on Equity Nominal | 10% | 10% | 10% | 10% | 10% | 10% | 10% | 10% | 10% | 10% | 10% | 10% | 10% | 10% | 10% | 10% | 10% | 10% | 10% | 10% | 10% | 10% | 10% | 10% | 10% | 10% | 10% | 10% | 10% | 10%
RC*Dind**R10 | R&D | Conservative | * | DistributedWind | * | * | Rate of Return on Equity Nominal | 10% | 10% | 10% | 10% | 10% | 10% | 10% | 10% | 10% | 10% | 10% | 10% | 10% | 10% | 10% | 10% | 10% | 10% | 10% | 10% | 10% | 10% | 10% | 10% | 10% | 10% | 10% | 10% | 10% | 10%
RA*Dind**C1237 | R&D | Advanced | * | DistributedWind | * | * | Calculated Rate of Return on Equity Real | 7.317% | 7.317% | 7.317% | 7.317% | 7.317% | 7.317% | 7.317% | 7.317% | 7.317% | 7.317% | 7.317% | 7.317% | 7.317% | 7.317% | 7.317% | 7.317% | 7.317% | 7.317% | 7.317% | 7.317% | 7.317% | 7.317% | 7.317% | 7.317% | 7.317% | 7.317% | 7.317% | 7.317% | 7.317% | 7.317%
RM*Dind**C1237 | R&D | Moderate | * | DistributedWind | * | * | Calculated Rate of Return on Equity Real | 7.317% | 7.317% | 7.317% | 7.317% | 7.317% | 7.317% | 7.317% | 7.317% | 7.317% | 7.317% | 7.317% | 7.317% | 7.317% | 7.317% | 7.317% | 7.317% | 7.317% | 7.317% | 7.317% | 7.317% | 7.317% | 7.317% | 7.317% | 7.317% | 7.317% | 7.317% | 7.317% | 7.317% | 7.317% | 7.317%
RC*Dind**C1237 | R&D | Conservative | * | DistributedWind | * | * | Calculated Rate of Return on Equity Real | 7.317% | 7.317% | 7.317% | 7.317% | 7.317% | 7.317% | 7.317% | 7.317% | 7.317% | 7.317% | 7.317% | 7.317% | 7.317% | 7.317% | 7.317% | 7.317% | 7.317% | 7.317% | 7.317% | 7.317% | 7.317% | 7.317% | 7.317% | 7.317% | 7.317% | 7.317% | 7.317% | 7.317% | 7.317% | 7.317%
RA*Dind**D00 | R&D | Advanced | * | DistributedWind | * | * | Debt Fraction | 71.51% | 71.51% | 71.51% | 71.51% | 71.51% | 71.51% | 71.51% | 71.51% | 71.51% | 71.51% | 71.51% | 71.51% | 71.51% | 71.51% | 71.51% | 71.51% | 71.51% | 71.51% | 71.51% | 71.51% | 71.51% | 71.51% | 71.51% | 71.51% | 71.51% | 71.51% | 71.51% | 71.51% | 71.51% | 71.51%
RM*Dind**D00 | R&D | Moderate | * | DistributedWind | * | * | Debt Fraction | 71.51% | 71.51% | 71.51% | 71.51% | 71.51% | 71.51% | 71.51% | 71.51% | 71.51% | 71.51% | 71.51% | 71.51% | 71.51% | 71.51% | 71.51% | 71.51% | 71.51% | 71.51% | 71.51% | 71.51% | 71.51% | 71.51% | 71.51% | 71.51% | 71.51% | 71.51% | 71.51% | 71.51% | 71.51% | 71.51%
RC*Dind**D00 | R&D | Conservative | * | DistributedWind | * | * | Debt Fraction | 71.51% | 71.51% | 71.51% | 71.51% | 71.51% | 71.51% | 71.51% | 71.51% | 71.51% | 71.51% | 71.51% | 71.51% | 71.51% | 71.51% | 71.51% | 71.51% | 71.51% | 71.51% | 71.51% | 71.51% | 71.51% | 71.51% | 71.51% | 71.51% | 71.51% | 71.51% | 71.51% | 71.51% | 71.51% | 71.51%
R**Dind**T50 | R&D | * | * | DistributedWind | * | * | Tax Rate (Federal and State) | 25.74% | 25.74% | 25.74% | 25.74% | 25.74% | 25.74% | 25.74% | 25.74% | 25.74% | 25.74% | 25.74% | 25.74% | 25.74% | 25.74% | 25.74% | 25.74% | 25.74% | 25.74% | 25.74% | 25.74% | 25.74% | 25.74% | 25.74% | 25.74% | 25.74% | 25.74% | 25.74% | 25.74% | 25.74% | 25.74%
RA*Dind**W00 | R&D | Advanced | * | DistributedWind | * | * | WACC Nominal | 6.566% | 6.566% | 6.566% | 6.566% | 6.566% | 6.566% | 6.566% | 6.566% | 6.566% | 6.566% | 6.566% | 6.566% | 6.566% | 6.566% | 6.566% | 6.566% | 6.566% | 6.566% | 6.566% | 6.566% | 6.566% | 6.566% | 6.566% | 6.566% | 6.566% | 6.566% | 6.566% | 6.566% | 6.566% | 6.566%
RM*Dind**W00 | R&D | Moderate | * | DistributedWind | * | * | WACC Nominal | 6.566% | 6.566% | 6.566% | 6.566% | 6.566% | 6.566% | 6.566% | 6.566% | 6.566% | 6.566% | 6.566% | 6.566% | 6.566% | 6.566% | 6.566% | 6.566% | 6.566% | 6.566% | 6.566% | 6.566% | 6.566% | 6.566% | 6.566% | 6.566% | 6.566% | 6.566% | 6.566% | 6.566% | 6.566% | 6.566%
RC*Dind**W00 | R&D | Conservative | * | DistributedWind | * | * | WACC Nominal | 6.566% | 6.566% | 6.566% | 6.566% | 6.566% | 6.566% | 6.566% | 6.566% | 6.566% | 6.566% | 6.566% | 6.566% | 6.566% | 6.566% | 6.566% | 6.566% | 6.566% | 6.566% | 6.566% | 6.566% | 6.566% | 6.566% | 6.566% | 6.566% | 6.566% | 6.566% | 6.566% | 6.566% | 6.566% | 6.566%
RA*Dind**W06 | R&D | Advanced | * | DistributedWind | * | * | WACC Real | 3.967% | 3.967% | 3.967% | 3.967% | 3.967% | 3.967% | 3.967% | 3.967% | 3.967% | 3.967% | 3.967% | 3.967% | 3.967% | 3.967% | 3.967% | 3.967% | 3.967% | 3.967% | 3.967% | 3.967% | 3.967% | 3.967% | 3.967% | 3.967% | 3.967% | 3.967% | 3.967% | 3.967% | 3.967% | 3.967%
RM*Dind**W06 | R&D | Moderate | * | DistributedWind | * | * | WACC Real | 3.967% | 3.967% | 3.967% | 3.967% | 3.967% | 3.967% | 3.967% | 3.967% | 3.967% | 3.967% | 3.967% | 3.967% | 3.967% | 3.967% | 3.967% | 3.967% | 3.967% | 3.967% | 3.967% | 3.967% | 3.967% | 3.967% | 3.967% | 3.967% | 3.967% | 3.967% | 3.967% | 3.967% | 3.967% | 3.967%
RC*Dind**W06 | R&D | Conservative | * | DistributedWind | * | * | WACC Real | 3.967% | 3.967% | 3.967% | 3.967% | 3.967% | 3.967% | 3.967% | 3.967% | 3.967% | 3.967% | 3.967% | 3.967% | 3.967% | 3.967% | 3.967% | 3.967% | 3.967% | 3.967% | 3.967% | 3.967% | 3.967% | 3.967% | 3.967% | 3.967% | 3.967% | 3.967% | 3.967% | 3.967% | 3.967% | 3.967%
R**UtPV**I110 | R&D | * | * | UtilityPV | * | * | Inflation Rate | 2.5% | 2.5% | 2.5% | 2.5% | 2.5% | 2.5% | 2.5% | 2.5% | 2.5% | 2.5% | 2.5% | 2.5% | 2.5% | 2.5% | 2.5% | 2.5% | 2.5% | 2.5% | 2.5% | 2.5% | 2.5% | 2.5% | 2.5% | 2.5% | 2.5% | 2.5% | 2.5% | 2.5% | 2.5% | 2.5%
RA*UtPV**I100 | R&D | Advanced | * | UtilityPV | * | * | Interest Rate Nominal | bar: 2021 to 2050
RM*UtPV**I100 | R&D | Moderate | * | UtilityPV | * | * | Interest Rate Nominal | bar: 2021 to 2050
RC*UtPV**I100 | R&D | Conservative | * | UtilityPV | * | * | Interest Rate Nominal | bar: 2021 to 2050
RA*UtPV**C2126 | R&D | Advanced | * | UtilityPV | * | * | Calculated Interest Rate Real | 4.39% | 4.39% | 4.39% | 4.39% | 4.39% | 4.39% | 4.39% | 4.39% | 4.39% | 4.39% | 4.39% | 4.39% | 4.39% | 4.39% | 4.39% | 4.39% | 4.39% | 4.39% | 4.39% | 4.39% | 4.39% | 4.39% | 4.39% | 4.39% | 4.39% | 4.39% | 4.39% | 4.39% | 4.39% | 4.39%
RM*UtPV**C2126 | R&D | Moderate | * | UtilityPV | * | * | Calculated Interest Rate Real | 4.39% | 4.39% | 4.39% | 4.39% | 4.39% | 4.39% | 4.39% | 4.39% | 4.39% | 4.39% | 4.39% | 4.39% | 4.39% | 4.39% | 4.39% | 4.39% | 4.39% | 4.39% | 4.39% | 4.39% | 4.39% | 4.39% | 4.39% | 4.39% | 4.39% | 4.39% | 4.39% | 4.39% | 4.39% | 4.39%
RC*UtPV**C2126 | R&D | Conservative | * | UtilityPV | * | * | Calculated Interest Rate Real | 4.39% | 4.39% | 4.39% | 4.39% | 4.39% | 4.39% | 4.39% | 4.39% | 4.39% | 4.39% | 4.39% | 4.39% | 4.39% | 4.39% | 4.39% | 4.39% | 4.39% | 4.39% | 4.39% | 4.39% | 4.39% | 4.39% | 4.39% | 4.39% | 4.39% | 4.39% | 4.39% | 4.39% | 4.39% | 4.39%
R**UtPV**I00 | R&D | * | * | UtilityPV | * | * | Interest During Construction - Nominal | 6.5% | 6.5% | 6.5% | 6.5% | 6.5% | 6.5% | 6.5% | 6.5% | 6.5% | 6.5% | 6.5% | 6.5% | 6.5% | 6.5% | 6.5% | 6.5% | 6.5% | 6.5% | 6.5% | 6.5% | 6.5% | 6.5% | 6.5% | 6.5% | 6.5% | 6.5% | 6.5% | 6.5% | 6.5% | 6.5%
RA*UtPV**R10 | R&D | Advanced | * | UtilityPV | * | * | Rate of Return on Equity Nominal | 8.8% | 8.8% | 8.8% | 8.8% | 8.8% | 8.8% | 8.8% | 8.8% | 8.8% | 8.8% | 8.8% | 8.8% | 8.8% | 8.8% | 8.8% | 8.8% | 8.8% | 8.8% | 8.8% | 8.8% | 8.8% | 8.8% | 8.8% | 8.8% | 8.8% | 8.8% | 8.8% | 8.8% | 8.8% | 8.8%
RM*UtPV**R10 | R&D | Moderate | * | UtilityPV | * | * | Rate of Return on Equity Nominal | 8.8% | 8.8% | 8.8% | 8.8% | 8.8% | 8.8% | 8.8% | 8.8% | 8.8% | 8.8% | 8.8% | 8.8% | 8.8% | 8.8% | 8.8% | 8.8% | 8.8% | 8.8% | 8.8% | 8.8% | 8.8% | 8.8% | 8.8% | 8.8% | 8.8% | 8.8% | 8.8% | 8.8% | 8.8% | 8.8%
RC*UtPV**R10 | R&D | Conservative | * | UtilityPV | * | * | Rate of Return on Equity Nominal | 8.8% | 8.8% | 8.8% | 8.8% | 8.8% | 8.8% | 8.8% | 8.8% | 8.8% | 8.8% | 8.8% | 8.8% | 8.8% | 8.8% | 8.8% | 8.8% | 8.8% | 8.8% | 8.8% | 8.8% | 8.8% | 8.8% | 8.8% | 8.8% | 8.8% | 8.8% | 8.8% | 8.8% | 8.8% | 8.8%
RA*UtPV**C1237 | R&D | Advanced | * | UtilityPV | * | * | Calculated Rate of Return on Equity Real | 6.146% | 6.146% | 6.146% | 6.146% | 6.146% | 6.146% | 6.146% | 6.146% | 6.146% | 6.146% | 6.146% | 6.146% | 6.146% | 6.146% | 6.146% | 6.146% | 6.146% | 6.146% | 6.146% | 6.146% | 6.146% | 6.146% | 6.146% | 6.146% | 6.146% | 6.146% | 6.146% | 6.146% | 6.146% | 6.146%
RM*UtPV**C1237 | R&D | Moderate | * | UtilityPV | * | * | Calculated Rate of Return on Equity Real | 6.146% | 6.146% | 6.146% | 6.146% | 6.146% | 6.146% | 6.146% | 6.146% | 6.146% | 6.146% | 6.146% | 6.146% | 6.146% | 6.146% | 6.146% | 6.146% | 6.146% | 6.146% | 6.146% | 6.146% | 6.146% | 6.146% | 6.146% | 6.146% | 6.146% | 6.146% | 6.146% | 6.146% | 6.146% | 6.146%
RC*UtPV**C1237 | R&D | Conservative | * | UtilityPV | * | * | Calculated Rate of Return on Equity Real | 6.146% | 6.146% | 6.146% | 6.146% | 6.146% | 6.146% | 6.146% | 6.146% | 6.146% | 6.146% | 6.146% | 6.146% | 6.146% | 6.146% | 6.146% | 6.146% | 6.146% | 6.146% | 6.146% | 6.146% | 6.146% | 6.146% | 6.146% | 6.146% | 6.146% | 6.146% | 6.146% | 6.146% | 6.146% | 6.146%
RA*UtPV**D00 | R&D | Advanced | * | UtilityPV | * | * | Debt Fraction | 73.8% | 73.8% | 73.8% | 73.8% | 73.8% | 73.8% | 73.8% | 73.8% | 73.8% | 73.8% | 73.8% | 73.8% | 73.8% | 73.8% | 73.8% | 73.8% | 73.8% | 73.8% | 73.8% | 73.8% | 73.8% | 73.8% | 73.8% | 73.8% | 73.8% | 73.8% | 73.8% | 73.8% | 73.8% | 73.8%
RM*UtPV**D00 | R&D | Moderate | * | UtilityPV | * | * | Debt Fraction | 73.8% | 73.8% | 73.8% | 73.8% | 73.8% | 73.8% | 73.8% | 73.8% | 73.8% | 73.8% | 73.8% | 73.8% | 73.8% | 73.8% | 73.8% | 73.8% | 73.8% | 73.8% | 73.8% | 73.8% | 73.8% | 73.8% | 73.8% | 73.8% | 73.8% | 73.8% | 73.8% | 73.8% | 73.8% | 73.8%
RC*UtPV**D00 | R&D | Conservative | * | UtilityPV | * | * | Debt Fraction | 73.8% | 73.8% | 73.8% | 73.8% | 73.8% | 73.8% | 73.8% | 73.8% | 73.8% | 73.8% | 73.8% | 73.8% | 73.8% | 73.8% | 73.8% | 73.8% | 73.8% | 73.8% | 73.8% | 73.8% | 73.8% | 73.8% | 73.8% | 73.8% | 73.8% | 73.8% | 73.8% | 73.8% | 73.8% | 73.8%
R**UtPV**T50 | R&D | * | * | UtilityPV | * | * | Tax Rate (Federal and State) | 25.74% | 25.74% | 25.74% | 25.74% | 25.74% | 25.74% | 25.74% | 25.74% | 25.74% | 25.74% | 25.74% | 25.74% | 25.74% | 25.74% | 25.74% | 25.74% | 25.74% | 25.74% | 25.74% | 25.74% | 25.74% | 25.74% | 25.74% | 25.74% | 25.74% | 25.74% | 25.74% | 25.74% | 25.74% | 25.74%
RA*UtPV**W00 | R&D | Advanced | * | UtilityPV | * | * | WACC Nominal | 6.142% | 6.142% | 6.142% | 6.142% | 6.142% | 6.142% | 6.142% | 6.142% | 6.142% | 6.142% | 6.142% | 6.142% | 6.142% | 6.142% | 6.142% | 6.142% | 6.142% | 6.142% | 6.142% | 6.142% | 6.142% | 6.142% | 6.142% | 6.142% | 6.142% | 6.142% | 6.142% | 6.142% | 6.142% | 6.142%
RM*UtPV**W00 | R&D | Moderate | * | UtilityPV | * | * | WACC Nominal | 6.142% | 6.142% | 6.142% | 6.142% | 6.142% | 6.142% | 6.142% | 6.142% | 6.142% | 6.142% | 6.142% | 6.142% | 6.142% | 6.142% | 6.142% | 6.142% | 6.142% | 6.142% | 6.142% | 6.142% | 6.142% | 6.142% | 6.142% | 6.142% | 6.142% | 6.142% | 6.142% | 6.142% | 6.142% | 6.142%
RC*UtPV**W00 | R&D | Conservative | * | UtilityPV | * | * | WACC Nominal | 6.142% | 6.142% | 6.142% | 6.142% | 6.142% | 6.142% | 6.142% | 6.142% | 6.142% | 6.142% | 6.142% | 6.142% | 6.142% | 6.142% | 6.142% | 6.142% | 6.142% | 6.142% | 6.142% | 6.142% | 6.142% | 6.142% | 6.142% | 6.142% | 6.142% | 6.142% | 6.142% | 6.142% | 6.142% | 6.142%
RA*UtPV**W06 | R&D | Advanced | * | UtilityPV | * | * | WACC Real | 3.553% | 3.553% | 3.553% | 3.553% | 3.553% | 3.553% | 3.553% | 3.553% | 3.553% | 3.553% | 3.553% | 3.553% | 3.553% | 3.553% | 3.553% | 3.553% | 3.553% | 3.553% | 3.553% | 3.553% | 3.553% | 3.553% | 3.553% | 3.553% | 3.553% | 3.553% | 3.553% | 3.553% | 3.553% | 3.553%
RM*UtPV**W06 | R&D | Moderate | * | UtilityPV | * | * | WACC Real | 3.553% | 3.553% | 3.553% | 3.553% | 3.553% | 3.553% | 3.553% | 3.553% | 3.553% | 3.553% | 3.553% | 3.553% | 3.553% | 3.553% | 3.553% | 3.553% | 3.553% | 3.553% | 3.553% | 3.553% | 3.553% | 3.553% | 3.553% | 3.553% | 3.553% | 3.553% | 3.553% | 3.553% | 3.553% | 3.553%
RC*UtPV**W06 | R&D | Conservative | * | UtilityPV | * | * | WACC Real | 3.553% | 3.553% | 3.553% | 3.553% | 3.553% | 3.553% | 3.553% | 3.553% | 3.553% | 3.553% | 3.553% | 3.553% | 3.553% | 3.553% | 3.553% | 3.553% | 3.553% | 3.553% | 3.553% | 3.553% | 3.553% | 3.553% | 3.553% | 3.553% | 3.553% | 3.553% | 3.553% | 3.553% | 3.553% | 3.553%
R**CoPV**I110 | R&D | * | * | CommPV | * | * | Inflation Rate | 2.5% | 2.5% | 2.5% | 2.5% | 2.5% | 2.5% | 2.5% | 2.5% | 2.5% | 2.5% | 2.5% | 2.5% | 2.5% | 2.5% | 2.5% | 2.5% | 2.5% | 2.5% | 2.5% | 2.5% | 2.5% | 2.5% | 2.5% | 2.5% | 2.5% | 2.5% | 2.5% | 2.5% | 2.5% | 2.5%
RA*CoPV**I100 | R&D | Advanced | * | CommPV | * | * | Interest Rate Nominal | bar: 2021 to 2050
RM*CoPV**I100 | R&D | Moderate | * | CommPV | * | * | Interest Rate Nominal | bar: 2021 to 2050
RC*CoPV**I100 | R&D | Conservative | * | CommPV | * | * | Interest Rate Nominal | bar: 2021 to 2050
RA*CoPV**C2126 | R&D | Advanced | * | CommPV | * | * | Calculated Interest Rate Real | 4.39% | 4.39% | 4.39% | 4.39% | 4.39% | 4.39% | 4.39% | 4.39% | 4.39% | 4.39% | 4.39% | 4.39% | 4.39% | 4.39% | 4.39% | 4.39% | 4.39% | 4.39% | 4.39% | 4.39% | 4.39% | 4.39% | 4.39% | 4.39% | 4.39% | 4.39% | 4.39% | 4.39% | 4.39% | 4.39%
RM*CoPV**C2126 | R&D | Moderate | * | CommPV | * | * | Calculated Interest Rate Real | 4.39% | 4.39% | 4.39% | 4.39% | 4.39% | 4.39% | 4.39% | 4.39% | 4.39% | 4.39% | 4.39% | 4.39% | 4.39% | 4.39% | 4.39% | 4.39% | 4.39% | 4.39% | 4.39% | 4.39% | 4.39% | 4.39% | 4.39% | 4.39% | 4.39% | 4.39% | 4.39% | 4.39% | 4.39% | 4.39%
RC*CoPV**C2126 | R&D | Conservative | * | CommPV | * | * | Calculated Interest Rate Real | 4.39% | 4.39% | 4.39% | 4.39% | 4.39% | 4.39% | 4.39% | 4.39% | 4.39% | 4.39% | 4.39% | 4.39% | 4.39% | 4.39% | 4.39% | 4.39% | 4.39% | 4.39% | 4.39% | 4.39% | 4.39% | 4.39% | 4.39% | 4.39% | 4.39% | 4.39% | 4.39% | 4.39% | 4.39% | 4.39%
R**CoPV**I00 | R&D | * | * | CommPV | * | * | Interest During Construction - Nominal | 6.5% | 6.5% | 6.5% | 6.5% | 6.5% | 6.5% | 6.5% | 6.5% | 6.5% | 6.5% | 6.5% | 6.5% | 6.5% | 6.5% | 6.5% | 6.5% | 6.5% | 6.5% | 6.5% | 6.5% | 6.5% | 6.5% | 6.5% | 6.5% | 6.5% | 6.5% | 6.5% | 6.5% | 6.5% | 6.5%
RA*CoPV**R10 | R&D | Advanced | * | CommPV | * | * | Rate of Return on Equity Nominal | 9.8% | 9.8% | 9.8% | 9.8% | 9.8% | 9.8% | 9.8% | 9.8% | 9.8% | 9.8% | 9.8% | 9.8% | 9.8% | 9.8% | 9.8% | 9.8% | 9.8% | 9.8% | 9.8% | 9.8% | 9.8% | 9.8% | 9.8% | 9.8% | 9.8% | 9.8% | 9.8% | 9.8% | 9.8% | 9.8%
RM*CoPV**R10 | R&D | Moderate | * | CommPV | * | * | Rate of Return on Equity Nominal | 9.8% | 9.8% | 9.8% | 9.8% | 9.8% | 9.8% | 9.8% | 9.8% | 9.8% | 9.8% | 9.8% | 9.8% | 9.8% | 9.8% | 9.8% | 9.8% | 9.8% | 9.8% | 9.8% | 9.8% | 9.8% | 9.8% | 9.8% | 9.8% | 9.8% | 9.8% | 9.8% | 9.8% | 9.8% | 9.8%
RC*CoPV**R10 | R&D | Conservative | * | CommPV | * | * | Rate of Return on Equity Nominal | 9.8% | 9.8% | 9.8% | 9.8% | 9.8% | 9.8% | 9.8% | 9.8% | 9.8% | 9.8% | 9.8% | 9.8% | 9.8% | 9.8% | 9.8% | 9.8% | 9.8% | 9.8% | 9.8% | 9.8% | 9.8% | 9.8% | 9.8% | 9.8% | 9.8% | 9.8% | 9.8% | 9.8% | 9.8% | 9.8%
RA*CoPV**C1237 | R&D | Advanced | * | CommPV | * | * | Calculated Rate of Return on Equity Real | 7.122% | 7.122% | 7.122% | 7.122% | 7.122% | 7.122% | 7.122% | 7.122% | 7.122% | 7.122% | 7.122% | 7.122% | 7.122% | 7.122% | 7.122% | 7.122% | 7.122% | 7.122% | 7.122% | 7.122% | 7.122% | 7.122% | 7.122% | 7.122% | 7.122% | 7.122% | 7.122% | 7.122% | 7.122% | 7.122%
RM*CoPV**C1237 | R&D | Moderate | * | CommPV | * | * | Calculated Rate of Return on Equity Real | 7.122% | 7.122% | 7.122% | 7.122% | 7.122% | 7.122% | 7.122% | 7.122% | 7.122% | 7.122% | 7.122% | 7.122% | 7.122% | 7.122% | 7.122% | 7.122% | 7.122% | 7.122% | 7.122% | 7.122% | 7.122% | 7.122% | 7.122% | 7.122% | 7.122% | 7.122% | 7.122% | 7.122% | 7.122% | 7.122%
RC*CoPV**C1237 | R&D | Conservative | * | CommPV | * | * | Calculated Rate of Return on Equity Real | 7.122% | 7.122% | 7.122% | 7.122% | 7.122% | 7.122% | 7.122% | 7.122% | 7.122% | 7.122% | 7.122% | 7.122% | 7.122% | 7.122% | 7.122% | 7.122% | 7.122% | 7.122% | 7.122% | 7.122% | 7.122% | 7.122% | 7.122% | 7.122% | 7.122% | 7.122% | 7.122% | 7.122% | 7.122% | 7.122%
RA*CoPV**D00 | R&D | Advanced | * | CommPV | * | * | Debt Fraction | 74.42% | 74.42% | 74.42% | 74.42% | 74.42% | 74.42% | 74.42% | 74.42% | 74.42% | 74.42% | 74.42% | 74.42% | 74.42% | 74.42% | 74.42% | 74.42% | 74.42% | 74.42% | 74.42% | 74.42% | 74.42% | 74.42% | 74.42% | 74.42% | 74.42% | 74.42% | 74.42% | 74.42% | 74.42% | 74.42%
RM*CoPV**D00 | R&D | Moderate | * | CommPV | * | * | Debt Fraction | 74.42% | 74.42% | 74.42% | 74.42% | 74.42% | 74.42% | 74.42% | 74.42% | 74.42% | 74.42% | 74.42% | 74.42% | 74.42% | 74.42% | 74.42% | 74.42% | 74.42% | 74.42% | 74.42% | 74.42% | 74.42% | 74.42% | 74.42% | 74.42% | 74.42% | 74.42% | 74.42% | 74.42% | 74.42% | 74.42%
RC*CoPV**D00 | R&D | Conservative | * | CommPV | * | * | Debt Fraction | 74.42% | 74.42% | 74.42% | 74.42% | 74.42% | 74.42% | 74.42% | 74.42% | 74.42% | 74.42% | 74.42% | 74.42% | 74.42% | 74.42% | 74.42% | 74.42% | 74.42% | 74.42% | 74.42% | 74.42% | 74.42% | 74.42% | 74.42% | 74.42% | 74.42% | 74.42% | 74.42% | 74.42% | 74.42% | 74.42%
R**CoPV**T50 | R&D | * | * | CommPV | * | * | Tax Rate (Federal and State) | 25.74% | 25.74% | 25.74% | 25.74% | 25.74% | 25.74% | 25.74% | 25.74% | 25.74% | 25.74% | 25.74% | 25.74% | 25.74% | 25.74% | 25.74% | 25.74% | 25.74% | 25.74% | 25.74% | 25.74% | 25.74% | 25.74% | 25.74% | 25.74% | 25.74% | 25.74% | 25.74% | 25.74% | 25.74% | 25.74%
RA*CoPV**W00 | R&D | Advanced | * | CommPV | * | * | WACC Nominal | 6.375% | 6.375% | 6.375% | 6.375% | 6.375% | 6.375% | 6.375% | 6.375% | 6.375% | 6.375% | 6.375% | 6.375% | 6.375% | 6.375% | 6.375% | 6.375% | 6.375% | 6.375% | 6.375% | 6.375% | 6.375% | 6.375% | 6.375% | 6.375% | 6.375% | 6.375% | 6.375% | 6.375% | 6.375% | 6.375%
RM*CoPV**W00 | R&D | Moderate | * | CommPV | * | * | WACC Nominal | 6.375% | 6.375% | 6.375% | 6.375% | 6.375% | 6.375% | 6.375% | 6.375% | 6.375% | 6.375% | 6.375% | 6.375% | 6.375% | 6.375% | 6.375% | 6.375% | 6.375% | 6.375% | 6.375% | 6.375% | 6.375% | 6.375% | 6.375% | 6.375% | 6.375% | 6.375% | 6.375% | 6.375% | 6.375% | 6.375%
RC*CoPV**W00 | R&D | Conservative | * | CommPV | * | * | WACC Nominal | 6.375% | 6.375% | 6.375% | 6.375% | 6.375% | 6.375% | 6.375% | 6.375% | 6.375% | 6.375% | 6.375% | 6.375% | 6.375% | 6.375% | 6.375% | 6.375% | 6.375% | 6.375% | 6.375% | 6.375% | 6.375% | 6.375% | 6.375% | 6.375% | 6.375% | 6.375% | 6.375% | 6.375% | 6.375% | 6.375%
RA*CoPV**W06 | R&D | Advanced | * | CommPV | * | * | WACC Real | 3.781% | 3.781% | 3.781% | 3.781% | 3.781% | 3.781% | 3.781% | 3.781% | 3.781% | 3.781% | 3.781% | 3.781% | 3.781% | 3.781% | 3.781% | 3.781% | 3.781% | 3.781% | 3.781% | 3.781% | 3.781% | 3.781% | 3.781% | 3.781% | 3.781% | 3.781% | 3.781% | 3.781% | 3.781% | 3.781%
RM*CoPV**W06 | R&D | Moderate | * | CommPV | * | * | WACC Real | 3.781% | 3.781% | 3.781% | 3.781% | 3.781% | 3.781% | 3.781% | 3.781% | 3.781% | 3.781% | 3.781% | 3.781% | 3.781% | 3.781% | 3.781% | 3.781% | 3.781% | 3.781% | 3.781% | 3.781% | 3.781% | 3.781% | 3.781% | 3.781% | 3.781% | 3.781% | 3.781% | 3.781% | 3.781% | 3.781%
RC*CoPV**W06 | R&D | Conservative | * | CommPV | * | * | WACC Real | 3.781% | 3.781% | 3.781% | 3.781% | 3.781% | 3.781% | 3.781% | 3.781% | 3.781% | 3.781% | 3.781% | 3.781% | 3.781% | 3.781% | 3.781% | 3.781% | 3.781% | 3.781% | 3.781% | 3.781% | 3.781% | 3.781% | 3.781% | 3.781% | 3.781% | 3.781% | 3.781% | 3.781% | 3.781% | 3.781%
R**RePV**I110 | R&D | * | * | ResPV | * | * | Inflation Rate | 2.5% | 2.5% | 2.5% | 2.5% | 2.5% | 2.5% | 2.5% | 2.5% | 2.5% | 2.5% | 2.5% | 2.5% | 2.5% | 2.5% | 2.5% | 2.5% | 2.5% | 2.5% | 2.5% | 2.5% | 2.5% | 2.5% | 2.5% | 2.5% | 2.5% | 2.5% | 2.5% | 2.5% | 2.5% | 2.5%
RA*RePV**I100 | R&D | Advanced | * | ResPV | * | * | Interest Rate Nominal | bar: 2021 to 2050
RM*RePV**I100 | R&D | Moderate | * | ResPV | * | * | Interest Rate Nominal | bar: 2021 to 2050
RC*RePV**I100 | R&D | Conservative | * | ResPV | * | * | Interest Rate Nominal | bar: 2021 to 2050
RA*RePV**C2126 | R&D | Advanced | * | ResPV | * | * | Calculated Interest Rate Real | 4.39% | 4.39% | 4.39% | 4.39% | 4.39% | 4.39% | 4.39% | 4.39% | 4.39% | 4.39% | 4.39% | 4.39% | 4.39% | 4.39% | 4.39% | 4.39% | 4.39% | 4.39% | 4.39% | 4.39% | 4.39% | 4.39% | 4.39% | 4.39% | 4.39% | 4.39% | 4.39% | 4.39% | 4.39% | 4.39%
RM*RePV**C2126 | R&D | Moderate | * | ResPV | * | * | Calculated Interest Rate Real | 4.39% | 4.39% | 4.39% | 4.39% | 4.39% | 4.39% | 4.39% | 4.39% | 4.39% | 4.39% | 4.39% | 4.39% | 4.39% | 4.39% | 4.39% | 4.39% | 4.39% | 4.39% | 4.39% | 4.39% | 4.39% | 4.39% | 4.39% | 4.39% | 4.39% | 4.39% | 4.39% | 4.39% | 4.39% | 4.39%
RC*RePV**C2126 | R&D | Conservative | * | ResPV | * | * | Calculated Interest Rate Real | 4.39% | 4.39% | 4.39% | 4.39% | 4.39% | 4.39% | 4.39% | 4.39% | 4.39% | 4.39% | 4.39% | 4.39% | 4.39% | 4.39% | 4.39% | 4.39% | 4.39% | 4.39% | 4.39% | 4.39% | 4.39% | 4.39% | 4.39% | 4.39% | 4.39% | 4.39% | 4.39% | 4.39% | 4.39% | 4.39%
R**RePV**I00 | R&D | * | * | ResPV | * | * | Interest During Construction - Nominal | 6.5% | 6.5% | 6.5% | 6.5% | 6.5% | 6.5% | 6.5% | 6.5% | 6.5% | 6.5% | 6.5% | 6.5% | 6.5% | 6.5% | 6.5% | 6.5% | 6.5% | 6.5% | 6.5% | 6.5% | 6.5% | 6.5% | 6.5% | 6.5% | 6.5% | 6.5% | 6.5% | 6.5% | 6.5% | 6.5%
RA*RePV**R10 | R&D | Advanced | * | ResPV | * | * | Rate of Return on Equity Nominal | 9.8% | 9.8% | 9.8% | 9.8% | 9.8% | 9.8% | 9.8% | 9.8% | 9.8% | 9.8% | 9.8% | 9.8% | 9.8% | 9.8% | 9.8% | 9.8% | 9.8% | 9.8% | 9.8% | 9.8% | 9.8% | 9.8% | 9.8% | 9.8% | 9.8% | 9.8% | 9.8% | 9.8% | 9.8% | 9.8%
RM*RePV**R10 | R&D | Moderate | * | ResPV | * | * | Rate of Return on Equity Nominal | 9.8% | 9.8% | 9.8% | 9.8% | 9.8% | 9.8% | 9.8% | 9.8% | 9.8% | 9.8% | 9.8% | 9.8% | 9.8% | 9.8% | 9.8% | 9.8% | 9.8% | 9.8% | 9.8% | 9.8% | 9.8% | 9.8% | 9.8% | 9.8% | 9.8% | 9.8% | 9.8% | 9.8% | 9.8% | 9.8%
RC*RePV**R10 | R&D | Conservative | * | ResPV | * | * | Rate of Return on Equity Nominal | 9.8% | 9.8% | 9.8% | 9.8% | 9.8% | 9.8% | 9.8% | 9.8% | 9.8% | 9.8% | 9.8% | 9.8% | 9.8% | 9.8% | 9.8% | 9.8% | 9.8% | 9.8% | 9.8% | 9.8% | 9.8% | 9.8% | 9.8% | 9.8% | 9.8% | 9.8% | 9.8% | 9.8% | 9.8% | 9.8%
RA*RePV**C1237 | R&D | Advanced | * | ResPV | * | * | Calculated Rate of Return on Equity Real | 7.122% | 7.122% | 7.122% | 7.122% | 7.122% | 7.122% | 7.122% | 7.122% | 7.122% | 7.122% | 7.122% | 7.122% | 7.122% | 7.122% | 7.122% | 7.122% | 7.122% | 7.122% | 7.122% | 7.122% | 7.122% | 7.122% | 7.122% | 7.122% | 7.122% | 7.122% | 7.122% | 7.122% | 7.122% | 7.122%
RM*RePV**C1237 | R&D | Moderate | * | ResPV | * | * | Calculated Rate of Return on Equity Real | 7.122% | 7.122% | 7.122% | 7.122% | 7.122% | 7.122% | 7.122% | 7.122% | 7.122% | 7.122% | 7.122% | 7.122% | 7.122% | 7.122% | 7.122% | 7.122% | 7.122% | 7.122% | 7.122% | 7.122% | 7.122% | 7.122% | 7.122% | 7.122% | 7.122% | 7.122% | 7.122% | 7.122% | 7.122% | 7.122%
RC*RePV**C1237 | R&D | Conservative | * | ResPV | * | * | Calculated Rate of Return on Equity Real | 7.122% | 7.122% | 7.122% | 7.122% | 7.122% | 7.122% | 7.122% | 7.122% | 7.122% | 7.122% | 7.122% | 7.122% | 7.122% | 7.122% | 7.122% | 7.122% | 7.122% | 7.122% | 7.122% | 7.122% | 7.122% | 7.122% | 7.122% | 7.122% | 7.122% | 7.122% | 7.122% | 7.122% | 7.122% | 7.122%
RA*RePV**D00 | R&D | Advanced | * | ResPV | * | * | Debt Fraction | 74.43% | 74.43% | 74.43% | 74.43% | 74.43% | 74.43% | 74.43% | 74.43% | 74.43% | 74.43% | 74.43% | 74.43% | 74.43% | 74.43% | 74.43% | 74.43% | 74.43% | 74.43% | 74.43% | 74.43% | 74.43% | 74.43% | 74.43% | 74.43% | 74.43% | 74.43% | 74.43% | 74.43% | 74.43% | 74.43%
RM*RePV**D00 | R&D | Moderate | * | ResPV | * | * | Debt Fraction | 74.43% | 74.43% | 74.43% | 74.43% | 74.43% | 74.43% | 74.43% | 74.43% | 74.43% | 74.43% | 74.43% | 74.43% | 74.43% | 74.43% | 74.43% | 74.43% | 74.43% | 74.43% | 74.43% | 74.43% | 74.43% | 74.43% | 74.43% | 74.43% | 74.43% | 74.43% | 74.43% | 74.43% | 74.43% | 74.43%
RC*RePV**D00 | R&D | Conservative | * | ResPV | * | * | Debt Fraction | 74.43% | 74.43% | 74.43% | 74.43% | 74.43% | 74.43% | 74.43% | 74.43% | 74.43% | 74.43% | 74.43% | 74.43% | 74.43% | 74.43% | 74.43% | 74.43% | 74.43% | 74.43% | 74.43% | 74.43% | 74.43% | 74.43% | 74.43% | 74.43% | 74.43% | 74.43% | 74.43% | 74.43% | 74.43% | 74.43%
R**RePV**T50 | R&D | * | * | ResPV | * | * | Tax Rate (Federal and State) | 25.74% | 25.74% | 25.74% | 25.74% | 25.74% | 25.74% | 25.74% | 25.74% | 25.74% | 25.74% | 25.74% | 25.74% | 25.74% | 25.74% | 25.74% | 25.74% | 25.74% | 25.74% | 25.74% | 25.74% | 25.74% | 25.74% | 25.74% | 25.74% | 25.74% | 25.74% | 25.74% | 25.74% | 25.74% | 25.74%
RA*RePV**W00 | R&D | Advanced | * | ResPV | * | * | WACC Nominal | 6.375% | 6.375% | 6.375% | 6.375% | 6.375% | 6.375% | 6.375% | 6.375% | 6.375% | 6.375% | 6.375% | 6.375% | 6.375% | 6.375% | 6.375% | 6.375% | 6.375% | 6.375% | 6.375% | 6.375% | 6.375% | 6.375% | 6.375% | 6.375% | 6.375% | 6.375% | 6.375% | 6.375% | 6.375% | 6.375%
RM*RePV**W00 | R&D | Moderate | * | ResPV | * | * | WACC Nominal | 6.375% | 6.375% | 6.375% | 6.375% | 6.375% | 6.375% | 6.375% | 6.375% | 6.375% | 6.375% | 6.375% | 6.375% | 6.375% | 6.375% | 6.375% | 6.375% | 6.375% | 6.375% | 6.375% | 6.375% | 6.375% | 6.375% | 6.375% | 6.375% | 6.375% | 6.375% | 6.375% | 6.375% | 6.375% | 6.375%
RC*RePV**W00 | R&D | Conservative | * | ResPV | * | * | WACC Nominal | 6.375% | 6.375% | 6.375% | 6.375% | 6.375% | 6.375% | 6.375% | 6.375% | 6.375% | 6.375% | 6.375% | 6.375% | 6.375% | 6.375% | 6.375% | 6.375% | 6.375% | 6.375% | 6.375% | 6.375% | 6.375% | 6.375% | 6.375% | 6.375% | 6.375% | 6.375% | 6.375% | 6.375% | 6.375% | 6.375%
RA*RePV**W06 | R&D | Advanced | * | ResPV | * | * | WACC Real | 3.78% | 3.78% | 3.78% | 3.78% | 3.78% | 3.78% | 3.78% | 3.78% | 3.78% | 3.78% | 3.78% | 3.78% | 3.78% | 3.78% | 3.78% | 3.78% | 3.78% | 3.78% | 3.78% | 3.78% | 3.78% | 3.78% | 3.78% | 3.78% | 3.78% | 3.78% | 3.78% | 3.78% | 3.78% | 3.78%
RM*RePV**W06 | R&D | Moderate | * | ResPV | * | * | WACC Real | 3.78% | 3.78% | 3.78% | 3.78% | 3.78% | 3.78% | 3.78% | 3.78% | 3.78% | 3.78% | 3.78% | 3.78% | 3.78% | 3.78% | 3.78% | 3.78% | 3.78% | 3.78% | 3.78% | 3.78% | 3.78% | 3.78% | 3.78% | 3.78% | 3.78% | 3.78% | 3.78% | 3.78% | 3.78% | 3.78%
RC*RePV**W06 | R&D | Conservative | * | ResPV | * | * | WACC Real | 3.78% | 3.78% | 3.78% | 3.78% | 3.78% | 3.78% | 3.78% | 3.78% | 3.78% | 3.78% | 3.78% | 3.78% | 3.78% | 3.78% | 3.78% | 3.78% | 3.78% | 3.78% | 3.78% | 3.78% | 3.78% | 3.78% | 3.78% | 3.78% | 3.78% | 3.78% | 3.78% | 3.78% | 3.78% | 3.78%
R**CSSP**I110 | R&D | * | * | CSP | * | * | Inflation Rate | 2.5% | 2.5% | 2.5% | 2.5% | 2.5% | 2.5% | 2.5% | 2.5% | 2.5% | 2.5% | 2.5% | 2.5% | 2.5% | 2.5% | 2.5% | 2.5% | 2.5% | 2.5% | 2.5% | 2.5% | 2.5% | 2.5% | 2.5% | 2.5% | 2.5% | 2.5% | 2.5% | 2.5% | 2.5% | 2.5%
RA*CSSP**I100 | R&D | Advanced | * | CSP | * | * | Interest Rate Nominal | bar: 2021 to 2050
RM*CSSP**I100 | R&D | Moderate | * | CSP | * | * | Interest Rate Nominal | bar: 2021 to 2050
RC*CSSP**I100 | R&D | Conservative | * | CSP | * | * | Interest Rate Nominal | bar: 2021 to 2050
RA*CSSP**C2126 | R&D | Advanced | * | CSP | * | * | Calculated Interest Rate Real | 4.39% | 4.39% | 4.39% | 4.39% | 4.39% | 4.39% | 4.39% | 4.39% | 4.39% | 4.39% | 4.39% | 4.39% | 4.39% | 4.39% | 4.39% | 4.39% | 4.39% | 4.39% | 4.39% | 4.39% | 4.39% | 4.39% | 4.39% | 4.39% | 4.39% | 4.39% | 4.39% | 4.39% | 4.39% | 4.39%
RM*CSSP**C2126 | R&D | Moderate | * | CSP | * | * | Calculated Interest Rate Real | 4.39% | 4.39% | 4.39% | 4.39% | 4.39% | 4.39% | 4.39% | 4.39% | 4.39% | 4.39% | 4.39% | 4.39% | 4.39% | 4.39% | 4.39% | 4.39% | 4.39% | 4.39% | 4.39% | 4.39% | 4.39% | 4.39% | 4.39% | 4.39% | 4.39% | 4.39% | 4.39% | 4.39% | 4.39% | 4.39%
RC*CSSP**C2126 | R&D | Conservative | * | CSP | * | * | Calculated Interest Rate Real | 4.39% | 4.39% | 4.39% | 4.39% | 4.39% | 4.39% | 4.39% | 4.39% | 4.39% | 4.39% | 4.39% | 4.39% | 4.39% | 4.39% | 4.39% | 4.39% | 4.39% | 4.39% | 4.39% | 4.39% | 4.39% | 4.39% | 4.39% | 4.39% | 4.39% | 4.39% | 4.39% | 4.39% | 4.39% | 4.39%
R**CSSP**I00 | R&D | * | * | CSP | * | * | Interest During Construction - Nominal | 6.5% | 6.5% | 6.5% | 6.5% | 6.5% | 6.5% | 6.5% | 6.5% | 6.5% | 6.5% | 6.5% | 6.5% | 6.5% | 6.5% | 6.5% | 6.5% | 6.5% | 6.5% | 6.5% | 6.5% | 6.5% | 6.5% | 6.5% | 6.5% | 6.5% | 6.5% | 6.5% | 6.5% | 6.5% | 6.5%
RA*CSSP**R10 | R&D | Advanced | * | CSP | * | * | Rate of Return on Equity Nominal | 11% | 11% | 11% | 11% | 11% | 11% | 11% | 11% | 11% | 11% | 11% | 11% | 11% | 11% | 11% | 11% | 11% | 11% | 11% | 11% | 11% | 11% | 11% | 11% | 11% | 11% | 11% | 11% | 11% | 11%
RM*CSSP**R10 | R&D | Moderate | * | CSP | * | * | Rate of Return on Equity Nominal | 11% | 11% | 11% | 11% | 11% | 11% | 11% | 11% | 11% | 11% | 11% | 11% | 11% | 11% | 11% | 11% | 11% | 11% | 11% | 11% | 11% | 11% | 11% | 11% | 11% | 11% | 11% | 11% | 11% | 11%
RC*CSSP**R10 | R&D | Conservative | * | CSP | * | * | Rate of Return on Equity Nominal | 11% | 11% | 11% | 11% | 11% | 11% | 11% | 11% | 11% | 11% | 11% | 11% | 11% | 11% | 11% | 11% | 11% | 11% | 11% | 11% | 11% | 11% | 11% | 11% | 11% | 11% | 11% | 11% | 11% | 11%
RA*CSSP**C1237 | R&D | Advanced | * | CSP | * | * | Calculated Rate of Return on Equity Real | 8.293% | 8.293% | 8.293% | 8.293% | 8.293% | 8.293% | 8.293% | 8.293% | 8.293% | 8.293% | 8.293% | 8.293% | 8.293% | 8.293% | 8.293% | 8.293% | 8.293% | 8.293% | 8.293% | 8.293% | 8.293% | 8.293% | 8.293% | 8.293% | 8.293% | 8.293% | 8.293% | 8.293% | 8.293% | 8.293%
RM*CSSP**C1237 | R&D | Moderate | * | CSP | * | * | Calculated Rate of Return on Equity Real | 8.293% | 8.293% | 8.293% | 8.293% | 8.293% | 8.293% | 8.293% | 8.293% | 8.293% | 8.293% | 8.293% | 8.293% | 8.293% | 8.293% | 8.293% | 8.293% | 8.293% | 8.293% | 8.293% | 8.293% | 8.293% | 8.293% | 8.293% | 8.293% | 8.293% | 8.293% | 8.293% | 8.293% | 8.293% | 8.293%
RC*CSSP**C1237 | R&D | Conservative | * | CSP | * | * | Calculated Rate of Return on Equity Real | 8.293% | 8.293% | 8.293% | 8.293% | 8.293% | 8.293% | 8.293% | 8.293% | 8.293% | 8.293% | 8.293% | 8.293% | 8.293% | 8.293% | 8.293% | 8.293% | 8.293% | 8.293% | 8.293% | 8.293% | 8.293% | 8.293% | 8.293% | 8.293% | 8.293% | 8.293% | 8.293% | 8.293% | 8.293% | 8.293%
RA*CSSP**D00 | R&D | Advanced | * | CSP | * | * | Debt Fraction | 70.83% | 70.83% | 70.83% | 70.83% | 70.83% | 70.83% | 70.83% | 70.83% | 70.83% | 70.83% | 70.83% | 70.83% | 70.83% | 70.83% | 70.83% | 70.83% | 70.83% | 70.83% | 70.83% | 70.83% | 70.83% | 70.83% | 70.83% | 70.83% | 70.83% | 70.83% | 70.83% | 70.83% | 70.83% | 70.83%
RM*CSSP**D00 | R&D | Moderate | * | CSP | * | * | Debt Fraction | 70.83% | 70.83% | 70.83% | 70.83% | 70.83% | 70.83% | 70.83% | 70.83% | 70.83% | 70.83% | 70.83% | 70.83% | 70.83% | 70.83% | 70.83% | 70.83% | 70.83% | 70.83% | 70.83% | 70.83% | 70.83% | 70.83% | 70.83% | 70.83% | 70.83% | 70.83% | 70.83% | 70.83% | 70.83% | 70.83%
RC*CSSP**D00 | R&D | Conservative | * | CSP | * | * | Debt Fraction | 70.83% | 70.83% | 70.83% | 70.83% | 70.83% | 70.83% | 70.83% | 70.83% | 70.83% | 70.83% | 70.83% | 70.83% | 70.83% | 70.83% | 70.83% | 70.83% | 70.83% | 70.83% | 70.83% | 70.83% | 70.83% | 70.83% | 70.83% | 70.83% | 70.83% | 70.83% | 70.83% | 70.83% | 70.83% | 70.83%
R**CSSP**T50 | R&D | * | * | CSP | * | * | Tax Rate (Federal and State) | 25.74% | 25.74% | 25.74% | 25.74% | 25.74% | 25.74% | 25.74% | 25.74% | 25.74% | 25.74% | 25.74% | 25.74% | 25.74% | 25.74% | 25.74% | 25.74% | 25.74% | 25.74% | 25.74% | 25.74% | 25.74% | 25.74% | 25.74% | 25.74% | 25.74% | 25.74% | 25.74% | 25.74% | 25.74% | 25.74%
RA*CSSP**W00 | R&D | Advanced | * | CSP | * | * | WACC Nominal | 6.89% | 6.89% | 6.89% | 6.89% | 6.89% | 6.89% | 6.89% | 6.89% | 6.89% | 6.89% | 6.89% | 6.89% | 6.89% | 6.89% | 6.89% | 6.89% | 6.89% | 6.89% | 6.89% | 6.89% | 6.89% | 6.89% | 6.89% | 6.89% | 6.89% | 6.89% | 6.89% | 6.89% | 6.89% | 6.89%
RM*CSSP**W00 | R&D | Moderate | * | CSP | * | * | WACC Nominal | 6.89% | 6.89% | 6.89% | 6.89% | 6.89% | 6.89% | 6.89% | 6.89% | 6.89% | 6.89% | 6.89% | 6.89% | 6.89% | 6.89% | 6.89% | 6.89% | 6.89% | 6.89% | 6.89% | 6.89% | 6.89% | 6.89% | 6.89% | 6.89% | 6.89% | 6.89% | 6.89% | 6.89% | 6.89% | 6.89%
RC*CSSP**W00 | R&D | Conservative | * | CSP | * | * | WACC Nominal | 6.89% | 6.89% | 6.89% | 6.89% | 6.89% | 6.89% | 6.89% | 6.89% | 6.89% | 6.89% | 6.89% | 6.89% | 6.89% | 6.89% | 6.89% | 6.89% | 6.89% | 6.89% | 6.89% | 6.89% | 6.89% | 6.89% | 6.89% | 6.89% | 6.89% | 6.89% | 6.89% | 6.89% | 6.89% | 6.89%
RA*CSSP**W06 | R&D | Advanced | * | CSP | * | * | WACC Real | 4.283% | 4.283% | 4.283% | 4.283% | 4.283% | 4.283% | 4.283% | 4.283% | 4.283% | 4.283% | 4.283% | 4.283% | 4.283% | 4.283% | 4.283% | 4.283% | 4.283% | 4.283% | 4.283% | 4.283% | 4.283% | 4.283% | 4.283% | 4.283% | 4.283% | 4.283% | 4.283% | 4.283% | 4.283% | 4.283%
RM*CSSP**W06 | R&D | Moderate | * | CSP | * | * | WACC Real | 4.283% | 4.283% | 4.283% | 4.283% | 4.283% | 4.283% | 4.283% | 4.283% | 4.283% | 4.283% | 4.283% | 4.283% | 4.283% | 4.283% | 4.283% | 4.283% | 4.283% | 4.283% | 4.283% | 4.283% | 4.283% | 4.283% | 4.283% | 4.283% | 4.283% | 4.283% | 4.283% | 4.283% | 4.283% | 4.283%
RC*CSSP**W06 | R&D | Conservative | * | CSP | * | * | WACC Real | 4.283% | 4.283% | 4.283% | 4.283% | 4.283% | 4.283% | 4.283% | 4.283% | 4.283% | 4.283% | 4.283% | 4.283% | 4.283% | 4.283% | 4.283% | 4.283% | 4.283% | 4.283% | 4.283% | 4.283% | 4.283% | 4.283% | 4.283% | 4.283% | 4.283% | 4.283% | 4.283% | 4.283% | 4.283% | 4.283%
R**Geal**I110 | R&D | * | * | Geothermal | * | * | Inflation Rate | 2.5% | 2.5% | 2.5% | 2.5% | 2.5% | 2.5% | 2.5% | 2.5% | 2.5% | 2.5% | 2.5% | 2.5% | 2.5% | 2.5% | 2.5% | 2.5% | 2.5% | 2.5% | 2.5% | 2.5% | 2.5% | 2.5% | 2.5% | 2.5% | 2.5% | 2.5% | 2.5% | 2.5% | 2.5% | 2.5%
RA*Geal**I100 | R&D | Advanced | * | Geothermal | * | * | Interest Rate Nominal | bar: 2021 to 2050
RM*Geal**I100 | R&D | Moderate | * | Geothermal | * | * | Interest Rate Nominal | bar: 2021 to 2050
RC*Geal**I100 | R&D | Conservative | * | Geothermal | * | * | Interest Rate Nominal | bar: 2021 to 2050
RA*Geal**C2126 | R&D | Advanced | * | Geothermal | * | * | Calculated Interest Rate Real | 4.39% | 4.39% | 4.39% | 4.39% | 4.39% | 4.39% | 4.39% | 4.39% | 4.39% | 4.39% | 4.39% | 4.39% | 4.39% | 4.39% | 4.39% | 4.39% | 4.39% | 4.39% | 4.39% | 4.39% | 4.39% | 4.39% | 4.39% | 4.39% | 4.39% | 4.39% | 4.39% | 4.39% | 4.39% | 4.39%
RM*Geal**C2126 | R&D | Moderate | * | Geothermal | * | * | Calculated Interest Rate Real | 4.39% | 4.39% | 4.39% | 4.39% | 4.39% | 4.39% | 4.39% | 4.39% | 4.39% | 4.39% | 4.39% | 4.39% | 4.39% | 4.39% | 4.39% | 4.39% | 4.39% | 4.39% | 4.39% | 4.39% | 4.39% | 4.39% | 4.39% | 4.39% | 4.39% | 4.39% | 4.39% | 4.39% | 4.39% | 4.39%
RC*Geal**C2126 | R&D | Conservative | * | Geothermal | * | * | Calculated Interest Rate Real | 4.39% | 4.39% | 4.39% | 4.39% | 4.39% | 4.39% | 4.39% | 4.39% | 4.39% | 4.39% | 4.39% | 4.39% | 4.39% | 4.39% | 4.39% | 4.39% | 4.39% | 4.39% | 4.39% | 4.39% | 4.39% | 4.39% | 4.39% | 4.39% | 4.39% | 4.39% | 4.39% | 4.39% | 4.39% | 4.39%
R**Geal**I00 | R&D | * | * | Geothermal | * | * | Interest During Construction - Nominal | bar: 2021 to 2050
RA*Geal**R10 | R&D | Advanced | * | Geothermal | * | * | Rate of Return on Equity Nominal | 11% | 11% | 11% | 11% | 11% | 11% | 11% | 11% | 11% | 11% | 11% | 11% | 11% | 11% | 11% | 11% | 11% | 11% | 11% | 11% | 11% | 11% | 11% | 11% | 11% | 11% | 11% | 11% | 11% | 11%
RM*Geal**R10 | R&D | Moderate | * | Geothermal | * | * | Rate of Return on Equity Nominal | 11% | 11% | 11% | 11% | 11% | 11% | 11% | 11% | 11% | 11% | 11% | 11% | 11% | 11% | 11% | 11% | 11% | 11% | 11% | 11% | 11% | 11% | 11% | 11% | 11% | 11% | 11% | 11% | 11% | 11%
RC*Geal**R10 | R&D | Conservative | * | Geothermal | * | * | Rate of Return on Equity Nominal | 11% | 11% | 11% | 11% | 11% | 11% | 11% | 11% | 11% | 11% | 11% | 11% | 11% | 11% | 11% | 11% | 11% | 11% | 11% | 11% | 11% | 11% | 11% | 11% | 11% | 11% | 11% | 11% | 11% | 11%
RA*Geal**C1237 | R&D | Advanced | * | Geothermal | * | * | Calculated Rate of Return on Equity Real | 8.293% | 8.293% | 8.293% | 8.293% | 8.293% | 8.293% | 8.293% | 8.293% | 8.293% | 8.293% | 8.293% | 8.293% | 8.293% | 8.293% | 8.293% | 8.293% | 8.293% | 8.293% | 8.293% | 8.293% | 8.293% | 8.293% | 8.293% | 8.293% | 8.293% | 8.293% | 8.293% | 8.293% | 8.293% | 8.293%
RM*Geal**C1237 | R&D | Moderate | * | Geothermal | * | * | Calculated Rate of Return on Equity Real | 8.293% | 8.293% | 8.293% | 8.293% | 8.293% | 8.293% | 8.293% | 8.293% | 8.293% | 8.293% | 8.293% | 8.293% | 8.293% | 8.293% | 8.293% | 8.293% | 8.293% | 8.293% | 8.293% | 8.293% | 8.293% | 8.293% | 8.293% | 8.293% | 8.293% | 8.293% | 8.293% | 8.293% | 8.293% | 8.293%
RC*Geal**C1237 | R&D | Conservative | * | Geothermal | * | * | Calculated Rate of Return on Equity Real | 8.293% | 8.293% | 8.293% | 8.293% | 8.293% | 8.293% | 8.293% | 8.293% | 8.293% | 8.293% | 8.293% | 8.293% | 8.293% | 8.293% | 8.293% | 8.293% | 8.293% | 8.293% | 8.293% | 8.293% | 8.293% | 8.293% | 8.293% | 8.293% | 8.293% | 8.293% | 8.293% | 8.293% | 8.293% | 8.293%
RA*Geal**D00 | R&D | Advanced | * | Geothermal | * | * | Debt Fraction | 70.84% | 70.84% | 70.84% | 70.84% | 70.84% | 70.84% | 70.84% | 70.84% | 70.84% | 70.84% | 70.84% | 70.84% | 70.84% | 70.84% | 70.84% | 70.84% | 70.84% | 70.84% | 70.84% | 70.84% | 70.84% | 70.84% | 70.84% | 70.84% | 70.84% | 70.84% | 70.84% | 70.84% | 70.84% | 70.84%
RM*Geal**D00 | R&D | Moderate | * | Geothermal | * | * | Debt Fraction | 70.84% | 70.84% | 70.84% | 70.84% | 70.84% | 70.84% | 70.84% | 70.84% | 70.84% | 70.84% | 70.84% | 70.84% | 70.84% | 70.84% | 70.84% | 70.84% | 70.84% | 70.84% | 70.84% | 70.84% | 70.84% | 70.84% | 70.84% | 70.84% | 70.84% | 70.84% | 70.84% | 70.84% | 70.84% | 70.84%
RC*Geal**D00 | R&D | Conservative | * | Geothermal | * | * | Debt Fraction | 70.84% | 70.84% | 70.84% | 70.84% | 70.84% | 70.84% | 70.84% | 70.84% | 70.84% | 70.84% | 70.84% | 70.84% | 70.84% | 70.84% | 70.84% | 70.84% | 70.84% | 70.84% | 70.84% | 70.84% | 70.84% | 70.84% | 70.84% | 70.84% | 70.84% | 70.84% | 70.84% | 70.84% | 70.84% | 70.84%
R**Geal**T50 | R&D | * | * | Geothermal | * | * | Tax Rate (Federal and State) | 25.74% | 25.74% | 25.74% | 25.74% | 25.74% | 25.74% | 25.74% | 25.74% | 25.74% | 25.74% | 25.74% | 25.74% | 25.74% | 25.74% | 25.74% | 25.74% | 25.74% | 25.74% | 25.74% | 25.74% | 25.74% | 25.74% | 25.74% | 25.74% | 25.74% | 25.74% | 25.74% | 25.74% | 25.74% | 25.74%
RA*Geal**W00 | R&D | Advanced | * | Geothermal | * | * | WACC Nominal | 6.89% | 6.89% | 6.89% | 6.89% | 6.89% | 6.89% | 6.89% | 6.89% | 6.89% | 6.89% | 6.89% | 6.89% | 6.89% | 6.89% | 6.89% | 6.89% | 6.89% | 6.89% | 6.89% | 6.89% | 6.89% | 6.89% | 6.89% | 6.89% | 6.89% | 6.89% | 6.89% | 6.89% | 6.89% | 6.89%
RM*Geal**W00 | R&D | Moderate | * | Geothermal | * | * | WACC Nominal | 6.89% | 6.89% | 6.89% | 6.89% | 6.89% | 6.89% | 6.89% | 6.89% | 6.89% | 6.89% | 6.89% | 6.89% | 6.89% | 6.89% | 6.89% | 6.89% | 6.89% | 6.89% | 6.89% | 6.89% | 6.89% | 6.89% | 6.89% | 6.89% | 6.89% | 6.89% | 6.89% | 6.89% | 6.89% | 6.89%
RC*Geal**W00 | R&D | Conservative | * | Geothermal | * | * | WACC Nominal | 6.89% | 6.89% | 6.89% | 6.89% | 6.89% | 6.89% | 6.89% | 6.89% | 6.89% | 6.89% | 6.89% | 6.89% | 6.89% | 6.89% | 6.89% | 6.89% | 6.89% | 6.89% | 6.89% | 6.89% | 6.89% | 6.89% | 6.89% | 6.89% | 6.89% | 6.89% | 6.89% | 6.89% | 6.89% | 6.89%
RA*Geal**W06 | R&D | Advanced | * | Geothermal | * | * | WACC Real | 4.283% | 4.283% | 4.283% | 4.283% | 4.283% | 4.283% | 4.283% | 4.283% | 4.283% | 4.283% | 4.283% | 4.283% | 4.283% | 4.283% | 4.283% | 4.283% | 4.283% | 4.283% | 4.283% | 4.283% | 4.283% | 4.283% | 4.283% | 4.283% | 4.283% | 4.283% | 4.283% | 4.283% | 4.283% | 4.283%
RM*Geal**W06 | R&D | Moderate | * | Geothermal | * | * | WACC Real | 4.283% | 4.283% | 4.283% | 4.283% | 4.283% | 4.283% | 4.283% | 4.283% | 4.283% | 4.283% | 4.283% | 4.283% | 4.283% | 4.283% | 4.283% | 4.283% | 4.283% | 4.283% | 4.283% | 4.283% | 4.283% | 4.283% | 4.283% | 4.283% | 4.283% | 4.283% | 4.283% | 4.283% | 4.283% | 4.283%
RC*Geal**W06 | R&D | Conservative | * | Geothermal | * | * | WACC Real | 4.283% | 4.283% | 4.283% | 4.283% | 4.283% | 4.283% | 4.283% | 4.283% | 4.283% | 4.283% | 4.283% | 4.283% | 4.283% | 4.283% | 4.283% | 4.283% | 4.283% | 4.283% | 4.283% | 4.283% | 4.283% | 4.283% | 4.283% | 4.283% | 4.283% | 4.283% | 4.283% | 4.283% | 4.283% | 4.283%
R**Hyer**I110 | R&D | * | * | Hydropower | * | * | Inflation Rate | 2.5% | 2.5% | 2.5% | 2.5% | 2.5% | 2.5% | 2.5% | 2.5% | 2.5% | 2.5% | 2.5% | 2.5% | 2.5% | 2.5% | 2.5% | 2.5% | 2.5% | 2.5% | 2.5% | 2.5% | 2.5% | 2.5% | 2.5% | 2.5% | 2.5% | 2.5% | 2.5% | 2.5% | 2.5% | 2.5%
RA*Hyer**I100 | R&D | Advanced | * | Hydropower | * | * | Interest Rate Nominal | bar: 2021 to 2050
RM*Hyer**I100 | R&D | Moderate | * | Hydropower | * | * | Interest Rate Nominal | bar: 2021 to 2050
RC*Hyer**I100 | R&D | Conservative | * | Hydropower | * | * | Interest Rate Nominal | bar: 2021 to 2050
RA*Hyer**C2126 | R&D | Advanced | * | Hydropower | * | * | Calculated Interest Rate Real | 4.39% | 4.39% | 4.39% | 4.39% | 4.39% | 4.39% | 4.39% | 4.39% | 4.39% | 4.39% | 4.39% | 4.39% | 4.39% | 4.39% | 4.39% | 4.39% | 4.39% | 4.39% | 4.39% | 4.39% | 4.39% | 4.39% | 4.39% | 4.39% | 4.39% | 4.39% | 4.39% | 4.39% | 4.39% | 4.39%
RM*Hyer**C2126 | R&D | Moderate | * | Hydropower | * | * | Calculated Interest Rate Real | 4.39% | 4.39% | 4.39% | 4.39% | 4.39% | 4.39% | 4.39% | 4.39% | 4.39% | 4.39% | 4.39% | 4.39% | 4.39% | 4.39% | 4.39% | 4.39% | 4.39% | 4.39% | 4.39% | 4.39% | 4.39% | 4.39% | 4.39% | 4.39% | 4.39% | 4.39% | 4.39% | 4.39% | 4.39% | 4.39%
RC*Hyer**C2126 | R&D | Conservative | * | Hydropower | * | * | Calculated Interest Rate Real | 4.39% | 4.39% | 4.39% | 4.39% | 4.39% | 4.39% | 4.39% | 4.39% | 4.39% | 4.39% | 4.39% | 4.39% | 4.39% | 4.39% | 4.39% | 4.39% | 4.39% | 4.39% | 4.39% | 4.39% | 4.39% | 4.39% | 4.39% | 4.39% | 4.39% | 4.39% | 4.39% | 4.39% | 4.39% | 4.39%
R**Hyer**I00 | R&D | * | * | Hydropower | * | * | Interest During Construction - Nominal | bar: 2021 to 2050
RA*Hyer**R10 | R&D | Advanced | * | Hydropower | * | * | Rate of Return on Equity Nominal | 11% | 11% | 11% | 11% | 11% | 11% | 11% | 11% | 11% | 11% | 11% | 11% | 11% | 11% | 11% | 11% | 11% | 11% | 11% | 11% | 11% | 11% | 11% | 11% | 11% | 11% | 11% | 11% | 11% | 11%
RM*Hyer**R10 | R&D | Moderate | * | Hydropower | * | * | Rate of Return on Equity Nominal | 11% | 11% | 11% | 11% | 11% | 11% | 11% | 11% | 11% | 11% | 11% | 11% | 11% | 11% | 11% | 11% | 11% | 11% | 11% | 11% | 11% | 11% | 11% | 11% | 11% | 11% | 11% | 11% | 11% | 11%
RC*Hyer**R10 | R&D | Conservative | * | Hydropower | * | * | Rate of Return on Equity Nominal | 11% | 11% | 11% | 11% | 11% | 11% | 11% | 11% | 11% | 11% | 11% | 11% | 11% | 11% | 11% | 11% | 11% | 11% | 11% | 11% | 11% | 11% | 11% | 11% | 11% | 11% | 11% | 11% | 11% | 11%
RA*Hyer**C1237 | R&D | Advanced | * | Hydropower | * | * | Calculated Rate of Return on Equity Real | 8.293% | 8.293% | 8.293% | 8.293% | 8.293% | 8.293% | 8.293% | 8.293% | 8.293% | 8.293% | 8.293% | 8.293% | 8.293% | 8.293% | 8.293% | 8.293% | 8.293% | 8.293% | 8.293% | 8.293% | 8.293% | 8.293% | 8.293% | 8.293% | 8.293% | 8.293% | 8.293% | 8.293% | 8.293% | 8.293%
RM*Hyer**C1237 | R&D | Moderate | * | Hydropower | * | * | Calculated Rate of Return on Equity Real | 8.293% | 8.293% | 8.293% | 8.293% | 8.293% | 8.293% | 8.293% | 8.293% | 8.293% | 8.293% | 8.293% | 8.293% | 8.293% | 8.293% | 8.293% | 8.293% | 8.293% | 8.293% | 8.293% | 8.293% | 8.293% | 8.293% | 8.293% | 8.293% | 8.293% | 8.293% | 8.293% | 8.293% | 8.293% | 8.293%
RC*Hyer**C1237 | R&D | Conservative | * | Hydropower | * | * | Calculated Rate of Return on Equity Real | 8.293% | 8.293% | 8.293% | 8.293% | 8.293% | 8.293% | 8.293% | 8.293% | 8.293% | 8.293% | 8.293% | 8.293% | 8.293% | 8.293% | 8.293% | 8.293% | 8.293% | 8.293% | 8.293% | 8.293% | 8.293% | 8.293% | 8.293% | 8.293% | 8.293% | 8.293% | 8.293% | 8.293% | 8.293% | 8.293%
RA*Hyer**D00 | R&D | Advanced | * | Hydropower | * | * | Debt Fraction | 69.49% | 69.49% | 69.49% | 69.49% | 69.49% | 69.49% | 69.49% | 69.49% | 69.49% | 69.49% | 69.49% | 69.49% | 69.49% | 69.49% | 69.49% | 69.49% | 69.49% | 69.49% | 69.49% | 69.49% | 69.49% | 69.49% | 69.49% | 69.49% | 69.49% | 69.49% | 69.49% | 69.49% | 69.49% | 69.49%
RM*Hyer**D00 | R&D | Moderate | * | Hydropower | * | * | Debt Fraction | 69.49% | 69.49% | 69.49% | 69.49% | 69.49% | 69.49% | 69.49% | 69.49% | 69.49% | 69.49% | 69.49% | 69.49% | 69.49% | 69.49% | 69.49% | 69.49% | 69.49% | 69.49% | 69.49% | 69.49% | 69.49% | 69.49% | 69.49% | 69.49% | 69.49% | 69.49% | 69.49% | 69.49% | 69.49% | 69.49%
RC*Hyer**D00 | R&D | Conservative | * | Hydropower | * | * | Debt Fraction | 69.49% | 69.49% | 69.49% | 69.49% | 69.49% | 69.49% | 69.49% | 69.49% | 69.49% | 69.49% | 69.49% | 69.49% | 69.49% | 69.49% | 69.49% | 69.49% | 69.49% | 69.49% | 69.49% | 69.49% | 69.49% | 69.49% | 69.49% | 69.49% | 69.49% | 69.49% | 69.49% | 69.49% | 69.49% | 69.49%
R**Hyer**T50 | R&D | * | * | Hydropower | * | * | Tax Rate (Federal and State) | 25.74% | 25.74% | 25.74% | 25.74% | 25.74% | 25.74% | 25.74% | 25.74% | 25.74% | 25.74% | 25.74% | 25.74% | 25.74% | 25.74% | 25.74% | 25.74% | 25.74% | 25.74% | 25.74% | 25.74% | 25.74% | 25.74% | 25.74% | 25.74% | 25.74% | 25.74% | 25.74% | 25.74% | 25.74% | 25.74%
RA*Hyer**W00 | R&D | Advanced | * | Hydropower | * | * | WACC Nominal | 6.968% | 6.968% | 6.968% | 6.968% | 6.968% | 6.968% | 6.968% | 6.968% | 6.968% | 6.968% | 6.968% | 6.968% | 6.968% | 6.968% | 6.968% | 6.968% | 6.968% | 6.968% | 6.968% | 6.968% | 6.968% | 6.968% | 6.968% | 6.968% | 6.968% | 6.968% | 6.968% | 6.968% | 6.968% | 6.968%
RM*Hyer**W00 | R&D | Moderate | * | Hydropower | * | * | WACC Nominal | 6.968% | 6.968% | 6.968% | 6.968% | 6.968% | 6.968% | 6.968% | 6.968% | 6.968% | 6.968% | 6.968% | 6.968% | 6.968% | 6.968% | 6.968% | 6.968% | 6.968% | 6.968% | 6.968% | 6.968% | 6.968% | 6.968% | 6.968% | 6.968% | 6.968% | 6.968% | 6.968% | 6.968% | 6.968% | 6.968%
RC*Hyer**W00 | R&D | Conservative | * | Hydropower | * | * | WACC Nominal | 6.968% | 6.968% | 6.968% | 6.968% | 6.968% | 6.968% | 6.968% | 6.968% | 6.968% | 6.968% | 6.968% | 6.968% | 6.968% | 6.968% | 6.968% | 6.968% | 6.968% | 6.968% | 6.968% | 6.968% | 6.968% | 6.968% | 6.968% | 6.968% | 6.968% | 6.968% | 6.968% | 6.968% | 6.968% | 6.968%
RA*Hyer**W06 | R&D | Advanced | * | Hydropower | * | * | WACC Real | 4.359% | 4.359% | 4.359% | 4.359% | 4.359% | 4.359% | 4.359% | 4.359% | 4.359% | 4.359% | 4.359% | 4.359% | 4.359% | 4.359% | 4.359% | 4.359% | 4.359% | 4.359% | 4.359% | 4.359% | 4.359% | 4.359% | 4.359% | 4.359% | 4.359% | 4.359% | 4.359% | 4.359% | 4.359% | 4.359%
RM*Hyer**W06 | R&D | Moderate | * | Hydropower | * | * | WACC Real | 4.359% | 4.359% | 4.359% | 4.359% | 4.359% | 4.359% | 4.359% | 4.359% | 4.359% | 4.359% | 4.359% | 4.359% | 4.359% | 4.359% | 4.359% | 4.359% | 4.359% | 4.359% | 4.359% | 4.359% | 4.359% | 4.359% | 4.359% | 4.359% | 4.359% | 4.359% | 4.359% | 4.359% | 4.359% | 4.359%
RC*Hyer**W06 | R&D | Conservative | * | Hydropower | * | * | WACC Real | 4.359% | 4.359% | 4.359% | 4.359% | 4.359% | 4.359% | 4.359% | 4.359% | 4.359% | 4.359% | 4.359% | 4.359% | 4.359% | 4.359% | 4.359% | 4.359% | 4.359% | 4.359% | 4.359% | 4.359% | 4.359% | 4.359% | 4.359% | 4.359% | 4.359% | 4.359% | 4.359% | 4.359% | 4.359% | 4.359%
R**NaFE**I110 | R&D | * | * | NaturalGas_FE | * | * | Inflation Rate | 2.5% | 2.5% | 2.5% | 2.5% | 2.5% | 2.5% | 2.5% | 2.5% | 2.5% | 2.5% | 2.5% | 2.5% | 2.5% | 2.5% | 2.5% | 2.5% | 2.5% | 2.5% | 2.5% | 2.5% | 2.5% | 2.5% | 2.5% | 2.5% | 2.5% | 2.5% | 2.5% | 2.5% | 2.5% | 2.5%
RA*NaFE**I100 | R&D | Advanced | * | NaturalGas_FE | * | * | Interest Rate Nominal | bar: 2021 to 2050
RM*NaFE**I100 | R&D | Moderate | * | NaturalGas_FE | * | * | Interest Rate Nominal | bar: 2021 to 2050
RC*NaFE**I100 | R&D | Conservative | * | NaturalGas_FE | * | * | Interest Rate Nominal | bar: 2021 to 2050
RA*NaFE**C2126 | R&D | Advanced | * | NaturalGas_FE | * | * | Calculated Interest Rate Real | 5.366% | 5.366% | 5.366% | 5.366% | 5.366% | 5.366% | 5.366% | 5.366% | 5.366% | 5.366% | 5.366% | 5.366% | 5.366% | 5.366% | 5.366% | 5.366% | 5.366% | 5.366% | 5.366% | 5.366% | 5.366% | 5.366% | 5.366% | 5.366% | 5.366% | 5.366% | 5.366% | 5.366% | 5.366% | 5.366%
RM*NaFE**C2126 | R&D | Moderate | * | NaturalGas_FE | * | * | Calculated Interest Rate Real | 5.366% | 5.366% | 5.366% | 5.366% | 5.366% | 5.366% | 5.366% | 5.366% | 5.366% | 5.366% | 5.366% | 5.366% | 5.366% | 5.366% | 5.366% | 5.366% | 5.366% | 5.366% | 5.366% | 5.366% | 5.366% | 5.366% | 5.366% | 5.366% | 5.366% | 5.366% | 5.366% | 5.366% | 5.366% | 5.366%
RC*NaFE**C2126 | R&D | Conservative | * | NaturalGas_FE | * | * | Calculated Interest Rate Real | 5.366% | 5.366% | 5.366% | 5.366% | 5.366% | 5.366% | 5.366% | 5.366% | 5.366% | 5.366% | 5.366% | 5.366% | 5.366% | 5.366% | 5.366% | 5.366% | 5.366% | 5.366% | 5.366% | 5.366% | 5.366% | 5.366% | 5.366% | 5.366% | 5.366% | 5.366% | 5.366% | 5.366% | 5.366% | 5.366%
R**NaFE**I00 | R&D | * | * | NaturalGas_FE | * | * | Interest During Construction - Nominal | bar: 2021 to 2050
RA*NaFE**R10 | R&D | Advanced | * | NaturalGas_FE | * | * | Rate of Return on Equity Nominal | 11% | 11% | 11% | 11% | 11% | 11% | 11% | 11% | 11% | 11% | 11% | 11% | 11% | 11% | 11% | 11% | 11% | 11% | 11% | 11% | 11% | 11% | 11% | 11% | 11% | 11% | 11% | 11% | 11% | 11%
RM*NaFE**R10 | R&D | Moderate | * | NaturalGas_FE | * | * | Rate of Return on Equity Nominal | 11% | 11% | 11% | 11% | 11% | 11% | 11% | 11% | 11% | 11% | 11% | 11% | 11% | 11% | 11% | 11% | 11% | 11% | 11% | 11% | 11% | 11% | 11% | 11% | 11% | 11% | 11% | 11% | 11% | 11%
RC*NaFE**R10 | R&D | Conservative | * | NaturalGas_FE | * | * | Rate of Return on Equity Nominal | 11% | 11% | 11% | 11% | 11% | 11% | 11% | 11% | 11% | 11% | 11% | 11% | 11% | 11% | 11% | 11% | 11% | 11% | 11% | 11% | 11% | 11% | 11% | 11% | 11% | 11% | 11% | 11% | 11% | 11%
RA*NaFE**C1237 | R&D | Advanced | * | NaturalGas_FE | * | * | Calculated Rate of Return on Equity Real | 8.293% | 8.293% | 8.293% | 8.293% | 8.293% | 8.293% | 8.293% | 8.293% | 8.293% | 8.293% | 8.293% | 8.293% | 8.293% | 8.293% | 8.293% | 8.293% | 8.293% | 8.293% | 8.293% | 8.293% | 8.293% | 8.293% | 8.293% | 8.293% | 8.293% | 8.293% | 8.293% | 8.293% | 8.293% | 8.293%
RM*NaFE**C1237 | R&D | Moderate | * | NaturalGas_FE | * | * | Calculated Rate of Return on Equity Real | 8.293% | 8.293% | 8.293% | 8.293% | 8.293% | 8.293% | 8.293% | 8.293% | 8.293% | 8.293% | 8.293% | 8.293% | 8.293% | 8.293% | 8.293% | 8.293% | 8.293% | 8.293% | 8.293% | 8.293% | 8.293% | 8.293% | 8.293% | 8.293% | 8.293% | 8.293% | 8.293% | 8.293% | 8.293% | 8.293%
RC*NaFE**C1237 | R&D | Conservative | * | NaturalGas_FE | * | * | Calculated Rate of Return on Equity Real | 8.293% | 8.293% | 8.293% | 8.293% | 8.293% | 8.293% | 8.293% | 8.293% | 8.293% | 8.293% | 8.293% | 8.293% | 8.293% | 8.293% | 8.293% | 8.293% | 8.293% | 8.293% | 8.293% | 8.293% | 8.293% | 8.293% | 8.293% | 8.293% | 8.293% | 8.293% | 8.293% | 8.293% | 8.293% | 8.293%
RA*NaFE**D00 | R&D | Advanced | * | NaturalGas_FE | * | * | Debt Fraction | 55% | 55% | 55% | 55% | 55% | 55% | 55% | 55% | 55% | 55% | 55% | 55% | 55% | 55% | 55% | 55% | 55% | 55% | 55% | 55% | 55% | 55% | 55% | 55% | 55% | 55% | 55% | 55% | 55% | 55%
RM*NaFE**D00 | R&D | Moderate | * | NaturalGas_FE | * | * | Debt Fraction | 55% | 55% | 55% | 55% | 55% | 55% | 55% | 55% | 55% | 55% | 55% | 55% | 55% | 55% | 55% | 55% | 55% | 55% | 55% | 55% | 55% | 55% | 55% | 55% | 55% | 55% | 55% | 55% | 55% | 55%
RC*NaFE**D00 | R&D | Conservative | * | NaturalGas_FE | * | * | Debt Fraction | 55% | 55% | 55% | 55% | 55% | 55% | 55% | 55% | 55% | 55% | 55% | 55% | 55% | 55% | 55% | 55% | 55% | 55% | 55% | 55% | 55% | 55% | 55% | 55% | 55% | 55% | 55% | 55% | 55% | 55%
R**NaFE**T50 | R&D | * | * | NaturalGas_FE | * | * | Tax Rate (Federal and State) | 25.74% | 25.74% | 25.74% | 25.74% | 25.74% | 25.74% | 25.74% | 25.74% | 25.74% | 25.74% | 25.74% | 25.74% | 25.74% | 25.74% | 25.74% | 25.74% | 25.74% | 25.74% | 25.74% | 25.74% | 25.74% | 25.74% | 25.74% | 25.74% | 25.74% | 25.74% | 25.74% | 25.74% | 25.74% | 25.74%
RA*NaFE**W00 | R&D | Advanced | * | NaturalGas_FE | * | * | WACC Nominal | 8.217% | 8.217% | 8.217% | 8.217% | 8.217% | 8.217% | 8.217% | 8.217% | 8.217% | 8.217% | 8.217% | 8.217% | 8.217% | 8.217% | 8.217% | 8.217% | 8.217% | 8.217% | 8.217% | 8.217% | 8.217% | 8.217% | 8.217% | 8.217% | 8.217% | 8.217% | 8.217% | 8.217% | 8.217% | 8.217%
RM*NaFE**W00 | R&D | Moderate | * | NaturalGas_FE | * | * | WACC Nominal | 8.217% | 8.217% | 8.217% | 8.217% | 8.217% | 8.217% | 8.217% | 8.217% | 8.217% | 8.217% | 8.217% | 8.217% | 8.217% | 8.217% | 8.217% | 8.217% | 8.217% | 8.217% | 8.217% | 8.217% | 8.217% | 8.217% | 8.217% | 8.217% | 8.217% | 8.217% | 8.217% | 8.217% | 8.217% | 8.217%
RC*NaFE**W00 | R&D | Conservative | * | NaturalGas_FE | * | * | WACC Nominal | 8.217% | 8.217% | 8.217% | 8.217% | 8.217% | 8.217% | 8.217% | 8.217% | 8.217% | 8.217% | 8.217% | 8.217% | 8.217% | 8.217% | 8.217% | 8.217% | 8.217% | 8.217% | 8.217% | 8.217% | 8.217% | 8.217% | 8.217% | 8.217% | 8.217% | 8.217% | 8.217% | 8.217% | 8.217% | 8.217%
RA*NaFE**W06 | R&D | Advanced | * | NaturalGas_FE | * | * | WACC Real | 5.578% | 5.578% | 5.578% | 5.578% | 5.578% | 5.578% | 5.578% | 5.578% | 5.578% | 5.578% | 5.578% | 5.578% | 5.578% | 5.578% | 5.578% | 5.578% | 5.578% | 5.578% | 5.578% | 5.578% | 5.578% | 5.578% | 5.578% | 5.578% | 5.578% | 5.578% | 5.578% | 5.578% | 5.578% | 5.578%
RM*NaFE**W06 | R&D | Moderate | * | NaturalGas_FE | * | * | WACC Real | 5.578% | 5.578% | 5.578% | 5.578% | 5.578% | 5.578% | 5.578% | 5.578% | 5.578% | 5.578% | 5.578% | 5.578% | 5.578% | 5.578% | 5.578% | 5.578% | 5.578% | 5.578% | 5.578% | 5.578% | 5.578% | 5.578% | 5.578% | 5.578% | 5.578% | 5.578% | 5.578% | 5.578% | 5.578% | 5.578%
RC*NaFE**W06 | R&D | Conservative | * | NaturalGas_FE | * | * | WACC Real | 5.578% | 5.578% | 5.578% | 5.578% | 5.578% | 5.578% | 5.578% | 5.578% | 5.578% | 5.578% | 5.578% | 5.578% | 5.578% | 5.578% | 5.578% | 5.578% | 5.578% | 5.578% | 5.578% | 5.578% | 5.578% | 5.578% | 5.578% | 5.578% | 5.578% | 5.578% | 5.578% | 5.578% | 5.578% | 5.578%
R**CoFE**I110 | R&D | * | * | Coal_FE | * | * | Inflation Rate | 2.5% | 2.5% | 2.5% | 2.5% | 2.5% | 2.5% | 2.5% | 2.5% | 2.5% | 2.5% | 2.5% | 2.5% | 2.5% | 2.5% | 2.5% | 2.5% | 2.5% | 2.5% | 2.5% | 2.5% | 2.5% | 2.5% | 2.5% | 2.5% | 2.5% | 2.5% | 2.5% | 2.5% | 2.5% | 2.5%
RA*CoFE**I100 | R&D | Advanced | * | Coal_FE | * | * | Interest Rate Nominal | bar: 2021 to 2050
RM*CoFE**I100 | R&D | Moderate | * | Coal_FE | * | * | Interest Rate Nominal | bar: 2021 to 2050
RC*CoFE**I100 | R&D | Conservative | * | Coal_FE | * | * | Interest Rate Nominal | bar: 2021 to 2050
RA*CoFE**C2126 | R&D | Advanced | * | Coal_FE | * | * | Calculated Interest Rate Real | 5.366% | 5.366% | 5.366% | 5.366% | 5.366% | 5.366% | 5.366% | 5.366% | 5.366% | 5.366% | 5.366% | 5.366% | 5.366% | 5.366% | 5.366% | 5.366% | 5.366% | 5.366% | 5.366% | 5.366% | 5.366% | 5.366% | 5.366% | 5.366% | 5.366% | 5.366% | 5.366% | 5.366% | 5.366% | 5.366%
RM*CoFE**C2126 | R&D | Moderate | * | Coal_FE | * | * | Calculated Interest Rate Real | 5.366% | 5.366% | 5.366% | 5.366% | 5.366% | 5.366% | 5.366% | 5.366% | 5.366% | 5.366% | 5.366% | 5.366% | 5.366% | 5.366% | 5.366% | 5.366% | 5.366% | 5.366% | 5.366% | 5.366% | 5.366% | 5.366% | 5.366% | 5.366% | 5.366% | 5.366% | 5.366% | 5.366% | 5.366% | 5.366%
RC*CoFE**C2126 | R&D | Conservative | * | Coal_FE | * | * | Calculated Interest Rate Real | 5.366% | 5.366% | 5.366% | 5.366% | 5.366% | 5.366% | 5.366% | 5.366% | 5.366% | 5.366% | 5.366% | 5.366% | 5.366% | 5.366% | 5.366% | 5.366% | 5.366% | 5.366% | 5.366% | 5.366% | 5.366% | 5.366% | 5.366% | 5.366% | 5.366% | 5.366% | 5.366% | 5.366% | 5.366% | 5.366%
R**CoFE**I00 | R&D | * | * | Coal_FE | * | * | Interest During Construction - Nominal | bar: 2021 to 2050
RA*CoFE**R10 | R&D | Advanced | * | Coal_FE | * | * | Rate of Return on Equity Nominal | 11% | 11% | 11% | 11% | 11% | 11% | 11% | 11% | 11% | 11% | 11% | 11% | 11% | 11% | 11% | 11% | 11% | 11% | 11% | 11% | 11% | 11% | 11% | 11% | 11% | 11% | 11% | 11% | 11% | 11%
RM*CoFE**R10 | R&D | Moderate | * | Coal_FE | * | * | Rate of Return on Equity Nominal | 11% | 11% | 11% | 11% | 11% | 11% | 11% | 11% | 11% | 11% | 11% | 11% | 11% | 11% | 11% | 11% | 11% | 11% | 11% | 11% | 11% | 11% | 11% | 11% | 11% | 11% | 11% | 11% | 11% | 11%
RC*CoFE**R10 | R&D | Conservative | * | Coal_FE | * | * | Rate of Return on Equity Nominal | 11% | 11% | 11% | 11% | 11% | 11% | 11% | 11% | 11% | 11% | 11% | 11% | 11% | 11% | 11% | 11% | 11% | 11% | 11% | 11% | 11% | 11% | 11% | 11% | 11% | 11% | 11% | 11% | 11% | 11%
RA*CoFE**C1237 | R&D | Advanced | * | Coal_FE | * | * | Calculated Rate of Return on Equity Real | 8.293% | 8.293% | 8.293% | 8.293% | 8.293% | 8.293% | 8.293% | 8.293% | 8.293% | 8.293% | 8.293% | 8.293% | 8.293% | 8.293% | 8.293% | 8.293% | 8.293% | 8.293% | 8.293% | 8.293% | 8.293% | 8.293% | 8.293% | 8.293% | 8.293% | 8.293% | 8.293% | 8.293% | 8.293% | 8.293%
RM*CoFE**C1237 | R&D | Moderate | * | Coal_FE | * | * | Calculated Rate of Return on Equity Real | 8.293% | 8.293% | 8.293% | 8.293% | 8.293% | 8.293% | 8.293% | 8.293% | 8.293% | 8.293% | 8.293% | 8.293% | 8.293% | 8.293% | 8.293% | 8.293% | 8.293% | 8.293% | 8.293% | 8.293% | 8.293% | 8.293% | 8.293% | 8.293% | 8.293% | 8.293% | 8.293% | 8.293% | 8.293% | 8.293%
RC*CoFE**C1237 | R&D | Conservative | * | Coal_FE | * | * | Calculated Rate of Return on Equity Real | 8.293% | 8.293% | 8.293% | 8.293% | 8.293% | 8.293% | 8.293% | 8.293% | 8.293% | 8.293% | 8.293% | 8.293% | 8.293% | 8.293% | 8.293% | 8.293% | 8.293% | 8.293% | 8.293% | 8.293% | 8.293% | 8.293% | 8.293% | 8.293% | 8.293% | 8.293% | 8.293% | 8.293% | 8.293% | 8.293%
RA*CoFE**D00 | R&D | Advanced | * | Coal_FE | * | * | Debt Fraction | 55% | 55% | 55% | 55% | 55% | 55% | 55% | 55% | 55% | 55% | 55% | 55% | 55% | 55% | 55% | 55% | 55% | 55% | 55% | 55% | 55% | 55% | 55% | 55% | 55% | 55% | 55% | 55% | 55% | 55%
RM*CoFE**D00 | R&D | Moderate | * | Coal_FE | * | * | Debt Fraction | 55% | 55% | 55% | 55% | 55% | 55% | 55% | 55% | 55% | 55% | 55% | 55% | 55% | 55% | 55% | 55% | 55% | 55% | 55% | 55% | 55% | 55% | 55% | 55% | 55% | 55% | 55% | 55% | 55% | 55%
RC*CoFE**D00 | R&D | Conservative | * | Coal_FE | * | * | Debt Fraction | 55% | 55% | 55% | 55% | 55% | 55% | 55% | 55% | 55% | 55% | 55% | 55% | 55% | 55% | 55% | 55% | 55% | 55% | 55% | 55% | 55% | 55% | 55% | 55% | 55% | 55% | 55% | 55% | 55% | 55%
R**CoFE**T50 | R&D | * | * | Coal_FE | * | * | Tax Rate (Federal and State) | 25.74% | 25.74% | 25.74% | 25.74% | 25.74% | 25.74% | 25.74% | 25.74% | 25.74% | 25.74% | 25.74% | 25.74% | 25.74% | 25.74% | 25.74% | 25.74% | 25.74% | 25.74% | 25.74% | 25.74% | 25.74% | 25.74% | 25.74% | 25.74% | 25.74% | 25.74% | 25.74% | 25.74% | 25.74% | 25.74%
RA*CoFE**W00 | R&D | Advanced | * | Coal_FE | * | * | WACC Nominal | 8.217% | 8.217% | 8.217% | 8.217% | 8.217% | 8.217% | 8.217% | 8.217% | 8.217% | 8.217% | 8.217% | 8.217% | 8.217% | 8.217% | 8.217% | 8.217% | 8.217% | 8.217% | 8.217% | 8.217% | 8.217% | 8.217% | 8.217% | 8.217% | 8.217% | 8.217% | 8.217% | 8.217% | 8.217% | 8.217%
RM*CoFE**W00 | R&D | Moderate | * | Coal_FE | * | * | WACC Nominal | 8.217% | 8.217% | 8.217% | 8.217% | 8.217% | 8.217% | 8.217% | 8.217% | 8.217% | 8.217% | 8.217% | 8.217% | 8.217% | 8.217% | 8.217% | 8.217% | 8.217% | 8.217% | 8.217% | 8.217% | 8.217% | 8.217% | 8.217% | 8.217% | 8.217% | 8.217% | 8.217% | 8.217% | 8.217% | 8.217%
RC*CoFE**W00 | R&D | Conservative | * | Coal_FE | * | * | WACC Nominal | 8.217% | 8.217% | 8.217% | 8.217% | 8.217% | 8.217% | 8.217% | 8.217% | 8.217% | 8.217% | 8.217% | 8.217% | 8.217% | 8.217% | 8.217% | 8.217% | 8.217% | 8.217% | 8.217% | 8.217% | 8.217% | 8.217% | 8.217% | 8.217% | 8.217% | 8.217% | 8.217% | 8.217% | 8.217% | 8.217%
RA*CoFE**W06 | R&D | Advanced | * | Coal_FE | * | * | WACC Real | 5.578% | 5.578% | 5.578% | 5.578% | 5.578% | 5.578% | 5.578% | 5.578% | 5.578% | 5.578% | 5.578% | 5.578% | 5.578% | 5.578% | 5.578% | 5.578% | 5.578% | 5.578% | 5.578% | 5.578% | 5.578% | 5.578% | 5.578% | 5.578% | 5.578% | 5.578% | 5.578% | 5.578% | 5.578% | 5.578%
RM*CoFE**W06 | R&D | Moderate | * | Coal_FE | * | * | WACC Real | 5.578% | 5.578% | 5.578% | 5.578% | 5.578% | 5.578% | 5.578% | 5.578% | 5.578% | 5.578% | 5.578% | 5.578% | 5.578% | 5.578% | 5.578% | 5.578% | 5.578% | 5.578% | 5.578% | 5.578% | 5.578% | 5.578% | 5.578% | 5.578% | 5.578% | 5.578% | 5.578% | 5.578% | 5.578% | 5.578%
RC*CoFE**W06 | R&D | Conservative | * | Coal_FE | * | * | WACC Real | 5.578% | 5.578% | 5.578% | 5.578% | 5.578% | 5.578% | 5.578% | 5.578% | 5.578% | 5.578% | 5.578% | 5.578% | 5.578% | 5.578% | 5.578% | 5.578% | 5.578% | 5.578% | 5.578% | 5.578% | 5.578% | 5.578% | 5.578% | 5.578% | 5.578% | 5.578% | 5.578% | 5.578% | 5.578% | 5.578%
R**Nuar**I110 | R&D | * | * | Nuclear | * | * | Inflation Rate | 2.5% | 2.5% | 2.5% | 2.5% | 2.5% | 2.5% | 2.5% | 2.5% | 2.5% | 2.5% | 2.5% | 2.5% | 2.5% | 2.5% | 2.5% | 2.5% | 2.5% | 2.5% | 2.5% | 2.5% | 2.5% | 2.5% | 2.5% | 2.5% | 2.5% | 2.5% | 2.5% | 2.5% | 2.5% | 2.5%
RA*Nuar**I100 | R&D | Advanced | * | Nuclear | * | * | Interest Rate Nominal | bar: 2021 to 2050
RM*Nuar**I100 | R&D | Moderate | * | Nuclear | * | * | Interest Rate Nominal | bar: 2021 to 2050
RC*Nuar**I100 | R&D | Conservative | * | Nuclear | * | * | Interest Rate Nominal | bar: 2021 to 2050
RA*Nuar**C2126 | R&D | Advanced | * | Nuclear | * | * | Calculated Interest Rate Real | 5.366% | 5.366% | 5.366% | 5.366% | 5.366% | 5.366% | 5.366% | 5.366% | 5.366% | 5.366% | 5.366% | 5.366% | 5.366% | 5.366% | 5.366% | 5.366% | 5.366% | 5.366% | 5.366% | 5.366% | 5.366% | 5.366% | 5.366% | 5.366% | 5.366% | 5.366% | 5.366% | 5.366% | 5.366% | 5.366%
RM*Nuar**C2126 | R&D | Moderate | * | Nuclear | * | * | Calculated Interest Rate Real | 5.366% | 5.366% | 5.366% | 5.366% | 5.366% | 5.366% | 5.366% | 5.366% | 5.366% | 5.366% | 5.366% | 5.366% | 5.366% | 5.366% | 5.366% | 5.366% | 5.366% | 5.366% | 5.366% | 5.366% | 5.366% | 5.366% | 5.366% | 5.366% | 5.366% | 5.366% | 5.366% | 5.366% | 5.366% | 5.366%
RC*Nuar**C2126 | R&D | Conservative | * | Nuclear | * | * | Calculated Interest Rate Real | 5.366% | 5.366% | 5.366% | 5.366% | 5.366% | 5.366% | 5.366% | 5.366% | 5.366% | 5.366% | 5.366% | 5.366% | 5.366% | 5.366% | 5.366% | 5.366% | 5.366% | 5.366% | 5.366% | 5.366% | 5.366% | 5.366% | 5.366% | 5.366% | 5.366% | 5.366% | 5.366% | 5.366% | 5.366% | 5.366%
R**Nuar**I00 | R&D | * | * | Nuclear | * | * | Interest During Construction - Nominal | 6.5% | 6.5% | 6.5% | 6.5% | 6.5% | 6.5% | 6.5% | 6.5% | 6.5% | 6.5% | 6.5% | 6.5% | 6.5% | 6.5% | 6.5% | 6.5% | 6.5% | 6.5% | 6.5% | 6.5% | 6.5% | 6.5% | 6.5% | 6.5% | 6.5% | 6.5% | 6.5% | 6.5% | 6.5% | 6.5%
RA*Nuar**R10 | R&D | Advanced | * | Nuclear | * | * | Rate of Return on Equity Nominal | 11% | 11% | 11% | 11% | 11% | 11% | 11% | 11% | 11% | 11% | 11% | 11% | 11% | 11% | 11% | 11% | 11% | 11% | 11% | 11% | 11% | 11% | 11% | 11% | 11% | 11% | 11% | 11% | 11% | 11%
RM*Nuar**R10 | R&D | Moderate | * | Nuclear | * | * | Rate of Return on Equity Nominal | 11% | 11% | 11% | 11% | 11% | 11% | 11% | 11% | 11% | 11% | 11% | 11% | 11% | 11% | 11% | 11% | 11% | 11% | 11% | 11% | 11% | 11% | 11% | 11% | 11% | 11% | 11% | 11% | 11% | 11%
RC*Nuar**R10 | R&D | Conservative | * | Nuclear | * | * | Rate of Return on Equity Nominal | 11% | 11% | 11% | 11% | 11% | 11% | 11% | 11% | 11% | 11% | 11% | 11% | 11% | 11% | 11% | 11% | 11% | 11% | 11% | 11% | 11% | 11% | 11% | 11% | 11% | 11% | 11% | 11% | 11% | 11%
RA*Nuar**C1237 | R&D | Advanced | * | Nuclear | * | * | Calculated Rate of Return on Equity Real | 8.293% | 8.293% | 8.293% | 8.293% | 8.293% | 8.293% | 8.293% | 8.293% | 8.293% | 8.293% | 8.293% | 8.293% | 8.293% | 8.293% | 8.293% | 8.293% | 8.293% | 8.293% | 8.293% | 8.293% | 8.293% | 8.293% | 8.293% | 8.293% | 8.293% | 8.293% | 8.293% | 8.293% | 8.293% | 8.293%
RM*Nuar**C1237 | R&D | Moderate | * | Nuclear | * | * | Calculated Rate of Return on Equity Real | 8.293% | 8.293% | 8.293% | 8.293% | 8.293% | 8.293% | 8.293% | 8.293% | 8.293% | 8.293% | 8.293% | 8.293% | 8.293% | 8.293% | 8.293% | 8.293% | 8.293% | 8.293% | 8.293% | 8.293% | 8.293% | 8.293% | 8.293% | 8.293% | 8.293% | 8.293% | 8.293% | 8.293% | 8.293% | 8.293%
RC*Nuar**C1237 | R&D | Conservative | * | Nuclear | * | * | Calculated Rate of Return on Equity Real | 8.293% | 8.293% | 8.293% | 8.293% | 8.293% | 8.293% | 8.293% | 8.293% | 8.293% | 8.293% | 8.293% | 8.293% | 8.293% | 8.293% | 8.293% | 8.293% | 8.293% | 8.293% | 8.293% | 8.293% | 8.293% | 8.293% | 8.293% | 8.293% | 8.293% | 8.293% | 8.293% | 8.293% | 8.293% | 8.293%
RA*Nuar**D00 | R&D | Advanced | * | Nuclear | * | * | Debt Fraction | 69.78% | 69.78% | 69.78% | 69.78% | 69.78% | 69.78% | 69.78% | 69.78% | 69.78% | 69.78% | 69.78% | 69.78% | 69.78% | 69.78% | 69.78% | 69.78% | 69.78% | 69.78% | 69.78% | 69.78% | 69.78% | 69.78% | 69.78% | 69.78% | 69.78% | 69.78% | 69.78% | 69.78% | 69.78% | 69.78%
RM*Nuar**D00 | R&D | Moderate | * | Nuclear | * | * | Debt Fraction | 69.78% | 69.78% | 69.78% | 69.78% | 69.78% | 69.78% | 69.78% | 69.78% | 69.78% | 69.78% | 69.78% | 69.78% | 69.78% | 69.78% | 69.78% | 69.78% | 69.78% | 69.78% | 69.78% | 69.78% | 69.78% | 69.78% | 69.78% | 69.78% | 69.78% | 69.78% | 69.78% | 69.78% | 69.78% | 69.78%
RC*Nuar**D00 | R&D | Conservative | * | Nuclear | * | * | Debt Fraction | 69.78% | 69.78% | 69.78% | 69.78% | 69.78% | 69.78% | 69.78% | 69.78% | 69.78% | 69.78% | 69.78% | 69.78% | 69.78% | 69.78% | 69.78% | 69.78% | 69.78% | 69.78% | 69.78% | 69.78% | 69.78% | 69.78% | 69.78% | 69.78% | 69.78% | 69.78% | 69.78% | 69.78% | 69.78% | 69.78%
R**Nuar**T50 | R&D | * | * | Nuclear | * | * | Tax Rate (Federal and State) | 25.74% | 25.74% | 25.74% | 25.74% | 25.74% | 25.74% | 25.74% | 25.74% | 25.74% | 25.74% | 25.74% | 25.74% | 25.74% | 25.74% | 25.74% | 25.74% | 25.74% | 25.74% | 25.74% | 25.74% | 25.74% | 25.74% | 25.74% | 25.74% | 25.74% | 25.74% | 25.74% | 25.74% | 25.74% | 25.74%
RA*Nuar**W00 | R&D | Advanced | * | Nuclear | * | * | WACC Nominal | 7.47% | 7.47% | 7.47% | 7.47% | 7.47% | 7.47% | 7.47% | 7.47% | 7.47% | 7.47% | 7.47% | 7.47% | 7.47% | 7.47% | 7.47% | 7.47% | 7.47% | 7.47% | 7.47% | 7.47% | 7.47% | 7.47% | 7.47% | 7.47% | 7.47% | 7.47% | 7.47% | 7.47% | 7.47% | 7.47%
RM*Nuar**W00 | R&D | Moderate | * | Nuclear | * | * | WACC Nominal | 7.47% | 7.47% | 7.47% | 7.47% | 7.47% | 7.47% | 7.47% | 7.47% | 7.47% | 7.47% | 7.47% | 7.47% | 7.47% | 7.47% | 7.47% | 7.47% | 7.47% | 7.47% | 7.47% | 7.47% | 7.47% | 7.47% | 7.47% | 7.47% | 7.47% | 7.47% | 7.47% | 7.47% | 7.47% | 7.47%
RC*Nuar**W00 | R&D | Conservative | * | Nuclear | * | * | WACC Nominal | 7.47% | 7.47% | 7.47% | 7.47% | 7.47% | 7.47% | 7.47% | 7.47% | 7.47% | 7.47% | 7.47% | 7.47% | 7.47% | 7.47% | 7.47% | 7.47% | 7.47% | 7.47% | 7.47% | 7.47% | 7.47% | 7.47% | 7.47% | 7.47% | 7.47% | 7.47% | 7.47% | 7.47% | 7.47% | 7.47%
RA*Nuar**W06 | R&D | Advanced | * | Nuclear | * | * | WACC Real | 4.849% | 4.849% | 4.849% | 4.849% | 4.849% | 4.849% | 4.849% | 4.849% | 4.849% | 4.849% | 4.849% | 4.849% | 4.849% | 4.849% | 4.849% | 4.849% | 4.849% | 4.849% | 4.849% | 4.849% | 4.849% | 4.849% | 4.849% | 4.849% | 4.849% | 4.849% | 4.849% | 4.849% | 4.849% | 4.849%
RM*Nuar**W06 | R&D | Moderate | * | Nuclear | * | * | WACC Real | 4.849% | 4.849% | 4.849% | 4.849% | 4.849% | 4.849% | 4.849% | 4.849% | 4.849% | 4.849% | 4.849% | 4.849% | 4.849% | 4.849% | 4.849% | 4.849% | 4.849% | 4.849% | 4.849% | 4.849% | 4.849% | 4.849% | 4.849% | 4.849% | 4.849% | 4.849% | 4.849% | 4.849% | 4.849% | 4.849%
RC*Nuar**W06 | R&D | Conservative | * | Nuclear | * | * | WACC Real | 4.849% | 4.849% | 4.849% | 4.849% | 4.849% | 4.849% | 4.849% | 4.849% | 4.849% | 4.849% | 4.849% | 4.849% | 4.849% | 4.849% | 4.849% | 4.849% | 4.849% | 4.849% | 4.849% | 4.849% | 4.849% | 4.849% | 4.849% | 4.849% | 4.849% | 4.849% | 4.849% | 4.849% | 4.849% | 4.849%
R**Bier**I110 | R&D | * | * | Biopower | * | * | Inflation Rate | 2.5% | 2.5% | 2.5% | 2.5% | 2.5% | 2.5% | 2.5% | 2.5% | 2.5% | 2.5% | 2.5% | 2.5% | 2.5% | 2.5% | 2.5% | 2.5% | 2.5% | 2.5% | 2.5% | 2.5% | 2.5% | 2.5% | 2.5% | 2.5% | 2.5% | 2.5% | 2.5% | 2.5% | 2.5% | 2.5%
RA*Bier**I100 | R&D | Advanced | * | Biopower | * | * | Interest Rate Nominal | bar: 2021 to 2050
RM*Bier**I100 | R&D | Moderate | * | Biopower | * | * | Interest Rate Nominal | bar: 2021 to 2050
RC*Bier**I100 | R&D | Conservative | * | Biopower | * | * | Interest Rate Nominal | bar: 2021 to 2050
RA*Bier**C2126 | R&D | Advanced | * | Biopower | * | * | Calculated Interest Rate Real | 5.366% | 5.366% | 5.366% | 5.366% | 5.366% | 5.366% | 5.366% | 5.366% | 5.366% | 5.366% | 5.366% | 5.366% | 5.366% | 5.366% | 5.366% | 5.366% | 5.366% | 5.366% | 5.366% | 5.366% | 5.366% | 5.366% | 5.366% | 5.366% | 5.366% | 5.366% | 5.366% | 5.366% | 5.366% | 5.366%
RM*Bier**C2126 | R&D | Moderate | * | Biopower | * | * | Calculated Interest Rate Real | 5.366% | 5.366% | 5.366% | 5.366% | 5.366% | 5.366% | 5.366% | 5.366% | 5.366% | 5.366% | 5.366% | 5.366% | 5.366% | 5.366% | 5.366% | 5.366% | 5.366% | 5.366% | 5.366% | 5.366% | 5.366% | 5.366% | 5.366% | 5.366% | 5.366% | 5.366% | 5.366% | 5.366% | 5.366% | 5.366%
RC*Bier**C2126 | R&D | Conservative | * | Biopower | * | * | Calculated Interest Rate Real | 5.366% | 5.366% | 5.366% | 5.366% | 5.366% | 5.366% | 5.366% | 5.366% | 5.366% | 5.366% | 5.366% | 5.366% | 5.366% | 5.366% | 5.366% | 5.366% | 5.366% | 5.366% | 5.366% | 5.366% | 5.366% | 5.366% | 5.366% | 5.366% | 5.366% | 5.366% | 5.366% | 5.366% | 5.366% | 5.366%
R**Bier**I00 | R&D | * | * | Biopower | * | * | Interest During Construction - Nominal | 6.5% | 6.5% | 6.5% | 6.5% | 6.5% | 6.5% | 6.5% | 6.5% | 6.5% | 6.5% | 6.5% | 6.5% | 6.5% | 6.5% | 6.5% | 6.5% | 6.5% | 6.5% | 6.5% | 6.5% | 6.5% | 6.5% | 6.5% | 6.5% | 6.5% | 6.5% | 6.5% | 6.5% | 6.5% | 6.5%
RA*Bier**R10 | R&D | Advanced | * | Biopower | * | * | Rate of Return on Equity Nominal | 11% | 11% | 11% | 11% | 11% | 11% | 11% | 11% | 11% | 11% | 11% | 11% | 11% | 11% | 11% | 11% | 11% | 11% | 11% | 11% | 11% | 11% | 11% | 11% | 11% | 11% | 11% | 11% | 11% | 11%
RM*Bier**R10 | R&D | Moderate | * | Biopower | * | * | Rate of Return on Equity Nominal | 11% | 11% | 11% | 11% | 11% | 11% | 11% | 11% | 11% | 11% | 11% | 11% | 11% | 11% | 11% | 11% | 11% | 11% | 11% | 11% | 11% | 11% | 11% | 11% | 11% | 11% | 11% | 11% | 11% | 11%
RC*Bier**R10 | R&D | Conservative | * | Biopower | * | * | Rate of Return on Equity Nominal | 11% | 11% | 11% | 11% | 11% | 11% | 11% | 11% | 11% | 11% | 11% | 11% | 11% | 11% | 11% | 11% | 11% | 11% | 11% | 11% | 11% | 11% | 11% | 11% | 11% | 11% | 11% | 11% | 11% | 11%
RA*Bier**C1237 | R&D | Advanced | * | Biopower | * | * | Calculated Rate of Return on Equity Real | 8.293% | 8.293% | 8.293% | 8.293% | 8.293% | 8.293% | 8.293% | 8.293% | 8.293% | 8.293% | 8.293% | 8.293% | 8.293% | 8.293% | 8.293% | 8.293% | 8.293% | 8.293% | 8.293% | 8.293% | 8.293% | 8.293% | 8.293% | 8.293% | 8.293% | 8.293% | 8.293% | 8.293% | 8.293% | 8.293%
RM*Bier**C1237 | R&D | Moderate | * | Biopower | * | * | Calculated Rate of Return on Equity Real | 8.293% | 8.293% | 8.293% | 8.293% | 8.293% | 8.293% | 8.293% | 8.293% | 8.293% | 8.293% | 8.293% | 8.293% | 8.293% | 8.293% | 8.293% | 8.293% | 8.293% | 8.293% | 8.293% | 8.293% | 8.293% | 8.293% | 8.293% | 8.293% | 8.293% | 8.293% | 8.293% | 8.293% | 8.293% | 8.293%
RC*Bier**C1237 | R&D | Conservative | * | Biopower | * | * | Calculated Rate of Return on Equity Real | 8.293% | 8.293% | 8.293% | 8.293% | 8.293% | 8.293% | 8.293% | 8.293% | 8.293% | 8.293% | 8.293% | 8.293% | 8.293% | 8.293% | 8.293% | 8.293% | 8.293% | 8.293% | 8.293% | 8.293% | 8.293% | 8.293% | 8.293% | 8.293% | 8.293% | 8.293% | 8.293% | 8.293% | 8.293% | 8.293%
RA*Bier**D00 | R&D | Advanced | * | Biopower | * | * | Debt Fraction | 69.8% | 69.8% | 69.8% | 69.8% | 69.8% | 69.8% | 69.8% | 69.8% | 69.8% | 69.8% | 69.8% | 69.8% | 69.8% | 69.8% | 69.8% | 69.8% | 69.8% | 69.8% | 69.8% | 69.8% | 69.8% | 69.8% | 69.8% | 69.8% | 69.8% | 69.8% | 69.8% | 69.8% | 69.8% | 69.8%
RM*Bier**D00 | R&D | Moderate | * | Biopower | * | * | Debt Fraction | 69.8% | 69.8% | 69.8% | 69.8% | 69.8% | 69.8% | 69.8% | 69.8% | 69.8% | 69.8% | 69.8% | 69.8% | 69.8% | 69.8% | 69.8% | 69.8% | 69.8% | 69.8% | 69.8% | 69.8% | 69.8% | 69.8% | 69.8% | 69.8% | 69.8% | 69.8% | 69.8% | 69.8% | 69.8% | 69.8%
RC*Bier**D00 | R&D | Conservative | * | Biopower | * | * | Debt Fraction | 69.8% | 69.8% | 69.8% | 69.8% | 69.8% | 69.8% | 69.8% | 69.8% | 69.8% | 69.8% | 69.8% | 69.8% | 69.8% | 69.8% | 69.8% | 69.8% | 69.8% | 69.8% | 69.8% | 69.8% | 69.8% | 69.8% | 69.8% | 69.8% | 69.8% | 69.8% | 69.8% | 69.8% | 69.8% | 69.8%
R**Bier**T50 | R&D | * | * | Biopower | * | * | Tax Rate (Federal and State) | 25.74% | 25.74% | 25.74% | 25.74% | 25.74% | 25.74% | 25.74% | 25.74% | 25.74% | 25.74% | 25.74% | 25.74% | 25.74% | 25.74% | 25.74% | 25.74% | 25.74% | 25.74% | 25.74% | 25.74% | 25.74% | 25.74% | 25.74% | 25.74% | 25.74% | 25.74% | 25.74% | 25.74% | 25.74% | 25.74%
RA*Bier**W00 | R&D | Advanced | * | Biopower | * | * | WACC Nominal | 7.468% | 7.468% | 7.468% | 7.468% | 7.468% | 7.468% | 7.468% | 7.468% | 7.468% | 7.468% | 7.468% | 7.468% | 7.468% | 7.468% | 7.468% | 7.468% | 7.468% | 7.468% | 7.468% | 7.468% | 7.468% | 7.468% | 7.468% | 7.468% | 7.468% | 7.468% | 7.468% | 7.468% | 7.468% | 7.468%
RM*Bier**W00 | R&D | Moderate | * | Biopower | * | * | WACC Nominal | 7.468% | 7.468% | 7.468% | 7.468% | 7.468% | 7.468% | 7.468% | 7.468% | 7.468% | 7.468% | 7.468% | 7.468% | 7.468% | 7.468% | 7.468% | 7.468% | 7.468% | 7.468% | 7.468% | 7.468% | 7.468% | 7.468% | 7.468% | 7.468% | 7.468% | 7.468% | 7.468% | 7.468% | 7.468% | 7.468%
RC*Bier**W00 | R&D | Conservative | * | Biopower | * | * | WACC Nominal | 7.468% | 7.468% | 7.468% | 7.468% | 7.468% | 7.468% | 7.468% | 7.468% | 7.468% | 7.468% | 7.468% | 7.468% | 7.468% | 7.468% | 7.468% | 7.468% | 7.468% | 7.468% | 7.468% | 7.468% | 7.468% | 7.468% | 7.468% | 7.468% | 7.468% | 7.468% | 7.468% | 7.468% | 7.468% | 7.468%
RA*Bier**W06 | R&D | Advanced | * | Biopower | * | * | WACC Real | 4.847% | 4.847% | 4.847% | 4.847% | 4.847% | 4.847% | 4.847% | 4.847% | 4.847% | 4.847% | 4.847% | 4.847% | 4.847% | 4.847% | 4.847% | 4.847% | 4.847% | 4.847% | 4.847% | 4.847% | 4.847% | 4.847% | 4.847% | 4.847% | 4.847% | 4.847% | 4.847% | 4.847% | 4.847% | 4.847%
RM*Bier**W06 | R&D | Moderate | * | Biopower | * | * | WACC Real | 4.847% | 4.847% | 4.847% | 4.847% | 4.847% | 4.847% | 4.847% | 4.847% | 4.847% | 4.847% | 4.847% | 4.847% | 4.847% | 4.847% | 4.847% | 4.847% | 4.847% | 4.847% | 4.847% | 4.847% | 4.847% | 4.847% | 4.847% | 4.847% | 4.847% | 4.847% | 4.847% | 4.847% | 4.847% | 4.847%
RC*Bier**W06 | R&D | Conservative | * | Biopower | * | * | WACC Real | 4.847% | 4.847% | 4.847% | 4.847% | 4.847% | 4.847% | 4.847% | 4.847% | 4.847% | 4.847% | 4.847% | 4.847% | 4.847% | 4.847% | 4.847% | 4.847% | 4.847% | 4.847% | 4.847% | 4.847% | 4.847% | 4.847% | 4.847% | 4.847% | 4.847% | 4.847% | 4.847% | 4.847% | 4.847% | 4.847%
R**Utry**I110 | R&D | * | * | Utility-Scale PV-Plus-Battery | * | * | Inflation Rate | 2.5% | 2.5% | 2.5% | 2.5% | 2.5% | 2.5% | 2.5% | 2.5% | 2.5% | 2.5% | 2.5% | 2.5% | 2.5% | 2.5% | 2.5% | 2.5% | 2.5% | 2.5% | 2.5% | 2.5% | 2.5% | 2.5% | 2.5% | 2.5% | 2.5% | 2.5% | 2.5% | 2.5% | 2.5% | 2.5%
RA*Utry**I100 | R&D | Advanced | * | Utility-Scale PV-Plus-Battery | * | * | Interest Rate Nominal | bar: 2021 to 2050
RM*Utry**I100 | R&D | Moderate | * | Utility-Scale PV-Plus-Battery | * | * | Interest Rate Nominal | bar: 2021 to 2050
RC*Utry**I100 | R&D | Conservative | * | Utility-Scale PV-Plus-Battery | * | * | Interest Rate Nominal | bar: 2021 to 2050
RA*Utry**C2126 | R&D | Advanced | * | Utility-Scale PV-Plus-Battery | * | * | Calculated Interest Rate Real | 4.39% | 4.39% | 4.39% | 4.39% | 4.39% | 4.39% | 4.39% | 4.39% | 4.39% | 4.39% | 4.39% | 4.39% | 4.39% | 4.39% | 4.39% | 4.39% | 4.39% | 4.39% | 4.39% | 4.39% | 4.39% | 4.39% | 4.39% | 4.39% | 4.39% | 4.39% | 4.39% | 4.39% | 4.39% | 4.39%
RM*Utry**C2126 | R&D | Moderate | * | Utility-Scale PV-Plus-Battery | * | * | Calculated Interest Rate Real | 4.39% | 4.39% | 4.39% | 4.39% | 4.39% | 4.39% | 4.39% | 4.39% | 4.39% | 4.39% | 4.39% | 4.39% | 4.39% | 4.39% | 4.39% | 4.39% | 4.39% | 4.39% | 4.39% | 4.39% | 4.39% | 4.39% | 4.39% | 4.39% | 4.39% | 4.39% | 4.39% | 4.39% | 4.39% | 4.39%
RC*Utry**C2126 | R&D | Conservative | * | Utility-Scale PV-Plus-Battery | * | * | Calculated Interest Rate Real | 4.39% | 4.39% | 4.39% | 4.39% | 4.39% | 4.39% | 4.39% | 4.39% | 4.39% | 4.39% | 4.39% | 4.39% | 4.39% | 4.39% | 4.39% | 4.39% | 4.39% | 4.39% | 4.39% | 4.39% | 4.39% | 4.39% | 4.39% | 4.39% | 4.39% | 4.39% | 4.39% | 4.39% | 4.39% | 4.39%
R**Utry**I00 | R&D | * | * | Utility-Scale PV-Plus-Battery | * | * | Interest During Construction - Nominal | 6.5% | 6.5% | 6.5% | 6.5% | 6.5% | 6.5% | 6.5% | 6.5% | 6.5% | 6.5% | 6.5% | 6.5% | 6.5% | 6.5% | 6.5% | 6.5% | 6.5% | 6.5% | 6.5% | 6.5% | 6.5% | 6.5% | 6.5% | 6.5% | 6.5% | 6.5% | 6.5% | 6.5% | 6.5% | 6.5%
RA*Utry**R10 | R&D | Advanced | * | Utility-Scale PV-Plus-Battery | * | * | Rate of Return on Equity Nominal | 8.8% | 8.8% | 8.8% | 8.8% | 8.8% | 8.8% | 8.8% | 8.8% | 8.8% | 8.8% | 8.8% | 8.8% | 8.8% | 8.8% | 8.8% | 8.8% | 8.8% | 8.8% | 8.8% | 8.8% | 8.8% | 8.8% | 8.8% | 8.8% | 8.8% | 8.8% | 8.8% | 8.8% | 8.8% | 8.8%
RM*Utry**R10 | R&D | Moderate | * | Utility-Scale PV-Plus-Battery | * | * | Rate of Return on Equity Nominal | 8.8% | 8.8% | 8.8% | 8.8% | 8.8% | 8.8% | 8.8% | 8.8% | 8.8% | 8.8% | 8.8% | 8.8% | 8.8% | 8.8% | 8.8% | 8.8% | 8.8% | 8.8% | 8.8% | 8.8% | 8.8% | 8.8% | 8.8% | 8.8% | 8.8% | 8.8% | 8.8% | 8.8% | 8.8% | 8.8%
RC*Utry**R10 | R&D | Conservative | * | Utility-Scale PV-Plus-Battery | * | * | Rate of Return on Equity Nominal | 8.8% | 8.8% | 8.8% | 8.8% | 8.8% | 8.8% | 8.8% | 8.8% | 8.8% | 8.8% | 8.8% | 8.8% | 8.8% | 8.8% | 8.8% | 8.8% | 8.8% | 8.8% | 8.8% | 8.8% | 8.8% | 8.8% | 8.8% | 8.8% | 8.8% | 8.8% | 8.8% | 8.8% | 8.8% | 8.8%
RA*Utry**C1237 | R&D | Advanced | * | Utility-Scale PV-Plus-Battery | * | * | Calculated Rate of Return on Equity Real | 6.146% | 6.146% | 6.146% | 6.146% | 6.146% | 6.146% | 6.146% | 6.146% | 6.146% | 6.146% | 6.146% | 6.146% | 6.146% | 6.146% | 6.146% | 6.146% | 6.146% | 6.146% | 6.146% | 6.146% | 6.146% | 6.146% | 6.146% | 6.146% | 6.146% | 6.146% | 6.146% | 6.146% | 6.146% | 6.146%
RM*Utry**C1237 | R&D | Moderate | * | Utility-Scale PV-Plus-Battery | * | * | Calculated Rate of Return on Equity Real | 6.146% | 6.146% | 6.146% | 6.146% | 6.146% | 6.146% | 6.146% | 6.146% | 6.146% | 6.146% | 6.146% | 6.146% | 6.146% | 6.146% | 6.146% | 6.146% | 6.146% | 6.146% | 6.146% | 6.146% | 6.146% | 6.146% | 6.146% | 6.146% | 6.146% | 6.146% | 6.146% | 6.146% | 6.146% | 6.146%
RC*Utry**C1237 | R&D | Conservative | * | Utility-Scale PV-Plus-Battery | * | * | Calculated Rate of Return on Equity Real | 6.146% | 6.146% | 6.146% | 6.146% | 6.146% | 6.146% | 6.146% | 6.146% | 6.146% | 6.146% | 6.146% | 6.146% | 6.146% | 6.146% | 6.146% | 6.146% | 6.146% | 6.146% | 6.146% | 6.146% | 6.146% | 6.146% | 6.146% | 6.146% | 6.146% | 6.146% | 6.146% | 6.146% | 6.146% | 6.146%
RA*Utry**D00 | R&D | Advanced | * | Utility-Scale PV-Plus-Battery | * | * | Debt Fraction | 73.8% | 73.8% | 73.8% | 73.8% | 73.8% | 73.8% | 73.8% | 73.8% | 73.8% | 73.8% | 73.8% | 73.8% | 73.8% | 73.8% | 73.8% | 73.8% | 73.8% | 73.8% | 73.8% | 73.8% | 73.8% | 73.8% | 73.8% | 73.8% | 73.8% | 73.8% | 73.8% | 73.8% | 73.8% | 73.8%
RM*Utry**D00 | R&D | Moderate | * | Utility-Scale PV-Plus-Battery | * | * | Debt Fraction | 73.8% | 73.8% | 73.8% | 73.8% | 73.8% | 73.8% | 73.8% | 73.8% | 73.8% | 73.8% | 73.8% | 73.8% | 73.8% | 73.8% | 73.8% | 73.8% | 73.8% | 73.8% | 73.8% | 73.8% | 73.8% | 73.8% | 73.8% | 73.8% | 73.8% | 73.8% | 73.8% | 73.8% | 73.8% | 73.8%
RC*Utry**D00 | R&D | Conservative | * | Utility-Scale PV-Plus-Battery | * | * | Debt Fraction | 73.8% | 73.8% | 73.8% | 73.8% | 73.8% | 73.8% | 73.8% | 73.8% | 73.8% | 73.8% | 73.8% | 73.8% | 73.8% | 73.8% | 73.8% | 73.8% | 73.8% | 73.8% | 73.8% | 73.8% | 73.8% | 73.8% | 73.8% | 73.8% | 73.8% | 73.8% | 73.8% | 73.8% | 73.8% | 73.8%
R**Utry**T50 | R&D | * | * | Utility-Scale PV-Plus-Battery | * | * | Tax Rate (Federal and State) | 25.74% | 25.74% | 25.74% | 25.74% | 25.74% | 25.74% | 25.74% | 25.74% | 25.74% | 25.74% | 25.74% | 25.74% | 25.74% | 25.74% | 25.74% | 25.74% | 25.74% | 25.74% | 25.74% | 25.74% | 25.74% | 25.74% | 25.74% | 25.74% | 25.74% | 25.74% | 25.74% | 25.74% | 25.74% | 25.74%
RA*Utry**W00 | R&D | Advanced | * | Utility-Scale PV-Plus-Battery | * | * | WACC Nominal | 6.142% | 6.142% | 6.142% | 6.142% | 6.142% | 6.142% | 6.142% | 6.142% | 6.142% | 6.142% | 6.142% | 6.142% | 6.142% | 6.142% | 6.142% | 6.142% | 6.142% | 6.142% | 6.142% | 6.142% | 6.142% | 6.142% | 6.142% | 6.142% | 6.142% | 6.142% | 6.142% | 6.142% | 6.142% | 6.142%
RM*Utry**W00 | R&D | Moderate | * | Utility-Scale PV-Plus-Battery | * | * | WACC Nominal | 6.142% | 6.142% | 6.142% | 6.142% | 6.142% | 6.142% | 6.142% | 6.142% | 6.142% | 6.142% | 6.142% | 6.142% | 6.142% | 6.142% | 6.142% | 6.142% | 6.142% | 6.142% | 6.142% | 6.142% | 6.142% | 6.142% | 6.142% | 6.142% | 6.142% | 6.142% | 6.142% | 6.142% | 6.142% | 6.142%
RC*Utry**W00 | R&D | Conservative | * | Utility-Scale PV-Plus-Battery | * | * | WACC Nominal | 6.142% | 6.142% | 6.142% | 6.142% | 6.142% | 6.142% | 6.142% | 6.142% | 6.142% | 6.142% | 6.142% | 6.142% | 6.142% | 6.142% | 6.142% | 6.142% | 6.142% | 6.142% | 6.142% | 6.142% | 6.142% | 6.142% | 6.142% | 6.142% | 6.142% | 6.142% | 6.142% | 6.142% | 6.142% | 6.142%
RA*Utry**W06 | R&D | Advanced | * | Utility-Scale PV-Plus-Battery | * | * | WACC Real | 3.553% | 3.553% | 3.553% | 3.553% | 3.553% | 3.553% | 3.553% | 3.553% | 3.553% | 3.553% | 3.553% | 3.553% | 3.553% | 3.553% | 3.553% | 3.553% | 3.553% | 3.553% | 3.553% | 3.553% | 3.553% | 3.553% | 3.553% | 3.553% | 3.553% | 3.553% | 3.553% | 3.553% | 3.553% | 3.553%
RM*Utry**W06 | R&D | Moderate | * | Utility-Scale PV-Plus-Battery | * | * | WACC Real | 3.553% | 3.553% | 3.553% | 3.553% | 3.553% | 3.553% | 3.553% | 3.553% | 3.553% | 3.553% | 3.553% | 3.553% | 3.553% | 3.553% | 3.553% | 3.553% | 3.553% | 3.553% | 3.553% | 3.553% | 3.553% | 3.553% | 3.553% | 3.553% | 3.553% | 3.553% | 3.553% | 3.553% | 3.553% | 3.553%
RC*Utry**W06 | R&D | Conservative | * | Utility-Scale PV-Plus-Battery | * | * | WACC Real | 3.553% | 3.553% | 3.553% | 3.553% | 3.553% | 3.553% | 3.553% | 3.553% | 3.553% | 3.553% | 3.553% | 3.553% | 3.553% | 3.553% | 3.553% | 3.553% | 3.553% | 3.553% | 3.553% | 3.553% | 3.553% | 3.553% | 3.553% | 3.553% | 3.553% | 3.553% | 3.553% | 3.553% | 3.553% | 3.553%
R**Puer**I110 | R&D | * | * | Pumped Storage Hydropower | * | * | Inflation Rate | 2.5% | 2.5% | 2.5% | 2.5% | 2.5% | 2.5% | 2.5% | 2.5% | 2.5% | 2.5% | 2.5% | 2.5% | 2.5% | 2.5% | 2.5% | 2.5% | 2.5% | 2.5% | 2.5% | 2.5% | 2.5% | 2.5% | 2.5% | 2.5% | 2.5% | 2.5% | 2.5% | 2.5% | 2.5% | 2.5%
RA*Puer**I100 | R&D | Advanced | * | Pumped Storage Hydropower | * | * | Interest Rate Nominal | bar: 2021 to 2050
RM*Puer**I100 | R&D | Moderate | * | Pumped Storage Hydropower | * | * | Interest Rate Nominal | bar: 2021 to 2050
RC*Puer**I100 | R&D | Conservative | * | Pumped Storage Hydropower | * | * | Interest Rate Nominal | bar: 2021 to 2050
RA*Puer**C2126 | R&D | Advanced | * | Pumped Storage Hydropower | * | * | Calculated Interest Rate Real | 4.39% | 4.39% | 4.39% | 4.39% | 4.39% | 4.39% | 4.39% | 4.39% | 4.39% | 4.39% | 4.39% | 4.39% | 4.39% | 4.39% | 4.39% | 4.39% | 4.39% | 4.39% | 4.39% | 4.39% | 4.39% | 4.39% | 4.39% | 4.39% | 4.39% | 4.39% | 4.39% | 4.39% | 4.39% | 4.39%
RM*Puer**C2126 | R&D | Moderate | * | Pumped Storage Hydropower | * | * | Calculated Interest Rate Real | 4.39% | 4.39% | 4.39% | 4.39% | 4.39% | 4.39% | 4.39% | 4.39% | 4.39% | 4.39% | 4.39% | 4.39% | 4.39% | 4.39% | 4.39% | 4.39% | 4.39% | 4.39% | 4.39% | 4.39% | 4.39% | 4.39% | 4.39% | 4.39% | 4.39% | 4.39% | 4.39% | 4.39% | 4.39% | 4.39%
RC*Puer**C2126 | R&D | Conservative | * | Pumped Storage Hydropower | * | * | Calculated Interest Rate Real | 4.39% | 4.39% | 4.39% | 4.39% | 4.39% | 4.39% | 4.39% | 4.39% | 4.39% | 4.39% | 4.39% | 4.39% | 4.39% | 4.39% | 4.39% | 4.39% | 4.39% | 4.39% | 4.39% | 4.39% | 4.39% | 4.39% | 4.39% | 4.39% | 4.39% | 4.39% | 4.39% | 4.39% | 4.39% | 4.39%
R**Puer**I00 | R&D | * | * | Pumped Storage Hydropower | * | * | Interest During Construction - Nominal | bar: 2021 to 2050
RA*Puer**R10 | R&D | Advanced | * | Pumped Storage Hydropower | * | * | Rate of Return on Equity Nominal | 11% | 11% | 11% | 11% | 11% | 11% | 11% | 11% | 11% | 11% | 11% | 11% | 11% | 11% | 11% | 11% | 11% | 11% | 11% | 11% | 11% | 11% | 11% | 11% | 11% | 11% | 11% | 11% | 11% | 11%
RM*Puer**R10 | R&D | Moderate | * | Pumped Storage Hydropower | * | * | Rate of Return on Equity Nominal | 11% | 11% | 11% | 11% | 11% | 11% | 11% | 11% | 11% | 11% | 11% | 11% | 11% | 11% | 11% | 11% | 11% | 11% | 11% | 11% | 11% | 11% | 11% | 11% | 11% | 11% | 11% | 11% | 11% | 11%
RC*Puer**R10 | R&D | Conservative | * | Pumped Storage Hydropower | * | * | Rate of Return on Equity Nominal | 11% | 11% | 11% | 11% | 11% | 11% | 11% | 11% | 11% | 11% | 11% | 11% | 11% | 11% | 11% | 11% | 11% | 11% | 11% | 11% | 11% | 11% | 11% | 11% | 11% | 11% | 11% | 11% | 11% | 11%
RA*Puer**C1237 | R&D | Advanced | * | Pumped Storage Hydropower | * | * | Calculated Rate of Return on Equity Real | 8.293% | 8.293% | 8.293% | 8.293% | 8.293% | 8.293% | 8.293% | 8.293% | 8.293% | 8.293% | 8.293% | 8.293% | 8.293% | 8.293% | 8.293% | 8.293% | 8.293% | 8.293% | 8.293% | 8.293% | 8.293% | 8.293% | 8.293% | 8.293% | 8.293% | 8.293% | 8.293% | 8.293% | 8.293% | 8.293%
RM*Puer**C1237 | R&D | Moderate | * | Pumped Storage Hydropower | * | * | Calculated Rate of Return on Equity Real | 8.293% | 8.293% | 8.293% | 8.293% | 8.293% | 8.293% | 8.293% | 8.293% | 8.293% | 8.293% | 8.293% | 8.293% | 8.293% | 8.293% | 8.293% | 8.293% | 8.293% | 8.293% | 8.293% | 8.293% | 8.293% | 8.293% | 8.293% | 8.293% | 8.293% | 8.293% | 8.293% | 8.293% | 8.293% | 8.293%
RC*Puer**C1237 | R&D | Conservative | * | Pumped Storage Hydropower | * | * | Calculated Rate of Return on Equity Real | 8.293% | 8.293% | 8.293% | 8.293% | 8.293% | 8.293% | 8.293% | 8.293% | 8.293% | 8.293% | 8.293% | 8.293% | 8.293% | 8.293% | 8.293% | 8.293% | 8.293% | 8.293% | 8.293% | 8.293% | 8.293% | 8.293% | 8.293% | 8.293% | 8.293% | 8.293% | 8.293% | 8.293% | 8.293% | 8.293%
RA*Puer**D00 | R&D | Advanced | * | Pumped Storage Hydropower | * | * | Debt Fraction | 69.49% | 69.49% | 69.49% | 69.49% | 69.49% | 69.49% | 69.49% | 69.49% | 69.49% | 69.49% | 69.49% | 69.49% | 69.49% | 69.49% | 69.49% | 69.49% | 69.49% | 69.49% | 69.49% | 69.49% | 69.49% | 69.49% | 69.49% | 69.49% | 69.49% | 69.49% | 69.49% | 69.49% | 69.49% | 69.49%
RM*Puer**D00 | R&D | Moderate | * | Pumped Storage Hydropower | * | * | Debt Fraction | 69.49% | 69.49% | 69.49% | 69.49% | 69.49% | 69.49% | 69.49% | 69.49% | 69.49% | 69.49% | 69.49% | 69.49% | 69.49% | 69.49% | 69.49% | 69.49% | 69.49% | 69.49% | 69.49% | 69.49% | 69.49% | 69.49% | 69.49% | 69.49% | 69.49% | 69.49% | 69.49% | 69.49% | 69.49% | 69.49%
RC*Puer**D00 | R&D | Conservative | * | Pumped Storage Hydropower | * | * | Debt Fraction | 69.49% | 69.49% | 69.49% | 69.49% | 69.49% | 69.49% | 69.49% | 69.49% | 69.49% | 69.49% | 69.49% | 69.49% | 69.49% | 69.49% | 69.49% | 69.49% | 69.49% | 69.49% | 69.49% | 69.49% | 69.49% | 69.49% | 69.49% | 69.49% | 69.49% | 69.49% | 69.49% | 69.49% | 69.49% | 69.49%
R**Puer**T50 | R&D | * | * | Pumped Storage Hydropower | * | * | Tax Rate (Federal and State) | 25.74% | 25.74% | 25.74% | 25.74% | 25.74% | 25.74% | 25.74% | 25.74% | 25.74% | 25.74% | 25.74% | 25.74% | 25.74% | 25.74% | 25.74% | 25.74% | 25.74% | 25.74% | 25.74% | 25.74% | 25.74% | 25.74% | 25.74% | 25.74% | 25.74% | 25.74% | 25.74% | 25.74% | 25.74% | 25.74%
RA*Puer**W00 | R&D | Advanced | * | Pumped Storage Hydropower | * | * | WACC Nominal | 6.968% | 6.968% | 6.968% | 6.968% | 6.968% | 6.968% | 6.968% | 6.968% | 6.968% | 6.968% | 6.968% | 6.968% | 6.968% | 6.968% | 6.968% | 6.968% | 6.968% | 6.968% | 6.968% | 6.968% | 6.968% | 6.968% | 6.968% | 6.968% | 6.968% | 6.968% | 6.968% | 6.968% | 6.968% | 6.968%
RM*Puer**W00 | R&D | Moderate | * | Pumped Storage Hydropower | * | * | WACC Nominal | 6.968% | 6.968% | 6.968% | 6.968% | 6.968% | 6.968% | 6.968% | 6.968% | 6.968% | 6.968% | 6.968% | 6.968% | 6.968% | 6.968% | 6.968% | 6.968% | 6.968% | 6.968% | 6.968% | 6.968% | 6.968% | 6.968% | 6.968% | 6.968% | 6.968% | 6.968% | 6.968% | 6.968% | 6.968% | 6.968%
RC*Puer**W00 | R&D | Conservative | * | Pumped Storage Hydropower | * | * | WACC Nominal | 6.968% | 6.968% | 6.968% | 6.968% | 6.968% | 6.968% | 6.968% | 6.968% | 6.968% | 6.968% | 6.968% | 6.968% | 6.968% | 6.968% | 6.968% | 6.968% | 6.968% | 6.968% | 6.968% | 6.968% | 6.968% | 6.968% | 6.968% | 6.968% | 6.968% | 6.968% | 6.968% | 6.968% | 6.968% | 6.968%
RA*Puer**W06 | R&D | Advanced | * | Pumped Storage Hydropower | * | * | WACC Real | 4.359% | 4.359% | 4.359% | 4.359% | 4.359% | 4.359% | 4.359% | 4.359% | 4.359% | 4.359% | 4.359% | 4.359% | 4.359% | 4.359% | 4.359% | 4.359% | 4.359% | 4.359% | 4.359% | 4.359% | 4.359% | 4.359% | 4.359% | 4.359% | 4.359% | 4.359% | 4.359% | 4.359% | 4.359% | 4.359%
RM*Puer**W06 | R&D | Moderate | * | Pumped Storage Hydropower | * | * | WACC Real | 4.359% | 4.359% | 4.359% | 4.359% | 4.359% | 4.359% | 4.359% | 4.359% | 4.359% | 4.359% | 4.359% | 4.359% | 4.359% | 4.359% | 4.359% | 4.359% | 4.359% | 4.359% | 4.359% | 4.359% | 4.359% | 4.359% | 4.359% | 4.359% | 4.359% | 4.359% | 4.359% | 4.359% | 4.359% | 4.359%
RC*Puer**W06 | R&D | Conservative | * | Pumped Storage Hydropower | * | * | WACC Real | 4.359% | 4.359% | 4.359% | 4.359% | 4.359% | 4.359% | 4.359% | 4.359% | 4.359% | 4.359% | 4.359% | 4.359% | 4.359% | 4.359% | 4.359% | 4.359% | 4.359% | 4.359% | 4.359% | 4.359% | 4.359% | 4.359% | 4.359% | 4.359% | 4.359% | 4.359% | 4.359% | 4.359% | 4.359% | 4.359%

## Summary_CAPEX
Key | FinancialCase | CostCase | CRPYears | Technology | TechDetail | DisplayName | 2021 | 2022 | 2023 | 2024 | 2025 | 2026 | 2027 | 2028 | 2029 | 2030 | 2031 | 2032 | 2033 | 2034 | 2035 | 2036 | 2037 | 2038 | 2039 | 2040 | 2041 | 2042 | 2043 | 2044 | 2045 | 2046 | 2047 | 2048 | 2049 | 2050
RA3CSSPClass2 | R&D | Advanced | 30 | CSP | Class2 | CSP - Class 2 | 7253.7832 | 6899.1538 | 6544.5244 | 6189.895 | 5835.2656 | 5480.6362 | 5126.0068 | 4771.3774 | 4416.748 | 4062.1186 | 4011.3421 | 3960.5656 | 3909.7891 | 3859.0126 | 3808.2362 | 3757.4597 | 3706.6832 | 3655.9067 | 3605.1302 | 3554.3537 | 3503.5773 | 3452.8008 | 3402.0243 | 3351.2478 | 3300.4713 | 3249.6949 | 3198.9184 | 3148.1419 | 3097.3654 | 3046.5889
RM3CSSPClass2 | R&D | Moderate | 30 | CSP | Class2 | CSP - Class 2 | 7253.7832 | 7011.9904 | 6770.1976 | 6528.4048 | 6286.6121 | 6044.8193 | 5803.0265 | 5561.2338 | 5319.441 | 5077.6482 | 5041.3793 | 5005.1104 | 4968.8415 | 4932.5725 | 4896.3036 | 4860.0347 | 4823.7658 | 4787.4969 | 4751.228 | 4714.9591 | 4678.6901 | 4642.4212 | 4606.1523 | 4569.8834 | 4533.6145 | 4497.3456 | 4461.0766 | 4424.8077 | 4388.5388 | 4352.2699
RC3CSSPClass2 | R&D | Conservative | 30 | CSP | Class2 | CSP - Class 2 | 7253.7832 | 7253.7832 | 7253.7832 | 7253.7832 | 7253.7832 | 7253.7832 | 7253.7832 | 7253.7832 | 7253.7832 | 7253.7832 | 7253.7832 | 7253.7832 | 7253.7832 | 7253.7832 | 7253.7832 | 7253.7832 | 7253.7832 | 7253.7832 | 7253.7832 | 7253.7832 | 7253.7832 | 7253.7832 | 7253.7832 | 7253.7832 | 7253.7832 | 7253.7832 | 7253.7832 | 7253.7832 | 7253.7832 | 7253.7832
RA3CSSPClass3 | R&D | Advanced | 30 | CSP | Class3 | CSP - Class 3 | 7253.7832 | 6899.1538 | 6544.5244 | 6189.895 | 5835.2656 | 5480.6362 | 5126.0068 | 4771.3774 | 4416.748 | 4062.1186 | 4011.3421 | 3960.5656 | 3909.7891 | 3859.0126 | 3808.2362 | 3757.4597 | 3706.6832 | 3655.9067 | 3605.1302 | 3554.3537 | 3503.5773 | 3452.8008 | 3402.0243 | 3351.2478 | 3300.4713 | 3249.6949 | 3198.9184 | 3148.1419 | 3097.3654 | 3046.5889
RM3CSSPClass3 | R&D | Moderate | 30 | CSP | Class3 | CSP - Class 3 | 7253.7832 | 7011.9904 | 6770.1976 | 6528.4048 | 6286.6121 | 6044.8193 | 5803.0265 | 5561.2338 | 5319.441 | 5077.6482 | 5041.3793 | 5005.1104 | 4968.8415 | 4932.5725 | 4896.3036 | 4860.0347 | 4823.7658 | 4787.4969 | 4751.228 | 4714.9591 | 4678.6901 | 4642.4212 | 4606.1523 | 4569.8834 | 4533.6145 | 4497.3456 | 4461.0766 | 4424.8077 | 4388.5388 | 4352.2699
RC3CSSPClass3 | R&D | Conservative | 30 | CSP | Class3 | CSP - Class 3 | 7253.7832 | 7253.7832 | 7253.7832 | 7253.7832 | 7253.7832 | 7253.7832 | 7253.7832 | 7253.7832 | 7253.7832 | 7253.7832 | 7253.7832 | 7253.7832 | 7253.7832 | 7253.7832 | 7253.7832 | 7253.7832 | 7253.7832 | 7253.7832 | 7253.7832 | 7253.7832 | 7253.7832 | 7253.7832 | 7253.7832 | 7253.7832 | 7253.7832 | 7253.7832 | 7253.7832 | 7253.7832 | 7253.7832 | 7253.7832
RA3CSSPClass8 | R&D | Advanced | 30 | CSP | Class8 | CSP - Class 8 | 7253.7832 | 6899.1538 | 6544.5244 | 6189.895 | 5835.2656 | 5480.6362 | 5126.0068 | 4771.3774 | 4416.748 | 4062.1186 | 4011.3421 | 3960.5656 | 3909.7891 | 3859.0126 | 3808.2362 | 3757.4597 | 3706.6832 | 3655.9067 | 3605.1302 | 3554.3537 | 3503.5773 | 3452.8008 | 3402.0243 | 3351.2478 | 3300.4713 | 3249.6949 | 3198.9184 | 3148.1419 | 3097.3654 | 3046.5889
RM3CSSPClass8 | R&D | Moderate | 30 | CSP | Class8 | CSP - Class 8 | 7253.7832 | 7011.9904 | 6770.1976 | 6528.4048 | 6286.6121 | 6044.8193 | 5803.0265 | 5561.2338 | 5319.441 | 5077.6482 | 5041.3793 | 5005.1104 | 4968.8415 | 4932.5725 | 4896.3036 | 4860.0347 | 4823.7658 | 4787.4969 | 4751.228 | 4714.9591 | 4678.6901 | 4642.4212 | 4606.1523 | 4569.8834 | 4533.6145 | 4497.3456 | 4461.0766 | 4424.8077 | 4388.5388 | 4352.2699
RC3CSSPClass8 | R&D | Conservative | 30 | CSP | Class8 | CSP - Class 8 | 7253.7832 | 7253.7832 | 7253.7832 | 7253.7832 | 7253.7832 | 7253.7832 | 7253.7832 | 7253.7832 | 7253.7832 | 7253.7832 | 7253.7832 | 7253.7832 | 7253.7832 | 7253.7832 | 7253.7832 | 7253.7832 | 7253.7832 | 7253.7832 | 7253.7832 | 7253.7832 | 7253.7832 | 7253.7832 | 7253.7832 | 7253.7832 | 7253.7832 | 7253.7832 | 7253.7832 | 7253.7832 | 7253.7832 | 7253.7832
RA3OfndClass1 | R&D | Advanced | 30 | OffShoreWind | Class1 | Offshore Wind - Class 1 | 3149.9376 | 3327.1977 | 3068.7789 | 2765.6388 | 2689.1719 | 2624.52 | 2568.516 | 2519.1169 | 2474.928 | 2434.9542 | 2398.4611 | 2364.8906 | 2333.8092 | 2304.8731 | 2277.8052 | 2252.3788 | 2228.4061 | 2205.73 | 2184.2172 | 2163.7543 | 2144.2434 | 2125.6001 | 2107.7503 | 2090.6292 | 2074.1798 | 2058.3512 | 2043.0984 | 2028.3808 | 2014.1623 | 2000.41
RM3OfndClass1 | R&D | Moderate | 30 | OffShoreWind | Class1 | Offshore Wind - Class 1 | 3396.2021 | 3613.2633 | 3351.3293 | 3034.3653 | 2962.3678 | 2901.4948 | 2848.7642 | 2802.2525 | 2760.6464 | 2723.0091 | 2688.6489 | 2657.0406 | 2627.7759 | 2600.5311 | 2575.0453 | 2551.105 | 2528.5336 | 2507.1828 | 2486.9275 | 2467.6606 | 2449.2901 | 2431.7365 | 2414.93 | 2398.8096 | 2383.3217 | 2368.4183 | 2354.0569 | 2340.1996 | 2326.8121 | 2313.8637
RC3OfndClass1 | R&D | Conservative | 30 | OffShoreWind | Class1 | Offshore Wind - Class 1 | 3870.7654 | 4185.5618 | 3930.3863 | 3594.7914 | 3539.8787 | 3493.4506 | 3453.2328 | 3417.7582 | 3386.0251 | 3357.319 | 3331.1124 | 3307.0046 | 3284.6843 | 3263.9047 | 3244.4666 | 3226.2073 | 3208.9919 | 3192.7077 | 3177.2588 | 3162.5639 | 3148.5527 | 3135.1645 | 3122.3461 | 3110.0511 | 3098.2384 | 3086.8715 | 3075.9181 | 3065.3491 | 3055.1384 | 3045.2625
RA3OfndClass2 | R&D | Advanced | 30 | OffShoreWind | Class2 | Offshore Wind - Class 2 | 3187.2581 | 3364.4423 | 3103.297 | 2798.4061 | 2721.0332 | 2655.6153 | 2598.9478 | 2548.9635 | 2504.251 | 2463.8036 | 2426.8781 | 2392.9098 | 2361.4602 | 2332.1813 | 2304.7926 | 2279.065 | 2254.8083 | 2231.8635 | 2210.0958 | 2189.3905 | 2169.6485 | 2150.7842 | 2132.7229 | 2115.399 | 2098.7547 | 2082.7386 | 2067.305 | 2052.4131 | 2038.0261 | 2024.1109
RM3OfndClass2 | R&D | Moderate | 30 | OffShoreWind | Class2 | Offshore Wind - Class 2 | 3436.4404 | 3653.7101 | 3389.0255 | 3070.3166 | 2997.466 | 2935.8718 | 2882.5164 | 2835.4537 | 2793.3546 | 2755.2713 | 2720.5041 | 2688.5213 | 2658.9098 | 2631.3422 | 2605.5545 | 2581.3306 | 2558.4917 | 2536.888 | 2516.3926 | 2496.8974 | 2478.3094 | 2460.5477 | 2443.5421 | 2427.2308 | 2411.5593 | 2396.4793 | 2381.9478 | 2367.9263 | 2354.3802 | 2341.2784
RC3OfndClass2 | R&D | Conservative | 30 | OffShoreWind | Class2 | Offshore Wind - Class 2 | 3916.6263 | 4232.4149 | 3974.5958 | 3637.3825 | 3581.8192 | 3534.8411 | 3494.1468 | 3458.2519 | 3426.1428 | 3397.0966 | 3370.5795 | 3346.1861 | 3323.6013 | 3302.5754 | 3282.907 | 3264.4314 | 3247.0121 | 3230.5349 | 3214.903 | 3200.034 | 3185.8568 | 3172.31 | 3159.3397 | 3146.899 | 3134.9463 | 3123.4448 | 3112.3616 | 3101.6674 | 3091.3357 | 3081.3429
RA3OfndClass3 | R&D | Advanced | 30 | OffShoreWind | Class3 | Offshore Wind - Class 3 | 3314.3379 | 3501.6036 | 3229.5814 | 2909.9819 | 2829.524 | 2761.4979 | 2702.5709 | 2650.5937 | 2604.0985 | 2562.0384 | 2523.6406 | 2488.318 | 2455.6144 | 2425.1681 | 2396.6875 | 2369.934 | 2344.7102 | 2320.8506 | 2298.215 | 2276.6841 | 2256.1549 | 2236.5385 | 2217.7571 | 2199.7425 | 2182.4346 | 2165.7799 | 2149.731 | 2134.2453 | 2119.2846 | 2104.8146
RM3OfndClass3 | R&D | Moderate | 30 | OffShoreWind | Class3 | Offshore Wind - Class 3 | 3573.4553 | 3802.6643 | 3526.9373 | 3192.7337 | 3116.9786 | 3052.9285 | 2997.4458 | 2948.5066 | 2904.729 | 2865.1273 | 2828.9738 | 2795.7158 | 2764.9237 | 2736.257 | 2709.441 | 2684.2513 | 2660.5018 | 2638.0367 | 2616.7242 | 2596.4517 | 2577.1225 | 2558.6527 | 2540.969 | 2524.0074 | 2507.711 | 2492.0298 | 2476.9189 | 2462.3384 | 2448.2522 | 2434.6279
RC3OfndClass3 | R&D | Conservative | 30 | OffShoreWind | Class3 | Offshore Wind - Class 3 | 4072.7868 | 4404.9616 | 4136.3366 | 3782.4093 | 3724.6306 | 3675.7794 | 3633.4626 | 3596.1365 | 3562.7472 | 3532.5429 | 3504.9685 | 3479.6025 | 3456.1173 | 3434.2531 | 3413.8005 | 3394.5882 | 3376.4744 | 3359.3402 | 3343.0851 | 3327.6232 | 3312.8807 | 3298.7937 | 3285.3064 | 3272.3697 | 3259.9404 | 3247.9803 | 3236.4552 | 3225.3345 | 3214.591 | 3204.1997
RA3OfndClass4 | R&D | Advanced | 30 | OffShoreWind | Class4 | Offshore Wind - Class 4 | 3441.6137 | 3637.5838 | 3354.8825 | 3021.7298 | 2938.1822 | 2867.5438 | 2806.3539 | 2752.3807 | 2704.1 | 2660.4247 | 2620.5524 | 2583.8734 | 2549.9139 | 2518.2984 | 2488.7241 | 2460.9433 | 2434.7508 | 2409.9749 | 2386.4701 | 2364.1123 | 2342.7949 | 2322.4252 | 2302.9225 | 2284.2161 | 2266.2435 | 2248.9493 | 2232.284 | 2216.2037 | 2200.6685 | 2185.6428
RM3OfndClass4 | R&D | Moderate | 30 | OffShoreWind | Class4 | Offshore Wind - Class 4 | 3710.6817 | 3950.3357 | 3663.7752 | 3315.3398 | 3236.6755 | 3170.1658 | 3112.5525 | 3061.7339 | 3016.2752 | 2975.1527 | 2937.6109 | 2903.0757 | 2871.1012 | 2841.3336 | 2813.4878 | 2787.3308 | 2762.6693 | 2739.3415 | 2717.2105 | 2696.1596 | 2676.0881 | 2656.909 | 2638.5463 | 2620.9332 | 2604.0111 | 2587.7277 | 2572.0366 | 2556.8961 | 2542.269 | 2528.1215
RC3OfndClass4 | R&D | Conservative | 30 | OffShoreWind | Class4 | Offshore Wind - Class 4 | 4229.1883 | 4576.0225 | 4296.8178 | 3927.6598 | 3867.6623 | 3816.9352 | 3772.9933 | 3734.2338 | 3699.5623 | 3668.1981 | 3639.5648 | 3613.2248 | 3588.8377 | 3566.1338 | 3544.8958 | 3524.9458 | 3506.1363 | 3488.3442 | 3471.4648 | 3455.4092 | 3440.1006 | 3425.4726 | 3411.4673 | 3398.0338 | 3385.1273 | 3372.7079 | 3360.7402 | 3349.1925 | 3338.0363 | 3327.246
RA3OfndClass5 | R&D | Advanced | 30 | OffShoreWind | Class5 | Offshore Wind - Class 5 | 3611.3707 | 3808.361 | 3513.0471 | 3170.7762 | 3083.1076 | 3008.9849 | 2944.7769 | 2888.1414 | 2837.4793 | 2791.6498 | 2749.8107 | 2711.3225 | 2675.688 | 2642.5131 | 2611.48 | 2582.3289 | 2554.8445 | 2528.8465 | 2504.1824 | 2480.7218 | 2458.3529 | 2436.9784 | 2416.5138 | 2396.8847 | 2378.0256 | 2359.8783 | 2342.3911 | 2325.5176 | 2309.2162 | 2293.4493
RM3OfndClass5 | R&D | Moderate | 30 | OffShoreWind | Class5 | Offshore Wind - Class 5 | 3893.7105 | 4135.796 | 3836.5024 | 3478.8684 | 3396.324 | 3326.5337 | 3266.0786 | 3212.7535 | 3165.0525 | 3121.9017 | 3082.5081 | 3046.2695 | 3012.7178 | 2981.4819 | 2952.2627 | 2924.8155 | 2898.9375 | 2874.4591 | 2851.2365 | 2829.1473 | 2808.0857 | 2787.9606 | 2768.6922 | 2750.2104 | 2732.4536 | 2715.367 | 2698.9019 | 2683.0146 | 2667.666 | 2652.8207
RC3OfndClass5 | R&D | Conservative | 30 | OffShoreWind | Class5 | Offshore Wind - Class 5 | 4437.7924 | 4790.8575 | 4499.3896 | 4121.391 | 4058.4342 | 4005.2049 | 3959.0956 | 3918.4244 | 3882.0427 | 3849.1314 | 3819.0858 | 3791.4465 | 3765.8565 | 3742.0328 | 3719.7473 | 3698.8132 | 3679.076 | 3660.4062 | 3642.6943 | 3625.8467 | 3609.7831 | 3594.4336 | 3579.7374 | 3565.6413 | 3552.0982 | 3539.0662 | 3526.5082 | 3514.3909 | 3502.6845 | 3491.3619
RA3OfndClass6 | R&D | Advanced | 30 | OffShoreWind | Class6 | Offshore Wind - Class 6 | 3585.7928 | 3785.9263 | 3492.005 | 3148.3188 | 3061.2712 | 2987.6734 | 2923.9202 | 2867.6858 | 2817.3825 | 2771.8776 | 2730.3349 | 2692.1193 | 2656.7371 | 2623.7972 | 2592.9839 | 2564.0393 | 2536.7495 | 2510.9357 | 2486.4462 | 2463.1518 | 2440.9413 | 2419.7182 | 2399.3986 | 2379.9085 | 2361.183 | 2343.1642 | 2325.8008 | 2309.0468 | 2292.8609 | 2277.2057
RM3OfndClass6 | R&D | Moderate | 30 | OffShoreWind | Class6 | Offshore Wind - Class 6 | 3866.1328 | 4111.4324 | 3813.5229 | 3454.2289 | 3372.2691 | 3302.9732 | 3242.9462 | 3189.9988 | 3142.6356 | 3099.7904 | 3060.6759 | 3024.6939 | 2991.3799 | 2960.3652 | 2931.353 | 2904.1001 | 2878.4055 | 2854.1004 | 2831.0423 | 2809.1095 | 2788.1971 | 2768.2146 | 2749.0826 | 2730.7317 | 2713.1006 | 2696.1351 | 2679.7866 | 2664.0118 | 2648.7719 | 2634.0318
RC3OfndClass6 | R&D | Conservative | 30 | OffShoreWind | Class6 | Offshore Wind - Class 6 | 4406.3612 | 4762.635 | 4472.4396 | 4092.2008 | 4029.6898 | 3976.8376 | 3931.0549 | 3890.6716 | 3854.5476 | 3821.8695 | 3792.0367 | 3764.5931 | 3739.1844 | 3715.5294 | 3693.4017 | 3672.6159 | 3653.0185 | 3634.4809 | 3616.8945 | 3600.1662 | 3584.2163 | 3568.9756 | 3554.3835 | 3540.3873 | 3526.94 | 3514.0003 | 3501.5313 | 3489.4998 | 3477.8763 | 3466.6339
RA3OfndClass7 | R&D | Advanced | 30 | OffShoreWind | Class7 | Offshore Wind - Class 7 | 3618.0856 | 3843.1032 | 3542.9801 | 3176.6718 | 3088.8402 | 3014.5797 | 2950.2523 | 2893.5115 | 2842.7552 | 2796.8405 | 2754.9236 | 2716.3639 | 2680.6631 | 2647.4265 | 2616.3357 | 2587.1304 | 2559.5949 | 2533.5486 | 2508.8385 | 2485.3344 | 2462.9238 | 2441.5097 | 2421.007 | 2401.3414 | 2382.4472 | 2364.2662 | 2346.7465 | 2329.8416 | 2313.5098 | 2297.7137
RM3OfndClass7 | R&D | Moderate | 30 | OffShoreWind | Class7 | Offshore Wind - Class 7 | 3900.9503 | 4173.5253 | 3869.1914 | 3485.3369 | 3402.639 | 3332.719 | 3272.1515 | 3218.7271 | 3170.9374 | 3127.7064 | 3088.2396 | 3051.9336 | 3018.3195 | 2987.0256 | 2957.752 | 2930.2538 | 2904.3277 | 2879.8038 | 2856.538 | 2834.4077 | 2813.307 | 2793.1444 | 2773.8402 | 2755.324 | 2737.5342 | 2720.4158 | 2703.9201 | 2688.0033 | 2672.6261 | 2657.7533
RC3OfndClass7 | R&D | Conservative | 30 | OffShoreWind | Class7 | Offshore Wind - Class 7 | 4446.0438 | 4834.5627 | 4537.7268 | 4129.0542 | 4065.9803 | 4012.652 | 3966.457 | 3925.7101 | 3889.2608 | 3856.2883 | 3826.1869 | 3798.4962 | 3772.8586 | 3748.9906 | 3726.6636 | 3705.6906 | 3685.9167 | 3667.2122 | 3649.4674 | 3632.5885 | 3616.4949 | 3601.1169 | 3586.3935 | 3572.2711 | 3558.7028 | 3545.6466 | 3533.0652 | 3520.9254 | 3509.1972 | 3497.8536
RA3OfndClass8 | R&D | Advanced | 30 | OffShoreWind | Class8 | Offshore Wind - Class 8 | 4510.4897 | 4796.8338 | 4429.478 | 3979.6456 | 3874.0194 | 3784.7137 | 3707.3535 | 3639.1171 | 3578.0775 | 3522.8605 | 3472.4513 | 3426.0793 | 3383.1456 | 3343.1752 | 3305.7855 | 3270.6632 | 3237.549 | 3206.2257 | 3176.5094 | 3148.2433 | 3121.2924 | 3095.5397 | 3070.8832 | 3047.2334 | 3024.5112 | 3002.6467 | 2981.5775 | 2961.2477 | 2941.6071 | 2922.6107
RM3OfndClass8 | R&D | Moderate | 30 | OffShoreWind | Class8 | Offshore Wind - Class 8 | 4851.3007 | 5195.2255 | 4823.2113 | 4352.7489 | 4253.5482 | 4169.6751 | 4097.021 | 4032.9355 | 3975.609 | 3923.751 | 3876.4083 | 3832.8572 | 3792.5352 | 3754.9964 | 3719.8811 | 3686.8954 | 3655.7956 | 3626.3777 | 3598.4692 | 3571.9225 | 3546.6111 | 3522.425 | 3499.2684 | 3477.0572 | 3455.7173 | 3435.1829 | 3415.3953 | 3396.3022 | 3377.8565 | 3360.0156
RC3OfndClass8 | R&D | Conservative | 30 | OffShoreWind | Class8 | Offshore Wind - Class 8 | 5478.9594 | 5954.3665 | 5590.1201 | 5091.1188 | 5013.9472 | 4948.6994 | 4892.1793 | 4842.325 | 4797.7288 | 4757.3866 | 4720.5571 | 4686.6772 | 4655.3094 | 4626.1066 | 4598.7892 | 4573.1285 | 4548.9349 | 4526.0497 | 4504.3387 | 4483.6872 | 4463.9965 | 4445.1813 | 4427.167 | 4409.8882 | 4393.2871 | 4377.3127 | 4361.9193 | 4347.0661 | 4332.7165 | 4318.8375
RA3OfndClass9 | R&D | Advanced | 30 | OffShoreWind | Class9 | Offshore Wind - Class 9 | 4592.4122 | 4878.5209 | 4505.323 | 4051.9266 | 3944.3819 | 3853.4541 | 3774.689 | 3705.2131 | 3643.0649 | 3586.845 | 3535.5202 | 3488.306 | 3444.5925 | 3403.8962 | 3365.8273 | 3330.0671 | 3296.3515 | 3264.4593 | 3234.2033 | 3205.4238 | 3177.9834 | 3151.7629 | 3126.6586 | 3102.5792 | 3079.4444 | 3057.1828 | 3035.7309 | 3015.0318 | 2995.0345 | 2975.6931
RM3OfndClass9 | R&D | Moderate | 30 | OffShoreWind | Class9 | Offshore Wind - Class 9 | 4939.4133 | 5283.6969 | 4905.798 | 4431.8064 | 4330.8039 | 4245.4075 | 4171.4338 | 4106.1843 | 4047.8167 | 3995.0167 | 3946.8142 | 3902.4721 | 3861.4178 | 3823.1971 | 3787.444 | 3753.8592 | 3722.1946 | 3692.2424 | 3663.8269 | 3636.7982 | 3611.027 | 3586.4016 | 3562.8244 | 3540.2099 | 3518.4824 | 3497.575 | 3477.428 | 3457.9881 | 3439.2073 | 3421.0424
RC3OfndClass9 | R&D | Conservative | 30 | OffShoreWind | Class9 | Offshore Wind - Class 9 | 5578.4719 | 6055.7656 | 5685.8384 | 5183.5871 | 5105.0138 | 5038.581 | 4981.0343 | 4930.2745 | 4884.8683 | 4843.7934 | 4806.295 | 4771.7998 | 4739.8622 | 4710.129 | 4682.3155 | 4656.1887 | 4631.5557 | 4608.2549 | 4586.1495 | 4565.1229 | 4545.0746 | 4525.9177 | 4507.5762 | 4489.9835 | 4473.0809 | 4456.8164 | 4441.1434 | 4426.0204 | 4411.4102 | 4397.2791
RA3OfndClass0 | R&D | Advanced | 30 | OffShoreWind | Class10 | Offshore Wind - Class 10 | 4693.5936 | 4988.0864 | 4606.3484 | 4141.1998 | 4031.2857 | 3938.3546 | 3857.854 | 3786.8475 | 3723.33 | 3665.8714 | 3613.4159 | 3565.1614 | 3520.4848 | 3478.8918 | 3439.9842 | 3403.4361 | 3368.9777 | 3336.3828 | 3305.4602 | 3276.0466 | 3248.0016 | 3221.2035 | 3195.5461 | 3170.9362 | 3147.2916 | 3124.5395 | 3102.615 | 3081.4599 | 3061.022 | 3041.2544
RM3OfndClass0 | R&D | Moderate | 30 | OffShoreWind | Class10 | Offshore Wind - Class 10 | 5048.2399 | 5402.3622 | 5015.8035 | 4529.4493 | 4426.2215 | 4338.9436 | 4263.34 | 4196.653 | 4136.9994 | 4083.0361 | 4033.7716 | 3988.4525 | 3946.4937 | 3907.4309 | 3870.8901 | 3836.5653 | 3804.2031 | 3773.591 | 3744.5495 | 3716.9252 | 3690.5862 | 3665.4183 | 3641.3216 | 3618.2088 | 3596.0026 | 3574.6346 | 3554.0437 | 3534.1756 | 3514.981 | 3496.4159
RC3OfndClass0 | R&D | Conservative | 30 | OffShoreWind | Class10 | Offshore Wind - Class 10 | 5701.3785 | 6191.7706 | 5813.3353 | 5297.7935 | 5217.489 | 5149.5925 | 5090.7779 | 5038.8998 | 4992.4932 | 4950.5133 | 4912.1887 | 4876.9335 | 4844.2922 | 4813.904 | 4785.4776 | 4758.7752 | 4733.5995 | 4709.7853 | 4687.1929 | 4665.703 | 4645.213 | 4625.634 | 4606.8884 | 4588.9082 | 4571.6332 | 4555.0103 | 4538.992 | 4523.5358 | 4508.6037 | 4494.1612
RA3OfndClass1 | R&D | Advanced | 30 | OffShoreWind | Class11 | Offshore Wind - Class 11 | 5025.1522 | 5327.1415 | 4920.469 | 4433.7369 | 4316.0584 | 4216.5626 | 4130.3754 | 4054.353 | 3986.3485 | 3924.831 | 3868.67 | 3817.0068 | 3769.1742 | 3724.6431 | 3682.987 | 3643.8572 | 3606.9645 | 3572.0671 | 3538.9601 | 3507.4688 | 3477.4426 | 3448.7515 | 3421.2816 | 3394.9332 | 3369.6184 | 3345.2591 | 3321.7858 | 3299.1363 | 3277.2547 | 3256.0907
RM3OfndClass1 | R&D | Moderate | 30 | OffShoreWind | Class11 | Offshore Wind - Class 11 | 5404.8509 | 5769.5769 | 5357.846 | 4849.4126 | 4738.8927 | 4645.4495 | 4564.5052 | 4493.1074 | 4429.2398 | 4371.4646 | 4318.7199 | 4270.1995 | 4225.2766 | 4183.4544 | 4144.3324 | 4107.5829 | 4072.9345 | 4040.16 | 4009.067 | 3979.4913 | 3951.2917 | 3924.3459 | 3898.547 | 3873.8015 | 3850.0266 | 3827.1492 | 3805.1038 | 3783.8321 | 3763.2816 | 3743.405
RC3OfndClass1 | R&D | Conservative | 30 | OffShoreWind | Class11 | Offshore Wind - Class 11 | 6104.1277 | 6612.6437 | 6209.7638 | 5672.0331 | 5586.0559 | 5513.3632 | 5450.3939 | 5394.851 | 5345.1662 | 5300.2209 | 5259.189 | 5221.4433 | 5186.4963 | 5153.9614 | 5123.527 | 5094.9383 | 5067.9841 | 5042.4877 | 5018.2993 | 4995.2914 | 4973.354 | 4952.3919 | 4932.3221 | 4913.0717 | 4894.5764 | 4876.7792 | 4859.6294 | 4843.0814 | 4827.0945 | 4811.6318
RA3OfndClass2 | R&D | Advanced | 30 | OffShoreWind | Class12 | Offshore Wind - Class 12 | 5239.7942 | 5541.7357 | 5119.6695 | 4623.1174 | 4500.4124 | 4396.6668 | 4306.7983 | 4227.5286 | 4156.6195 | 4092.4744 | 4033.9145 | 3980.0446 | 3930.1689 | 3883.7357 | 3840.3004 | 3799.4991 | 3761.0307 | 3724.6427 | 3690.1216 | 3657.2851 | 3625.9765 | 3596.0598 | 3567.4166 | 3539.9428 | 3513.5467 | 3488.1469 | 3463.671 | 3440.054 | 3417.2378 | 3395.1697
RM3OfndClass2 | R&D | Moderate | 30 | OffShoreWind | Class12 | Offshore Wind - Class 12 | 5635.7111 | 6001.9938 | 5574.7534 | 5056.5481 | 4941.3075 | 4843.873 | 4759.4713 | 4685.0238 | 4618.4282 | 4558.1852 | 4503.1876 | 4452.5947 | 4405.7531 | 4362.1445 | 4321.3514 | 4283.0322 | 4246.9039 | 4212.7294 | 4180.3083 | 4149.4693 | 4120.0653 | 4091.9685 | 4065.0677 | 4039.2652 | 4014.4748 | 3990.6202 | 3967.6332 | 3945.4529 | 3924.0246 | 3903.299
RC3OfndClass2 | R&D | Conservative | 30 | OffShoreWind | Class12 | Offshore Wind - Class 12 | 6364.8564 | 6879.022 | 6461.1602 | 5914.3056 | 5824.656 | 5748.8583 | 5683.1994 | 5625.2841 | 5573.4771 | 5526.612 | 5483.8275 | 5444.4695 | 5408.0298 | 5374.1052 | 5342.3709 | 5312.561 | 5284.4556 | 5257.8701 | 5232.6486 | 5208.6579 | 5185.7834 | 5163.926 | 5142.9989 | 5122.9263 | 5103.641 | 5085.0837 | 5067.2013 | 5049.9464 | 5033.2767 | 5017.1535
RA3OfndClass3 | R&D | Advanced | 30 | OffShoreWind | Class13 | Offshore Wind - Class 13 | 5379.8445 | 5679.3731 | 5247.6264 | 4746.6851 | 4620.7004 | 4514.1819 | 4421.9113 | 4340.5229 | 4267.7185 | 4201.8589 | 4141.7339 | 4086.4241 | 4035.2153 | 3987.541 | 3942.9448 | 3901.053 | 3861.5564 | 3824.1958 | 3788.7519 | 3755.0378 | 3722.8924 | 3692.1761 | 3662.7673 | 3634.5591 | 3607.4575 | 3581.3789 | 3556.2487 | 3532.0005 | 3508.5744 | 3485.9166
RM3OfndClass3 | R&D | Moderate | 30 | OffShoreWind | Class13 | Offshore Wind - Class 13 | 5786.3437 | 6151.0624 | 5714.0843 | 5191.7007 | 5073.3799 | 4973.3411 | 4886.6835 | 4810.2461 | 4741.8706 | 4680.0174 | 4623.5498 | 4571.6047 | 4523.511 | 4478.7369 | 4436.8535 | 4397.51 | 4360.4161 | 4325.3282 | 4292.0405 | 4260.3773 | 4230.1873 | 4201.3395 | 4173.7197 | 4147.2276 | 4121.7746 | 4097.2824 | 4073.6809 | 4050.9078 | 4028.9068 | 4007.6273
RC3OfndClass3 | R&D | Conservative | 30 | OffShoreWind | Class13 | Offshore Wind - Class 13 | 6534.9777 | 7049.8729 | 6622.6453 | 6072.3845 | 5980.3387 | 5902.5151 | 5835.1012 | 5775.6379 | 5722.4462 | 5674.3285 | 5630.4004 | 5589.9905 | 5552.5768 | 5517.7455 | 5485.1629 | 5454.5563 | 5425.6997 | 5398.4036 | 5372.508 | 5347.876 | 5324.3902 | 5301.9485 | 5280.4621 | 5259.853 | 5240.0523 | 5220.9989 | 5202.6385 | 5184.9225 | 5167.8072 | 5151.2531
RA3OfndClass4 | R&D | Advanced | 30 | OffShoreWind | Class14 | Offshore Wind - Class 14 | 5442.5508 | 5781.1258 | 5338.9181 | 4802.0114 | 4674.5583 | 4566.7982 | 4473.4522 | 4391.1151 | 4317.4621 | 4250.8349 | 4190.009 | 4134.0546 | 4082.2489 | 4034.0189 | 3988.9028 | 3946.5228 | 3906.5658 | 3868.7697 | 3832.9128 | 3798.8057 | 3766.2855 | 3735.2112 | 3705.4596 | 3676.9227 | 3649.5052 | 3623.1226 | 3597.6995 | 3573.1687 | 3549.4696 | 3526.5477
RM3OfndClass4 | R&D | Moderate | 30 | OffShoreWind | Class14 | Offshore Wind - Class 14 | 5853.788 | 6261.2659 | 5813.4908 | 5252.214 | 5132.514 | 5031.3092 | 4943.6416 | 4866.3133 | 4797.1408 | 4734.5666 | 4677.4409 | 4624.8903 | 4576.236 | 4530.94 | 4488.5684 | 4448.7664 | 4411.2401 | 4375.7433 | 4342.0676 | 4310.0353 | 4279.4934 | 4250.3094 | 4222.3677 | 4195.5667 | 4169.8171 | 4145.0394 | 4121.1628 | 4098.1243 | 4075.8668 | 4054.3393
RC3OfndClass4 | R&D | Conservative | 30 | OffShoreWind | Class14 | Offshore Wind - Class 14 | 6611.148 | 7176.1797 | 6737.8579 | 6143.1628 | 6050.0442 | 5971.3135 | 5903.1138 | 5842.9575 | 5789.1458 | 5740.4672 | 5696.0271 | 5655.1462 | 5617.2964 | 5582.0591 | 5549.0967 | 5518.1334 | 5488.9404 | 5461.3262 | 5435.1287 | 5410.2097 | 5386.4501 | 5363.7469 | 5342.01 | 5321.1607 | 5301.1291 | 5281.8537 | 5263.2793 | 5245.3568 | 5228.042 | 5211.295
RA3UtPVClass1 | R&D | Advanced | 30 | UtilityPV | Class1 | Utility PV - Class 1 | 1290.8063 | 1373.1982 | 1316.219 | 1259.2399 | 1202.2608 | 1145.2817 | 1088.3025 | 1031.3234 | 974.3443 | 917.3652 | 860.386 | 803.4069 | 746.4278 | 689.4487 | 632.4695 | 625.0401 | 617.6106 | 610.1811 | 602.7516 | 595.3221 | 587.8926 | 580.4631 | 573.0336 | 565.6042 | 558.1747 | 550.7452 | 543.3157 | 535.8862 | 528.4567 | 521.0272
RM3UtPVClass1 | R&D | Moderate | 30 | UtilityPV | Class1 | Utility PV - Class 1 | 1290.8063 | 1373.1982 | 1331.3528 | 1289.5074 | 1247.662 | 1205.8167 | 1163.9713 | 1122.1259 | 1080.2806 | 1038.4352 | 996.5898 | 954.7445 | 912.8991 | 871.0537 | 829.2083 | 816.0924 | 802.9765 | 789.8606 | 776.7447 | 763.6287 | 750.5128 | 737.3969 | 724.281 | 711.1651 | 698.0491 | 684.9332 | 671.8173 | 658.7014 | 645.5855 | 632.4695
RC3UtPVClass1 | R&D | Conservative | 30 | UtilityPV | Class1 | Utility PV - Class 1 | 1290.8063 | 1373.1982 | 1352.2929 | 1331.3877 | 1310.4824 | 1289.5772 | 1268.672 | 1247.7667 | 1226.8615 | 1205.9562 | 1185.051 | 1164.1458 | 1143.2405 | 1122.3353 | 1101.43 | 1083.2819 | 1065.1338 | 1046.9857 | 1028.8376 | 1010.6895 | 992.5414 | 974.3933 | 956.2451 | 938.097 | 919.9489 | 901.8008 | 883.6527 | 865.5046 | 847.3565 | 829.2083
RA3UtPVClass2 | R&D | Advanced | 30 | UtilityPV | Class2 | Utility PV - Class 2 | 1290.8063 | 1373.1982 | 1316.219 | 1259.2399 | 1202.2608 | 1145.2817 | 1088.3025 | 1031.3234 | 974.3443 | 917.3652 | 860.386 | 803.4069 | 746.4278 | 689.4487 | 632.4695 | 625.0401 | 617.6106 | 610.1811 | 602.7516 | 595.3221 | 587.8926 | 580.4631 | 573.0336 | 565.6042 | 558.1747 | 550.7452 | 543.3157 | 535.8862 | 528.4567 | 521.0272
RM3UtPVClass2 | R&D | Moderate | 30 | UtilityPV | Class2 | Utility PV - Class 2 | 1290.8063 | 1373.1982 | 1331.3528 | 1289.5074 | 1247.662 | 1205.8167 | 1163.9713 | 1122.1259 | 1080.2806 | 1038.4352 | 996.5898 | 954.7445 | 912.8991 | 871.0537 | 829.2083 | 816.0924 | 802.9765 | 789.8606 | 776.7447 | 763.6287 | 750.5128 | 737.3969 | 724.281 | 711.1651 | 698.0491 | 684.9332 | 671.8173 | 658.7014 | 645.5855 | 632.4695
RC3UtPVClass2 | R&D | Conservative | 30 | UtilityPV | Class2 | Utility PV - Class 2 | 1290.8063 | 1373.1982 | 1352.2929 | 1331.3877 | 1310.4824 | 1289.5772 | 1268.672 | 1247.7667 | 1226.8615 | 1205.9562 | 1185.051 | 1164.1458 | 1143.2405 | 1122.3353 | 1101.43 | 1083.2819 | 1065.1338 | 1046.9857 | 1028.8376 | 1010.6895 | 992.5414 | 974.3933 | 956.2451 | 938.097 | 919.9489 | 901.8008 | 883.6527 | 865.5046 | 847.3565 | 829.2083
RA3UtPVClass3 | R&D | Advanced | 30 | UtilityPV | Class3 | Utility PV - Class 3 | 1290.8063 | 1373.1982 | 1316.219 | 1259.2399 | 1202.2608 | 1145.2817 | 1088.3025 | 1031.3234 | 974.3443 | 917.3652 | 860.386 | 803.4069 | 746.4278 | 689.4487 | 632.4695 | 625.0401 | 617.6106 | 610.1811 | 602.7516 | 595.3221 | 587.8926 | 580.4631 | 573.0336 | 565.6042 | 558.1747 | 550.7452 | 543.3157 | 535.8862 | 528.4567 | 521.0272
RM3UtPVClass3 | R&D | Moderate | 30 | UtilityPV | Class3 | Utility PV - Class 3 | 1290.8063 | 1373.1982 | 1331.3528 | 1289.5074 | 1247.662 | 1205.8167 | 1163.9713 | 1122.1259 | 1080.2806 | 1038.4352 | 996.5898 | 954.7445 | 912.8991 | 871.0537 | 829.2083 | 816.0924 | 802.9765 | 789.8606 | 776.7447 | 763.6287 | 750.5128 | 737.3969 | 724.281 | 711.1651 | 698.0491 | 684.9332 | 671.8173 | 658.7014 | 645.5855 | 632.4695
RC3UtPVClass3 | R&D | Conservative | 30 | UtilityPV | Class3 | Utility PV - Class 3 | 1290.8063 | 1373.1982 | 1352.2929 | 1331.3877 | 1310.4824 | 1289.5772 | 1268.672 | 1247.7667 | 1226.8615 | 1205.9562 | 1185.051 | 1164.1458 | 1143.2405 | 1122.3353 | 1101.43 | 1083.2819 | 1065.1338 | 1046.9857 | 1028.8376 | 1010.6895 | 992.5414 | 974.3933 | 956.2451 | 938.097 | 919.9489 | 901.8008 | 883.6527 | 865.5046 | 847.3565 | 829.2083
RA3UtPVClass4 | R&D | Advanced | 30 | UtilityPV | Class4 | Utility PV - Class 4 | 1290.8063 | 1373.1982 | 1316.219 | 1259.2399 | 1202.2608 | 1145.2817 | 1088.3025 | 1031.3234 | 974.3443 | 917.3652 | 860.386 | 803.4069 | 746.4278 | 689.4487 | 632.4695 | 625.0401 | 617.6106 | 610.1811 | 602.7516 | 595.3221 | 587.8926 | 580.4631 | 573.0336 | 565.6042 | 558.1747 | 550.7452 | 543.3157 | 535.8862 | 528.4567 | 521.0272
RM3UtPVClass4 | R&D | Moderate | 30 | UtilityPV | Class4 | Utility PV - Class 4 | 1290.8063 | 1373.1982 | 1331.3528 | 1289.5074 | 1247.662 | 1205.8167 | 1163.9713 | 1122.1259 | 1080.2806 | 1038.4352 | 996.5898 | 954.7445 | 912.8991 | 871.0537 | 829.2083 | 816.0924 | 802.9765 | 789.8606 | 776.7447 | 763.6287 | 750.5128 | 737.3969 | 724.281 | 711.1651 | 698.0491 | 684.9332 | 671.8173 | 658.7014 | 645.5855 | 632.4695
RC3UtPVClass4 | R&D | Conservative | 30 | UtilityPV | Class4 | Utility PV - Class 4 | 1290.8063 | 1373.1982 | 1352.2929 | 1331.3877 | 1310.4824 | 1289.5772 | 1268.672 | 1247.7667 | 1226.8615 | 1205.9562 | 1185.051 | 1164.1458 | 1143.2405 | 1122.3353 | 1101.43 | 1083.2819 | 1065.1338 | 1046.9857 | 1028.8376 | 1010.6895 | 992.5414 | 974.3933 | 956.2451 | 938.097 | 919.9489 | 901.8008 | 883.6527 | 865.5046 | 847.3565 | 829.2083
RA3UtPVClass5 | R&D | Advanced | 30 | UtilityPV | Class5 | Utility PV - Class 5 | 1290.8063 | 1373.1982 | 1316.219 | 1259.2399 | 1202.2608 | 1145.2817 | 1088.3025 | 1031.3234 | 974.3443 | 917.3652 | 860.386 | 803.4069 | 746.4278 | 689.4487 | 632.4695 | 625.0401 | 617.6106 | 610.1811 | 602.7516 | 595.3221 | 587.8926 | 580.4631 | 573.0336 | 565.6042 | 558.1747 | 550.7452 | 543.3157 | 535.8862 | 528.4567 | 521.0272
RM3UtPVClass5 | R&D | Moderate | 30 | UtilityPV | Class5 | Utility PV - Class 5 | 1290.8063 | 1373.1982 | 1331.3528 | 1289.5074 | 1247.662 | 1205.8167 | 1163.9713 | 1122.1259 | 1080.2806 | 1038.4352 | 996.5898 | 954.7445 | 912.8991 | 871.0537 | 829.2083 | 816.0924 | 802.9765 | 789.8606 | 776.7447 | 763.6287 | 750.5128 | 737.3969 | 724.281 | 711.1651 | 698.0491 | 684.9332 | 671.8173 | 658.7014 | 645.5855 | 632.4695
RC3UtPVClass5 | R&D | Conservative | 30 | UtilityPV | Class5 | Utility PV - Class 5 | 1290.8063 | 1373.1982 | 1352.2929 | 1331.3877 | 1310.4824 | 1289.5772 | 1268.672 | 1247.7667 | 1226.8615 | 1205.9562 | 1185.051 | 1164.1458 | 1143.2405 | 1122.3353 | 1101.43 | 1083.2819 | 1065.1338 | 1046.9857 | 1028.8376 | 1010.6895 | 992.5414 | 974.3933 | 956.2451 | 938.097 | 919.9489 | 901.8008 | 883.6527 | 865.5046 | 847.3565 | 829.2083
RA3UtPVClass6 | R&D | Advanced | 30 | UtilityPV | Class6 | Utility PV - Class 6 | 1290.8063 | 1373.1982 | 1316.219 | 1259.2399 | 1202.2608 | 1145.2817 | 1088.3025 | 1031.3234 | 974.3443 | 917.3652 | 860.386 | 803.4069 | 746.4278 | 689.4487 | 632.4695 | 625.0401 | 617.6106 | 610.1811 | 602.7516 | 595.3221 | 587.8926 | 580.4631 | 573.0336 | 565.6042 | 558.1747 | 550.7452 | 543.3157 | 535.8862 | 528.4567 | 521.0272
RM3UtPVClass6 | R&D | Moderate | 30 | UtilityPV | Class6 | Utility PV - Class 6 | 1290.8063 | 1373.1982 | 1331.3528 | 1289.5074 | 1247.662 | 1205.8167 | 1163.9713 | 1122.1259 | 1080.2806 | 1038.4352 | 996.5898 | 954.7445 | 912.8991 | 871.0537 | 829.2083 | 816.0924 | 802.9765 | 789.8606 | 776.7447 | 763.6287 | 750.5128 | 737.3969 | 724.281 | 711.1651 | 698.0491 | 684.9332 | 671.8173 | 658.7014 | 645.5855 | 632.4695
RC3UtPVClass6 | R&D | Conservative | 30 | UtilityPV | Class6 | Utility PV - Class 6 | 1290.8063 | 1373.1982 | 1352.2929 | 1331.3877 | 1310.4824 | 1289.5772 | 1268.672 | 1247.7667 | 1226.8615 | 1205.9562 | 1185.051 | 1164.1458 | 1143.2405 | 1122.3353 | 1101.43 | 1083.2819 | 1065.1338 | 1046.9857 | 1028.8376 | 1010.6895 | 992.5414 | 974.3933 | 956.2451 | 938.097 | 919.9489 | 901.8008 | 883.6527 | 865.5046 | 847.3565 | 829.2083
RA3UtPVClass7 | R&D | Advanced | 30 | UtilityPV | Class7 | Utility PV - Class 7 | 1290.8063 | 1373.1982 | 1316.219 | 1259.2399 | 1202.2608 | 1145.2817 | 1088.3025 | 1031.3234 | 974.3443 | 917.3652 | 860.386 | 803.4069 | 746.4278 | 689.4487 | 632.4695 | 625.0401 | 617.6106 | 610.1811 | 602.7516 | 595.3221 | 587.8926 | 580.4631 | 573.0336 | 565.6042 | 558.1747 | 550.7452 | 543.3157 | 535.8862 | 528.4567 | 521.0272
RM3UtPVClass7 | R&D | Moderate | 30 | UtilityPV | Class7 | Utility PV - Class 7 | 1290.8063 | 1373.1982 | 1331.3528 | 1289.5074 | 1247.662 | 1205.8167 | 1163.9713 | 1122.1259 | 1080.2806 | 1038.4352 | 996.5898 | 954.7445 | 912.8991 | 871.0537 | 829.2083 | 816.0924 | 802.9765 | 789.8606 | 776.7447 | 763.6287 | 750.5128 | 737.3969 | 724.281 | 711.1651 | 698.0491 | 684.9332 | 671.8173 | 658.7014 | 645.5855 | 632.4695
RC3UtPVClass7 | R&D | Conservative | 30 | UtilityPV | Class7 | Utility PV - Class 7 | 1290.8063 | 1373.1982 | 1352.2929 | 1331.3877 | 1310.4824 | 1289.5772 | 1268.672 | 1247.7667 | 1226.8615 | 1205.9562 | 1185.051 | 1164.1458 | 1143.2405 | 1122.3353 | 1101.43 | 1083.2819 | 1065.1338 | 1046.9857 | 1028.8376 | 1010.6895 | 992.5414 | 974.3933 | 956.2451 | 938.097 | 919.9489 | 901.8008 | 883.6527 | 865.5046 | 847.3565 | 829.2083
RA3UtPVClass8 | R&D | Advanced | 30 | UtilityPV | Class8 | Utility PV - Class 8 | 1290.8063 | 1373.1982 | 1316.219 | 1259.2399 | 1202.2608 | 1145.2817 | 1088.3025 | 1031.3234 | 974.3443 | 917.3652 | 860.386 | 803.4069 | 746.4278 | 689.4487 | 632.4695 | 625.0401 | 617.6106 | 610.1811 | 602.7516 | 595.3221 | 587.8926 | 580.4631 | 573.0336 | 565.6042 | 558.1747 | 550.7452 | 543.3157 | 535.8862 | 528.4567 | 521.0272
RM3UtPVClass8 | R&D | Moderate | 30 | UtilityPV | Class8 | Utility PV - Class 8 | 1290.8063 | 1373.1982 | 1331.3528 | 1289.5074 | 1247.662 | 1205.8167 | 1163.9713 | 1122.1259 | 1080.2806 | 1038.4352 | 996.5898 | 954.7445 | 912.8991 | 871.0537 | 829.2083 | 816.0924 | 802.9765 | 789.8606 | 776.7447 | 763.6287 | 750.5128 | 737.3969 | 724.281 | 711.1651 | 698.0491 | 684.9332 | 671.8173 | 658.7014 | 645.5855 | 632.4695
RC3UtPVClass8 | R&D | Conservative | 30 | UtilityPV | Class8 | Utility PV - Class 8 | 1290.8063 | 1373.1982 | 1352.2929 | 1331.3877 | 1310.4824 | 1289.5772 | 1268.672 | 1247.7667 | 1226.8615 | 1205.9562 | 1185.051 | 1164.1458 | 1143.2405 | 1122.3353 | 1101.43 | 1083.2819 | 1065.1338 | 1046.9857 | 1028.8376 | 1010.6895 | 992.5414 | 974.3933 | 956.2451 | 938.097 | 919.9489 | 901.8008 | 883.6527 | 865.5046 | 847.3565 | 829.2083
RA3UtPVClass9 | R&D | Advanced | 30 | UtilityPV | Class9 | Utility PV - Class 9 | 1290.8063 | 1373.1982 | 1316.219 | 1259.2399 | 1202.2608 | 1145.2817 | 1088.3025 | 1031.3234 | 974.3443 | 917.3652 | 860.386 | 803.4069 | 746.4278 | 689.4487 | 632.4695 | 625.0401 | 617.6106 | 610.1811 | 602.7516 | 595.3221 | 587.8926 | 580.4631 | 573.0336 | 565.6042 | 558.1747 | 550.7452 | 543.3157 | 535.8862 | 528.4567 | 521.0272
RM3UtPVClass9 | R&D | Moderate | 30 | UtilityPV | Class9 | Utility PV - Class 9 | 1290.8063 | 1373.1982 | 1331.3528 | 1289.5074 | 1247.662 | 1205.8167 | 1163.9713 | 1122.1259 | 1080.2806 | 1038.4352 | 996.5898 | 954.7445 | 912.8991 | 871.0537 | 829.2083 | 816.0924 | 802.9765 | 789.8606 | 776.7447 | 763.6287 | 750.5128 | 737.3969 | 724.281 | 711.1651 | 698.0491 | 684.9332 | 671.8173 | 658.7014 | 645.5855 | 632.4695
RC3UtPVClass9 | R&D | Conservative | 30 | UtilityPV | Class9 | Utility PV - Class 9 | 1290.8063 | 1373.1982 | 1352.2929 | 1331.3877 | 1310.4824 | 1289.5772 | 1268.672 | 1247.7667 | 1226.8615 | 1205.9562 | 1185.051 | 1164.1458 | 1143.2405 | 1122.3353 | 1101.43 | 1083.2819 | 1065.1338 | 1046.9857 | 1028.8376 | 1010.6895 | 992.5414 | 974.3933 | 956.2451 | 938.097 | 919.9489 | 901.8008 | 883.6527 | 865.5046 | 847.3565 | 829.2083
RA3UtPVClass0 | R&D | Advanced | 30 | UtilityPV | Class10 | Utility PV - Class 10 | 1290.8063 | 1373.1982 | 1316.219 | 1259.2399 | 1202.2608 | 1145.2817 | 1088.3025 | 1031.3234 | 974.3443 | 917.3652 | 860.386 | 803.4069 | 746.4278 | 689.4487 | 632.4695 | 625.0401 | 617.6106 | 610.1811 | 602.7516 | 595.3221 | 587.8926 | 580.4631 | 573.0336 | 565.6042 | 558.1747 | 550.7452 | 543.3157 | 535.8862 | 528.4567 | 521.0272
RM3UtPVClass0 | R&D | Moderate | 30 | UtilityPV | Class10 | Utility PV - Class 10 | 1290.8063 | 1373.1982 | 1331.3528 | 1289.5074 | 1247.662 | 1205.8167 | 1163.9713 | 1122.1259 | 1080.2806 | 1038.4352 | 996.5898 | 954.7445 | 912.8991 | 871.0537 | 829.2083 | 816.0924 | 802.9765 | 789.8606 | 776.7447 | 763.6287 | 750.5128 | 737.3969 | 724.281 | 711.1651 | 698.0491 | 684.9332 | 671.8173 | 658.7014 | 645.5855 | 632.4695
RC3UtPVClass0 | R&D | Conservative | 30 | UtilityPV | Class10 | Utility PV - Class 10 | 1290.8063 | 1373.1982 | 1352.2929 | 1331.3877 | 1310.4824 | 1289.5772 | 1268.672 | 1247.7667 | 1226.8615 | 1205.9562 | 1185.051 | 1164.1458 | 1143.2405 | 1122.3353 | 1101.43 | 1083.2819 | 1065.1338 | 1046.9857 | 1028.8376 | 1010.6895 | 992.5414 | 974.3933 | 956.2451 | 938.097 | 919.9489 | 901.8008 | 883.6527 | 865.5046 | 847.3565 | 829.2083
RA3LandClass1 | R&D | Advanced | 30 | LandbasedWind | Class1 | Land-Based Wind - Class 1 - Technology 1 | 1363 | 1533.3167 | 1434.0015 | 1273.9566 | 1244.2755 | 1214.5944 | 1184.9133 | 1155.2322 | 1125.5511 | 1095.8699 | 1083.5552 | 1071.2404 | 1058.9257 | 1046.6109 | 1034.2961 | 1021.9814 | 1009.6666 | 997.3519 | 985.0371 | 972.7223 | 960.4076 | 948.0928 | 935.7781 | 923.4633 | 911.1485 | 898.8338 | 886.519 | 874.2043 | 861.8895 | 849.5747
RM3LandClass1 | R&D | Moderate | 30 | LandbasedWind | Class1 | Land-Based Wind - Class 1 - Technology 1 | 1363 | 1540.2333 | 1447.2333 | 1292 | 1268.3333 | 1244.6667 | 1221 | 1197.3333 | 1173.6667 | 1150 | 1138.6766 | 1127.3532 | 1116.0298 | 1104.7064 | 1093.383 | 1082.0596 | 1070.7362 | 1059.4129 | 1048.0895 | 1036.7661 | 1025.4427 | 1014.1193 | 1002.7959 | 991.4725 | 980.1491 | 968.8257 | 957.5023 | 946.1789 | 934.8555 | 923.5321
RC3LandClass1 | R&D | Conservative | 30 | LandbasedWind | Class1 | Land-Based Wind - Class 1 - Technology 1 | 1363 | 1556.0722 | 1477.5338 | 1333.3189 | 1323.4252 | 1313.5315 | 1303.6378 | 1293.7441 | 1283.8504 | 1273.9566 | 1265.3665 | 1256.7764 | 1248.1862 | 1239.5961 | 1231.0059 | 1222.4158 | 1213.8257 | 1205.2355 | 1196.6454 | 1188.0552 | 1179.4651 | 1170.875 | 1162.2848 | 1153.6947 | 1145.1045 | 1136.5144 | 1127.9243 | 1119.3341 | 1110.744 | 1102.1538
RA3LandClass2 | R&D | Advanced | 30 | LandbasedWind | Class2 | Land-Based Wind - Class 2 - Technology 1 | 1363 | 1533.3167 | 1434.0015 | 1273.9566 | 1244.2755 | 1214.5944 | 1184.9133 | 1155.2322 | 1125.5511 | 1095.8699 | 1083.5552 | 1071.2404 | 1058.9257 | 1046.6109 | 1034.2961 | 1021.9814 | 1009.6666 | 997.3519 | 985.0371 | 972.7223 | 960.4076 | 948.0928 | 935.7781 | 923.4633 | 911.1485 | 898.8338 | 886.519 | 874.2043 | 861.8895 | 849.5747
RM3LandClass2 | R&D | Moderate | 30 | LandbasedWind | Class2 | Land-Based Wind - Class 2 - Technology 1 | 1363 | 1540.2333 | 1447.2333 | 1292 | 1268.3333 | 1244.6667 | 1221 | 1197.3333 | 1173.6667 | 1150 | 1138.6766 | 1127.3532 | 1116.0298 | 1104.7064 | 1093.383 | 1082.0596 | 1070.7362 | 1059.4129 | 1048.0895 | 1036.7661 | 1025.4427 | 1014.1193 | 1002.7959 | 991.4725 | 980.1491 | 968.8257 | 957.5023 | 946.1789 | 934.8555 | 923.5321
RC3LandClass2 | R&D | Conservative | 30 | LandbasedWind | Class2 | Land-Based Wind - Class 2 - Technology 1 | 1363 | 1556.0722 | 1477.5338 | 1333.3189 | 1323.4252 | 1313.5315 | 1303.6378 | 1293.7441 | 1283.8504 | 1273.9566 | 1265.3665 | 1256.7764 | 1248.1862 | 1239.5961 | 1231.0059 | 1222.4158 | 1213.8257 | 1205.2355 | 1196.6454 | 1188.0552 | 1179.4651 | 1170.875 | 1162.2848 | 1153.6947 | 1145.1045 | 1136.5144 | 1127.9243 | 1119.3341 | 1110.744 | 1102.1538
RA3LandClass3 | R&D | Advanced | 30 | LandbasedWind | Class3 | Land-Based Wind - Class 3 - Technology 1 | 1363 | 1533.3167 | 1434.0015 | 1273.9566 | 1244.2755 | 1214.5944 | 1184.9133 | 1155.2322 | 1125.5511 | 1095.8699 | 1083.5552 | 1071.2404 | 1058.9257 | 1046.6109 | 1034.2961 | 1021.9814 | 1009.6666 | 997.3519 | 985.0371 | 972.7223 | 960.4076 | 948.0928 | 935.7781 | 923.4633 | 911.1485 | 898.8338 | 886.519 | 874.2043 | 861.8895 | 849.5747
RM3LandClass3 | R&D | Moderate | 30 | LandbasedWind | Class3 | Land-Based Wind - Class 3 - Technology 1 | 1363 | 1540.2333 | 1447.2333 | 1292 | 1268.3333 | 1244.6667 | 1221 | 1197.3333 | 1173.6667 | 1150 | 1138.6766 | 1127.3532 | 1116.0298 | 1104.7064 | 1093.383 | 1082.0596 | 1070.7362 | 1059.4129 | 1048.0895 | 1036.7661 | 1025.4427 | 1014.1193 | 1002.7959 | 991.4725 | 980.1491 | 968.8257 | 957.5023 | 946.1789 | 934.8555 | 923.5321
RC3LandClass3 | R&D | Conservative | 30 | LandbasedWind | Class3 | Land-Based Wind - Class 3 - Technology 1 | 1363 | 1556.0722 | 1477.5338 | 1333.3189 | 1323.4252 | 1313.5315 | 1303.6378 | 1293.7441 | 1283.8504 | 1273.9566 | 1265.3665 | 1256.7764 | 1248.1862 | 1239.5961 | 1231.0059 | 1222.4158 | 1213.8257 | 1205.2355 | 1196.6454 | 1188.0552 | 1179.4651 | 1170.875 | 1162.2848 | 1153.6947 | 1145.1045 | 1136.5144 | 1127.9243 | 1119.3341 | 1110.744 | 1102.1538
RA3LandClass4 | R&D | Advanced | 30 | LandbasedWind | Class4 | Land-Based Wind - Class 4 - Technology 1 | 1363 | 1533.3167 | 1434.0015 | 1273.9566 | 1244.2755 | 1214.5944 | 1184.9133 | 1155.2322 | 1125.5511 | 1095.8699 | 1083.5552 | 1071.2404 | 1058.9257 | 1046.6109 | 1034.2961 | 1021.9814 | 1009.6666 | 997.3519 | 985.0371 | 972.7223 | 960.4076 | 948.0928 | 935.7781 | 923.4633 | 911.1485 | 898.8338 | 886.519 | 874.2043 | 861.8895 | 849.5747
RM3LandClass4 | R&D | Moderate | 30 | LandbasedWind | Class4 | Land-Based Wind - Class 4 - Technology 1 | 1363 | 1540.2333 | 1447.2333 | 1292 | 1268.3333 | 1244.6667 | 1221 | 1197.3333 | 1173.6667 | 1150 | 1138.6766 | 1127.3532 | 1116.0298 | 1104.7064 | 1093.383 | 1082.0596 | 1070.7362 | 1059.4129 | 1048.0895 | 1036.7661 | 1025.4427 | 1014.1193 | 1002.7959 | 991.4725 | 980.1491 | 968.8257 | 957.5023 | 946.1789 | 934.8555 | 923.5321
RC3LandClass4 | R&D | Conservative | 30 | LandbasedWind | Class4 | Land-Based Wind - Class 4 - Technology 1 | 1363 | 1556.0722 | 1477.5338 | 1333.3189 | 1323.4252 | 1313.5315 | 1303.6378 | 1293.7441 | 1283.8504 | 1273.9566 | 1265.3665 | 1256.7764 | 1248.1862 | 1239.5961 | 1231.0059 | 1222.4158 | 1213.8257 | 1205.2355 | 1196.6454 | 1188.0552 | 1179.4651 | 1170.875 | 1162.2848 | 1153.6947 | 1145.1045 | 1136.5144 | 1127.9243 | 1119.3341 | 1110.744 | 1102.1538
RA3LandClass5 | R&D | Advanced | 30 | LandbasedWind | Class5 | Land-Based Wind - Class 5 - Technology 1 | 1363 | 1533.3167 | 1434.0015 | 1273.9566 | 1244.2755 | 1214.5944 | 1184.9133 | 1155.2322 | 1125.5511 | 1095.8699 | 1083.5552 | 1071.2404 | 1058.9257 | 1046.6109 | 1034.2961 | 1021.9814 | 1009.6666 | 997.3519 | 985.0371 | 972.7223 | 960.4076 | 948.0928 | 935.7781 | 923.4633 | 911.1485 | 898.8338 | 886.519 | 874.2043 | 861.8895 | 849.5747
RM3LandClass5 | R&D | Moderate | 30 | LandbasedWind | Class5 | Land-Based Wind - Class 5 - Technology 1 | 1363 | 1540.2333 | 1447.2333 | 1292 | 1268.3333 | 1244.6667 | 1221 | 1197.3333 | 1173.6667 | 1150 | 1138.6766 | 1127.3532 | 1116.0298 | 1104.7064 | 1093.383 | 1082.0596 | 1070.7362 | 1059.4129 | 1048.0895 | 1036.7661 | 1025.4427 | 1014.1193 | 1002.7959 | 991.4725 | 980.1491 | 968.8257 | 957.5023 | 946.1789 | 934.8555 | 923.5321
RC3LandClass5 | R&D | Conservative | 30 | LandbasedWind | Class5 | Land-Based Wind - Class 5 - Technology 1 | 1363 | 1556.0722 | 1477.5338 | 1333.3189 | 1323.4252 | 1313.5315 | 1303.6378 | 1293.7441 | 1283.8504 | 1273.9566 | 1265.3665 | 1256.7764 | 1248.1862 | 1239.5961 | 1231.0059 | 1222.4158 | 1213.8257 | 1205.2355 | 1196.6454 | 1188.0552 | 1179.4651 | 1170.875 | 1162.2848 | 1153.6947 | 1145.1045 | 1136.5144 | 1127.9243 | 1119.3341 | 1110.744 | 1102.1538
RA3LandClass6 | R&D | Advanced | 30 | LandbasedWind | Class6 | Land-Based Wind - Class 6 - Technology 1 | 1363 | 1533.3167 | 1434.0015 | 1273.9566 | 1244.2755 | 1214.5944 | 1184.9133 | 1155.2322 | 1125.5511 | 1095.8699 | 1083.5552 | 1071.2404 | 1058.9257 | 1046.6109 | 1034.2961 | 1021.9814 | 1009.6666 | 997.3519 | 985.0371 | 972.7223 | 960.4076 | 948.0928 | 935.7781 | 923.4633 | 911.1485 | 898.8338 | 886.519 | 874.2043 | 861.8895 | 849.5747
RM3LandClass6 | R&D | Moderate | 30 | LandbasedWind | Class6 | Land-Based Wind - Class 6 - Technology 1 | 1363 | 1540.2333 | 1447.2333 | 1292 | 1268.3333 | 1244.6667 | 1221 | 1197.3333 | 1173.6667 | 1150 | 1138.6766 | 1127.3532 | 1116.0298 | 1104.7064 | 1093.383 | 1082.0596 | 1070.7362 | 1059.4129 | 1048.0895 | 1036.7661 | 1025.4427 | 1014.1193 | 1002.7959 | 991.4725 | 980.1491 | 968.8257 | 957.5023 | 946.1789 | 934.8555 | 923.5321
RC3LandClass6 | R&D | Conservative | 30 | LandbasedWind | Class6 | Land-Based Wind - Class 6 - Technology 1 | 1363 | 1556.0722 | 1477.5338 | 1333.3189 | 1323.4252 | 1313.5315 | 1303.6378 | 1293.7441 | 1283.8504 | 1273.9566 | 1265.3665 | 1256.7764 | 1248.1862 | 1239.5961 | 1231.0059 | 1222.4158 | 1213.8257 | 1205.2355 | 1196.6454 | 1188.0552 | 1179.4651 | 1170.875 | 1162.2848 | 1153.6947 | 1145.1045 | 1136.5144 | 1127.9243 | 1119.3341 | 1110.744 | 1102.1538
RA3LandClass7 | R&D | Advanced | 30 | LandbasedWind | Class7 | Land-Based Wind - Class 7 - Technology 1 | 1363 | 1533.3167 | 1434.0015 | 1273.9566 | 1244.2755 | 1214.5944 | 1184.9133 | 1155.2322 | 1125.5511 | 1095.8699 | 1083.5552 | 1071.2404 | 1058.9257 | 1046.6109 | 1034.2961 | 1021.9814 | 1009.6666 | 997.3519 | 985.0371 | 972.7223 | 960.4076 | 948.0928 | 935.7781 | 923.4633 | 911.1485 | 898.8338 | 886.519 | 874.2043 | 861.8895 | 849.5747
RM3LandClass7 | R&D | Moderate | 30 | LandbasedWind | Class7 | Land-Based Wind - Class 7 - Technology 1 | 1363 | 1540.2333 | 1447.2333 | 1292 | 1268.3333 | 1244.6667 | 1221 | 1197.3333 | 1173.6667 | 1150 | 1138.6766 | 1127.3532 | 1116.0298 | 1104.7064 | 1093.383 | 1082.0596 | 1070.7362 | 1059.4129 | 1048.0895 | 1036.7661 | 1025.4427 | 1014.1193 | 1002.7959 | 991.4725 | 980.1491 | 968.8257 | 957.5023 | 946.1789 | 934.8555 | 923.5321
RC3LandClass7 | R&D | Conservative | 30 | LandbasedWind | Class7 | Land-Based Wind - Class 7 - Technology 1 | 1363 | 1556.0722 | 1477.5338 | 1333.3189 | 1323.4252 | 1313.5315 | 1303.6378 | 1293.7441 | 1283.8504 | 1273.9566 | 1265.3665 | 1256.7764 | 1248.1862 | 1239.5961 | 1231.0059 | 1222.4158 | 1213.8257 | 1205.2355 | 1196.6454 | 1188.0552 | 1179.4651 | 1170.875 | 1162.2848 | 1153.6947 | 1145.1045 | 1136.5144 | 1127.9243 | 1119.3341 | 1110.744 | 1102.1538
RA3LandClass8 | R&D | Advanced | 30 | LandbasedWind | Class8 | Land-Based Wind - Class 8 - Technology 2 | 1489 | 1666.775 | 1550.713 | 1370.1086 | 1330.4781 | 1290.8476 | 1251.2172 | 1211.5867 | 1171.9562 | 1132.3257 | 1119.4095 | 1106.4932 | 1093.577 | 1080.6607 | 1067.7445 | 1054.8282 | 1041.912 | 1028.9957 | 1016.0795 | 1003.1632 | 990.247 | 977.3307 | 964.4145 | 951.4982 | 938.582 | 925.6657 | 912.7495 | 899.8332 | 886.917 | 874.0007
RM3LandClass8 | R&D | Moderate | 30 | LandbasedWind | Class8 | Land-Based Wind - Class 8 - Technology 2 | 1489 | 1675.9333 | 1568.2333 | 1394 | 1362.3333 | 1330.6667 | 1299 | 1267.3333 | 1235.6667 | 1204 | 1192.2239 | 1180.4478 | 1168.6716 | 1156.8955 | 1145.1194 | 1133.3433 | 1121.5672 | 1109.791 | 1098.0149 | 1086.2388 | 1074.4627 | 1062.6866 | 1050.9104 | 1039.1343 | 1027.3582 | 1015.5821 | 1003.806 | 992.0298 | 980.2537 | 968.4776
RC3LandClass8 | R&D | Conservative | 30 | LandbasedWind | Class8 | Land-Based Wind - Class 8 - Technology 2 | 1489 | 1697.8488 | 1610.1587 | 1451.1709 | 1438.5612 | 1425.9515 | 1413.3418 | 1400.7321 | 1388.1224 | 1375.5127 | 1366.4131 | 1357.3134 | 1348.2137 | 1339.114 | 1330.0144 | 1320.9147 | 1311.815 | 1302.7153 | 1293.6157 | 1284.516 | 1275.4163 | 1266.3166 | 1257.217 | 1248.1173 | 1239.0176 | 1229.9179 | 1220.8183 | 1211.7186 | 1202.6189 | 1193.5192
RA3LandClass9 | R&D | Advanced | 30 | LandbasedWind | Class9 | Land-Based Wind - Class 9 - Technology 3 | 1416 | 1604.7596 | 1512.3749 | 1354.3295 | 1333.7726 | 1313.2158 | 1292.659 | 1272.1021 | 1251.5453 | 1230.9884 | 1217.4534 | 1203.9184 | 1190.3834 | 1176.8483 | 1163.3133 | 1149.7783 | 1136.2433 | 1122.7083 | 1109.1732 | 1095.6382 | 1082.1032 | 1068.5682 | 1055.0332 | 1041.4981 | 1027.9631 | 1014.4281 | 1000.8931 | 987.3581 | 973.823 | 960.288
RM3LandClass9 | R&D | Moderate | 30 | LandbasedWind | Class9 | Land-Based Wind - Class 9 - Technology 3 | 1416 | 1608.85 | 1520.2 | 1365 | 1348 | 1331 | 1314 | 1297 | 1280 | 1263 | 1251.043 | 1239.086 | 1227.129 | 1215.172 | 1203.215 | 1191.2579 | 1179.3009 | 1167.3439 | 1155.3869 | 1143.4299 | 1131.4729 | 1119.5159 | 1107.5589 | 1095.6019 | 1083.6449 | 1071.6878 | 1059.7308 | 1047.7738 | 1035.8168 | 1023.8598
RC3LandClass9 | R&D | Conservative | 30 | LandbasedWind | Class9 | Land-Based Wind - Class 9 - Technology 3 | 1416 | 1620.5199 | 1542.525 | 1395.4432 | 1388.5909 | 1381.7386 | 1374.8863 | 1368.034 | 1361.1818 | 1354.3295 | 1344.9401 | 1335.5508 | 1326.1614 | 1316.7721 | 1307.3827 | 1297.9934 | 1288.604 | 1279.2146 | 1269.8253 | 1260.4359 | 1251.0466 | 1241.6572 | 1232.2679 | 1222.8785 | 1213.4892 | 1204.0998 | 1194.7105 | 1185.3211 | 1175.9318 | 1166.5424
RA3LandClass0 | R&D | Advanced | 30 | LandbasedWind | Class10 | Land-Based Wind - Class 10 - Technology 4 | 1961 | 2186.9433 | 2026.6175 | 1783.0694 | 1723.7591 | 1664.4489 | 1605.1387 | 1545.8285 | 1486.5183 | 1427.2081 | 1410.5441 | 1393.8801 | 1377.2161 | 1360.5521 | 1343.8882 | 1327.2242 | 1310.5602 | 1293.8962 | 1277.2322 | 1260.5683 | 1243.9043 | 1227.2403 | 1210.5763 | 1193.9123 | 1177.2483 | 1160.5844 | 1143.9204 | 1127.2564 | 1110.5924 | 1093.9284
RM3LandClass0 | R&D | Moderate | 30 | LandbasedWind | Class10 | Land-Based Wind - Class 10 - Technology 4 | 1961 | 2200.8444 | 2053.2111 | 1819.3333 | 1772.1111 | 1724.8889 | 1677.6667 | 1630.4444 | 1583.2222 | 1536 | 1521.2503 | 1506.5006 | 1491.751 | 1477.0013 | 1462.2516 | 1447.5019 | 1432.7523 | 1418.0026 | 1403.2529 | 1388.5032 | 1373.7536 | 1359.0039 | 1344.2542 | 1329.5045 | 1314.7549 | 1300.0052 | 1285.2555 | 1270.5058 | 1255.7562 | 1241.0065
RC3LandClass0 | R&D | Conservative | 30 | LandbasedWind | Class10 | Land-Based Wind - Class 10 - Technology 4 | 1961 | 2233.3238 | 2115.3456 | 1904.0622 | 1885.0829 | 1866.1037 | 1847.1244 | 1828.1451 | 1809.1659 | 1790.1866 | 1778.626 | 1767.0654 | 1755.5048 | 1743.9442 | 1732.3837 | 1720.8231 | 1709.2625 | 1697.7019 | 1686.1413 | 1674.5807 | 1663.0201 | 1651.4596 | 1639.899 | 1628.3384 | 1616.7778 | 1605.2172 | 1593.6566 | 1582.096 | 1570.5355 | 1558.9749
RA3DindResid1 | R&D | Advanced | 30 | DistributedWind | ResidentialScaleClass1 | Residential DW - Class 1 | 6007.4048 | 6968.5896 | 5646.9605 | 4408.3159 | 3968.3846 | 3490.3199 | 3075.4024 | 2814.4725 | 2548.0186 | 2274.946 | 2116.0428 | 2049.0495 | 1981.9168 | 1914.6396 | 1847.2129 | 1779.631 | 1711.8884 | 1643.979 | 1575.8964 | 1507.634 | 1461.6744 | 1415.6048 | 1369.4209 | 1323.1179 | 1276.6911 | 1230.1353 | 1183.445 | 1142.9155 | 1131.3709 | 1119.8263
RM3DindResid1 | R&D | Moderate | 30 | DistributedWind | ResidentialScaleClass1 | Residential DW - Class 1 | 6007.4048 | 7677.4634 | 6788.3675 | 6339.2379 | 5890.1083 | 5440.9787 | 4991.8491 | 4542.7195 | 4093.5899 | 3639.9136 | 3385.6685 | 3278.4792 | 3171.0668 | 3063.4234 | 2955.5406 | 2847.4097 | 2739.0215 | 2630.3663 | 2521.4342 | 2412.2144 | 2338.679 | 2264.9677 | 2191.0734 | 2116.9887 | 2042.7058 | 1968.2164 | 1893.5119 | 1828.6649 | 1810.1935 | 1791.7221
RC3DindResid1 | R&D | Conservative | 30 | DistributedWind | ResidentialScaleClass1 | Residential DW - Class 1 | 6007.4048 | 7801.2159 | 7004.634 | 6679.9745 | 6355.315 | 6030.6555 | 5705.996 | 5381.3365 | 5056.677 | 4731.8877 | 4401.3691 | 4262.023 | 4122.3869 | 3982.4504 | 3842.2028 | 3701.6326 | 3560.7279 | 3419.4762 | 3277.8644 | 3135.8787 | 3040.2827 | 2944.458 | 2848.3954 | 2752.0853 | 2655.5175 | 2558.6813 | 2461.5655 | 2377.2643 | 2353.2516 | 2329.2388
RA3DindComme1 | R&D | Advanced | 30 | DistributedWind | CommercialScaleClass1 | Commercial DW - Class 1 | 4510.7435 | 5232.4625 | 4240.0989 | 3661.5798 | 3235.2932 | 2875.906 | 2566.1977 | 2384.5425 | 2199.737 | 2011.1756 | 1869.0006 | 1808.074 | 1747.0188 | 1685.8305 | 1624.5044 | 1563.0354 | 1501.4182 | 1439.6472 | 1377.7167 | 1315.6205 | 1273.6061 | 1231.4886 | 1189.2638 | 1146.9275 | 1104.475 | 1061.9016 | 1019.2021 | 989.7578 | 977.833 | 965.9082
RM3DindComme1 | R&D | Moderate | 30 | DistributedWind | CommercialScaleClass1 | Commercial DW - Class 1 | 4510.7435 | 5764.7302 | 5097.1402 | 4760.0336 | 4422.9271 | 4085.8206 | 3748.7141 | 3411.6076 | 3074.5011 | 2737.3946 | 2696.2822 | 2604.5108 | 2512.7393 | 2420.9679 | 2329.1964 | 2237.425 | 2145.6535 | 2101.8849 | 2011.4664 | 1920.806 | 1884.5022 | 1848.1984 | 1811.8946 | 1775.5909 | 1739.2871 | 1702.9833 | 1666.6795 | 1630.3758 | 1594.072 | 1557.7682
RC3DindComme1 | R&D | Conservative | 30 | DistributedWind | CommercialScaleClass1 | Commercial DW - Class 1 | 4510.7435 | 5857.6515 | 5497.4293 | 5289.9791 | 5030.6664 | 4771.3537 | 4512.041 | 4252.7283 | 3993.4156 | 3785.9654 | 3704.0226 | 3622.0798 | 3540.137 | 3458.1942 | 3376.2514 | 3294.3085 | 3212.3657 | 3130.4229 | 3048.4801 | 2966.5373 | 2884.5945 | 2802.6517 | 2720.7089 | 2638.766 | 2556.8232 | 2474.8804 | 2392.9376 | 2310.9948 | 2229.052 | 2147.1092
RA3DindMidsi1 | R&D | Advanced | 30 | DistributedWind | MidsizeScaleClass1 | Midsize DW - Class 1 | 2928.7385 | 3397.3367 | 2852.4397 | 2696.8521 | 2481.1039 | 2265.3558 | 2049.6076 | 1833.8594 | 1618.1113 | 1553.2913 | 1461.8832 | 1433.2803 | 1404.6349 | 1375.9455 | 1347.2104 | 1318.428 | 1289.5965 | 1260.7141 | 1231.7789 | 1202.7889 | 1189.3025 | 1175.8152 | 1162.3268 | 1148.8373 | 1135.3467 | 1121.8549 | 1108.3619 | 1086.3906 | 1071.6097 | 1056.8289
RM3DindMidsi1 | R&D | Moderate | 30 | DistributedWind | MidsizeScaleClass1 | Midsize DW - Class 1 | 2928.7385 | 3742.9278 | 3309.4745 | 3137.2909 | 2965.1073 | 2792.9236 | 2620.74 | 2448.5564 | 2276.3727 | 2195.9637 | 2158.3115 | 2120.6593 | 2083.0071 | 2045.3549 | 2007.7027 | 1970.0504 | 1932.3982 | 1894.746 | 1857.0938 | 1819.4416 | 1781.7894 | 1744.1372 | 1706.485 | 1668.8328 | 1631.1806 | 1593.5284 | 1555.8762 | 1555.8762 | 1555.8762 | 1555.8762
RC3DindMidsi1 | R&D | Conservative | 30 | DistributedWind | MidsizeScaleClass1 | Midsize DW - Class 1 | 2928.7385 | 3803.2598 | 3414.9091 | 3300.8115 | 3186.7139 | 3072.6163 | 2958.5188 | 2844.4212 | 2730.3236 | 2635.1564 | 2589.9738 | 2544.7911 | 2499.6085 | 2454.4258 | 2409.2432 | 2364.0605 | 2318.8779 | 2273.6952 | 2228.5126 | 2183.33 | 2138.1473 | 2092.9647 | 2047.782 | 2002.5994 | 1957.4167 | 1912.2341 | 1867.0514 | 1867.0514 | 1867.0514 | 1867.0514
RA3DindLarge1 | R&D | Advanced | 30 | DistributedWind | LargeScaleClass1 | Large DW - Class 1 | 2331.3638 | 2704.382 | 2191.482 | 1905.7674 | 1620.0527 | 1582.5354 | 1545.018 | 1507.5007 | 1469.9833 | 1432.4659 | 1394.9486 | 1380.9991 | 1367.0496 | 1353.1001 | 1339.1506 | 1325.2011 | 1311.2517 | 1297.3022 | 1283.3527 | 1269.4032 | 1255.4537 | 1241.5042 | 1227.5547 | 1213.6053 | 1199.6558 | 1185.7063 | 1171.7568 | 1157.8073 | 1143.8578 | 1140.9759
RM3DindLarge1 | R&D | Moderate | 30 | DistributedWind | LargeScaleClass1 | Large DW - Class 1 | 2331.3638 | 2979.4829 | 2634.4411 | 2386.4554 | 2138.4696 | 2088.9467 | 2039.4238 | 1989.9009 | 1940.378 | 1890.855 | 1841.3321 | 1822.9188 | 1804.5055 | 1786.0922 | 1767.6788 | 1749.2655 | 1730.8522 | 1712.4389 | 1694.0256 | 1675.6122 | 1657.1989 | 1638.7856 | 1620.3723 | 1601.9589 | 1583.5456 | 1565.1323 | 1546.719 | 1528.3057 | 1509.8923 | 1506.0882
RC3DindLarge1 | R&D | Conservative | 30 | DistributedWind | LargeScaleClass1 | Large DW - Class 1 | 2331.3638 | 3027.509 | 2718.3702 | 2650.9489 | 2583.5276 | 2516.1063 | 2448.685 | 2381.2637 | 2313.8424 | 2246.4211 | 2209.5985 | 2187.5026 | 2165.4066 | 2143.3106 | 2121.2146 | 2099.1186 | 2077.0226 | 2054.9266 | 2032.8307 | 2010.7347 | 1988.6387 | 1966.5427 | 1944.4467 | 1922.3507 | 1900.2547 | 1878.1588 | 1856.0628 | 1833.9668 | 1811.8708 | 1807.3058
RA3DindResid2 | R&D | Advanced | 30 | DistributedWind | ResidentialScaleClass2 | Residential DW - Class 2 | 6007.4048 | 6968.5896 | 5646.9605 | 4408.3159 | 3968.3846 | 3490.3199 | 3075.4024 | 2814.4725 | 2548.0186 | 2274.946 | 2116.0428 | 2049.0495 | 1981.9168 | 1914.6396 | 1847.2129 | 1779.631 | 1711.8884 | 1643.979 | 1575.8964 | 1507.634 | 1461.6744 | 1415.6048 | 1369.4209 | 1323.1179 | 1276.6911 | 1230.1353 | 1183.445 | 1142.9155 | 1131.3709 | 1119.8263
RM3DindResid2 | R&D | Moderate | 30 | DistributedWind | ResidentialScaleClass2 | Residential DW - Class 2 | 6007.4048 | 7677.4634 | 6788.3675 | 6339.2379 | 5890.1083 | 5440.9787 | 4991.8491 | 4542.7195 | 4093.5899 | 3639.9136 | 3385.6685 | 3278.4792 | 3171.0668 | 3063.4234 | 2955.5406 | 2847.4097 | 2739.0215 | 2630.3663 | 2521.4342 | 2412.2144 | 2338.679 | 2264.9677 | 2191.0734 | 2116.9887 | 2042.7058 | 1968.2164 | 1893.5119 | 1828.6649 | 1810.1935 | 1791.7221
RC3DindResid2 | R&D | Conservative | 30 | DistributedWind | ResidentialScaleClass2 | Residential DW - Class 2 | 6007.4048 | 7801.2159 | 7004.634 | 6679.9745 | 6355.315 | 6030.6555 | 5705.996 | 5381.3365 | 5056.677 | 4731.8877 | 4401.3691 | 4262.023 | 4122.3869 | 3982.4504 | 3842.2028 | 3701.6326 | 3560.7279 | 3419.4762 | 3277.8644 | 3135.8787 | 3040.2827 | 2944.458 | 2848.3954 | 2752.0853 | 2655.5175 | 2558.6813 | 2461.5655 | 2377.2643 | 2353.2516 | 2329.2388
RA3DindComme2 | R&D | Advanced | 30 | DistributedWind | CommercialScaleClass2 | Commercial DW - Class 2 | 4510.7435 | 5232.4625 | 4240.0989 | 3661.5798 | 3235.2932 | 2875.906 | 2566.1977 | 2384.5425 | 2199.737 | 2011.1756 | 1869.0006 | 1808.074 | 1747.0188 | 1685.8305 | 1624.5044 | 1563.0354 | 1501.4182 | 1439.6472 | 1377.7167 | 1315.6205 | 1273.6061 | 1231.4886 | 1189.2638 | 1146.9275 | 1104.475 | 1061.9016 | 1019.2021 | 989.7578 | 977.833 | 965.9082
RM3DindComme2 | R&D | Moderate | 30 | DistributedWind | CommercialScaleClass2 | Commercial DW - Class 2 | 4510.7435 | 5764.7302 | 5097.1402 | 4760.0336 | 4422.9271 | 4085.8206 | 3748.7141 | 3411.6076 | 3074.5011 | 2737.3946 | 2696.2822 | 2604.5108 | 2512.7393 | 2420.9679 | 2329.1964 | 2237.425 | 2145.6535 | 2101.8849 | 2011.4664 | 1920.806 | 1884.5022 | 1848.1984 | 1811.8946 | 1775.5909 | 1739.2871 | 1702.9833 | 1666.6795 | 1630.3758 | 1594.072 | 1557.7682
RC3DindComme2 | R&D | Conservative | 30 | DistributedWind | CommercialScaleClass2 | Commercial DW - Class 2 | 4510.7435 | 5857.6515 | 5497.4293 | 5289.9791 | 5030.6664 | 4771.3537 | 4512.041 | 4252.7283 | 3993.4156 | 3785.9654 | 3704.0226 | 3622.0798 | 3540.137 | 3458.1942 | 3376.2514 | 3294.3085 | 3212.3657 | 3130.4229 | 3048.4801 | 2966.5373 | 2884.5945 | 2802.6517 | 2720.7089 | 2638.766 | 2556.8232 | 2474.8804 | 2392.9376 | 2310.9948 | 2229.052 | 2147.1092
RA3DindMidsi2 | R&D | Advanced | 30 | DistributedWind | MidsizeScaleClass2 | Midsize DW - Class 2 | 2928.7385 | 3397.3367 | 2852.4397 | 2696.8521 | 2481.1039 | 2265.3558 | 2049.6076 | 1833.8594 | 1618.1113 | 1553.2913 | 1461.8832 | 1433.2803 | 1404.6349 | 1375.9455 | 1347.2104 | 1318.428 | 1289.5965 | 1260.7141 | 1231.7789 | 1202.7889 | 1189.3025 | 1175.8152 | 1162.3268 | 1148.8373 | 1135.3467 | 1121.8549 | 1108.3619 | 1086.3906 | 1071.6097 | 1056.8289
RM3DindMidsi2 | R&D | Moderate | 30 | DistributedWind | MidsizeScaleClass2 | Midsize DW - Class 2 | 2928.7385 | 3742.9278 | 3309.4745 | 3137.2909 | 2965.1073 | 2792.9236 | 2620.74 | 2448.5564 | 2276.3727 | 2195.9637 | 2158.3115 | 2120.6593 | 2083.0071 | 2045.3549 | 2007.7027 | 1970.0504 | 1932.3982 | 1894.746 | 1857.0938 | 1819.4416 | 1781.7894 | 1744.1372 | 1706.485 | 1668.8328 | 1631.1806 | 1593.5284 | 1555.8762 | 1555.8762 | 1555.8762 | 1555.8762
RC3DindMidsi2 | R&D | Conservative | 30 | DistributedWind | MidsizeScaleClass2 | Midsize DW - Class 2 | 2928.7385 | 3803.2598 | 3414.9091 | 3300.8115 | 3186.7139 | 3072.6163 | 2958.5188 | 2844.4212 | 2730.3236 | 2635.1564 | 2589.9738 | 2544.7911 | 2499.6085 | 2454.4258 | 2409.2432 | 2364.0605 | 2318.8779 | 2273.6952 | 2228.5126 | 2183.33 | 2138.1473 | 2092.9647 | 2047.782 | 2002.5994 | 1957.4167 | 1912.2341 | 1867.0514 | 1867.0514 | 1867.0514 | 1867.0514
RA3DindLarge2 | R&D | Advanced | 30 | DistributedWind | LargeScaleClass2 | Large DW - Class 2 | 2331.3638 | 2704.382 | 2191.482 | 1905.7674 | 1620.0527 | 1582.5354 | 1545.018 | 1507.5007 | 1469.9833 | 1432.4659 | 1394.9486 | 1380.9991 | 1367.0496 | 1353.1001 | 1339.1506 | 1325.2011 | 1311.2517 | 1297.3022 | 1283.3527 | 1269.4032 | 1255.4537 | 1241.5042 | 1227.5547 | 1213.6053 | 1199.6558 | 1185.7063 | 1171.7568 | 1157.8073 | 1143.8578 | 1140.9759
RM3DindLarge2 | R&D | Moderate | 30 | DistributedWind | LargeScaleClass2 | Large DW - Class 2 | 2331.3638 | 2979.4829 | 2634.4411 | 2386.4554 | 2138.4696 | 2088.9467 | 2039.4238 | 1989.9009 | 1940.378 | 1890.855 | 1841.3321 | 1822.9188 | 1804.5055 | 1786.0922 | 1767.6788 | 1749.2655 | 1730.8522 | 1712.4389 | 1694.0256 | 1675.6122 | 1657.1989 | 1638.7856 | 1620.3723 | 1601.9589 | 1583.5456 | 1565.1323 | 1546.719 | 1528.3057 | 1509.8923 | 1506.0882
RC3DindLarge2 | R&D | Conservative | 30 | DistributedWind | LargeScaleClass2 | Large DW - Class 2 | 2331.3638 | 3027.509 | 2718.3702 | 2650.9489 | 2583.5276 | 2516.1063 | 2448.685 | 2381.2637 | 2313.8424 | 2246.4211 | 2209.5985 | 2187.5026 | 2165.4066 | 2143.3106 | 2121.2146 | 2099.1186 | 2077.0226 | 2054.9266 | 2032.8307 | 2010.7347 | 1988.6387 | 1966.5427 | 1944.4467 | 1922.3507 | 1900.2547 | 1878.1588 | 1856.0628 | 1833.9668 | 1811.8708 | 1807.3058
RA3DindResid3 | R&D | Advanced | 30 | DistributedWind | ResidentialScaleClass3 | Residential DW - Class 3 | 6007.4048 | 6968.5896 | 5646.9605 | 4408.3159 | 3968.3846 | 3490.3199 | 3075.4024 | 2814.4725 | 2548.0186 | 2274.946 | 2116.0428 | 2049.0495 | 1981.9168 | 1914.6396 | 1847.2129 | 1779.631 | 1711.8884 | 1643.979 | 1575.8964 | 1507.634 | 1461.6744 | 1415.6048 | 1369.4209 | 1323.1179 | 1276.6911 | 1230.1353 | 1183.445 | 1142.9155 | 1131.3709 | 1119.8263
RM3DindResid3 | R&D | Moderate | 30 | DistributedWind | ResidentialScaleClass3 | Residential DW - Class 3 | 6007.4048 | 7677.4634 | 6788.3675 | 6339.2379 | 5890.1083 | 5440.9787 | 4991.8491 | 4542.7195 | 4093.5899 | 3639.9136 | 3385.6685 | 3278.4792 | 3171.0668 | 3063.4234 | 2955.5406 | 2847.4097 | 2739.0215 | 2630.3663 | 2521.4342 | 2412.2144 | 2338.679 | 2264.9677 | 2191.0734 | 2116.9887 | 2042.7058 | 1968.2164 | 1893.5119 | 1828.6649 | 1810.1935 | 1791.7221
RC3DindResid3 | R&D | Conservative | 30 | DistributedWind | ResidentialScaleClass3 | Residential DW - Class 3 | 6007.4048 | 7801.2159 | 7004.634 | 6679.9745 | 6355.315 | 6030.6555 | 5705.996 | 5381.3365 | 5056.677 | 4731.8877 | 4401.3691 | 4262.023 | 4122.3869 | 3982.4504 | 3842.2028 | 3701.6326 | 3560.7279 | 3419.4762 | 3277.8644 | 3135.8787 | 3040.2827 | 2944.458 | 2848.3954 | 2752.0853 | 2655.5175 | 2558.6813 | 2461.5655 | 2377.2643 | 2353.2516 | 2329.2388
RA3DindComme3 | R&D | Advanced | 30 | DistributedWind | CommercialScaleClass3 | Commercial DW - Class 3 | 4510.7435 | 5232.4625 | 4240.0989 | 3661.5798 | 3235.2932 | 2875.906 | 2566.1977 | 2384.5425 | 2199.737 | 2011.1756 | 1869.0006 | 1808.074 | 1747.0188 | 1685.8305 | 1624.5044 | 1563.0354 | 1501.4182 | 1439.6472 | 1377.7167 | 1315.6205 | 1273.6061 | 1231.4886 | 1189.2638 | 1146.9275 | 1104.475 | 1061.9016 | 1019.2021 | 989.7578 | 977.833 | 965.9082
RM3DindComme3 | R&D | Moderate | 30 | DistributedWind | CommercialScaleClass3 | Commercial DW - Class 3 | 4510.7435 | 5764.7302 | 5097.1402 | 4760.0336 | 4422.9271 | 4085.8206 | 3748.7141 | 3411.6076 | 3074.5011 | 2737.3946 | 2696.2822 | 2604.5108 | 2512.7393 | 2420.9679 | 2329.1964 | 2237.425 | 2145.6535 | 2101.8849 | 2011.4664 | 1920.806 | 1884.5022 | 1848.1984 | 1811.8946 | 1775.5909 | 1739.2871 | 1702.9833 | 1666.6795 | 1630.3758 | 1594.072 | 1557.7682
RC3DindComme3 | R&D | Conservative | 30 | DistributedWind | CommercialScaleClass3 | Commercial DW - Class 3 | 4510.7435 | 5857.6515 | 5497.4293 | 5289.9791 | 5030.6664 | 4771.3537 | 4512.041 | 4252.7283 | 3993.4156 | 3785.9654 | 3704.0226 | 3622.0798 | 3540.137 | 3458.1942 | 3376.2514 | 3294.3085 | 3212.3657 | 3130.4229 | 3048.4801 | 2966.5373 | 2884.5945 | 2802.6517 | 2720.7089 | 2638.766 | 2556.8232 | 2474.8804 | 2392.9376 | 2310.9948 | 2229.052 | 2147.1092
RA3DindMidsi3 | R&D | Advanced | 30 | DistributedWind | MidsizeScaleClass3 | Midsize DW - Class 3 | 2928.7385 | 3397.3367 | 2852.4397 | 2696.8521 | 2481.1039 | 2265.3558 | 2049.6076 | 1833.8594 | 1618.1113 | 1553.2913 | 1461.8832 | 1433.2803 | 1404.6349 | 1375.9455 | 1347.2104 | 1318.428 | 1289.5965 | 1260.7141 | 1231.7789 | 1202.7889 | 1189.3025 | 1175.8152 | 1162.3268 | 1148.8373 | 1135.3467 | 1121.8549 | 1108.3619 | 1086.3906 | 1071.6097 | 1056.8289
RM3DindMidsi3 | R&D | Moderate | 30 | DistributedWind | MidsizeScaleClass3 | Midsize DW - Class 3 | 2928.7385 | 3742.9278 | 3309.4745 | 3137.2909 | 2965.1073 | 2792.9236 | 2620.74 | 2448.5564 | 2276.3727 | 2195.9637 | 2158.3115 | 2120.6593 | 2083.0071 | 2045.3549 | 2007.7027 | 1970.0504 | 1932.3982 | 1894.746 | 1857.0938 | 1819.4416 | 1781.7894 | 1744.1372 | 1706.485 | 1668.8328 | 1631.1806 | 1593.5284 | 1555.8762 | 1555.8762 | 1555.8762 | 1555.8762
RC3DindMidsi3 | R&D | Conservative | 30 | DistributedWind | MidsizeScaleClass3 | Midsize DW - Class 3 | 2928.7385 | 3803.2598 | 3414.9091 | 3300.8115 | 3186.7139 | 3072.6163 | 2958.5188 | 2844.4212 | 2730.3236 | 2635.1564 | 2589.9738 | 2544.7911 | 2499.6085 | 2454.4258 | 2409.2432 | 2364.0605 | 2318.8779 | 2273.6952 | 2228.5126 | 2183.33 | 2138.1473 | 2092.9647 | 2047.782 | 2002.5994 | 1957.4167 | 1912.2341 | 1867.0514 | 1867.0514 | 1867.0514 | 1867.0514
RA3DindLarge3 | R&D | Advanced | 30 | DistributedWind | LargeScaleClass3 | Large DW - Class 3 | 2331.3638 | 2704.382 | 2191.482 | 1905.7674 | 1620.0527 | 1582.5354 | 1545.018 | 1507.5007 | 1469.9833 | 1432.4659 | 1394.9486 | 1380.9991 | 1367.0496 | 1353.1001 | 1339.1506 | 1325.2011 | 1311.2517 | 1297.3022 | 1283.3527 | 1269.4032 | 1255.4537 | 1241.5042 | 1227.5547 | 1213.6053 | 1199.6558 | 1185.7063 | 1171.7568 | 1157.8073 | 1143.8578 | 1140.9759
RM3DindLarge3 | R&D | Moderate | 30 | DistributedWind | LargeScaleClass3 | Large DW - Class 3 | 2331.3638 | 2979.4829 | 2634.4411 | 2386.4554 | 2138.4696 | 2088.9467 | 2039.4238 | 1989.9009 | 1940.378 | 1890.855 | 1841.3321 | 1822.9188 | 1804.5055 | 1786.0922 | 1767.6788 | 1749.2655 | 1730.8522 | 1712.4389 | 1694.0256 | 1675.6122 | 1657.1989 | 1638.7856 | 1620.3723 | 1601.9589 | 1583.5456 | 1565.1323 | 1546.719 | 1528.3057 | 1509.8923 | 1506.0882
RC3DindLarge3 | R&D | Conservative | 30 | DistributedWind | LargeScaleClass3 | Large DW - Class 3 | 2331.3638 | 3027.509 | 2718.3702 | 2650.9489 | 2583.5276 | 2516.1063 | 2448.685 | 2381.2637 | 2313.8424 | 2246.4211 | 2209.5985 | 2187.5026 | 2165.4066 | 2143.3106 | 2121.2146 | 2099.1186 | 2077.0226 | 2054.9266 | 2032.8307 | 2010.7347 | 1988.6387 | 1966.5427 | 1944.4467 | 1922.3507 | 1900.2547 | 1878.1588 | 1856.0628 | 1833.9668 | 1811.8708 | 1807.3058
RA3DindResid4 | R&D | Advanced | 30 | DistributedWind | ResidentialScaleClass4 | Residential DW - Class 4 | 6007.4048 | 6968.5896 | 5646.9605 | 4408.3159 | 3968.3846 | 3490.3199 | 3075.4024 | 2814.4725 | 2548.0186 | 2274.946 | 2116.0428 | 2049.0495 | 1981.9168 | 1914.6396 | 1847.2129 | 1779.631 | 1711.8884 | 1643.979 | 1575.8964 | 1507.634 | 1461.6744 | 1415.6048 | 1369.4209 | 1323.1179 | 1276.6911 | 1230.1353 | 1183.445 | 1142.9155 | 1131.3709 | 1119.8263
RM3DindResid4 | R&D | Moderate | 30 | DistributedWind | ResidentialScaleClass4 | Residential DW - Class 4 | 6007.4048 | 7677.4634 | 6788.3675 | 6339.2379 | 5890.1083 | 5440.9787 | 4991.8491 | 4542.7195 | 4093.5899 | 3639.9136 | 3385.6685 | 3278.4792 | 3171.0668 | 3063.4234 | 2955.5406 | 2847.4097 | 2739.0215 | 2630.3663 | 2521.4342 | 2412.2144 | 2338.679 | 2264.9677 | 2191.0734 | 2116.9887 | 2042.7058 | 1968.2164 | 1893.5119 | 1828.6649 | 1810.1935 | 1791.7221
RC3DindResid4 | R&D | Conservative | 30 | DistributedWind | ResidentialScaleClass4 | Residential DW - Class 4 | 6007.4048 | 7801.2159 | 7004.634 | 6679.9745 | 6355.315 | 6030.6555 | 5705.996 | 5381.3365 | 5056.677 | 4731.8877 | 4401.3691 | 4262.023 | 4122.3869 | 3982.4504 | 3842.2028 | 3701.6326 | 3560.7279 | 3419.4762 | 3277.8644 | 3135.8787 | 3040.2827 | 2944.458 | 2848.3954 | 2752.0853 | 2655.5175 | 2558.6813 | 2461.5655 | 2377.2643 | 2353.2516 | 2329.2388
RA3DindComme4 | R&D | Advanced | 30 | DistributedWind | CommercialScaleClass4 | Commercial DW - Class 4 | 4510.7435 | 5232.4625 | 4240.0989 | 3661.5798 | 3235.2932 | 2875.906 | 2566.1977 | 2384.5425 | 2199.737 | 2011.1756 | 1869.0006 | 1808.074 | 1747.0188 | 1685.8305 | 1624.5044 | 1563.0354 | 1501.4182 | 1439.6472 | 1377.7167 | 1315.6205 | 1273.6061 | 1231.4886 | 1189.2638 | 1146.9275 | 1104.475 | 1061.9016 | 1019.2021 | 989.7578 | 977.833 | 965.9082
RM3DindComme4 | R&D | Moderate | 30 | DistributedWind | CommercialScaleClass4 | Commercial DW - Class 4 | 4510.7435 | 5764.7302 | 5097.1402 | 4785.9649 | 4474.7897 | 4163.6144 | 3852.4392 | 3541.2639 | 3230.0887 | 3093.1545 | 2982.1687 | 2871.1828 | 2760.197 | 2649.2112 | 2538.2253 | 2427.2395 | 2316.2536 | 2205.2678 | 2094.282 | 1975.9628 | 1939.659 | 1903.3552 | 1867.0514 | 1830.7477 | 1794.4439 | 1758.1401 | 1721.8363 | 1685.5326 | 1649.2288 | 1612.925
RC3DindComme4 | R&D | Conservative | 30 | DistributedWind | CommercialScaleClass4 | Commercial DW - Class 4 | 4510.7435 | 5857.6515 | 5497.4293 | 5289.9791 | 5082.5289 | 4875.0788 | 4681.1129 | 4460.1785 | 4199.1153 | 4021.1009 | 3876.8193 | 3732.5377 | 3588.2561 | 3443.9745 | 3299.6929 | 3155.4113 | 3011.1297 | 2866.8482 | 2722.5666 | 2568.7516 | 2521.5567 | 2474.3618 | 2427.1669 | 2379.972 | 2332.7771 | 2285.5821 | 2238.3872 | 2191.1923 | 2143.9974 | 2096.8025
RA3DindMidsi4 | R&D | Advanced | 30 | DistributedWind | MidsizeScaleClass4 | Midsize DW - Class 4 | 2928.7385 | 3397.3367 | 2852.4397 | 2696.8521 | 2481.1039 | 2265.3558 | 2049.6076 | 1833.8594 | 1618.1113 | 1553.2913 | 1461.8832 | 1433.2803 | 1404.6349 | 1375.9455 | 1347.2104 | 1318.428 | 1289.5965 | 1260.7141 | 1231.7789 | 1202.7889 | 1189.3025 | 1175.8152 | 1162.3268 | 1148.8373 | 1135.3467 | 1121.8549 | 1108.3619 | 1086.3906 | 1071.6097 | 1056.8289
RM3DindMidsi4 | R&D | Moderate | 30 | DistributedWind | MidsizeScaleClass4 | Midsize DW - Class 4 | 2928.7385 | 3742.9278 | 3309.4745 | 3137.2909 | 2965.1073 | 2792.9236 | 2620.74 | 2448.5564 | 2276.3727 | 2195.9637 | 2158.3115 | 2120.6593 | 2083.0071 | 2045.3549 | 2007.7027 | 1970.0504 | 1932.3982 | 1894.746 | 1857.0938 | 1819.4416 | 1781.7894 | 1744.1372 | 1706.485 | 1668.8328 | 1631.1806 | 1593.5284 | 1555.8762 | 1555.8762 | 1555.8762 | 1555.8762
RC3DindMidsi4 | R&D | Conservative | 30 | DistributedWind | MidsizeScaleClass4 | Midsize DW - Class 4 | 2928.7385 | 3803.2598 | 3414.9091 | 3300.8115 | 3186.7139 | 3072.6163 | 2958.5188 | 2844.4212 | 2730.3236 | 2635.1564 | 2589.9738 | 2544.7911 | 2499.6085 | 2454.4258 | 2409.2432 | 2364.0605 | 2318.8779 | 2273.6952 | 2228.5126 | 2183.33 | 2138.1473 | 2092.9647 | 2047.782 | 2002.5994 | 1957.4167 | 1912.2341 | 1867.0514 | 1867.0514 | 1867.0514 | 1867.0514
RA3DindLarge4 | R&D | Advanced | 30 | DistributedWind | LargeScaleClass4 | Large DW - Class 4 | 2331.3638 | 2704.382 | 2191.482 | 1905.7674 | 1620.0527 | 1582.5354 | 1545.018 | 1507.5007 | 1469.9833 | 1432.4659 | 1394.9486 | 1380.9991 | 1367.0496 | 1353.1001 | 1339.1506 | 1325.2011 | 1311.2517 | 1297.3022 | 1283.3527 | 1269.4032 | 1255.4537 | 1241.5042 | 1227.5547 | 1213.6053 | 1199.6558 | 1185.7063 | 1171.7568 | 1157.8073 | 1143.8578 | 1140.9759
RM3DindLarge4 | R&D | Moderate | 30 | DistributedWind | LargeScaleClass4 | Large DW - Class 4 | 2331.3638 | 2979.4829 | 2634.4411 | 2386.4554 | 2138.4696 | 2088.9467 | 2039.4238 | 1989.9009 | 1940.378 | 1890.855 | 1841.3321 | 1822.9188 | 1804.5055 | 1786.0922 | 1767.6788 | 1749.2655 | 1730.8522 | 1712.4389 | 1694.0256 | 1675.6122 | 1657.1989 | 1638.7856 | 1620.3723 | 1601.9589 | 1583.5456 | 1565.1323 | 1546.719 | 1528.3057 | 1509.8923 | 1506.0882
RC3DindLarge4 | R&D | Conservative | 30 | DistributedWind | LargeScaleClass4 | Large DW - Class 4 | 2331.3638 | 3027.509 | 2718.3702 | 2650.9489 | 2583.5276 | 2516.1063 | 2448.685 | 2381.2637 | 2313.8424 | 2246.4211 | 2209.5985 | 2187.5026 | 2165.4066 | 2143.3106 | 2121.2146 | 2099.1186 | 2077.0226 | 2054.9266 | 2032.8307 | 2010.7347 | 1988.6387 | 1966.5427 | 1944.4467 | 1922.3507 | 1900.2547 | 1878.1588 | 1856.0628 | 1833.9668 | 1811.8708 | 1807.3058
RA3DindResid5 | R&D | Advanced | 30 | DistributedWind | ResidentialScaleClass5 | Residential DW - Class 5 | 6007.4048 | 6968.5896 | 5646.9605 | 4408.3159 | 3968.3846 | 3490.3199 | 3075.4024 | 2814.4725 | 2548.0186 | 2274.946 | 2116.0428 | 2049.0495 | 1981.9168 | 1914.6396 | 1847.2129 | 1779.631 | 1711.8884 | 1643.979 | 1575.8964 | 1507.634 | 1461.6744 | 1415.6048 | 1369.4209 | 1323.1179 | 1276.6911 | 1230.1353 | 1183.445 | 1142.9155 | 1131.3709 | 1119.8263
RM3DindResid5 | R&D | Moderate | 30 | DistributedWind | ResidentialScaleClass5 | Residential DW - Class 5 | 6007.4048 | 7677.4634 | 6788.3675 | 6339.2379 | 5890.1083 | 5440.9787 | 4991.8491 | 4542.7195 | 4093.5899 | 3639.9136 | 3385.6685 | 3278.4792 | 3171.0668 | 3063.4234 | 2955.5406 | 2847.4097 | 2739.0215 | 2630.3663 | 2521.4342 | 2412.2144 | 2338.679 | 2264.9677 | 2191.0734 | 2116.9887 | 2042.7058 | 1968.2164 | 1893.5119 | 1828.6649 | 1810.1935 | 1791.7221
RC3DindResid5 | R&D | Conservative | 30 | DistributedWind | ResidentialScaleClass5 | Residential DW - Class 5 | 6007.4048 | 7801.2159 | 7004.634 | 6679.9745 | 6355.315 | 6030.6555 | 5705.996 | 5381.3365 | 5056.677 | 4731.8877 | 4401.3691 | 4262.023 | 4122.3869 | 3982.4504 | 3842.2028 | 3701.6326 | 3560.7279 | 3419.4762 | 3277.8644 | 3135.8787 | 3040.2827 | 2944.458 | 2848.3954 | 2752.0853 | 2655.5175 | 2558.6813 | 2461.5655 | 2377.2643 | 2353.2516 | 2329.2388
RA3DindComme5 | R&D | Advanced | 30 | DistributedWind | CommercialScaleClass5 | Commercial DW - Class 5 | 4510.7435 | 5232.4625 | 4240.0989 | 3661.5798 | 3235.2932 | 2875.906 | 2566.1977 | 2384.5425 | 2199.737 | 2011.1756 | 1869.0006 | 1808.074 | 1747.0188 | 1685.8305 | 1624.5044 | 1563.0354 | 1501.4182 | 1439.6472 | 1377.7167 | 1315.6205 | 1273.6061 | 1231.4886 | 1189.2638 | 1146.9275 | 1104.475 | 1061.9016 | 1019.2021 | 989.7578 | 977.833 | 965.9082
RM3DindComme5 | R&D | Moderate | 30 | DistributedWind | CommercialScaleClass5 | Commercial DW - Class 5 | 4510.7435 | 5764.7302 | 5097.1402 | 4760.0336 | 4422.9271 | 4085.8206 | 3748.7141 | 3411.6076 | 3074.5011 | 2737.3946 | 2696.2822 | 2604.5108 | 2512.7393 | 2420.9679 | 2329.1964 | 2237.425 | 2145.6535 | 2101.8849 | 2011.4664 | 1920.806 | 1884.5022 | 1848.1984 | 1811.8946 | 1775.5909 | 1739.2871 | 1702.9833 | 1666.6795 | 1630.3758 | 1594.072 | 1557.7682
RC3DindComme5 | R&D | Conservative | 30 | DistributedWind | CommercialScaleClass5 | Commercial DW - Class 5 | 4510.7435 | 5857.6515 | 5497.4293 | 5289.9791 | 5030.6664 | 4771.3537 | 4512.041 | 4252.7283 | 3993.4156 | 3785.9654 | 3704.0226 | 3622.0798 | 3540.137 | 3458.1942 | 3376.2514 | 3294.3085 | 3212.3657 | 3130.4229 | 3048.4801 | 2966.5373 | 2884.5945 | 2802.6517 | 2720.7089 | 2638.766 | 2556.8232 | 2474.8804 | 2392.9376 | 2310.9948 | 2229.052 | 2147.1092
RA3DindMidsi5 | R&D | Advanced | 30 | DistributedWind | MidsizeScaleClass5 | Midsize DW - Class 5 | 2928.7385 | 3397.3367 | 2852.4397 | 2696.8521 | 2481.1039 | 2265.3558 | 2049.6076 | 1833.8594 | 1618.1113 | 1553.2913 | 1461.8832 | 1433.2803 | 1404.6349 | 1375.9455 | 1347.2104 | 1318.428 | 1289.5965 | 1260.7141 | 1231.7789 | 1202.7889 | 1189.3025 | 1175.8152 | 1162.3268 | 1148.8373 | 1135.3467 | 1121.8549 | 1108.3619 | 1086.3906 | 1071.6097 | 1056.8289
RM3DindMidsi5 | R&D | Moderate | 30 | DistributedWind | MidsizeScaleClass5 | Midsize DW - Class 5 | 2928.7385 | 3742.9278 | 3309.4745 | 3137.2909 | 2965.1073 | 2792.9236 | 2620.74 | 2448.5564 | 2276.3727 | 2195.9637 | 2158.3115 | 2120.6593 | 2083.0071 | 2045.3549 | 2007.7027 | 1970.0504 | 1932.3982 | 1894.746 | 1857.0938 | 1819.4416 | 1781.7894 | 1744.1372 | 1706.485 | 1668.8328 | 1631.1806 | 1593.5284 | 1555.8762 | 1555.8762 | 1555.8762 | 1555.8762
RC3DindMidsi5 | R&D | Conservative | 30 | DistributedWind | MidsizeScaleClass5 | Midsize DW - Class 5 | 2928.7385 | 3803.2598 | 3414.9091 | 3300.8115 | 3186.7139 | 3072.6163 | 2958.5188 | 2844.4212 | 2730.3236 | 2635.1564 | 2589.9738 | 2544.7911 | 2499.6085 | 2454.4258 | 2409.2432 | 2364.0605 | 2318.8779 | 2273.6952 | 2228.5126 | 2183.33 | 2138.1473 | 2092.9647 | 2047.782 | 2002.5994 | 1957.4167 | 1912.2341 | 1867.0514 | 1867.0514 | 1867.0514 | 1867.0514
RA3DindLarge5 | R&D | Advanced | 30 | DistributedWind | LargeScaleClass5 | Large DW - Class 5 | 2331.3638 | 2704.382 | 2191.482 | 1905.7674 | 1620.0527 | 1582.5354 | 1545.018 | 1507.5007 | 1469.9833 | 1432.4659 | 1394.9486 | 1380.9991 | 1367.0496 | 1353.1001 | 1339.1506 | 1325.2011 | 1311.2517 | 1297.3022 | 1283.3527 | 1269.4032 | 1255.4537 | 1241.5042 | 1227.5547 | 1213.6053 | 1199.6558 | 1185.7063 | 1171.7568 | 1157.8073 | 1143.8578 | 1140.9759
RM3DindLarge5 | R&D | Moderate | 30 | DistributedWind | LargeScaleClass5 | Large DW - Class 5 | 2331.3638 | 2979.4829 | 2634.4411 | 2386.4554 | 2138.4696 | 2088.9467 | 2039.4238 | 1989.9009 | 1940.378 | 1890.855 | 1841.3321 | 1822.9188 | 1804.5055 | 1786.0922 | 1767.6788 | 1749.2655 | 1730.8522 | 1712.4389 | 1694.0256 | 1675.6122 | 1657.1989 | 1638.7856 | 1620.3723 | 1601.9589 | 1583.5456 | 1565.1323 | 1546.719 | 1528.3057 | 1509.8923 | 1506.0882
RC3DindLarge5 | R&D | Conservative | 30 | DistributedWind | LargeScaleClass5 | Large DW - Class 5 | 2331.3638 | 3027.509 | 2718.3702 | 2650.9489 | 2583.5276 | 2516.1063 | 2448.685 | 2381.2637 | 2313.8424 | 2246.4211 | 2209.5985 | 2187.5026 | 2165.4066 | 2143.3106 | 2121.2146 | 2099.1186 | 2077.0226 | 2054.9266 | 2032.8307 | 2010.7347 | 1988.6387 | 1966.5427 | 1944.4467 | 1922.3507 | 1900.2547 | 1878.1588 | 1856.0628 | 1833.9668 | 1811.8708 | 1807.3058
RA3DindResid6 | R&D | Advanced | 30 | DistributedWind | ResidentialScaleClass6 | Residential DW - Class 6 | 6007.4048 | 6968.5896 | 5646.9605 | 4408.3159 | 3968.3846 | 3490.3199 | 3075.4024 | 2814.4725 | 2548.0186 | 2274.946 | 2116.0428 | 2049.0495 | 1981.9168 | 1914.6396 | 1847.2129 | 1779.631 | 1711.8884 | 1643.979 | 1575.8964 | 1507.634 | 1461.6744 | 1415.6048 | 1369.4209 | 1323.1179 | 1276.6911 | 1230.1353 | 1183.445 | 1142.9155 | 1131.3709 | 1119.8263
RM3DindResid6 | R&D | Moderate | 30 | DistributedWind | ResidentialScaleClass6 | Residential DW - Class 6 | 6007.4048 | 7677.4634 | 6788.3675 | 6339.2379 | 5890.1083 | 5440.9787 | 4991.8491 | 4542.7195 | 4093.5899 | 3639.9136 | 3385.6685 | 3278.4792 | 3171.0668 | 3063.4234 | 2955.5406 | 2847.4097 | 2739.0215 | 2630.3663 | 2521.4342 | 2412.2144 | 2338.679 | 2264.9677 | 2191.0734 | 2116.9887 | 2042.7058 | 1968.2164 | 1893.5119 | 1828.6649 | 1810.1935 | 1791.7221
RC3DindResid6 | R&D | Conservative | 30 | DistributedWind | ResidentialScaleClass6 | Residential DW - Class 6 | 6007.4048 | 7801.2159 | 7004.634 | 6679.9745 | 6355.315 | 6030.6555 | 5705.996 | 5381.3365 | 5056.677 | 4731.8877 | 4401.3691 | 4262.023 | 4122.3869 | 3982.4504 | 3842.2028 | 3701.6326 | 3560.7279 | 3419.4762 | 3277.8644 | 3135.8787 | 3040.2827 | 2944.458 | 2848.3954 | 2752.0853 | 2655.5175 | 2558.6813 | 2461.5655 | 2377.2643 | 2353.2516 | 2329.2388
RA3DindComme6 | R&D | Advanced | 30 | DistributedWind | CommercialScaleClass6 | Commercial DW - Class 6 | 4510.7435 | 5232.4625 | 4240.0989 | 3661.5798 | 3235.2932 | 2875.906 | 2566.1977 | 2384.5425 | 2199.737 | 2011.1756 | 1869.0006 | 1808.074 | 1747.0188 | 1685.8305 | 1624.5044 | 1563.0354 | 1501.4182 | 1439.6472 | 1377.7167 | 1315.6205 | 1273.6061 | 1231.4886 | 1189.2638 | 1146.9275 | 1104.475 | 1061.9016 | 1019.2021 | 989.7578 | 977.833 | 965.9082
RM3DindComme6 | R&D | Moderate | 30 | DistributedWind | CommercialScaleClass6 | Commercial DW - Class 6 | 4510.7435 | 5764.7302 | 5097.1402 | 4760.0336 | 4422.9271 | 4085.8206 | 3748.7141 | 3411.6076 | 3074.5011 | 2737.3946 | 2696.2822 | 2604.5108 | 2512.7393 | 2420.9679 | 2329.1964 | 2237.425 | 2145.6535 | 2101.8849 | 2011.4664 | 1920.806 | 1884.5022 | 1848.1984 | 1811.8946 | 1775.5909 | 1739.2871 | 1702.9833 | 1666.6795 | 1630.3758 | 1594.072 | 1557.7682
RC3DindComme6 | R&D | Conservative | 30 | DistributedWind | CommercialScaleClass6 | Commercial DW - Class 6 | 4510.7435 | 5857.6515 | 5497.4293 | 5289.9791 | 5030.6664 | 4771.3537 | 4512.041 | 4252.7283 | 3993.4156 | 3785.9654 | 3704.0226 | 3622.0798 | 3540.137 | 3458.1942 | 3376.2514 | 3294.3085 | 3212.3657 | 3130.4229 | 3048.4801 | 2966.5373 | 2884.5945 | 2802.6517 | 2720.7089 | 2638.766 | 2556.8232 | 2474.8804 | 2392.9376 | 2310.9948 | 2229.052 | 2147.1092
RA3DindMidsi6 | R&D | Advanced | 30 | DistributedWind | MidsizeScaleClass6 | Midsize DW - Class 6 | 2928.7385 | 3397.3367 | 2852.4397 | 2696.8521 | 2481.1039 | 2265.3558 | 2049.6076 | 1833.8594 | 1618.1113 | 1553.2913 | 1461.8832 | 1433.2803 | 1404.6349 | 1375.9455 | 1347.2104 | 1318.428 | 1289.5965 | 1260.7141 | 1231.7789 | 1202.7889 | 1189.3025 | 1175.8152 | 1162.3268 | 1148.8373 | 1135.3467 | 1121.8549 | 1108.3619 | 1086.3906 | 1071.6097 | 1056.8289
RM3DindMidsi6 | R&D | Moderate | 30 | DistributedWind | MidsizeScaleClass6 | Midsize DW - Class 6 | 2928.7385 | 3742.9278 | 3309.4745 | 3137.2909 | 2965.1073 | 2792.9236 | 2620.74 | 2448.5564 | 2276.3727 | 2195.9637 | 2158.3115 | 2120.6593 | 2083.0071 | 2045.3549 | 2007.7027 | 1970.0504 | 1932.3982 | 1894.746 | 1857.0938 | 1819.4416 | 1781.7894 | 1744.1372 | 1706.485 | 1668.8328 | 1631.1806 | 1593.5284 | 1555.8762 | 1555.8762 | 1555.8762 | 1555.8762
RC3DindMidsi6 | R&D | Conservative | 30 | DistributedWind | MidsizeScaleClass6 | Midsize DW - Class 6 | 2928.7385 | 3803.2598 | 3414.9091 | 3300.8115 | 3186.7139 | 3072.6163 | 2958.5188 | 2844.4212 | 2730.3236 | 2635.1564 | 2589.9738 | 2544.7911 | 2499.6085 | 2454.4258 | 2409.2432 | 2364.0605 | 2318.8779 | 2273.6952 | 2228.5126 | 2183.33 | 2138.1473 | 2092.9647 | 2047.782 | 2002.5994 | 1957.4167 | 1912.2341 | 1867.0514 | 1867.0514 | 1867.0514 | 1867.0514
RA3DindLarge6 | R&D | Advanced | 30 | DistributedWind | LargeScaleClass6 | Large DW - Class 6 | 2331.3638 | 2704.382 | 2191.482 | 1905.7674 | 1620.0527 | 1582.5354 | 1545.018 | 1507.5007 | 1469.9833 | 1432.4659 | 1394.9486 | 1380.9991 | 1367.0496 | 1353.1001 | 1339.1506 | 1325.2011 | 1311.2517 | 1297.3022 | 1283.3527 | 1269.4032 | 1255.4537 | 1241.5042 | 1227.5547 | 1213.6053 | 1199.6558 | 1185.7063 | 1171.7568 | 1157.8073 | 1143.8578 | 1140.9759
RM3DindLarge6 | R&D | Moderate | 30 | DistributedWind | LargeScaleClass6 | Large DW - Class 6 | 2331.3638 | 2979.4829 | 2634.4411 | 2386.4554 | 2138.4696 | 2088.9467 | 2039.4238 | 1989.9009 | 1940.378 | 1890.855 | 1841.3321 | 1822.9188 | 1804.5055 | 1786.0922 | 1767.6788 | 1749.2655 | 1730.8522 | 1712.4389 | 1694.0256 | 1675.6122 | 1657.1989 | 1638.7856 | 1620.3723 | 1601.9589 | 1583.5456 | 1565.1323 | 1546.719 | 1528.3057 | 1509.8923 | 1506.0882
RC3DindLarge6 | R&D | Conservative | 30 | DistributedWind | LargeScaleClass6 | Large DW - Class 6 | 2331.3638 | 3027.509 | 2718.3702 | 2650.9489 | 2583.5276 | 2516.1063 | 2448.685 | 2381.2637 | 2313.8424 | 2246.4211 | 2209.5985 | 2187.5026 | 2165.4066 | 2143.3106 | 2121.2146 | 2099.1186 | 2077.0226 | 2054.9266 | 2032.8307 | 2010.7347 | 1988.6387 | 1966.5427 | 1944.4467 | 1922.3507 | 1900.2547 | 1878.1588 | 1856.0628 | 1833.9668 | 1811.8708 | 1807.3058
RA3DindResid7 | R&D | Advanced | 30 | DistributedWind | ResidentialScaleClass7 | Residential DW - Class 7 | 6007.4048 | 6968.5896 | 5646.9605 | 4408.3159 | 3968.3846 | 3490.3199 | 3075.4024 | 2814.4725 | 2548.0186 | 2274.946 | 2116.0428 | 2049.0495 | 1981.9168 | 1914.6396 | 1847.2129 | 1779.631 | 1711.8884 | 1643.979 | 1575.8964 | 1507.634 | 1461.6744 | 1415.6048 | 1369.4209 | 1323.1179 | 1276.6911 | 1230.1353 | 1183.445 | 1142.9155 | 1131.3709 | 1119.8263
RM3DindResid7 | R&D | Moderate | 30 | DistributedWind | ResidentialScaleClass7 | Residential DW - Class 7 | 6007.4048 | 7677.4634 | 6788.3675 | 6339.2379 | 5890.1083 | 5440.9787 | 4991.8491 | 4542.7195 | 4093.5899 | 3639.9136 | 3385.6685 | 3278.4792 | 3171.0668 | 3063.4234 | 2955.5406 | 2847.4097 | 2739.0215 | 2630.3663 | 2521.4342 | 2412.2144 | 2338.679 | 2264.9677 | 2191.0734 | 2116.9887 | 2042.7058 | 1968.2164 | 1893.5119 | 1828.6649 | 1810.1935 | 1791.7221
RC3DindResid7 | R&D | Conservative | 30 | DistributedWind | ResidentialScaleClass7 | Residential DW - Class 7 | 6007.4048 | 7801.2159 | 7004.634 | 6679.9745 | 6355.315 | 6030.6555 | 5705.996 | 5381.3365 | 5056.677 | 4731.8877 | 4401.3691 | 4262.023 | 4122.3869 | 3982.4504 | 3842.2028 | 3701.6326 | 3560.7279 | 3419.4762 | 3277.8644 | 3135.8787 | 3040.2827 | 2944.458 | 2848.3954 | 2752.0853 | 2655.5175 | 2558.6813 | 2461.5655 | 2377.2643 | 2353.2516 | 2329.2388
RA3DindComme7 | R&D | Advanced | 30 | DistributedWind | CommercialScaleClass7 | Commercial DW - Class 7 | 4510.7435 | 5232.4625 | 4240.0989 | 3661.5798 | 3235.2932 | 2875.906 | 2566.1977 | 2384.5425 | 2199.737 | 2011.1756 | 1869.0006 | 1808.074 | 1747.0188 | 1685.8305 | 1624.5044 | 1563.0354 | 1501.4182 | 1439.6472 | 1377.7167 | 1315.6205 | 1273.6061 | 1231.4886 | 1189.2638 | 1146.9275 | 1104.475 | 1061.9016 | 1019.2021 | 989.7578 | 977.833 | 965.9082
RM3DindComme7 | R&D | Moderate | 30 | DistributedWind | CommercialScaleClass7 | Commercial DW - Class 7 | 4510.7435 | 5764.7302 | 5097.1402 | 4760.0336 | 4422.9271 | 4085.8206 | 3748.7141 | 3411.6076 | 3074.5011 | 2737.3946 | 2696.2822 | 2604.5108 | 2512.7393 | 2420.9679 | 2329.1964 | 2237.425 | 2145.6535 | 2101.8849 | 2011.4664 | 1920.806 | 1884.5022 | 1848.1984 | 1811.8946 | 1775.5909 | 1739.2871 | 1702.9833 | 1666.6795 | 1630.3758 | 1594.072 | 1557.7682
RC3DindComme7 | R&D | Conservative | 30 | DistributedWind | CommercialScaleClass7 | Commercial DW - Class 7 | 4510.7435 | 5857.6515 | 5497.4293 | 5289.9791 | 5030.6664 | 4771.3537 | 4512.041 | 4252.7283 | 3993.4156 | 3785.9654 | 3704.0226 | 3622.0798 | 3540.137 | 3458.1942 | 3376.2514 | 3294.3085 | 3212.3657 | 3130.4229 | 3048.4801 | 2966.5373 | 2884.5945 | 2802.6517 | 2720.7089 | 2638.766 | 2556.8232 | 2474.8804 | 2392.9376 | 2310.9948 | 2229.052 | 2147.1092
RA3DindMidsi7 | R&D | Advanced | 30 | DistributedWind | MidsizeScaleClass7 | Midsize DW - Class 7 | 2928.7385 | 3397.3367 | 2852.4397 | 2696.8521 | 2481.1039 | 2265.3558 | 2049.6076 | 1833.8594 | 1618.1113 | 1553.2913 | 1461.8832 | 1433.2803 | 1404.6349 | 1375.9455 | 1347.2104 | 1318.428 | 1289.5965 | 1260.7141 | 1231.7789 | 1202.7889 | 1189.3025 | 1175.8152 | 1162.3268 | 1148.8373 | 1135.3467 | 1121.8549 | 1108.3619 | 1086.3906 | 1071.6097 | 1056.8289
RM3DindMidsi7 | R&D | Moderate | 30 | DistributedWind | MidsizeScaleClass7 | Midsize DW - Class 7 | 2928.7385 | 3742.9278 | 3309.4745 | 3137.2909 | 2965.1073 | 2792.9236 | 2620.74 | 2448.5564 | 2276.3727 | 2195.9637 | 2158.3115 | 2120.6593 | 2083.0071 | 2045.3549 | 2007.7027 | 1970.0504 | 1932.3982 | 1894.746 | 1857.0938 | 1819.4416 | 1781.7894 | 1744.1372 | 1706.485 | 1668.8328 | 1631.1806 | 1593.5284 | 1555.8762 | 1555.8762 | 1555.8762 | 1555.8762
RC3DindMidsi7 | R&D | Conservative | 30 | DistributedWind | MidsizeScaleClass7 | Midsize DW - Class 7 | 2928.7385 | 3803.2598 | 3414.9091 | 3300.8115 | 3186.7139 | 3072.6163 | 2958.5188 | 2844.4212 | 2730.3236 | 2635.1564 | 2589.9738 | 2544.7911 | 2499.6085 | 2454.4258 | 2409.2432 | 2364.0605 | 2318.8779 | 2273.6952 | 2228.5126 | 2183.33 | 2138.1473 | 2092.9647 | 2047.782 | 2002.5994 | 1957.4167 | 1912.2341 | 1867.0514 | 1867.0514 | 1867.0514 | 1867.0514
RA3DindLarge7 | R&D | Advanced | 30 | DistributedWind | LargeScaleClass7 | Large DW - Class 7 | 2331.3638 | 2704.382 | 2191.482 | 1905.7674 | 1620.0527 | 1582.5354 | 1545.018 | 1507.5007 | 1469.9833 | 1432.4659 | 1394.9486 | 1380.9991 | 1367.0496 | 1353.1001 | 1339.1506 | 1325.2011 | 1311.2517 | 1297.3022 | 1283.3527 | 1269.4032 | 1255.4537 | 1241.5042 | 1227.5547 | 1213.6053 | 1199.6558 | 1185.7063 | 1171.7568 | 1157.8073 | 1143.8578 | 1140.9759
RM3DindLarge7 | R&D | Moderate | 30 | DistributedWind | LargeScaleClass7 | Large DW - Class 7 | 2331.3638 | 2979.4829 | 2634.4411 | 2386.4554 | 2138.4696 | 2088.9467 | 2039.4238 | 1989.9009 | 1940.378 | 1890.855 | 1841.3321 | 1822.9188 | 1804.5055 | 1786.0922 | 1767.6788 | 1749.2655 | 1730.8522 | 1712.4389 | 1694.0256 | 1675.6122 | 1657.1989 | 1638.7856 | 1620.3723 | 1601.9589 | 1583.5456 | 1565.1323 | 1546.719 | 1528.3057 | 1509.8923 | 1506.0882
RC3DindLarge7 | R&D | Conservative | 30 | DistributedWind | LargeScaleClass7 | Large DW - Class 7 | 2331.3638 | 3027.509 | 2718.3702 | 2650.9489 | 2583.5276 | 2516.1063 | 2448.685 | 2381.2637 | 2313.8424 | 2246.4211 | 2209.5985 | 2187.5026 | 2165.4066 | 2143.3106 | 2121.2146 | 2099.1186 | 2077.0226 | 2054.9266 | 2032.8307 | 2010.7347 | 1988.6387 | 1966.5427 | 1944.4467 | 1922.3507 | 1900.2547 | 1878.1588 | 1856.0628 | 1833.9668 | 1811.8708 | 1807.3058
RA3DindResid8 | R&D | Advanced | 30 | DistributedWind | ResidentialScaleClass8 | Residential DW - Class 8 | 6007.4048 | 6968.5896 | 5646.9605 | 4408.3159 | 3968.3846 | 3490.3199 | 3075.4024 | 2814.4725 | 2548.0186 | 2274.946 | 2116.0428 | 2049.0495 | 1981.9168 | 1914.6396 | 1847.2129 | 1779.631 | 1711.8884 | 1643.979 | 1575.8964 | 1507.634 | 1461.6744 | 1415.6048 | 1369.4209 | 1323.1179 | 1276.6911 | 1230.1353 | 1183.445 | 1142.9155 | 1131.3709 | 1119.8263
RM3DindResid8 | R&D | Moderate | 30 | DistributedWind | ResidentialScaleClass8 | Residential DW - Class 8 | 6007.4048 | 7677.4634 | 6788.3675 | 6339.2379 | 5890.1083 | 5440.9787 | 4991.8491 | 4542.7195 | 4093.5899 | 3639.9136 | 3385.6685 | 3278.4792 | 3171.0668 | 3063.4234 | 2955.5406 | 2847.4097 | 2739.0215 | 2630.3663 | 2521.4342 | 2412.2144 | 2338.679 | 2264.9677 | 2191.0734 | 2116.9887 | 2042.7058 | 1968.2164 | 1893.5119 | 1828.6649 | 1810.1935 | 1791.7221
RC3DindResid8 | R&D | Conservative | 30 | DistributedWind | ResidentialScaleClass8 | Residential DW - Class 8 | 6007.4048 | 7801.2159 | 7004.634 | 6679.9745 | 6355.315 | 6030.6555 | 5705.996 | 5381.3365 | 5056.677 | 4731.8877 | 4401.3691 | 4262.023 | 4122.3869 | 3982.4504 | 3842.2028 | 3701.6326 | 3560.7279 | 3419.4762 | 3277.8644 | 3135.8787 | 3040.2827 | 2944.458 | 2848.3954 | 2752.0853 | 2655.5175 | 2558.6813 | 2461.5655 | 2377.2643 | 2353.2516 | 2329.2388
RA3DindComme8 | R&D | Advanced | 30 | DistributedWind | CommercialScaleClass8 | Commercial DW - Class 8 | 4510.7435 | 5232.4625 | 4240.0989 | 3661.5798 | 3235.2932 | 2875.906 | 2566.1977 | 2384.5425 | 2199.737 | 2011.1756 | 1869.0006 | 1808.074 | 1747.0188 | 1685.8305 | 1624.5044 | 1563.0354 | 1501.4182 | 1439.6472 | 1377.7167 | 1315.6205 | 1273.6061 | 1231.4886 | 1189.2638 | 1146.9275 | 1104.475 | 1061.9016 | 1019.2021 | 989.7578 | 977.833 | 965.9082
RM3DindComme8 | R&D | Moderate | 30 | DistributedWind | CommercialScaleClass8 | Commercial DW - Class 8 | 4510.7435 | 5764.7302 | 5097.1402 | 4760.0336 | 4422.9271 | 4085.8206 | 3748.7141 | 3411.6076 | 3074.5011 | 2737.3946 | 2696.2822 | 2604.5108 | 2512.7393 | 2420.9679 | 2329.1964 | 2237.425 | 2145.6535 | 2101.8849 | 2011.4664 | 1920.806 | 1884.5022 | 1848.1984 | 1811.8946 | 1775.5909 | 1739.2871 | 1702.9833 | 1666.6795 | 1630.3758 | 1594.072 | 1557.7682
RC3DindComme8 | R&D | Conservative | 30 | DistributedWind | CommercialScaleClass8 | Commercial DW - Class 8 | 4510.7435 | 5857.6515 | 5497.4293 | 5289.9791 | 5030.6664 | 4771.3537 | 4512.041 | 4252.7283 | 3993.4156 | 3785.9654 | 3704.0226 | 3622.0798 | 3540.137 | 3458.1942 | 3376.2514 | 3294.3085 | 3212.3657 | 3130.4229 | 3048.4801 | 2966.5373 | 2884.5945 | 2802.6517 | 2720.7089 | 2638.766 | 2556.8232 | 2474.8804 | 2392.9376 | 2310.9948 | 2229.052 | 2147.1092
RA3DindMidsi8 | R&D | Advanced | 30 | DistributedWind | MidsizeScaleClass8 | Midsize DW - Class 8 | 2928.7385 | 3397.3367 | 2852.4397 | 2696.8521 | 2481.1039 | 2265.3558 | 2049.6076 | 1833.8594 | 1618.1113 | 1553.2913 | 1461.8832 | 1433.2803 | 1404.6349 | 1375.9455 | 1347.2104 | 1318.428 | 1289.5965 | 1260.7141 | 1231.7789 | 1202.7889 | 1189.3025 | 1175.8152 | 1162.3268 | 1148.8373 | 1135.3467 | 1121.8549 | 1108.3619 | 1086.3906 | 1071.6097 | 1056.8289
RM3DindMidsi8 | R&D | Moderate | 30 | DistributedWind | MidsizeScaleClass8 | Midsize DW - Class 8 | 2928.7385 | 3742.9278 | 3309.4745 | 3137.2909 | 2965.1073 | 2792.9236 | 2620.74 | 2448.5564 | 2276.3727 | 2195.9637 | 2158.3115 | 2120.6593 | 2083.0071 | 2045.3549 | 2007.7027 | 1970.0504 | 1932.3982 | 1894.746 | 1857.0938 | 1819.4416 | 1781.7894 | 1744.1372 | 1706.485 | 1668.8328 | 1631.1806 | 1593.5284 | 1555.8762 | 1555.8762 | 1555.8762 | 1555.8762
RC3DindMidsi8 | R&D | Conservative | 30 | DistributedWind | MidsizeScaleClass8 | Midsize DW - Class 8 | 2928.7385 | 3803.2598 | 3414.9091 | 3300.8115 | 3186.7139 | 3072.6163 | 2958.5188 | 2844.4212 | 2730.3236 | 2635.1564 | 2589.9738 | 2544.7911 | 2499.6085 | 2454.4258 | 2409.2432 | 2364.0605 | 2318.8779 | 2273.6952 | 2228.5126 | 2183.33 | 2138.1473 | 2092.9647 | 2047.782 | 2002.5994 | 1957.4167 | 1912.2341 | 1867.0514 | 1867.0514 | 1867.0514 | 1867.0514
RA3DindLarge8 | R&D | Advanced | 30 | DistributedWind | LargeScaleClass8 | Large DW - Class 8 | 2331.3638 | 2704.382 | 2191.482 | 1905.7674 | 1620.0527 | 1582.5354 | 1545.018 | 1507.5007 | 1469.9833 | 1432.4659 | 1394.9486 | 1380.9991 | 1367.0496 | 1353.1001 | 1339.1506 | 1325.2011 | 1311.2517 | 1297.3022 | 1283.3527 | 1269.4032 | 1255.4537 | 1241.5042 | 1227.5547 | 1213.6053 | 1199.6558 | 1185.7063 | 1171.7568 | 1157.8073 | 1143.8578 | 1140.9759
RM3DindLarge8 | R&D | Moderate | 30 | DistributedWind | LargeScaleClass8 | Large DW - Class 8 | 2331.3638 | 2979.4829 | 2634.4411 | 2386.4554 | 2138.4696 | 2088.9467 | 2039.4238 | 1989.9009 | 1940.378 | 1890.855 | 1841.3321 | 1822.9188 | 1804.5055 | 1786.0922 | 1767.6788 | 1749.2655 | 1730.8522 | 1712.4389 | 1694.0256 | 1675.6122 | 1657.1989 | 1638.7856 | 1620.3723 | 1601.9589 | 1583.5456 | 1565.1323 | 1546.719 | 1528.3057 | 1509.8923 | 1506.0882
RC3DindLarge8 | R&D | Conservative | 30 | DistributedWind | LargeScaleClass8 | Large DW - Class 8 | 2331.3638 | 3027.509 | 2718.3702 | 2650.9489 | 2583.5276 | 2516.1063 | 2448.685 | 2381.2637 | 2313.8424 | 2246.4211 | 2209.5985 | 2187.5026 | 2165.4066 | 2143.3106 | 2121.2146 | 2099.1186 | 2077.0226 | 2054.9266 | 2032.8307 | 2010.7347 | 1988.6387 | 1966.5427 | 1944.4467 | 1922.3507 | 1900.2547 | 1878.1588 | 1856.0628 | 1833.9668 | 1811.8708 | 1807.3058
RA3DindResid9 | R&D | Advanced | 30 | DistributedWind | ResidentialScaleClass9 | Residential DW - Class 9 | 6007.4048 | 6968.5896 | 5646.9605 | 4408.3159 | 3968.3846 | 3490.3199 | 3075.4024 | 2814.4725 | 2548.0186 | 2274.946 | 2116.0428 | 2049.0495 | 1981.9168 | 1914.6396 | 1847.2129 | 1779.631 | 1711.8884 | 1643.979 | 1575.8964 | 1507.634 | 1461.6744 | 1415.6048 | 1369.4209 | 1323.1179 | 1276.6911 | 1230.1353 | 1183.445 | 1142.9155 | 1131.3709 | 1119.8263
RM3DindResid9 | R&D | Moderate | 30 | DistributedWind | ResidentialScaleClass9 | Residential DW - Class 9 | 6007.4048 | 7677.4634 | 6788.3675 | 6339.2379 | 5890.1083 | 5440.9787 | 4991.8491 | 4542.7195 | 4093.5899 | 3639.9136 | 3385.6685 | 3278.4792 | 3171.0668 | 3063.4234 | 2955.5406 | 2847.4097 | 2739.0215 | 2630.3663 | 2521.4342 | 2412.2144 | 2338.679 | 2264.9677 | 2191.0734 | 2116.9887 | 2042.7058 | 1968.2164 | 1893.5119 | 1828.6649 | 1810.1935 | 1791.7221
RC3DindResid9 | R&D | Conservative | 30 | DistributedWind | ResidentialScaleClass9 | Residential DW - Class 9 | 6007.4048 | 7801.2159 | 7004.634 | 6679.9745 | 6355.315 | 6030.6555 | 5705.996 | 5381.3365 | 5056.677 | 4731.8877 | 4401.3691 | 4262.023 | 4122.3869 | 3982.4504 | 3842.2028 | 3701.6326 | 3560.7279 | 3419.4762 | 3277.8644 | 3135.8787 | 3040.2827 | 2944.458 | 2848.3954 | 2752.0853 | 2655.5175 | 2558.6813 | 2461.5655 | 2377.2643 | 2353.2516 | 2329.2388
RA3DindComme9 | R&D | Advanced | 30 | DistributedWind | CommercialScaleClass9 | Commercial DW - Class 9 | 4510.7435 | 5232.4625 | 4240.0989 | 3661.5798 | 3235.2932 | 2875.906 | 2566.1977 | 2384.5425 | 2199.737 | 2011.1756 | 1869.0006 | 1808.074 | 1747.0188 | 1685.8305 | 1624.5044 | 1563.0354 | 1501.4182 | 1439.6472 | 1377.7167 | 1315.6205 | 1273.6061 | 1231.4886 | 1189.2638 | 1146.9275 | 1104.475 | 1061.9016 | 1019.2021 | 989.7578 | 977.833 | 965.9082
RM3DindComme9 | R&D | Moderate | 30 | DistributedWind | CommercialScaleClass9 | Commercial DW - Class 9 | 4510.7435 | 5764.7302 | 5097.1402 | 4760.0336 | 4422.9271 | 4085.8206 | 3748.7141 | 3411.6076 | 3074.5011 | 2737.3946 | 2696.2822 | 2604.5108 | 2512.7393 | 2420.9679 | 2329.1964 | 2237.425 | 2145.6535 | 2101.8849 | 2011.4664 | 1920.806 | 1884.5022 | 1848.1984 | 1811.8946 | 1775.5909 | 1739.2871 | 1702.9833 | 1666.6795 | 1630.3758 | 1594.072 | 1557.7682
RC3DindComme9 | R&D | Conservative | 30 | DistributedWind | CommercialScaleClass9 | Commercial DW - Class 9 | 4510.7435 | 5857.6515 | 5497.4293 | 5289.9791 | 5030.6664 | 4771.3537 | 4512.041 | 4252.7283 | 3993.4156 | 3785.9654 | 3704.0226 | 3622.0798 | 3540.137 | 3458.1942 | 3376.2514 | 3294.3085 | 3212.3657 | 3130.4229 | 3048.4801 | 2966.5373 | 2884.5945 | 2802.6517 | 2720.7089 | 2638.766 | 2556.8232 | 2474.8804 | 2392.9376 | 2310.9948 | 2229.052 | 2147.1092
RA3DindMidsi9 | R&D | Advanced | 30 | DistributedWind | MidsizeScaleClass9 | Midsize DW - Class 9 | 2928.7385 | 3397.3367 | 2852.4397 | 2696.8521 | 2481.1039 | 2265.3558 | 2049.6076 | 1833.8594 | 1618.1113 | 1553.2913 | 1461.8832 | 1433.2803 | 1404.6349 | 1375.9455 | 1347.2104 | 1318.428 | 1289.5965 | 1260.7141 | 1231.7789 | 1202.7889 | 1189.3025 | 1175.8152 | 1162.3268 | 1148.8373 | 1135.3467 | 1121.8549 | 1108.3619 | 1086.3906 | 1071.6097 | 1056.8289
RM3DindMidsi9 | R&D | Moderate | 30 | DistributedWind | MidsizeScaleClass9 | Midsize DW - Class 9 | 2928.7385 | 3742.9278 | 3309.4745 | 3137.2909 | 2965.1073 | 2792.9236 | 2620.74 | 2448.5564 | 2276.3727 | 2195.9637 | 2158.3115 | 2120.6593 | 2083.0071 | 2045.3549 | 2007.7027 | 1970.0504 | 1932.3982 | 1894.746 | 1857.0938 | 1819.4416 | 1781.7894 | 1744.1372 | 1706.485 | 1668.8328 | 1631.1806 | 1593.5284 | 1555.8762 | 1555.8762 | 1555.8762 | 1555.8762
RC3DindMidsi9 | R&D | Conservative | 30 | DistributedWind | MidsizeScaleClass9 | Midsize DW - Class 9 | 2928.7385 | 3803.2598 | 3414.9091 | 3300.8115 | 3186.7139 | 3072.6163 | 2958.5188 | 2844.4212 | 2730.3236 | 2635.1564 | 2589.9738 | 2544.7911 | 2499.6085 | 2454.4258 | 2409.2432 | 2364.0605 | 2318.8779 | 2273.6952 | 2228.5126 | 2183.33 | 2138.1473 | 2092.9647 | 2047.782 | 2002.5994 | 1957.4167 | 1912.2341 | 1867.0514 | 1867.0514 | 1867.0514 | 1867.0514
RA3DindLarge9 | R&D | Advanced | 30 | DistributedWind | LargeScaleClass9 | Large DW - Class 9 | 2331.3638 | 2704.382 | 2191.482 | 1905.7674 | 1620.0527 | 1582.5354 | 1545.018 | 1507.5007 | 1469.9833 | 1432.4659 | 1394.9486 | 1380.9991 | 1367.0496 | 1353.1001 | 1339.1506 | 1325.2011 | 1311.2517 | 1297.3022 | 1283.3527 | 1269.4032 | 1255.4537 | 1241.5042 | 1227.5547 | 1213.6053 | 1199.6558 | 1185.7063 | 1171.7568 | 1157.8073 | 1143.8578 | 1140.9759
RM3DindLarge9 | R&D | Moderate | 30 | DistributedWind | LargeScaleClass9 | Large DW - Class 9 | 2331.3638 | 2979.4829 | 2634.4411 | 2386.4554 | 2138.4696 | 2088.9467 | 2039.4238 | 1989.9009 | 1940.378 | 1890.855 | 1841.3321 | 1822.9188 | 1804.5055 | 1786.0922 | 1767.6788 | 1749.2655 | 1730.8522 | 1712.4389 | 1694.0256 | 1675.6122 | 1657.1989 | 1638.7856 | 1620.3723 | 1601.9589 | 1583.5456 | 1565.1323 | 1546.719 | 1528.3057 | 1509.8923 | 1506.0882
RC3DindLarge9 | R&D | Conservative | 30 | DistributedWind | LargeScaleClass9 | Large DW - Class 9 | 2331.3638 | 3027.509 | 2718.3702 | 2650.9489 | 2583.5276 | 2516.1063 | 2448.685 | 2381.2637 | 2313.8424 | 2246.4211 | 2209.5985 | 2187.5026 | 2165.4066 | 2143.3106 | 2121.2146 | 2099.1186 | 2077.0226 | 2054.9266 | 2032.8307 | 2010.7347 | 1988.6387 | 1966.5427 | 1944.4467 | 1922.3507 | 1900.2547 | 1878.1588 | 1856.0628 | 1833.9668 | 1811.8708 | 1807.3058
RA3DindResid0 | R&D | Advanced | 30 | DistributedWind | ResidentialScaleClass10 | Residential DW - Class 10 | 6007.4048 | 6968.5896 | 5646.9605 | 4408.3159 | 3968.3846 | 3490.3199 | 3075.4024 | 2814.4725 | 2548.0186 | 2274.946 | 2116.0428 | 2049.0495 | 1981.9168 | 1914.6396 | 1847.2129 | 1779.631 | 1711.8884 | 1643.979 | 1575.8964 | 1507.634 | 1461.6744 | 1415.6048 | 1369.4209 | 1323.1179 | 1276.6911 | 1230.1353 | 1183.445 | 1142.9155 | 1131.3709 | 1119.8263
RM3DindResid0 | R&D | Moderate | 30 | DistributedWind | ResidentialScaleClass10 | Residential DW - Class 10 | 6007.4048 | 7677.4634 | 6788.3675 | 6339.2379 | 5890.1083 | 5440.9787 | 4991.8491 | 4542.7195 | 4093.5899 | 3639.9136 | 3385.6685 | 3278.4792 | 3171.0668 | 3063.4234 | 2955.5406 | 2847.4097 | 2739.0215 | 2630.3663 | 2521.4342 | 2412.2144 | 2338.679 | 2264.9677 | 2191.0734 | 2116.9887 | 2042.7058 | 1968.2164 | 1893.5119 | 1828.6649 | 1810.1935 | 1791.7221
RC3DindResid0 | R&D | Conservative | 30 | DistributedWind | ResidentialScaleClass10 | Residential DW - Class 10 | 6007.4048 | 7801.2159 | 7004.634 | 6679.9745 | 6355.315 | 6030.6555 | 5705.996 | 5381.3365 | 5056.677 | 4731.8877 | 4401.3691 | 4262.023 | 4122.3869 | 3982.4504 | 3842.2028 | 3701.6326 | 3560.7279 | 3419.4762 | 3277.8644 | 3135.8787 | 3040.2827 | 2944.458 | 2848.3954 | 2752.0853 | 2655.5175 | 2558.6813 | 2461.5655 | 2377.2643 | 2353.2516 | 2329.2388
RA3DindComme0 | R&D | Advanced | 30 | DistributedWind | CommercialScaleClass10 | Commercial DW - Class 10 | 4510.7435 | 5232.4625 | 4240.0989 | 3661.5798 | 3235.2932 | 2875.906 | 2566.1977 | 2384.5425 | 2199.737 | 2011.1756 | 1869.0006 | 1808.074 | 1747.0188 | 1685.8305 | 1624.5044 | 1563.0354 | 1501.4182 | 1439.6472 | 1377.7167 | 1315.6205 | 1273.6061 | 1231.4886 | 1189.2638 | 1146.9275 | 1104.475 | 1061.9016 | 1019.2021 | 989.7578 | 977.833 | 965.9082
RM3DindComme0 | R&D | Moderate | 30 | DistributedWind | CommercialScaleClass10 | Commercial DW - Class 10 | 4510.7435 | 5764.7302 | 5097.1402 | 4760.0336 | 4422.9271 | 4085.8206 | 3748.7141 | 3411.6076 | 3074.5011 | 2737.3946 | 2696.2822 | 2604.5108 | 2512.7393 | 2420.9679 | 2329.1964 | 2237.425 | 2145.6535 | 2101.8849 | 2011.4664 | 1920.806 | 1884.5022 | 1848.1984 | 1811.8946 | 1775.5909 | 1739.2871 | 1702.9833 | 1666.6795 | 1630.3758 | 1594.072 | 1557.7682
RC3DindComme0 | R&D | Conservative | 30 | DistributedWind | CommercialScaleClass10 | Commercial DW - Class 10 | 4510.7435 | 5857.6515 | 5497.4293 | 5289.9791 | 5030.6664 | 4771.3537 | 4512.041 | 4252.7283 | 3993.4156 | 3785.9654 | 3704.0226 | 3622.0798 | 3540.137 | 3458.1942 | 3376.2514 | 3294.3085 | 3212.3657 | 3130.4229 | 3048.4801 | 2966.5373 | 2884.5945 | 2802.6517 | 2720.7089 | 2638.766 | 2556.8232 | 2474.8804 | 2392.9376 | 2310.9948 | 2229.052 | 2147.1092
RA3DindMidsi0 | R&D | Advanced | 30 | DistributedWind | MidsizeScaleClass10 | Midsize DW - Class 10 | 2928.7385 | 3397.3367 | 2852.4397 | 2696.8521 | 2481.1039 | 2265.3558 | 2049.6076 | 1833.8594 | 1618.1113 | 1553.2913 | 1461.8832 | 1433.2803 | 1404.6349 | 1375.9455 | 1347.2104 | 1318.428 | 1289.5965 | 1260.7141 | 1231.7789 | 1202.7889 | 1189.3025 | 1175.8152 | 1162.3268 | 1148.8373 | 1135.3467 | 1121.8549 | 1108.3619 | 1086.3906 | 1071.6097 | 1056.8289
RM3DindMidsi0 | R&D | Moderate | 30 | DistributedWind | MidsizeScaleClass10 | Midsize DW - Class 10 | 2928.7385 | 3742.9278 | 3309.4745 | 3137.2909 | 2965.1073 | 2792.9236 | 2620.74 | 2448.5564 | 2276.3727 | 2195.9637 | 2158.3115 | 2120.6593 | 2083.0071 | 2045.3549 | 2007.7027 | 1970.0504 | 1932.3982 | 1894.746 | 1857.0938 | 1819.4416 | 1781.7894 | 1744.1372 | 1706.485 | 1668.8328 | 1631.1806 | 1593.5284 | 1555.8762 | 1555.8762 | 1555.8762 | 1555.8762
RC3DindMidsi0 | R&D | Conservative | 30 | DistributedWind | MidsizeScaleClass10 | Midsize DW - Class 10 | 2928.7385 | 3803.2598 | 3414.9091 | 3300.8115 | 3186.7139 | 3072.6163 | 2958.5188 | 2844.4212 | 2730.3236 | 2635.1564 | 2589.9738 | 2544.7911 | 2499.6085 | 2454.4258 | 2409.2432 | 2364.0605 | 2318.8779 | 2273.6952 | 2228.5126 | 2183.33 | 2138.1473 | 2092.9647 | 2047.782 | 2002.5994 | 1957.4167 | 1912.2341 | 1867.0514 | 1867.0514 | 1867.0514 | 1867.0514
RA3DindLarge0 | R&D | Advanced | 30 | DistributedWind | LargeScaleClass10 | Large DW - Class 10 | 2331.3638 | 2704.382 | 2191.482 | 1905.7674 | 1620.0527 | 1582.5354 | 1545.018 | 1507.5007 | 1469.9833 | 1432.4659 | 1394.9486 | 1380.9991 | 1367.0496 | 1353.1001 | 1339.1506 | 1325.2011 | 1311.2517 | 1297.3022 | 1283.3527 | 1269.4032 | 1255.4537 | 1241.5042 | 1227.5547 | 1213.6053 | 1199.6558 | 1185.7063 | 1171.7568 | 1157.8073 | 1143.8578 | 1140.9759
RM3DindLarge0 | R&D | Moderate | 30 | DistributedWind | LargeScaleClass10 | Large DW - Class 10 | 2331.3638 | 2979.4829 | 2634.4411 | 2386.4554 | 2138.4696 | 2088.9467 | 2039.4238 | 1989.9009 | 1940.378 | 1890.855 | 1841.3321 | 1822.9188 | 1804.5055 | 1786.0922 | 1767.6788 | 1749.2655 | 1730.8522 | 1712.4389 | 1694.0256 | 1675.6122 | 1657.1989 | 1638.7856 | 1620.3723 | 1601.9589 | 1583.5456 | 1565.1323 | 1546.719 | 1528.3057 | 1509.8923 | 1506.0882
RC3DindLarge0 | R&D | Conservative | 30 | DistributedWind | LargeScaleClass10 | Large DW - Class 10 | 2331.3638 | 3027.509 | 2718.3702 | 2650.9489 | 2583.5276 | 2516.1063 | 2448.685 | 2381.2637 | 2313.8424 | 2246.4211 | 2209.5985 | 2187.5026 | 2165.4066 | 2143.3106 | 2121.2146 | 2099.1186 | 2077.0226 | 2054.9266 | 2032.8307 | 2010.7347 | 1988.6387 | 1966.5427 | 1944.4467 | 1922.3507 | 1900.2547 | 1878.1588 | 1856.0628 | 1833.9668 | 1811.8708 | 1807.3058
RA3CoPVClass1 | R&D | Advanced | 30 | CommPV | Class1 | Commercial PV - Class 1 | 1753.7986 | 1906.3028 | 1825.8638 | 1745.4248 | 1664.9858 | 1584.5467 | 1504.1077 | 1423.6687 | 1343.2297 | 1262.7907 | 1182.3516 | 1101.9126 | 1021.4736 | 941.0346 | 860.5955 | 851.0058 | 841.416 | 831.8262 | 822.2364 | 812.6466 | 803.0568 | 793.467 | 783.8772 | 774.2875 | 764.6977 | 755.1079 | 745.5181 | 735.9283 | 726.3385 | 716.7487
RM3CoPVClass1 | R&D | Moderate | 30 | CommPV | Class1 | Commercial PV - Class 1 | 1753.7986 | 1906.3028 | 1847.9595 | 1789.6163 | 1731.273 | 1672.9297 | 1614.5865 | 1556.2432 | 1497.8999 | 1439.5566 | 1381.2134 | 1322.8701 | 1264.5268 | 1206.1836 | 1147.8403 | 1128.6906 | 1109.541 | 1090.3913 | 1071.2417 | 1052.092 | 1032.9424 | 1013.7927 | 994.6431 | 975.4934 | 956.3438 | 937.1941 | 918.0445 | 898.8948 | 879.7452 | 860.5955
RC3CoPVClass1 | R&D | Conservative | 30 | CommPV | Class1 | Commercial PV - Class 1 | 1753.7986 | 1906.3028 | 1879.5755 | 1852.8481 | 1826.1208 | 1799.3935 | 1772.6661 | 1745.9388 | 1719.2115 | 1692.4841 | 1665.7568 | 1639.0294 | 1612.3021 | 1585.5748 | 1558.8474 | 1531.447 | 1504.0465 | 1476.646 | 1449.2455 | 1421.8451 | 1394.4446 | 1367.0441 | 1339.6436 | 1312.2431 | 1284.8427 | 1257.4422 | 1230.0417 | 1202.6412 | 1175.2408 | 1147.8403
RA3CoPVClass2 | R&D | Advanced | 30 | CommPV | Class2 | Commercial PV - Class 2 | 1753.7986 | 1906.3028 | 1825.8638 | 1745.4248 | 1664.9858 | 1584.5467 | 1504.1077 | 1423.6687 | 1343.2297 | 1262.7907 | 1182.3516 | 1101.9126 | 1021.4736 | 941.0346 | 860.5955 | 851.0058 | 841.416 | 831.8262 | 822.2364 | 812.6466 | 803.0568 | 793.467 | 783.8772 | 774.2875 | 764.6977 | 755.1079 | 745.5181 | 735.9283 | 726.3385 | 716.7487
RM3CoPVClass2 | R&D | Moderate | 30 | CommPV | Class2 | Commercial PV - Class 2 | 1753.7986 | 1906.3028 | 1847.9595 | 1789.6163 | 1731.273 | 1672.9297 | 1614.5865 | 1556.2432 | 1497.8999 | 1439.5566 | 1381.2134 | 1322.8701 | 1264.5268 | 1206.1836 | 1147.8403 | 1128.6906 | 1109.541 | 1090.3913 | 1071.2417 | 1052.092 | 1032.9424 | 1013.7927 | 994.6431 | 975.4934 | 956.3438 | 937.1941 | 918.0445 | 898.8948 | 879.7452 | 860.5955
RC3CoPVClass2 | R&D | Conservative | 30 | CommPV | Class2 | Commercial PV - Class 2 | 1753.7986 | 1906.3028 | 1879.5755 | 1852.8481 | 1826.1208 | 1799.3935 | 1772.6661 | 1745.9388 | 1719.2115 | 1692.4841 | 1665.7568 | 1639.0294 | 1612.3021 | 1585.5748 | 1558.8474 | 1531.447 | 1504.0465 | 1476.646 | 1449.2455 | 1421.8451 | 1394.4446 | 1367.0441 | 1339.6436 | 1312.2431 | 1284.8427 | 1257.4422 | 1230.0417 | 1202.6412 | 1175.2408 | 1147.8403
RA3CoPVClass3 | R&D | Advanced | 30 | CommPV | Class3 | Commercial PV - Class 3 | 1753.7986 | 1906.3028 | 1825.8638 | 1745.4248 | 1664.9858 | 1584.5467 | 1504.1077 | 1423.6687 | 1343.2297 | 1262.7907 | 1182.3516 | 1101.9126 | 1021.4736 | 941.0346 | 860.5955 | 851.0058 | 841.416 | 831.8262 | 822.2364 | 812.6466 | 803.0568 | 793.467 | 783.8772 | 774.2875 | 764.6977 | 755.1079 | 745.5181 | 735.9283 | 726.3385 | 716.7487
RM3CoPVClass3 | R&D | Moderate | 30 | CommPV | Class3 | Commercial PV - Class 3 | 1753.7986 | 1906.3028 | 1847.9595 | 1789.6163 | 1731.273 | 1672.9297 | 1614.5865 | 1556.2432 | 1497.8999 | 1439.5566 | 1381.2134 | 1322.8701 | 1264.5268 | 1206.1836 | 1147.8403 | 1128.6906 | 1109.541 | 1090.3913 | 1071.2417 | 1052.092 | 1032.9424 | 1013.7927 | 994.6431 | 975.4934 | 956.3438 | 937.1941 | 918.0445 | 898.8948 | 879.7452 | 860.5955
RC3CoPVClass3 | R&D | Conservative | 30 | CommPV | Class3 | Commercial PV - Class 3 | 1753.7986 | 1906.3028 | 1879.5755 | 1852.8481 | 1826.1208 | 1799.3935 | 1772.6661 | 1745.9388 | 1719.2115 | 1692.4841 | 1665.7568 | 1639.0294 | 1612.3021 | 1585.5748 | 1558.8474 | 1531.447 | 1504.0465 | 1476.646 | 1449.2455 | 1421.8451 | 1394.4446 | 1367.0441 | 1339.6436 | 1312.2431 | 1284.8427 | 1257.4422 | 1230.0417 | 1202.6412 | 1175.2408 | 1147.8403
RA3CoPVClass4 | R&D | Advanced | 30 | CommPV | Class4 | Commercial PV - Class 4 | 1753.7986 | 1906.3028 | 1825.8638 | 1745.4248 | 1664.9858 | 1584.5467 | 1504.1077 | 1423.6687 | 1343.2297 | 1262.7907 | 1182.3516 | 1101.9126 | 1021.4736 | 941.0346 | 860.5955 | 851.0058 | 841.416 | 831.8262 | 822.2364 | 812.6466 | 803.0568 | 793.467 | 783.8772 | 774.2875 | 764.6977 | 755.1079 | 745.5181 | 735.9283 | 726.3385 | 716.7487
RM3CoPVClass4 | R&D | Moderate | 30 | CommPV | Class4 | Commercial PV - Class 4 | 1753.7986 | 1906.3028 | 1847.9595 | 1789.6163 | 1731.273 | 1672.9297 | 1614.5865 | 1556.2432 | 1497.8999 | 1439.5566 | 1381.2134 | 1322.8701 | 1264.5268 | 1206.1836 | 1147.8403 | 1128.6906 | 1109.541 | 1090.3913 | 1071.2417 | 1052.092 | 1032.9424 | 1013.7927 | 994.6431 | 975.4934 | 956.3438 | 937.1941 | 918.0445 | 898.8948 | 879.7452 | 860.5955
RC3CoPVClass4 | R&D | Conservative | 30 | CommPV | Class4 | Commercial PV - Class 4 | 1753.7986 | 1906.3028 | 1879.5755 | 1852.8481 | 1826.1208 | 1799.3935 | 1772.6661 | 1745.9388 | 1719.2115 | 1692.4841 | 1665.7568 | 1639.0294 | 1612.3021 | 1585.5748 | 1558.8474 | 1531.447 | 1504.0465 | 1476.646 | 1449.2455 | 1421.8451 | 1394.4446 | 1367.0441 | 1339.6436 | 1312.2431 | 1284.8427 | 1257.4422 | 1230.0417 | 1202.6412 | 1175.2408 | 1147.8403
RA3CoPVClass5 | R&D | Advanced | 30 | CommPV | Class5 | Commercial PV - Class 5 | 1753.7986 | 1906.3028 | 1825.8638 | 1745.4248 | 1664.9858 | 1584.5467 | 1504.1077 | 1423.6687 | 1343.2297 | 1262.7907 | 1182.3516 | 1101.9126 | 1021.4736 | 941.0346 | 860.5955 | 851.0058 | 841.416 | 831.8262 | 822.2364 | 812.6466 | 803.0568 | 793.467 | 783.8772 | 774.2875 | 764.6977 | 755.1079 | 745.5181 | 735.9283 | 726.3385 | 716.7487
RM3CoPVClass5 | R&D | Moderate | 30 | CommPV | Class5 | Commercial PV - Class 5 | 1753.7986 | 1906.3028 | 1847.9595 | 1789.6163 | 1731.273 | 1672.9297 | 1614.5865 | 1556.2432 | 1497.8999 | 1439.5566 | 1381.2134 | 1322.8701 | 1264.5268 | 1206.1836 | 1147.8403 | 1128.6906 | 1109.541 | 1090.3913 | 1071.2417 | 1052.092 | 1032.9424 | 1013.7927 | 994.6431 | 975.4934 | 956.3438 | 937.1941 | 918.0445 | 898.8948 | 879.7452 | 860.5955
RC3CoPVClass5 | R&D | Conservative | 30 | CommPV | Class5 | Commercial PV - Class 5 | 1753.7986 | 1906.3028 | 1879.5755 | 1852.8481 | 1826.1208 | 1799.3935 | 1772.6661 | 1745.9388 | 1719.2115 | 1692.4841 | 1665.7568 | 1639.0294 | 1612.3021 | 1585.5748 | 1558.8474 | 1531.447 | 1504.0465 | 1476.646 | 1449.2455 | 1421.8451 | 1394.4446 | 1367.0441 | 1339.6436 | 1312.2431 | 1284.8427 | 1257.4422 | 1230.0417 | 1202.6412 | 1175.2408 | 1147.8403
RA3CoPVClass6 | R&D | Advanced | 30 | CommPV | Class6 | Commercial PV - Class 6 | 1753.7986 | 1906.3028 | 1825.8638 | 1745.4248 | 1664.9858 | 1584.5467 | 1504.1077 | 1423.6687 | 1343.2297 | 1262.7907 | 1182.3516 | 1101.9126 | 1021.4736 | 941.0346 | 860.5955 | 851.0058 | 841.416 | 831.8262 | 822.2364 | 812.6466 | 803.0568 | 793.467 | 783.8772 | 774.2875 | 764.6977 | 755.1079 | 745.5181 | 735.9283 | 726.3385 | 716.7487
RM3CoPVClass6 | R&D | Moderate | 30 | CommPV | Class6 | Commercial PV - Class 6 | 1753.7986 | 1906.3028 | 1847.9595 | 1789.6163 | 1731.273 | 1672.9297 | 1614.5865 | 1556.2432 | 1497.8999 | 1439.5566 | 1381.2134 | 1322.8701 | 1264.5268 | 1206.1836 | 1147.8403 | 1128.6906 | 1109.541 | 1090.3913 | 1071.2417 | 1052.092 | 1032.9424 | 1013.7927 | 994.6431 | 975.4934 | 956.3438 | 937.1941 | 918.0445 | 898.8948 | 879.7452 | 860.5955
RC3CoPVClass6 | R&D | Conservative | 30 | CommPV | Class6 | Commercial PV - Class 6 | 1753.7986 | 1906.3028 | 1879.5755 | 1852.8481 | 1826.1208 | 1799.3935 | 1772.6661 | 1745.9388 | 1719.2115 | 1692.4841 | 1665.7568 | 1639.0294 | 1612.3021 | 1585.5748 | 1558.8474 | 1531.447 | 1504.0465 | 1476.646 | 1449.2455 | 1421.8451 | 1394.4446 | 1367.0441 | 1339.6436 | 1312.2431 | 1284.8427 | 1257.4422 | 1230.0417 | 1202.6412 | 1175.2408 | 1147.8403
RA3CoPVClass7 | R&D | Advanced | 30 | CommPV | Class7 | Commercial PV - Class 7 | 1753.7986 | 1906.3028 | 1825.8638 | 1745.4248 | 1664.9858 | 1584.5467 | 1504.1077 | 1423.6687 | 1343.2297 | 1262.7907 | 1182.3516 | 1101.9126 | 1021.4736 | 941.0346 | 860.5955 | 851.0058 | 841.416 | 831.8262 | 822.2364 | 812.6466 | 803.0568 | 793.467 | 783.8772 | 774.2875 | 764.6977 | 755.1079 | 745.5181 | 735.9283 | 726.3385 | 716.7487
RM3CoPVClass7 | R&D | Moderate | 30 | CommPV | Class7 | Commercial PV - Class 7 | 1753.7986 | 1906.3028 | 1847.9595 | 1789.6163 | 1731.273 | 1672.9297 | 1614.5865 | 1556.2432 | 1497.8999 | 1439.5566 | 1381.2134 | 1322.8701 | 1264.5268 | 1206.1836 | 1147.8403 | 1128.6906 | 1109.541 | 1090.3913 | 1071.2417 | 1052.092 | 1032.9424 | 1013.7927 | 994.6431 | 975.4934 | 956.3438 | 937.1941 | 918.0445 | 898.8948 | 879.7452 | 860.5955
RC3CoPVClass7 | R&D | Conservative | 30 | CommPV | Class7 | Commercial PV - Class 7 | 1753.7986 | 1906.3028 | 1879.5755 | 1852.8481 | 1826.1208 | 1799.3935 | 1772.6661 | 1745.9388 | 1719.2115 | 1692.4841 | 1665.7568 | 1639.0294 | 1612.3021 | 1585.5748 | 1558.8474 | 1531.447 | 1504.0465 | 1476.646 | 1449.2455 | 1421.8451 | 1394.4446 | 1367.0441 | 1339.6436 | 1312.2431 | 1284.8427 | 1257.4422 | 1230.0417 | 1202.6412 | 1175.2408 | 1147.8403
RA3CoPVClass8 | R&D | Advanced | 30 | CommPV | Class8 | Commercial PV - Class 8 | 1753.7986 | 1906.3028 | 1825.8638 | 1745.4248 | 1664.9858 | 1584.5467 | 1504.1077 | 1423.6687 | 1343.2297 | 1262.7907 | 1182.3516 | 1101.9126 | 1021.4736 | 941.0346 | 860.5955 | 851.0058 | 841.416 | 831.8262 | 822.2364 | 812.6466 | 803.0568 | 793.467 | 783.8772 | 774.2875 | 764.6977 | 755.1079 | 745.5181 | 735.9283 | 726.3385 | 716.7487
RM3CoPVClass8 | R&D | Moderate | 30 | CommPV | Class8 | Commercial PV - Class 8 | 1753.7986 | 1906.3028 | 1847.9595 | 1789.6163 | 1731.273 | 1672.9297 | 1614.5865 | 1556.2432 | 1497.8999 | 1439.5566 | 1381.2134 | 1322.8701 | 1264.5268 | 1206.1836 | 1147.8403 | 1128.6906 | 1109.541 | 1090.3913 | 1071.2417 | 1052.092 | 1032.9424 | 1013.7927 | 994.6431 | 975.4934 | 956.3438 | 937.1941 | 918.0445 | 898.8948 | 879.7452 | 860.5955
RC3CoPVClass8 | R&D | Conservative | 30 | CommPV | Class8 | Commercial PV - Class 8 | 1753.7986 | 1906.3028 | 1879.5755 | 1852.8481 | 1826.1208 | 1799.3935 | 1772.6661 | 1745.9388 | 1719.2115 | 1692.4841 | 1665.7568 | 1639.0294 | 1612.3021 | 1585.5748 | 1558.8474 | 1531.447 | 1504.0465 | 1476.646 | 1449.2455 | 1421.8451 | 1394.4446 | 1367.0441 | 1339.6436 | 1312.2431 | 1284.8427 | 1257.4422 | 1230.0417 | 1202.6412 | 1175.2408 | 1147.8403
RA3CoPVClass9 | R&D | Advanced | 30 | CommPV | Class9 | Commercial PV - Class 9 | 1753.7986 | 1906.3028 | 1825.8638 | 1745.4248 | 1664.9858 | 1584.5467 | 1504.1077 | 1423.6687 | 1343.2297 | 1262.7907 | 1182.3516 | 1101.9126 | 1021.4736 | 941.0346 | 860.5955 | 851.0058 | 841.416 | 831.8262 | 822.2364 | 812.6466 | 803.0568 | 793.467 | 783.8772 | 774.2875 | 764.6977 | 755.1079 | 745.5181 | 735.9283 | 726.3385 | 716.7487
RM3CoPVClass9 | R&D | Moderate | 30 | CommPV | Class9 | Commercial PV - Class 9 | 1753.7986 | 1906.3028 | 1847.9595 | 1789.6163 | 1731.273 | 1672.9297 | 1614.5865 | 1556.2432 | 1497.8999 | 1439.5566 | 1381.2134 | 1322.8701 | 1264.5268 | 1206.1836 | 1147.8403 | 1128.6906 | 1109.541 | 1090.3913 | 1071.2417 | 1052.092 | 1032.9424 | 1013.7927 | 994.6431 | 975.4934 | 956.3438 | 937.1941 | 918.0445 | 898.8948 | 879.7452 | 860.5955
RC3CoPVClass9 | R&D | Conservative | 30 | CommPV | Class9 | Commercial PV - Class 9 | 1753.7986 | 1906.3028 | 1879.5755 | 1852.8481 | 1826.1208 | 1799.3935 | 1772.6661 | 1745.9388 | 1719.2115 | 1692.4841 | 1665.7568 | 1639.0294 | 1612.3021 | 1585.5748 | 1558.8474 | 1531.447 | 1504.0465 | 1476.646 | 1449.2455 | 1421.8451 | 1394.4446 | 1367.0441 | 1339.6436 | 1312.2431 | 1284.8427 | 1257.4422 | 1230.0417 | 1202.6412 | 1175.2408 | 1147.8403
RA3CoPVClass0 | R&D | Advanced | 30 | CommPV | Class10 | Commercial PV - Class 10 | 1753.7986 | 1906.3028 | 1825.8638 | 1745.4248 | 1664.9858 | 1584.5467 | 1504.1077 | 1423.6687 | 1343.2297 | 1262.7907 | 1182.3516 | 1101.9126 | 1021.4736 | 941.0346 | 860.5955 | 851.0058 | 841.416 | 831.8262 | 822.2364 | 812.6466 | 803.0568 | 793.467 | 783.8772 | 774.2875 | 764.6977 | 755.1079 | 745.5181 | 735.9283 | 726.3385 | 716.7487
RM3CoPVClass0 | R&D | Moderate | 30 | CommPV | Class10 | Commercial PV - Class 10 | 1753.7986 | 1906.3028 | 1847.9595 | 1789.6163 | 1731.273 | 1672.9297 | 1614.5865 | 1556.2432 | 1497.8999 | 1439.5566 | 1381.2134 | 1322.8701 | 1264.5268 | 1206.1836 | 1147.8403 | 1128.6906 | 1109.541 | 1090.3913 | 1071.2417 | 1052.092 | 1032.9424 | 1013.7927 | 994.6431 | 975.4934 | 956.3438 | 937.1941 | 918.0445 | 898.8948 | 879.7452 | 860.5955
RC3CoPVClass0 | R&D | Conservative | 30 | CommPV | Class10 | Commercial PV - Class 10 | 1753.7986 | 1906.3028 | 1879.5755 | 1852.8481 | 1826.1208 | 1799.3935 | 1772.6661 | 1745.9388 | 1719.2115 | 1692.4841 | 1665.7568 | 1639.0294 | 1612.3021 | 1585.5748 | 1558.8474 | 1531.447 | 1504.0465 | 1476.646 | 1449.2455 | 1421.8451 | 1394.4446 | 1367.0441 | 1339.6436 | 1312.2431 | 1284.8427 | 1257.4422 | 1230.0417 | 1202.6412 | 1175.2408 | 1147.8403
RA3RePVClass1 | R&D | Advanced | 30 | ResPV | Class1 | Residential PV - Class 1 | 2858.7294 | 2947.1437 | 2806.4833 | 2665.8229 | 2525.1625 | 2384.502 | 2243.8416 | 2103.1812 | 1962.5208 | 1821.8603 | 1681.1999 | 1540.5395 | 1399.8791 | 1259.2186 | 1118.5582 | 1102.1522 | 1085.7461 | 1069.3401 | 1052.934 | 1036.528 | 1020.122 | 1003.7159 | 987.3099 | 970.9038 | 954.4978 | 938.0917 | 921.6857 | 905.2796 | 888.8736 | 872.4676
RM3RePVClass1 | R&D | Moderate | 30 | ResPV | Class1 | Residential PV - Class 1 | 2858.7294 | 2947.1437 | 2841.7254 | 2736.3071 | 2630.8888 | 2525.4705 | 2420.0522 | 2314.6339 | 2209.2155 | 2103.7972 | 1998.3789 | 1892.9606 | 1787.5423 | 1682.124 | 1576.7057 | 1546.1625 | 1515.6193 | 1485.0762 | 1454.533 | 1423.9898 | 1393.4467 | 1362.9035 | 1332.3604 | 1301.8172 | 1271.274 | 1240.7309 | 1210.1877 | 1179.6445 | 1149.1014 | 1118.5582
RC3RePVClass1 | R&D | Conservative | 30 | ResPV | Class1 | Residential PV - Class 1 | 2858.7294 | 2947.1437 | 2891.8397 | 2836.5356 | 2781.2315 | 2725.9275 | 2670.6234 | 2615.3193 | 2560.0153 | 2504.7112 | 2449.4071 | 2394.1031 | 2338.799 | 2283.4949 | 2228.1909 | 2184.7585 | 2141.3262 | 2097.8938 | 2054.4615 | 2011.0291 | 1967.5968 | 1924.1644 | 1880.7321 | 1837.2998 | 1793.8674 | 1750.4351 | 1707.0027 | 1663.5704 | 1620.138 | 1576.7057
RA3RePVClass2 | R&D | Advanced | 30 | ResPV | Class2 | Residential PV - Class 2 | 2858.7294 | 2947.1437 | 2806.4833 | 2665.8229 | 2525.1625 | 2384.502 | 2243.8416 | 2103.1812 | 1962.5208 | 1821.8603 | 1681.1999 | 1540.5395 | 1399.8791 | 1259.2186 | 1118.5582 | 1102.1522 | 1085.7461 | 1069.3401 | 1052.934 | 1036.528 | 1020.122 | 1003.7159 | 987.3099 | 970.9038 | 954.4978 | 938.0917 | 921.6857 | 905.2796 | 888.8736 | 872.4676
RM3RePVClass2 | R&D | Moderate | 30 | ResPV | Class2 | Residential PV - Class 2 | 2858.7294 | 2947.1437 | 2841.7254 | 2736.3071 | 2630.8888 | 2525.4705 | 2420.0522 | 2314.6339 | 2209.2155 | 2103.7972 | 1998.3789 | 1892.9606 | 1787.5423 | 1682.124 | 1576.7057 | 1546.1625 | 1515.6193 | 1485.0762 | 1454.533 | 1423.9898 | 1393.4467 | 1362.9035 | 1332.3604 | 1301.8172 | 1271.274 | 1240.7309 | 1210.1877 | 1179.6445 | 1149.1014 | 1118.5582
RC3RePVClass2 | R&D | Conservative | 30 | ResPV | Class2 | Residential PV - Class 2 | 2858.7294 | 2947.1437 | 2891.8397 | 2836.5356 | 2781.2315 | 2725.9275 | 2670.6234 | 2615.3193 | 2560.0153 | 2504.7112 | 2449.4071 | 2394.1031 | 2338.799 | 2283.4949 | 2228.1909 | 2184.7585 | 2141.3262 | 2097.8938 | 2054.4615 | 2011.0291 | 1967.5968 | 1924.1644 | 1880.7321 | 1837.2998 | 1793.8674 | 1750.4351 | 1707.0027 | 1663.5704 | 1620.138 | 1576.7057
RA3RePVClass3 | R&D | Advanced | 30 | ResPV | Class3 | Residential PV - Class 3 | 2858.7294 | 2947.1437 | 2806.4833 | 2665.8229 | 2525.1625 | 2384.502 | 2243.8416 | 2103.1812 | 1962.5208 | 1821.8603 | 1681.1999 | 1540.5395 | 1399.8791 | 1259.2186 | 1118.5582 | 1102.1522 | 1085.7461 | 1069.3401 | 1052.934 | 1036.528 | 1020.122 | 1003.7159 | 987.3099 | 970.9038 | 954.4978 | 938.0917 | 921.6857 | 905.2796 | 888.8736 | 872.4676
RM3RePVClass3 | R&D | Moderate | 30 | ResPV | Class3 | Residential PV - Class 3 | 2858.7294 | 2947.1437 | 2841.7254 | 2736.3071 | 2630.8888 | 2525.4705 | 2420.0522 | 2314.6339 | 2209.2155 | 2103.7972 | 1998.3789 | 1892.9606 | 1787.5423 | 1682.124 | 1576.7057 | 1546.1625 | 1515.6193 | 1485.0762 | 1454.533 | 1423.9898 | 1393.4467 | 1362.9035 | 1332.3604 | 1301.8172 | 1271.274 | 1240.7309 | 1210.1877 | 1179.6445 | 1149.1014 | 1118.5582
RC3RePVClass3 | R&D | Conservative | 30 | ResPV | Class3 | Residential PV - Class 3 | 2858.7294 | 2947.1437 | 2891.8397 | 2836.5356 | 2781.2315 | 2725.9275 | 2670.6234 | 2615.3193 | 2560.0153 | 2504.7112 | 2449.4071 | 2394.1031 | 2338.799 | 2283.4949 | 2228.1909 | 2184.7585 | 2141.3262 | 2097.8938 | 2054.4615 | 2011.0291 | 1967.5968 | 1924.1644 | 1880.7321 | 1837.2998 | 1793.8674 | 1750.4351 | 1707.0027 | 1663.5704 | 1620.138 | 1576.7057
RA3RePVClass4 | R&D | Advanced | 30 | ResPV | Class4 | Residential PV - Class 4 | 2858.7294 | 2947.1437 | 2806.4833 | 2665.8229 | 2525.1625 | 2384.502 | 2243.8416 | 2103.1812 | 1962.5208 | 1821.8603 | 1681.1999 | 1540.5395 | 1399.8791 | 1259.2186 | 1118.5582 | 1102.1522 | 1085.7461 | 1069.3401 | 1052.934 | 1036.528 | 1020.122 | 1003.7159 | 987.3099 | 970.9038 | 954.4978 | 938.0917 | 921.6857 | 905.2796 | 888.8736 | 872.4676
RM3RePVClass4 | R&D | Moderate | 30 | ResPV | Class4 | Residential PV - Class 4 | 2858.7294 | 2947.1437 | 2841.7254 | 2736.3071 | 2630.8888 | 2525.4705 | 2420.0522 | 2314.6339 | 2209.2155 | 2103.7972 | 1998.3789 | 1892.9606 | 1787.5423 | 1682.124 | 1576.7057 | 1546.1625 | 1515.6193 | 1485.0762 | 1454.533 | 1423.9898 | 1393.4467 | 1362.9035 | 1332.3604 | 1301.8172 | 1271.274 | 1240.7309 | 1210.1877 | 1179.6445 | 1149.1014 | 1118.5582
RC3RePVClass4 | R&D | Conservative | 30 | ResPV | Class4 | Residential PV - Class 4 | 2858.7294 | 2947.1437 | 2891.8397 | 2836.5356 | 2781.2315 | 2725.9275 | 2670.6234 | 2615.3193 | 2560.0153 | 2504.7112 | 2449.4071 | 2394.1031 | 2338.799 | 2283.4949 | 2228.1909 | 2184.7585 | 2141.3262 | 2097.8938 | 2054.4615 | 2011.0291 | 1967.5968 | 1924.1644 | 1880.7321 | 1837.2998 | 1793.8674 | 1750.4351 | 1707.0027 | 1663.5704 | 1620.138 | 1576.7057
RA3RePVClass5 | R&D | Advanced | 30 | ResPV | Class5 | Residential PV - Class 5 | 2858.7294 | 2947.1437 | 2806.4833 | 2665.8229 | 2525.1625 | 2384.502 | 2243.8416 | 2103.1812 | 1962.5208 | 1821.8603 | 1681.1999 | 1540.5395 | 1399.8791 | 1259.2186 | 1118.5582 | 1102.1522 | 1085.7461 | 1069.3401 | 1052.934 | 1036.528 | 1020.122 | 1003.7159 | 987.3099 | 970.9038 | 954.4978 | 938.0917 | 921.6857 | 905.2796 | 888.8736 | 872.4676
RM3RePVClass5 | R&D | Moderate | 30 | ResPV | Class5 | Residential PV - Class 5 | 2858.7294 | 2947.1437 | 2841.7254 | 2736.3071 | 2630.8888 | 2525.4705 | 2420.0522 | 2314.6339 | 2209.2155 | 2103.7972 | 1998.3789 | 1892.9606 | 1787.5423 | 1682.124 | 1576.7057 | 1546.1625 | 1515.6193 | 1485.0762 | 1454.533 | 1423.9898 | 1393.4467 | 1362.9035 | 1332.3604 | 1301.8172 | 1271.274 | 1240.7309 | 1210.1877 | 1179.6445 | 1149.1014 | 1118.5582
RC3RePVClass5 | R&D | Conservative | 30 | ResPV | Class5 | Residential PV - Class 5 | 2858.7294 | 2947.1437 | 2891.8397 | 2836.5356 | 2781.2315 | 2725.9275 | 2670.6234 | 2615.3193 | 2560.0153 | 2504.7112 | 2449.4071 | 2394.1031 | 2338.799 | 2283.4949 | 2228.1909 | 2184.7585 | 2141.3262 | 2097.8938 | 2054.4615 | 2011.0291 | 1967.5968 | 1924.1644 | 1880.7321 | 1837.2998 | 1793.8674 | 1750.4351 | 1707.0027 | 1663.5704 | 1620.138 | 1576.7057
RA3RePVClass6 | R&D | Advanced | 30 | ResPV | Class6 | Residential PV - Class 6 | 2858.7294 | 2947.1437 | 2806.4833 | 2665.8229 | 2525.1625 | 2384.502 | 2243.8416 | 2103.1812 | 1962.5208 | 1821.8603 | 1681.1999 | 1540.5395 | 1399.8791 | 1259.2186 | 1118.5582 | 1102.1522 | 1085.7461 | 1069.3401 | 1052.934 | 1036.528 | 1020.122 | 1003.7159 | 987.3099 | 970.9038 | 954.4978 | 938.0917 | 921.6857 | 905.2796 | 888.8736 | 872.4676
RM3RePVClass6 | R&D | Moderate | 30 | ResPV | Class6 | Residential PV - Class 6 | 2858.7294 | 2947.1437 | 2841.7254 | 2736.3071 | 2630.8888 | 2525.4705 | 2420.0522 | 2314.6339 | 2209.2155 | 2103.7972 | 1998.3789 | 1892.9606 | 1787.5423 | 1682.124 | 1576.7057 | 1546.1625 | 1515.6193 | 1485.0762 | 1454.533 | 1423.9898 | 1393.4467 | 1362.9035 | 1332.3604 | 1301.8172 | 1271.274 | 1240.7309 | 1210.1877 | 1179.6445 | 1149.1014 | 1118.5582
RC3RePVClass6 | R&D | Conservative | 30 | ResPV | Class6 | Residential PV - Class 6 | 2858.7294 | 2947.1437 | 2891.8397 | 2836.5356 | 2781.2315 | 2725.9275 | 2670.6234 | 2615.3193 | 2560.0153 | 2504.7112 | 2449.4071 | 2394.1031 | 2338.799 | 2283.4949 | 2228.1909 | 2184.7585 | 2141.3262 | 2097.8938 | 2054.4615 | 2011.0291 | 1967.5968 | 1924.1644 | 1880.7321 | 1837.2998 | 1793.8674 | 1750.4351 | 1707.0027 | 1663.5704 | 1620.138 | 1576.7057
RA3RePVClass7 | R&D | Advanced | 30 | ResPV | Class7 | Residential PV - Class 7 | 2858.7294 | 2947.1437 | 2806.4833 | 2665.8229 | 2525.1625 | 2384.502 | 2243.8416 | 2103.1812 | 1962.5208 | 1821.8603 | 1681.1999 | 1540.5395 | 1399.8791 | 1259.2186 | 1118.5582 | 1102.1522 | 1085.7461 | 1069.3401 | 1052.934 | 1036.528 | 1020.122 | 1003.7159 | 987.3099 | 970.9038 | 954.4978 | 938.0917 | 921.6857 | 905.2796 | 888.8736 | 872.4676
RM3RePVClass7 | R&D | Moderate | 30 | ResPV | Class7 | Residential PV - Class 7 | 2858.7294 | 2947.1437 | 2841.7254 | 2736.3071 | 2630.8888 | 2525.4705 | 2420.0522 | 2314.6339 | 2209.2155 | 2103.7972 | 1998.3789 | 1892.9606 | 1787.5423 | 1682.124 | 1576.7057 | 1546.1625 | 1515.6193 | 1485.0762 | 1454.533 | 1423.9898 | 1393.4467 | 1362.9035 | 1332.3604 | 1301.8172 | 1271.274 | 1240.7309 | 1210.1877 | 1179.6445 | 1149.1014 | 1118.5582
RC3RePVClass7 | R&D | Conservative | 30 | ResPV | Class7 | Residential PV - Class 7 | 2858.7294 | 2947.1437 | 2891.8397 | 2836.5356 | 2781.2315 | 2725.9275 | 2670.6234 | 2615.3193 | 2560.0153 | 2504.7112 | 2449.4071 | 2394.1031 | 2338.799 | 2283.4949 | 2228.1909 | 2184.7585 | 2141.3262 | 2097.8938 | 2054.4615 | 2011.0291 | 1967.5968 | 1924.1644 | 1880.7321 | 1837.2998 | 1793.8674 | 1750.4351 | 1707.0027 | 1663.5704 | 1620.138 | 1576.7057
RA3RePVClass8 | R&D | Advanced | 30 | ResPV | Class8 | Residential PV - Class 8 | 2858.7294 | 2947.1437 | 2806.4833 | 2665.8229 | 2525.1625 | 2384.502 | 2243.8416 | 2103.1812 | 1962.5208 | 1821.8603 | 1681.1999 | 1540.5395 | 1399.8791 | 1259.2186 | 1118.5582 | 1102.1522 | 1085.7461 | 1069.3401 | 1052.934 | 1036.528 | 1020.122 | 1003.7159 | 987.3099 | 970.9038 | 954.4978 | 938.0917 | 921.6857 | 905.2796 | 888.8736 | 872.4676
RM3RePVClass8 | R&D | Moderate | 30 | ResPV | Class8 | Residential PV - Class 8 | 2858.7294 | 2947.1437 | 2841.7254 | 2736.3071 | 2630.8888 | 2525.4705 | 2420.0522 | 2314.6339 | 2209.2155 | 2103.7972 | 1998.3789 | 1892.9606 | 1787.5423 | 1682.124 | 1576.7057 | 1546.1625 | 1515.6193 | 1485.0762 | 1454.533 | 1423.9898 | 1393.4467 | 1362.9035 | 1332.3604 | 1301.8172 | 1271.274 | 1240.7309 | 1210.1877 | 1179.6445 | 1149.1014 | 1118.5582
RC3RePVClass8 | R&D | Conservative | 30 | ResPV | Class8 | Residential PV - Class 8 | 2858.7294 | 2947.1437 | 2891.8397 | 2836.5356 | 2781.2315 | 2725.9275 | 2670.6234 | 2615.3193 | 2560.0153 | 2504.7112 | 2449.4071 | 2394.1031 | 2338.799 | 2283.4949 | 2228.1909 | 2184.7585 | 2141.3262 | 2097.8938 | 2054.4615 | 2011.0291 | 1967.5968 | 1924.1644 | 1880.7321 | 1837.2998 | 1793.8674 | 1750.4351 | 1707.0027 | 1663.5704 | 1620.138 | 1576.7057
RA3RePVClass9 | R&D | Advanced | 30 | ResPV | Class9 | Residential PV - Class 9 | 2858.7294 | 2947.1437 | 2806.4833 | 2665.8229 | 2525.1625 | 2384.502 | 2243.8416 | 2103.1812 | 1962.5208 | 1821.8603 | 1681.1999 | 1540.5395 | 1399.8791 | 1259.2186 | 1118.5582 | 1102.1522 | 1085.7461 | 1069.3401 | 1052.934 | 1036.528 | 1020.122 | 1003.7159 | 987.3099 | 970.9038 | 954.4978 | 938.0917 | 921.6857 | 905.2796 | 888.8736 | 872.4676
RM3RePVClass9 | R&D | Moderate | 30 | ResPV | Class9 | Residential PV - Class 9 | 2858.7294 | 2947.1437 | 2841.7254 | 2736.3071 | 2630.8888 | 2525.4705 | 2420.0522 | 2314.6339 | 2209.2155 | 2103.7972 | 1998.3789 | 1892.9606 | 1787.5423 | 1682.124 | 1576.7057 | 1546.1625 | 1515.6193 | 1485.0762 | 1454.533 | 1423.9898 | 1393.4467 | 1362.9035 | 1332.3604 | 1301.8172 | 1271.274 | 1240.7309 | 1210.1877 | 1179.6445 | 1149.1014 | 1118.5582
RC3RePVClass9 | R&D | Conservative | 30 | ResPV | Class9 | Residential PV - Class 9 | 2858.7294 | 2947.1437 | 2891.8397 | 2836.5356 | 2781.2315 | 2725.9275 | 2670.6234 | 2615.3193 | 2560.0153 | 2504.7112 | 2449.4071 | 2394.1031 | 2338.799 | 2283.4949 | 2228.1909 | 2184.7585 | 2141.3262 | 2097.8938 | 2054.4615 | 2011.0291 | 1967.5968 | 1924.1644 | 1880.7321 | 1837.2998 | 1793.8674 | 1750.4351 | 1707.0027 | 1663.5704 | 1620.138 | 1576.7057
RA3RePVClass0 | R&D | Advanced | 30 | ResPV | Class10 | Residential PV - Class 10 | 2858.7294 | 2947.1437 | 2806.4833 | 2665.8229 | 2525.1625 | 2384.502 | 2243.8416 | 2103.1812 | 1962.5208 | 1821.8603 | 1681.1999 | 1540.5395 | 1399.8791 | 1259.2186 | 1118.5582 | 1102.1522 | 1085.7461 | 1069.3401 | 1052.934 | 1036.528 | 1020.122 | 1003.7159 | 987.3099 | 970.9038 | 954.4978 | 938.0917 | 921.6857 | 905.2796 | 888.8736 | 872.4676
RM3RePVClass0 | R&D | Moderate | 30 | ResPV | Class10 | Residential PV - Class 10 | 2858.7294 | 2947.1437 | 2841.7254 | 2736.3071 | 2630.8888 | 2525.4705 | 2420.0522 | 2314.6339 | 2209.2155 | 2103.7972 | 1998.3789 | 1892.9606 | 1787.5423 | 1682.124 | 1576.7057 | 1546.1625 | 1515.6193 | 1485.0762 | 1454.533 | 1423.9898 | 1393.4467 | 1362.9035 | 1332.3604 | 1301.8172 | 1271.274 | 1240.7309 | 1210.1877 | 1179.6445 | 1149.1014 | 1118.5582
RC3RePVClass0 | R&D | Conservative | 30 | ResPV | Class10 | Residential PV - Class 10 | 2858.7294 | 2947.1437 | 2891.8397 | 2836.5356 | 2781.2315 | 2725.9275 | 2670.6234 | 2615.3193 | 2560.0153 | 2504.7112 | 2449.4071 | 2394.1031 | 2338.799 | 2283.4949 | 2228.1909 | 2184.7585 | 2141.3262 | 2097.8938 | 2054.4615 | 2011.0291 | 1967.5968 | 1924.1644 | 1880.7321 | 1837.2998 | 1793.8674 | 1750.4351 | 1707.0027 | 1663.5704 | 1620.138 | 1576.7057
RA3GealHydroh | R&D | Advanced | 30 | Geothermal | HydroFlash | Geothermal - Hydro / Flash | 6750.0728 | 6941.7987 | 6679.6631 | 6439.2572 | 6217.6299 | 6012.3651 | 5821.4623 | 5643.2495 | 5476.3164 | 5319.4643 | 5171.6663 | 5032.0377 | 4899.8106 | 4774.3156 | 4654.9656 | 4631.6908 | 4608.5324 | 4585.4897 | 4562.5622 | 4539.7494 | 4517.0507 | 4494.4654 | 4471.9931 | 4449.6331 | 4427.385 | 4405.248 | 4383.2218 | 4361.3057 | 4339.4992 | 4317.8017
RM3GealHydroh | R&D | Moderate | 30 | Geothermal | HydroFlash | Geothermal - Hydro / Flash | 6750.0728 | 6978.1204 | 6784.0231 | 6616.5182 | 6469.4727 | 6338.6192 | 6220.8752 | 6113.9454 | 6016.0773 | 5925.904 | 5842.3399 | 5764.5096 | 5691.6969 | 5623.3094 | 5558.8514 | 5531.0571 | 5503.4018 | 5475.8848 | 5448.5054 | 5421.2629 | 5394.1565 | 5367.1858 | 5340.3498 | 5313.6481 | 5287.0798 | 5260.6444 | 5234.3412 | 5208.1695 | 5182.1287 | 5156.218
RC3GealHydroh | R&D | Conservative | 30 | Geothermal | HydroFlash | Geothermal - Hydro / Flash | 6750.0728 | 6986.3254 | 6951.3938 | 6916.6368 | 6882.0536 | 6847.6433 | 6813.4051 | 6779.3381 | 6745.4414 | 6711.7142 | 6678.1556 | 6644.7649 | 6611.541 | 6578.4833 | 6545.5909 | 6512.863 | 6480.2986 | 6447.8971 | 6415.6577 | 6383.5794 | 6351.6615 | 6319.9032 | 6288.3037 | 6256.8621 | 6225.5778 | 6194.4499 | 6163.4777 | 6132.6603 | 6101.997 | 6071.487
RA3GealHydroy | R&D | Advanced | 30 | Geothermal | HydroBinary | Geothermal - Hydro / Binary | 8971.087 | 9225.8974 | 8803.6286 | 8425.1076 | 8083.0616 | 7771.8103 | 7486.8437 | 7224.5294 | 6981.9036 | 6756.5213 | 6546.3446 | 6349.6594 | 6165.0119 | 5991.1602 | 5827.0356 | 5797.9004 | 5768.9109 | 5740.0664 | 5711.366 | 5682.8092 | 5654.3952 | 5626.1232 | 5597.9926 | 5570.0026 | 5542.1526 | 5514.4418 | 5486.8696 | 5459.4353 | 5432.1381 | 5404.9774
RM3GealHydroy | R&D | Moderate | 30 | Geothermal | HydroBinary | Geothermal - Hydro / Binary | 8971.087 | 9274.1703 | 8965.9256 | 8707.575 | 8485.8235 | 8291.9806 | 8120.0698 | 7965.8146 | 7826.0547 | 7698.3927 | 7580.9686 | 7472.3122 | 7371.2427 | 7276.7974 | 7188.1825 | 7152.2416 | 7116.4804 | 7080.898 | 7045.4935 | 7010.266 | 6975.2147 | 6940.3386 | 6905.6369 | 6871.1087 | 6836.7532 | 6802.5694 | 6768.5566 | 6734.7138 | 6701.0402 | 6667.535
RC3GealHydroy | R&D | Conservative | 30 | Geothermal | HydroBinary | Geothermal - Hydro / Binary | 8971.087 | 9285.075 | 9238.6496 | 9192.4564 | 9146.4941 | 9100.7616 | 9055.2578 | 9009.9815 | 8964.9316 | 8920.107 | 8875.5064 | 8831.1289 | 8786.9733 | 8743.0384 | 8699.3232 | 8655.8266 | 8612.5474 | 8569.4847 | 8526.6373 | 8484.0041 | 8441.5841 | 8399.3762 | 8357.3793 | 8315.5924 | 8274.0144 | 8232.6443 | 8191.4811 | 8150.5237 | 8109.7711 | 8069.2222
RA3GealNFEGSh | R&D | Advanced | 30 | Geothermal | NFEGSFlash | Geothermal - NF EGS / Flash | 14010.7706 | 14417.017 | 11078.0578 | 9283.2674 | 8119.2648 | 7285.0984 | 6648.8029 | 6142.2016 | 5726.0549 | 5375.9702 | 5075.8808 | 4814.7148 | 4584.5606 | 4379.5939 | 4195.4188 | 4174.4417 | 4153.5695 | 4132.8017 | 4112.1376 | 4091.577 | 4071.1191 | 4050.7635 | 4030.5097 | 4010.3571 | 3990.3053 | 3970.3538 | 3950.502 | 3930.7495 | 3911.0958 | 3891.5403
RM3GealNFEGSh | R&D | Moderate | 30 | Geothermal | NFEGSFlash | Geothermal - NF EGS / Flash | 14010.7706 | 14447.2561 | 12930.5662 | 11917.8938 | 11169.2187 | 10580.8562 | 10099.2092 | 9693.2164 | 9343.3809 | 9036.7196 | 8764.183 | 8519.2302 | 8296.991 | 8093.7484 | 7906.6065 | 7867.0734 | 7827.7381 | 7788.5994 | 7749.6564 | 7710.9081 | 7672.3536 | 7633.9918 | 7595.8218 | 7557.8427 | 7520.0535 | 7482.4532 | 7445.041 | 7407.8158 | 7370.7767 | 7333.9228
RC3GealNFEGSh | R&D | Conservative | 30 | Geothermal | NFEGSFlash | Geothermal - NF EGS / Flash | 14010.7706 | 14501.1476 | 14428.6418 | 14356.4986 | 14284.7161 | 14213.2926 | 14142.2261 | 14071.515 | 14001.1574 | 13931.1516 | 13861.4958 | 13792.1884 | 13723.2274 | 13654.6113 | 13586.3382 | 13518.4065 | 13450.8145 | 13383.5604 | 13316.6426 | 13250.0594 | 13183.8091 | 13117.8901 | 13052.3006 | 12987.0391 | 12922.1039 | 12857.4934 | 12793.2059 | 12729.2399 | 12665.5937 | 12602.2657
RA3GealNFEGSy | R&D | Advanced | 30 | Geothermal | NFEGSBinary | Geothermal - NF EGS / Binary | 28237.0477 | 29055.7892 | 17972.4358 | 14018.0654 | 11824.987 | 10380.8896 | 9336.5772 | 8535.1616 | 7894.3359 | 7366.2203 | 6920.8163 | 6538.2442 | 6204.7391 | 5910.4261 | 5648.012 | 5619.772 | 5591.6731 | 5563.7147 | 5535.8962 | 5508.2167 | 5480.6756 | 5453.2722 | 5426.0059 | 5398.8758 | 5371.8815 | 5345.022 | 5318.2969 | 5291.7055 | 5265.2469 | 5238.9207
RM3GealNFEGSy | R&D | Moderate | 30 | Geothermal | NFEGSBinary | Geothermal - NF EGS / Binary | 28237.0477 | 29116.7325 | 20159.6247 | 17197.3 | 15501.108 | 14340.9852 | 13471.4519 | 12782.0036 | 12214.0659 | 11733.1099 | 11317.1919 | 10951.561 | 10625.8588 | 10332.5531 | 10066.0076 | 10015.6775 | 9965.5991 | 9915.7711 | 9866.1923 | 9816.8613 | 9767.777 | 9718.9381 | 9670.3434 | 9621.9917 | 9573.8818 | 9526.0124 | 9478.3823 | 9430.9904 | 9383.8354 | 9336.9163
RC3GealNFEGSy | R&D | Conservative | 30 | Geothermal | NFEGSBinary | Geothermal - NF EGS / Binary | 28237.0477 | 29225.3444 | 29079.2177 | 28933.8216 | 28789.1525 | 28645.2067 | 28501.9807 | 28359.4708 | 28217.6734 | 28076.5851 | 27936.2021 | 27796.5211 | 27657.5385 | 27519.2508 | 27381.6546 | 27244.7463 | 27108.5226 | 26972.9799 | 26838.115 | 26703.9245 | 26570.4048 | 26437.5528 | 26305.3651 | 26173.8382 | 26042.969 | 25912.7542 | 25783.1904 | 25654.2745 | 25526.0031 | 25398.3731
RA3GealDeepEh | R&D | Advanced | 30 | Geothermal | DeepEGSFlash | Geothermal - Deep EGS / Flash | 17055.6832 | 17550.2178 | 11437.9545 | 9045.5862 | 7679.4162 | 6766.499 | 6100.4121 | 5586.1841 | 5173.227 | 4831.7973 | 4543.1114 | 4294.6457 | 4077.6859 | 3885.9558 | 3714.8047 | 3696.2307 | 3677.7495 | 3659.3608 | 3641.064 | 3622.8586 | 3604.7443 | 3586.7206 | 3568.787 | 3550.9431 | 3533.1884 | 3515.5224 | 3497.9448 | 3480.4551 | 3463.0528 | 3445.7375
RM3GealDeepEh | R&D | Moderate | 30 | Geothermal | DeepEGSFlash | Geothermal - Deep EGS / Flash | 17055.6832 | 17587.0286 | 14438.3851 | 13058.2114 | 12190.2578 | 11563.0759 | 11074.387 | 10675.0494 | 10337.8348 | 10046.1548 | 9789.1903 | 9559.5124 | 9351.8106 | 9162.1634 | 8987.5967 | 8942.6587 | 8897.9454 | 8853.4557 | 8809.1884 | 8765.1425 | 8721.3168 | 8677.7102 | 8634.3216 | 8591.15 | 8548.1943 | 8505.4533 | 8462.926 | 8420.6114 | 8378.5084 | 8336.6158
RC3GealDeepEh | R&D | Conservative | 30 | Geothermal | DeepEGSFlash | Geothermal - Deep EGS / Flash | 17055.6832 | 17652.6321 | 17564.369 | 17476.5471 | 17389.1644 | 17302.2186 | 17215.7075 | 17129.6289 | 17043.9808 | 16958.7609 | 16873.9671 | 16789.5972 | 16705.6493 | 16622.121 | 16539.0104 | 16456.3154 | 16374.0338 | 16292.1636 | 16210.7028 | 16129.6493 | 16049.001 | 15968.756 | 15888.9122 | 15809.4677 | 15730.4203 | 15651.7682 | 15573.5094 | 15495.6419 | 15418.1637 | 15341.0728
RA3GealDeepEy | R&D | Advanced | 30 | Geothermal | DeepEGSBinary | Geothermal - Deep EGS / Binary | 40393.9678 | 41565.2028 | 21083.7879 | 15810.9103 | 13114.0142 | 11404.8246 | 10196.2836 | 9282.4937 | 8559.4683 | 7968.2821 | 7472.7201 | 7049.1354 | 6681.345 | 6357.8492 | 6070.2216 | 6039.8705 | 6009.6711 | 5979.6228 | 5949.7246 | 5919.976 | 5890.3761 | 5860.9243 | 5831.6196 | 5802.4615 | 5773.4492 | 5744.582 | 5715.8591 | 5687.2798 | 5658.8434 | 5630.5492
RM3GealDeepEy | R&D | Moderate | 30 | Geothermal | DeepEGSBinary | Geothermal - Deep EGS / Binary | 40393.9678 | 41652.3841 | 22693.9848 | 19769.323 | 18185.2914 | 17113.9704 | 16310.139 | 15669.1532 | 15137.0879 | 14682.6725 | 14286.2322 | 13934.623 | 13618.6494 | 13331.6391 | 13068.6045 | 13003.2615 | 12938.2452 | 12873.554 | 12809.1862 | 12745.1403 | 12681.4146 | 12618.0075 | 12554.9175 | 12492.1429 | 12429.6822 | 12367.5338 | 12305.6961 | 12244.1676 | 12182.9468 | 12122.032
RC3GealDeepEy | R&D | Conservative | 30 | Geothermal | DeepEGSBinary | Geothermal - Deep EGS / Binary | 40393.9678 | 41807.7567 | 41598.7179 | 41390.7243 | 41183.7707 | 40977.8518 | 40772.9626 | 40569.0977 | 40366.2523 | 40164.421 | 39963.5989 | 39763.7809 | 39564.962 | 39367.1372 | 39170.3015 | 38974.45 | 38779.5777 | 38585.6798 | 38392.7514 | 38200.7877 | 38009.7838 | 37819.7348 | 37630.6362 | 37442.483 | 37255.2706 | 37068.9942 | 36883.6492 | 36699.231 | 36515.7348 | 36333.1562
RM6NuarNucler | R&D | Moderate | 60 | Nuclear | Nuclear | Nuclear - AP1000 | 9440.1377 | 9125.5788 | 8811.0199 | 8496.461 | 8106.021 | 7955.8391 | 7876.0186 | 7824.1906 | 7776.1801 | 7729.5858 | 7669.694 | 7614.2989 | 7568.6284 | 7520.0573 | 7472.8797 | 7418.8324 | 7365.2549 | 7316.2214 | 7258.8535 | 7209.0719 | 7164.5079 | 7111.8596 | 7065.3424 | 7015.0198 | 6961.4246 | 6908.9194 | 6859.1547 | 6808.0842 | 6752.1785 | 6668.1252
RM6NuarNucleR | R&D | Moderate | 60 | Nuclear | NuclearSMR | Nuclear - Small Modular Reactor | 10134.5861 | 9796.8885 | 9459.1908 | 9121.4932 | 8852.8274 | 8689.0834 | 8602.1825 | 8545.8536 | 8493.6948 | 8443.0825 | 8377.9452 | 8317.7203 | 8268.1182 | 8215.3479 | 8164.0991 | 8105.3468 | 8047.1062 | 7993.8302 | 7931.4495 | 7877.3567 | 7828.9663 | 7771.7407 | 7721.2169 | 7666.534 | 7608.2745 | 7551.205 | 7497.1333 | 7441.6326 | 7380.8483 | 7289.2923
RA4BierDedicd | R&D | Advanced | 45 | Biopower | Dedicated | Biopower - Dedicated | 5390.5783 | 5210.7989 | 5031.0195 | 4851.2401 | 4708.1848 | 4620.6104 | 4574.2332 | 4544.1134 | 4516.211 | 4489.1302 | 4454.3277 | 4422.136 | 4395.1532 | 4366.9278 | 4339.5115 | 4308.1059 | 4276.9731 | 4248.479 | 4215.1458 | 4186.2172 | 4160.3185 | 4129.725 | 4102.6925 | 4073.4496 | 4042.3069 | 4011.7965 | 3982.8782 | 3952.1406 | 3919.6652 | 3870.8494
RM4BierDedicd | R&D | Moderate | 45 | Biopower | Dedicated | Biopower - Dedicated | 5390.5783 | 5210.7989 | 5031.0195 | 4851.2401 | 4708.1848 | 4620.6104 | 4574.2332 | 4544.1134 | 4516.211 | 4489.1302 | 4454.3277 | 4422.136 | 4395.1532 | 4366.9278 | 4339.5115 | 4308.1059 | 4276.9731 | 4248.479 | 4215.1458 | 4186.2172 | 4160.3185 | 4129.725 | 4102.6925 | 4073.4496 | 4042.3069 | 4011.7965 | 3982.8782 | 3952.1406 | 3919.6652 | 3870.8494
RC4BierDedicd | R&D | Conservative | 45 | Biopower | Dedicated | Biopower - Dedicated | 5390.5783 | 5210.7989 | 5031.0195 | 4851.2401 | 4708.1848 | 4620.6104 | 4574.2332 | 4544.1134 | 4516.211 | 4489.1302 | 4454.3277 | 4422.136 | 4395.1532 | 4366.9278 | 4339.5115 | 4308.1059 | 4276.9731 | 4248.479 | 4215.1458 | 4186.2172 | 4160.3185 | 4129.725 | 4102.6925 | 4073.4496 | 4042.3069 | 4011.7965 | 3982.8782 | 3952.1406 | 3919.6652 | 3870.8494
RA*Utge2Hr Be | R&D | Advanced | * | Utility-Scale Battery Storage | 2Hr Battery Storage | Utility-Scale Battery Storage - 2Hr | 943.1499 | 1060.0582 | 762.483 | 719.5426 | 682.768 | 653.9521 | 625.1104 | 596.3133 | 567.5292 | 538.1376 | 528.6257 | 519.1138 | 510.1918 | 500.6793 | 490.5364 | 481.6173 | 472.1041 | 462.5908 | 453.0775 | 444.1657 | 434.6519 | 424.4942 | 414.9797 | 406.0716 | 396.5565 | 387.0412 | 377.5258 | 368.6281 | 359.1123 | 348.9322
RM*Utge2Hr Be | R&D | Moderate | * | Utility-Scale Battery Storage | 2Hr Battery Storage | Utility-Scale Battery Storage - 2Hr | 943.1499 | 1060.0582 | 1022.3681 | 979.9712 | 862.2364 | 839.4657 | 816.7371 | 794.0557 | 771.4276 | 748.8596 | 738.5783 | 728.2898 | 717.9939 | 707.6902 | 697.3786 | 687.0585 | 676.7298 | 666.392 | 656.0448 | 645.6877 | 635.3203 | 624.9422 | 614.5529 | 604.1518 | 593.7385 | 583.3124 | 572.8728 | 562.419 | 551.9505 | 541.4665
RC*Utge2Hr Be | R&D | Conservative | * | Utility-Scale Battery Storage | 2Hr Battery Storage | Utility-Scale Battery Storage - 2Hr | 943.1499 | 1060.0582 | 1099.0704 | 1107.2227 | 1091.8347 | 1054.1426 | 1016.4115 | 978.6373 | 940.8152 | 902.9399 | 896.7576 | 890.5754 | 884.3932 | 878.2109 | 872.0287 | 865.8465 | 859.6642 | 853.482 | 847.2998 | 841.1175 | 834.9353 | 828.7531 | 822.5708 | 816.3886 | 810.2064 | 804.0241 | 797.8419 | 791.6597 | 785.4774 | 779.2952
RA*Utge4Hr Be | R&D | Advanced | * | Utility-Scale Battery Storage | 4Hr Battery Storage | Utility-Scale Battery Storage - 4Hr | 1587.252 | 1784 | 1283.4089 | 1211.3687 | 1149.7378 | 1100.9357 | 1052.1342 | 1003.3315 | 954.5285 | 905.7416 | 889.861 | 873.9804 | 858.0841 | 842.2035 | 826.3396 | 810.4433 | 794.5628 | 778.6822 | 762.8016 | 746.9051 | 731.0245 | 715.1611 | 699.2805 | 683.3839 | 667.5034 | 651.6229 | 635.7423 | 619.8455 | 603.965 | 588.1021
RM*Utge4Hr Be | R&D | Moderate | * | Utility-Scale Battery Storage | 4Hr Battery Storage | Utility-Scale Battery Storage - 4Hr | 1587.252 | 1784 | 1715.5023 | 1638.7747 | 1436.1771 | 1389.7184 | 1343.2563 | 1296.7904 | 1250.3202 | 1203.8451 | 1185.278 | 1166.7115 | 1148.1456 | 1129.5803 | 1111.0157 | 1092.4517 | 1073.8885 | 1055.326 | 1036.7642 | 1018.2033 | 999.6431 | 981.0839 | 962.5255 | 943.9681 | 925.4117 | 906.8563 | 888.302 | 869.7489 | 851.1969 | 832.6462
RC*Utge4Hr Be | R&D | Conservative | * | Utility-Scale Battery Storage | 4Hr Battery Storage | Utility-Scale Battery Storage - 4Hr | 1587.252 | 1784 | 1850.0799 | 1863.2877 | 1836.8507 | 1768.0608 | 1699.2718 | 1630.4838 | 1561.6969 | 1492.9113 | 1482.6896 | 1472.468 | 1462.2463 | 1452.0247 | 1441.8031 | 1431.5814 | 1421.3598 | 1411.1381 | 1400.9165 | 1390.6949 | 1380.4732 | 1370.2516 | 1360.03 | 1349.8083 | 1339.5867 | 1329.365 | 1319.1434 | 1308.9218 | 1298.7001 | 1288.4785
RA*Utge6Hr Be | R&D | Advanced | * | Utility-Scale Battery Storage | 6Hr Battery Storage | Utility-Scale Battery Storage - 6Hr | 2231.3541 | 2507.9418 | 1804.3349 | 1703.1948 | 1616.7077 | 1547.9193 | 1479.1579 | 1410.3497 | 1341.5278 | 1273.3455 | 1251.0963 | 1228.847 | 1205.9764 | 1183.7277 | 1162.1429 | 1139.2693 | 1117.0214 | 1094.7736 | 1072.5258 | 1049.6445 | 1027.3972 | 1005.8279 | 983.5813 | 960.6962 | 938.4503 | 916.2045 | 893.9589 | 871.0628 | 848.8176 | 827.2719
RM*Utge6Hr Be | R&D | Moderate | * | Utility-Scale Battery Storage | 6Hr Battery Storage | Utility-Scale Battery Storage - 6Hr | 2231.3541 | 2507.9418 | 2408.6365 | 2297.5781 | 2010.1179 | 1939.9712 | 1869.7756 | 1799.5251 | 1729.2128 | 1658.8307 | 1631.9778 | 1605.1333 | 1578.2974 | 1551.4704 | 1524.6528 | 1497.845 | 1471.0472 | 1444.2599 | 1417.4836 | 1390.7188 | 1363.9659 | 1337.2255 | 1310.4981 | 1283.7844 | 1257.0849 | 1230.4003 | 1203.7313 | 1177.0787 | 1150.4433 | 1123.826
RC*Utge6Hr Be | R&D | Conservative | * | Utility-Scale Battery Storage | 6Hr Battery Storage | Utility-Scale Battery Storage - 6Hr | 2231.3541 | 2507.9418 | 2601.0893 | 2619.3527 | 2581.8668 | 2481.9791 | 2382.1322 | 2282.3304 | 2182.5786 | 2082.8827 | 2068.6216 | 2054.3606 | 2040.0995 | 2025.8385 | 2011.5774 | 1997.3164 | 1983.0553 | 1968.7943 | 1954.5333 | 1940.2722 | 1926.0112 | 1911.7501 | 1897.4891 | 1883.228 | 1868.967 | 1854.7059 | 1840.4449 | 1826.1839 | 1811.9228 | 1797.6618
RA*Utge8Hr Be | R&D | Advanced | * | Utility-Scale Battery Storage | 8Hr Battery Storage | Utility-Scale Battery Storage - 8Hr | 2875.4562 | 3231.8837 | 2325.2608 | 2195.021 | 2083.6775 | 1994.9029 | 1906.1817 | 1817.3678 | 1728.5271 | 1640.9495 | 1612.3315 | 1583.7136 | 1553.8688 | 1525.2519 | 1497.9462 | 1468.0953 | 1439.4801 | 1410.8649 | 1382.2499 | 1352.3839 | 1323.7699 | 1296.4947 | 1267.8822 | 1238.0085 | 1209.3972 | 1180.7862 | 1152.1755 | 1122.2801 | 1093.6703 | 1066.4417
RM*Utge8Hr Be | R&D | Moderate | * | Utility-Scale Battery Storage | 8Hr Battery Storage | Utility-Scale Battery Storage - 8Hr | 2875.4562 | 3231.8837 | 3101.7708 | 2956.3815 | 2584.0586 | 2490.224 | 2396.2949 | 2302.2598 | 2208.1055 | 2113.8162 | 2078.6776 | 2043.555 | 2008.4491 | 1973.3605 | 1938.29 | 1903.2382 | 1868.2058 | 1833.1939 | 1798.2031 | 1763.2344 | 1728.2887 | 1693.3672 | 1658.4708 | 1623.6006 | 1588.758 | 1553.9442 | 1519.1605 | 1484.4085 | 1449.6897 | 1415.0057
RC*Utge8Hr Be | R&D | Conservative | * | Utility-Scale Battery Storage | 8Hr Battery Storage | Utility-Scale Battery Storage - 8Hr | 2875.4562 | 3231.8837 | 3352.0988 | 3375.4177 | 3326.8829 | 3195.8973 | 3064.9925 | 2934.1769 | 2803.4604 | 2672.8541 | 2654.5536 | 2636.2532 | 2617.9527 | 2599.6523 | 2581.3518 | 2563.0514 | 2544.7509 | 2526.4505 | 2508.15 | 2489.8496 | 2471.5491 | 2453.2487 | 2434.9482 | 2416.6478 | 2398.3473 | 2380.0469 | 2361.7464 | 2343.446 | 2325.1455 | 2306.8451
RA*Utge10Hr e | R&D | Advanced | * | Utility-Scale Battery Storage | 10Hr Battery Storage | Utility-Scale Battery Storage - 10Hr | 3519.5583 | 3955.8255 | 2846.1867 | 2686.8471 | 2550.6473 | 2441.8865 | 2333.2054 | 2224.386 | 2115.5263 | 2008.5534 | 1973.5668 | 1938.5802 | 1901.7611 | 1866.7762 | 1833.7495 | 1796.9213 | 1761.9388 | 1726.9563 | 1691.974 | 1655.1233 | 1620.1426 | 1587.1615 | 1552.183 | 1515.3209 | 1480.3442 | 1445.3679 | 1410.3921 | 1373.4974 | 1338.523 | 1305.6116
RM*Utge10Hr e | R&D | Moderate | * | Utility-Scale Battery Storage | 10Hr Battery Storage | Utility-Scale Battery Storage - 10Hr | 3519.5583 | 3955.8255 | 3794.905 | 3615.185 | 3157.9993 | 3040.4767 | 2922.8141 | 2804.9945 | 2686.9981 | 2568.8017 | 2525.3774 | 2481.9768 | 2438.6009 | 2395.2506 | 2351.9271 | 2308.6314 | 2265.3645 | 2222.1278 | 2178.9225 | 2135.75 | 2092.6116 | 2049.5088 | 2006.4434 | 1963.4169 | 1920.4312 | 1877.4881 | 1834.5898 | 1791.7384 | 1748.9361 | 1706.1854
RC*Utge10Hr e | R&D | Conservative | * | Utility-Scale Battery Storage | 10Hr Battery Storage | Utility-Scale Battery Storage - 10Hr | 3519.5583 | 3955.8255 | 4103.1083 | 4131.4827 | 4071.899 | 3909.8156 | 3747.8529 | 3586.0235 | 3424.3421 | 3262.8255 | 3240.4856 | 3218.1458 | 3195.8059 | 3173.466 | 3151.1262 | 3128.7863 | 3106.4465 | 3084.1066 | 3061.7668 | 3039.4269 | 3017.087 | 2994.7472 | 2972.4073 | 2950.0675 | 2927.7276 | 2905.3878 | 2883.0479 | 2860.7081 | 2838.3682 | 2816.0283
RA1HyerNPD11 | R&D | Advanced | 100 | Hydropower | NPD1 | Hydropower - NPD 1 | 3007.7097 | 3007.7097 | 3007.7097 | 3007.7097 | 3007.7097 | 2977.8459 | 2946.9155 | 2917.0517 | 2887.188 | 2857.3242 | 2831.7266 | 2805.0625 | 2779.465 | 2753.8675 | 2728.27 | 2701.6059 | 2676.0083 | 2650.4108 | 2624.8133 | 2598.1492 | 2598.1492 | 2598.1492 | 2598.1492 | 2598.1492 | 2598.1492 | 2598.1492 | 2598.1492 | 2598.1492 | 2598.1492 | 2598.1492
RM1HyerNPD11 | R&D | Moderate | 100 | Hydropower | NPD1 | Hydropower - NPD 1 | 3007.7097 | 3007.7097 | 3007.7097 | 3007.7097 | 3007.7097 | 3007.7097 | 3007.7097 | 3007.7097 | 3007.7097 | 3007.7097 | 3007.7097 | 3007.7097 | 3007.7097 | 3007.7097 | 3007.7097 | 3007.7097 | 3007.7097 | 3007.7097 | 3007.7097 | 2887.188 | 2887.188 | 2887.188 | 2887.188 | 2887.188 | 2887.188 | 2887.188 | 2887.188 | 2887.188 | 2887.188 | 2887.188
RC1HyerNPD11 | R&D | Conservative | 100 | Hydropower | NPD1 | Hydropower - NPD 1 | 3007.7097 | 3007.7097 | 3007.7097 | 3007.7097 | 3007.7097 | 3007.7097 | 3007.7097 | 3007.7097 | 3007.7097 | 3007.7097 | 3007.7097 | 3007.7097 | 3007.7097 | 3007.7097 | 3007.7097 | 3007.7097 | 3007.7097 | 3007.7097 | 3007.7097 | 3007.7097 | 3007.7097 | 3007.7097 | 3007.7097 | 3007.7097 | 3007.7097 | 3007.7097 | 3007.7097 | 3007.7097 | 3007.7097 | 3007.7097
RA1HyerNPD22 | R&D | Advanced | 100 | Hydropower | NPD2 | Hydropower - NPD 2 | 5898.0973 | 5898.0973 | 5898.0973 | 5898.0973 | 5898.0973 | 5310.4207 | 4721.6775 | 4134.0009 | 3546.3243 | 2957.5812 | 2930.9171 | 2904.253 | 2877.5889 | 2850.9248 | 2824.2607 | 2797.5966 | 2770.9325 | 2743.2019 | 2716.5378 | 2689.8737 | 2689.8737 | 2689.8737 | 2689.8737 | 2689.8737 | 2689.8737 | 2689.8737 | 2689.8737 | 2689.8737 | 2689.8737 | 2689.8737
RM1HyerNPD22 | R&D | Moderate | 100 | Hydropower | NPD2 | Hydropower - NPD 2 | 5898.0973 | 5898.0973 | 5898.0973 | 5898.0973 | 5898.0973 | 5619.7242 | 5341.351 | 5062.9779 | 4784.6048 | 4506.2317 | 4226.792 | 3948.4188 | 3670.0457 | 3391.6726 | 3113.2995 | 3113.2995 | 3113.2995 | 3113.2995 | 3113.2995 | 2988.5115 | 2988.5115 | 2988.5115 | 2988.5115 | 2988.5115 | 2988.5115 | 2988.5115 | 2988.5115 | 2988.5115 | 2988.5115 | 2988.5115
RC1HyerNPD22 | R&D | Conservative | 100 | Hydropower | NPD2 | Hydropower - NPD 2 | 5898.0973 | 5898.0973 | 5898.0973 | 5898.0973 | 5898.0973 | 5898.0973 | 5898.0973 | 5898.0973 | 5898.0973 | 5898.0973 | 5898.0973 | 5898.0973 | 5898.0973 | 5898.0973 | 5898.0973 | 5898.0973 | 5898.0973 | 5898.0973 | 5898.0973 | 5898.0973 | 5898.0973 | 5898.0973 | 5898.0973 | 5898.0973 | 5898.0973 | 5898.0973 | 5898.0973 | 5898.0973 | 5898.0973 | 5898.0973
RA1HyerNPD33 | R&D | Advanced | 100 | Hydropower | NPD3 | Hydropower - NPD 3 | 6019.6856 | 6019.6856 | 6019.6856 | 6019.6856 | 6019.6856 | 5467.2056 | 4915.7921 | 4364.3787 | 3811.8987 | 3260.4853 | 3230.6215 | 3201.8242 | 3171.9605 | 3142.0967 | 3113.2995 | 3083.4357 | 3053.5719 | 3024.7747 | 2994.9109 | 2965.0471 | 2965.0471 | 2965.0471 | 2965.0471 | 2965.0471 | 2965.0471 | 2965.0471 | 2965.0471 | 2965.0471 | 2965.0471 | 2965.0471
RM1HyerNPD33 | R&D | Moderate | 100 | Hydropower | NPD3 | Hydropower - NPD 3 | 6019.6856 | 6019.6856 | 6019.6856 | 6019.6856 | 6019.6856 | 5760.5106 | 5501.3356 | 5243.2272 | 4984.0522 | 4725.9438 | 4466.7688 | 4208.6604 | 3949.4854 | 3690.3104 | 3432.202 | 3432.202 | 3432.202 | 3432.202 | 3432.202 | 3294.6153 | 3294.6153 | 3294.6153 | 3294.6153 | 3294.6153 | 3294.6153 | 3294.6153 | 3294.6153 | 3294.6153 | 3294.6153 | 3294.6153
RC1HyerNPD33 | R&D | Conservative | 100 | Hydropower | NPD3 | Hydropower - NPD 3 | 6019.6856 | 6019.6856 | 6019.6856 | 6019.6856 | 6019.6856 | 6019.6856 | 6019.6856 | 6019.6856 | 6019.6856 | 6019.6856 | 6019.6856 | 6019.6856 | 6019.6856 | 6019.6856 | 6019.6856 | 6019.6856 | 6019.6856 | 6019.6856 | 6019.6856 | 6019.6856 | 6019.6856 | 6019.6856 | 6019.6856 | 6019.6856 | 6019.6856 | 6019.6856 | 6019.6856 | 6019.6856 | 6019.6856 | 6019.6856
RA1HyerNPD44 | R&D | Advanced | 100 | Hydropower | NPD4 | Hydropower - NPD 4 | 13211.5246 | 13211.5246 | 13211.5246 | 13211.5246 | 13211.5246 | 12138.5615 | 11065.5985 | 9993.7019 | 8920.7388 | 7848.8423 | 7777.3825 | 7706.9893 | 7635.5296 | 7564.0698 | 7493.6766 | 7422.2168 | 7350.7571 | 7280.3639 | 7208.9041 | 7138.5109 | 7138.5109 | 7138.5109 | 7138.5109 | 7138.5109 | 7138.5109 | 7138.5109 | 7138.5109 | 7138.5109 | 7138.5109 | 7138.5109
RM1HyerNPD44 | R&D | Moderate | 100 | Hydropower | NPD4 | Hydropower - NPD 4 | 13211.5246 | 13211.5246 | 13211.5246 | 13211.5246 | 13211.5246 | 12716.6391 | 12220.687 | 11725.8014 | 11230.9158 | 10736.0303 | 10241.1447 | 9746.2592 | 9251.3736 | 8756.488 | 8261.6025 | 8261.6025 | 8261.6025 | 8261.6025 | 8261.6025 | 7930.9677 | 7930.9677 | 7930.9677 | 7930.9677 | 7930.9677 | 7930.9677 | 7930.9677 | 7930.9677 | 7930.9677 | 7930.9677 | 7930.9677
RC1HyerNPD44 | R&D | Conservative | 100 | Hydropower | NPD4 | Hydropower - NPD 4 | 13211.5246 | 13211.5246 | 13211.5246 | 13211.5246 | 13211.5246 | 13211.5246 | 13211.5246 | 13211.5246 | 13211.5246 | 13211.5246 | 13211.5246 | 13211.5246 | 13211.5246 | 13211.5246 | 13211.5246 | 13211.5246 | 13211.5246 | 13211.5246 | 13211.5246 | 13211.5246 | 13211.5246 | 13211.5246 | 13211.5246 | 13211.5246 | 13211.5246 | 13211.5246 | 13211.5246 | 13211.5246 | 13211.5246 | 13211.5246
RA1HyerNPD55 | R&D | Advanced | 100 | Hydropower | NPD5 | Hydropower - NPD 5 | 4843.2658 | 4843.2658 | 4843.2658 | 4843.2658 | 4843.2658 | 4927.5243 | 5010.7163 | 5093.9083 | 5178.1668 | 5261.3588 | 5214.43 | 5166.4346 | 5118.4392 | 5071.5104 | 5023.5151 | 4975.5197 | 4928.5909 | 4880.5955 | 4832.6002 | 4785.6714 | 4785.6714 | 4785.6714 | 4785.6714 | 4785.6714 | 4785.6714 | 4785.6714 | 4785.6714 | 4785.6714 | 4785.6714 | 4785.6714
RM1HyerNPD55 | R&D | Moderate | 100 | Hydropower | NPD5 | Hydropower - NPD 5 | 4843.2658 | 4843.2658 | 4843.2658 | 4843.2658 | 4843.2658 | 4913.659 | 4982.9856 | 5052.3123 | 5121.6389 | 5190.9656 | 5260.2922 | 5329.6188 | 5400.012 | 5469.3387 | 5538.6653 | 5538.6653 | 5538.6653 | 5538.6653 | 5538.6653 | 5316.8201 | 5316.8201 | 5316.8201 | 5316.8201 | 5316.8201 | 5316.8201 | 5316.8201 | 5316.8201 | 5316.8201 | 5316.8201 | 5316.8201
RC1HyerNPD55 | R&D | Conservative | 100 | Hydropower | NPD5 | Hydropower - NPD 5 | 4843.2658 | 4843.2658 | 4843.2658 | 4843.2658 | 4843.2658 | 4843.2658 | 4843.2658 | 4843.2658 | 4843.2658 | 4843.2658 | 4843.2658 | 4843.2658 | 4843.2658 | 4843.2658 | 4843.2658 | 4843.2658 | 4843.2658 | 4843.2658 | 4843.2658 | 4843.2658 | 4843.2658 | 4843.2658 | 4843.2658 | 4843.2658 | 4843.2658 | 4843.2658 | 4843.2658 | 4843.2658 | 4843.2658 | 4843.2658
RA1HyerNPD66 | R&D | Advanced | 100 | Hydropower | NPD6 | Hydropower - NPD 6 | 7292.0961 | 7292.0961 | 7292.0961 | 7292.0961 | 7292.0961 | 7417.9506 | 7543.8051 | 7669.6596 | 7795.5141 | 7921.3686 | 7849.9089 | 7778.4491 | 7706.9893 | 7634.463 | 7563.0032 | 7491.5435 | 7420.0837 | 7347.5574 | 7276.0976 | 7204.6378 | 7204.6378 | 7204.6378 | 7204.6378 | 7204.6378 | 7204.6378 | 7204.6378 | 7204.6378 | 7204.6378 | 7204.6378 | 7204.6378
RM1HyerNPD66 | R&D | Moderate | 100 | Hydropower | NPD6 | Hydropower - NPD 6 | 7292.0961 | 7292.0961 | 7292.0961 | 7292.0961 | 7292.0961 | 7396.6193 | 7501.1425 | 7606.7324 | 7711.2556 | 7815.7788 | 7920.3021 | 8024.8253 | 8129.3486 | 8233.8718 | 8338.3951 | 8338.3951 | 8338.3951 | 8338.3951 | 8338.3951 | 8004.5606 | 8004.5606 | 8004.5606 | 8004.5606 | 8004.5606 | 8004.5606 | 8004.5606 | 8004.5606 | 8004.5606 | 8004.5606 | 8004.5606
RC1HyerNPD66 | R&D | Conservative | 100 | Hydropower | NPD6 | Hydropower - NPD 6 | 7292.0961 | 7292.0961 | 7292.0961 | 7292.0961 | 7292.0961 | 7292.0961 | 7292.0961 | 7292.0961 | 7292.0961 | 7292.0961 | 7292.0961 | 7292.0961 | 7292.0961 | 7292.0961 | 7292.0961 | 7292.0961 | 7292.0961 | 7292.0961 | 7292.0961 | 7292.0961 | 7292.0961 | 7292.0961 | 7292.0961 | 7292.0961 | 7292.0961 | 7292.0961 | 7292.0961 | 7292.0961 | 7292.0961 | 7292.0961
RA1HyerNPD77 | R&D | Advanced | 100 | Hydropower | NPD7 | Hydropower - NPD 7 | 14656.7185 | 14656.7185 | 14656.7185 | 14656.7185 | 14656.7185 | 14163.966 | 13671.2136 | 13178.4612 | 12685.7087 | 12192.9563 | 12082.0337 | 11972.1776 | 11861.255 | 11751.3989 | 11640.4763 | 11530.6202 | 11419.6976 | 11309.8415 | 11199.9855 | 11089.0629 | 11089.0629 | 11089.0629 | 11089.0629 | 11089.0629 | 11089.0629 | 11089.0629 | 11089.0629 | 11089.0629 | 11089.0629 | 11089.0629
RM1HyerNPD77 | R&D | Moderate | 100 | Hydropower | NPD7 | Hydropower - NPD 7 | 14656.7185 | 14656.7185 | 14656.7185 | 14656.7185 | 14656.7185 | 14474.3361 | 14291.9537 | 14109.5713 | 13927.1889 | 13745.8731 | 13563.4907 | 13381.1083 | 13198.7259 | 13016.3435 | 12835.0276 | 12835.0276 | 12835.0276 | 12835.0276 | 12835.0276 | 12320.9439 | 12320.9439 | 12320.9439 | 12320.9439 | 12320.9439 | 12320.9439 | 12320.9439 | 12320.9439 | 12320.9439 | 12320.9439 | 12320.9439
RC1HyerNPD77 | R&D | Conservative | 100 | Hydropower | NPD7 | Hydropower - NPD 7 | 14656.7185 | 14656.7185 | 14656.7185 | 14656.7185 | 14656.7185 | 14656.7185 | 14656.7185 | 14656.7185 | 14656.7185 | 14656.7185 | 14656.7185 | 14656.7185 | 14656.7185 | 14656.7185 | 14656.7185 | 14656.7185 | 14656.7185 | 14656.7185 | 14656.7185 | 14656.7185 | 14656.7185 | 14656.7185 | 14656.7185 | 14656.7185 | 14656.7185 | 14656.7185 | 14656.7185 | 14656.7185 | 14656.7185 | 14656.7185
RA1HyerNPD88 | R&D | Advanced | 100 | Hydropower | NPD8 | Hydropower - NPD 8 | 19946.8744 | 19946.8744 | 19946.8744 | 19946.8744 | 19946.8744 | 19656.7691 | 19366.6638 | 19077.625 | 18787.5197 | 18497.4144 | 18329.9639 | 18162.5134 | 17995.0629 | 17827.6124 | 17660.1619 | 17492.7114 | 17325.2609 | 17157.8103 | 16990.3598 | 16822.9093 | 16822.9093 | 16822.9093 | 16822.9093 | 16822.9093 | 16822.9093 | 16822.9093 | 16822.9093 | 16822.9093 | 16822.9093 | 16822.9093
RM1HyerNPD88 | R&D | Moderate | 100 | Hydropower | NPD8 | Hydropower - NPD 8 | 19946.8744 | 19946.8744 | 19946.8744 | 19946.8744 | 19946.8744 | 19898.8791 | 19850.8837 | 19803.9549 | 19755.9595 | 19709.0307 | 19661.0354 | 19614.1066 | 19566.1112 | 19519.1824 | 19471.187 | 19471.187 | 19471.187 | 19471.187 | 19471.187 | 18692.5955 | 18692.5955 | 18692.5955 | 18692.5955 | 18692.5955 | 18692.5955 | 18692.5955 | 18692.5955 | 18692.5955 | 18692.5955 | 18692.5955
RC1HyerNPD88 | R&D | Conservative | 100 | Hydropower | NPD8 | Hydropower - NPD 8 | 19946.8744 | 19946.8744 | 19946.8744 | 19946.8744 | 19946.8744 | 19946.8744 | 19946.8744 | 19946.8744 | 19946.8744 | 19946.8744 | 19946.8744 | 19946.8744 | 19946.8744 | 19946.8744 | 19946.8744 | 19946.8744 | 19946.8744 | 19946.8744 | 19946.8744 | 19946.8744 | 19946.8744 | 19946.8744 | 19946.8744 | 19946.8744 | 19946.8744 | 19946.8744 | 19946.8744 | 19946.8744 | 19946.8744 | 19946.8744
RA1HyerNSD11 | R&D | Advanced | 100 | Hydropower | NSD1 | Hydropower - NSD 1 | 8248.8037 | 8248.8037 | 8248.8037 | 8248.8037 | 8248.8037 | 8248.8037 | 8248.8037 | 8248.8037 | 8248.8037 | 8248.8037 | 8248.8037 | 8248.8037 | 8248.8037 | 8248.8037 | 8248.8037 | 8248.8037 | 8248.8037 | 8248.8037 | 8248.8037 | 8248.8037 | 8248.8037 | 8248.8037 | 8248.8037 | 8248.8037 | 8248.8037 | 8248.8037 | 8248.8037 | 8248.8037 | 8248.8037 | 8248.8037
RM1HyerNSD11 | R&D | Moderate | 100 | Hydropower | NSD1 | Hydropower - NSD 1 | 8461.0499 | 8461.0499 | 8461.0499 | 8461.0499 | 8461.0499 | 8461.0499 | 8461.0499 | 8461.0499 | 8461.0499 | 8461.0499 | 8461.0499 | 8461.0499 | 8461.0499 | 8461.0499 | 8461.0499 | 8461.0499 | 8461.0499 | 8461.0499 | 8461.0499 | 8461.0499 | 8461.0499 | 8461.0499 | 8461.0499 | 8461.0499 | 8461.0499 | 8461.0499 | 8461.0499 | 8461.0499 | 8461.0499 | 8461.0499
RC1HyerNSD11 | R&D | Conservative | 100 | Hydropower | NSD1 | Hydropower - NSD 1 | 8503.7124 | 8503.7124 | 8503.7124 | 8503.7124 | 8503.7124 | 8503.7124 | 8503.7124 | 8503.7124 | 8503.7124 | 8503.7124 | 8503.7124 | 8503.7124 | 8503.7124 | 8503.7124 | 8503.7124 | 8503.7124 | 8503.7124 | 8503.7124 | 8503.7124 | 8503.7124 | 8503.7124 | 8503.7124 | 8503.7124 | 8503.7124 | 8503.7124 | 8503.7124 | 8503.7124 | 8503.7124 | 8503.7124 | 8503.7124
RA1HyerNSD22 | R&D | Advanced | 100 | Hydropower | NSD2 | Hydropower - NSD 2 | 7363.5558 | 7363.5558 | 7363.5558 | 7363.5558 | 7363.5558 | 7363.5558 | 7363.5558 | 7363.5558 | 7363.5558 | 7363.5558 | 7363.5558 | 7363.5558 | 7363.5558 | 7363.5558 | 7363.5558 | 7363.5558 | 7363.5558 | 7363.5558 | 7363.5558 | 7363.5558 | 7363.5558 | 7363.5558 | 7363.5558 | 7363.5558 | 7363.5558 | 7363.5558 | 7363.5558 | 7363.5558 | 7363.5558 | 7363.5558
RM1HyerNSD22 | R&D | Moderate | 100 | Hydropower | NSD2 | Hydropower - NSD 2 | 7553.4042 | 7553.4042 | 7553.4042 | 7553.4042 | 7553.4042 | 7553.4042 | 7553.4042 | 7553.4042 | 7553.4042 | 7553.4042 | 7553.4042 | 7553.4042 | 7553.4042 | 7553.4042 | 7553.4042 | 7553.4042 | 7553.4042 | 7553.4042 | 7553.4042 | 7553.4042 | 7553.4042 | 7553.4042 | 7553.4042 | 7553.4042 | 7553.4042 | 7553.4042 | 7553.4042 | 7553.4042 | 7553.4042 | 7553.4042
RC1HyerNSD22 | R&D | Conservative | 100 | Hydropower | NSD2 | Hydropower - NSD 2 | 7591.8005 | 7591.8005 | 7591.8005 | 7591.8005 | 7591.8005 | 7591.8005 | 7591.8005 | 7591.8005 | 7591.8005 | 7591.8005 | 7591.8005 | 7591.8005 | 7591.8005 | 7591.8005 | 7591.8005 | 7591.8005 | 7591.8005 | 7591.8005 | 7591.8005 | 7591.8005 | 7591.8005 | 7591.8005 | 7591.8005 | 7591.8005 | 7591.8005 | 7591.8005 | 7591.8005 | 7591.8005 | 7591.8005 | 7591.8005
RA1HyerNSD33 | R&D | Advanced | 100 | Hydropower | NSD3 | Hydropower - NSD 3 | 7213.1703 | 7213.1703 | 7213.1703 | 7213.1703 | 7213.1703 | 7213.1703 | 7213.1703 | 7213.1703 | 7213.1703 | 7213.1703 | 7213.1703 | 7213.1703 | 7213.1703 | 7213.1703 | 7213.1703 | 7213.1703 | 7213.1703 | 7213.1703 | 7213.1703 | 7213.1703 | 7213.1703 | 7213.1703 | 7213.1703 | 7213.1703 | 7213.1703 | 7213.1703 | 7213.1703 | 7213.1703 | 7213.1703 | 7213.1703
RM1HyerNSD33 | R&D | Moderate | 100 | Hydropower | NSD3 | Hydropower - NSD 3 | 7397.6859 | 7397.6859 | 7397.6859 | 7397.6859 | 7397.6859 | 7397.6859 | 7397.6859 | 7397.6859 | 7397.6859 | 7397.6859 | 7397.6859 | 7397.6859 | 7397.6859 | 7397.6859 | 7397.6859 | 7397.6859 | 7397.6859 | 7397.6859 | 7397.6859 | 7397.6859 | 7397.6859 | 7397.6859 | 7397.6859 | 7397.6859 | 7397.6859 | 7397.6859 | 7397.6859 | 7397.6859 | 7397.6859 | 7397.6859
RC1HyerNSD33 | R&D | Conservative | 100 | Hydropower | NSD3 | Hydropower - NSD 3 | 7436.0822 | 7436.0822 | 7436.0822 | 7436.0822 | 7436.0822 | 7436.0822 | 7436.0822 | 7436.0822 | 7436.0822 | 7436.0822 | 7436.0822 | 7436.0822 | 7436.0822 | 7436.0822 | 7436.0822 | 7436.0822 | 7436.0822 | 7436.0822 | 7436.0822 | 7436.0822 | 7436.0822 | 7436.0822 | 7436.0822 | 7436.0822 | 7436.0822 | 7436.0822 | 7436.0822 | 7436.0822 | 7436.0822 | 7436.0822
RA1HyerNSD44 | R&D | Advanced | 100 | Hydropower | NSD4 | Hydropower - NSD 4 | 6493.2398 | 6493.2398 | 6493.2398 | 6493.2398 | 6493.2398 | 6493.2398 | 6493.2398 | 6493.2398 | 6493.2398 | 6493.2398 | 6493.2398 | 6493.2398 | 6493.2398 | 6493.2398 | 6493.2398 | 6493.2398 | 6493.2398 | 6493.2398 | 6493.2398 | 6493.2398 | 6493.2398 | 6493.2398 | 6493.2398 | 6493.2398 | 6493.2398 | 6493.2398 | 6493.2398 | 6493.2398 | 6493.2398 | 6493.2398
RM1HyerNSD44 | R&D | Moderate | 100 | Hydropower | NSD4 | Hydropower - NSD 4 | 6659.6238 | 6659.6238 | 6659.6238 | 6659.6238 | 6659.6238 | 6659.6238 | 6659.6238 | 6659.6238 | 6659.6238 | 6659.6238 | 6659.6238 | 6659.6238 | 6659.6238 | 6659.6238 | 6659.6238 | 6659.6238 | 6659.6238 | 6659.6238 | 6659.6238 | 6659.6238 | 6659.6238 | 6659.6238 | 6659.6238 | 6659.6238 | 6659.6238 | 6659.6238 | 6659.6238 | 6659.6238 | 6659.6238 | 6659.6238
RC1HyerNSD44 | R&D | Conservative | 100 | Hydropower | NSD4 | Hydropower - NSD 4 | 6693.7538 | 6693.7538 | 6693.7538 | 6693.7538 | 6693.7538 | 6693.7538 | 6693.7538 | 6693.7538 | 6693.7538 | 6693.7538 | 6693.7538 | 6693.7538 | 6693.7538 | 6693.7538 | 6693.7538 | 6693.7538 | 6693.7538 | 6693.7538 | 6693.7538 | 6693.7538 | 6693.7538 | 6693.7538 | 6693.7538 | 6693.7538 | 6693.7538 | 6693.7538 | 6693.7538 | 6693.7538 | 6693.7538 | 6693.7538
RA*Coge1Hr Be | R&D | Advanced | * | Commercial Battery Storage | 1Hr Battery Storage | Commercial Battery Storage 1Hr | 1225.2198 | 1582.0524 | 1138.1251 | 1074.2367 | 1019.5788 | 982.8433 | 946.1078 | 909.3723 | 872.6368 | 835.9013 | 820.1821 | 804.4629 | 788.7437 | 773.0245 | 757.3053 | 741.5861 | 725.8669 | 710.1477 | 694.4285 | 678.7093 | 662.9901 | 647.2709 | 631.5517 | 615.8325 | 600.1133 | 584.3941 | 568.6749 | 552.9557 | 537.2365 | 521.5173
RM*Coge1Hr Be | R&D | Moderate | * | Commercial Battery Storage | 1Hr Battery Storage | Commercial Battery Storage 1Hr | 1225.2198 | 1582.0524 | 1472.7684 | 1377.1104 | 1319.5811 | 1277.1377 | 1235.7925 | 1197.1562 | 1162.0961 | 1128.0509 | 1113.9503 | 1099.8497 | 1085.749 | 1071.6484 | 1057.5477 | 1043.4471 | 1029.3465 | 1015.2458 | 1001.1452 | 987.0446 | 972.9439 | 958.8433 | 944.7426 | 930.642 | 916.5414 | 902.4407 | 888.3401 | 874.2395 | 860.1388 | 846.0382
RC*Coge1Hr Be | R&D | Conservative | * | Commercial Battery Storage | 1Hr Battery Storage | Commercial Battery Storage 1Hr | 1225.2198 | 1582.0524 | 1640.647 | 1652.3659 | 1628.9281 | 1567.9898 | 1507.0514 | 1446.1131 | 1385.1748 | 1324.2365 | 1320.455 | 1316.6735 | 1312.892 | 1309.1105 | 1305.329 | 1301.5476 | 1297.7661 | 1293.9846 | 1290.2031 | 1286.4216 | 1282.6401 | 1278.8586 | 1275.0771 | 1271.2956 | 1267.5142 | 1263.7327 | 1259.9512 | 1256.1697 | 1252.3882 | 1248.6067
RA*Coge2Hr Be | R&D | Advanced | * | Commercial Battery Storage | 2Hr Battery Storage | Commercial Battery Storage 2Hr | 1459.8427 | 1846.3761 | 1328.279 | 1253.7163 | 1189.9264 | 1147.0532 | 1104.1801 | 1061.3069 | 1018.4338 | 975.5606 | 957.2151 | 938.8696 | 920.5241 | 902.1786 | 883.8331 | 865.4876 | 847.1421 | 828.7966 | 810.4511 | 792.1056 | 773.7601 | 755.4146 | 737.0691 | 718.7236 | 700.378 | 682.0325 | 663.687 | 645.3415 | 626.996 | 608.6505
RM*Coge2Hr Be | R&D | Moderate | * | Commercial Battery Storage | 2Hr Battery Storage | Commercial Battery Storage 2Hr | 1459.8427 | 1846.3761 | 1714.03 | 1596.2739 | 1528.2986 | 1474.4194 | 1422.6422 | 1374.4124 | 1330.6836 | 1288.6728 | 1272.5644 | 1256.4559 | 1240.3475 | 1224.2391 | 1208.1307 | 1192.0223 | 1175.9139 | 1159.8055 | 1143.6971 | 1127.5887 | 1111.4803 | 1095.3719 | 1079.2634 | 1063.155 | 1047.0466 | 1030.9382 | 1014.8298 | 998.7214 | 982.613 | 966.5046
RC*Coge2Hr Be | R&D | Conservative | * | Commercial Battery Storage | 2Hr Battery Storage | Commercial Battery Storage 2Hr | 1459.8427 | 1846.3761 | 1914.7604 | 1928.4372 | 1901.0835 | 1829.9638 | 1758.8442 | 1687.7245 | 1616.6048 | 1545.4852 | 1541.0719 | 1536.6586 | 1532.2453 | 1527.832 | 1523.4187 | 1519.0054 | 1514.5922 | 1510.1789 | 1505.7656 | 1501.3523 | 1496.939 | 1492.5257 | 1488.1124 | 1483.6991 | 1479.2859 | 1474.8726 | 1470.4593 | 1466.046 | 1461.6327 | 1457.2194
RA*Coge4Hr Be | R&D | Advanced | * | Commercial Battery Storage | 4Hr Battery Storage | Commercial Battery Storage 4Hr | 1929.0886 | 2375.0233 | 1708.5866 | 1612.6755 | 1530.6215 | 1475.4731 | 1420.3247 | 1365.1762 | 1310.0278 | 1254.8794 | 1231.2813 | 1207.6831 | 1184.085 | 1160.4869 | 1136.8888 | 1113.2907 | 1089.6925 | 1066.0944 | 1042.4963 | 1018.8982 | 995.3001 | 971.7019 | 948.1038 | 924.5057 | 900.9076 | 877.3095 | 853.7113 | 830.1132 | 806.5151 | 782.917
RM*Coge4Hr Be | R&D | Moderate | * | Commercial Battery Storage | 4Hr Battery Storage | Commercial Battery Storage 4Hr | 1929.0886 | 2375.0233 | 2196.5533 | 2034.6009 | 1945.7335 | 1868.9829 | 1796.3417 | 1728.9246 | 1667.8588 | 1609.9165 | 1589.7925 | 1569.6685 | 1549.5446 | 1529.4206 | 1509.2967 | 1489.1727 | 1469.0488 | 1448.9248 | 1428.8009 | 1408.6769 | 1388.5529 | 1368.429 | 1348.305 | 1328.1811 | 1308.0571 | 1287.9332 | 1267.8092 | 1247.6853 | 1227.5613 | 1207.4373
RC*Coge4Hr Be | R&D | Conservative | * | Commercial Battery Storage | 4Hr Battery Storage | Commercial Battery Storage 4Hr | 1929.0886 | 2375.0233 | 2462.9872 | 2480.5799 | 2445.3944 | 2353.912 | 2262.4296 | 2170.9473 | 2079.4649 | 1987.9825 | 1982.3056 | 1976.6287 | 1970.9519 | 1965.275 | 1959.5981 | 1953.9212 | 1948.2443 | 1942.5674 | 1936.8906 | 1931.2137 | 1925.5368 | 1919.8599 | 1914.183 | 1908.5062 | 1902.8293 | 1897.1524 | 1891.4755 | 1885.7986 | 1880.1217 | 1874.4449
RA*Coge6Hr Be | R&D | Advanced | * | Commercial Battery Storage | 6Hr Battery Storage | Commercial Battery Storage 6Hr | 2398.3344 | 2903.6706 | 2088.8943 | 1971.6347 | 1871.3167 | 1803.893 | 1736.4692 | 1669.0455 | 1601.6218 | 1534.1981 | 1505.3474 | 1476.4967 | 1447.6459 | 1418.7952 | 1389.9445 | 1361.0937 | 1332.243 | 1303.3923 | 1274.5415 | 1245.6908 | 1216.8401 | 1187.9893 | 1159.1386 | 1130.2879 | 1101.4371 | 1072.5864 | 1043.7357 | 1014.8849 | 986.0342 | 957.1835
RM*Coge6Hr Be | R&D | Moderate | * | Commercial Battery Storage | 6Hr Battery Storage | Commercial Battery Storage 6Hr | 2398.3344 | 2903.6706 | 2679.0766 | 2472.9278 | 2363.1684 | 2263.5464 | 2170.0411 | 2083.4369 | 2005.034 | 1931.1601 | 1907.0206 | 1882.8811 | 1858.7416 | 1834.6021 | 1810.4626 | 1786.3231 | 1762.1836 | 1738.0441 | 1713.9046 | 1689.7651 | 1665.6256 | 1641.4861 | 1617.3466 | 1593.2071 | 1569.0676 | 1544.9281 | 1520.7886 | 1496.6491 | 1472.5096 | 1448.3701
RC*Coge6Hr Be | R&D | Conservative | * | Commercial Battery Storage | 6Hr Battery Storage | Commercial Battery Storage 6Hr | 2398.3344 | 2903.6706 | 3011.214 | 3032.7226 | 2989.7053 | 2877.8602 | 2766.0151 | 2654.17 | 2542.3249 | 2430.4798 | 2423.5394 | 2416.5989 | 2409.6584 | 2402.7179 | 2395.7775 | 2388.837 | 2381.8965 | 2374.956 | 2368.0155 | 2361.0751 | 2354.1346 | 2347.1941 | 2340.2536 | 2333.3132 | 2326.3727 | 2319.4322 | 2312.4917 | 2305.5512 | 2298.6108 | 2291.6703
RA*Coge8Hr Be | R&D | Advanced | * | Commercial Battery Storage | 8Hr Battery Storage | Commercial Battery Storage 8Hr | 2867.5803 | 3432.3179 | 2469.202 | 2330.5939 | 2212.0118 | 2132.3128 | 2052.6138 | 1972.9148 | 1893.2159 | 1813.5169 | 1779.4135 | 1745.3102 | 1711.2068 | 1677.1035 | 1643.0001 | 1608.8968 | 1574.7935 | 1540.6901 | 1506.5868 | 1472.4834 | 1438.3801 | 1404.2767 | 1370.1734 | 1336.07 | 1301.9667 | 1267.8633 | 1233.76 | 1199.6566 | 1165.5533 | 1131.4499
RM*Coge8Hr Be | R&D | Moderate | * | Commercial Battery Storage | 8Hr Battery Storage | Commercial Battery Storage 8Hr | 2867.5803 | 3432.3179 | 3161.5999 | 2911.2548 | 2780.6033 | 2658.1099 | 2543.7406 | 2437.9492 | 2342.2092 | 2252.4038 | 2224.2488 | 2196.0937 | 2167.9387 | 2139.7836 | 2111.6286 | 2083.4735 | 2055.3185 | 2027.1635 | 1999.0084 | 1970.8534 | 1942.6983 | 1914.5433 | 1886.3882 | 1858.2332 | 1830.0781 | 1801.9231 | 1773.768 | 1745.613 | 1717.4579 | 1689.3029
RC*Coge8Hr Be | R&D | Conservative | * | Commercial Battery Storage | 8Hr Battery Storage | Commercial Battery Storage 8Hr | 2867.5803 | 3432.3179 | 3559.4408 | 3584.8653 | 3534.0162 | 3401.8084 | 3269.6006 | 3137.3928 | 3005.185 | 2872.9772 | 2864.7731 | 2856.569 | 2848.365 | 2840.1609 | 2831.9568 | 2823.7527 | 2815.5487 | 2807.3446 | 2799.1405 | 2790.9365 | 2782.7324 | 2774.5283 | 2766.3242 | 2758.1202 | 2749.9161 | 2741.712 | 2733.5079 | 2725.3039 | 2717.0998 | 2708.8957
RA*RegeShorte | R&D | Advanced | * | Residential Battery Storage | ShortDurationResStorage | Residential Battery Storage - 5 kW - 12.5 kWh | 3681.1685 | 3706.7095 | 2666.5988 | 2516.9098 | 2388.8478 | 2302.7774 | 2216.707 | 2130.6366 | 2044.5662 | 1958.4958 | 1921.6661 | 1884.8365 | 1848.0068 | 1811.1771 | 1774.3474 | 1737.5177 | 1700.688 | 1663.8583 | 1627.0286 | 1590.1989 | 1553.3692 | 1516.5395 | 1479.7099 | 1442.8802 | 1406.0505 | 1369.2208 | 1332.3911 | 1295.5614 | 1258.7317 | 1221.902
RM*RegeShorte | R&D | Moderate | * | Residential Battery Storage | ShortDurationResStorage | Residential Battery Storage - 5 kW - 12.5 kWh | 3681.1685 | 3706.7095 | 3507.7773 | 3326.0059 | 3157.7516 | 3060.6969 | 2973.8279 | 2897.7313 | 2823.3128 | 2755.6757 | 2721.2297 | 2686.7838 | 2652.3378 | 2617.8919 | 2583.4459 | 2549 | 2514.554 | 2480.1081 | 2445.6622 | 2411.2162 | 2376.7703 | 2342.3243 | 2307.8784 | 2273.4324 | 2238.9865 | 2204.5405 | 2170.0946 | 2135.6486 | 2101.2027 | 2066.7567
RC*RegeShorte | R&D | Conservative | * | Residential Battery Storage | ShortDurationResStorage | Residential Battery Storage - 5 kW - 12.5 kWh | 3681.1685 | 3706.7095 | 3843.995 | 3871.4521 | 3816.5379 | 3673.761 | 3530.984 | 3388.207 | 3245.4301 | 3102.6531 | 3093.7932 | 3084.9333 | 3076.0733 | 3067.2134 | 3058.3535 | 3049.4935 | 3040.6336 | 3031.7736 | 3022.9137 | 3014.0538 | 3005.1938 | 2996.3339 | 2987.474 | 2978.614 | 2969.7541 | 2960.8942 | 2952.0342 | 2943.1743 | 2934.3144 | 2925.4544
RA*Rege5kW/2e | R&D | Advanced | * | Residential Battery Storage | 5kW/20kWh Battery Storage | Residential Battery Storage - 5 kW - 20 kWh | 4758.0844 | 4602.7102 | 3311.1797 | 3125.3073 | 2966.2897 | 2859.414 | 2752.5383 | 2645.6627 | 2538.787 | 2431.9113 | 2386.179 | 2340.4467 | 2294.7144 | 2248.9821 | 2203.2498 | 2157.5174 | 2111.7851 | 2066.0528 | 2020.3205 | 1974.5882 | 1928.8559 | 1883.1236 | 1837.3913 | 1791.6589 | 1745.9266 | 1700.1943 | 1654.462 | 1608.7297 | 1562.9974 | 1517.2651
RM*Rege5kW/2e | R&D | Moderate | * | Residential Battery Storage | 5kW/20kWh Battery Storage | Residential Battery Storage - 5 kW - 20 kWh | 4758.0844 | 4602.7102 | 4328.4308 | 4074.7534 | 3837.2721 | 3707.2377 | 3591.2424 | 3490.4583 | 3392.7585 | 3304.0942 | 3262.793 | 3221.4918 | 3180.1907 | 3138.8895 | 3097.5883 | 3056.2871 | 3014.9859 | 2973.6848 | 2932.3836 | 2891.0824 | 2849.7812 | 2808.4801 | 2767.1789 | 2725.8777 | 2684.5765 | 2643.2754 | 2601.9742 | 2560.673 | 2519.3718 | 2478.0706
RC*Rege5kW/2e | R&D | Conservative | * | Residential Battery Storage | 5kW/20kWh Battery Storage | Residential Battery Storage - 5 kW - 20 kWh | 4758.0844 | 4602.7102 | 4773.1809 | 4807.2751 | 4739.0868 | 4561.7972 | 4384.5076 | 4207.218 | 4029.9285 | 3852.6389 | 3841.6373 | 3830.6357 | 3819.6341 | 3808.6325 | 3797.6309 | 3786.6293 | 3775.6277 | 3764.6261 | 3753.6245 | 3742.6229 | 3731.6214 | 3720.6198 | 3709.6182 | 3698.6166 | 3687.615 | 3676.6134 | 3665.6118 | 3654.6102 | 3643.6086 | 3632.607
RA3UtryClass1 | R&D | Advanced | 30 | Utility-Scale PV-Plus-Battery | Class1 | PV+Storage - Class 1 | 2101.7236 | 2290.6244 | 1950.8672 | 1856.9592 | 1769.0227 | 1688.4458 | 1607.8692 | 1527.292 | 1446.7145 | 1366.1463 | 1304.4557 | 1242.765 | 1181.0654 | 1119.3748 | 1057.6937 | 1041.7185 | 1025.7522 | 1009.786 | 993.8198 | 977.8444 | 961.8782 | 945.9218 | 929.9556 | 913.9801 | 898.0139 | 882.0477 | 866.0815 | 850.106 | 834.1398 | 818.1837
RM3UtryClass1 | R&D | Moderate | 30 | Utility-Scale PV-Plus-Battery | Class1 | PV+Storage - Class 1 | 2101.7236 | 2290.6244 | 2212.714 | 2130.0824 | 1975.2422 | 1909.9751 | 1844.706 | 1779.4347 | 1714.161 | 1648.8845 | 1599.6181 | 1550.352 | 1501.0863 | 1451.821 | 1402.556 | 1379.8029 | 1357.0503 | 1334.298 | 1311.5462 | 1288.7949 | 1266.044 | 1243.2937 | 1220.5438 | 1197.7945 | 1175.0458 | 1152.2976 | 1129.5501 | 1106.8033 | 1084.0571 | 1061.3117
RC3UtryClass1 | R&D | Conservative | 30 | Utility-Scale PV-Plus-Battery | Class1 | PV+Storage - Class 1 | 2101.7236 | 2290.6244 | 2309.2414 | 2297.5271 | 2263.0695 | 2204.3151 | 2145.5611 | 2086.8078 | 2028.0551 | 1969.3031 | 1944.1478 | 1918.9925 | 1893.8373 | 1868.682 | 1843.5268 | 1820.9158 | 1798.3048 | 1775.6938 | 1753.0828 | 1730.4719 | 1707.8609 | 1685.2499 | 1662.6389 | 1640.0279 | 1617.4169 | 1594.806 | 1572.195 | 1549.584 | 1526.973 | 1504.362
RA3UtryClass2 | R&D | Advanced | 30 | Utility-Scale PV-Plus-Battery | Class2 | PV+Storage - Class 2 | 2101.7236 | 2290.6244 | 1950.8672 | 1856.9592 | 1769.0227 | 1688.4458 | 1607.8692 | 1527.292 | 1446.7145 | 1366.1463 | 1304.4557 | 1242.765 | 1181.0654 | 1119.3748 | 1057.6937 | 1041.7185 | 1025.7522 | 1009.786 | 993.8198 | 977.8444 | 961.8782 | 945.9218 | 929.9556 | 913.9801 | 898.0139 | 882.0477 | 866.0815 | 850.106 | 834.1398 | 818.1837
RM3UtryClass2 | R&D | Moderate | 30 | Utility-Scale PV-Plus-Battery | Class2 | PV+Storage - Class 2 | 2101.7236 | 2290.6244 | 2212.714 | 2130.0824 | 1975.2422 | 1909.9751 | 1844.706 | 1779.4347 | 1714.161 | 1648.8845 | 1599.6181 | 1550.352 | 1501.0863 | 1451.821 | 1402.556 | 1379.8029 | 1357.0503 | 1334.298 | 1311.5462 | 1288.7949 | 1266.044 | 1243.2937 | 1220.5438 | 1197.7945 | 1175.0458 | 1152.2976 | 1129.5501 | 1106.8033 | 1084.0571 | 1061.3117
RC3UtryClass2 | R&D | Conservative | 30 | Utility-Scale PV-Plus-Battery | Class2 | PV+Storage - Class 2 | 2101.7236 | 2290.6244 | 2309.2414 | 2297.5271 | 2263.0695 | 2204.3151 | 2145.5611 | 2086.8078 | 2028.0551 | 1969.3031 | 1944.1478 | 1918.9925 | 1893.8373 | 1868.682 | 1843.5268 | 1820.9158 | 1798.3048 | 1775.6938 | 1753.0828 | 1730.4719 | 1707.8609 | 1685.2499 | 1662.6389 | 1640.0279 | 1617.4169 | 1594.806 | 1572.195 | 1549.584 | 1526.973 | 1504.362
RA3UtryClass3 | R&D | Advanced | 30 | Utility-Scale PV-Plus-Battery | Class3 | PV+Storage - Class 3 | 2101.7236 | 2290.6244 | 1950.8672 | 1856.9592 | 1769.0227 | 1688.4458 | 1607.8692 | 1527.292 | 1446.7145 | 1366.1463 | 1304.4557 | 1242.765 | 1181.0654 | 1119.3748 | 1057.6937 | 1041.7185 | 1025.7522 | 1009.786 | 993.8198 | 977.8444 | 961.8782 | 945.9218 | 929.9556 | 913.9801 | 898.0139 | 882.0477 | 866.0815 | 850.106 | 834.1398 | 818.1837
RM3UtryClass3 | R&D | Moderate | 30 | Utility-Scale PV-Plus-Battery | Class3 | PV+Storage - Class 3 | 2101.7236 | 2290.6244 | 2212.714 | 2130.0824 | 1975.2422 | 1909.9751 | 1844.706 | 1779.4347 | 1714.161 | 1648.8845 | 1599.6181 | 1550.352 | 1501.0863 | 1451.821 | 1402.556 | 1379.8029 | 1357.0503 | 1334.298 | 1311.5462 | 1288.7949 | 1266.044 | 1243.2937 | 1220.5438 | 1197.7945 | 1175.0458 | 1152.2976 | 1129.5501 | 1106.8033 | 1084.0571 | 1061.3117
RC3UtryClass3 | R&D | Conservative | 30 | Utility-Scale PV-Plus-Battery | Class3 | PV+Storage - Class 3 | 2101.7236 | 2290.6244 | 2309.2414 | 2297.5271 | 2263.0695 | 2204.3151 | 2145.5611 | 2086.8078 | 2028.0551 | 1969.3031 | 1944.1478 | 1918.9925 | 1893.8373 | 1868.682 | 1843.5268 | 1820.9158 | 1798.3048 | 1775.6938 | 1753.0828 | 1730.4719 | 1707.8609 | 1685.2499 | 1662.6389 | 1640.0279 | 1617.4169 | 1594.806 | 1572.195 | 1549.584 | 1526.973 | 1504.362
RA3UtryClass4 | R&D | Advanced | 30 | Utility-Scale PV-Plus-Battery | Class4 | PV+Storage - Class 4 | 2101.7236 | 2290.6244 | 1950.8672 | 1856.9592 | 1769.0227 | 1688.4458 | 1607.8692 | 1527.292 | 1446.7145 | 1366.1463 | 1304.4557 | 1242.765 | 1181.0654 | 1119.3748 | 1057.6937 | 1041.7185 | 1025.7522 | 1009.786 | 993.8198 | 977.8444 | 961.8782 | 945.9218 | 929.9556 | 913.9801 | 898.0139 | 882.0477 | 866.0815 | 850.106 | 834.1398 | 818.1837
RM3UtryClass4 | R&D | Moderate | 30 | Utility-Scale PV-Plus-Battery | Class4 | PV+Storage - Class 4 | 2101.7236 | 2290.6244 | 2212.714 | 2130.0824 | 1975.2422 | 1909.9751 | 1844.706 | 1779.4347 | 1714.161 | 1648.8845 | 1599.6181 | 1550.352 | 1501.0863 | 1451.821 | 1402.556 | 1379.8029 | 1357.0503 | 1334.298 | 1311.5462 | 1288.7949 | 1266.044 | 1243.2937 | 1220.5438 | 1197.7945 | 1175.0458 | 1152.2976 | 1129.5501 | 1106.8033 | 1084.0571 | 1061.3117
RC3UtryClass4 | R&D | Conservative | 30 | Utility-Scale PV-Plus-Battery | Class4 | PV+Storage - Class 4 | 2101.7236 | 2290.6244 | 2309.2414 | 2297.5271 | 2263.0695 | 2204.3151 | 2145.5611 | 2086.8078 | 2028.0551 | 1969.3031 | 1944.1478 | 1918.9925 | 1893.8373 | 1868.682 | 1843.5268 | 1820.9158 | 1798.3048 | 1775.6938 | 1753.0828 | 1730.4719 | 1707.8609 | 1685.2499 | 1662.6389 | 1640.0279 | 1617.4169 | 1594.806 | 1572.195 | 1549.584 | 1526.973 | 1504.362
RA3UtryClass5 | R&D | Advanced | 30 | Utility-Scale PV-Plus-Battery | Class5 | PV+Storage - Class 5 | 2101.7236 | 2290.6244 | 1950.8672 | 1856.9592 | 1769.0227 | 1688.4458 | 1607.8692 | 1527.292 | 1446.7145 | 1366.1463 | 1304.4557 | 1242.765 | 1181.0654 | 1119.3748 | 1057.6937 | 1041.7185 | 1025.7522 | 1009.786 | 993.8198 | 977.8444 | 961.8782 | 945.9218 | 929.9556 | 913.9801 | 898.0139 | 882.0477 | 866.0815 | 850.106 | 834.1398 | 818.1837
RM3UtryClass5 | R&D | Moderate | 30 | Utility-Scale PV-Plus-Battery | Class5 | PV+Storage - Class 5 | 2101.7236 | 2290.6244 | 2212.714 | 2130.0824 | 1975.2422 | 1909.9751 | 1844.706 | 1779.4347 | 1714.161 | 1648.8845 | 1599.6181 | 1550.352 | 1501.0863 | 1451.821 | 1402.556 | 1379.8029 | 1357.0503 | 1334.298 | 1311.5462 | 1288.7949 | 1266.044 | 1243.2937 | 1220.5438 | 1197.7945 | 1175.0458 | 1152.2976 | 1129.5501 | 1106.8033 | 1084.0571 | 1061.3117
RC3UtryClass5 | R&D | Conservative | 30 | Utility-Scale PV-Plus-Battery | Class5 | PV+Storage - Class 5 | 2101.7236 | 2290.6244 | 2309.2414 | 2297.5271 | 2263.0695 | 2204.3151 | 2145.5611 | 2086.8078 | 2028.0551 | 1969.3031 | 1944.1478 | 1918.9925 | 1893.8373 | 1868.682 | 1843.5268 | 1820.9158 | 1798.3048 | 1775.6938 | 1753.0828 | 1730.4719 | 1707.8609 | 1685.2499 | 1662.6389 | 1640.0279 | 1617.4169 | 1594.806 | 1572.195 | 1549.584 | 1526.973 | 1504.362
RA3UtryClass6 | R&D | Advanced | 30 | Utility-Scale PV-Plus-Battery | Class6 | PV+Storage - Class 6 | 2101.7236 | 2290.6244 | 1950.8672 | 1856.9592 | 1769.0227 | 1688.4458 | 1607.8692 | 1527.292 | 1446.7145 | 1366.1463 | 1304.4557 | 1242.765 | 1181.0654 | 1119.3748 | 1057.6937 | 1041.7185 | 1025.7522 | 1009.786 | 993.8198 | 977.8444 | 961.8782 | 945.9218 | 929.9556 | 913.9801 | 898.0139 | 882.0477 | 866.0815 | 850.106 | 834.1398 | 818.1837
RM3UtryClass6 | R&D | Moderate | 30 | Utility-Scale PV-Plus-Battery | Class6 | PV+Storage - Class 6 | 2101.7236 | 2290.6244 | 2212.714 | 2130.0824 | 1975.2422 | 1909.9751 | 1844.706 | 1779.4347 | 1714.161 | 1648.8845 | 1599.6181 | 1550.352 | 1501.0863 | 1451.821 | 1402.556 | 1379.8029 | 1357.0503 | 1334.298 | 1311.5462 | 1288.7949 | 1266.044 | 1243.2937 | 1220.5438 | 1197.7945 | 1175.0458 | 1152.2976 | 1129.5501 | 1106.8033 | 1084.0571 | 1061.3117
RC3UtryClass6 | R&D | Conservative | 30 | Utility-Scale PV-Plus-Battery | Class6 | PV+Storage - Class 6 | 2101.7236 | 2290.6244 | 2309.2414 | 2297.5271 | 2263.0695 | 2204.3151 | 2145.5611 | 2086.8078 | 2028.0551 | 1969.3031 | 1944.1478 | 1918.9925 | 1893.8373 | 1868.682 | 1843.5268 | 1820.9158 | 1798.3048 | 1775.6938 | 1753.0828 | 1730.4719 | 1707.8609 | 1685.2499 | 1662.6389 | 1640.0279 | 1617.4169 | 1594.806 | 1572.195 | 1549.584 | 1526.973 | 1504.362
RA3UtryClass7 | R&D | Advanced | 30 | Utility-Scale PV-Plus-Battery | Class7 | PV+Storage - Class 7 | 2101.7236 | 2290.6244 | 1950.8672 | 1856.9592 | 1769.0227 | 1688.4458 | 1607.8692 | 1527.292 | 1446.7145 | 1366.1463 | 1304.4557 | 1242.765 | 1181.0654 | 1119.3748 | 1057.6937 | 1041.7185 | 1025.7522 | 1009.786 | 993.8198 | 977.8444 | 961.8782 | 945.9218 | 929.9556 | 913.9801 | 898.0139 | 882.0477 | 866.0815 | 850.106 | 834.1398 | 818.1837
RM3UtryClass7 | R&D | Moderate | 30 | Utility-Scale PV-Plus-Battery | Class7 | PV+Storage - Class 7 | 2101.7236 | 2290.6244 | 2212.714 | 2130.0824 | 1975.2422 | 1909.9751 | 1844.706 | 1779.4347 | 1714.161 | 1648.8845 | 1599.6181 | 1550.352 | 1501.0863 | 1451.821 | 1402.556 | 1379.8029 | 1357.0503 | 1334.298 | 1311.5462 | 1288.7949 | 1266.044 | 1243.2937 | 1220.5438 | 1197.7945 | 1175.0458 | 1152.2976 | 1129.5501 | 1106.8033 | 1084.0571 | 1061.3117
RC3UtryClass7 | R&D | Conservative | 30 | Utility-Scale PV-Plus-Battery | Class7 | PV+Storage - Class 7 | 2101.7236 | 2290.6244 | 2309.2414 | 2297.5271 | 2263.0695 | 2204.3151 | 2145.5611 | 2086.8078 | 2028.0551 | 1969.3031 | 1944.1478 | 1918.9925 | 1893.8373 | 1868.682 | 1843.5268 | 1820.9158 | 1798.3048 | 1775.6938 | 1753.0828 | 1730.4719 | 1707.8609 | 1685.2499 | 1662.6389 | 1640.0279 | 1617.4169 | 1594.806 | 1572.195 | 1549.584 | 1526.973 | 1504.362
RA3UtryClass8 | R&D | Advanced | 30 | Utility-Scale PV-Plus-Battery | Class8 | PV+Storage - Class 8 | 2101.7236 | 2290.6244 | 1950.8672 | 1856.9592 | 1769.0227 | 1688.4458 | 1607.8692 | 1527.292 | 1446.7145 | 1366.1463 | 1304.4557 | 1242.765 | 1181.0654 | 1119.3748 | 1057.6937 | 1041.7185 | 1025.7522 | 1009.786 | 993.8198 | 977.8444 | 961.8782 | 945.9218 | 929.9556 | 913.9801 | 898.0139 | 882.0477 | 866.0815 | 850.106 | 834.1398 | 818.1837
RM3UtryClass8 | R&D | Moderate | 30 | Utility-Scale PV-Plus-Battery | Class8 | PV+Storage - Class 8 | 2101.7236 | 2290.6244 | 2212.714 | 2130.0824 | 1975.2422 | 1909.9751 | 1844.706 | 1779.4347 | 1714.161 | 1648.8845 | 1599.6181 | 1550.352 | 1501.0863 | 1451.821 | 1402.556 | 1379.8029 | 1357.0503 | 1334.298 | 1311.5462 | 1288.7949 | 1266.044 | 1243.2937 | 1220.5438 | 1197.7945 | 1175.0458 | 1152.2976 | 1129.5501 | 1106.8033 | 1084.0571 | 1061.3117
RC3UtryClass8 | R&D | Conservative | 30 | Utility-Scale PV-Plus-Battery | Class8 | PV+Storage - Class 8 | 2101.7236 | 2290.6244 | 2309.2414 | 2297.5271 | 2263.0695 | 2204.3151 | 2145.5611 | 2086.8078 | 2028.0551 | 1969.3031 | 1944.1478 | 1918.9925 | 1893.8373 | 1868.682 | 1843.5268 | 1820.9158 | 1798.3048 | 1775.6938 | 1753.0828 | 1730.4719 | 1707.8609 | 1685.2499 | 1662.6389 | 1640.0279 | 1617.4169 | 1594.806 | 1572.195 | 1549.584 | 1526.973 | 1504.362
RA3UtryClass9 | R&D | Advanced | 30 | Utility-Scale PV-Plus-Battery | Class9 | PV+Storage - Class 9 | 2101.7236 | 2290.6244 | 1950.8672 | 1856.9592 | 1769.0227 | 1688.4458 | 1607.8692 | 1527.292 | 1446.7145 | 1366.1463 | 1304.4557 | 1242.765 | 1181.0654 | 1119.3748 | 1057.6937 | 1041.7185 | 1025.7522 | 1009.786 | 993.8198 | 977.8444 | 961.8782 | 945.9218 | 929.9556 | 913.9801 | 898.0139 | 882.0477 | 866.0815 | 850.106 | 834.1398 | 818.1837
RM3UtryClass9 | R&D | Moderate | 30 | Utility-Scale PV-Plus-Battery | Class9 | PV+Storage - Class 9 | 2101.7236 | 2290.6244 | 2212.714 | 2130.0824 | 1975.2422 | 1909.9751 | 1844.706 | 1779.4347 | 1714.161 | 1648.8845 | 1599.6181 | 1550.352 | 1501.0863 | 1451.821 | 1402.556 | 1379.8029 | 1357.0503 | 1334.298 | 1311.5462 | 1288.7949 | 1266.044 | 1243.2937 | 1220.5438 | 1197.7945 | 1175.0458 | 1152.2976 | 1129.5501 | 1106.8033 | 1084.0571 | 1061.3117
RC3UtryClass9 | R&D | Conservative | 30 | Utility-Scale PV-Plus-Battery | Class9 | PV+Storage - Class 9 | 2101.7236 | 2290.6244 | 2309.2414 | 2297.5271 | 2263.0695 | 2204.3151 | 2145.5611 | 2086.8078 | 2028.0551 | 1969.3031 | 1944.1478 | 1918.9925 | 1893.8373 | 1868.682 | 1843.5268 | 1820.9158 | 1798.3048 | 1775.6938 | 1753.0828 | 1730.4719 | 1707.8609 | 1685.2499 | 1662.6389 | 1640.0279 | 1617.4169 | 1594.806 | 1572.195 | 1549.584 | 1526.973 | 1504.362
RA3UtryClass0 | R&D | Advanced | 30 | Utility-Scale PV-Plus-Battery | Class10 | PV+Storage - Class 10 | 2101.7236 | 2290.6244 | 1950.8672 | 1856.9592 | 1769.0227 | 1688.4458 | 1607.8692 | 1527.292 | 1446.7145 | 1366.1463 | 1304.4557 | 1242.765 | 1181.0654 | 1119.3748 | 1057.6937 | 1041.7185 | 1025.7522 | 1009.786 | 993.8198 | 977.8444 | 961.8782 | 945.9218 | 929.9556 | 913.9801 | 898.0139 | 882.0477 | 866.0815 | 850.106 | 834.1398 | 818.1837
RM3UtryClass0 | R&D | Moderate | 30 | Utility-Scale PV-Plus-Battery | Class10 | PV+Storage - Class 10 | 2101.7236 | 2290.6244 | 2212.714 | 2130.0824 | 1975.2422 | 1909.9751 | 1844.706 | 1779.4347 | 1714.161 | 1648.8845 | 1599.6181 | 1550.352 | 1501.0863 | 1451.821 | 1402.556 | 1379.8029 | 1357.0503 | 1334.298 | 1311.5462 | 1288.7949 | 1266.044 | 1243.2937 | 1220.5438 | 1197.7945 | 1175.0458 | 1152.2976 | 1129.5501 | 1106.8033 | 1084.0571 | 1061.3117
RC3UtryClass0 | R&D | Conservative | 30 | Utility-Scale PV-Plus-Battery | Class10 | PV+Storage - Class 10 | 2101.7236 | 2290.6244 | 2309.2414 | 2297.5271 | 2263.0695 | 2204.3151 | 2145.5611 | 2086.8078 | 2028.0551 | 1969.3031 | 1944.1478 | 1918.9925 | 1893.8373 | 1868.682 | 1843.5268 | 1820.9158 | 1798.3048 | 1775.6938 | 1753.0828 | 1730.4719 | 1707.8609 | 1685.2499 | 1662.6389 | 1640.0279 | 1617.4169 | 1594.806 | 1572.195 | 1549.584 | 1526.973 | 1504.362
RA*PuerNatlC1 | R&D | Advanced | * | Pumped Storage Hydropower | NatlClass1 | Pumped Storage Hydropower - National Class 1 | 2227.1765 | 2227.1765 | 2204.6798 | 2182.1831 | 2182.1831 | 2159.6863 | 2159.6863 | 2137.1896 | 2114.6929 | 2114.6929 | 2092.1961 | 2092.1961 | 2069.6994 | 2069.6994 | 2047.2027 | 2047.2027 | 2047.2027 | 2024.7059 | 2024.7059 | 2024.7059 | 2024.7059 | 2002.2092 | 2002.2092 | 2002.2092 | 2002.2092 | 2002.2092 | 1979.7125 | 1979.7125 | 1979.7125 | 1979.7125
RM*PuerNatlC1 | R&D | Moderate | * | Pumped Storage Hydropower | NatlClass1 | Pumped Storage Hydropower - National Class 1 | 2249.6733 | 2249.6733 | 2249.6733 | 2249.6733 | 2249.6733 | 2249.6733 | 2249.6733 | 2249.6733 | 2249.6733 | 2249.6733 | 2249.6733 | 2249.6733 | 2249.6733 | 2249.6733 | 2249.6733 | 2249.6733 | 2249.6733 | 2249.6733 | 2249.6733 | 2249.6733 | 2249.6733 | 2249.6733 | 2249.6733 | 2249.6733 | 2249.6733 | 2249.6733 | 2249.6733 | 2249.6733 | 2249.6733 | 2249.6733
RC*PuerNatlC1 | R&D | Conservative | * | Pumped Storage Hydropower | NatlClass1 | Pumped Storage Hydropower - National Class 1 | 2249.6733 | 2249.6733 | 2249.6733 | 2249.6733 | 2249.6733 | 2249.6733 | 2249.6733 | 2249.6733 | 2249.6733 | 2249.6733 | 2249.6733 | 2249.6733 | 2249.6733 | 2249.6733 | 2249.6733 | 2249.6733 | 2249.6733 | 2249.6733 | 2249.6733 | 2249.6733 | 2249.6733 | 2249.6733 | 2249.6733 | 2249.6733 | 2249.6733 | 2249.6733 | 2249.6733 | 2249.6733 | 2249.6733 | 2249.6733
RA*PuerNatlC2 | R&D | Advanced | * | Pumped Storage Hydropower | NatlClass2 | Pumped Storage Hydropower - National Class 2 | 2524.9241 | 2524.9241 | 2499.4198 | 2473.9156 | 2473.9156 | 2448.4113 | 2448.4113 | 2422.907 | 2397.4027 | 2397.4027 | 2371.8984 | 2371.8984 | 2346.3941 | 2346.3941 | 2320.8898 | 2320.8898 | 2320.8898 | 2295.3856 | 2295.3856 | 2295.3856 | 2295.3856 | 2269.8813 | 2269.8813 | 2269.8813 | 2269.8813 | 2269.8813 | 2244.377 | 2244.377 | 2244.377 | 2244.377
RM*PuerNatlC2 | R&D | Moderate | * | Pumped Storage Hydropower | NatlClass2 | Pumped Storage Hydropower - National Class 2 | 2550.4284 | 2550.4284 | 2550.4284 | 2550.4284 | 2550.4284 | 2550.4284 | 2550.4284 | 2550.4284 | 2550.4284 | 2550.4284 | 2550.4284 | 2550.4284 | 2550.4284 | 2550.4284 | 2550.4284 | 2550.4284 | 2550.4284 | 2550.4284 | 2550.4284 | 2550.4284 | 2550.4284 | 2550.4284 | 2550.4284 | 2550.4284 | 2550.4284 | 2550.4284 | 2550.4284 | 2550.4284 | 2550.4284 | 2550.4284
RC*PuerNatlC2 | R&D | Conservative | * | Pumped Storage Hydropower | NatlClass2 | Pumped Storage Hydropower - National Class 2 | 2550.4284 | 2550.4284 | 2550.4284 | 2550.4284 | 2550.4284 | 2550.4284 | 2550.4284 | 2550.4284 | 2550.4284 | 2550.4284 | 2550.4284 | 2550.4284 | 2550.4284 | 2550.4284 | 2550.4284 | 2550.4284 | 2550.4284 | 2550.4284 | 2550.4284 | 2550.4284 | 2550.4284 | 2550.4284 | 2550.4284 | 2550.4284 | 2550.4284 | 2550.4284 | 2550.4284 | 2550.4284 | 2550.4284 | 2550.4284
RA*PuerNatlC3 | R&D | Advanced | * | Pumped Storage Hydropower | NatlClass3 | Pumped Storage Hydropower - National Class 3 | 2710.1434 | 2710.1434 | 2682.7682 | 2655.393 | 2655.393 | 2628.0178 | 2628.0178 | 2600.6426 | 2573.2674 | 2573.2674 | 2545.8922 | 2545.8922 | 2518.5171 | 2518.5171 | 2491.1419 | 2491.1419 | 2491.1419 | 2463.7667 | 2463.7667 | 2463.7667 | 2463.7667 | 2436.3915 | 2436.3915 | 2436.3915 | 2436.3915 | 2436.3915 | 2409.0163 | 2409.0163 | 2409.0163 | 2409.0163
RM*PuerNatlC3 | R&D | Moderate | * | Pumped Storage Hydropower | NatlClass3 | Pumped Storage Hydropower - National Class 3 | 2737.5185 | 2737.5185 | 2737.5185 | 2737.5185 | 2737.5185 | 2737.5185 | 2737.5185 | 2737.5185 | 2737.5185 | 2737.5185 | 2737.5185 | 2737.5185 | 2737.5185 | 2737.5185 | 2737.5185 | 2737.5185 | 2737.5185 | 2737.5185 | 2737.5185 | 2737.5185 | 2737.5185 | 2737.5185 | 2737.5185 | 2737.5185 | 2737.5185 | 2737.5185 | 2737.5185 | 2737.5185 | 2737.5185 | 2737.5185
RC*PuerNatlC3 | R&D | Conservative | * | Pumped Storage Hydropower | NatlClass3 | Pumped Storage Hydropower - National Class 3 | 2737.5185 | 2737.5185 | 2737.5185 | 2737.5185 | 2737.5185 | 2737.5185 | 2737.5185 | 2737.5185 | 2737.5185 | 2737.5185 | 2737.5185 | 2737.5185 | 2737.5185 | 2737.5185 | 2737.5185 | 2737.5185 | 2737.5185 | 2737.5185 | 2737.5185 | 2737.5185 | 2737.5185 | 2737.5185 | 2737.5185 | 2737.5185 | 2737.5185 | 2737.5185 | 2737.5185 | 2737.5185 | 2737.5185 | 2737.5185
RA*PuerNatlC4 | R&D | Advanced | * | Pumped Storage Hydropower | NatlClass4 | Pumped Storage Hydropower - National Class 4 | 2856.9857 | 2856.9857 | 2828.1272 | 2799.2688 | 2799.2688 | 2770.4103 | 2770.4103 | 2741.5519 | 2712.6935 | 2712.6935 | 2683.835 | 2683.835 | 2654.9766 | 2654.9766 | 2626.1181 | 2626.1181 | 2626.1181 | 2597.2597 | 2597.2597 | 2597.2597 | 2597.2597 | 2568.4013 | 2568.4013 | 2568.4013 | 2568.4013 | 2568.4013 | 2539.5428 | 2539.5428 | 2539.5428 | 2539.5428
RM*PuerNatlC4 | R&D | Moderate | * | Pumped Storage Hydropower | NatlClass4 | Pumped Storage Hydropower - National Class 4 | 2885.8441 | 2885.8441 | 2885.8441 | 2885.8441 | 2885.8441 | 2885.8441 | 2885.8441 | 2885.8441 | 2885.8441 | 2885.8441 | 2885.8441 | 2885.8441 | 2885.8441 | 2885.8441 | 2885.8441 | 2885.8441 | 2885.8441 | 2885.8441 | 2885.8441 | 2885.8441 | 2885.8441 | 2885.8441 | 2885.8441 | 2885.8441 | 2885.8441 | 2885.8441 | 2885.8441 | 2885.8441 | 2885.8441 | 2885.8441
RC*PuerNatlC4 | R&D | Conservative | * | Pumped Storage Hydropower | NatlClass4 | Pumped Storage Hydropower - National Class 4 | 2885.8441 | 2885.8441 | 2885.8441 | 2885.8441 | 2885.8441 | 2885.8441 | 2885.8441 | 2885.8441 | 2885.8441 | 2885.8441 | 2885.8441 | 2885.8441 | 2885.8441 | 2885.8441 | 2885.8441 | 2885.8441 | 2885.8441 | 2885.8441 | 2885.8441 | 2885.8441 | 2885.8441 | 2885.8441 | 2885.8441 | 2885.8441 | 2885.8441 | 2885.8441 | 2885.8441 | 2885.8441 | 2885.8441 | 2885.8441
RA*PuerNatlC5 | R&D | Advanced | * | Pumped Storage Hydropower | NatlClass5 | Pumped Storage Hydropower - National Class 5 | 2986.9907 | 2986.9907 | 2956.8191 | 2926.6475 | 2926.6475 | 2896.4758 | 2896.4758 | 2866.3042 | 2836.1326 | 2836.1326 | 2805.961 | 2805.961 | 2775.7894 | 2775.7894 | 2745.6177 | 2745.6177 | 2745.6177 | 2715.4461 | 2715.4461 | 2715.4461 | 2715.4461 | 2685.2745 | 2685.2745 | 2685.2745 | 2685.2745 | 2685.2745 | 2655.1029 | 2655.1029 | 2655.1029 | 2655.1029
RM*PuerNatlC5 | R&D | Moderate | * | Pumped Storage Hydropower | NatlClass5 | Pumped Storage Hydropower - National Class 5 | 3017.1623 | 3017.1623 | 3017.1623 | 3017.1623 | 3017.1623 | 3017.1623 | 3017.1623 | 3017.1623 | 3017.1623 | 3017.1623 | 3017.1623 | 3017.1623 | 3017.1623 | 3017.1623 | 3017.1623 | 3017.1623 | 3017.1623 | 3017.1623 | 3017.1623 | 3017.1623 | 3017.1623 | 3017.1623 | 3017.1623 | 3017.1623 | 3017.1623 | 3017.1623 | 3017.1623 | 3017.1623 | 3017.1623 | 3017.1623
RC*PuerNatlC5 | R&D | Conservative | * | Pumped Storage Hydropower | NatlClass5 | Pumped Storage Hydropower - National Class 5 | 3017.1623 | 3017.1623 | 3017.1623 | 3017.1623 | 3017.1623 | 3017.1623 | 3017.1623 | 3017.1623 | 3017.1623 | 3017.1623 | 3017.1623 | 3017.1623 | 3017.1623 | 3017.1623 | 3017.1623 | 3017.1623 | 3017.1623 | 3017.1623 | 3017.1623 | 3017.1623 | 3017.1623 | 3017.1623 | 3017.1623 | 3017.1623 | 3017.1623 | 3017.1623 | 3017.1623 | 3017.1623 | 3017.1623 | 3017.1623
RA*PuerNatlC6 | R&D | Advanced | * | Pumped Storage Hydropower | NatlClass6 | Pumped Storage Hydropower - National Class 6 | 3111.8662 | 3111.8662 | 3080.4332 | 3049.0002 | 3049.0002 | 3017.5672 | 3017.5672 | 2986.1342 | 2954.7012 | 2954.7012 | 2923.2682 | 2923.2682 | 2891.8352 | 2891.8352 | 2860.4023 | 2860.4023 | 2860.4023 | 2828.9693 | 2828.9693 | 2828.9693 | 2828.9693 | 2797.5363 | 2797.5363 | 2797.5363 | 2797.5363 | 2797.5363 | 2766.1033 | 2766.1033 | 2766.1033 | 2766.1033
RM*PuerNatlC6 | R&D | Moderate | * | Pumped Storage Hydropower | NatlClass6 | Pumped Storage Hydropower - National Class 6 | 3143.2992 | 3143.2992 | 3143.2992 | 3143.2992 | 3143.2992 | 3143.2992 | 3143.2992 | 3143.2992 | 3143.2992 | 3143.2992 | 3143.2992 | 3143.2992 | 3143.2992 | 3143.2992 | 3143.2992 | 3143.2992 | 3143.2992 | 3143.2992 | 3143.2992 | 3143.2992 | 3143.2992 | 3143.2992 | 3143.2992 | 3143.2992 | 3143.2992 | 3143.2992 | 3143.2992 | 3143.2992 | 3143.2992 | 3143.2992
RC*PuerNatlC6 | R&D | Conservative | * | Pumped Storage Hydropower | NatlClass6 | Pumped Storage Hydropower - National Class 6 | 3143.2992 | 3143.2992 | 3143.2992 | 3143.2992 | 3143.2992 | 3143.2992 | 3143.2992 | 3143.2992 | 3143.2992 | 3143.2992 | 3143.2992 | 3143.2992 | 3143.2992 | 3143.2992 | 3143.2992 | 3143.2992 | 3143.2992 | 3143.2992 | 3143.2992 | 3143.2992 | 3143.2992 | 3143.2992 | 3143.2992 | 3143.2992 | 3143.2992 | 3143.2992 | 3143.2992 | 3143.2992 | 3143.2992 | 3143.2992
RA*PuerNatlC7 | R&D | Advanced | * | Pumped Storage Hydropower | NatlClass7 | Pumped Storage Hydropower - National Class 7 | 3225.8841 | 3225.8841 | 3193.2994 | 3160.7147 | 3160.7147 | 3128.1301 | 3128.1301 | 3095.5454 | 3062.9607 | 3062.9607 | 3030.376 | 3030.376 | 2997.7913 | 2997.7913 | 2965.2066 | 2965.2066 | 2965.2066 | 2932.6219 | 2932.6219 | 2932.6219 | 2932.6219 | 2900.0372 | 2900.0372 | 2900.0372 | 2900.0372 | 2900.0372 | 2867.4526 | 2867.4526 | 2867.4526 | 2867.4526
RM*PuerNatlC7 | R&D | Moderate | * | Pumped Storage Hydropower | NatlClass7 | Pumped Storage Hydropower - National Class 7 | 3258.4688 | 3258.4688 | 3258.4688 | 3258.4688 | 3258.4688 | 3258.4688 | 3258.4688 | 3258.4688 | 3258.4688 | 3258.4688 | 3258.4688 | 3258.4688 | 3258.4688 | 3258.4688 | 3258.4688 | 3258.4688 | 3258.4688 | 3258.4688 | 3258.4688 | 3258.4688 | 3258.4688 | 3258.4688 | 3258.4688 | 3258.4688 | 3258.4688 | 3258.4688 | 3258.4688 | 3258.4688 | 3258.4688 | 3258.4688
RC*PuerNatlC7 | R&D | Conservative | * | Pumped Storage Hydropower | NatlClass7 | Pumped Storage Hydropower - National Class 7 | 3258.4688 | 3258.4688 | 3258.4688 | 3258.4688 | 3258.4688 | 3258.4688 | 3258.4688 | 3258.4688 | 3258.4688 | 3258.4688 | 3258.4688 | 3258.4688 | 3258.4688 | 3258.4688 | 3258.4688 | 3258.4688 | 3258.4688 | 3258.4688 | 3258.4688 | 3258.4688 | 3258.4688 | 3258.4688 | 3258.4688 | 3258.4688 | 3258.4688 | 3258.4688 | 3258.4688 | 3258.4688 | 3258.4688 | 3258.4688
RA*PuerNatlC8 | R&D | Advanced | * | Pumped Storage Hydropower | NatlClass8 | Pumped Storage Hydropower - National Class 8 | 3343.1543 | 3343.1543 | 3309.3851 | 3275.6158 | 3275.6158 | 3241.8466 | 3241.8466 | 3208.0774 | 3174.3081 | 3174.3081 | 3140.5389 | 3140.5389 | 3106.7696 | 3106.7696 | 3073.0004 | 3073.0004 | 3073.0004 | 3039.2312 | 3039.2312 | 3039.2312 | 3039.2312 | 3005.4619 | 3005.4619 | 3005.4619 | 3005.4619 | 3005.4619 | 2971.6927 | 2971.6927 | 2971.6927 | 2971.6927
RM*PuerNatlC8 | R&D | Moderate | * | Pumped Storage Hydropower | NatlClass8 | Pumped Storage Hydropower - National Class 8 | 3376.9235 | 3376.9235 | 3376.9235 | 3376.9235 | 3376.9235 | 3376.9235 | 3376.9235 | 3376.9235 | 3376.9235 | 3376.9235 | 3376.9235 | 3376.9235 | 3376.9235 | 3376.9235 | 3376.9235 | 3376.9235 | 3376.9235 | 3376.9235 | 3376.9235 | 3376.9235 | 3376.9235 | 3376.9235 | 3376.9235 | 3376.9235 | 3376.9235 | 3376.9235 | 3376.9235 | 3376.9235 | 3376.9235 | 3376.9235
RC*PuerNatlC8 | R&D | Conservative | * | Pumped Storage Hydropower | NatlClass8 | Pumped Storage Hydropower - National Class 8 | 3376.9235 | 3376.9235 | 3376.9235 | 3376.9235 | 3376.9235 | 3376.9235 | 3376.9235 | 3376.9235 | 3376.9235 | 3376.9235 | 3376.9235 | 3376.9235 | 3376.9235 | 3376.9235 | 3376.9235 | 3376.9235 | 3376.9235 | 3376.9235 | 3376.9235 | 3376.9235 | 3376.9235 | 3376.9235 | 3376.9235 | 3376.9235 | 3376.9235 | 3376.9235 | 3376.9235 | 3376.9235 | 3376.9235 | 3376.9235
RA*PuerNatlC9 | R&D | Advanced | * | Pumped Storage Hydropower | NatlClass9 | Pumped Storage Hydropower - National Class 9 | 3463.0422 | 3463.0422 | 3428.062 | 3393.0818 | 3393.0818 | 3358.1016 | 3358.1016 | 3323.1213 | 3288.1411 | 3288.1411 | 3253.1609 | 3253.1609 | 3218.1807 | 3218.1807 | 3183.2004 | 3183.2004 | 3183.2004 | 3148.2202 | 3148.2202 | 3148.2202 | 3148.2202 | 3113.24 | 3113.24 | 3113.24 | 3113.24 | 3113.24 | 3078.2598 | 3078.2598 | 3078.2598 | 3078.2598
RM*PuerNatlC9 | R&D | Moderate | * | Pumped Storage Hydropower | NatlClass9 | Pumped Storage Hydropower - National Class 9 | 3498.0225 | 3498.0225 | 3498.0225 | 3498.0225 | 3498.0225 | 3498.0225 | 3498.0225 | 3498.0225 | 3498.0225 | 3498.0225 | 3498.0225 | 3498.0225 | 3498.0225 | 3498.0225 | 3498.0225 | 3498.0225 | 3498.0225 | 3498.0225 | 3498.0225 | 3498.0225 | 3498.0225 | 3498.0225 | 3498.0225 | 3498.0225 | 3498.0225 | 3498.0225 | 3498.0225 | 3498.0225 | 3498.0225 | 3498.0225
RC*PuerNatlC9 | R&D | Conservative | * | Pumped Storage Hydropower | NatlClass9 | Pumped Storage Hydropower - National Class 9 | 3498.0225 | 3498.0225 | 3498.0225 | 3498.0225 | 3498.0225 | 3498.0225 | 3498.0225 | 3498.0225 | 3498.0225 | 3498.0225 | 3498.0225 | 3498.0225 | 3498.0225 | 3498.0225 | 3498.0225 | 3498.0225 | 3498.0225 | 3498.0225 | 3498.0225 | 3498.0225 | 3498.0225 | 3498.0225 | 3498.0225 | 3498.0225 | 3498.0225 | 3498.0225 | 3498.0225 | 3498.0225 | 3498.0225 | 3498.0225
RA*PuerNatlC0 | R&D | Advanced | * | Pumped Storage Hydropower | NatlClass10 | Pumped Storage Hydropower - National Class 10 | 3592.4383 | 3592.4383 | 3556.151 | 3519.8638 | 3519.8638 | 3483.5765 | 3483.5765 | 3447.2892 | 3411.002 | 3411.002 | 3374.7147 | 3374.7147 | 3338.4275 | 3338.4275 | 3302.1402 | 3302.1402 | 3302.1402 | 3265.853 | 3265.853 | 3265.853 | 3265.853 | 3229.5657 | 3229.5657 | 3229.5657 | 3229.5657 | 3229.5657 | 3193.2785 | 3193.2785 | 3193.2785 | 3193.2785
RM*PuerNatlC0 | R&D | Moderate | * | Pumped Storage Hydropower | NatlClass10 | Pumped Storage Hydropower - National Class 10 | 3628.7255 | 3628.7255 | 3628.7255 | 3628.7255 | 3628.7255 | 3628.7255 | 3628.7255 | 3628.7255 | 3628.7255 | 3628.7255 | 3628.7255 | 3628.7255 | 3628.7255 | 3628.7255 | 3628.7255 | 3628.7255 | 3628.7255 | 3628.7255 | 3628.7255 | 3628.7255 | 3628.7255 | 3628.7255 | 3628.7255 | 3628.7255 | 3628.7255 | 3628.7255 | 3628.7255 | 3628.7255 | 3628.7255 | 3628.7255
RC*PuerNatlC0 | R&D | Conservative | * | Pumped Storage Hydropower | NatlClass10 | Pumped Storage Hydropower - National Class 10 | 3628.7255 | 3628.7255 | 3628.7255 | 3628.7255 | 3628.7255 | 3628.7255 | 3628.7255 | 3628.7255 | 3628.7255 | 3628.7255 | 3628.7255 | 3628.7255 | 3628.7255 | 3628.7255 | 3628.7255 | 3628.7255 | 3628.7255 | 3628.7255 | 3628.7255 | 3628.7255 | 3628.7255 | 3628.7255 | 3628.7255 | 3628.7255 | 3628.7255 | 3628.7255 | 3628.7255 | 3628.7255 | 3628.7255 | 3628.7255
RA*PuerNatlC1 | R&D | Advanced | * | Pumped Storage Hydropower | NatlClass11 | Pumped Storage Hydropower - National Class 11 | 3725.2044 | 3725.2044 | 3687.576 | 3649.9477 | 3649.9477 | 3612.3194 | 3612.3194 | 3574.691 | 3537.0627 | 3537.0627 | 3499.4344 | 3499.4344 | 3461.8061 | 3461.8061 | 3424.1777 | 3424.1777 | 3424.1777 | 3386.5494 | 3386.5494 | 3386.5494 | 3386.5494 | 3348.9211 | 3348.9211 | 3348.9211 | 3348.9211 | 3348.9211 | 3311.2928 | 3311.2928 | 3311.2928 | 3311.2928
RM*PuerNatlC1 | R&D | Moderate | * | Pumped Storage Hydropower | NatlClass11 | Pumped Storage Hydropower - National Class 11 | 3762.8327 | 3762.8327 | 3762.8327 | 3762.8327 | 3762.8327 | 3762.8327 | 3762.8327 | 3762.8327 | 3762.8327 | 3762.8327 | 3762.8327 | 3762.8327 | 3762.8327 | 3762.8327 | 3762.8327 | 3762.8327 | 3762.8327 | 3762.8327 | 3762.8327 | 3762.8327 | 3762.8327 | 3762.8327 | 3762.8327 | 3762.8327 | 3762.8327 | 3762.8327 | 3762.8327 | 3762.8327 | 3762.8327 | 3762.8327
RC*PuerNatlC1 | R&D | Conservative | * | Pumped Storage Hydropower | NatlClass11 | Pumped Storage Hydropower - National Class 11 | 3762.8327 | 3762.8327 | 3762.8327 | 3762.8327 | 3762.8327 | 3762.8327 | 3762.8327 | 3762.8327 | 3762.8327 | 3762.8327 | 3762.8327 | 3762.8327 | 3762.8327 | 3762.8327 | 3762.8327 | 3762.8327 | 3762.8327 | 3762.8327 | 3762.8327 | 3762.8327 | 3762.8327 | 3762.8327 | 3762.8327 | 3762.8327 | 3762.8327 | 3762.8327 | 3762.8327 | 3762.8327 | 3762.8327 | 3762.8327
RA*PuerNatlC2 | R&D | Advanced | * | Pumped Storage Hydropower | NatlClass12 | Pumped Storage Hydropower - National Class 12 | 3867.1345 | 3867.1345 | 3828.0725 | 3789.0105 | 3789.0105 | 3749.9486 | 3749.9486 | 3710.8866 | 3671.8247 | 3671.8247 | 3632.7627 | 3632.7627 | 3593.7007 | 3593.7007 | 3554.6388 | 3554.6388 | 3554.6388 | 3515.5768 | 3515.5768 | 3515.5768 | 3515.5768 | 3476.5148 | 3476.5148 | 3476.5148 | 3476.5148 | 3476.5148 | 3437.4529 | 3437.4529 | 3437.4529 | 3437.4529
RM*PuerNatlC2 | R&D | Moderate | * | Pumped Storage Hydropower | NatlClass12 | Pumped Storage Hydropower - National Class 12 | 3906.1964 | 3906.1964 | 3906.1964 | 3906.1964 | 3906.1964 | 3906.1964 | 3906.1964 | 3906.1964 | 3906.1964 | 3906.1964 | 3906.1964 | 3906.1964 | 3906.1964 | 3906.1964 | 3906.1964 | 3906.1964 | 3906.1964 | 3906.1964 | 3906.1964 | 3906.1964 | 3906.1964 | 3906.1964 | 3906.1964 | 3906.1964 | 3906.1964 | 3906.1964 | 3906.1964 | 3906.1964 | 3906.1964 | 3906.1964
RC*PuerNatlC2 | R&D | Conservative | * | Pumped Storage Hydropower | NatlClass12 | Pumped Storage Hydropower - National Class 12 | 3906.1964 | 3906.1964 | 3906.1964 | 3906.1964 | 3906.1964 | 3906.1964 | 3906.1964 | 3906.1964 | 3906.1964 | 3906.1964 | 3906.1964 | 3906.1964 | 3906.1964 | 3906.1964 | 3906.1964 | 3906.1964 | 3906.1964 | 3906.1964 | 3906.1964 | 3906.1964 | 3906.1964 | 3906.1964 | 3906.1964 | 3906.1964 | 3906.1964 | 3906.1964 | 3906.1964 | 3906.1964 | 3906.1964 | 3906.1964
RA*PuerNatlC3 | R&D | Advanced | * | Pumped Storage Hydropower | NatlClass13 | Pumped Storage Hydropower - National Class 13 | 4026.2123 | 4026.2123 | 3985.5435 | 3944.8747 | 3944.8747 | 3904.2059 | 3904.2059 | 3863.5371 | 3822.8682 | 3822.8682 | 3782.1994 | 3782.1994 | 3741.5306 | 3741.5306 | 3700.8618 | 3700.8618 | 3700.8618 | 3660.193 | 3660.193 | 3660.193 | 3660.193 | 3619.5242 | 3619.5242 | 3619.5242 | 3619.5242 | 3619.5242 | 3578.8554 | 3578.8554 | 3578.8554 | 3578.8554
RM*PuerNatlC3 | R&D | Moderate | * | Pumped Storage Hydropower | NatlClass13 | Pumped Storage Hydropower - National Class 13 | 4066.8811 | 4066.8811 | 4066.8811 | 4066.8811 | 4066.8811 | 4066.8811 | 4066.8811 | 4066.8811 | 4066.8811 | 4066.8811 | 4066.8811 | 4066.8811 | 4066.8811 | 4066.8811 | 4066.8811 | 4066.8811 | 4066.8811 | 4066.8811 | 4066.8811 | 4066.8811 | 4066.8811 | 4066.8811 | 4066.8811 | 4066.8811 | 4066.8811 | 4066.8811 | 4066.8811 | 4066.8811 | 4066.8811 | 4066.8811
RC*PuerNatlC3 | R&D | Conservative | * | Pumped Storage Hydropower | NatlClass13 | Pumped Storage Hydropower - National Class 13 | 4066.8811 | 4066.8811 | 4066.8811 | 4066.8811 | 4066.8811 | 4066.8811 | 4066.8811 | 4066.8811 | 4066.8811 | 4066.8811 | 4066.8811 | 4066.8811 | 4066.8811 | 4066.8811 | 4066.8811 | 4066.8811 | 4066.8811 | 4066.8811 | 4066.8811 | 4066.8811 | 4066.8811 | 4066.8811 | 4066.8811 | 4066.8811 | 4066.8811 | 4066.8811 | 4066.8811 | 4066.8811 | 4066.8811 | 4066.8811
RA*PuerNatlC4 | R&D | Advanced | * | Pumped Storage Hydropower | NatlClass14 | Pumped Storage Hydropower - National Class 14 | 4198.867 | 4198.867 | 4156.4542 | 4114.0414 | 4114.0414 | 4071.6286 | 4071.6286 | 4029.2158 | 3986.803 | 3986.803 | 3944.3902 | 3944.3902 | 3901.9774 | 3901.9774 | 3859.5646 | 3859.5646 | 3859.5646 | 3817.1518 | 3817.1518 | 3817.1518 | 3817.1518 | 3774.739 | 3774.739 | 3774.739 | 3774.739 | 3774.739 | 3732.3262 | 3732.3262 | 3732.3262 | 3732.3262
RM*PuerNatlC4 | R&D | Moderate | * | Pumped Storage Hydropower | NatlClass14 | Pumped Storage Hydropower - National Class 14 | 4241.2798 | 4241.2798 | 4241.2798 | 4241.2798 | 4241.2798 | 4241.2798 | 4241.2798 | 4241.2798 | 4241.2798 | 4241.2798 | 4241.2798 | 4241.2798 | 4241.2798 | 4241.2798 | 4241.2798 | 4241.2798 | 4241.2798 | 4241.2798 | 4241.2798 | 4241.2798 | 4241.2798 | 4241.2798 | 4241.2798 | 4241.2798 | 4241.2798 | 4241.2798 | 4241.2798 | 4241.2798 | 4241.2798 | 4241.2798
RC*PuerNatlC4 | R&D | Conservative | * | Pumped Storage Hydropower | NatlClass14 | Pumped Storage Hydropower - National Class 14 | 4241.2798 | 4241.2798 | 4241.2798 | 4241.2798 | 4241.2798 | 4241.2798 | 4241.2798 | 4241.2798 | 4241.2798 | 4241.2798 | 4241.2798 | 4241.2798 | 4241.2798 | 4241.2798 | 4241.2798 | 4241.2798 | 4241.2798 | 4241.2798 | 4241.2798 | 4241.2798 | 4241.2798 | 4241.2798 | 4241.2798 | 4241.2798 | 4241.2798 | 4241.2798 | 4241.2798 | 4241.2798 | 4241.2798 | 4241.2798
RA*PuerNatlC5 | R&D | Advanced | * | Pumped Storage Hydropower | NatlClass15 | Pumped Storage Hydropower - National Class 15 | 4389.3064 | 4389.3064 | 4344.97 | 4300.6336 | 4300.6336 | 4256.2971 | 4256.2971 | 4211.9607 | 4167.6243 | 4167.6243 | 4123.2879 | 4123.2879 | 4078.9514 | 4078.9514 | 4034.615 | 4034.615 | 4034.615 | 3990.2786 | 3990.2786 | 3990.2786 | 3990.2786 | 3945.9421 | 3945.9421 | 3945.9421 | 3945.9421 | 3945.9421 | 3901.6057 | 3901.6057 | 3901.6057 | 3901.6057
RM*PuerNatlC5 | R&D | Moderate | * | Pumped Storage Hydropower | NatlClass15 | Pumped Storage Hydropower - National Class 15 | 4433.6429 | 4433.6429 | 4433.6429 | 4433.6429 | 4433.6429 | 4433.6429 | 4433.6429 | 4433.6429 | 4433.6429 | 4433.6429 | 4433.6429 | 4433.6429 | 4433.6429 | 4433.6429 | 4433.6429 | 4433.6429 | 4433.6429 | 4433.6429 | 4433.6429 | 4433.6429 | 4433.6429 | 4433.6429 | 4433.6429 | 4433.6429 | 4433.6429 | 4433.6429 | 4433.6429 | 4433.6429 | 4433.6429 | 4433.6429
RC*PuerNatlC5 | R&D | Conservative | * | Pumped Storage Hydropower | NatlClass15 | Pumped Storage Hydropower - National Class 15 | 4433.6429 | 4433.6429 | 4433.6429 | 4433.6429 | 4433.6429 | 4433.6429 | 4433.6429 | 4433.6429 | 4433.6429 | 4433.6429 | 4433.6429 | 4433.6429 | 4433.6429 | 4433.6429 | 4433.6429 | 4433.6429 | 4433.6429 | 4433.6429 | 4433.6429 | 4433.6429 | 4433.6429 | 4433.6429 | 4433.6429 | 4433.6429 | 4433.6429 | 4433.6429 | 4433.6429 | 4433.6429 | 4433.6429 | 4433.6429
RA3NaCTAvgCF | RD | Advanced | 30 | NaturalGas_FE | CTAvgCF | NG Combustion Turbine (F-Frame) | 1120.3676 | 1120.3676 | 1111.4279 | 1102.6 | 1093.772 | 1084.9441 | 1076.0044 | 1067.1764 | 1058.3485 | 1049.5205 | 1040.6926 | 1031.7529 | 1022.9249 | 1014.097 | 1005.269 | 996.3293 | 987.5014 | 978.6734 | 969.8455 | 960.9058 | 952.0778 | 943.2499 | 934.4219 | 925.594 | 916.6543 | 907.8263 | 898.9984 | 890.1704 | 881.2307 | 872.4028
RM3NaCTAvgCF | RD | Moderate | 30 | NaturalGas_FE | CTAvgCF | NG Combustion Turbine (F-Frame) | 1120.3676 | 1120.3676 | 1111.4279 | 1102.6 | 1093.772 | 1084.9441 | 1076.0044 | 1067.1764 | 1058.3485 | 1049.5205 | 1040.6926 | 1031.7529 | 1022.9249 | 1014.097 | 1005.269 | 996.3293 | 987.5014 | 978.6734 | 969.8455 | 960.9058 | 952.0778 | 943.2499 | 934.4219 | 925.594 | 916.6543 | 907.8263 | 898.9984 | 890.1704 | 881.2307 | 872.4028
RC3NaCTAvgCF | RD | Conservative | 30 | NaturalGas_FE | CTAvgCF | NG Combustion Turbine (F-Frame) | 1120.3676 | 1120.3676 | 1111.4279 | 1102.6 | 1093.772 | 1084.9441 | 1076.0044 | 1067.1764 | 1058.3485 | 1049.5205 | 1040.6926 | 1031.7529 | 1022.9249 | 1014.097 | 1005.269 | 996.3293 | 987.5014 | 978.6734 | 969.8455 | 960.9058 | 952.0778 | 943.2499 | 934.4219 | 925.594 | 916.6543 | 907.8263 | 898.9984 | 890.1704 | 881.2307 | 872.4028
RA3NaCCAvgCF | RD | Advanced | 30 | NaturalGas_FE | CCAvgCF | NG Combined Cycle (F-Frame) | 1247.5348 | 1247.5348 | 1234.237 | 1221.051 | 1207.7532 | 1194.4554 | 1181.2693 | 1167.9715 | 1154.7855 | 1141.4877 | 1128.1899 | 1115.0038 | 1101.706 | 1088.4082 | 1075.2222 | 1065.2768 | 1055.3313 | 1045.3859 | 1035.4405 | 1025.4951 | 1015.5497 | 1005.6043 | 995.6589 | 985.7134 | 975.8798 | 965.9344 | 955.9889 | 946.0435 | 936.0981 | 926.1527
RM3NaCCAvgCF | RD | Moderate | 30 | NaturalGas_FE | CCAvgCF | NG Combined Cycle (F-Frame) | 1247.5348 | 1247.5348 | 1236.8072 | 1225.9678 | 1215.2402 | 1204.4008 | 1193.6732 | 1182.9455 | 1172.1061 | 1161.3785 | 1150.5391 | 1139.8115 | 1129.0838 | 1118.2445 | 1107.5168 | 1098.3536 | 1089.3022 | 1080.139 | 1071.0876 | 1061.9244 | 1052.8729 | 1043.7097 | 1034.6583 | 1025.4951 | 1016.3319 | 1007.2805 | 998.1173 | 989.0658 | 979.9026 | 970.8512
RC3NaCCAvgCF | RD | Conservative | 30 | NaturalGas_FE | CCAvgCF | NG Combined Cycle (F-Frame) | 1247.5348 | 1247.5348 | 1239.2656 | 1230.9964 | 1222.6154 | 1214.3462 | 1206.077 | 1197.8078 | 1189.5386 | 1181.2693 | 1173.0001 | 1164.6191 | 1156.3499 | 1148.0807 | 1139.8115 | 1131.5423 | 1123.273 | 1114.8921 | 1106.6229 | 1098.3536 | 1090.0844 | 1081.8152 | 1073.546 | 1065.2768 | 1056.8958 | 1048.6266 | 1040.3573 | 1032.0881 | 1023.8189 | 1015.5497
RA3NaCCHFrae | RD | Advanced | 30 | NaturalGas_FE | CCHFrame | NG Combined Cycle (H-Frame) | 1283.0701 | 1283.0701 | 1267.0904 | 1251.1107 | 1235.131 | 1219.1513 | 1203.1716 | 1187.0801 | 1171.1004 | 1155.1207 | 1139.141 | 1123.1613 | 1107.1816 | 1091.2019 | 1075.2222 | 1065.2768 | 1055.3313 | 1045.3859 | 1035.4405 | 1025.4951 | 1015.5497 | 1005.6043 | 995.6589 | 985.7134 | 975.8798 | 965.9344 | 955.9889 | 946.0435 | 936.0981 | 926.1527
RM3NaCCHFrae | RD | Moderate | 30 | NaturalGas_FE | CCHFrame | NG Combined Cycle (H-Frame) | 1283.0701 | 1283.0701 | 1270.7781 | 1258.5977 | 1246.3056 | 1234.0136 | 1221.7215 | 1209.5411 | 1197.249 | 1184.957 | 1172.7766 | 1160.4845 | 1148.1925 | 1135.9004 | 1123.72 | 1114.4451 | 1105.1702 | 1096.007 | 1086.732 | 1077.5688 | 1068.2939 | 1059.019 | 1049.8558 | 1040.5808 | 1031.3059 | 1022.1427 | 1012.8678 | 1003.5928 | 994.4296 | 985.1547
RC3NaCCHFrae | RD | Conservative | 30 | NaturalGas_FE | CCHFrame | NG Combined Cycle (H-Frame) | 1283.0701 | 1283.0701 | 1274.5774 | 1265.973 | 1257.4803 | 1248.9875 | 1240.3831 | 1231.8904 | 1223.3977 | 1214.7932 | 1206.3005 | 1197.8078 | 1189.2033 | 1180.7106 | 1172.2179 | 1163.6134 | 1155.1207 | 1146.628 | 1138.0235 | 1129.5308 | 1121.0381 | 1112.4337 | 1103.9409 | 1095.3365 | 1086.8438 | 1078.3511 | 1069.7466 | 1061.2539 | 1052.7612 | 1044.1567
RA3NaNGFCC | RD | Advanced | 30 | NaturalGas_FE | NGFC | #REF! | #REF! | #REF! | #REF! | #REF! | #REF! | #REF! | #REF! | #REF! | #REF! | #REF! | #REF! | #REF! | #REF! | #REF! | #REF! | #REF! | #REF! | #REF! | #REF! | #REF! | #REF! | #REF! | #REF! | #REF! | #REF! | #REF! | #REF! | #REF! | #REF! | #REF!
RM3NaNGFCC | RD | Moderate | 30 | NaturalGas_FE | NGFC | #REF! | #REF! | #REF! | #REF! | #REF! | #REF! | #REF! | #REF! | #REF! | #REF! | #REF! | #REF! | #REF! | #REF! | #REF! | #REF! | #REF! | #REF! | #REF! | #REF! | #REF! | #REF! | #REF! | #REF! | #REF! | #REF! | #REF! | #REF! | #REF! | #REF! | #REF!
RC3NaNGFCC | RD | Conservative | 30 | NaturalGas_FE | NGFC | #REF! | #REF! | #REF! | #REF! | #REF! | #REF! | #REF! | #REF! | #REF! | #REF! | #REF! | #REF! | #REF! | #REF! | #REF! | #REF! | #REF! | #REF! | #REF! | #REF! | #REF! | #REF! | #REF! | #REF! | #REF! | #REF! | #REF! | #REF! | #REF! | #REF! | #REF!
RA3NaCCCCSAF | RD | Advanced | 30 | NaturalGas_FE | CCCCSAvgCF | NG Combined Cycle (F-Frame) 95% CCS | 2661.2363 | 2661.2363 | 2585.2489 | 2509.1497 | 2433.0505 | 2357.0631 | 2280.9639 | 2204.9765 | 2128.8773 | 2052.7781 | 1976.7907 | 1900.6915 | 1824.7041 | 1748.6049 | 1672.5057 | 1652.3914 | 1632.1653 | 1611.9393 | 1591.7132 | 1571.5989 | 1551.3728 | 1531.1468 | 1510.9207 | 1490.6946 | 1470.5803 | 1450.3542 | 1430.1282 | 1409.9021 | 1389.676 | 1369.5617
RM3NaCCCCSAF | RD | Moderate | 30 | NaturalGas_FE | CCCCSAvgCF | NG Combined Cycle (F-Frame) 95% CCS | 2661.2363 | 2661.2363 | 2610.5035 | 2559.659 | 2508.9262 | 2458.1934 | 2407.3489 | 2356.6161 | 2305.7716 | 2255.0388 | 2204.306 | 2153.4615 | 2102.7287 | 2051.8842 | 2001.1514 | 1978.2434 | 1955.4472 | 1932.5392 | 1909.743 | 1886.835 | 1864.0388 | 1841.1308 | 1818.3346 | 1795.4266 | 1772.6303 | 1749.8341 | 1726.9261 | 1704.1299 | 1681.2219 | 1658.4257
RC3NaCCCCSAF | RD | Conservative | 30 | NaturalGas_FE | CCCCSAvgCF | NG Combined Cycle (F-Frame) 95% CCS | 2661.2363 | 2661.2363 | 2635.7582 | 2610.28 | 2584.6902 | 2559.212 | 2533.7339 | 2508.2557 | 2482.7776 | 2457.1877 | 2431.7096 | 2406.2314 | 2380.7533 | 2355.2752 | 2329.6853 | 2304.2071 | 2278.729 | 2253.2509 | 2227.7727 | 2202.1828 | 2176.7047 | 2151.2266 | 2125.7484 | 2100.2703 | 2074.6804 | 2049.2023 | 2023.7241 | 1998.246 | 1972.7678 | 1947.178
RA3NaCCCCSH% | RD | Advanced | 30 | NaturalGas_FE | CCCCSHFrame95% | NG Combined Cycle (H-Frame) 95% CCS | 2531.3872 | 2531.3872 | 2465.2334 | 2399.1914 | 2333.1494 | 2267.1074 | 2201.0654 | 2135.0234 | 2068.8696 | 2002.8276 | 1936.7856 | 1870.7435 | 1804.7015 | 1738.6595 | 1672.5057 | 1652.3914 | 1632.1653 | 1611.9393 | 1591.7132 | 1571.5989 | 1551.3728 | 1531.1468 | 1510.9207 | 1490.6946 | 1470.5803 | 1450.3542 | 1430.1282 | 1409.9021 | 1389.676 | 1369.5617
RM3NaCCCCSH% | RD | Moderate | 30 | NaturalGas_FE | CCCCSHFrame95% | NG Combined Cycle (H-Frame) 95% CCS | 2531.3872 | 2531.3872 | 2486.13 | 2440.9845 | 2395.839 | 2350.6936 | 2305.5481 | 2260.4026 | 2215.2571 | 2169.9999 | 2124.8544 | 2079.709 | 2034.5635 | 1989.418 | 1944.2725 | 1922.0351 | 1899.7976 | 1877.5601 | 1855.3226 | 1833.0851 | 1810.8476 | 1788.6101 | 1766.3726 | 1744.1351 | 1721.8976 | 1699.6601 | 1677.4226 | 1655.1851 | 1632.9476 | 1610.7101
RC3NaCCCCSH% | RD | Conservative | 30 | NaturalGas_FE | CCCCSHFrame95% | NG Combined Cycle (H-Frame) 95% CCS | 2531.3872 | 2531.3872 | 2507.0265 | 2482.7776 | 2458.5287 | 2434.2797 | 2410.0308 | 2385.7819 | 2361.5329 | 2337.284 | 2312.9233 | 2288.6744 | 2264.4255 | 2240.1765 | 2215.9276 | 2191.6787 | 2167.4298 | 2143.1808 | 2118.8202 | 2094.5712 | 2070.3223 | 2046.0734 | 2021.8244 | 1997.5755 | 1973.3266 | 1949.0776 | 1924.717 | 1900.468 | 1876.2191 | 1851.9702
RA3NaCCFFraS | RD | Advanced | 30 | NaturalGas_FE | CCFFrameMaxCCS | NG Combined Cycle (F-Frame) 97% CCS | 2701.9119 | 2701.9119 | 2623.8013 | 2545.8025 | 2467.8036 | 2389.8047 | 2311.6941 | 2233.6953 | 2155.6964 | 2077.6975 | 1999.5869 | 1921.5881 | 1843.5892 | 1765.5903 | 1687.5915 | 1667.1419 | 1646.8041 | 1626.3545 | 1606.0167 | 1585.6789 | 1565.2294 | 1544.8915 | 1524.442 | 1504.1042 | 1483.7664 | 1463.3168 | 1442.979 | 1422.5294 | 1402.1916 | 1381.8538
RM3NaCCFFraS | RD | Moderate | 30 | NaturalGas_FE | CCFFrameMaxCCS | NG Combined Cycle (F-Frame) 97% CCS | 2701.9119 | 2701.9119 | 2649.95 | 2597.988 | 2546.026 | 2494.064 | 2442.102 | 2390.14 | 2338.178 | 2286.216 | 2234.254 | 2182.292 | 2130.33 | 2078.368 | 2026.406 | 2003.2746 | 1980.1431 | 1957.0116 | 1933.8802 | 1910.7487 | 1887.6172 | 1864.4857 | 1841.3543 | 1818.2228 | 1795.0913 | 1771.9599 | 1748.8284 | 1725.5852 | 1702.4537 | 1679.3223
RC3NaCCFFraS | RD | Conservative | 30 | NaturalGas_FE | CCFFrameMaxCCS | NG Combined Cycle (F-Frame) 97% CCS | 2701.9119 | 2701.9119 | 2675.9868 | 2650.0617 | 2624.2483 | 2598.3232 | 2572.3981 | 2546.4729 | 2520.6596 | 2494.7344 | 2468.8093 | 2442.9959 | 2417.0708 | 2391.1457 | 2365.3323 | 2339.4072 | 2313.4821 | 2287.6687 | 2261.7436 | 2235.8184 | 2209.8933 | 2184.0799 | 2158.1548 | 2132.2297 | 2106.4163 | 2080.4912 | 2054.5661 | 2028.7527 | 2002.8276 | 1976.9024
RA3NaCCHFraS | RD | Advanced | 30 | NaturalGas_FE | CCHFrameMaxCCS | NG Combined Cycle (H-Frame) 97% CCS | 2567.593 | 2567.593 | 2499.8748 | 2432.1566 | 2364.4384 | 2296.7201 | 2229.1137 | 2161.3955 | 2093.6773 | 2025.959 | 1958.3526 | 1890.6344 | 1822.9161 | 1755.1979 | 1687.5915 | 1667.1419 | 1646.8041 | 1626.3545 | 1606.0167 | 1585.6789 | 1565.2294 | 1544.8915 | 1524.442 | 1504.1042 | 1483.7664 | 1463.3168 | 1442.979 | 1422.5294 | 1402.1916 | 1381.8538
RM3NaCCHFraS | RD | Moderate | 30 | NaturalGas_FE | CCHFrameMaxCCS | NG Combined Cycle (H-Frame) 97% CCS | 2567.593 | 2567.593 | 2521.4418 | 2475.2906 | 2429.1394 | 2382.9882 | 2336.837 | 2290.6858 | 2244.5347 | 2198.3835 | 2152.2323 | 2106.0811 | 2059.9299 | 2013.7787 | 1967.6275 | 1945.0548 | 1922.5938 | 1900.1328 | 1877.5601 | 1855.0991 | 1832.6381 | 1810.0653 | 1787.6043 | 1765.1434 | 1742.5706 | 1720.1096 | 1697.6486 | 1675.0759 | 1652.6149 | 1630.1539
RC3NaCCHFraS | RD | Conservative | 30 | NaturalGas_FE | CCHFrameMaxCCS | NG Combined Cycle (H-Frame) 97% CCS | 2567.593 | 2567.593 | 2542.8971 | 2518.3129 | 2493.7287 | 2469.1446 | 2444.4486 | 2419.8645 | 2395.2803 | 2370.6961 | 2346.0002 | 2321.4161 | 2296.8319 | 2272.2477 | 2247.6635 | 2222.9676 | 2198.3835 | 2173.7993 | 2149.2151 | 2124.5192 | 2099.935 | 2075.3509 | 2050.7667 | 2026.0708 | 2001.4866 | 1976.9024 | 1952.3183 | 1927.7341 | 1903.0382 | 1878.454
RA3NaNGFCMaS | RD | Advanced | 30 | NaturalGas_FE | NGFCMaxCCS | #REF! | #REF! | #REF! | #REF! | #REF! | #REF! | #REF! | #REF! | #REF! | #REF! | #REF! | #REF! | #REF! | #REF! | #REF! | #REF! | #REF! | #REF! | #REF! | #REF! | #REF! | #REF! | #REF! | #REF! | #REF! | #REF! | #REF! | #REF! | #REF! | #REF! | #REF!
RM3NaNGFCMaS | RD | Moderate | 30 | NaturalGas_FE | NGFCMaxCCS | #REF! | #REF! | #REF! | #REF! | #REF! | #REF! | #REF! | #REF! | #REF! | #REF! | #REF! | #REF! | #REF! | #REF! | #REF! | #REF! | #REF! | #REF! | #REF! | #REF! | #REF! | #REF! | #REF! | #REF! | #REF! | #REF! | #REF! | #REF! | #REF! | #REF! | #REF!
RC3NaNGFCMaS | RD | Conservative | 30 | NaturalGas_FE | NGFCMaxCCS | #REF! | #REF! | #REF! | #REF! | #REF! | #REF! | #REF! | #REF! | #REF! | #REF! | #REF! | #REF! | #REF! | #REF! | #REF! | #REF! | #REF! | #REF! | #REF! | #REF! | #REF! | #REF! | #REF! | #REF! | #REF! | #REF! | #REF! | #REF! | #REF! | #REF! | #REF!
RA3ConewAvgF | RD | Advanced | 30 | Coal_FE | newAvgCF | Coal-new | 3549.4085 | 3549.4085 | 3539.3443 | 3529.2802 | 3519.0918 | 3509.0277 | 3498.9636 | 3488.8994 | 3478.8353 | 3468.6469 | 3458.5828 | 3448.5186 | 3438.4545 | 3428.3904 | 3418.202 | 3383.5367 | 3348.8713 | 3314.206 | 3279.5406 | 3244.751 | 3210.0857 | 3175.4203 | 3140.755 | 3106.0896 | 3071.3 | 3036.6347 | 3001.9693 | 2967.304 | 2932.6386 | 2897.8491
RM3ConewAvgF | RD | Moderate | 30 | Coal_FE | newAvgCF | Coal-new | 3549.4085 | 3549.4085 | 3530.1499 | 3510.7672 | 3491.3844 | 3472.1259 | 3452.7431 | 3433.4846 | 3414.1018 | 3394.8433 | 3375.4605 | 3356.202 | 3336.8192 | 3317.5607 | 3298.1779 | 3266.6188 | 3234.9354 | 3203.252 | 3171.6929 | 3140.0095 | 3108.4504 | 3076.767 | 3045.2078 | 3013.5245 | 2981.9653 | 2950.2819 | 2918.7228 | 2887.0394 | 2855.4803 | 2823.7969
RC3ConewAvgF | RD | Conservative | 30 | Coal_FE | newAvgCF | Coal-new | 3549.4085 | 3549.4085 | 3520.8313 | 3492.2541 | 3463.677 | 3435.2241 | 3406.6469 | 3378.0697 | 3349.4925 | 3320.9154 | 3292.3382 | 3263.761 | 3235.3081 | 3206.731 | 3178.1538 | 3149.5766 | 3120.9995 | 3092.4223 | 3063.8451 | 3035.268 | 3006.815 | 2978.2379 | 2949.6607 | 2921.0835 | 2892.5064 | 2863.9292 | 2835.352 | 2806.8991 | 2778.3219 | 2749.7448
RA3CoCCS95AF | RD | Advanced | 30 | Coal_FE | CCS95AvgCF | Coal-95%-CCS | 5896.0909 | 5896.0909 | 5811.4777 | 5726.8644 | 5642.1269 | 5557.5136 | 5472.9004 | 5388.1628 | 5303.5496 | 5218.9363 | 5134.1988 | 5049.5855 | 4964.9723 | 4880.359 | 4795.6215 | 4741.2006 | 4686.6555 | 4632.1104 | 4577.6895 | 4523.1444 | 4468.5993 | 4414.1784 | 4359.6333 | 4305.2124 | 4250.6673 | 4196.1222 | 4141.7013 | 4087.1562 | 4032.6111 | 3978.1902
RM3CoCCS95AF | RD | Moderate | 30 | Coal_FE | CCS95AvgCF | Coal-95%-CCS | 5896.0909 | 5896.0909 | 5826.636 | 5757.0568 | 5687.6019 | 5618.0227 | 5548.5677 | 5478.9885 | 5409.5336 | 5339.9544 | 5270.4995 | 5200.9203 | 5131.4653 | 5061.8861 | 4992.4312 | 4937.8861 | 4883.4652 | 4829.0443 | 4774.6235 | 4720.2026 | 4665.6575 | 4611.2366 | 4556.8158 | 4502.3949 | 4447.974 | 4393.5532 | 4339.008 | 4284.5872 | 4230.1663 | 4175.7454
RC3CoCCS95AF | RD | Conservative | 30 | Coal_FE | CCS95AvgCF | Coal-95%-CCS | 5896.0909 | 5896.0909 | 5841.7943 | 5787.3734 | 5732.9526 | 5678.5317 | 5624.2351 | 5569.8142 | 5515.3934 | 5460.9725 | 5406.6759 | 5352.255 | 5297.8341 | 5243.5375 | 5189.1167 | 5134.6958 | 5080.2749 | 5025.9783 | 4971.5574 | 4917.1366 | 4862.84 | 4808.4191 | 4753.9982 | 4699.5773 | 4645.2807 | 4590.8599 | 4536.439 | 4482.0181 | 4427.7215 | 4373.3006
RA3CoCoalMaS | RD | Advanced | 30 | Coal_FE | CoalMaxCCS | Coal-99%-CCS | 6032.5158 | 6032.5158 | 5942.8084 | 5853.2252 | 5763.5177 | 5673.8103 | 5584.2271 | 5494.5196 | 5404.8121 | 5315.2289 | 5225.5215 | 5135.814 | 5046.2308 | 4956.5234 | 4866.8159 | 4811.5253 | 4756.2347 | 4700.9441 | 4645.6535 | 4590.3629 | 4534.948 | 4479.6574 | 4424.3668 | 4369.0762 | 4313.7856 | 4258.3707 | 4203.0801 | 4147.7895 | 4092.4989 | 4037.2083
RM3CoCoalMaS | RD | Moderate | 30 | Coal_FE | CoalMaxCCS | Coal-99%-CCS | 6032.5158 | 6032.5158 | 5959.8304 | 5887.145 | 5814.5839 | 5741.8985 | 5669.2131 | 5596.5277 | 5523.8423 | 5451.2811 | 5378.5957 | 5305.9103 | 5233.2249 | 5160.6637 | 5087.9783 | 5032.4392 | 4977.0244 | 4921.4853 | 4866.0704 | 4810.5313 | 4755.1165 | 4699.5773 | 4644.1625 | 4588.6234 | 4533.2085 | 4477.6694 | 4422.1303 | 4366.7155 | 4311.1764 | 4255.7615
RC3CoCoalMaS | RD | Conservative | 30 | Coal_FE | CoalMaxCCS | Coal-99%-CCS | 6032.5158 | 6032.5158 | 5976.8525 | 5921.1891 | 5865.5258 | 5809.8624 | 5754.1991 | 5698.66 | 5642.9966 | 5587.3333 | 5531.6699 | 5476.0066 | 5420.3432 | 5364.6799 | 5309.0165 | 5253.3532 | 5197.8141 | 5142.1507 | 5086.4874 | 5030.824 | 4975.1606 | 4919.4973 | 4863.8339 | 4808.1706 | 4752.5072 | 4696.8439 | 4641.3048 | 4585.6414 | 4529.9781 | 4474.3147
RA3CoIGCCAvF | RD | Advanced | 30 | Coal_FE | IGCCAvgCF | Coal-IGCC | 6215.4097 | 6215.4097 | 6203.1091 | 6190.9328 | 6178.6321 | 6166.4558 | 6154.1552 | 6141.9788 | 6129.6782 | 6117.3776 | 6105.2013 | 6092.9006 | 6080.7243 | 6068.4237 | 6056.2473 | 6043.9467 | 6031.7704 | 6019.4698 | 6007.2934 | 5994.9928 | 5982.8164 | 5970.5158 | 5958.3395 | 5946.0389 | 5933.8625 | 5921.5619 | 5909.3855 | 5897.0849 | 5884.9086 | 5872.608
RM3CoIGCCAvF | RD | Moderate | 30 | Coal_FE | IGCCAvgCF | Coal-IGCC | 6215.4097 | 6215.4097 | 6203.1091 | 6190.9328 | 6178.6321 | 6166.4558 | 6154.1552 | 6141.9788 | 6129.6782 | 6117.3776 | 6105.2013 | 6092.9006 | 6080.7243 | 6068.4237 | 6056.2473 | 6043.9467 | 6031.7704 | 6019.4698 | 6007.2934 | 5994.9928 | 5982.8164 | 5970.5158 | 5958.3395 | 5946.0389 | 5933.8625 | 5921.5619 | 5909.3855 | 5897.0849 | 5884.9086 | 5872.608
RC3CoIGCCAvF | RD | Conservative | 30 | Coal_FE | IGCCAvgCF | Coal-IGCC | 6215.4097 | 6215.4097 | 6203.1091 | 6190.9328 | 6178.6321 | 6166.4558 | 6154.1552 | 6141.9788 | 6129.6782 | 6117.3776 | 6105.2013 | 6092.9006 | 6080.7243 | 6068.4237 | 6056.2473 | 6043.9467 | 6031.7704 | 6019.4698 | 6007.2934 | 5994.9928 | 5982.8164 | 5970.5158 | 5958.3395 | 5946.0389 | 5933.8625 | 5921.5619 | 5909.3855 | 5897.0849 | 5884.9086 | 5872.608

## Summary_CF
Key | FinancialCase | CostCase | CRPYears | Technology | TechDetail | DisplayName | 2021 | 2022 | 2023 | 2024 | 2025 | 2026 | 2027 | 2028 | 2029 | 2030 | 2031 | 2032 | 2033 | 2034 | 2035 | 2036 | 2037 | 2038 | 2039 | 2040 | 2041 | 2042 | 2043 | 2044 | 2045 | 2046 | 2047 | 2048 | 2049 | 2050
RA3CSSPClass2 | R&D | Advanced | 30 | CSP | Class2 | CSP - Class 2 | 66.6% | 66.6% | 66.6% | 66.6% | 66.6% | 66.6% | 66.6% | 66.6% | 66.6% | 66.6% | 66.6% | 66.6% | 66.6% | 66.6% | 66.6% | 66.6% | 66.6% | 66.6% | 66.6% | 66.6% | 66.6% | 66.6% | 66.6% | 66.6% | 66.6% | 66.6% | 66.6% | 66.6% | 66.6% | 66.6%
RM3CSSPClass2 | R&D | Moderate | 30 | CSP | Class2 | CSP - Class 2 | 66.6% | 66.6% | 66.6% | 66.6% | 66.6% | 66.6% | 66.6% | 66.6% | 66.6% | 66.6% | 66.6% | 66.6% | 66.6% | 66.6% | 66.6% | 66.6% | 66.6% | 66.6% | 66.6% | 66.6% | 66.6% | 66.6% | 66.6% | 66.6% | 66.6% | 66.6% | 66.6% | 66.6% | 66.6% | 66.6%
RC3CSSPClass2 | R&D | Conservative | 30 | CSP | Class2 | CSP - Class 2 | 66.6% | 66.6% | 66.6% | 66.6% | 66.6% | 66.6% | 66.6% | 66.6% | 66.6% | 66.6% | 66.6% | 66.6% | 66.6% | 66.6% | 66.6% | 66.6% | 66.6% | 66.6% | 66.6% | 66.6% | 66.6% | 66.6% | 66.6% | 66.6% | 66.6% | 66.6% | 66.6% | 66.6% | 66.6% | 66.6%
RA3CSSPClass3 | R&D | Advanced | 30 | CSP | Class3 | CSP - Class 3 | 64.7% | 64.7% | 64.7% | 64.7% | 64.7% | 64.7% | 64.7% | 64.7% | 64.7% | 64.7% | 64.7% | 64.7% | 64.7% | 64.7% | 64.7% | 64.7% | 64.7% | 64.7% | 64.7% | 64.7% | 64.7% | 64.7% | 64.7% | 64.7% | 64.7% | 64.7% | 64.7% | 64.7% | 64.7% | 64.7%
RM3CSSPClass3 | R&D | Moderate | 30 | CSP | Class3 | CSP - Class 3 | 64.7% | 64.7% | 64.7% | 64.7% | 64.7% | 64.7% | 64.7% | 64.7% | 64.7% | 64.7% | 64.7% | 64.7% | 64.7% | 64.7% | 64.7% | 64.7% | 64.7% | 64.7% | 64.7% | 64.7% | 64.7% | 64.7% | 64.7% | 64.7% | 64.7% | 64.7% | 64.7% | 64.7% | 64.7% | 64.7%
RC3CSSPClass3 | R&D | Conservative | 30 | CSP | Class3 | CSP - Class 3 | 64.7% | 64.7% | 64.7% | 64.7% | 64.7% | 64.7% | 64.7% | 64.7% | 64.7% | 64.7% | 64.7% | 64.7% | 64.7% | 64.7% | 64.7% | 64.7% | 64.7% | 64.7% | 64.7% | 64.7% | 64.7% | 64.7% | 64.7% | 64.7% | 64.7% | 64.7% | 64.7% | 64.7% | 64.7% | 64.7%
RA3CSSPClass8 | R&D | Advanced | 30 | CSP | Class8 | CSP - Class 8 | 51.4% | 51.4% | 51.4% | 51.4% | 51.4% | 51.4% | 51.4% | 51.4% | 51.4% | 51.4% | 51.4% | 51.4% | 51.4% | 51.4% | 51.4% | 51.4% | 51.4% | 51.4% | 51.4% | 51.4% | 51.4% | 51.4% | 51.4% | 51.4% | 51.4% | 51.4% | 51.4% | 51.4% | 51.4% | 51.4%
RM3CSSPClass8 | R&D | Moderate | 30 | CSP | Class8 | CSP - Class 8 | 51.4% | 51.4% | 51.4% | 51.4% | 51.4% | 51.4% | 51.4% | 51.4% | 51.4% | 51.4% | 51.4% | 51.4% | 51.4% | 51.4% | 51.4% | 51.4% | 51.4% | 51.4% | 51.4% | 51.4% | 51.4% | 51.4% | 51.4% | 51.4% | 51.4% | 51.4% | 51.4% | 51.4% | 51.4% | 51.4%
RC3CSSPClass8 | R&D | Conservative | 30 | CSP | Class8 | CSP - Class 8 | 51.4% | 51.4% | 51.4% | 51.4% | 51.4% | 51.4% | 51.4% | 51.4% | 51.4% | 51.4% | 51.4% | 51.4% | 51.4% | 51.4% | 51.4% | 51.4% | 51.4% | 51.4% | 51.4% | 51.4% | 51.4% | 51.4% | 51.4% | 51.4% | 51.4% | 51.4% | 51.4% | 51.4% | 51.4% | 51.4%
RA3OfndClass1 | R&D | Advanced | 30 | OffShoreWind | Class1 | Offshore Wind - Class 1 | 46.89% | 47.71% | 48.46% | 49.15% | 49.81% | 50.43% | 51.03% | 51.61% | 52.18% | 52.73% | 53% | 53.25% | 53.5% | 53.74% | 53.98% | 54.2% | 54.43% | 54.65% | 54.86% | 55.07% | 55.28% | 55.48% | 55.68% | 55.88% | 56.07% | 56.26% | 56.45% | 56.64% | 56.83% | 57.01%
RM3OfndClass1 | R&D | Moderate | 30 | OffShoreWind | Class1 | Offshore Wind - Class 1 | 46.35% | 47% | 47.59% | 48.13% | 48.63% | 49.12% | 49.58% | 50.03% | 50.47% | 50.89% | 51.11% | 51.32% | 51.52% | 51.71% | 51.9% | 52.08% | 52.26% | 52.44% | 52.61% | 52.78% | 52.95% | 53.11% | 53.27% | 53.43% | 53.59% | 53.74% | 53.9% | 54.05% | 54.2% | 54.35%
RC3OfndClass1 | R&D | Conservative | 30 | OffShoreWind | Class1 | Offshore Wind - Class 1 | 45.06% | 45.33% | 45.57% | 45.79% | 45.99% | 46.18% | 46.36% | 46.53% | 46.69% | 46.85% | 46.96% | 47.06% | 47.16% | 47.25% | 47.35% | 47.44% | 47.52% | 47.61% | 47.69% | 47.78% | 47.86% | 47.94% | 48.02% | 48.1% | 48.17% | 48.25% | 48.32% | 48.4% | 48.47% | 48.54%
RA3OfndClass2 | R&D | Advanced | 30 | OffShoreWind | Class2 | Offshore Wind - Class 2 | 45.71% | 46.52% | 47.26% | 47.94% | 48.59% | 49.21% | 49.8% | 50.38% | 50.94% | 51.49% | 51.75% | 52% | 52.25% | 52.49% | 52.72% | 52.94% | 53.16% | 53.38% | 53.59% | 53.8% | 54% | 54.2% | 54.4% | 54.6% | 54.79% | 54.98% | 55.17% | 55.36% | 55.54% | 55.72%
RM3OfndClass2 | R&D | Moderate | 30 | OffShoreWind | Class2 | Offshore Wind - Class 2 | 45.18% | 45.82% | 46.39% | 46.93% | 47.43% | 47.91% | 48.37% | 48.82% | 49.25% | 49.67% | 49.88% | 50.09% | 50.29% | 50.48% | 50.67% | 50.85% | 51.03% | 51.2% | 51.37% | 51.54% | 51.7% | 51.87% | 52.03% | 52.18% | 52.34% | 52.49% | 52.64% | 52.79% | 52.94% | 53.09%
RC3OfndClass2 | R&D | Conservative | 30 | OffShoreWind | Class2 | Offshore Wind - Class 2 | 43.92% | 44.18% | 44.42% | 44.63% | 44.83% | 45.01% | 45.19% | 45.36% | 45.53% | 45.68% | 45.79% | 45.89% | 45.98% | 46.08% | 46.17% | 46.26% | 46.35% | 46.43% | 46.52% | 46.6% | 46.68% | 46.76% | 46.84% | 46.91% | 46.99% | 47.06% | 47.14% | 47.21% | 47.29% | 47.36%
RA3OfndClass3 | R&D | Advanced | 30 | OffShoreWind | Class3 | Offshore Wind - Class 3 | 46.05% | 46.86% | 47.6% | 48.29% | 48.94% | 49.56% | 50.15% | 50.73% | 51.29% | 51.84% | 52.11% | 52.36% | 52.61% | 52.84% | 53.08% | 53.3% | 53.52% | 53.74% | 53.95% | 54.16% | 54.37% | 54.57% | 54.77% | 54.96% | 55.16% | 55.35% | 55.54% | 55.72% | 55.91% | 56.09%
RM3OfndClass3 | R&D | Moderate | 30 | OffShoreWind | Class3 | Offshore Wind - Class 3 | 45.51% | 46.16% | 46.73% | 47.27% | 47.78% | 48.26% | 48.72% | 49.16% | 49.6% | 50.02% | 50.23% | 50.44% | 50.64% | 50.83% | 51.02% | 51.2% | 51.38% | 51.56% | 51.73% | 51.89% | 52.06% | 52.22% | 52.38% | 52.54% | 52.7% | 52.85% | 53% | 53.15% | 53.3% | 53.45%
RC3OfndClass3 | R&D | Conservative | 30 | OffShoreWind | Class3 | Offshore Wind - Class 3 | 44.24% | 44.51% | 44.75% | 44.96% | 45.16% | 45.35% | 45.52% | 45.69% | 45.86% | 46.02% | 46.12% | 46.22% | 46.32% | 46.41% | 46.51% | 46.6% | 46.68% | 46.77% | 46.85% | 46.93% | 47.02% | 47.09% | 47.17% | 47.25% | 47.33% | 47.4% | 47.48% | 47.55% | 47.62% | 47.7%
RA3OfndClass4 | R&D | Advanced | 30 | OffShoreWind | Class4 | Offshore Wind - Class 4 | 45.84% | 46.65% | 47.39% | 48.07% | 48.72% | 49.34% | 49.94% | 50.51% | 51.08% | 51.62% | 51.89% | 52.14% | 52.39% | 52.62% | 52.86% | 53.08% | 53.3% | 53.52% | 53.73% | 53.94% | 54.14% | 54.35% | 54.54% | 54.74% | 54.93% | 55.12% | 55.31% | 55.5% | 55.68% | 55.87%
RM3OfndClass4 | R&D | Moderate | 30 | OffShoreWind | Class4 | Offshore Wind - Class 4 | 45.31% | 45.95% | 46.53% | 47.06% | 47.57% | 48.05% | 48.51% | 48.95% | 49.38% | 49.81% | 50.02% | 50.22% | 50.42% | 50.62% | 50.8% | 50.99% | 51.16% | 51.34% | 51.51% | 51.68% | 51.84% | 52% | 52.16% | 52.32% | 52.48% | 52.63% | 52.78% | 52.93% | 53.08% | 53.23%
RC3OfndClass4 | R&D | Conservative | 30 | OffShoreWind | Class4 | Offshore Wind - Class 4 | 44.04% | 44.31% | 44.54% | 44.76% | 44.96% | 45.14% | 45.32% | 45.49% | 45.65% | 45.81% | 45.92% | 46.02% | 46.11% | 46.21% | 46.3% | 46.39% | 46.48% | 46.56% | 46.65% | 46.73% | 46.81% | 46.89% | 46.97% | 47.04% | 47.12% | 47.2% | 47.27% | 47.34% | 47.42% | 47.49%
RA3OfndClass5 | R&D | Advanced | 30 | OffShoreWind | Class5 | Offshore Wind - Class 5 | 45.11% | 45.91% | 46.64% | 47.33% | 47.97% | 48.58% | 49.18% | 49.75% | 50.31% | 50.86% | 51.12% | 51.37% | 51.61% | 51.85% | 52.08% | 52.3% | 52.52% | 52.74% | 52.95% | 53.15% | 53.36% | 53.56% | 53.76% | 53.95% | 54.14% | 54.33% | 54.52% | 54.7% | 54.89% | 55.07%
RM3OfndClass5 | R&D | Moderate | 30 | OffShoreWind | Class5 | Offshore Wind - Class 5 | 44.58% | 45.22% | 45.79% | 46.32% | 46.82% | 47.3% | 47.76% | 48.2% | 48.63% | 49.05% | 49.26% | 49.47% | 49.66% | 49.85% | 50.04% | 50.22% | 50.4% | 50.57% | 50.74% | 50.91% | 51.07% | 51.23% | 51.39% | 51.55% | 51.7% | 51.86% | 52.01% | 52.16% | 52.3% | 52.45%
RC3OfndClass5 | R&D | Conservative | 30 | OffShoreWind | Class5 | Offshore Wind - Class 5 | 43.33% | 43.6% | 43.83% | 44.04% | 44.24% | 44.43% | 44.6% | 44.77% | 44.93% | 45.09% | 45.19% | 45.29% | 45.39% | 45.48% | 45.57% | 45.66% | 45.75% | 45.83% | 45.92% | 46% | 46.08% | 46.16% | 46.24% | 46.31% | 46.39% | 46.46% | 46.54% | 46.61% | 46.68% | 46.76%
RA3OfndClass6 | R&D | Advanced | 30 | OffShoreWind | Class6 | Offshore Wind - Class 6 | 38.78% | 39.53% | 40.22% | 40.86% | 41.47% | 42.05% | 42.62% | 43.17% | 43.7% | 44.23% | 44.47% | 44.7% | 44.93% | 45.15% | 45.37% | 45.58% | 45.78% | 45.98% | 46.18% | 46.38% | 46.57% | 46.76% | 46.95% | 47.13% | 47.31% | 47.49% | 47.67% | 47.85% | 48.03% | 48.2%
RM3OfndClass6 | R&D | Moderate | 30 | OffShoreWind | Class6 | Offshore Wind - Class 6 | 38.32% | 38.91% | 39.44% | 39.94% | 40.41% | 40.86% | 41.3% | 41.72% | 42.13% | 42.54% | 42.73% | 42.92% | 43.11% | 43.28% | 43.46% | 43.63% | 43.79% | 43.96% | 44.12% | 44.27% | 44.43% | 44.58% | 44.73% | 44.88% | 45.03% | 45.17% | 45.32% | 45.46% | 45.6% | 45.74%
RC3OfndClass6 | R&D | Conservative | 30 | OffShoreWind | Class6 | Offshore Wind - Class 6 | 37.22% | 37.46% | 37.67% | 37.87% | 38.05% | 38.23% | 38.39% | 38.55% | 38.7% | 38.85% | 38.95% | 39.04% | 39.13% | 39.22% | 39.3% | 39.39% | 39.47% | 39.55% | 39.63% | 39.7% | 39.78% | 39.86% | 39.93% | 40% | 40.07% | 40.15% | 40.22% | 40.29% | 40.36% | 40.42%
RA3OfndClass7 | R&D | Advanced | 30 | OffShoreWind | Class7 | Offshore Wind - Class 7 | 30.05% | 30.72% | 31.34% | 31.93% | 32.49% | 33.03% | 33.56% | 34.08% | 34.58% | 35.08% | 35.29% | 35.5% | 35.71% | 35.9% | 36.1% | 36.29% | 36.48% | 36.66% | 36.84% | 37.02% | 37.2% | 37.37% | 37.55% | 37.72% | 37.89% | 38.06% | 38.22% | 38.39% | 38.55% | 38.71%
RM3OfndClass7 | R&D | Moderate | 30 | OffShoreWind | Class7 | Offshore Wind - Class 7 | 29.67% | 30.19% | 30.67% | 31.13% | 31.56% | 31.98% | 32.38% | 32.78% | 33.16% | 33.54% | 33.72% | 33.89% | 34.05% | 34.21% | 34.37% | 34.52% | 34.67% | 34.82% | 34.97% | 35.11% | 35.25% | 35.4% | 35.53% | 35.67% | 35.81% | 35.94% | 36.08% | 36.21% | 36.34% | 36.47%
RC3OfndClass7 | R&D | Conservative | 30 | OffShoreWind | Class7 | Offshore Wind - Class 7 | 28.78% | 28.98% | 29.17% | 29.35% | 29.51% | 29.67% | 29.82% | 29.96% | 30.1% | 30.24% | 30.33% | 30.41% | 30.49% | 30.57% | 30.65% | 30.72% | 30.8% | 30.87% | 30.94% | 31.01% | 31.08% | 31.15% | 31.22% | 31.29% | 31.36% | 31.42% | 31.49% | 31.55% | 31.62% | 31.68%
RA3OfndClass8 | R&D | Advanced | 30 | OffShoreWind | Class8 | Offshore Wind - Class 8 | 52.69% | 53.29% | 53.86% | 54.4% | 54.92% | 55.43% | 55.93% | 56.41% | 56.89% | 57.37% | 57.56% | 57.75% | 57.93% | 58.11% | 58.29% | 58.47% | 58.64% | 58.81% | 58.98% | 59.14% | 59.31% | 59.47% | 59.63% | 59.79% | 59.95% | 60.1% | 60.26% | 60.42% | 60.57% | 60.72%
RM3OfndClass8 | R&D | Moderate | 30 | OffShoreWind | Class8 | Offshore Wind - Class 8 | 52.38% | 52.85% | 53.28% | 53.7% | 54.1% | 54.49% | 54.87% | 55.24% | 55.61% | 55.97% | 56.13% | 56.28% | 56.43% | 56.57% | 56.72% | 56.86% | 57% | 57.13% | 57.27% | 57.4% | 57.54% | 57.67% | 57.8% | 57.93% | 58.05% | 58.18% | 58.31% | 58.43% | 58.55% | 58.68%
RC3OfndClass8 | R&D | Conservative | 30 | OffShoreWind | Class8 | Offshore Wind - Class 8 | 51.65% | 51.83% | 52% | 52.16% | 52.31% | 52.45% | 52.59% | 52.73% | 52.86% | 52.99% | 53.07% | 53.14% | 53.22% | 53.29% | 53.36% | 53.43% | 53.5% | 53.57% | 53.63% | 53.7% | 53.77% | 53.83% | 53.9% | 53.96% | 54.02% | 54.09% | 54.15% | 54.21% | 54.27% | 54.34%
RA3OfndClass9 | R&D | Advanced | 30 | OffShoreWind | Class9 | Offshore Wind - Class 9 | 51.41% | 52.01% | 52.57% | 53.11% | 53.63% | 54.13% | 54.63% | 55.11% | 55.59% | 56.06% | 56.25% | 56.44% | 56.62% | 56.8% | 56.98% | 57.15% | 57.32% | 57.49% | 57.66% | 57.82% | 57.99% | 58.15% | 58.31% | 58.47% | 58.63% | 58.78% | 58.94% | 59.09% | 59.25% | 59.4%
RM3OfndClass9 | R&D | Moderate | 30 | OffShoreWind | Class9 | Offshore Wind - Class 9 | 51.1% | 51.57% | 52% | 52.42% | 52.82% | 53.2% | 53.58% | 53.95% | 54.32% | 54.68% | 54.83% | 54.98% | 55.13% | 55.27% | 55.42% | 55.56% | 55.69% | 55.83% | 55.97% | 56.1% | 56.23% | 56.36% | 56.49% | 56.62% | 56.74% | 56.87% | 57% | 57.12% | 57.24% | 57.37%
RC3OfndClass9 | R&D | Conservative | 30 | OffShoreWind | Class9 | Offshore Wind - Class 9 | 50.39% | 50.57% | 50.74% | 50.89% | 51.04% | 51.18% | 51.32% | 51.46% | 51.59% | 51.72% | 51.8% | 51.87% | 51.94% | 52.02% | 52.09% | 52.16% | 52.22% | 52.29% | 52.36% | 52.43% | 52.49% | 52.56% | 52.62% | 52.68% | 52.75% | 52.81% | 52.87% | 52.93% | 52.99% | 53.06%
RA3OfndClass0 | R&D | Advanced | 30 | OffShoreWind | Class10 | Offshore Wind - Class 10 | 50.51% | 51.1% | 51.66% | 52.2% | 52.71% | 53.22% | 53.71% | 54.19% | 54.67% | 55.14% | 55.33% | 55.52% | 55.7% | 55.88% | 56.05% | 56.22% | 56.39% | 56.56% | 56.73% | 56.89% | 57.06% | 57.22% | 57.38% | 57.53% | 57.69% | 57.85% | 58% | 58.16% | 58.31% | 58.46%
RM3OfndClass0 | R&D | Moderate | 30 | OffShoreWind | Class10 | Offshore Wind - Class 10 | 50.2% | 50.66% | 51.1% | 51.51% | 51.91% | 52.29% | 52.67% | 53.04% | 53.4% | 53.76% | 53.91% | 54.06% | 54.21% | 54.36% | 54.5% | 54.64% | 54.77% | 54.91% | 55.04% | 55.18% | 55.31% | 55.44% | 55.56% | 55.69% | 55.82% | 55.94% | 56.07% | 56.19% | 56.32% | 56.44%
RC3OfndClass0 | R&D | Conservative | 30 | OffShoreWind | Class10 | Offshore Wind - Class 10 | 49.5% | 49.68% | 49.84% | 50% | 50.15% | 50.29% | 50.43% | 50.56% | 50.69% | 50.82% | 50.9% | 50.97% | 51.04% | 51.12% | 51.19% | 51.25% | 51.32% | 51.39% | 51.46% | 51.52% | 51.59% | 51.65% | 51.72% | 51.78% | 51.84% | 51.91% | 51.97% | 52.03% | 52.09% | 52.15%
RA3OfndClass1 | R&D | Advanced | 30 | OffShoreWind | Class11 | Offshore Wind - Class 11 | 49.83% | 50.42% | 50.98% | 51.51% | 52.03% | 52.53% | 53.02% | 53.5% | 53.98% | 54.45% | 54.64% | 54.82% | 55% | 55.18% | 55.36% | 55.53% | 55.7% | 55.86% | 56.03% | 56.19% | 56.36% | 56.52% | 56.68% | 56.83% | 56.99% | 57.15% | 57.3% | 57.45% | 57.61% | 57.76%
RM3OfndClass1 | R&D | Moderate | 30 | OffShoreWind | Class11 | Offshore Wind - Class 11 | 49.53% | 49.99% | 50.42% | 50.83% | 51.22% | 51.61% | 51.98% | 52.35% | 52.72% | 53.07% | 53.23% | 53.38% | 53.52% | 53.67% | 53.81% | 53.95% | 54.08% | 54.22% | 54.35% | 54.48% | 54.61% | 54.74% | 54.87% | 55% | 55.12% | 55.25% | 55.37% | 55.5% | 55.62% | 55.74%
RC3OfndClass1 | R&D | Conservative | 30 | OffShoreWind | Class11 | Offshore Wind - Class 11 | 48.83% | 49.01% | 49.17% | 49.33% | 49.47% | 49.62% | 49.75% | 49.89% | 50.02% | 50.15% | 50.22% | 50.3% | 50.37% | 50.44% | 50.51% | 50.58% | 50.65% | 50.71% | 50.78% | 50.85% | 50.91% | 50.98% | 51.04% | 51.1% | 51.16% | 51.23% | 51.29% | 51.35% | 51.41% | 51.47%
RA3OfndClass2 | R&D | Advanced | 30 | OffShoreWind | Class12 | Offshore Wind - Class 12 | 46.97% | 47.55% | 48.1% | 48.63% | 49.14% | 49.63% | 50.12% | 50.6% | 51.07% | 51.53% | 51.72% | 51.9% | 52.08% | 52.25% | 52.42% | 52.59% | 52.76% | 52.92% | 53.09% | 53.25% | 53.41% | 53.57% | 53.72% | 53.88% | 54.04% | 54.19% | 54.34% | 54.49% | 54.64% | 54.79%
RM3OfndClass2 | R&D | Moderate | 30 | OffShoreWind | Class12 | Offshore Wind - Class 12 | 46.68% | 47.13% | 47.56% | 47.96% | 48.35% | 48.73% | 49.1% | 49.47% | 49.82% | 50.18% | 50.33% | 50.48% | 50.62% | 50.76% | 50.9% | 51.04% | 51.17% | 51.3% | 51.43% | 51.56% | 51.69% | 51.82% | 51.95% | 52.07% | 52.2% | 52.32% | 52.44% | 52.57% | 52.69% | 52.81%
RC3OfndClass2 | R&D | Conservative | 30 | OffShoreWind | Class12 | Offshore Wind - Class 12 | 46.01% | 46.19% | 46.35% | 46.5% | 46.64% | 46.78% | 46.92% | 47.05% | 47.18% | 47.3% | 47.38% | 47.45% | 47.52% | 47.59% | 47.66% | 47.73% | 47.8% | 47.86% | 47.93% | 47.99% | 48.06% | 48.12% | 48.18% | 48.25% | 48.31% | 48.37% | 48.43% | 48.49% | 48.55% | 48.61%
RA3OfndClass3 | R&D | Advanced | 30 | OffShoreWind | Class13 | Offshore Wind - Class 13 | 37.54% | 38.08% | 38.6% | 39.1% | 39.59% | 40.07% | 40.53% | 41% | 41.45% | 41.9% | 42.08% | 42.25% | 42.42% | 42.58% | 42.74% | 42.9% | 43.06% | 43.22% | 43.37% | 43.53% | 43.68% | 43.83% | 43.98% | 44.13% | 44.28% | 44.43% | 44.58% | 44.72% | 44.87% | 45.01%
RM3OfndClass3 | R&D | Moderate | 30 | OffShoreWind | Class13 | Offshore Wind - Class 13 | 37.29% | 37.71% | 38.11% | 38.49% | 38.86% | 39.22% | 39.58% | 39.93% | 40.28% | 40.62% | 40.76% | 40.9% | 41.03% | 41.17% | 41.3% | 41.43% | 41.56% | 41.68% | 41.81% | 41.93% | 42.05% | 42.18% | 42.3% | 42.42% | 42.54% | 42.66% | 42.77% | 42.89% | 43.01% | 43.13%
RC3OfndClass3 | R&D | Conservative | 30 | OffShoreWind | Class13 | Offshore Wind - Class 13 | 36.71% | 36.87% | 37.02% | 37.16% | 37.3% | 37.43% | 37.56% | 37.68% | 37.8% | 37.93% | 38% | 38.06% | 38.13% | 38.2% | 38.26% | 38.33% | 38.39% | 38.45% | 38.51% | 38.58% | 38.64% | 38.7% | 38.76% | 38.82% | 38.88% | 38.94% | 39% | 39.05% | 39.11% | 39.17%
RA3OfndClass4 | R&D | Advanced | 30 | OffShoreWind | Class14 | Offshore Wind - Class 14 | 30.92% | 31.44% | 31.94% | 32.42% | 32.9% | 33.36% | 33.81% | 34.27% | 34.71% | 35.16% | 35.32% | 35.48% | 35.64% | 35.8% | 35.95% | 36.11% | 36.26% | 36.41% | 36.56% | 36.71% | 36.86% | 37.01% | 37.15% | 37.3% | 37.44% | 37.59% | 37.73% | 37.87% | 38.01% | 38.15%
RM3OfndClass4 | R&D | Moderate | 30 | OffShoreWind | Class14 | Offshore Wind - Class 14 | 30.7% | 31.1% | 31.48% | 31.85% | 32.21% | 32.56% | 32.91% | 33.25% | 33.59% | 33.92% | 34.06% | 34.19% | 34.32% | 34.44% | 34.57% | 34.69% | 34.81% | 34.94% | 35.06% | 35.18% | 35.3% | 35.41% | 35.53% | 35.65% | 35.76% | 35.88% | 35.99% | 36.11% | 36.22% | 36.34%
RC3OfndClass4 | R&D | Conservative | 30 | OffShoreWind | Class14 | Offshore Wind - Class 14 | 30.19% | 30.34% | 30.48% | 30.62% | 30.74% | 30.87% | 30.99% | 31.11% | 31.23% | 31.35% | 31.42% | 31.48% | 31.55% | 31.61% | 31.67% | 31.73% | 31.79% | 31.85% | 31.91% | 31.97% | 32.03% | 32.09% | 32.15% | 32.21% | 32.27% | 32.32% | 32.38% | 32.44% | 32.5% | 32.55%
RA3UtPVClass1 | R&D | Advanced | 30 | UtilityPV | Class1 | Utility PV - Class 1 | 31.32% | 31.63% | 31.94% | 32.25% | 32.57% | 32.88% | 33.19% | 33.5% | 33.81% | 34.13% | 34.44% | 34.75% | 35.06% | 35.38% | 35.69% | 35.81% | 35.94% | 36.07% | 36.19% | 36.32% | 36.45% | 36.57% | 36.7% | 36.82% | 36.95% | 37.08% | 37.2% | 37.33% | 37.46% | 37.58%
RM3UtPVClass1 | R&D | Moderate | 30 | UtilityPV | Class1 | Utility PV - Class 1 | 31.32% | 31.5% | 31.67% | 31.85% | 32.03% | 32.2% | 32.38% | 32.56% | 32.74% | 32.91% | 33.09% | 33.27% | 33.44% | 33.62% | 33.8% | 33.92% | 34.05% | 34.18% | 34.3% | 34.43% | 34.55% | 34.68% | 34.81% | 34.93% | 35.06% | 35.18% | 35.31% | 35.44% | 35.56% | 35.69%
RC3UtPVClass1 | R&D | Conservative | 30 | UtilityPV | Class1 | Utility PV - Class 1 | 31.32% | 31.32% | 31.32% | 31.32% | 31.32% | 31.32% | 31.32% | 31.32% | 31.32% | 31.32% | 31.32% | 31.32% | 31.32% | 31.32% | 31.32% | 31.48% | 31.65% | 31.81% | 31.98% | 32.15% | 32.31% | 32.48% | 32.64% | 32.81% | 32.97% | 33.14% | 33.3% | 33.47% | 33.63% | 33.8%
RA3UtPVClass2 | R&D | Advanced | 30 | UtilityPV | Class2 | Utility PV - Class 2 | 30.3% | 30.6% | 30.9% | 31.19% | 31.49% | 31.79% | 32.09% | 32.39% | 32.69% | 32.99% | 33.29% | 33.59% | 33.89% | 34.18% | 34.48% | 34.61% | 34.73% | 34.86% | 34.98% | 35.11% | 35.23% | 35.36% | 35.48% | 35.61% | 35.73% | 35.86% | 35.98% | 36.11% | 36.23% | 36.36%
RM3UtPVClass2 | R&D | Moderate | 30 | UtilityPV | Class2 | Utility PV - Class 2 | 30.3% | 30.47% | 30.64% | 30.81% | 30.97% | 31.14% | 31.31% | 31.48% | 31.65% | 31.82% | 31.99% | 32.16% | 32.33% | 32.5% | 32.67% | 32.79% | 32.91% | 33.03% | 33.15% | 33.27% | 33.39% | 33.52% | 33.64% | 33.76% | 33.88% | 34% | 34.12% | 34.24% | 34.36% | 34.48%
RC3UtPVClass2 | R&D | Conservative | 30 | UtilityPV | Class2 | Utility PV - Class 2 | 30.3% | 30.3% | 30.3% | 30.3% | 30.3% | 30.3% | 30.3% | 30.3% | 30.3% | 30.3% | 30.3% | 30.3% | 30.3% | 30.3% | 30.3% | 30.46% | 30.61% | 30.77% | 30.93% | 31.09% | 31.25% | 31.4% | 31.56% | 31.72% | 31.88% | 32.04% | 32.19% | 32.35% | 32.51% | 32.67%
RA3UtPVClass3 | R&D | Advanced | 30 | UtilityPV | Class3 | Utility PV - Class 3 | 28.85% | 29.15% | 29.45% | 29.75% | 30.05% | 30.35% | 30.65% | 30.94% | 31.24% | 31.54% | 31.84% | 32.14% | 32.44% | 32.74% | 33.03% | 33.14% | 33.25% | 33.35% | 33.46% | 33.56% | 33.67% | 33.78% | 33.88% | 33.99% | 34.09% | 34.2% | 34.31% | 34.41% | 34.52% | 34.62%
RM3UtPVClass3 | R&D | Moderate | 30 | UtilityPV | Class3 | Utility PV - Class 3 | 28.85% | 29.02% | 29.2% | 29.37% | 29.54% | 29.71% | 29.88% | 30.05% | 30.22% | 30.39% | 30.56% | 30.73% | 30.9% | 31.07% | 31.24% | 31.36% | 31.48% | 31.6% | 31.72% | 31.84% | 31.96% | 32.08% | 32.2% | 32.32% | 32.44% | 32.56% | 32.68% | 32.79% | 32.91% | 33.03%
RC3UtPVClass3 | R&D | Conservative | 30 | UtilityPV | Class3 | Utility PV - Class 3 | 28.85% | 28.85% | 28.85% | 28.85% | 28.85% | 28.85% | 28.85% | 28.85% | 28.85% | 28.85% | 28.85% | 28.85% | 28.85% | 28.85% | 28.85% | 29.01% | 29.17% | 29.33% | 29.49% | 29.65% | 29.81% | 29.97% | 30.13% | 30.29% | 30.45% | 30.61% | 30.76% | 30.92% | 31.08% | 31.24%
RA3UtPVClass4 | R&D | Advanced | 30 | UtilityPV | Class4 | Utility PV - Class 4 | 27.47% | 27.77% | 28.06% | 28.36% | 28.65% | 28.95% | 29.24% | 29.53% | 29.83% | 30.12% | 30.42% | 30.71% | 31.01% | 31.3% | 31.6% | 31.69% | 31.78% | 31.87% | 31.96% | 32.05% | 32.15% | 32.24% | 32.33% | 32.42% | 32.51% | 32.6% | 32.69% | 32.78% | 32.87% | 32.96%
RM3UtPVClass4 | R&D | Moderate | 30 | UtilityPV | Class4 | Utility PV - Class 4 | 27.47% | 27.64% | 27.81% | 27.98% | 28.15% | 28.32% | 28.49% | 28.66% | 28.83% | 29% | 29.17% | 29.34% | 29.51% | 29.67% | 29.84% | 29.96% | 30.08% | 30.2% | 30.31% | 30.43% | 30.55% | 30.66% | 30.78% | 30.9% | 31.01% | 31.13% | 31.25% | 31.37% | 31.48% | 31.6%
RC3UtPVClass4 | R&D | Conservative | 30 | UtilityPV | Class4 | Utility PV - Class 4 | 27.47% | 27.47% | 27.47% | 27.47% | 27.47% | 27.47% | 27.47% | 27.47% | 27.47% | 27.47% | 27.47% | 27.47% | 27.47% | 27.47% | 27.47% | 27.63% | 27.79% | 27.95% | 28.1% | 28.26% | 28.42% | 28.58% | 28.74% | 28.89% | 29.05% | 29.21% | 29.37% | 29.53% | 29.69% | 29.84%
RA3UtPVClass5 | R&D | Advanced | 30 | UtilityPV | Class5 | Utility PV - Class 5 | 26.09% | 26.38% | 26.67% | 26.95% | 27.24% | 27.53% | 27.81% | 28.1% | 28.39% | 28.67% | 28.96% | 29.25% | 29.53% | 29.82% | 30.11% | 30.19% | 30.27% | 30.35% | 30.43% | 30.51% | 30.59% | 30.67% | 30.75% | 30.83% | 30.91% | 30.99% | 31.07% | 31.15% | 31.23% | 31.31%
RM3UtPVClass5 | R&D | Moderate | 30 | UtilityPV | Class5 | Utility PV - Class 5 | 26.09% | 26.26% | 26.42% | 26.59% | 26.75% | 26.92% | 27.08% | 27.25% | 27.41% | 27.58% | 27.74% | 27.91% | 28.07% | 28.24% | 28.4% | 28.52% | 28.63% | 28.74% | 28.86% | 28.97% | 29.09% | 29.2% | 29.31% | 29.43% | 29.54% | 29.65% | 29.77% | 29.88% | 29.99% | 30.11%
RC3UtPVClass5 | R&D | Conservative | 30 | UtilityPV | Class5 | Utility PV - Class 5 | 26.09% | 26.09% | 26.09% | 26.09% | 26.09% | 26.09% | 26.09% | 26.09% | 26.09% | 26.09% | 26.09% | 26.09% | 26.09% | 26.09% | 26.09% | 26.25% | 26.4% | 26.56% | 26.71% | 26.86% | 27.02% | 27.17% | 27.33% | 27.48% | 27.63% | 27.79% | 27.94% | 28.1% | 28.25% | 28.4%
RA3UtPVClass6 | R&D | Advanced | 30 | UtilityPV | Class6 | Utility PV - Class 6 | 24.74% | 25.02% | 25.3% | 25.57% | 25.85% | 26.13% | 26.41% | 26.69% | 26.97% | 27.25% | 27.53% | 27.8% | 28.08% | 28.36% | 28.64% | 28.71% | 28.78% | 28.85% | 28.92% | 28.99% | 29.06% | 29.13% | 29.2% | 29.27% | 29.34% | 29.41% | 29.48% | 29.55% | 29.62% | 29.69%
RM3UtPVClass6 | R&D | Moderate | 30 | UtilityPV | Class6 | Utility PV - Class 6 | 24.74% | 24.9% | 25.06% | 25.22% | 25.38% | 25.54% | 25.7% | 25.86% | 26.02% | 26.18% | 26.34% | 26.5% | 26.66% | 26.82% | 26.98% | 27.09% | 27.2% | 27.32% | 27.43% | 27.54% | 27.65% | 27.76% | 27.87% | 27.98% | 28.09% | 28.2% | 28.31% | 28.42% | 28.53% | 28.64%
RC3UtPVClass6 | R&D | Conservative | 30 | UtilityPV | Class6 | Utility PV - Class 6 | 24.74% | 24.74% | 24.74% | 24.74% | 24.74% | 24.74% | 24.74% | 24.74% | 24.74% | 24.74% | 24.74% | 24.74% | 24.74% | 24.74% | 24.74% | 24.89% | 25.04% | 25.19% | 25.34% | 25.49% | 25.64% | 25.79% | 25.94% | 26.09% | 26.24% | 26.39% | 26.53% | 26.68% | 26.83% | 26.98%
RA3UtPVClass7 | R&D | Advanced | 30 | UtilityPV | Class7 | Utility PV - Class 7 | 23.46% | 23.73% | 24% | 24.27% | 24.54% | 24.81% | 25.09% | 25.36% | 25.63% | 25.9% | 26.17% | 26.44% | 26.71% | 26.98% | 27.25% | 27.31% | 27.37% | 27.43% | 27.49% | 27.55% | 27.61% | 27.67% | 27.73% | 27.79% | 27.85% | 27.91% | 27.97% | 28.03% | 28.09% | 28.15%
RM3UtPVClass7 | R&D | Moderate | 30 | UtilityPV | Class7 | Utility PV - Class 7 | 23.46% | 23.62% | 23.78% | 23.93% | 24.09% | 24.24% | 24.4% | 24.56% | 24.71% | 24.87% | 25.03% | 25.18% | 25.34% | 25.5% | 25.65% | 25.76% | 25.87% | 25.97% | 26.08% | 26.18% | 26.29% | 26.4% | 26.5% | 26.61% | 26.72% | 26.82% | 26.93% | 27.04% | 27.14% | 27.25%
RC3UtPVClass7 | R&D | Conservative | 30 | UtilityPV | Class7 | Utility PV - Class 7 | 23.46% | 23.46% | 23.46% | 23.46% | 23.46% | 23.46% | 23.46% | 23.46% | 23.46% | 23.46% | 23.46% | 23.46% | 23.46% | 23.46% | 23.46% | 23.61% | 23.75% | 23.9% | 24.05% | 24.19% | 24.34% | 24.48% | 24.63% | 24.78% | 24.92% | 25.07% | 25.21% | 25.36% | 25.51% | 25.65%
RA3UtPVClass8 | R&D | Advanced | 30 | UtilityPV | Class8 | Utility PV - Class 8 | 22.56% | 22.82% | 23.08% | 23.34% | 23.6% | 23.86% | 24.12% | 24.38% | 24.64% | 24.9% | 25.16% | 25.42% | 25.68% | 25.94% | 26.2% | 26.26% | 26.32% | 26.37% | 26.43% | 26.49% | 26.55% | 26.61% | 26.66% | 26.72% | 26.78% | 26.84% | 26.9% | 26.95% | 27.01% | 27.07%
RM3UtPVClass8 | R&D | Moderate | 30 | UtilityPV | Class8 | Utility PV - Class 8 | 22.56% | 22.71% | 22.86% | 23.01% | 23.16% | 23.31% | 23.47% | 23.62% | 23.77% | 23.92% | 24.07% | 24.22% | 24.37% | 24.53% | 24.68% | 24.78% | 24.88% | 24.98% | 25.08% | 25.18% | 25.29% | 25.39% | 25.49% | 25.59% | 25.69% | 25.79% | 25.9% | 26% | 26.1% | 26.2%
RC3UtPVClass8 | R&D | Conservative | 30 | UtilityPV | Class8 | Utility PV - Class 8 | 22.56% | 22.56% | 22.56% | 22.56% | 22.56% | 22.56% | 22.56% | 22.56% | 22.56% | 22.56% | 22.56% | 22.56% | 22.56% | 22.56% | 22.56% | 22.7% | 22.84% | 22.98% | 23.12% | 23.26% | 23.41% | 23.55% | 23.69% | 23.83% | 23.97% | 24.11% | 24.25% | 24.39% | 24.54% | 24.68%
RA3UtPVClass9 | R&D | Advanced | 30 | UtilityPV | Class9 | Utility PV - Class 9 | 21.46% | 21.71% | 21.96% | 22.21% | 22.47% | 22.72% | 22.97% | 23.22% | 23.47% | 23.72% | 23.97% | 24.22% | 24.47% | 24.72% | 24.97% | 25.02% | 25.08% | 25.13% | 25.18% | 25.23% | 25.29% | 25.34% | 25.39% | 25.44% | 25.49% | 25.55% | 25.6% | 25.65% | 25.7% | 25.75%
RM3UtPVClass9 | R&D | Moderate | 30 | UtilityPV | Class9 | Utility PV - Class 9 | 21.46% | 21.61% | 21.76% | 21.9% | 22.05% | 22.19% | 22.34% | 22.49% | 22.63% | 22.78% | 22.93% | 23.07% | 23.22% | 23.36% | 23.51% | 23.61% | 23.71% | 23.8% | 23.9% | 24% | 24.1% | 24.19% | 24.29% | 24.39% | 24.49% | 24.58% | 24.68% | 24.78% | 24.88% | 24.97%
RC3UtPVClass9 | R&D | Conservative | 30 | UtilityPV | Class9 | Utility PV - Class 9 | 21.46% | 21.46% | 21.46% | 21.46% | 21.46% | 21.46% | 21.46% | 21.46% | 21.46% | 21.46% | 21.46% | 21.46% | 21.46% | 21.46% | 21.46% | 21.6% | 21.74% | 21.87% | 22.01% | 22.15% | 22.28% | 22.42% | 22.55% | 22.69% | 22.83% | 22.96% | 23.1% | 23.24% | 23.37% | 23.51%
RA3UtPVClass0 | R&D | Advanced | 30 | UtilityPV | Class10 | Utility PV - Class 10 | 19.69% | 19.92% | 20.16% | 20.4% | 20.63% | 20.87% | 21.1% | 21.34% | 21.58% | 21.81% | 22.05% | 22.29% | 22.52% | 22.76% | 22.99% | 23.04% | 23.08% | 23.12% | 23.16% | 23.2% | 23.25% | 23.29% | 23.33% | 23.37% | 23.41% | 23.46% | 23.5% | 23.54% | 23.58% | 23.62%
RM3UtPVClass0 | R&D | Moderate | 30 | UtilityPV | Class10 | Utility PV - Class 10 | 19.69% | 19.83% | 19.96% | 20.1% | 20.24% | 20.38% | 20.51% | 20.65% | 20.79% | 20.93% | 21.06% | 21.2% | 21.34% | 21.48% | 21.61% | 21.71% | 21.8% | 21.89% | 21.98% | 22.07% | 22.17% | 22.26% | 22.35% | 22.44% | 22.53% | 22.63% | 22.72% | 22.81% | 22.9% | 22.99%
RC3UtPVClass0 | R&D | Conservative | 30 | UtilityPV | Class10 | Utility PV - Class 10 | 19.69% | 19.69% | 19.69% | 19.69% | 19.69% | 19.69% | 19.69% | 19.69% | 19.69% | 19.69% | 19.69% | 19.69% | 19.69% | 19.69% | 19.69% | 19.82% | 19.94% | 20.07% | 20.2% | 20.33% | 20.46% | 20.59% | 20.72% | 20.84% | 20.97% | 21.1% | 21.23% | 21.36% | 21.49% | 21.61%
RA3LandClass1 | R&D | Advanced | 30 | LandbasedWind | Class1 | Land-Based Wind - Class 1 - Technology 1 | 49.81% | 50.56% | 51.32% | 52.07% | 52.84% | 53.6% | 54.37% | 55.15% | 55.92% | 56.71% | 56.75% | 56.8% | 56.85% | 56.9% | 56.95% | 57% | 57.05% | 57.1% | 57.15% | 57.19% | 57.24% | 57.29% | 57.34% | 57.39% | 57.44% | 57.49% | 57.54% | 57.59% | 57.64% | 57.69%
RM3LandClass1 | R&D | Moderate | 30 | LandbasedWind | Class1 | Land-Based Wind - Class 1 - Technology 1 | 49.81% | 50.2% | 50.58% | 50.96% | 51.35% | 51.73% | 52.11% | 52.49% | 52.88% | 53.26% | 53.3% | 53.35% | 53.39% | 53.43% | 53.47% | 53.52% | 53.56% | 53.6% | 53.65% | 53.69% | 53.73% | 53.78% | 53.82% | 53.86% | 53.9% | 53.95% | 53.99% | 54.03% | 54.08% | 54.12%
RC3LandClass1 | R&D | Conservative | 30 | LandbasedWind | Class1 | Land-Based Wind - Class 1 - Technology 1 | 49.81% | 49.88% | 49.95% | 50.02% | 50.09% | 50.16% | 50.22% | 50.29% | 50.36% | 50.43% | 50.49% | 50.55% | 50.61% | 50.68% | 50.74% | 50.8% | 50.86% | 50.92% | 50.98% | 51.04% | 51.11% | 51.17% | 51.23% | 51.29% | 51.35% | 51.41% | 51.48% | 51.54% | 51.6% | 51.66%
RA3LandClass2 | R&D | Advanced | 30 | LandbasedWind | Class2 | Land-Based Wind - Class 2 - Technology 1 | 46.74% | 47.45% | 48.17% | 48.89% | 49.62% | 50.35% | 51.08% | 51.82% | 52.57% | 53.31% | 53.35% | 53.39% | 53.43% | 53.47% | 53.51% | 53.55% | 53.59% | 53.64% | 53.68% | 53.72% | 53.76% | 53.8% | 53.84% | 53.88% | 53.92% | 53.96% | 54% | 54.04% | 54.08% | 54.12%
RM3LandClass2 | R&D | Moderate | 30 | LandbasedWind | Class2 | Land-Based Wind - Class 2 - Technology 1 | 46.74% | 47.1% | 47.46% | 47.81% | 48.17% | 48.53% | 48.89% | 49.25% | 49.61% | 49.97% | 50.01% | 50.05% | 50.09% | 50.13% | 50.17% | 50.21% | 50.25% | 50.29% | 50.33% | 50.37% | 50.41% | 50.45% | 50.49% | 50.53% | 50.57% | 50.61% | 50.65% | 50.7% | 50.74% | 50.78%
RC3LandClass2 | R&D | Conservative | 30 | LandbasedWind | Class2 | Land-Based Wind - Class 2 - Technology 1 | 46.74% | 46.8% | 46.87% | 46.93% | 46.99% | 47.06% | 47.12% | 47.19% | 47.25% | 47.31% | 47.37% | 47.43% | 47.49% | 47.54% | 47.6% | 47.66% | 47.72% | 47.78% | 47.83% | 47.89% | 47.95% | 48.01% | 48.06% | 48.12% | 48.18% | 48.24% | 48.29% | 48.35% | 48.41% | 48.47%
RA3LandClass3 | R&D | Advanced | 30 | LandbasedWind | Class3 | Land-Based Wind - Class 3 - Technology 1 | 45.68% | 46.39% | 47.09% | 47.8% | 48.52% | 49.24% | 49.96% | 50.69% | 51.42% | 52.15% | 52.19% | 52.23% | 52.26% | 52.3% | 52.34% | 52.38% | 52.41% | 52.45% | 52.49% | 52.53% | 52.56% | 52.6% | 52.64% | 52.68% | 52.71% | 52.75% | 52.79% | 52.83% | 52.86% | 52.9%
RM3LandClass3 | R&D | Moderate | 30 | LandbasedWind | Class3 | Land-Based Wind - Class 3 - Technology 1 | 45.68% | 46.03% | 46.39% | 46.74% | 47.09% | 47.44% | 47.79% | 48.14% | 48.49% | 48.84% | 48.88% | 48.92% | 48.96% | 49% | 49.04% | 49.08% | 49.12% | 49.16% | 49.2% | 49.24% | 49.28% | 49.32% | 49.36% | 49.4% | 49.43% | 49.47% | 49.51% | 49.55% | 49.59% | 49.63%
RC3LandClass3 | R&D | Conservative | 30 | LandbasedWind | Class3 | Land-Based Wind - Class 3 - Technology 1 | 45.68% | 45.75% | 45.81% | 45.87% | 45.93% | 46% | 46.06% | 46.12% | 46.19% | 46.25% | 46.3% | 46.36% | 46.42% | 46.47% | 46.53% | 46.59% | 46.64% | 46.7% | 46.76% | 46.81% | 46.87% | 46.92% | 46.98% | 47.04% | 47.09% | 47.15% | 47.21% | 47.26% | 47.32% | 47.38%
RA3LandClass4 | R&D | Advanced | 30 | LandbasedWind | Class4 | Land-Based Wind - Class 4 - Technology 1 | 44.47% | 45.16% | 45.85% | 46.55% | 47.25% | 47.95% | 48.66% | 49.37% | 50.09% | 50.81% | 50.85% | 50.88% | 50.91% | 50.95% | 50.98% | 51.02% | 51.05% | 51.08% | 51.12% | 51.15% | 51.19% | 51.22% | 51.26% | 51.29% | 51.32% | 51.36% | 51.39% | 51.43% | 51.46% | 51.49%
RM3LandClass4 | R&D | Moderate | 30 | LandbasedWind | Class4 | Land-Based Wind - Class 4 - Technology 1 | 44.47% | 44.81% | 45.15% | 45.49% | 45.84% | 46.18% | 46.52% | 46.86% | 47.2% | 47.54% | 47.58% | 47.62% | 47.66% | 47.7% | 47.74% | 47.77% | 47.81% | 47.85% | 47.89% | 47.93% | 47.97% | 48% | 48.04% | 48.08% | 48.12% | 48.16% | 48.2% | 48.24% | 48.27% | 48.31%
RC3LandClass4 | R&D | Conservative | 30 | LandbasedWind | Class4 | Land-Based Wind - Class 4 - Technology 1 | 44.47% | 44.53% | 44.59% | 44.65% | 44.71% | 44.77% | 44.84% | 44.9% | 44.96% | 45.02% | 45.07% | 45.13% | 45.18% | 45.24% | 45.29% | 45.35% | 45.4% | 45.46% | 45.51% | 45.57% | 45.62% | 45.68% | 45.73% | 45.79% | 45.84% | 45.9% | 45.95% | 46.01% | 46.06% | 46.12%
RA3LandClass5 | R&D | Advanced | 30 | LandbasedWind | Class5 | Land-Based Wind - Class 5 - Technology 1 | 43.01% | 43.68% | 44.36% | 45.04% | 45.72% | 46.41% | 47.1% | 47.8% | 48.5% | 49.2% | 49.23% | 49.26% | 49.29% | 49.32% | 49.35% | 49.39% | 49.42% | 49.45% | 49.48% | 49.51% | 49.54% | 49.57% | 49.6% | 49.63% | 49.66% | 49.69% | 49.72% | 49.75% | 49.78% | 49.81%
RM3LandClass5 | R&D | Moderate | 30 | LandbasedWind | Class5 | Land-Based Wind - Class 5 - Technology 1 | 43.01% | 43.34% | 43.67% | 44% | 44.33% | 44.66% | 44.99% | 45.32% | 45.65% | 45.98% | 46.02% | 46.06% | 46.1% | 46.13% | 46.17% | 46.21% | 46.24% | 46.28% | 46.32% | 46.36% | 46.39% | 46.43% | 46.47% | 46.5% | 46.54% | 46.58% | 46.62% | 46.65% | 46.69% | 46.73%
RC3LandClass5 | R&D | Conservative | 30 | LandbasedWind | Class5 | Land-Based Wind - Class 5 - Technology 1 | 43.01% | 43.07% | 43.13% | 43.19% | 43.25% | 43.31% | 43.36% | 43.42% | 43.48% | 43.54% | 43.6% | 43.65% | 43.7% | 43.75% | 43.81% | 43.86% | 43.91% | 43.97% | 44.02% | 44.07% | 44.13% | 44.18% | 44.23% | 44.29% | 44.34% | 44.39% | 44.44% | 44.5% | 44.55% | 44.6%
RA3LandClass6 | R&D | Advanced | 30 | LandbasedWind | Class6 | Land-Based Wind - Class 6 - Technology 1 | 40.74% | 41.39% | 42.04% | 42.69% | 43.35% | 44.01% | 44.68% | 45.35% | 46.03% | 46.7% | 46.73% | 46.75% | 46.78% | 46.8% | 46.82% | 46.85% | 46.87% | 46.89% | 46.92% | 46.94% | 46.97% | 46.99% | 47.01% | 47.04% | 47.06% | 47.08% | 47.11% | 47.13% | 47.16% | 47.18%
RM3LandClass6 | R&D | Moderate | 30 | LandbasedWind | Class6 | Land-Based Wind - Class 6 - Technology 1 | 40.74% | 41.06% | 41.37% | 41.68% | 41.99% | 42.31% | 42.62% | 42.93% | 43.25% | 43.56% | 43.6% | 43.63% | 43.67% | 43.7% | 43.74% | 43.77% | 43.81% | 43.84% | 43.88% | 43.91% | 43.95% | 43.98% | 44.02% | 44.05% | 44.09% | 44.12% | 44.16% | 44.19% | 44.23% | 44.26%
RC3LandClass6 | R&D | Conservative | 30 | LandbasedWind | Class6 | Land-Based Wind - Class 6 - Technology 1 | 40.74% | 40.8% | 40.85% | 40.91% | 40.97% | 41.02% | 41.08% | 41.13% | 41.19% | 41.25% | 41.3% | 41.35% | 41.4% | 41.45% | 41.5% | 41.55% | 41.6% | 41.65% | 41.7% | 41.75% | 41.8% | 41.85% | 41.9% | 41.95% | 42% | 42.05% | 42.1% | 42.15% | 42.2% | 42.25%
RA3LandClass7 | R&D | Advanced | 30 | LandbasedWind | Class7 | Land-Based Wind - Class 7 - Technology 1 | 37.58% | 38.19% | 38.81% | 39.43% | 40.05% | 40.67% | 41.31% | 41.94% | 42.58% | 43.22% | 43.24% | 43.25% | 43.27% | 43.28% | 43.3% | 43.31% | 43.33% | 43.34% | 43.36% | 43.37% | 43.39% | 43.4% | 43.42% | 43.43% | 43.45% | 43.46% | 43.48% | 43.49% | 43.51% | 43.52%
RM3LandClass7 | R&D | Moderate | 30 | LandbasedWind | Class7 | Land-Based Wind - Class 7 - Technology 1 | 37.58% | 37.87% | 38.16% | 38.45% | 38.74% | 39.03% | 39.32% | 39.6% | 39.89% | 40.18% | 40.21% | 40.25% | 40.28% | 40.31% | 40.34% | 40.38% | 40.41% | 40.44% | 40.47% | 40.51% | 40.54% | 40.57% | 40.6% | 40.64% | 40.67% | 40.7% | 40.73% | 40.77% | 40.8% | 40.83%
RC3LandClass7 | R&D | Conservative | 30 | LandbasedWind | Class7 | Land-Based Wind - Class 7 - Technology 1 | 37.58% | 37.64% | 37.69% | 37.74% | 37.79% | 37.84% | 37.89% | 37.94% | 38% | 38.05% | 38.09% | 38.14% | 38.19% | 38.23% | 38.28% | 38.33% | 38.37% | 38.42% | 38.47% | 38.51% | 38.56% | 38.6% | 38.65% | 38.7% | 38.74% | 38.79% | 38.84% | 38.88% | 38.93% | 38.98%
RA3LandClass8 | R&D | Advanced | 30 | LandbasedWind | Class8 | Land-Based Wind - Class 8 - Technology 2 | 33.94% | 34.51% | 35.08% | 35.66% | 36.24% | 36.82% | 37.41% | 38% | 38.6% | 39.2% | 39.23% | 39.26% | 39.28% | 39.31% | 39.33% | 39.36% | 39.39% | 39.41% | 39.44% | 39.47% | 39.49% | 39.52% | 39.55% | 39.57% | 39.6% | 39.62% | 39.65% | 39.68% | 39.7% | 39.73%
RM3LandClass8 | R&D | Moderate | 30 | LandbasedWind | Class8 | Land-Based Wind - Class 8 - Technology 2 | 33.94% | 34.2% | 34.46% | 34.72% | 34.98% | 35.24% | 35.5% | 35.76% | 36.02% | 36.29% | 36.31% | 36.34% | 36.37% | 36.4% | 36.43% | 36.46% | 36.49% | 36.52% | 36.55% | 36.58% | 36.61% | 36.64% | 36.67% | 36.7% | 36.73% | 36.75% | 36.78% | 36.81% | 36.84% | 36.87%
RC3LandClass8 | R&D | Conservative | 30 | LandbasedWind | Class8 | Land-Based Wind - Class 8 - Technology 2 | 33.94% | 33.99% | 34.03% | 34.08% | 34.13% | 34.17% | 34.22% | 34.26% | 34.31% | 34.36% | 34.4% | 34.44% | 34.48% | 34.53% | 34.57% | 34.61% | 34.65% | 34.69% | 34.74% | 34.78% | 34.82% | 34.86% | 34.9% | 34.94% | 34.99% | 35.03% | 35.07% | 35.11% | 35.15% | 35.2%
RA3LandClass9 | R&D | Advanced | 30 | LandbasedWind | Class9 | Land-Based Wind - Class 9 - Technology 3 | 32.8% | 33.36% | 33.92% | 34.48% | 35.05% | 35.62% | 36.2% | 36.78% | 37.36% | 37.95% | 37.98% | 38% | 38.03% | 38.05% | 38.08% | 38.11% | 38.13% | 38.16% | 38.18% | 38.21% | 38.23% | 38.26% | 38.28% | 38.31% | 38.34% | 38.36% | 38.39% | 38.41% | 38.44% | 38.46%
RM3LandClass9 | R&D | Moderate | 30 | LandbasedWind | Class9 | Land-Based Wind - Class 9 - Technology 3 | 32.8% | 33.06% | 33.31% | 33.56% | 33.81% | 34.06% | 34.32% | 34.57% | 34.82% | 35.07% | 35.1% | 35.13% | 35.16% | 35.19% | 35.21% | 35.24% | 35.27% | 35.3% | 35.33% | 35.36% | 35.38% | 35.41% | 35.44% | 35.47% | 35.5% | 35.53% | 35.55% | 35.58% | 35.61% | 35.64%
RC3LandClass9 | R&D | Conservative | 30 | LandbasedWind | Class9 | Land-Based Wind - Class 9 - Technology 3 | 32.8% | 32.85% | 32.9% | 32.94% | 32.98% | 33.03% | 33.07% | 33.12% | 33.16% | 33.21% | 33.25% | 33.29% | 33.33% | 33.37% | 33.41% | 33.45% | 33.49% | 33.53% | 33.57% | 33.62% | 33.66% | 33.7% | 33.74% | 33.78% | 33.82% | 33.86% | 33.9% | 33.94% | 33.98% | 34.02%
RA3LandClass0 | R&D | Advanced | 30 | LandbasedWind | Class10 | Land-Based Wind - Class 10 - Technology 4 | 25.84% | 26.32% | 26.8% | 27.28% | 27.77% | 28.26% | 28.76% | 29.26% | 29.76% | 30.27% | 30.29% | 30.31% | 30.33% | 30.35% | 30.37% | 30.39% | 30.42% | 30.44% | 30.46% | 30.48% | 30.5% | 30.52% | 30.54% | 30.56% | 30.58% | 30.6% | 30.62% | 30.64% | 30.66% | 30.68%
RM3LandClass0 | R&D | Moderate | 30 | LandbasedWind | Class10 | Land-Based Wind - Class 10 - Technology 4 | 25.84% | 26.04% | 26.24% | 26.43% | 26.63% | 26.83% | 27.03% | 27.23% | 27.43% | 27.63% | 27.65% | 27.67% | 27.69% | 27.71% | 27.74% | 27.76% | 27.78% | 27.8% | 27.83% | 27.85% | 27.87% | 27.89% | 27.92% | 27.94% | 27.96% | 27.98% | 28.01% | 28.03% | 28.05% | 28.07%
RC3LandClass0 | R&D | Conservative | 30 | LandbasedWind | Class10 | Land-Based Wind - Class 10 - Technology 4 | 25.84% | 25.87% | 25.91% | 25.95% | 25.98% | 26.02% | 26.05% | 26.09% | 26.12% | 26.16% | 26.19% | 26.22% | 26.25% | 26.29% | 26.32% | 26.35% | 26.38% | 26.41% | 26.45% | 26.48% | 26.51% | 26.54% | 26.57% | 26.6% | 26.64% | 26.67% | 26.7% | 26.73% | 26.76% | 26.8%
RA3DindResid1 | R&D | Advanced | 30 | DistributedWind | ResidentialScaleClass1 | Residential DW - Class 1 | 39.76% | 40.83% | 41.9% | 42.97% | 44.04% | 45.11% | 46.18% | 47.25% | 48.32% | 49.4% | 49.4% | 49.4% | 49.4% | 49.4% | 49.4% | 49.4% | 49.4% | 49.4% | 49.4% | 49.4% | 49.4% | 49.4% | 49.4% | 49.4% | 49.4% | 49.4% | 49.4% | 49.4% | 49.4% | 49.4%
RM3DindResid1 | R&D | Moderate | 30 | DistributedWind | ResidentialScaleClass1 | Residential DW - Class 1 | 39.76% | 40.83% | 41.9% | 42.97% | 44.04% | 45.11% | 46.18% | 47.25% | 48.32% | 49.4% | 49.4% | 49.4% | 49.4% | 49.4% | 49.4% | 49.4% | 49.4% | 49.4% | 49.4% | 49.4% | 49.4% | 49.4% | 49.4% | 49.4% | 49.4% | 49.4% | 49.4% | 49.4% | 49.4% | 49.4%
RC3DindResid1 | R&D | Conservative | 30 | DistributedWind | ResidentialScaleClass1 | Residential DW - Class 1 | 39.76% | 40.83% | 41.9% | 42.97% | 44.04% | 45.11% | 46.18% | 47.25% | 48.32% | 49.4% | 49.4% | 49.4% | 49.4% | 49.4% | 49.4% | 49.4% | 49.4% | 49.4% | 49.4% | 49.4% | 49.4% | 49.4% | 49.4% | 49.4% | 49.4% | 49.4% | 49.4% | 49.4% | 49.4% | 49.4%
RA3DindComme1 | R&D | Advanced | 30 | DistributedWind | CommercialScaleClass1 | Commercial DW - Class 1 | 45.21% | 46.54% | 47.88% | 49.22% | 50.56% | 51.89% | 53.23% | 54.57% | 55.91% | 57.24% | 57.24% | 57.24% | 57.24% | 57.24% | 57.24% | 57.24% | 57.24% | 57.24% | 57.24% | 57.24% | 57.24% | 57.24% | 57.24% | 57.24% | 57.24% | 57.24% | 57.24% | 57.24% | 57.24% | 57.24%
RM3DindComme1 | R&D | Moderate | 30 | DistributedWind | CommercialScaleClass1 | Commercial DW - Class 1 | 45.21% | 46.54% | 47.88% | 49.22% | 50.56% | 51.89% | 53.23% | 54.57% | 55.91% | 57.24% | 57.24% | 57.24% | 57.24% | 57.24% | 57.24% | 57.24% | 57.24% | 57.24% | 57.24% | 57.24% | 57.24% | 57.24% | 57.24% | 57.24% | 57.24% | 57.24% | 57.24% | 57.24% | 57.24% | 57.24%
RC3DindComme1 | R&D | Conservative | 30 | DistributedWind | CommercialScaleClass1 | Commercial DW - Class 1 | 45.21% | 46.54% | 47.88% | 49.22% | 50.56% | 51.89% | 53.23% | 54.57% | 55.91% | 57.24% | 57.24% | 57.24% | 57.24% | 57.24% | 57.24% | 57.24% | 57.24% | 57.24% | 57.24% | 57.24% | 57.24% | 57.24% | 57.24% | 57.24% | 57.24% | 57.24% | 57.24% | 57.24% | 57.24% | 57.24%
RA3DindMidsi1 | R&D | Advanced | 30 | DistributedWind | MidsizeScaleClass1 | Midsize DW - Class 1 | 42.35% | 44.13% | 45.91% | 47.69% | 49.48% | 51.26% | 53.04% | 54.82% | 56.6% | 58.38% | 58.38% | 58.38% | 58.38% | 58.38% | 58.38% | 58.38% | 58.38% | 58.38% | 58.38% | 58.38% | 58.38% | 58.38% | 58.38% | 58.38% | 58.38% | 58.38% | 58.38% | 58.38% | 58.38% | 58.38%
RM3DindMidsi1 | R&D | Moderate | 30 | DistributedWind | MidsizeScaleClass1 | Midsize DW - Class 1 | 42.35% | 44.13% | 45.91% | 47.69% | 49.48% | 51.26% | 53.04% | 54.82% | 56.6% | 58.38% | 58.38% | 58.38% | 58.38% | 58.38% | 58.38% | 58.38% | 58.38% | 58.38% | 58.38% | 58.38% | 58.38% | 58.38% | 58.38% | 58.38% | 58.38% | 58.38% | 58.38% | 58.38% | 58.38% | 58.38%
RC3DindMidsi1 | R&D | Conservative | 30 | DistributedWind | MidsizeScaleClass1 | Midsize DW - Class 1 | 42.35% | 44.13% | 45.91% | 47.69% | 49.48% | 51.26% | 53.04% | 54.82% | 56.6% | 58.38% | 58.38% | 58.38% | 58.38% | 58.38% | 58.38% | 58.38% | 58.38% | 58.38% | 58.38% | 58.38% | 58.38% | 58.38% | 58.38% | 58.38% | 58.38% | 58.38% | 58.38% | 58.38% | 58.38% | 58.38%
RA3DindLarge1 | R&D | Advanced | 30 | DistributedWind | LargeScaleClass1 | Large DW - Class 1 | 47.66% | 49.07% | 50.49% | 51.9% | 53.31% | 54.72% | 56.13% | 57.54% | 58.95% | 60.36% | 60.36% | 60.36% | 60.36% | 60.36% | 60.36% | 60.36% | 60.36% | 60.36% | 60.36% | 60.36% | 60.36% | 60.36% | 60.36% | 60.36% | 60.36% | 60.36% | 60.36% | 60.36% | 60.36% | 60.36%
RM3DindLarge1 | R&D | Moderate | 30 | DistributedWind | LargeScaleClass1 | Large DW - Class 1 | 47.66% | 49.07% | 50.49% | 51.9% | 53.31% | 54.72% | 56.13% | 57.54% | 58.95% | 60.36% | 60.36% | 60.36% | 60.36% | 60.36% | 60.36% | 60.36% | 60.36% | 60.36% | 60.36% | 60.36% | 60.36% | 60.36% | 60.36% | 60.36% | 60.36% | 60.36% | 60.36% | 60.36% | 60.36% | 60.36%
RC3DindLarge1 | R&D | Conservative | 30 | DistributedWind | LargeScaleClass1 | Large DW - Class 1 | 47.66% | 49.07% | 50.49% | 51.9% | 53.31% | 54.72% | 56.13% | 57.54% | 58.95% | 60.36% | 60.36% | 60.36% | 60.36% | 60.36% | 60.36% | 60.36% | 60.36% | 60.36% | 60.36% | 60.36% | 60.36% | 60.36% | 60.36% | 60.36% | 60.36% | 60.36% | 60.36% | 60.36% | 60.36% | 60.36%
RA3DindResid2 | R&D | Advanced | 30 | DistributedWind | ResidentialScaleClass2 | Residential DW - Class 2 | 36.63% | 37.7% | 38.77% | 39.83% | 40.9% | 41.97% | 43.03% | 44.1% | 45.17% | 46.24% | 46.24% | 46.24% | 46.24% | 46.24% | 46.24% | 46.24% | 46.24% | 46.24% | 46.24% | 46.24% | 46.24% | 46.24% | 46.24% | 46.24% | 46.24% | 46.24% | 46.24% | 46.24% | 46.24% | 46.24%
RM3DindResid2 | R&D | Moderate | 30 | DistributedWind | ResidentialScaleClass2 | Residential DW - Class 2 | 36.63% | 37.7% | 38.77% | 39.83% | 40.9% | 41.97% | 43.03% | 44.1% | 45.17% | 46.24% | 46.24% | 46.24% | 46.24% | 46.24% | 46.24% | 46.24% | 46.24% | 46.24% | 46.24% | 46.24% | 46.24% | 46.24% | 46.24% | 46.24% | 46.24% | 46.24% | 46.24% | 46.24% | 46.24% | 46.24%
RC3DindResid2 | R&D | Conservative | 30 | DistributedWind | ResidentialScaleClass2 | Residential DW - Class 2 | 36.63% | 37.7% | 38.77% | 39.83% | 40.9% | 41.97% | 43.03% | 44.1% | 45.17% | 46.24% | 46.24% | 46.24% | 46.24% | 46.24% | 46.24% | 46.24% | 46.24% | 46.24% | 46.24% | 46.24% | 46.24% | 46.24% | 46.24% | 46.24% | 46.24% | 46.24% | 46.24% | 46.24% | 46.24% | 46.24%
RA3DindComme2 | R&D | Advanced | 30 | DistributedWind | CommercialScaleClass2 | Commercial DW - Class 2 | 41.2% | 42.6% | 43.99% | 45.38% | 46.77% | 48.17% | 49.56% | 50.95% | 52.35% | 53.74% | 53.74% | 53.74% | 53.74% | 53.74% | 53.74% | 53.74% | 53.74% | 53.74% | 53.74% | 53.74% | 53.74% | 53.74% | 53.74% | 53.74% | 53.74% | 53.74% | 53.74% | 53.74% | 53.74% | 53.74%
RM3DindComme2 | R&D | Moderate | 30 | DistributedWind | CommercialScaleClass2 | Commercial DW - Class 2 | 41.2% | 42.6% | 43.99% | 45.38% | 46.77% | 48.17% | 49.56% | 50.95% | 52.35% | 53.74% | 53.74% | 53.74% | 53.74% | 53.74% | 53.74% | 53.74% | 53.74% | 53.74% | 53.74% | 53.74% | 53.74% | 53.74% | 53.74% | 53.74% | 53.74% | 53.74% | 53.74% | 53.74% | 53.74% | 53.74%
RC3DindComme2 | R&D | Conservative | 30 | DistributedWind | CommercialScaleClass2 | Commercial DW - Class 2 | 41.2% | 42.6% | 43.99% | 45.38% | 46.77% | 48.17% | 49.56% | 50.95% | 52.35% | 53.74% | 53.74% | 53.74% | 53.74% | 53.74% | 53.74% | 53.74% | 53.74% | 53.74% | 53.74% | 53.74% | 53.74% | 53.74% | 53.74% | 53.74% | 53.74% | 53.74% | 53.74% | 53.74% | 53.74% | 53.74%
RA3DindMidsi2 | R&D | Advanced | 30 | DistributedWind | MidsizeScaleClass2 | Midsize DW - Class 2 | 38.38% | 40.22% | 42.07% | 43.92% | 45.77% | 47.62% | 49.47% | 51.32% | 53.17% | 55.02% | 55.02% | 55.02% | 55.02% | 55.02% | 55.02% | 55.02% | 55.02% | 55.02% | 55.02% | 55.02% | 55.02% | 55.02% | 55.02% | 55.02% | 55.02% | 55.02% | 55.02% | 55.02% | 55.02% | 55.02%
RM3DindMidsi2 | R&D | Moderate | 30 | DistributedWind | MidsizeScaleClass2 | Midsize DW - Class 2 | 38.38% | 40.22% | 42.07% | 43.92% | 45.77% | 47.62% | 49.47% | 51.32% | 53.17% | 55.02% | 55.02% | 55.02% | 55.02% | 55.02% | 55.02% | 55.02% | 55.02% | 55.02% | 55.02% | 55.02% | 55.02% | 55.02% | 55.02% | 55.02% | 55.02% | 55.02% | 55.02% | 55.02% | 55.02% | 55.02%
RC3DindMidsi2 | R&D | Conservative | 30 | DistributedWind | MidsizeScaleClass2 | Midsize DW - Class 2 | 38.38% | 40.22% | 42.07% | 43.92% | 45.77% | 47.62% | 49.47% | 51.32% | 53.17% | 55.02% | 55.02% | 55.02% | 55.02% | 55.02% | 55.02% | 55.02% | 55.02% | 55.02% | 55.02% | 55.02% | 55.02% | 55.02% | 55.02% | 55.02% | 55.02% | 55.02% | 55.02% | 55.02% | 55.02% | 55.02%
RA3DindLarge2 | R&D | Advanced | 30 | DistributedWind | LargeScaleClass2 | Large DW - Class 2 | 43.83% | 45.32% | 46.81% | 48.29% | 49.78% | 51.27% | 52.76% | 54.24% | 55.73% | 57.22% | 57.22% | 57.22% | 57.22% | 57.22% | 57.22% | 57.22% | 57.22% | 57.22% | 57.22% | 57.22% | 57.22% | 57.22% | 57.22% | 57.22% | 57.22% | 57.22% | 57.22% | 57.22% | 57.22% | 57.22%
RM3DindLarge2 | R&D | Moderate | 30 | DistributedWind | LargeScaleClass2 | Large DW - Class 2 | 43.83% | 45.32% | 46.81% | 48.29% | 49.78% | 51.27% | 52.76% | 54.24% | 55.73% | 57.22% | 57.22% | 57.22% | 57.22% | 57.22% | 57.22% | 57.22% | 57.22% | 57.22% | 57.22% | 57.22% | 57.22% | 57.22% | 57.22% | 57.22% | 57.22% | 57.22% | 57.22% | 57.22% | 57.22% | 57.22%
RC3DindLarge2 | R&D | Conservative | 30 | DistributedWind | LargeScaleClass2 | Large DW - Class 2 | 43.83% | 45.32% | 46.81% | 48.29% | 49.78% | 51.27% | 52.76% | 54.24% | 55.73% | 57.22% | 57.22% | 57.22% | 57.22% | 57.22% | 57.22% | 57.22% | 57.22% | 57.22% | 57.22% | 57.22% | 57.22% | 57.22% | 57.22% | 57.22% | 57.22% | 57.22% | 57.22% | 57.22% | 57.22% | 57.22%
RA3DindResid3 | R&D | Advanced | 30 | DistributedWind | ResidentialScaleClass3 | Residential DW - Class 3 | 35.52% | 36.59% | 37.67% | 38.74% | 39.82% | 40.89% | 41.96% | 43.04% | 44.11% | 45.19% | 45.19% | 45.19% | 45.19% | 45.19% | 45.19% | 45.19% | 45.19% | 45.19% | 45.19% | 45.19% | 45.19% | 45.19% | 45.19% | 45.19% | 45.19% | 45.19% | 45.19% | 45.19% | 45.19% | 45.19%
RM3DindResid3 | R&D | Moderate | 30 | DistributedWind | ResidentialScaleClass3 | Residential DW - Class 3 | 35.52% | 36.59% | 37.67% | 38.74% | 39.82% | 40.89% | 41.96% | 43.04% | 44.11% | 45.19% | 45.19% | 45.19% | 45.19% | 45.19% | 45.19% | 45.19% | 45.19% | 45.19% | 45.19% | 45.19% | 45.19% | 45.19% | 45.19% | 45.19% | 45.19% | 45.19% | 45.19% | 45.19% | 45.19% | 45.19%
RC3DindResid3 | R&D | Conservative | 30 | DistributedWind | ResidentialScaleClass3 | Residential DW - Class 3 | 35.52% | 36.59% | 37.67% | 38.74% | 39.82% | 40.89% | 41.96% | 43.04% | 44.11% | 45.19% | 45.19% | 45.19% | 45.19% | 45.19% | 45.19% | 45.19% | 45.19% | 45.19% | 45.19% | 45.19% | 45.19% | 45.19% | 45.19% | 45.19% | 45.19% | 45.19% | 45.19% | 45.19% | 45.19% | 45.19%
RA3DindComme3 | R&D | Advanced | 30 | DistributedWind | CommercialScaleClass3 | Commercial DW - Class 3 | 39.82% | 41.23% | 42.64% | 44.04% | 45.45% | 46.86% | 48.27% | 49.68% | 51.08% | 52.49% | 52.49% | 52.49% | 52.49% | 52.49% | 52.49% | 52.49% | 52.49% | 52.49% | 52.49% | 52.49% | 52.49% | 52.49% | 52.49% | 52.49% | 52.49% | 52.49% | 52.49% | 52.49% | 52.49% | 52.49%
RM3DindComme3 | R&D | Moderate | 30 | DistributedWind | CommercialScaleClass3 | Commercial DW - Class 3 | 39.82% | 41.23% | 42.64% | 44.04% | 45.45% | 46.86% | 48.27% | 49.68% | 51.08% | 52.49% | 52.49% | 52.49% | 52.49% | 52.49% | 52.49% | 52.49% | 52.49% | 52.49% | 52.49% | 52.49% | 52.49% | 52.49% | 52.49% | 52.49% | 52.49% | 52.49% | 52.49% | 52.49% | 52.49% | 52.49%
RC3DindComme3 | R&D | Conservative | 30 | DistributedWind | CommercialScaleClass3 | Commercial DW - Class 3 | 39.82% | 41.23% | 42.64% | 44.04% | 45.45% | 46.86% | 48.27% | 49.68% | 51.08% | 52.49% | 52.49% | 52.49% | 52.49% | 52.49% | 52.49% | 52.49% | 52.49% | 52.49% | 52.49% | 52.49% | 52.49% | 52.49% | 52.49% | 52.49% | 52.49% | 52.49% | 52.49% | 52.49% | 52.49% | 52.49%
RA3DindMidsi3 | R&D | Advanced | 30 | DistributedWind | MidsizeScaleClass3 | Midsize DW - Class 3 | 37.01% | 38.88% | 40.75% | 42.61% | 44.48% | 46.34% | 48.21% | 50.08% | 51.94% | 53.81% | 53.81% | 53.81% | 53.81% | 53.81% | 53.81% | 53.81% | 53.81% | 53.81% | 53.81% | 53.81% | 53.81% | 53.81% | 53.81% | 53.81% | 53.81% | 53.81% | 53.81% | 53.81% | 53.81% | 53.81%
RM3DindMidsi3 | R&D | Moderate | 30 | DistributedWind | MidsizeScaleClass3 | Midsize DW - Class 3 | 37.01% | 38.88% | 40.75% | 42.61% | 44.48% | 46.34% | 48.21% | 50.08% | 51.94% | 53.81% | 53.81% | 53.81% | 53.81% | 53.81% | 53.81% | 53.81% | 53.81% | 53.81% | 53.81% | 53.81% | 53.81% | 53.81% | 53.81% | 53.81% | 53.81% | 53.81% | 53.81% | 53.81% | 53.81% | 53.81%
RC3DindMidsi3 | R&D | Conservative | 30 | DistributedWind | MidsizeScaleClass3 | Midsize DW - Class 3 | 37.01% | 38.88% | 40.75% | 42.61% | 44.48% | 46.34% | 48.21% | 50.08% | 51.94% | 53.81% | 53.81% | 53.81% | 53.81% | 53.81% | 53.81% | 53.81% | 53.81% | 53.81% | 53.81% | 53.81% | 53.81% | 53.81% | 53.81% | 53.81% | 53.81% | 53.81% | 53.81% | 53.81% | 53.81% | 53.81%
RA3DindLarge3 | R&D | Advanced | 30 | DistributedWind | LargeScaleClass3 | Large DW - Class 3 | 42.48% | 43.99% | 45.5% | 47.01% | 48.52% | 50.03% | 51.54% | 53.04% | 54.55% | 56.06% | 56.06% | 56.06% | 56.06% | 56.06% | 56.06% | 56.06% | 56.06% | 56.06% | 56.06% | 56.06% | 56.06% | 56.06% | 56.06% | 56.06% | 56.06% | 56.06% | 56.06% | 56.06% | 56.06% | 56.06%
RM3DindLarge3 | R&D | Moderate | 30 | DistributedWind | LargeScaleClass3 | Large DW - Class 3 | 42.48% | 43.99% | 45.5% | 47.01% | 48.52% | 50.03% | 51.54% | 53.04% | 54.55% | 56.06% | 56.06% | 56.06% | 56.06% | 56.06% | 56.06% | 56.06% | 56.06% | 56.06% | 56.06% | 56.06% | 56.06% | 56.06% | 56.06% | 56.06% | 56.06% | 56.06% | 56.06% | 56.06% | 56.06% | 56.06%
RC3DindLarge3 | R&D | Conservative | 30 | DistributedWind | LargeScaleClass3 | Large DW - Class 3 | 42.48% | 43.99% | 45.5% | 47.01% | 48.52% | 50.03% | 51.54% | 53.04% | 54.55% | 56.06% | 56.06% | 56.06% | 56.06% | 56.06% | 56.06% | 56.06% | 56.06% | 56.06% | 56.06% | 56.06% | 56.06% | 56.06% | 56.06% | 56.06% | 56.06% | 56.06% | 56.06% | 56.06% | 56.06% | 56.06%
RA3DindResid4 | R&D | Advanced | 30 | DistributedWind | ResidentialScaleClass4 | Residential DW - Class 4 | 34.36% | 35.44% | 36.52% | 37.6% | 38.68% | 39.76% | 40.84% | 41.91% | 42.99% | 44.07% | 44.07% | 44.07% | 44.07% | 44.07% | 44.07% | 44.07% | 44.07% | 44.07% | 44.07% | 44.07% | 44.07% | 44.07% | 44.07% | 44.07% | 44.07% | 44.07% | 44.07% | 44.07% | 44.07% | 44.07%
RM3DindResid4 | R&D | Moderate | 30 | DistributedWind | ResidentialScaleClass4 | Residential DW - Class 4 | 34.36% | 35.44% | 36.52% | 37.6% | 38.68% | 39.76% | 40.84% | 41.91% | 42.99% | 44.07% | 44.07% | 44.07% | 44.07% | 44.07% | 44.07% | 44.07% | 44.07% | 44.07% | 44.07% | 44.07% | 44.07% | 44.07% | 44.07% | 44.07% | 44.07% | 44.07% | 44.07% | 44.07% | 44.07% | 44.07%
RC3DindResid4 | R&D | Conservative | 30 | DistributedWind | ResidentialScaleClass4 | Residential DW - Class 4 | 34.36% | 35.44% | 36.52% | 37.6% | 38.68% | 39.76% | 40.84% | 41.91% | 42.99% | 44.07% | 44.07% | 44.07% | 44.07% | 44.07% | 44.07% | 44.07% | 44.07% | 44.07% | 44.07% | 44.07% | 44.07% | 44.07% | 44.07% | 44.07% | 44.07% | 44.07% | 44.07% | 44.07% | 44.07% | 44.07%
RA3DindComme4 | R&D | Advanced | 30 | DistributedWind | CommercialScaleClass4 | Commercial DW - Class 4 | 38.39% | 39.81% | 41.23% | 42.66% | 44.08% | 45.5% | 46.92% | 48.34% | 49.76% | 51.18% | 51.18% | 51.18% | 51.18% | 51.18% | 51.18% | 51.18% | 51.18% | 51.18% | 51.18% | 51.18% | 51.18% | 51.18% | 51.18% | 51.18% | 51.18% | 51.18% | 51.18% | 51.18% | 51.18% | 51.18%
RM3DindComme4 | R&D | Moderate | 30 | DistributedWind | CommercialScaleClass4 | Commercial DW - Class 4 | 38.39% | 39.81% | 41.23% | 42.66% | 44.08% | 45.5% | 46.92% | 48.34% | 49.76% | 51.18% | 51.18% | 51.18% | 51.18% | 51.18% | 51.18% | 51.18% | 51.18% | 51.18% | 51.18% | 51.18% | 51.18% | 51.18% | 51.18% | 51.18% | 51.18% | 51.18% | 51.18% | 51.18% | 51.18% | 51.18%
RC3DindComme4 | R&D | Conservative | 30 | DistributedWind | CommercialScaleClass4 | Commercial DW - Class 4 | 38.39% | 39.81% | 41.23% | 42.66% | 44.08% | 45.5% | 46.92% | 48.34% | 49.76% | 51.18% | 51.18% | 51.18% | 51.18% | 51.18% | 51.18% | 51.18% | 51.18% | 51.18% | 51.18% | 51.18% | 51.18% | 51.18% | 51.18% | 51.18% | 51.18% | 51.18% | 51.18% | 51.18% | 51.18% | 51.18%
RA3DindMidsi4 | R&D | Advanced | 30 | DistributedWind | MidsizeScaleClass4 | Midsize DW - Class 4 | 35.6% | 37.49% | 39.37% | 41.25% | 43.13% | 45.02% | 46.9% | 48.78% | 50.66% | 52.55% | 52.55% | 52.55% | 52.55% | 52.55% | 52.55% | 52.55% | 52.55% | 52.55% | 52.55% | 52.55% | 52.55% | 52.55% | 52.55% | 52.55% | 52.55% | 52.55% | 52.55% | 52.55% | 52.55% | 52.55%
RM3DindMidsi4 | R&D | Moderate | 30 | DistributedWind | MidsizeScaleClass4 | Midsize DW - Class 4 | 35.6% | 37.49% | 39.37% | 41.25% | 43.13% | 45.02% | 46.9% | 48.78% | 50.66% | 52.55% | 52.55% | 52.55% | 52.55% | 52.55% | 52.55% | 52.55% | 52.55% | 52.55% | 52.55% | 52.55% | 52.55% | 52.55% | 52.55% | 52.55% | 52.55% | 52.55% | 52.55% | 52.55% | 52.55% | 52.55%
RC3DindMidsi4 | R&D | Conservative | 30 | DistributedWind | MidsizeScaleClass4 | Midsize DW - Class 4 | 35.6% | 37.49% | 39.37% | 41.25% | 43.13% | 45.02% | 46.9% | 48.78% | 50.66% | 52.55% | 52.55% | 52.55% | 52.55% | 52.55% | 52.55% | 52.55% | 52.55% | 52.55% | 52.55% | 52.55% | 52.55% | 52.55% | 52.55% | 52.55% | 52.55% | 52.55% | 52.55% | 52.55% | 52.55% | 52.55%
RA3DindLarge4 | R&D | Advanced | 30 | DistributedWind | LargeScaleClass4 | Large DW - Class 4 | 41.09% | 42.62% | 44.15% | 45.68% | 47.21% | 48.73% | 50.26% | 51.79% | 53.32% | 54.85% | 54.85% | 54.85% | 54.85% | 54.85% | 54.85% | 54.85% | 54.85% | 54.85% | 54.85% | 54.85% | 54.85% | 54.85% | 54.85% | 54.85% | 54.85% | 54.85% | 54.85% | 54.85% | 54.85% | 54.85%
RM3DindLarge4 | R&D | Moderate | 30 | DistributedWind | LargeScaleClass4 | Large DW - Class 4 | 41.09% | 42.62% | 44.15% | 45.68% | 47.21% | 48.73% | 50.26% | 51.79% | 53.32% | 54.85% | 54.85% | 54.85% | 54.85% | 54.85% | 54.85% | 54.85% | 54.85% | 54.85% | 54.85% | 54.85% | 54.85% | 54.85% | 54.85% | 54.85% | 54.85% | 54.85% | 54.85% | 54.85% | 54.85% | 54.85%
RC3DindLarge4 | R&D | Conservative | 30 | DistributedWind | LargeScaleClass4 | Large DW - Class 4 | 41.09% | 42.62% | 44.15% | 45.68% | 47.21% | 48.73% | 50.26% | 51.79% | 53.32% | 54.85% | 54.85% | 54.85% | 54.85% | 54.85% | 54.85% | 54.85% | 54.85% | 54.85% | 54.85% | 54.85% | 54.85% | 54.85% | 54.85% | 54.85% | 54.85% | 54.85% | 54.85% | 54.85% | 54.85% | 54.85%
RA3DindResid5 | R&D | Advanced | 30 | DistributedWind | ResidentialScaleClass5 | Residential DW - Class 5 | 32.92% | 34% | 35.08% | 36.16% | 37.24% | 38.33% | 39.41% | 40.49% | 41.57% | 42.65% | 42.65% | 42.65% | 42.65% | 42.65% | 42.65% | 42.65% | 42.65% | 42.65% | 42.65% | 42.65% | 42.65% | 42.65% | 42.65% | 42.65% | 42.65% | 42.65% | 42.65% | 42.65% | 42.65% | 42.65%
RM3DindResid5 | R&D | Moderate | 30 | DistributedWind | ResidentialScaleClass5 | Residential DW - Class 5 | 32.92% | 34% | 35.08% | 36.16% | 37.24% | 38.33% | 39.41% | 40.49% | 41.57% | 42.65% | 42.65% | 42.65% | 42.65% | 42.65% | 42.65% | 42.65% | 42.65% | 42.65% | 42.65% | 42.65% | 42.65% | 42.65% | 42.65% | 42.65% | 42.65% | 42.65% | 42.65% | 42.65% | 42.65% | 42.65%
RC3DindResid5 | R&D | Conservative | 30 | DistributedWind | ResidentialScaleClass5 | Residential DW - Class 5 | 32.92% | 34% | 35.08% | 36.16% | 37.24% | 38.33% | 39.41% | 40.49% | 41.57% | 42.65% | 42.65% | 42.65% | 42.65% | 42.65% | 42.65% | 42.65% | 42.65% | 42.65% | 42.65% | 42.65% | 42.65% | 42.65% | 42.65% | 42.65% | 42.65% | 42.65% | 42.65% | 42.65% | 42.65% | 42.65%
RA3DindComme5 | R&D | Advanced | 30 | DistributedWind | CommercialScaleClass5 | Commercial DW - Class 5 | 36.63% | 38.07% | 39.5% | 40.94% | 42.37% | 43.81% | 45.24% | 46.68% | 48.11% | 49.55% | 49.55% | 49.55% | 49.55% | 49.55% | 49.55% | 49.55% | 49.55% | 49.55% | 49.55% | 49.55% | 49.55% | 49.55% | 49.55% | 49.55% | 49.55% | 49.55% | 49.55% | 49.55% | 49.55% | 49.55%
RM3DindComme5 | R&D | Moderate | 30 | DistributedWind | CommercialScaleClass5 | Commercial DW - Class 5 | 36.63% | 38.07% | 39.5% | 40.94% | 42.37% | 43.81% | 45.24% | 46.68% | 48.11% | 49.55% | 49.55% | 49.55% | 49.55% | 49.55% | 49.55% | 49.55% | 49.55% | 49.55% | 49.55% | 49.55% | 49.55% | 49.55% | 49.55% | 49.55% | 49.55% | 49.55% | 49.55% | 49.55% | 49.55% | 49.55%
RC3DindComme5 | R&D | Conservative | 30 | DistributedWind | CommercialScaleClass5 | Commercial DW - Class 5 | 36.63% | 38.07% | 39.5% | 40.94% | 42.37% | 43.81% | 45.24% | 46.68% | 48.11% | 49.55% | 49.55% | 49.55% | 49.55% | 49.55% | 49.55% | 49.55% | 49.55% | 49.55% | 49.55% | 49.55% | 49.55% | 49.55% | 49.55% | 49.55% | 49.55% | 49.55% | 49.55% | 49.55% | 49.55% | 49.55%
RA3DindMidsi5 | R&D | Advanced | 30 | DistributedWind | MidsizeScaleClass5 | Midsize DW - Class 5 | 33.89% | 35.79% | 37.68% | 39.57% | 41.47% | 43.36% | 45.26% | 47.15% | 49.05% | 50.94% | 50.94% | 50.94% | 50.94% | 50.94% | 50.94% | 50.94% | 50.94% | 50.94% | 50.94% | 50.94% | 50.94% | 50.94% | 50.94% | 50.94% | 50.94% | 50.94% | 50.94% | 50.94% | 50.94% | 50.94%
RM3DindMidsi5 | R&D | Moderate | 30 | DistributedWind | MidsizeScaleClass5 | Midsize DW - Class 5 | 33.89% | 35.79% | 37.68% | 39.57% | 41.47% | 43.36% | 45.26% | 47.15% | 49.05% | 50.94% | 50.94% | 50.94% | 50.94% | 50.94% | 50.94% | 50.94% | 50.94% | 50.94% | 50.94% | 50.94% | 50.94% | 50.94% | 50.94% | 50.94% | 50.94% | 50.94% | 50.94% | 50.94% | 50.94% | 50.94%
RC3DindMidsi5 | R&D | Conservative | 30 | DistributedWind | MidsizeScaleClass5 | Midsize DW - Class 5 | 33.89% | 35.79% | 37.68% | 39.57% | 41.47% | 43.36% | 45.26% | 47.15% | 49.05% | 50.94% | 50.94% | 50.94% | 50.94% | 50.94% | 50.94% | 50.94% | 50.94% | 50.94% | 50.94% | 50.94% | 50.94% | 50.94% | 50.94% | 50.94% | 50.94% | 50.94% | 50.94% | 50.94% | 50.94% | 50.94%
RA3DindLarge5 | R&D | Advanced | 30 | DistributedWind | LargeScaleClass5 | Large DW - Class 5 | 39.36% | 40.91% | 42.46% | 44.01% | 45.56% | 47.11% | 48.67% | 50.22% | 51.77% | 53.32% | 53.32% | 53.32% | 53.32% | 53.32% | 53.32% | 53.32% | 53.32% | 53.32% | 53.32% | 53.32% | 53.32% | 53.32% | 53.32% | 53.32% | 53.32% | 53.32% | 53.32% | 53.32% | 53.32% | 53.32%
RM3DindLarge5 | R&D | Moderate | 30 | DistributedWind | LargeScaleClass5 | Large DW - Class 5 | 39.36% | 40.91% | 42.46% | 44.01% | 45.56% | 47.11% | 48.67% | 50.22% | 51.77% | 53.32% | 53.32% | 53.32% | 53.32% | 53.32% | 53.32% | 53.32% | 53.32% | 53.32% | 53.32% | 53.32% | 53.32% | 53.32% | 53.32% | 53.32% | 53.32% | 53.32% | 53.32% | 53.32% | 53.32% | 53.32%
RC3DindLarge5 | R&D | Conservative | 30 | DistributedWind | LargeScaleClass5 | Large DW - Class 5 | 39.36% | 40.91% | 42.46% | 44.01% | 45.56% | 47.11% | 48.67% | 50.22% | 51.77% | 53.32% | 53.32% | 53.32% | 53.32% | 53.32% | 53.32% | 53.32% | 53.32% | 53.32% | 53.32% | 53.32% | 53.32% | 53.32% | 53.32% | 53.32% | 53.32% | 53.32% | 53.32% | 53.32% | 53.32% | 53.32%
RA3DindResid6 | R&D | Advanced | 30 | DistributedWind | ResidentialScaleClass6 | Residential DW - Class 6 | 30.73% | 31.81% | 32.89% | 33.97% | 35.05% | 36.13% | 37.21% | 38.29% | 39.37% | 40.45% | 40.45% | 40.45% | 40.45% | 40.45% | 40.45% | 40.45% | 40.45% | 40.45% | 40.45% | 40.45% | 40.45% | 40.45% | 40.45% | 40.45% | 40.45% | 40.45% | 40.45% | 40.45% | 40.45% | 40.45%
RM3DindResid6 | R&D | Moderate | 30 | DistributedWind | ResidentialScaleClass6 | Residential DW - Class 6 | 30.73% | 31.81% | 32.89% | 33.97% | 35.05% | 36.13% | 37.21% | 38.29% | 39.37% | 40.45% | 40.45% | 40.45% | 40.45% | 40.45% | 40.45% | 40.45% | 40.45% | 40.45% | 40.45% | 40.45% | 40.45% | 40.45% | 40.45% | 40.45% | 40.45% | 40.45% | 40.45% | 40.45% | 40.45% | 40.45%
RC3DindResid6 | R&D | Conservative | 30 | DistributedWind | ResidentialScaleClass6 | Residential DW - Class 6 | 30.73% | 31.81% | 32.89% | 33.97% | 35.05% | 36.13% | 37.21% | 38.29% | 39.37% | 40.45% | 40.45% | 40.45% | 40.45% | 40.45% | 40.45% | 40.45% | 40.45% | 40.45% | 40.45% | 40.45% | 40.45% | 40.45% | 40.45% | 40.45% | 40.45% | 40.45% | 40.45% | 40.45% | 40.45% | 40.45%
RA3DindComme6 | R&D | Advanced | 30 | DistributedWind | CommercialScaleClass6 | Commercial DW - Class 6 | 34.02% | 35.47% | 36.91% | 38.36% | 39.81% | 41.25% | 42.7% | 44.14% | 45.59% | 47.04% | 47.04% | 47.04% | 47.04% | 47.04% | 47.04% | 47.04% | 47.04% | 47.04% | 47.04% | 47.04% | 47.04% | 47.04% | 47.04% | 47.04% | 47.04% | 47.04% | 47.04% | 47.04% | 47.04% | 47.04%
RM3DindComme6 | R&D | Moderate | 30 | DistributedWind | CommercialScaleClass6 | Commercial DW - Class 6 | 34.02% | 35.47% | 36.91% | 38.36% | 39.81% | 41.25% | 42.7% | 44.14% | 45.59% | 47.04% | 47.04% | 47.04% | 47.04% | 47.04% | 47.04% | 47.04% | 47.04% | 47.04% | 47.04% | 47.04% | 47.04% | 47.04% | 47.04% | 47.04% | 47.04% | 47.04% | 47.04% | 47.04% | 47.04% | 47.04%
RC3DindComme6 | R&D | Conservative | 30 | DistributedWind | CommercialScaleClass6 | Commercial DW - Class 6 | 34.02% | 35.47% | 36.91% | 38.36% | 39.81% | 41.25% | 42.7% | 44.14% | 45.59% | 47.04% | 47.04% | 47.04% | 47.04% | 47.04% | 47.04% | 47.04% | 47.04% | 47.04% | 47.04% | 47.04% | 47.04% | 47.04% | 47.04% | 47.04% | 47.04% | 47.04% | 47.04% | 47.04% | 47.04% | 47.04%
RA3DindMidsi6 | R&D | Advanced | 30 | DistributedWind | MidsizeScaleClass6 | Midsize DW - Class 6 | 31.33% | 33.24% | 35.14% | 37.05% | 38.96% | 40.86% | 42.77% | 44.67% | 46.58% | 48.49% | 48.49% | 48.49% | 48.49% | 48.49% | 48.49% | 48.49% | 48.49% | 48.49% | 48.49% | 48.49% | 48.49% | 48.49% | 48.49% | 48.49% | 48.49% | 48.49% | 48.49% | 48.49% | 48.49% | 48.49%
RM3DindMidsi6 | R&D | Moderate | 30 | DistributedWind | MidsizeScaleClass6 | Midsize DW - Class 6 | 31.33% | 33.24% | 35.14% | 37.05% | 38.96% | 40.86% | 42.77% | 44.67% | 46.58% | 48.49% | 48.49% | 48.49% | 48.49% | 48.49% | 48.49% | 48.49% | 48.49% | 48.49% | 48.49% | 48.49% | 48.49% | 48.49% | 48.49% | 48.49% | 48.49% | 48.49% | 48.49% | 48.49% | 48.49% | 48.49%
RC3DindMidsi6 | R&D | Conservative | 30 | DistributedWind | MidsizeScaleClass6 | Midsize DW - Class 6 | 31.33% | 33.24% | 35.14% | 37.05% | 38.96% | 40.86% | 42.77% | 44.67% | 46.58% | 48.49% | 48.49% | 48.49% | 48.49% | 48.49% | 48.49% | 48.49% | 48.49% | 48.49% | 48.49% | 48.49% | 48.49% | 48.49% | 48.49% | 48.49% | 48.49% | 48.49% | 48.49% | 48.49% | 48.49% | 48.49%
RA3DindLarge6 | R&D | Advanced | 30 | DistributedWind | LargeScaleClass6 | Large DW - Class 6 | 36.76% | 38.34% | 39.91% | 41.49% | 43.07% | 44.64% | 46.22% | 47.8% | 49.38% | 50.95% | 50.95% | 50.95% | 50.95% | 50.95% | 50.95% | 50.95% | 50.95% | 50.95% | 50.95% | 50.95% | 50.95% | 50.95% | 50.95% | 50.95% | 50.95% | 50.95% | 50.95% | 50.95% | 50.95% | 50.95%
RM3DindLarge6 | R&D | Moderate | 30 | DistributedWind | LargeScaleClass6 | Large DW - Class 6 | 36.76% | 38.34% | 39.91% | 41.49% | 43.07% | 44.64% | 46.22% | 47.8% | 49.38% | 50.95% | 50.95% | 50.95% | 50.95% | 50.95% | 50.95% | 50.95% | 50.95% | 50.95% | 50.95% | 50.95% | 50.95% | 50.95% | 50.95% | 50.95% | 50.95% | 50.95% | 50.95% | 50.95% | 50.95% | 50.95%
RC3DindLarge6 | R&D | Conservative | 30 | DistributedWind | LargeScaleClass6 | Large DW - Class 6 | 36.76% | 38.34% | 39.91% | 41.49% | 43.07% | 44.64% | 46.22% | 47.8% | 49.38% | 50.95% | 50.95% | 50.95% | 50.95% | 50.95% | 50.95% | 50.95% | 50.95% | 50.95% | 50.95% | 50.95% | 50.95% | 50.95% | 50.95% | 50.95% | 50.95% | 50.95% | 50.95% | 50.95% | 50.95% | 50.95%
RA3DindResid7 | R&D | Advanced | 30 | DistributedWind | ResidentialScaleClass7 | Residential DW - Class 7 | 27.66% | 28.73% | 29.79% | 30.85% | 31.92% | 32.98% | 34.05% | 35.11% | 36.17% | 37.24% | 37.24% | 37.24% | 37.24% | 37.24% | 37.24% | 37.24% | 37.24% | 37.24% | 37.24% | 37.24% | 37.24% | 37.24% | 37.24% | 37.24% | 37.24% | 37.24% | 37.24% | 37.24% | 37.24% | 37.24%
RM3DindResid7 | R&D | Moderate | 30 | DistributedWind | ResidentialScaleClass7 | Residential DW - Class 7 | 27.66% | 28.73% | 29.79% | 30.85% | 31.92% | 32.98% | 34.05% | 35.11% | 36.17% | 37.24% | 37.24% | 37.24% | 37.24% | 37.24% | 37.24% | 37.24% | 37.24% | 37.24% | 37.24% | 37.24% | 37.24% | 37.24% | 37.24% | 37.24% | 37.24% | 37.24% | 37.24% | 37.24% | 37.24% | 37.24%
RC3DindResid7 | R&D | Conservative | 30 | DistributedWind | ResidentialScaleClass7 | Residential DW - Class 7 | 27.66% | 28.73% | 29.79% | 30.85% | 31.92% | 32.98% | 34.05% | 35.11% | 36.17% | 37.24% | 37.24% | 37.24% | 37.24% | 37.24% | 37.24% | 37.24% | 37.24% | 37.24% | 37.24% | 37.24% | 37.24% | 37.24% | 37.24% | 37.24% | 37.24% | 37.24% | 37.24% | 37.24% | 37.24% | 37.24%
RA3DindComme7 | R&D | Advanced | 30 | DistributedWind | CommercialScaleClass7 | Commercial DW - Class 7 | 30.37% | 31.82% | 33.26% | 34.71% | 36.15% | 37.6% | 39.04% | 40.49% | 41.93% | 43.38% | 43.38% | 43.38% | 43.38% | 43.38% | 43.38% | 43.38% | 43.38% | 43.38% | 43.38% | 43.38% | 43.38% | 43.38% | 43.38% | 43.38% | 43.38% | 43.38% | 43.38% | 43.38% | 43.38% | 43.38%
RM3DindComme7 | R&D | Moderate | 30 | DistributedWind | CommercialScaleClass7 | Commercial DW - Class 7 | 30.37% | 31.82% | 33.26% | 34.71% | 36.15% | 37.6% | 39.04% | 40.49% | 41.93% | 43.38% | 43.38% | 43.38% | 43.38% | 43.38% | 43.38% | 43.38% | 43.38% | 43.38% | 43.38% | 43.38% | 43.38% | 43.38% | 43.38% | 43.38% | 43.38% | 43.38% | 43.38% | 43.38% | 43.38% | 43.38%
RC3DindComme7 | R&D | Conservative | 30 | DistributedWind | CommercialScaleClass7 | Commercial DW - Class 7 | 30.37% | 31.82% | 33.26% | 34.71% | 36.15% | 37.6% | 39.04% | 40.49% | 41.93% | 43.38% | 43.38% | 43.38% | 43.38% | 43.38% | 43.38% | 43.38% | 43.38% | 43.38% | 43.38% | 43.38% | 43.38% | 43.38% | 43.38% | 43.38% | 43.38% | 43.38% | 43.38% | 43.38% | 43.38% | 43.38%
RA3DindMidsi7 | R&D | Advanced | 30 | DistributedWind | MidsizeScaleClass7 | Midsize DW - Class 7 | 27.81% | 29.71% | 31.61% | 33.51% | 35.4% | 37.3% | 39.2% | 41.1% | 42.99% | 44.89% | 44.89% | 44.89% | 44.89% | 44.89% | 44.89% | 44.89% | 44.89% | 44.89% | 44.89% | 44.89% | 44.89% | 44.89% | 44.89% | 44.89% | 44.89% | 44.89% | 44.89% | 44.89% | 44.89% | 44.89%
RM3DindMidsi7 | R&D | Moderate | 30 | DistributedWind | MidsizeScaleClass7 | Midsize DW - Class 7 | 27.81% | 29.71% | 31.61% | 33.51% | 35.4% | 37.3% | 39.2% | 41.1% | 42.99% | 44.89% | 44.89% | 44.89% | 44.89% | 44.89% | 44.89% | 44.89% | 44.89% | 44.89% | 44.89% | 44.89% | 44.89% | 44.89% | 44.89% | 44.89% | 44.89% | 44.89% | 44.89% | 44.89% | 44.89% | 44.89%
RC3DindMidsi7 | R&D | Conservative | 30 | DistributedWind | MidsizeScaleClass7 | Midsize DW - Class 7 | 27.81% | 29.71% | 31.61% | 33.51% | 35.4% | 37.3% | 39.2% | 41.1% | 42.99% | 44.89% | 44.89% | 44.89% | 44.89% | 44.89% | 44.89% | 44.89% | 44.89% | 44.89% | 44.89% | 44.89% | 44.89% | 44.89% | 44.89% | 44.89% | 44.89% | 44.89% | 44.89% | 44.89% | 44.89% | 44.89%
RA3DindLarge7 | R&D | Advanced | 30 | DistributedWind | LargeScaleClass7 | Large DW - Class 7 | 33.09% | 34.68% | 36.28% | 37.88% | 39.48% | 41.07% | 42.67% | 44.27% | 45.87% | 47.46% | 47.46% | 47.46% | 47.46% | 47.46% | 47.46% | 47.46% | 47.46% | 47.46% | 47.46% | 47.46% | 47.46% | 47.46% | 47.46% | 47.46% | 47.46% | 47.46% | 47.46% | 47.46% | 47.46% | 47.46%
RM3DindLarge7 | R&D | Moderate | 30 | DistributedWind | LargeScaleClass7 | Large DW - Class 7 | 33.09% | 34.68% | 36.28% | 37.88% | 39.48% | 41.07% | 42.67% | 44.27% | 45.87% | 47.46% | 47.46% | 47.46% | 47.46% | 47.46% | 47.46% | 47.46% | 47.46% | 47.46% | 47.46% | 47.46% | 47.46% | 47.46% | 47.46% | 47.46% | 47.46% | 47.46% | 47.46% | 47.46% | 47.46% | 47.46%
RC3DindLarge7 | R&D | Conservative | 30 | DistributedWind | LargeScaleClass7 | Large DW - Class 7 | 33.09% | 34.68% | 36.28% | 37.88% | 39.48% | 41.07% | 42.67% | 44.27% | 45.87% | 47.46% | 47.46% | 47.46% | 47.46% | 47.46% | 47.46% | 47.46% | 47.46% | 47.46% | 47.46% | 47.46% | 47.46% | 47.46% | 47.46% | 47.46% | 47.46% | 47.46% | 47.46% | 47.46% | 47.46% | 47.46%
RA3DindResid8 | R&D | Advanced | 30 | DistributedWind | ResidentialScaleClass8 | Residential DW - Class 8 | 23.93% | 24.96% | 25.98% | 27.01% | 28.03% | 29.05% | 30.08% | 31.1% | 32.13% | 33.15% | 33.15% | 33.15% | 33.15% | 33.15% | 33.15% | 33.15% | 33.15% | 33.15% | 33.15% | 33.15% | 33.15% | 33.15% | 33.15% | 33.15% | 33.15% | 33.15% | 33.15% | 33.15% | 33.15% | 33.15%
RM3DindResid8 | R&D | Moderate | 30 | DistributedWind | ResidentialScaleClass8 | Residential DW - Class 8 | 23.93% | 24.96% | 25.98% | 27.01% | 28.03% | 29.05% | 30.08% | 31.1% | 32.13% | 33.15% | 33.15% | 33.15% | 33.15% | 33.15% | 33.15% | 33.15% | 33.15% | 33.15% | 33.15% | 33.15% | 33.15% | 33.15% | 33.15% | 33.15% | 33.15% | 33.15% | 33.15% | 33.15% | 33.15% | 33.15%
RC3DindResid8 | R&D | Conservative | 30 | DistributedWind | ResidentialScaleClass8 | Residential DW - Class 8 | 23.93% | 24.96% | 25.98% | 27.01% | 28.03% | 29.05% | 30.08% | 31.1% | 32.13% | 33.15% | 33.15% | 33.15% | 33.15% | 33.15% | 33.15% | 33.15% | 33.15% | 33.15% | 33.15% | 33.15% | 33.15% | 33.15% | 33.15% | 33.15% | 33.15% | 33.15% | 33.15% | 33.15% | 33.15% | 33.15%
RA3DindComme8 | R&D | Advanced | 30 | DistributedWind | CommercialScaleClass8 | Commercial DW - Class 8 | 25.94% | 27.37% | 28.8% | 30.23% | 31.66% | 33.09% | 34.52% | 35.95% | 37.38% | 38.81% | 38.81% | 38.81% | 38.81% | 38.81% | 38.81% | 38.81% | 38.81% | 38.81% | 38.81% | 38.81% | 38.81% | 38.81% | 38.81% | 38.81% | 38.81% | 38.81% | 38.81% | 38.81% | 38.81% | 38.81%
RM3DindComme8 | R&D | Moderate | 30 | DistributedWind | CommercialScaleClass8 | Commercial DW - Class 8 | 25.94% | 27.37% | 28.8% | 30.23% | 31.66% | 33.09% | 34.52% | 35.95% | 37.38% | 38.81% | 38.81% | 38.81% | 38.81% | 38.81% | 38.81% | 38.81% | 38.81% | 38.81% | 38.81% | 38.81% | 38.81% | 38.81% | 38.81% | 38.81% | 38.81% | 38.81% | 38.81% | 38.81% | 38.81% | 38.81%
RC3DindComme8 | R&D | Conservative | 30 | DistributedWind | CommercialScaleClass8 | Commercial DW - Class 8 | 25.94% | 27.37% | 28.8% | 30.23% | 31.66% | 33.09% | 34.52% | 35.95% | 37.38% | 38.81% | 38.81% | 38.81% | 38.81% | 38.81% | 38.81% | 38.81% | 38.81% | 38.81% | 38.81% | 38.81% | 38.81% | 38.81% | 38.81% | 38.81% | 38.81% | 38.81% | 38.81% | 38.81% | 38.81% | 38.81%
RA3DindMidsi8 | R&D | Advanced | 30 | DistributedWind | MidsizeScaleClass8 | Midsize DW - Class 8 | 23.59% | 25.44% | 27.29% | 29.14% | 30.99% | 32.84% | 34.69% | 36.55% | 38.4% | 40.25% | 40.25% | 40.25% | 40.25% | 40.25% | 40.25% | 40.25% | 40.25% | 40.25% | 40.25% | 40.25% | 40.25% | 40.25% | 40.25% | 40.25% | 40.25% | 40.25% | 40.25% | 40.25% | 40.25% | 40.25%
RM3DindMidsi8 | R&D | Moderate | 30 | DistributedWind | MidsizeScaleClass8 | Midsize DW - Class 8 | 23.59% | 25.44% | 27.29% | 29.14% | 30.99% | 32.84% | 34.69% | 36.55% | 38.4% | 40.25% | 40.25% | 40.25% | 40.25% | 40.25% | 40.25% | 40.25% | 40.25% | 40.25% | 40.25% | 40.25% | 40.25% | 40.25% | 40.25% | 40.25% | 40.25% | 40.25% | 40.25% | 40.25% | 40.25% | 40.25%
RC3DindMidsi8 | R&D | Conservative | 30 | DistributedWind | MidsizeScaleClass8 | Midsize DW - Class 8 | 23.59% | 25.44% | 27.29% | 29.14% | 30.99% | 32.84% | 34.69% | 36.55% | 38.4% | 40.25% | 40.25% | 40.25% | 40.25% | 40.25% | 40.25% | 40.25% | 40.25% | 40.25% | 40.25% | 40.25% | 40.25% | 40.25% | 40.25% | 40.25% | 40.25% | 40.25% | 40.25% | 40.25% | 40.25% | 40.25%
RA3DindLarge8 | R&D | Advanced | 30 | DistributedWind | LargeScaleClass8 | Large DW - Class 8 | 28.57% | 30.16% | 31.75% | 33.34% | 34.94% | 36.53% | 38.12% | 39.71% | 41.31% | 42.9% | 42.9% | 42.9% | 42.9% | 42.9% | 42.9% | 42.9% | 42.9% | 42.9% | 42.9% | 42.9% | 42.9% | 42.9% | 42.9% | 42.9% | 42.9% | 42.9% | 42.9% | 42.9% | 42.9% | 42.9%
RM3DindLarge8 | R&D | Moderate | 30 | DistributedWind | LargeScaleClass8 | Large DW - Class 8 | 28.57% | 30.16% | 31.75% | 33.34% | 34.94% | 36.53% | 38.12% | 39.71% | 41.31% | 42.9% | 42.9% | 42.9% | 42.9% | 42.9% | 42.9% | 42.9% | 42.9% | 42.9% | 42.9% | 42.9% | 42.9% | 42.9% | 42.9% | 42.9% | 42.9% | 42.9% | 42.9% | 42.9% | 42.9% | 42.9%
RC3DindLarge8 | R&D | Conservative | 30 | DistributedWind | LargeScaleClass8 | Large DW - Class 8 | 28.57% | 30.16% | 31.75% | 33.34% | 34.94% | 36.53% | 38.12% | 39.71% | 41.31% | 42.9% | 42.9% | 42.9% | 42.9% | 42.9% | 42.9% | 42.9% | 42.9% | 42.9% | 42.9% | 42.9% | 42.9% | 42.9% | 42.9% | 42.9% | 42.9% | 42.9% | 42.9% | 42.9% | 42.9% | 42.9%
RA3DindResid9 | R&D | Advanced | 30 | DistributedWind | ResidentialScaleClass9 | Residential DW - Class 9 | 19.94% | 20.89% | 21.85% | 22.8% | 23.76% | 24.71% | 25.67% | 26.62% | 27.58% | 28.53% | 28.53% | 28.53% | 28.53% | 28.53% | 28.53% | 28.53% | 28.53% | 28.53% | 28.53% | 28.53% | 28.53% | 28.53% | 28.53% | 28.53% | 28.53% | 28.53% | 28.53% | 28.53% | 28.53% | 28.53%
RM3DindResid9 | R&D | Moderate | 30 | DistributedWind | ResidentialScaleClass9 | Residential DW - Class 9 | 19.94% | 20.89% | 21.85% | 22.8% | 23.76% | 24.71% | 25.67% | 26.62% | 27.58% | 28.53% | 28.53% | 28.53% | 28.53% | 28.53% | 28.53% | 28.53% | 28.53% | 28.53% | 28.53% | 28.53% | 28.53% | 28.53% | 28.53% | 28.53% | 28.53% | 28.53% | 28.53% | 28.53% | 28.53% | 28.53%
RC3DindResid9 | R&D | Conservative | 30 | DistributedWind | ResidentialScaleClass9 | Residential DW - Class 9 | 19.94% | 20.89% | 21.85% | 22.8% | 23.76% | 24.71% | 25.67% | 26.62% | 27.58% | 28.53% | 28.53% | 28.53% | 28.53% | 28.53% | 28.53% | 28.53% | 28.53% | 28.53% | 28.53% | 28.53% | 28.53% | 28.53% | 28.53% | 28.53% | 28.53% | 28.53% | 28.53% | 28.53% | 28.53% | 28.53%
RA3DindComme9 | R&D | Advanced | 30 | DistributedWind | CommercialScaleClass9 | Commercial DW - Class 9 | 21.15% | 22.49% | 23.84% | 25.18% | 26.52% | 27.86% | 29.2% | 30.54% | 31.88% | 33.22% | 33.22% | 33.22% | 33.22% | 33.22% | 33.22% | 33.22% | 33.22% | 33.22% | 33.22% | 33.22% | 33.22% | 33.22% | 33.22% | 33.22% | 33.22% | 33.22% | 33.22% | 33.22% | 33.22% | 33.22%
RM3DindComme9 | R&D | Moderate | 30 | DistributedWind | CommercialScaleClass9 | Commercial DW - Class 9 | 21.15% | 22.49% | 23.84% | 25.18% | 26.52% | 27.86% | 29.2% | 30.54% | 31.88% | 33.22% | 33.22% | 33.22% | 33.22% | 33.22% | 33.22% | 33.22% | 33.22% | 33.22% | 33.22% | 33.22% | 33.22% | 33.22% | 33.22% | 33.22% | 33.22% | 33.22% | 33.22% | 33.22% | 33.22% | 33.22%
RC3DindComme9 | R&D | Conservative | 30 | DistributedWind | CommercialScaleClass9 | Commercial DW - Class 9 | 21.15% | 22.49% | 23.84% | 25.18% | 26.52% | 27.86% | 29.2% | 30.54% | 31.88% | 33.22% | 33.22% | 33.22% | 33.22% | 33.22% | 33.22% | 33.22% | 33.22% | 33.22% | 33.22% | 33.22% | 33.22% | 33.22% | 33.22% | 33.22% | 33.22% | 33.22% | 33.22% | 33.22% | 33.22% | 33.22%
RA3DindMidsi9 | R&D | Advanced | 30 | DistributedWind | MidsizeScaleClass9 | Midsize DW - Class 9 | 19.12% | 20.87% | 22.61% | 24.35% | 26.09% | 27.84% | 29.58% | 31.32% | 33.07% | 34.81% | 34.81% | 34.81% | 34.81% | 34.81% | 34.81% | 34.81% | 34.81% | 34.81% | 34.81% | 34.81% | 34.81% | 34.81% | 34.81% | 34.81% | 34.81% | 34.81% | 34.81% | 34.81% | 34.81% | 34.81%
RM3DindMidsi9 | R&D | Moderate | 30 | DistributedWind | MidsizeScaleClass9 | Midsize DW - Class 9 | 19.12% | 20.87% | 22.61% | 24.35% | 26.09% | 27.84% | 29.58% | 31.32% | 33.07% | 34.81% | 34.81% | 34.81% | 34.81% | 34.81% | 34.81% | 34.81% | 34.81% | 34.81% | 34.81% | 34.81% | 34.81% | 34.81% | 34.81% | 34.81% | 34.81% | 34.81% | 34.81% | 34.81% | 34.81% | 34.81%
RC3DindMidsi9 | R&D | Conservative | 30 | DistributedWind | MidsizeScaleClass9 | Midsize DW - Class 9 | 19.12% | 20.87% | 22.61% | 24.35% | 26.09% | 27.84% | 29.58% | 31.32% | 33.07% | 34.81% | 34.81% | 34.81% | 34.81% | 34.81% | 34.81% | 34.81% | 34.81% | 34.81% | 34.81% | 34.81% | 34.81% | 34.81% | 34.81% | 34.81% | 34.81% | 34.81% | 34.81% | 34.81% | 34.81% | 34.81%
RA3DindLarge9 | R&D | Advanced | 30 | DistributedWind | LargeScaleClass9 | Large DW - Class 9 | 23.62% | 25.16% | 26.71% | 28.25% | 29.79% | 31.33% | 32.87% | 34.41% | 35.95% | 37.5% | 37.5% | 37.5% | 37.5% | 37.5% | 37.5% | 37.5% | 37.5% | 37.5% | 37.5% | 37.5% | 37.5% | 37.5% | 37.5% | 37.5% | 37.5% | 37.5% | 37.5% | 37.5% | 37.5% | 37.5%
RM3DindLarge9 | R&D | Moderate | 30 | DistributedWind | LargeScaleClass9 | Large DW - Class 9 | 23.62% | 25.16% | 26.71% | 28.25% | 29.79% | 31.33% | 32.87% | 34.41% | 35.95% | 37.5% | 37.5% | 37.5% | 37.5% | 37.5% | 37.5% | 37.5% | 37.5% | 37.5% | 37.5% | 37.5% | 37.5% | 37.5% | 37.5% | 37.5% | 37.5% | 37.5% | 37.5% | 37.5% | 37.5% | 37.5%
RC3DindLarge9 | R&D | Conservative | 30 | DistributedWind | LargeScaleClass9 | Large DW - Class 9 | 23.62% | 25.16% | 26.71% | 28.25% | 29.79% | 31.33% | 32.87% | 34.41% | 35.95% | 37.5% | 37.5% | 37.5% | 37.5% | 37.5% | 37.5% | 37.5% | 37.5% | 37.5% | 37.5% | 37.5% | 37.5% | 37.5% | 37.5% | 37.5% | 37.5% | 37.5% | 37.5% | 37.5% | 37.5% | 37.5%
RA3DindResid0 | R&D | Advanced | 30 | DistributedWind | ResidentialScaleClass10 | Residential DW - Class 10 | 18.58% | 18.7% | 18.83% | 18.95% | 19.08% | 19.2% | 19.32% | 19.45% | 19.57% | 19.7% | 19.7% | 19.7% | 19.7% | 19.7% | 19.7% | 19.7% | 19.7% | 19.7% | 19.7% | 19.7% | 19.7% | 19.7% | 19.7% | 19.7% | 19.7% | 19.7% | 19.7% | 19.7% | 19.7% | 19.7%
RM3DindResid0 | R&D | Moderate | 30 | DistributedWind | ResidentialScaleClass10 | Residential DW - Class 10 | 18.58% | 18.7% | 18.83% | 18.95% | 19.08% | 19.2% | 19.32% | 19.45% | 19.57% | 19.7% | 19.7% | 19.7% | 19.7% | 19.7% | 19.7% | 19.7% | 19.7% | 19.7% | 19.7% | 19.7% | 19.7% | 19.7% | 19.7% | 19.7% | 19.7% | 19.7% | 19.7% | 19.7% | 19.7% | 19.7%
RC3DindResid0 | R&D | Conservative | 30 | DistributedWind | ResidentialScaleClass10 | Residential DW - Class 10 | 18.58% | 18.7% | 18.83% | 18.95% | 19.08% | 19.2% | 19.32% | 19.45% | 19.57% | 19.7% | 19.7% | 19.7% | 19.7% | 19.7% | 19.7% | 19.7% | 19.7% | 19.7% | 19.7% | 19.7% | 19.7% | 19.7% | 19.7% | 19.7% | 19.7% | 19.7% | 19.7% | 19.7% | 19.7% | 19.7%
RA3DindComme0 | R&D | Advanced | 30 | DistributedWind | CommercialScaleClass10 | Commercial DW - Class 10 | 12.7% | 13.75% | 14.81% | 15.86% | 16.91% | 17.97% | 19.02% | 20.08% | 21.13% | 22.19% | 22.19% | 22.19% | 22.19% | 22.19% | 22.19% | 22.19% | 22.19% | 22.19% | 22.19% | 22.19% | 22.19% | 22.19% | 22.19% | 22.19% | 22.19% | 22.19% | 22.19% | 22.19% | 22.19% | 22.19%
RM3DindComme0 | R&D | Moderate | 30 | DistributedWind | CommercialScaleClass10 | Commercial DW - Class 10 | 12.7% | 13.75% | 14.81% | 15.86% | 16.91% | 17.97% | 19.02% | 20.08% | 21.13% | 22.19% | 22.19% | 22.19% | 22.19% | 22.19% | 22.19% | 22.19% | 22.19% | 22.19% | 22.19% | 22.19% | 22.19% | 22.19% | 22.19% | 22.19% | 22.19% | 22.19% | 22.19% | 22.19% | 22.19% | 22.19%
RC3DindComme0 | R&D | Conservative | 30 | DistributedWind | CommercialScaleClass10 | Commercial DW - Class 10 | 12.7% | 13.75% | 14.81% | 15.86% | 16.91% | 17.97% | 19.02% | 20.08% | 21.13% | 22.19% | 22.19% | 22.19% | 22.19% | 22.19% | 22.19% | 22.19% | 22.19% | 22.19% | 22.19% | 22.19% | 22.19% | 22.19% | 22.19% | 22.19% | 22.19% | 22.19% | 22.19% | 22.19% | 22.19% | 22.19%
RA3DindMidsi0 | R&D | Advanced | 30 | DistributedWind | MidsizeScaleClass10 | Midsize DW - Class 10 | 11.4% | 12.77% | 14.13% | 15.5% | 16.86% | 18.23% | 19.59% | 20.95% | 22.32% | 23.68% | 23.68% | 23.68% | 23.68% | 23.68% | 23.68% | 23.68% | 23.68% | 23.68% | 23.68% | 23.68% | 23.68% | 23.68% | 23.68% | 23.68% | 23.68% | 23.68% | 23.68% | 23.68% | 23.68% | 23.68%
RM3DindMidsi0 | R&D | Moderate | 30 | DistributedWind | MidsizeScaleClass10 | Midsize DW - Class 10 | 11.4% | 12.77% | 14.13% | 15.5% | 16.86% | 18.23% | 19.59% | 20.95% | 22.32% | 23.68% | 23.68% | 23.68% | 23.68% | 23.68% | 23.68% | 23.68% | 23.68% | 23.68% | 23.68% | 23.68% | 23.68% | 23.68% | 23.68% | 23.68% | 23.68% | 23.68% | 23.68% | 23.68% | 23.68% | 23.68%
RC3DindMidsi0 | R&D | Conservative | 30 | DistributedWind | MidsizeScaleClass10 | Midsize DW - Class 10 | 11.4% | 12.77% | 14.13% | 15.5% | 16.86% | 18.23% | 19.59% | 20.95% | 22.32% | 23.68% | 23.68% | 23.68% | 23.68% | 23.68% | 23.68% | 23.68% | 23.68% | 23.68% | 23.68% | 23.68% | 23.68% | 23.68% | 23.68% | 23.68% | 23.68% | 23.68% | 23.68% | 23.68% | 23.68% | 23.68%
RA3DindLarge0 | R&D | Advanced | 30 | DistributedWind | LargeScaleClass10 | Large DW - Class 10 | 14.63% | 15.92% | 17.2% | 18.48% | 19.77% | 21.05% | 22.33% | 23.62% | 24.9% | 26.18% | 26.18% | 26.18% | 26.18% | 26.18% | 26.18% | 26.18% | 26.18% | 26.18% | 26.18% | 26.18% | 26.18% | 26.18% | 26.18% | 26.18% | 26.18% | 26.18% | 26.18% | 26.18% | 26.18% | 26.18%
RM3DindLarge0 | R&D | Moderate | 30 | DistributedWind | LargeScaleClass10 | Large DW - Class 10 | 14.63% | 15.92% | 17.2% | 18.48% | 19.77% | 21.05% | 22.33% | 23.62% | 24.9% | 26.18% | 26.18% | 26.18% | 26.18% | 26.18% | 26.18% | 26.18% | 26.18% | 26.18% | 26.18% | 26.18% | 26.18% | 26.18% | 26.18% | 26.18% | 26.18% | 26.18% | 26.18% | 26.18% | 26.18% | 26.18%
RC3DindLarge0 | R&D | Conservative | 30 | DistributedWind | LargeScaleClass10 | Large DW - Class 10 | 14.63% | 15.92% | 17.2% | 18.48% | 19.77% | 21.05% | 22.33% | 23.62% | 24.9% | 26.18% | 26.18% | 26.18% | 26.18% | 26.18% | 26.18% | 26.18% | 26.18% | 26.18% | 26.18% | 26.18% | 26.18% | 26.18% | 26.18% | 26.18% | 26.18% | 26.18% | 26.18% | 26.18% | 26.18% | 26.18%
RA3CoPVClass1 | R&D | Advanced | 30 | CommPV | Class1 | Commercial PV - Class 1 | 18.94% | 19.1% | 19.26% | 19.42% | 19.57% | 19.73% | 19.89% | 20.05% | 20.2% | 20.36% | 20.52% | 20.68% | 20.84% | 20.99% | 21.15% | 21.19% | 21.23% | 21.27% | 21.31% | 21.36% | 21.4% | 21.44% | 21.48% | 21.52% | 21.56% | 21.6% | 21.64% | 21.68% | 21.72% | 21.76%
RM3CoPVClass1 | R&D | Moderate | 30 | CommPV | Class1 | Commercial PV - Class 1 | 18.82% | 18.91% | 19.01% | 19.1% | 19.2% | 19.29% | 19.39% | 19.48% | 19.58% | 19.67% | 19.77% | 19.86% | 19.96% | 20.05% | 20.15% | 20.22% | 20.28% | 20.35% | 20.42% | 20.48% | 20.55% | 20.62% | 20.68% | 20.75% | 20.82% | 20.88% | 20.95% | 21.02% | 21.08% | 21.15%
RC3CoPVClass1 | R&D | Conservative | 30 | CommPV | Class1 | Commercial PV - Class 1 | 18.63% | 18.63% | 18.63% | 18.63% | 18.63% | 18.63% | 18.63% | 18.63% | 18.63% | 18.63% | 18.63% | 18.63% | 18.63% | 18.63% | 18.63% | 18.73% | 18.83% | 18.93% | 19.03% | 19.13% | 19.24% | 19.34% | 19.44% | 19.54% | 19.64% | 19.74% | 19.85% | 19.95% | 20.05% | 20.15%
RA3CoPVClass2 | R&D | Advanced | 30 | CommPV | Class2 | Commercial PV - Class 2 | 18.25% | 18.41% | 18.56% | 18.71% | 18.86% | 19.02% | 19.17% | 19.32% | 19.47% | 19.62% | 19.78% | 19.93% | 20.08% | 20.23% | 20.38% | 20.42% | 20.46% | 20.5% | 20.54% | 20.58% | 20.62% | 20.66% | 20.7% | 20.74% | 20.78% | 20.82% | 20.86% | 20.9% | 20.94% | 20.98%
RM3CoPVClass2 | R&D | Moderate | 30 | CommPV | Class2 | Commercial PV - Class 2 | 18.13% | 18.23% | 18.32% | 18.41% | 18.5% | 18.59% | 18.69% | 18.78% | 18.87% | 18.96% | 19.05% | 19.14% | 19.24% | 19.33% | 19.42% | 19.48% | 19.55% | 19.61% | 19.68% | 19.74% | 19.81% | 19.87% | 19.93% | 20% | 20.06% | 20.13% | 20.19% | 20.26% | 20.32% | 20.38%
RC3CoPVClass2 | R&D | Conservative | 30 | CommPV | Class2 | Commercial PV - Class 2 | 17.95% | 17.95% | 17.95% | 17.95% | 17.95% | 17.95% | 17.95% | 17.95% | 17.95% | 17.95% | 17.95% | 17.95% | 17.95% | 17.95% | 17.95% | 18.05% | 18.15% | 18.24% | 18.34% | 18.44% | 18.54% | 18.64% | 18.73% | 18.83% | 18.93% | 19.03% | 19.13% | 19.22% | 19.32% | 19.42%
RA3CoPVClass3 | R&D | Advanced | 30 | CommPV | Class3 | Commercial PV - Class 3 | 17.28% | 17.42% | 17.57% | 17.71% | 17.86% | 18% | 18.14% | 18.29% | 18.43% | 18.58% | 18.72% | 18.86% | 19.01% | 19.15% | 19.3% | 19.33% | 19.37% | 19.41% | 19.45% | 19.48% | 19.52% | 19.56% | 19.59% | 19.63% | 19.67% | 19.71% | 19.74% | 19.78% | 19.82% | 19.86%
RM3CoPVClass3 | R&D | Moderate | 30 | CommPV | Class3 | Commercial PV - Class 3 | 17.17% | 17.25% | 17.34% | 17.43% | 17.51% | 17.6% | 17.69% | 17.77% | 17.86% | 17.95% | 18.04% | 18.12% | 18.21% | 18.3% | 18.38% | 18.44% | 18.5% | 18.57% | 18.63% | 18.69% | 18.75% | 18.81% | 18.87% | 18.93% | 18.99% | 19.05% | 19.11% | 19.17% | 19.24% | 19.3%
RC3CoPVClass3 | R&D | Conservative | 30 | CommPV | Class3 | Commercial PV - Class 3 | 16.99% | 16.99% | 16.99% | 16.99% | 16.99% | 16.99% | 16.99% | 16.99% | 16.99% | 16.99% | 16.99% | 16.99% | 16.99% | 16.99% | 16.99% | 17.09% | 17.18% | 17.27% | 17.36% | 17.46% | 17.55% | 17.64% | 17.73% | 17.83% | 17.92% | 18.01% | 18.1% | 18.2% | 18.29% | 18.38%
RA3CoPVClass4 | R&D | Advanced | 30 | CommPV | Class4 | Commercial PV - Class 4 | 16.37% | 16.5% | 16.64% | 16.78% | 16.91% | 17.05% | 17.19% | 17.32% | 17.46% | 17.59% | 17.73% | 17.87% | 18% | 18.14% | 18.28% | 18.31% | 18.35% | 18.38% | 18.42% | 18.45% | 18.49% | 18.52% | 18.56% | 18.59% | 18.63% | 18.66% | 18.7% | 18.74% | 18.77% | 18.81%
RM3CoPVClass4 | R&D | Moderate | 30 | CommPV | Class4 | Commercial PV - Class 4 | 16.26% | 16.34% | 16.42% | 16.51% | 16.59% | 16.67% | 16.75% | 16.84% | 16.92% | 17% | 17.08% | 17.16% | 17.25% | 17.33% | 17.41% | 17.47% | 17.53% | 17.58% | 17.64% | 17.7% | 17.76% | 17.82% | 17.87% | 17.93% | 17.99% | 18.05% | 18.1% | 18.16% | 18.22% | 18.28%
RC3CoPVClass4 | R&D | Conservative | 30 | CommPV | Class4 | Commercial PV - Class 4 | 16.09% | 16.09% | 16.09% | 16.09% | 16.09% | 16.09% | 16.09% | 16.09% | 16.09% | 16.09% | 16.09% | 16.09% | 16.09% | 16.09% | 16.09% | 16.18% | 16.27% | 16.36% | 16.45% | 16.53% | 16.62% | 16.71% | 16.8% | 16.88% | 16.97% | 17.06% | 17.15% | 17.24% | 17.32% | 17.41%
RA3CoPVClass5 | R&D | Advanced | 30 | CommPV | Class5 | Commercial PV - Class 5 | 15.62% | 15.75% | 15.88% | 16.01% | 16.14% | 16.27% | 16.4% | 16.53% | 16.66% | 16.79% | 16.92% | 17.05% | 17.18% | 17.31% | 17.44% | 17.47% | 17.51% | 17.54% | 17.58% | 17.61% | 17.64% | 17.68% | 17.71% | 17.74% | 17.78% | 17.81% | 17.85% | 17.88% | 17.91% | 17.95%
RM3CoPVClass5 | R&D | Moderate | 30 | CommPV | Class5 | Commercial PV - Class 5 | 15.52% | 15.59% | 15.67% | 15.75% | 15.83% | 15.91% | 15.99% | 16.07% | 16.14% | 16.22% | 16.3% | 16.38% | 16.46% | 16.54% | 16.62% | 16.67% | 16.73% | 16.78% | 16.84% | 16.89% | 16.95% | 17% | 17.06% | 17.11% | 17.17% | 17.22% | 17.28% | 17.33% | 17.39% | 17.44%
RC3CoPVClass5 | R&D | Conservative | 30 | CommPV | Class5 | Commercial PV - Class 5 | 15.36% | 15.36% | 15.36% | 15.36% | 15.36% | 15.36% | 15.36% | 15.36% | 15.36% | 15.36% | 15.36% | 15.36% | 15.36% | 15.36% | 15.36% | 15.44% | 15.53% | 15.61% | 15.69% | 15.78% | 15.86% | 15.95% | 16.03% | 16.11% | 16.2% | 16.28% | 16.36% | 16.45% | 16.53% | 16.62%
RA3CoPVClass6 | R&D | Advanced | 30 | CommPV | Class6 | Commercial PV - Class 6 | 15.41% | 15.54% | 15.67% | 15.8% | 15.93% | 16.05% | 16.18% | 16.31% | 16.44% | 16.57% | 16.7% | 16.82% | 16.95% | 17.08% | 17.21% | 17.24% | 17.28% | 17.31% | 17.34% | 17.38% | 17.41% | 17.44% | 17.48% | 17.51% | 17.54% | 17.58% | 17.61% | 17.64% | 17.68% | 17.71%
RM3CoPVClass6 | R&D | Moderate | 30 | CommPV | Class6 | Commercial PV - Class 6 | 15.31% | 15.39% | 15.47% | 15.54% | 15.62% | 15.7% | 15.78% | 15.85% | 15.93% | 16.01% | 16.09% | 16.16% | 16.24% | 16.32% | 16.4% | 16.45% | 16.5% | 16.56% | 16.61% | 16.67% | 16.72% | 16.78% | 16.83% | 16.88% | 16.94% | 16.99% | 17.05% | 17.1% | 17.16% | 17.21%
RC3CoPVClass6 | R&D | Conservative | 30 | CommPV | Class6 | Commercial PV - Class 6 | 15.16% | 15.16% | 15.16% | 15.16% | 15.16% | 15.16% | 15.16% | 15.16% | 15.16% | 15.16% | 15.16% | 15.16% | 15.16% | 15.16% | 15.16% | 15.24% | 15.32% | 15.4% | 15.49% | 15.57% | 15.65% | 15.73% | 15.82% | 15.9% | 15.98% | 16.06% | 16.15% | 16.23% | 16.31% | 16.4%
RA3CoPVClass7 | R&D | Advanced | 30 | CommPV | Class7 | Commercial PV - Class 7 | 14.68% | 14.81% | 14.93% | 15.05% | 15.17% | 15.3% | 15.42% | 15.54% | 15.66% | 15.79% | 15.91% | 16.03% | 16.15% | 16.27% | 16.4% | 16.43% | 16.46% | 16.49% | 16.52% | 16.56% | 16.59% | 16.62% | 16.65% | 16.68% | 16.71% | 16.75% | 16.78% | 16.81% | 16.84% | 16.87%
RM3CoPVClass7 | R&D | Moderate | 30 | CommPV | Class7 | Commercial PV - Class 7 | 14.59% | 14.66% | 14.74% | 14.81% | 14.88% | 14.96% | 15.03% | 15.1% | 15.18% | 15.25% | 15.33% | 15.4% | 15.47% | 15.55% | 15.62% | 15.67% | 15.72% | 15.78% | 15.83% | 15.88% | 15.93% | 15.98% | 16.04% | 16.09% | 16.14% | 16.19% | 16.24% | 16.29% | 16.35% | 16.4%
RC3CoPVClass7 | R&D | Conservative | 30 | CommPV | Class7 | Commercial PV - Class 7 | 14.44% | 14.44% | 14.44% | 14.44% | 14.44% | 14.44% | 14.44% | 14.44% | 14.44% | 14.44% | 14.44% | 14.44% | 14.44% | 14.44% | 14.44% | 14.52% | 14.6% | 14.68% | 14.75% | 14.83% | 14.91% | 14.99% | 15.07% | 15.15% | 15.23% | 15.31% | 15.38% | 15.46% | 15.54% | 15.62%
RA3CoPVClass8 | R&D | Advanced | 30 | CommPV | Class8 | Commercial PV - Class 8 | 13.95% | 14.06% | 14.18% | 14.29% | 14.41% | 14.53% | 14.64% | 14.76% | 14.88% | 14.99% | 15.11% | 15.22% | 15.34% | 15.46% | 15.57% | 15.6% | 15.63% | 15.66% | 15.69% | 15.72% | 15.75% | 15.78% | 15.81% | 15.84% | 15.87% | 15.9% | 15.93% | 15.96% | 15.99% | 16.02%
RM3CoPVClass8 | R&D | Moderate | 30 | CommPV | Class8 | Commercial PV - Class 8 | 13.85% | 13.92% | 13.99% | 14.06% | 14.13% | 14.2% | 14.27% | 14.35% | 14.42% | 14.49% | 14.56% | 14.63% | 14.7% | 14.77% | 14.84% | 14.89% | 14.93% | 14.98% | 15.03% | 15.08% | 15.13% | 15.18% | 15.23% | 15.28% | 15.33% | 15.38% | 15.43% | 15.47% | 15.52% | 15.57%
RC3CoPVClass8 | R&D | Conservative | 30 | CommPV | Class8 | Commercial PV - Class 8 | 13.71% | 13.71% | 13.71% | 13.71% | 13.71% | 13.71% | 13.71% | 13.71% | 13.71% | 13.71% | 13.71% | 13.71% | 13.71% | 13.71% | 13.71% | 13.79% | 13.86% | 13.94% | 14.01% | 14.09% | 14.16% | 14.24% | 14.31% | 14.39% | 14.46% | 14.54% | 14.61% | 14.69% | 14.76% | 14.84%
RA3CoPVClass9 | R&D | Advanced | 30 | CommPV | Class9 | Commercial PV - Class 9 | 13.39% | 13.5% | 13.61% | 13.72% | 13.83% | 13.94% | 14.06% | 14.17% | 14.28% | 14.39% | 14.5% | 14.61% | 14.73% | 14.84% | 14.95% | 14.98% | 15.01% | 15.04% | 15.06% | 15.09% | 15.12% | 15.15% | 15.18% | 15.21% | 15.24% | 15.27% | 15.3% | 15.32% | 15.35% | 15.38%
RM3CoPVClass9 | R&D | Moderate | 30 | CommPV | Class9 | Commercial PV - Class 9 | 13.3% | 13.37% | 13.43% | 13.5% | 13.57% | 13.64% | 13.7% | 13.77% | 13.84% | 13.9% | 13.97% | 14.04% | 14.11% | 14.17% | 14.24% | 14.29% | 14.34% | 14.38% | 14.43% | 14.48% | 14.52% | 14.57% | 14.62% | 14.67% | 14.71% | 14.76% | 14.81% | 14.85% | 14.9% | 14.95%
RC3CoPVClass9 | R&D | Conservative | 30 | CommPV | Class9 | Commercial PV - Class 9 | 13.16% | 13.16% | 13.16% | 13.16% | 13.16% | 13.16% | 13.16% | 13.16% | 13.16% | 13.16% | 13.16% | 13.16% | 13.16% | 13.16% | 13.16% | 13.24% | 13.31% | 13.38% | 13.45% | 13.52% | 13.59% | 13.67% | 13.74% | 13.81% | 13.88% | 13.95% | 14.03% | 14.1% | 14.17% | 14.24%
RA3CoPVClass0 | R&D | Advanced | 30 | CommPV | Class10 | Commercial PV - Class 10 | 12.18% | 12.28% | 12.38% | 12.48% | 12.58% | 12.68% | 12.79% | 12.89% | 12.99% | 13.09% | 13.19% | 13.29% | 13.39% | 13.5% | 13.6% | 13.62% | 13.65% | 13.68% | 13.7% | 13.73% | 13.76% | 13.78% | 13.81% | 13.83% | 13.86% | 13.89% | 13.91% | 13.94% | 13.97% | 13.99%
RM3CoPVClass0 | R&D | Moderate | 30 | CommPV | Class10 | Commercial PV - Class 10 | 12.1% | 12.16% | 12.22% | 12.28% | 12.34% | 12.4% | 12.46% | 12.53% | 12.59% | 12.65% | 12.71% | 12.77% | 12.83% | 12.89% | 12.95% | 13% | 13.04% | 13.08% | 13.13% | 13.17% | 13.21% | 13.25% | 13.3% | 13.34% | 13.38% | 13.43% | 13.47% | 13.51% | 13.55% | 13.6%
RC3CoPVClass0 | R&D | Conservative | 30 | CommPV | Class10 | Commercial PV - Class 10 | 11.97% | 11.97% | 11.97% | 11.97% | 11.97% | 11.97% | 11.97% | 11.97% | 11.97% | 11.97% | 11.97% | 11.97% | 11.97% | 11.97% | 11.97% | 12.04% | 12.11% | 12.17% | 12.24% | 12.3% | 12.37% | 12.43% | 12.5% | 12.56% | 12.63% | 12.69% | 12.76% | 12.82% | 12.89% | 12.95%
RA3RePVClass1 | R&D | Advanced | 30 | ResPV | Class1 | Residential PV - Class 1 | 18.56% | 18.61% | 18.66% | 18.71% | 18.76% | 18.81% | 18.86% | 18.91% | 18.96% | 19.01% | 19.06% | 19.11% | 19.16% | 19.21% | 19.26% | 19.26% | 19.26% | 19.26% | 19.26% | 19.26% | 19.26% | 19.26% | 19.26% | 19.26% | 19.26% | 19.26% | 19.26% | 19.26% | 19.26% | 19.26%
RM3RePVClass1 | R&D | Moderate | 30 | ResPV | Class1 | Residential PV - Class 1 | 18.5% | 18.52% | 18.54% | 18.56% | 18.58% | 18.6% | 18.62% | 18.64% | 18.66% | 18.68% | 18.7% | 18.72% | 18.74% | 18.76% | 18.78% | 18.81% | 18.84% | 18.88% | 18.91% | 18.94% | 18.97% | 19% | 19.04% | 19.07% | 19.1% | 19.13% | 19.17% | 19.2% | 19.23% | 19.26%
RC3RePVClass1 | R&D | Conservative | 30 | ResPV | Class1 | Residential PV - Class 1 | 18.46% | 18.46% | 18.46% | 18.46% | 18.46% | 18.46% | 18.46% | 18.46% | 18.46% | 18.46% | 18.46% | 18.46% | 18.46% | 18.46% | 18.46% | 18.48% | 18.51% | 18.53% | 18.55% | 18.57% | 18.59% | 18.61% | 18.63% | 18.65% | 18.67% | 18.69% | 18.72% | 18.74% | 18.76% | 18.78%
RA3RePVClass2 | R&D | Advanced | 30 | ResPV | Class2 | Residential PV - Class 2 | 18.28% | 18.33% | 18.37% | 18.42% | 18.47% | 18.52% | 18.57% | 18.62% | 18.67% | 18.72% | 18.77% | 18.82% | 18.87% | 18.92% | 18.96% | 18.96% | 18.96% | 18.96% | 18.96% | 18.96% | 18.96% | 18.96% | 18.96% | 18.96% | 18.96% | 18.96% | 18.96% | 18.96% | 18.96% | 18.96%
RM3RePVClass2 | R&D | Moderate | 30 | ResPV | Class2 | Residential PV - Class 2 | 18.22% | 18.24% | 18.26% | 18.27% | 18.29% | 18.31% | 18.33% | 18.35% | 18.37% | 18.39% | 18.41% | 18.43% | 18.45% | 18.47% | 18.49% | 18.52% | 18.55% | 18.58% | 18.61% | 18.65% | 18.68% | 18.71% | 18.74% | 18.77% | 18.81% | 18.84% | 18.87% | 18.9% | 18.93% | 18.96%
RC3RePVClass2 | R&D | Conservative | 30 | ResPV | Class2 | Residential PV - Class 2 | 18.18% | 18.18% | 18.18% | 18.18% | 18.18% | 18.18% | 18.18% | 18.18% | 18.18% | 18.18% | 18.18% | 18.18% | 18.18% | 18.18% | 18.18% | 18.2% | 18.22% | 18.24% | 18.26% | 18.28% | 18.3% | 18.32% | 18.34% | 18.36% | 18.38% | 18.41% | 18.43% | 18.45% | 18.47% | 18.49%
RA3RePVClass3 | R&D | Advanced | 30 | ResPV | Class3 | Residential PV - Class 3 | 17.05% | 17.1% | 17.14% | 17.19% | 17.23% | 17.28% | 17.33% | 17.37% | 17.42% | 17.46% | 17.51% | 17.55% | 17.6% | 17.65% | 17.69% | 17.69% | 17.69% | 17.69% | 17.69% | 17.69% | 17.69% | 17.69% | 17.69% | 17.69% | 17.69% | 17.69% | 17.69% | 17.69% | 17.69% | 17.69%
RM3RePVClass3 | R&D | Moderate | 30 | ResPV | Class3 | Residential PV - Class 3 | 16.99% | 17.01% | 17.03% | 17.05% | 17.07% | 17.08% | 17.1% | 17.12% | 17.14% | 17.16% | 17.18% | 17.19% | 17.21% | 17.23% | 17.25% | 17.28% | 17.31% | 17.34% | 17.37% | 17.4% | 17.43% | 17.46% | 17.48% | 17.51% | 17.54% | 17.57% | 17.6% | 17.63% | 17.66% | 17.69%
RC3RePVClass3 | R&D | Conservative | 30 | ResPV | Class3 | Residential PV - Class 3 | 16.96% | 16.96% | 16.96% | 16.96% | 16.96% | 16.96% | 16.96% | 16.96% | 16.96% | 16.96% | 16.96% | 16.96% | 16.96% | 16.96% | 16.96% | 16.98% | 17% | 17.02% | 17.04% | 17.05% | 17.07% | 17.09% | 17.11% | 17.13% | 17.15% | 17.17% | 17.19% | 17.21% | 17.23% | 17.25%
RA3RePVClass4 | R&D | Advanced | 30 | ResPV | Class4 | Residential PV - Class 4 | 16.11% | 16.16% | 16.2% | 16.24% | 16.29% | 16.33% | 16.37% | 16.42% | 16.46% | 16.5% | 16.55% | 16.59% | 16.63% | 16.68% | 16.72% | 16.72% | 16.72% | 16.72% | 16.72% | 16.72% | 16.72% | 16.72% | 16.72% | 16.72% | 16.72% | 16.72% | 16.72% | 16.72% | 16.72% | 16.72%
RM3RePVClass4 | R&D | Moderate | 30 | ResPV | Class4 | Residential PV - Class 4 | 16.06% | 16.08% | 16.09% | 16.11% | 16.13% | 16.14% | 16.16% | 16.18% | 16.2% | 16.21% | 16.23% | 16.25% | 16.26% | 16.28% | 16.3% | 16.33% | 16.35% | 16.38% | 16.41% | 16.44% | 16.47% | 16.49% | 16.52% | 16.55% | 16.58% | 16.61% | 16.63% | 16.66% | 16.69% | 16.72%
RC3RePVClass4 | R&D | Conservative | 30 | ResPV | Class4 | Residential PV - Class 4 | 16.03% | 16.03% | 16.03% | 16.03% | 16.03% | 16.03% | 16.03% | 16.03% | 16.03% | 16.03% | 16.03% | 16.03% | 16.03% | 16.03% | 16.03% | 16.04% | 16.06% | 16.08% | 16.1% | 16.12% | 16.13% | 16.15% | 16.17% | 16.19% | 16.21% | 16.23% | 16.24% | 16.26% | 16.28% | 16.3%
RA3RePVClass5 | R&D | Advanced | 30 | ResPV | Class5 | Residential PV - Class 5 | 15.26% | 15.3% | 15.34% | 15.38% | 15.43% | 15.47% | 15.51% | 15.55% | 15.59% | 15.63% | 15.67% | 15.71% | 15.75% | 15.79% | 15.84% | 15.84% | 15.84% | 15.84% | 15.84% | 15.84% | 15.84% | 15.84% | 15.84% | 15.84% | 15.84% | 15.84% | 15.84% | 15.84% | 15.84% | 15.84%
RM3RePVClass5 | R&D | Moderate | 30 | ResPV | Class5 | Residential PV - Class 5 | 15.21% | 15.23% | 15.24% | 15.26% | 15.28% | 15.29% | 15.31% | 15.32% | 15.34% | 15.36% | 15.37% | 15.39% | 15.4% | 15.42% | 15.44% | 15.46% | 15.49% | 15.52% | 15.54% | 15.57% | 15.6% | 15.62% | 15.65% | 15.68% | 15.7% | 15.73% | 15.76% | 15.78% | 15.81% | 15.84%
RC3RePVClass5 | R&D | Conservative | 30 | ResPV | Class5 | Residential PV - Class 5 | 15.18% | 15.18% | 15.18% | 15.18% | 15.18% | 15.18% | 15.18% | 15.18% | 15.18% | 15.18% | 15.18% | 15.18% | 15.18% | 15.18% | 15.18% | 15.2% | 15.21% | 15.23% | 15.25% | 15.26% | 15.28% | 15.3% | 15.32% | 15.33% | 15.35% | 15.37% | 15.39% | 15.4% | 15.42% | 15.44%
RA3RePVClass6 | R&D | Advanced | 30 | ResPV | Class6 | Residential PV - Class 6 | 15.07% | 15.11% | 15.15% | 15.19% | 15.23% | 15.27% | 15.31% | 15.36% | 15.4% | 15.44% | 15.48% | 15.52% | 15.56% | 15.6% | 15.64% | 15.64% | 15.64% | 15.64% | 15.64% | 15.64% | 15.64% | 15.64% | 15.64% | 15.64% | 15.64% | 15.64% | 15.64% | 15.64% | 15.64% | 15.64%
RM3RePVClass6 | R&D | Moderate | 30 | ResPV | Class6 | Residential PV - Class 6 | 15.02% | 15.04% | 15.05% | 15.07% | 15.09% | 15.1% | 15.12% | 15.13% | 15.15% | 15.17% | 15.18% | 15.2% | 15.21% | 15.23% | 15.25% | 15.27% | 15.3% | 15.32% | 15.35% | 15.38% | 15.4% | 15.43% | 15.46% | 15.48% | 15.51% | 15.53% | 15.56% | 15.59% | 15.61% | 15.64%
RC3RePVClass6 | R&D | Conservative | 30 | ResPV | Class6 | Residential PV - Class 6 | 14.99% | 14.99% | 14.99% | 14.99% | 14.99% | 14.99% | 14.99% | 14.99% | 14.99% | 14.99% | 14.99% | 14.99% | 14.99% | 14.99% | 14.99% | 15.01% | 15.02% | 15.04% | 15.06% | 15.08% | 15.09% | 15.11% | 15.13% | 15.14% | 15.16% | 15.18% | 15.19% | 15.21% | 15.23% | 15.25%
RA3RePVClass7 | R&D | Advanced | 30 | ResPV | Class7 | Residential PV - Class 7 | 14.41% | 14.45% | 14.48% | 14.52% | 14.56% | 14.6% | 14.64% | 14.68% | 14.72% | 14.76% | 14.79% | 14.83% | 14.87% | 14.91% | 14.95% | 14.95% | 14.95% | 14.95% | 14.95% | 14.95% | 14.95% | 14.95% | 14.95% | 14.95% | 14.95% | 14.95% | 14.95% | 14.95% | 14.95% | 14.95%
RM3RePVClass7 | R&D | Moderate | 30 | ResPV | Class7 | Residential PV - Class 7 | 14.36% | 14.38% | 14.39% | 14.41% | 14.42% | 14.44% | 14.45% | 14.47% | 14.48% | 14.5% | 14.51% | 14.53% | 14.54% | 14.56% | 14.57% | 14.6% | 14.62% | 14.65% | 14.67% | 14.7% | 14.72% | 14.75% | 14.77% | 14.8% | 14.82% | 14.85% | 14.87% | 14.9% | 14.92% | 14.95%
RC3RePVClass7 | R&D | Conservative | 30 | ResPV | Class7 | Residential PV - Class 7 | 14.33% | 14.33% | 14.33% | 14.33% | 14.33% | 14.33% | 14.33% | 14.33% | 14.33% | 14.33% | 14.33% | 14.33% | 14.33% | 14.33% | 14.33% | 14.35% | 14.36% | 14.38% | 14.39% | 14.41% | 14.43% | 14.44% | 14.46% | 14.48% | 14.49% | 14.51% | 14.52% | 14.54% | 14.56% | 14.57%
RA3RePVClass8 | R&D | Advanced | 30 | ResPV | Class8 | Residential PV - Class 8 | 13.72% | 13.76% | 13.8% | 13.83% | 13.87% | 13.91% | 13.95% | 13.98% | 14.02% | 14.06% | 14.09% | 14.13% | 14.17% | 14.2% | 14.24% | 14.24% | 14.24% | 14.24% | 14.24% | 14.24% | 14.24% | 14.24% | 14.24% | 14.24% | 14.24% | 14.24% | 14.24% | 14.24% | 14.24% | 14.24%
RM3RePVClass8 | R&D | Moderate | 30 | ResPV | Class8 | Residential PV - Class 8 | 13.68% | 13.69% | 13.71% | 13.72% | 13.74% | 13.75% | 13.77% | 13.78% | 13.8% | 13.81% | 13.82% | 13.84% | 13.85% | 13.87% | 13.88% | 13.91% | 13.93% | 13.95% | 13.98% | 14% | 14.03% | 14.05% | 14.07% | 14.1% | 14.12% | 14.15% | 14.17% | 14.19% | 14.22% | 14.24%
RC3RePVClass8 | R&D | Conservative | 30 | ResPV | Class8 | Residential PV - Class 8 | 13.65% | 13.65% | 13.65% | 13.65% | 13.65% | 13.65% | 13.65% | 13.65% | 13.65% | 13.65% | 13.65% | 13.65% | 13.65% | 13.65% | 13.65% | 13.67% | 13.68% | 13.7% | 13.71% | 13.73% | 13.74% | 13.76% | 13.77% | 13.79% | 13.81% | 13.82% | 13.84% | 13.85% | 13.87% | 13.88%
RA3RePVClass9 | R&D | Advanced | 30 | ResPV | Class9 | Residential PV - Class 9 | 13.18% | 13.21% | 13.25% | 13.28% | 13.32% | 13.36% | 13.39% | 13.43% | 13.46% | 13.5% | 13.53% | 13.57% | 13.6% | 13.64% | 13.67% | 13.67% | 13.67% | 13.67% | 13.67% | 13.67% | 13.67% | 13.67% | 13.67% | 13.67% | 13.67% | 13.67% | 13.67% | 13.67% | 13.67% | 13.67%
RM3RePVClass9 | R&D | Moderate | 30 | ResPV | Class9 | Residential PV - Class 9 | 13.13% | 13.15% | 13.16% | 13.18% | 13.19% | 13.2% | 13.22% | 13.23% | 13.25% | 13.26% | 13.27% | 13.29% | 13.3% | 13.32% | 13.33% | 13.35% | 13.38% | 13.4% | 13.42% | 13.44% | 13.47% | 13.49% | 13.51% | 13.54% | 13.56% | 13.58% | 13.61% | 13.63% | 13.65% | 13.67%
RC3RePVClass9 | R&D | Conservative | 30 | ResPV | Class9 | Residential PV - Class 9 | 13.11% | 13.11% | 13.11% | 13.11% | 13.11% | 13.11% | 13.11% | 13.11% | 13.11% | 13.11% | 13.11% | 13.11% | 13.11% | 13.11% | 13.11% | 13.12% | 13.14% | 13.15% | 13.17% | 13.18% | 13.2% | 13.21% | 13.23% | 13.24% | 13.26% | 13.27% | 13.29% | 13.3% | 13.32% | 13.33%
RA3RePVClass0 | R&D | Advanced | 30 | ResPV | Class10 | Residential PV - Class 10 | 12.03% | 12.06% | 12.1% | 12.13% | 12.16% | 12.19% | 12.23% | 12.26% | 12.29% | 12.32% | 12.35% | 12.39% | 12.42% | 12.45% | 12.48% | 12.48% | 12.48% | 12.48% | 12.48% | 12.48% | 12.48% | 12.48% | 12.48% | 12.48% | 12.48% | 12.48% | 12.48% | 12.48% | 12.48% | 12.48%
RM3RePVClass0 | R&D | Moderate | 30 | ResPV | Class10 | Residential PV - Class 10 | 11.99% | 12% | 12.02% | 12.03% | 12.04% | 12.06% | 12.07% | 12.08% | 12.09% | 12.11% | 12.12% | 12.13% | 12.14% | 12.16% | 12.17% | 12.19% | 12.21% | 12.23% | 12.25% | 12.27% | 12.3% | 12.32% | 12.34% | 12.36% | 12.38% | 12.4% | 12.42% | 12.44% | 12.46% | 12.48%
RC3RePVClass0 | R&D | Conservative | 30 | ResPV | Class10 | Residential PV - Class 10 | 11.97% | 11.97% | 11.97% | 11.97% | 11.97% | 11.97% | 11.97% | 11.97% | 11.97% | 11.97% | 11.97% | 11.97% | 11.97% | 11.97% | 11.97% | 11.98% | 11.99% | 12.01% | 12.02% | 12.03% | 12.05% | 12.06% | 12.07% | 12.09% | 12.1% | 12.12% | 12.13% | 12.14% | 12.16% | 12.17%
RA3GealHydroh | R&D | Advanced | 30 | Geothermal | HydroFlash | Geothermal - Hydro / Flash | 90% | 90% | 90% | 90% | 90% | 90% | 90% | 90% | 90% | 90% | 90% | 90% | 90% | 90% | 90% | 90% | 90% | 90% | 90% | 90% | 90% | 90% | 90% | 90% | 90% | 90% | 90% | 90% | 90% | 90%
RM3GealHydroh | R&D | Moderate | 30 | Geothermal | HydroFlash | Geothermal - Hydro / Flash | 90% | 90% | 90% | 90% | 90% | 90% | 90% | 90% | 90% | 90% | 90% | 90% | 90% | 90% | 90% | 90% | 90% | 90% | 90% | 90% | 90% | 90% | 90% | 90% | 90% | 90% | 90% | 90% | 90% | 90%
RC3GealHydroh | R&D | Conservative | 30 | Geothermal | HydroFlash | Geothermal - Hydro / Flash | 90% | 90% | 90% | 90% | 90% | 90% | 90% | 90% | 90% | 90% | 90% | 90% | 90% | 90% | 90% | 90% | 90% | 90% | 90% | 90% | 90% | 90% | 90% | 90% | 90% | 90% | 90% | 90% | 90% | 90%
RA3GealHydroy | R&D | Advanced | 30 | Geothermal | HydroBinary | Geothermal - Hydro / Binary | 80% | 80% | 80% | 80% | 80% | 80% | 80% | 80% | 80% | 80% | 80% | 80% | 80% | 80% | 80% | 80% | 80% | 80% | 80% | 80% | 80% | 80% | 80% | 80% | 80% | 80% | 80% | 80% | 80% | 80%
RM3GealHydroy | R&D | Moderate | 30 | Geothermal | HydroBinary | Geothermal - Hydro / Binary | 80% | 80% | 80% | 80% | 80% | 80% | 80% | 80% | 80% | 80% | 80% | 80% | 80% | 80% | 80% | 80% | 80% | 80% | 80% | 80% | 80% | 80% | 80% | 80% | 80% | 80% | 80% | 80% | 80% | 80%
RC3GealHydroy | R&D | Conservative | 30 | Geothermal | HydroBinary | Geothermal - Hydro / Binary | 80% | 80% | 80% | 80% | 80% | 80% | 80% | 80% | 80% | 80% | 80% | 80% | 80% | 80% | 80% | 80% | 80% | 80% | 80% | 80% | 80% | 80% | 80% | 80% | 80% | 80% | 80% | 80% | 80% | 80%
RA3GealNFEGSh | R&D | Advanced | 30 | Geothermal | NFEGSFlash | Geothermal - NF EGS / Flash | 90% | 90% | 90% | 90% | 90% | 90% | 90% | 90% | 90% | 90% | 90% | 90% | 90% | 90% | 90% | 90% | 90% | 90% | 90% | 90% | 90% | 90% | 90% | 90% | 90% | 90% | 90% | 90% | 90% | 90%
RM3GealNFEGSh | R&D | Moderate | 30 | Geothermal | NFEGSFlash | Geothermal - NF EGS / Flash | 90% | 90% | 90% | 90% | 90% | 90% | 90% | 90% | 90% | 90% | 90% | 90% | 90% | 90% | 90% | 90% | 90% | 90% | 90% | 90% | 90% | 90% | 90% | 90% | 90% | 90% | 90% | 90% | 90% | 90%
RC3GealNFEGSh | R&D | Conservative | 30 | Geothermal | NFEGSFlash | Geothermal - NF EGS / Flash | 90% | 90% | 90% | 90% | 90% | 90% | 90% | 90% | 90% | 90% | 90% | 90% | 90% | 90% | 90% | 90% | 90% | 90% | 90% | 90% | 90% | 90% | 90% | 90% | 90% | 90% | 90% | 90% | 90% | 90%
RA3GealNFEGSy | R&D | Advanced | 30 | Geothermal | NFEGSBinary | Geothermal - NF EGS / Binary | 80% | 80% | 80% | 80% | 80% | 80% | 80% | 80% | 80% | 80% | 80% | 80% | 80% | 80% | 80% | 80% | 80% | 80% | 80% | 80% | 80% | 80% | 80% | 80% | 80% | 80% | 80% | 80% | 80% | 80%
RM3GealNFEGSy | R&D | Moderate | 30 | Geothermal | NFEGSBinary | Geothermal - NF EGS / Binary | 80% | 80% | 80% | 80% | 80% | 80% | 80% | 80% | 80% | 80% | 80% | 80% | 80% | 80% | 80% | 80% | 80% | 80% | 80% | 80% | 80% | 80% | 80% | 80% | 80% | 80% | 80% | 80% | 80% | 80%
RC3GealNFEGSy | R&D | Conservative | 30 | Geothermal | NFEGSBinary | Geothermal - NF EGS / Binary | 80% | 80% | 80% | 80% | 80% | 80% | 80% | 80% | 80% | 80% | 80% | 80% | 80% | 80% | 80% | 80% | 80% | 80% | 80% | 80% | 80% | 80% | 80% | 80% | 80% | 80% | 80% | 80% | 80% | 80%
RA3GealDeepEh | R&D | Advanced | 30 | Geothermal | DeepEGSFlash | Geothermal - Deep EGS / Flash | 90% | 90% | 90% | 90% | 90% | 90% | 90% | 90% | 90% | 90% | 90% | 90% | 90% | 90% | 90% | 90% | 90% | 90% | 90% | 90% | 90% | 90% | 90% | 90% | 90% | 90% | 90% | 90% | 90% | 90%
RM3GealDeepEh | R&D | Moderate | 30 | Geothermal | DeepEGSFlash | Geothermal - Deep EGS / Flash | 90% | 90% | 90% | 90% | 90% | 90% | 90% | 90% | 90% | 90% | 90% | 90% | 90% | 90% | 90% | 90% | 90% | 90% | 90% | 90% | 90% | 90% | 90% | 90% | 90% | 90% | 90% | 90% | 90% | 90%
RC3GealDeepEh | R&D | Conservative | 30 | Geothermal | DeepEGSFlash | Geothermal - Deep EGS / Flash | 90% | 90% | 90% | 90% | 90% | 90% | 90% | 90% | 90% | 90% | 90% | 90% | 90% | 90% | 90% | 90% | 90% | 90% | 90% | 90% | 90% | 90% | 90% | 90% | 90% | 90% | 90% | 90% | 90% | 90%
RA3GealDeepEy | R&D | Advanced | 30 | Geothermal | DeepEGSBinary | Geothermal - Deep EGS / Binary | 80% | 80% | 80% | 80% | 80% | 80% | 80% | 80% | 80% | 80% | 80% | 80% | 80% | 80% | 80% | 80% | 80% | 80% | 80% | 80% | 80% | 80% | 80% | 80% | 80% | 80% | 80% | 80% | 80% | 80%
RM3GealDeepEy | R&D | Moderate | 30 | Geothermal | DeepEGSBinary | Geothermal - Deep EGS / Binary | 80% | 80% | 80% | 80% | 80% | 80% | 80% | 80% | 80% | 80% | 80% | 80% | 80% | 80% | 80% | 80% | 80% | 80% | 80% | 80% | 80% | 80% | 80% | 80% | 80% | 80% | 80% | 80% | 80% | 80%
RC3GealDeepEy | R&D | Conservative | 30 | Geothermal | DeepEGSBinary | Geothermal - Deep EGS / Binary | 80% | 80% | 80% | 80% | 80% | 80% | 80% | 80% | 80% | 80% | 80% | 80% | 80% | 80% | 80% | 80% | 80% | 80% | 80% | 80% | 80% | 80% | 80% | 80% | 80% | 80% | 80% | 80% | 80% | 80%
RM6NuarNucler | R&D | Moderate | 60 | Nuclear | Nuclear | Nuclear - AP1000 | 92.7% | 92.7% | 92.7% | 92.7% | 92.7% | 92.7% | 92.7% | 92.7% | 92.7% | 92.7% | 92.7% | 92.7% | 92.7% | 92.7% | 92.7% | 92.7% | 92.7% | 92.7% | 92.7% | 92.7% | 92.7% | 92.7% | 92.7% | 92.7% | 92.7% | 92.7% | 92.7% | 92.7% | 92.7% | 92.7%
RM6NuarNucleR | R&D | Moderate | 60 | Nuclear | NuclearSMR | Nuclear - Small Modular Reactor | 92.7% | 92.7% | 92.7% | 92.7% | 92.7% | 92.7% | 92.7% | 92.7% | 92.7% | 92.7% | 92.7% | 92.7% | 92.7% | 92.7% | 92.7% | 92.7% | 92.7% | 92.7% | 92.7% | 92.7% | 92.7% | 92.7% | 92.7% | 92.7% | 92.7% | 92.7% | 92.7% | 92.7% | 92.7% | 92.7%
RA4BierDedicd | R&D | Advanced | 45 | Biopower | Dedicated | Biopower - Dedicated | 63.5% | 63.5% | 63.5% | 63.5% | 63.5% | 63.5% | 63.5% | 63.5% | 63.5% | 63.5% | 63.5% | 63.5% | 63.5% | 63.5% | 63.5% | 63.5% | 63.5% | 63.5% | 63.5% | 63.5% | 63.5% | 63.5% | 63.5% | 63.5% | 63.5% | 63.5% | 63.5% | 63.5% | 63.5% | 63.5%
RM4BierDedicd | R&D | Moderate | 45 | Biopower | Dedicated | Biopower - Dedicated | 63.5% | 63.5% | 63.5% | 63.5% | 63.5% | 63.5% | 63.5% | 63.5% | 63.5% | 63.5% | 63.5% | 63.5% | 63.5% | 63.5% | 63.5% | 63.5% | 63.5% | 63.5% | 63.5% | 63.5% | 63.5% | 63.5% | 63.5% | 63.5% | 63.5% | 63.5% | 63.5% | 63.5% | 63.5% | 63.5%
RC4BierDedicd | R&D | Conservative | 45 | Biopower | Dedicated | Biopower - Dedicated | 63.5% | 63.5% | 63.5% | 63.5% | 63.5% | 63.5% | 63.5% | 63.5% | 63.5% | 63.5% | 63.5% | 63.5% | 63.5% | 63.5% | 63.5% | 63.5% | 63.5% | 63.5% | 63.5% | 63.5% | 63.5% | 63.5% | 63.5% | 63.5% | 63.5% | 63.5% | 63.5% | 63.5% | 63.5% | 63.5%
RA*Utge2Hr Be | R&D | Advanced | * | Utility-Scale Battery Storage | 2Hr Battery Storage | Utility-Scale Battery Storage - 2Hr | 8.333% | 8.333% | 8.333% | 8.333% | 8.333% | 8.333% | 8.333% | 8.333% | 8.333% | 8.333% | 8.333% | 8.333% | 8.333% | 8.333% | 8.333% | 8.333% | 8.333% | 8.333% | 8.333% | 8.333% | 8.333% | 8.333% | 8.333% | 8.333% | 8.333% | 8.333% | 8.333% | 8.333% | 8.333% | 8.333%
RM*Utge2Hr Be | R&D | Moderate | * | Utility-Scale Battery Storage | 2Hr Battery Storage | Utility-Scale Battery Storage - 2Hr | 8.333% | 8.333% | 8.333% | 8.333% | 8.333% | 8.333% | 8.333% | 8.333% | 8.333% | 8.333% | 8.333% | 8.333% | 8.333% | 8.333% | 8.333% | 8.333% | 8.333% | 8.333% | 8.333% | 8.333% | 8.333% | 8.333% | 8.333% | 8.333% | 8.333% | 8.333% | 8.333% | 8.333% | 8.333% | 8.333%
RC*Utge2Hr Be | R&D | Conservative | * | Utility-Scale Battery Storage | 2Hr Battery Storage | Utility-Scale Battery Storage - 2Hr | 8.333% | 8.333% | 8.333% | 8.333% | 8.333% | 8.333% | 8.333% | 8.333% | 8.333% | 8.333% | 8.333% | 8.333% | 8.333% | 8.333% | 8.333% | 8.333% | 8.333% | 8.333% | 8.333% | 8.333% | 8.333% | 8.333% | 8.333% | 8.333% | 8.333% | 8.333% | 8.333% | 8.333% | 8.333% | 8.333%
RA*Utge4Hr Be | R&D | Advanced | * | Utility-Scale Battery Storage | 4Hr Battery Storage | Utility-Scale Battery Storage - 4Hr | 16.67% | 16.67% | 16.67% | 16.67% | 16.67% | 16.67% | 16.67% | 16.67% | 16.67% | 16.67% | 16.67% | 16.67% | 16.67% | 16.67% | 16.67% | 16.67% | 16.67% | 16.67% | 16.67% | 16.67% | 16.67% | 16.67% | 16.67% | 16.67% | 16.67% | 16.67% | 16.67% | 16.67% | 16.67% | 16.67%
RM*Utge4Hr Be | R&D | Moderate | * | Utility-Scale Battery Storage | 4Hr Battery Storage | Utility-Scale Battery Storage - 4Hr | 16.67% | 16.67% | 16.67% | 16.67% | 16.67% | 16.67% | 16.67% | 16.67% | 16.67% | 16.67% | 16.67% | 16.67% | 16.67% | 16.67% | 16.67% | 16.67% | 16.67% | 16.67% | 16.67% | 16.67% | 16.67% | 16.67% | 16.67% | 16.67% | 16.67% | 16.67% | 16.67% | 16.67% | 16.67% | 16.67%
RC*Utge4Hr Be | R&D | Conservative | * | Utility-Scale Battery Storage | 4Hr Battery Storage | Utility-Scale Battery Storage - 4Hr | 16.67% | 16.67% | 16.67% | 16.67% | 16.67% | 16.67% | 16.67% | 16.67% | 16.67% | 16.67% | 16.67% | 16.67% | 16.67% | 16.67% | 16.67% | 16.67% | 16.67% | 16.67% | 16.67% | 16.67% | 16.67% | 16.67% | 16.67% | 16.67% | 16.67% | 16.67% | 16.67% | 16.67% | 16.67% | 16.67%
RA*Utge6Hr Be | R&D | Advanced | * | Utility-Scale Battery Storage | 6Hr Battery Storage | Utility-Scale Battery Storage - 6Hr | 25% | 25% | 25% | 25% | 25% | 25% | 25% | 25% | 25% | 25% | 25% | 25% | 25% | 25% | 25% | 25% | 25% | 25% | 25% | 25% | 25% | 25% | 25% | 25% | 25% | 25% | 25% | 25% | 25% | 25%
RM*Utge6Hr Be | R&D | Moderate | * | Utility-Scale Battery Storage | 6Hr Battery Storage | Utility-Scale Battery Storage - 6Hr | 25% | 25% | 25% | 25% | 25% | 25% | 25% | 25% | 25% | 25% | 25% | 25% | 25% | 25% | 25% | 25% | 25% | 25% | 25% | 25% | 25% | 25% | 25% | 25% | 25% | 25% | 25% | 25% | 25% | 25%
RC*Utge6Hr Be | R&D | Conservative | * | Utility-Scale Battery Storage | 6Hr Battery Storage | Utility-Scale Battery Storage - 6Hr | 25% | 25% | 25% | 25% | 25% | 25% | 25% | 25% | 25% | 25% | 25% | 25% | 25% | 25% | 25% | 25% | 25% | 25% | 25% | 25% | 25% | 25% | 25% | 25% | 25% | 25% | 25% | 25% | 25% | 25%
RA*Utge8Hr Be | R&D | Advanced | * | Utility-Scale Battery Storage | 8Hr Battery Storage | Utility-Scale Battery Storage - 8Hr | 33.33% | 33.33% | 33.33% | 33.33% | 33.33% | 33.33% | 33.33% | 33.33% | 33.33% | 33.33% | 33.33% | 33.33% | 33.33% | 33.33% | 33.33% | 33.33% | 33.33% | 33.33% | 33.33% | 33.33% | 33.33% | 33.33% | 33.33% | 33.33% | 33.33% | 33.33% | 33.33% | 33.33% | 33.33% | 33.33%
RM*Utge8Hr Be | R&D | Moderate | * | Utility-Scale Battery Storage | 8Hr Battery Storage | Utility-Scale Battery Storage - 8Hr | 33.33% | 33.33% | 33.33% | 33.33% | 33.33% | 33.33% | 33.33% | 33.33% | 33.33% | 33.33% | 33.33% | 33.33% | 33.33% | 33.33% | 33.33% | 33.33% | 33.33% | 33.33% | 33.33% | 33.33% | 33.33% | 33.33% | 33.33% | 33.33% | 33.33% | 33.33% | 33.33% | 33.33% | 33.33% | 33.33%
RC*Utge8Hr Be | R&D | Conservative | * | Utility-Scale Battery Storage | 8Hr Battery Storage | Utility-Scale Battery Storage - 8Hr | 33.33% | 33.33% | 33.33% | 33.33% | 33.33% | 33.33% | 33.33% | 33.33% | 33.33% | 33.33% | 33.33% | 33.33% | 33.33% | 33.33% | 33.33% | 33.33% | 33.33% | 33.33% | 33.33% | 33.33% | 33.33% | 33.33% | 33.33% | 33.33% | 33.33% | 33.33% | 33.33% | 33.33% | 33.33% | 33.33%
RA*Utge10Hr e | R&D | Advanced | * | Utility-Scale Battery Storage | 10Hr Battery Storage | Utility-Scale Battery Storage - 10Hr | 41.67% | 41.67% | 41.67% | 41.67% | 41.67% | 41.67% | 41.67% | 41.67% | 41.67% | 41.67% | 41.67% | 41.67% | 41.67% | 41.67% | 41.67% | 41.67% | 41.67% | 41.67% | 41.67% | 41.67% | 41.67% | 41.67% | 41.67% | 41.67% | 41.67% | 41.67% | 41.67% | 41.67% | 41.67% | 41.67%
RM*Utge10Hr e | R&D | Moderate | * | Utility-Scale Battery Storage | 10Hr Battery Storage | Utility-Scale Battery Storage - 10Hr | 41.67% | 41.67% | 41.67% | 41.67% | 41.67% | 41.67% | 41.67% | 41.67% | 41.67% | 41.67% | 41.67% | 41.67% | 41.67% | 41.67% | 41.67% | 41.67% | 41.67% | 41.67% | 41.67% | 41.67% | 41.67% | 41.67% | 41.67% | 41.67% | 41.67% | 41.67% | 41.67% | 41.67% | 41.67% | 41.67%
RC*Utge10Hr e | R&D | Conservative | * | Utility-Scale Battery Storage | 10Hr Battery Storage | Utility-Scale Battery Storage - 10Hr | 41.67% | 41.67% | 41.67% | 41.67% | 41.67% | 41.67% | 41.67% | 41.67% | 41.67% | 41.67% | 41.67% | 41.67% | 41.67% | 41.67% | 41.67% | 41.67% | 41.67% | 41.67% | 41.67% | 41.67% | 41.67% | 41.67% | 41.67% | 41.67% | 41.67% | 41.67% | 41.67% | 41.67% | 41.67% | 41.67%
RA1HyerNPD11 | R&D | Advanced | 100 | Hydropower | NPD1 | Hydropower - NPD 1 | 33% | 33% | 33% | 33% | 33% | 33% | 33% | 33% | 33% | 33% | 33% | 33% | 33% | 33% | 33% | 33% | 33% | 33% | 33% | 33% | 33% | 33% | 33% | 33% | 33% | 33% | 33% | 33% | 33% | 33%
RM1HyerNPD11 | R&D | Moderate | 100 | Hydropower | NPD1 | Hydropower - NPD 1 | 33% | 33% | 33% | 33% | 33% | 33% | 33% | 33% | 33% | 33% | 33% | 33% | 33% | 33% | 33% | 33% | 33% | 33% | 33% | 33% | 33% | 33% | 33% | 33% | 33% | 33% | 33% | 33% | 33% | 33%
RC1HyerNPD11 | R&D | Conservative | 100 | Hydropower | NPD1 | Hydropower - NPD 1 | 33% | 33% | 33% | 33% | 33% | 33% | 33% | 33% | 33% | 33% | 33% | 33% | 33% | 33% | 33% | 33% | 33% | 33% | 33% | 33% | 33% | 33% | 33% | 33% | 33% | 33% | 33% | 33% | 33% | 33%
RA1HyerNPD22 | R&D | Advanced | 100 | Hydropower | NPD2 | Hydropower - NPD 2 | 41% | 41% | 41% | 41% | 41% | 41% | 41% | 41% | 41% | 38% | 38% | 38% | 38% | 38% | 38% | 38% | 38% | 38% | 38% | 38% | 38% | 38% | 38% | 38% | 38% | 38% | 38% | 38% | 38% | 38%
RM1HyerNPD22 | R&D | Moderate | 100 | Hydropower | NPD2 | Hydropower - NPD 2 | 41% | 41% | 41% | 41% | 41% | 41% | 41% | 41% | 41% | 38% | 38% | 38% | 38% | 38% | 38% | 38% | 38% | 38% | 38% | 38% | 38% | 38% | 38% | 38% | 38% | 38% | 38% | 38% | 38% | 38%
RC1HyerNPD22 | R&D | Conservative | 100 | Hydropower | NPD2 | Hydropower - NPD 2 | 41% | 41% | 41% | 41% | 41% | 41% | 41% | 41% | 41% | 41% | 41% | 41% | 41% | 41% | 41% | 41% | 41% | 41% | 41% | 41% | 41% | 41% | 41% | 41% | 41% | 41% | 41% | 41% | 41% | 41%
RA1HyerNPD33 | R&D | Advanced | 100 | Hydropower | NPD3 | Hydropower - NPD 3 | 33% | 33% | 33% | 33% | 33% | 33% | 33% | 33% | 33% | 32% | 32% | 32% | 32% | 32% | 32% | 32% | 32% | 32% | 32% | 32% | 32% | 32% | 32% | 32% | 32% | 32% | 32% | 32% | 32% | 32%
RM1HyerNPD33 | R&D | Moderate | 100 | Hydropower | NPD3 | Hydropower - NPD 3 | 33% | 33% | 33% | 33% | 33% | 33% | 33% | 33% | 33% | 32% | 32% | 32% | 32% | 32% | 32% | 32% | 32% | 32% | 32% | 32% | 32% | 32% | 32% | 32% | 32% | 32% | 32% | 32% | 32% | 32%
RC1HyerNPD33 | R&D | Conservative | 100 | Hydropower | NPD3 | Hydropower - NPD 3 | 33% | 33% | 33% | 33% | 33% | 33% | 33% | 33% | 33% | 33% | 33% | 33% | 33% | 33% | 33% | 33% | 33% | 33% | 33% | 33% | 33% | 33% | 33% | 33% | 33% | 33% | 33% | 33% | 33% | 33%
RA1HyerNPD44 | R&D | Advanced | 100 | Hydropower | NPD4 | Hydropower - NPD 4 | 38% | 38% | 38% | 38% | 38% | 38% | 38% | 38% | 38% | 38% | 38% | 38% | 38% | 38% | 38% | 38% | 38% | 38% | 38% | 38% | 38% | 38% | 38% | 38% | 38% | 38% | 38% | 38% | 38% | 38%
RM1HyerNPD44 | R&D | Moderate | 100 | Hydropower | NPD4 | Hydropower - NPD 4 | 38% | 38% | 38% | 38% | 38% | 38% | 38% | 38% | 38% | 38% | 38% | 38% | 38% | 38% | 38% | 38% | 38% | 38% | 38% | 38% | 38% | 38% | 38% | 38% | 38% | 38% | 38% | 38% | 38% | 38%
RC1HyerNPD44 | R&D | Conservative | 100 | Hydropower | NPD4 | Hydropower - NPD 4 | 38% | 38% | 38% | 38% | 38% | 38% | 38% | 38% | 38% | 38% | 38% | 38% | 38% | 38% | 38% | 38% | 38% | 38% | 38% | 38% | 38% | 38% | 38% | 38% | 38% | 38% | 38% | 38% | 38% | 38%
RA1HyerNPD55 | R&D | Advanced | 100 | Hydropower | NPD5 | Hydropower - NPD 5 | 42% | 42% | 42% | 42% | 42% | 42% | 42% | 42% | 42% | 56% | 56% | 56% | 56% | 56% | 56% | 56% | 56% | 56% | 56% | 56% | 56% | 56% | 56% | 56% | 56% | 56% | 56% | 56% | 56% | 56%
RM1HyerNPD55 | R&D | Moderate | 100 | Hydropower | NPD5 | Hydropower - NPD 5 | 42% | 42% | 42% | 42% | 42% | 42% | 42% | 42% | 42% | 56% | 56% | 56% | 56% | 56% | 56% | 56% | 56% | 56% | 56% | 56% | 56% | 56% | 56% | 56% | 56% | 56% | 56% | 56% | 56% | 56%
RC1HyerNPD55 | R&D | Conservative | 100 | Hydropower | NPD5 | Hydropower - NPD 5 | 42% | 42% | 42% | 42% | 42% | 42% | 42% | 42% | 42% | 42% | 42% | 42% | 42% | 42% | 42% | 42% | 42% | 42% | 42% | 42% | 42% | 42% | 42% | 42% | 42% | 42% | 42% | 42% | 42% | 42%
RA1HyerNPD66 | R&D | Advanced | 100 | Hydropower | NPD6 | Hydropower - NPD 6 | 44% | 44% | 44% | 44% | 44% | 44% | 44% | 44% | 44% | 59% | 59% | 59% | 59% | 59% | 59% | 59% | 59% | 59% | 59% | 59% | 59% | 59% | 59% | 59% | 59% | 59% | 59% | 59% | 59% | 59%
RM1HyerNPD66 | R&D | Moderate | 100 | Hydropower | NPD6 | Hydropower - NPD 6 | 44% | 44% | 44% | 44% | 44% | 44% | 44% | 44% | 44% | 59% | 59% | 59% | 59% | 59% | 59% | 59% | 59% | 59% | 59% | 59% | 59% | 59% | 59% | 59% | 59% | 59% | 59% | 59% | 59% | 59%
RC1HyerNPD66 | R&D | Conservative | 100 | Hydropower | NPD6 | Hydropower - NPD 6 | 44% | 44% | 44% | 44% | 44% | 44% | 44% | 44% | 44% | 44% | 44% | 44% | 44% | 44% | 44% | 44% | 44% | 44% | 44% | 44% | 44% | 44% | 44% | 44% | 44% | 44% | 44% | 44% | 44% | 44%
RA1HyerNPD77 | R&D | Advanced | 100 | Hydropower | NPD7 | Hydropower - NPD 7 | 62% | 62% | 62% | 62% | 62% | 62% | 62% | 62% | 62% | 64% | 64% | 64% | 64% | 64% | 64% | 64% | 64% | 64% | 64% | 64% | 64% | 64% | 64% | 64% | 64% | 64% | 64% | 64% | 64% | 64%
RM1HyerNPD77 | R&D | Moderate | 100 | Hydropower | NPD7 | Hydropower - NPD 7 | 62% | 62% | 62% | 62% | 62% | 62% | 62% | 62% | 62% | 64% | 64% | 64% | 64% | 64% | 64% | 64% | 64% | 64% | 64% | 64% | 64% | 64% | 64% | 64% | 64% | 64% | 64% | 64% | 64% | 64%
RC1HyerNPD77 | R&D | Conservative | 100 | Hydropower | NPD7 | Hydropower - NPD 7 | 62% | 62% | 62% | 62% | 62% | 62% | 62% | 62% | 62% | 62% | 62% | 62% | 62% | 62% | 62% | 62% | 62% | 62% | 62% | 62% | 62% | 62% | 62% | 62% | 62% | 62% | 62% | 62% | 62% | 62%
RA1HyerNPD88 | R&D | Advanced | 100 | Hydropower | NPD8 | Hydropower - NPD 8 | 40% | 40% | 40% | 40% | 40% | 40% | 40% | 40% | 40% | 49% | 49% | 49% | 49% | 49% | 49% | 49% | 49% | 49% | 49% | 49% | 49% | 49% | 49% | 49% | 49% | 49% | 49% | 49% | 49% | 49%
RM1HyerNPD88 | R&D | Moderate | 100 | Hydropower | NPD8 | Hydropower - NPD 8 | 40% | 40% | 40% | 40% | 40% | 40% | 40% | 40% | 40% | 49% | 49% | 49% | 49% | 49% | 49% | 49% | 49% | 49% | 49% | 49% | 49% | 49% | 49% | 49% | 49% | 49% | 49% | 49% | 49% | 49%
RC1HyerNPD88 | R&D | Conservative | 100 | Hydropower | NPD8 | Hydropower - NPD 8 | 40% | 40% | 40% | 40% | 40% | 40% | 40% | 40% | 40% | 40% | 40% | 40% | 40% | 40% | 40% | 40% | 40% | 40% | 40% | 40% | 40% | 40% | 40% | 40% | 40% | 40% | 40% | 40% | 40% | 40%
RA1HyerNSD11 | R&D | Advanced | 100 | Hydropower | NSD1 | Hydropower - NSD 1 | 66% | 66% | 66% | 66% | 66% | 66% | 66% | 66% | 66% | 66% | 66% | 66% | 66% | 66% | 66% | 66% | 66% | 66% | 66% | 66% | 66% | 66% | 66% | 66% | 66% | 66% | 66% | 66% | 66% | 66%
RM1HyerNSD11 | R&D | Moderate | 100 | Hydropower | NSD1 | Hydropower - NSD 1 | 66% | 66% | 66% | 66% | 66% | 66% | 66% | 66% | 66% | 66% | 66% | 66% | 66% | 66% | 66% | 66% | 66% | 66% | 66% | 66% | 66% | 66% | 66% | 66% | 66% | 66% | 66% | 66% | 66% | 66%
RC1HyerNSD11 | R&D | Conservative | 100 | Hydropower | NSD1 | Hydropower - NSD 1 | 66% | 66% | 66% | 66% | 66% | 66% | 66% | 66% | 66% | 66% | 66% | 66% | 66% | 66% | 66% | 66% | 66% | 66% | 66% | 66% | 66% | 66% | 66% | 66% | 66% | 66% | 66% | 66% | 66% | 66%
RA1HyerNSD22 | R&D | Advanced | 100 | Hydropower | NSD2 | Hydropower - NSD 2 | 66% | 66% | 66% | 66% | 66% | 66% | 66% | 66% | 66% | 66% | 66% | 66% | 66% | 66% | 66% | 66% | 66% | 66% | 66% | 66% | 66% | 66% | 66% | 66% | 66% | 66% | 66% | 66% | 66% | 66%
RM1HyerNSD22 | R&D | Moderate | 100 | Hydropower | NSD2 | Hydropower - NSD 2 | 66% | 66% | 66% | 66% | 66% | 66% | 66% | 66% | 66% | 66% | 66% | 66% | 66% | 66% | 66% | 66% | 66% | 66% | 66% | 66% | 66% | 66% | 66% | 66% | 66% | 66% | 66% | 66% | 66% | 66%
RC1HyerNSD22 | R&D | Conservative | 100 | Hydropower | NSD2 | Hydropower - NSD 2 | 66% | 66% | 66% | 66% | 66% | 66% | 66% | 66% | 66% | 66% | 66% | 66% | 66% | 66% | 66% | 66% | 66% | 66% | 66% | 66% | 66% | 66% | 66% | 66% | 66% | 66% | 66% | 66% | 66% | 66%
RA1HyerNSD33 | R&D | Advanced | 100 | Hydropower | NSD3 | Hydropower - NSD 3 | 62% | 62% | 62% | 62% | 62% | 62% | 62% | 62% | 62% | 62% | 62% | 62% | 62% | 62% | 62% | 62% | 62% | 62% | 62% | 62% | 62% | 62% | 62% | 62% | 62% | 62% | 62% | 62% | 62% | 62%
RM1HyerNSD33 | R&D | Moderate | 100 | Hydropower | NSD3 | Hydropower - NSD 3 | 62% | 62% | 62% | 62% | 62% | 62% | 62% | 62% | 62% | 62% | 62% | 62% | 62% | 62% | 62% | 62% | 62% | 62% | 62% | 62% | 62% | 62% | 62% | 62% | 62% | 62% | 62% | 62% | 62% | 62%
RC1HyerNSD33 | R&D | Conservative | 100 | Hydropower | NSD3 | Hydropower - NSD 3 | 62% | 62% | 62% | 62% | 62% | 62% | 62% | 62% | 62% | 62% | 62% | 62% | 62% | 62% | 62% | 62% | 62% | 62% | 62% | 62% | 62% | 62% | 62% | 62% | 62% | 62% | 62% | 62% | 62% | 62%
RA1HyerNSD44 | R&D | Advanced | 100 | Hydropower | NSD4 | Hydropower - NSD 4 | 66% | 66% | 66% | 66% | 66% | 66% | 66% | 66% | 66% | 66% | 66% | 66% | 66% | 66% | 66% | 66% | 66% | 66% | 66% | 66% | 66% | 66% | 66% | 66% | 66% | 66% | 66% | 66% | 66% | 66%
RM1HyerNSD44 | R&D | Moderate | 100 | Hydropower | NSD4 | Hydropower - NSD 4 | 66% | 66% | 66% | 66% | 66% | 66% | 66% | 66% | 66% | 66% | 66% | 66% | 66% | 66% | 66% | 66% | 66% | 66% | 66% | 66% | 66% | 66% | 66% | 66% | 66% | 66% | 66% | 66% | 66% | 66%
RC1HyerNSD44 | R&D | Conservative | 100 | Hydropower | NSD4 | Hydropower - NSD 4 | 66% | 66% | 66% | 66% | 66% | 66% | 66% | 66% | 66% | 66% | 66% | 66% | 66% | 66% | 66% | 66% | 66% | 66% | 66% | 66% | 66% | 66% | 66% | 66% | 66% | 66% | 66% | 66% | 66% | 66%
RA*Coge1Hr Be | R&D | Advanced | * | Commercial Battery Storage | 1Hr Battery Storage | Commercial Battery Storage 1Hr | 8.3% | 8.3% | 8.3% | 8.3% | 8.3% | 8.3% | 8.3% | 8.3% | 8.3% | 8.3% | 8.3% | 8.3% | 8.3% | 8.3% | 8.3% | 8.3% | 8.3% | 8.3% | 8.3% | 8.3% | 8.3% | 8.3% | 8.3% | 8.3% | 8.3% | 8.3% | 8.3% | 8.3% | 8.3% | 8.3%
RM*Coge1Hr Be | R&D | Moderate | * | Commercial Battery Storage | 1Hr Battery Storage | Commercial Battery Storage 1Hr | 8.3% | 8.3% | 8.3% | 8.3% | 8.3% | 8.3% | 8.3% | 8.3% | 8.3% | 8.3% | 8.3% | 8.3% | 8.3% | 8.3% | 8.3% | 8.3% | 8.3% | 8.3% | 8.3% | 8.3% | 8.3% | 8.3% | 8.3% | 8.3% | 8.3% | 8.3% | 8.3% | 8.3% | 8.3% | 8.3%
RC*Coge1Hr Be | R&D | Conservative | * | Commercial Battery Storage | 1Hr Battery Storage | Commercial Battery Storage 1Hr | 8.3% | 8.3% | 8.3% | 8.3% | 8.3% | 8.3% | 8.3% | 8.3% | 8.3% | 8.3% | 8.3% | 8.3% | 8.3% | 8.3% | 8.3% | 8.3% | 8.3% | 8.3% | 8.3% | 8.3% | 8.3% | 8.3% | 8.3% | 8.3% | 8.3% | 8.3% | 8.3% | 8.3% | 8.3% | 8.3%
RA*Coge2Hr Be | R&D | Advanced | * | Commercial Battery Storage | 2Hr Battery Storage | Commercial Battery Storage 2Hr | 16.7% | 16.7% | 16.7% | 16.7% | 16.7% | 16.7% | 16.7% | 16.7% | 16.7% | 16.7% | 16.7% | 16.7% | 16.7% | 16.7% | 16.7% | 16.7% | 16.7% | 16.7% | 16.7% | 16.7% | 16.7% | 16.7% | 16.7% | 16.7% | 16.7% | 16.7% | 16.7% | 16.7% | 16.7% | 16.7%
RM*Coge2Hr Be | R&D | Moderate | * | Commercial Battery Storage | 2Hr Battery Storage | Commercial Battery Storage 2Hr | 16.7% | 16.7% | 16.7% | 16.7% | 16.7% | 16.7% | 16.7% | 16.7% | 16.7% | 16.7% | 16.7% | 16.7% | 16.7% | 16.7% | 16.7% | 16.7% | 16.7% | 16.7% | 16.7% | 16.7% | 16.7% | 16.7% | 16.7% | 16.7% | 16.7% | 16.7% | 16.7% | 16.7% | 16.7% | 16.7%
RC*Coge2Hr Be | R&D | Conservative | * | Commercial Battery Storage | 2Hr Battery Storage | Commercial Battery Storage 2Hr | 16.7% | 16.7% | 16.7% | 16.7% | 16.7% | 16.7% | 16.7% | 16.7% | 16.7% | 16.7% | 16.7% | 16.7% | 16.7% | 16.7% | 16.7% | 16.7% | 16.7% | 16.7% | 16.7% | 16.7% | 16.7% | 16.7% | 16.7% | 16.7% | 16.7% | 16.7% | 16.7% | 16.7% | 16.7% | 16.7%
RA*Coge4Hr Be | R&D | Advanced | * | Commercial Battery Storage | 4Hr Battery Storage | Commercial Battery Storage 4Hr | 24.9% | 24.9% | 24.9% | 24.9% | 24.9% | 24.9% | 24.9% | 24.9% | 24.9% | 24.9% | 24.9% | 24.9% | 24.9% | 24.9% | 24.9% | 24.9% | 24.9% | 24.9% | 24.9% | 24.9% | 24.9% | 24.9% | 24.9% | 24.9% | 24.9% | 24.9% | 24.9% | 24.9% | 24.9% | 24.9%
RM*Coge4Hr Be | R&D | Moderate | * | Commercial Battery Storage | 4Hr Battery Storage | Commercial Battery Storage 4Hr | 24.9% | 24.9% | 24.9% | 24.9% | 24.9% | 24.9% | 24.9% | 24.9% | 24.9% | 24.9% | 24.9% | 24.9% | 24.9% | 24.9% | 24.9% | 24.9% | 24.9% | 24.9% | 24.9% | 24.9% | 24.9% | 24.9% | 24.9% | 24.9% | 24.9% | 24.9% | 24.9% | 24.9% | 24.9% | 24.9%
RC*Coge4Hr Be | R&D | Conservative | * | Commercial Battery Storage | 4Hr Battery Storage | Commercial Battery Storage 4Hr | 24.9% | 24.9% | 24.9% | 24.9% | 24.9% | 24.9% | 24.9% | 24.9% | 24.9% | 24.9% | 24.9% | 24.9% | 24.9% | 24.9% | 24.9% | 24.9% | 24.9% | 24.9% | 24.9% | 24.9% | 24.9% | 24.9% | 24.9% | 24.9% | 24.9% | 24.9% | 24.9% | 24.9% | 24.9% | 24.9%
RA*Coge6Hr Be | R&D | Advanced | * | Commercial Battery Storage | 6Hr Battery Storage | Commercial Battery Storage 6Hr | 33.2% | 33.2% | 33.2% | 33.2% | 33.2% | 33.2% | 33.2% | 33.2% | 33.2% | 33.2% | 33.2% | 33.2% | 33.2% | 33.2% | 33.2% | 33.2% | 33.2% | 33.2% | 33.2% | 33.2% | 33.2% | 33.2% | 33.2% | 33.2% | 33.2% | 33.2% | 33.2% | 33.2% | 33.2% | 33.2%
RM*Coge6Hr Be | R&D | Moderate | * | Commercial Battery Storage | 6Hr Battery Storage | Commercial Battery Storage 6Hr | 33.2% | 33.2% | 33.2% | 33.2% | 33.2% | 33.2% | 33.2% | 33.2% | 33.2% | 33.2% | 33.2% | 33.2% | 33.2% | 33.2% | 33.2% | 33.2% | 33.2% | 33.2% | 33.2% | 33.2% | 33.2% | 33.2% | 33.2% | 33.2% | 33.2% | 33.2% | 33.2% | 33.2% | 33.2% | 33.2%
RC*Coge6Hr Be | R&D | Conservative | * | Commercial Battery Storage | 6Hr Battery Storage | Commercial Battery Storage 6Hr | 33.2% | 33.2% | 33.2% | 33.2% | 33.2% | 33.2% | 33.2% | 33.2% | 33.2% | 33.2% | 33.2% | 33.2% | 33.2% | 33.2% | 33.2% | 33.2% | 33.2% | 33.2% | 33.2% | 33.2% | 33.2% | 33.2% | 33.2% | 33.2% | 33.2% | 33.2% | 33.2% | 33.2% | 33.2% | 33.2%
RA*Coge8Hr Be | R&D | Advanced | * | Commercial Battery Storage | 8Hr Battery Storage | Commercial Battery Storage 8Hr | 41.5% | 41.5% | 41.5% | 41.5% | 41.5% | 41.5% | 41.5% | 41.5% | 41.5% | 41.5% | 41.5% | 41.5% | 41.5% | 41.5% | 41.5% | 41.5% | 41.5% | 41.5% | 41.5% | 41.5% | 41.5% | 41.5% | 41.5% | 41.5% | 41.5% | 41.5% | 41.5% | 41.5% | 41.5% | 41.5%
RM*Coge8Hr Be | R&D | Moderate | * | Commercial Battery Storage | 8Hr Battery Storage | Commercial Battery Storage 8Hr | 41.5% | 41.5% | 41.5% | 41.5% | 41.5% | 41.5% | 41.5% | 41.5% | 41.5% | 41.5% | 41.5% | 41.5% | 41.5% | 41.5% | 41.5% | 41.5% | 41.5% | 41.5% | 41.5% | 41.5% | 41.5% | 41.5% | 41.5% | 41.5% | 41.5% | 41.5% | 41.5% | 41.5% | 41.5% | 41.5%
RC*Coge8Hr Be | R&D | Conservative | * | Commercial Battery Storage | 8Hr Battery Storage | Commercial Battery Storage 8Hr | 41.5% | 41.5% | 41.5% | 41.5% | 41.5% | 41.5% | 41.5% | 41.5% | 41.5% | 41.5% | 41.5% | 41.5% | 41.5% | 41.5% | 41.5% | 41.5% | 41.5% | 41.5% | 41.5% | 41.5% | 41.5% | 41.5% | 41.5% | 41.5% | 41.5% | 41.5% | 41.5% | 41.5% | 41.5% | 41.5%
RA*RegeShorte | R&D | Advanced | * | Residential Battery Storage | ShortDurationResStorage | Residential Battery Storage - 5 kW - 12.5 kWh | 10.4% | 10.4% | 10.4% | 10.4% | 10.4% | 10.4% | 10.4% | 10.4% | 10.4% | 10.4% | 10.4% | 10.4% | 10.4% | 10.4% | 10.4% | 10.4% | 10.4% | 10.4% | 10.4% | 10.4% | 10.4% | 10.4% | 10.4% | 10.4% | 10.4% | 10.4% | 10.4% | 10.4% | 10.4% | 10.4%
RM*RegeShorte | R&D | Moderate | * | Residential Battery Storage | ShortDurationResStorage | Residential Battery Storage - 5 kW - 12.5 kWh | 10.4% | 10.4% | 10.4% | 10.4% | 10.4% | 10.4% | 10.4% | 10.4% | 10.4% | 10.4% | 10.4% | 10.4% | 10.4% | 10.4% | 10.4% | 10.4% | 10.4% | 10.4% | 10.4% | 10.4% | 10.4% | 10.4% | 10.4% | 10.4% | 10.4% | 10.4% | 10.4% | 10.4% | 10.4% | 10.4%
RC*RegeShorte | R&D | Conservative | * | Residential Battery Storage | ShortDurationResStorage | Residential Battery Storage - 5 kW - 12.5 kWh | 10.4% | 10.4% | 10.4% | 10.4% | 10.4% | 10.4% | 10.4% | 10.4% | 10.4% | 10.4% | 10.4% | 10.4% | 10.4% | 10.4% | 10.4% | 10.4% | 10.4% | 10.4% | 10.4% | 10.4% | 10.4% | 10.4% | 10.4% | 10.4% | 10.4% | 10.4% | 10.4% | 10.4% | 10.4% | 10.4%
RA*Rege5kW/2e | R&D | Advanced | * | Residential Battery Storage | 5kW/20kWh Battery Storage | Residential Battery Storage - 5 kW - 20 kWh | 16.7% | 16.7% | 16.7% | 16.7% | 16.7% | 16.7% | 16.7% | 16.7% | 16.7% | 16.7% | 16.7% | 16.7% | 16.7% | 16.7% | 16.7% | 16.7% | 16.7% | 16.7% | 16.7% | 16.7% | 16.7% | 16.7% | 16.7% | 16.7% | 16.7% | 16.7% | 16.7% | 16.7% | 16.7% | 16.7%
RM*Rege5kW/2e | R&D | Moderate | * | Residential Battery Storage | 5kW/20kWh Battery Storage | Residential Battery Storage - 5 kW - 20 kWh | 16.7% | 16.7% | 16.7% | 16.7% | 16.7% | 16.7% | 16.7% | 16.7% | 16.7% | 16.7% | 16.7% | 16.7% | 16.7% | 16.7% | 16.7% | 16.7% | 16.7% | 16.7% | 16.7% | 16.7% | 16.7% | 16.7% | 16.7% | 16.7% | 16.7% | 16.7% | 16.7% | 16.7% | 16.7% | 16.7%
RC*Rege5kW/2e | R&D | Conservative | * | Residential Battery Storage | 5kW/20kWh Battery Storage | Residential Battery Storage - 5 kW - 20 kWh | 16.7% | 16.7% | 16.7% | 16.7% | 16.7% | 16.7% | 16.7% | 16.7% | 16.7% | 16.7% | 16.7% | 16.7% | 16.7% | 16.7% | 16.7% | 16.7% | 16.7% | 16.7% | 16.7% | 16.7% | 16.7% | 16.7% | 16.7% | 16.7% | 16.7% | 16.7% | 16.7% | 16.7% | 16.7% | 16.7%
RA3UtryClass1 | R&D | Advanced | 30 | Utility-Scale PV-Plus-Battery | Class1 | PV+Storage - Class 1 | 32.7% | 33.01% | 33.32% | 33.63% | 33.95% | 34.26% | 34.57% | 34.88% | 35.19% | 35.51% | 35.82% | 36.13% | 36.44% | 36.75% | 37.07% | 37.19% | 37.32% | 37.45% | 37.57% | 37.7% | 37.82% | 37.95% | 38.08% | 38.2% | 38.33% | 38.46% | 38.58% | 38.71% | 38.83% | 38.96%
RM3UtryClass1 | R&D | Moderate | 30 | Utility-Scale PV-Plus-Battery | Class1 | PV+Storage - Class 1 | 32.7% | 32.87% | 33.05% | 33.23% | 33.41% | 33.58% | 33.76% | 33.94% | 34.12% | 34.29% | 34.47% | 34.65% | 34.82% | 35% | 35.18% | 35.3% | 35.43% | 35.56% | 35.68% | 35.81% | 35.93% | 36.06% | 36.19% | 36.31% | 36.44% | 36.56% | 36.69% | 36.82% | 36.94% | 37.07%
RC3UtryClass1 | R&D | Conservative | 30 | Utility-Scale PV-Plus-Battery | Class1 | PV+Storage - Class 1 | 32.7% | 32.7% | 32.7% | 32.7% | 32.7% | 32.7% | 32.7% | 32.7% | 32.7% | 32.7% | 32.7% | 32.7% | 32.7% | 32.7% | 32.7% | 32.86% | 33.03% | 33.19% | 33.36% | 33.52% | 33.69% | 33.86% | 34.02% | 34.19% | 34.35% | 34.52% | 34.68% | 34.85% | 35.01% | 35.18%
RA3UtryClass2 | R&D | Advanced | 30 | Utility-Scale PV-Plus-Battery | Class2 | PV+Storage - Class 2 | 31.68% | 31.98% | 32.28% | 32.57% | 32.87% | 33.17% | 33.47% | 33.77% | 34.07% | 34.37% | 34.67% | 34.97% | 35.27% | 35.56% | 35.86% | 35.99% | 36.11% | 36.24% | 36.36% | 36.49% | 36.61% | 36.74% | 36.86% | 36.99% | 37.11% | 37.24% | 37.36% | 37.49% | 37.61% | 37.74%
RM3UtryClass2 | R&D | Moderate | 30 | Utility-Scale PV-Plus-Battery | Class2 | PV+Storage - Class 2 | 31.68% | 31.85% | 32.02% | 32.19% | 32.35% | 32.52% | 32.69% | 32.86% | 33.03% | 33.2% | 33.37% | 33.54% | 33.71% | 33.88% | 34.05% | 34.17% | 34.29% | 34.41% | 34.53% | 34.65% | 34.77% | 34.89% | 35.02% | 35.14% | 35.26% | 35.38% | 35.5% | 35.62% | 35.74% | 35.86%
RC3UtryClass2 | R&D | Conservative | 30 | Utility-Scale PV-Plus-Battery | Class2 | PV+Storage - Class 2 | 31.68% | 31.68% | 31.68% | 31.68% | 31.68% | 31.68% | 31.68% | 31.68% | 31.68% | 31.68% | 31.68% | 31.68% | 31.68% | 31.68% | 31.68% | 31.84% | 31.99% | 32.15% | 32.31% | 32.47% | 32.63% | 32.78% | 32.94% | 33.1% | 33.26% | 33.41% | 33.57% | 33.73% | 33.89% | 34.05%
RA3UtryClass3 | R&D | Advanced | 30 | Utility-Scale PV-Plus-Battery | Class3 | PV+Storage - Class 3 | 30.23% | 30.53% | 30.83% | 31.13% | 31.43% | 31.73% | 32.02% | 32.32% | 32.62% | 32.92% | 33.22% | 33.52% | 33.82% | 34.11% | 34.41% | 34.52% | 34.63% | 34.73% | 34.84% | 34.94% | 35.05% | 35.16% | 35.26% | 35.37% | 35.47% | 35.58% | 35.69% | 35.79% | 35.9% | 36%
RM3UtryClass3 | R&D | Moderate | 30 | Utility-Scale PV-Plus-Battery | Class3 | PV+Storage - Class 3 | 30.23% | 30.4% | 30.57% | 30.74% | 30.92% | 31.09% | 31.26% | 31.43% | 31.6% | 31.77% | 31.94% | 32.11% | 32.28% | 32.45% | 32.62% | 32.74% | 32.86% | 32.98% | 33.1% | 33.22% | 33.34% | 33.46% | 33.58% | 33.7% | 33.82% | 33.94% | 34.05% | 34.17% | 34.29% | 34.41%
RC3UtryClass3 | R&D | Conservative | 30 | Utility-Scale PV-Plus-Battery | Class3 | PV+Storage - Class 3 | 30.23% | 30.23% | 30.23% | 30.23% | 30.23% | 30.23% | 30.23% | 30.23% | 30.23% | 30.23% | 30.23% | 30.23% | 30.23% | 30.23% | 30.23% | 30.39% | 30.55% | 30.71% | 30.87% | 31.03% | 31.19% | 31.35% | 31.51% | 31.67% | 31.83% | 31.98% | 32.14% | 32.3% | 32.46% | 32.62%
RA3UtryClass4 | R&D | Advanced | 30 | Utility-Scale PV-Plus-Battery | Class4 | PV+Storage - Class 4 | 28.85% | 29.14% | 29.44% | 29.73% | 30.03% | 30.32% | 30.62% | 30.91% | 31.21% | 31.5% | 31.8% | 32.09% | 32.39% | 32.68% | 32.98% | 33.07% | 33.16% | 33.25% | 33.34% | 33.43% | 33.52% | 33.62% | 33.71% | 33.8% | 33.89% | 33.98% | 34.07% | 34.16% | 34.25% | 34.34%
RM3UtryClass4 | R&D | Moderate | 30 | Utility-Scale PV-Plus-Battery | Class4 | PV+Storage - Class 4 | 28.85% | 29.02% | 29.19% | 29.36% | 29.53% | 29.7% | 29.87% | 30.04% | 30.21% | 30.38% | 30.55% | 30.72% | 30.88% | 31.05% | 31.22% | 31.34% | 31.46% | 31.57% | 31.69% | 31.81% | 31.93% | 32.04% | 32.16% | 32.28% | 32.39% | 32.51% | 32.63% | 32.74% | 32.86% | 32.98%
RC3UtryClass4 | R&D | Conservative | 30 | Utility-Scale PV-Plus-Battery | Class4 | PV+Storage - Class 4 | 28.85% | 28.85% | 28.85% | 28.85% | 28.85% | 28.85% | 28.85% | 28.85% | 28.85% | 28.85% | 28.85% | 28.85% | 28.85% | 28.85% | 28.85% | 29.01% | 29.17% | 29.32% | 29.48% | 29.64% | 29.8% | 29.96% | 30.12% | 30.27% | 30.43% | 30.59% | 30.75% | 30.91% | 31.07% | 31.22%
RA3UtryClass5 | R&D | Advanced | 30 | Utility-Scale PV-Plus-Battery | Class5 | PV+Storage - Class 5 | 27.47% | 27.76% | 28.05% | 28.33% | 28.62% | 28.91% | 29.19% | 29.48% | 29.77% | 30.05% | 30.34% | 30.63% | 30.91% | 31.2% | 31.49% | 31.57% | 31.65% | 31.73% | 31.81% | 31.89% | 31.97% | 32.05% | 32.13% | 32.21% | 32.29% | 32.37% | 32.45% | 32.53% | 32.61% | 32.69%
RM3UtryClass5 | R&D | Moderate | 30 | Utility-Scale PV-Plus-Battery | Class5 | PV+Storage - Class 5 | 27.47% | 27.64% | 27.8% | 27.97% | 28.13% | 28.3% | 28.46% | 28.63% | 28.79% | 28.96% | 29.12% | 29.29% | 29.45% | 29.62% | 29.78% | 29.9% | 30.01% | 30.12% | 30.24% | 30.35% | 30.46% | 30.58% | 30.69% | 30.81% | 30.92% | 31.03% | 31.15% | 31.26% | 31.37% | 31.49%
RC3UtryClass5 | R&D | Conservative | 30 | Utility-Scale PV-Plus-Battery | Class5 | PV+Storage - Class 5 | 27.47% | 27.47% | 27.47% | 27.47% | 27.47% | 27.47% | 27.47% | 27.47% | 27.47% | 27.47% | 27.47% | 27.47% | 27.47% | 27.47% | 27.47% | 27.63% | 27.78% | 27.94% | 28.09% | 28.24% | 28.4% | 28.55% | 28.71% | 28.86% | 29.01% | 29.17% | 29.32% | 29.47% | 29.63% | 29.78%
RA3UtryClass6 | R&D | Advanced | 30 | Utility-Scale PV-Plus-Battery | Class6 | PV+Storage - Class 6 | 26.12% | 26.4% | 26.67% | 26.95% | 27.23% | 27.51% | 27.79% | 28.07% | 28.35% | 28.63% | 28.9% | 29.18% | 29.46% | 29.74% | 30.02% | 30.09% | 30.16% | 30.23% | 30.3% | 30.37% | 30.44% | 30.51% | 30.58% | 30.65% | 30.72% | 30.79% | 30.86% | 30.93% | 31% | 31.07%
RM3UtryClass6 | R&D | Moderate | 30 | Utility-Scale PV-Plus-Battery | Class6 | PV+Storage - Class 6 | 26.12% | 26.28% | 26.44% | 26.6% | 26.76% | 26.92% | 27.08% | 27.24% | 27.4% | 27.56% | 27.72% | 27.88% | 28.04% | 28.2% | 28.36% | 28.47% | 28.58% | 28.69% | 28.8% | 28.92% | 29.03% | 29.14% | 29.25% | 29.36% | 29.47% | 29.58% | 29.69% | 29.8% | 29.91% | 30.02%
RC3UtryClass6 | R&D | Conservative | 30 | Utility-Scale PV-Plus-Battery | Class6 | PV+Storage - Class 6 | 26.12% | 26.12% | 26.12% | 26.12% | 26.12% | 26.12% | 26.12% | 26.12% | 26.12% | 26.12% | 26.12% | 26.12% | 26.12% | 26.12% | 26.12% | 26.27% | 26.42% | 26.57% | 26.72% | 26.87% | 27.02% | 27.17% | 27.32% | 27.46% | 27.61% | 27.76% | 27.91% | 28.06% | 28.21% | 28.36%
RA3UtryClass7 | R&D | Advanced | 30 | Utility-Scale PV-Plus-Battery | Class7 | PV+Storage - Class 7 | 24.84% | 25.11% | 25.38% | 25.65% | 25.92% | 26.19% | 26.46% | 26.73% | 27.01% | 27.28% | 27.55% | 27.82% | 28.09% | 28.36% | 28.63% | 28.69% | 28.75% | 28.81% | 28.87% | 28.93% | 28.99% | 29.05% | 29.11% | 29.17% | 29.23% | 29.29% | 29.35% | 29.41% | 29.47% | 29.53%
RM3UtryClass7 | R&D | Moderate | 30 | Utility-Scale PV-Plus-Battery | Class7 | PV+Storage - Class 7 | 24.84% | 25% | 25.15% | 25.31% | 25.47% | 25.62% | 25.78% | 25.94% | 26.09% | 26.25% | 26.41% | 26.56% | 26.72% | 26.88% | 27.03% | 27.14% | 27.24% | 27.35% | 27.46% | 27.56% | 27.67% | 27.78% | 27.88% | 27.99% | 28.1% | 28.2% | 28.31% | 28.42% | 28.52% | 28.63%
RC3UtryClass7 | R&D | Conservative | 30 | Utility-Scale PV-Plus-Battery | Class7 | PV+Storage - Class 7 | 24.84% | 24.84% | 24.84% | 24.84% | 24.84% | 24.84% | 24.84% | 24.84% | 24.84% | 24.84% | 24.84% | 24.84% | 24.84% | 24.84% | 24.84% | 24.99% | 25.13% | 25.28% | 25.43% | 25.57% | 25.72% | 25.86% | 26.01% | 26.16% | 26.3% | 26.45% | 26.59% | 26.74% | 26.89% | 27.03%
RA3UtryClass8 | R&D | Advanced | 30 | Utility-Scale PV-Plus-Battery | Class8 | PV+Storage - Class 8 | 23.94% | 24.2% | 24.46% | 24.72% | 24.98% | 25.24% | 25.5% | 25.76% | 26.02% | 26.28% | 26.54% | 26.8% | 27.06% | 27.32% | 27.58% | 27.64% | 27.7% | 27.75% | 27.81% | 27.87% | 27.93% | 27.99% | 28.04% | 28.1% | 28.16% | 28.22% | 28.28% | 28.33% | 28.39% | 28.45%
RM3UtryClass8 | R&D | Moderate | 30 | Utility-Scale PV-Plus-Battery | Class8 | PV+Storage - Class 8 | 23.94% | 24.09% | 24.24% | 24.39% | 24.54% | 24.69% | 24.85% | 25% | 25.15% | 25.3% | 25.45% | 25.6% | 25.75% | 25.9% | 26.06% | 26.16% | 26.26% | 26.36% | 26.46% | 26.56% | 26.67% | 26.77% | 26.87% | 26.97% | 27.07% | 27.17% | 27.27% | 27.38% | 27.48% | 27.58%
RC3UtryClass8 | R&D | Conservative | 30 | Utility-Scale PV-Plus-Battery | Class8 | PV+Storage - Class 8 | 23.94% | 23.94% | 23.94% | 23.94% | 23.94% | 23.94% | 23.94% | 23.94% | 23.94% | 23.94% | 23.94% | 23.94% | 23.94% | 23.94% | 23.94% | 24.08% | 24.22% | 24.36% | 24.5% | 24.64% | 24.78% | 24.93% | 25.07% | 25.21% | 25.35% | 25.49% | 25.63% | 25.77% | 25.91% | 26.06%
RA3UtryClass9 | R&D | Advanced | 30 | Utility-Scale PV-Plus-Battery | Class9 | PV+Storage - Class 9 | 22.84% | 23.09% | 23.34% | 23.59% | 23.84% | 24.1% | 24.35% | 24.6% | 24.85% | 25.1% | 25.35% | 25.6% | 25.85% | 26.1% | 26.35% | 26.4% | 26.46% | 26.51% | 26.56% | 26.61% | 26.66% | 26.72% | 26.77% | 26.82% | 26.87% | 26.93% | 26.98% | 27.03% | 27.08% | 27.13%
RM3UtryClass9 | R&D | Moderate | 30 | Utility-Scale PV-Plus-Battery | Class9 | PV+Storage - Class 9 | 22.84% | 22.99% | 23.13% | 23.28% | 23.43% | 23.57% | 23.72% | 23.87% | 24.01% | 24.16% | 24.3% | 24.45% | 24.6% | 24.74% | 24.89% | 24.99% | 25.09% | 25.18% | 25.28% | 25.38% | 25.47% | 25.57% | 25.67% | 25.77% | 25.86% | 25.96% | 26.06% | 26.16% | 26.25% | 26.35%
RC3UtryClass9 | R&D | Conservative | 30 | Utility-Scale PV-Plus-Battery | Class9 | PV+Storage - Class 9 | 22.84% | 22.84% | 22.84% | 22.84% | 22.84% | 22.84% | 22.84% | 22.84% | 22.84% | 22.84% | 22.84% | 22.84% | 22.84% | 22.84% | 22.84% | 22.98% | 23.11% | 23.25% | 23.39% | 23.52% | 23.66% | 23.8% | 23.93% | 24.07% | 24.21% | 24.34% | 24.48% | 24.62% | 24.75% | 24.89%
RA3UtryClass0 | R&D | Advanced | 30 | Utility-Scale PV-Plus-Battery | Class10 | PV+Storage - Class 10 | 21.07% | 21.3% | 21.54% | 21.78% | 22.01% | 22.25% | 22.48% | 22.72% | 22.96% | 23.19% | 23.43% | 23.67% | 23.9% | 24.14% | 24.37% | 24.42% | 24.46% | 24.5% | 24.54% | 24.58% | 24.63% | 24.67% | 24.71% | 24.75% | 24.79% | 24.84% | 24.88% | 24.92% | 24.96% | 25%
RM3UtryClass0 | R&D | Moderate | 30 | Utility-Scale PV-Plus-Battery | Class10 | PV+Storage - Class 10 | 21.07% | 21.2% | 21.34% | 21.48% | 21.62% | 21.75% | 21.89% | 22.03% | 22.17% | 22.31% | 22.44% | 22.58% | 22.72% | 22.86% | 22.99% | 23.09% | 23.18% | 23.27% | 23.36% | 23.45% | 23.55% | 23.64% | 23.73% | 23.82% | 23.91% | 24.01% | 24.1% | 24.19% | 24.28% | 24.37%
RC3UtryClass0 | R&D | Conservative | 30 | Utility-Scale PV-Plus-Battery | Class10 | PV+Storage - Class 10 | 21.07% | 21.07% | 21.07% | 21.07% | 21.07% | 21.07% | 21.07% | 21.07% | 21.07% | 21.07% | 21.07% | 21.07% | 21.07% | 21.07% | 21.07% | 21.2% | 21.32% | 21.45% | 21.58% | 21.71% | 21.84% | 21.97% | 22.09% | 22.22% | 22.35% | 22.48% | 22.61% | 22.74% | 22.87% | 22.99%

## Summary_FCR
Key | FinancialCase | CostCase | CRPYears | Technology | TechDetail | DisplayName | 2021 | 2022 | 2023 | 2024 | 2025 | 2026 | 2027 | 2028 | 2029 | 2030 | 2031 | 2032 | 2033 | 2034 | 2035 | 2036 | 2037 | 2038 | 2039 | 2040 | 2041 | 2042 | 2043 | 2044 | 2045 | 2046 | 2047 | 2048 | 2049 | 2050
RA3CSSP** | R&D | Advanced | 30 | CSP | * | * | 0.063283 | 0.063283 | 0.063283 | 0.063283 | 0.063283 | 0.063283 | 0.063283 | 0.063283 | 0.063283 | 0.063283 | 0.063283 | 0.063283 | 0.063283 | 0.063283 | 0.063283 | 0.063283 | 0.063283 | 0.063283 | 0.063283 | 0.063283 | 0.063283 | 0.063283 | 0.063283 | 0.063283 | 0.063283 | 0.063283 | 0.063283 | 0.063283 | 0.063283 | 0.063283
RM3CSSP** | R&D | Moderate | 30 | CSP | * | * | 0.063283 | 0.063283 | 0.063283 | 0.063283 | 0.063283 | 0.063283 | 0.063283 | 0.063283 | 0.063283 | 0.063283 | 0.063283 | 0.063283 | 0.063283 | 0.063283 | 0.063283 | 0.063283 | 0.063283 | 0.063283 | 0.063283 | 0.063283 | 0.063283 | 0.063283 | 0.063283 | 0.063283 | 0.063283 | 0.063283 | 0.063283 | 0.063283 | 0.063283 | 0.063283
RC3CSSP** | R&D | Conservative | 30 | CSP | * | * | 0.063283 | 0.063283 | 0.063283 | 0.063283 | 0.063283 | 0.063283 | 0.063283 | 0.063283 | 0.063283 | 0.063283 | 0.063283 | 0.063283 | 0.063283 | 0.063283 | 0.063283 | 0.063283 | 0.063283 | 0.063283 | 0.063283 | 0.063283 | 0.063283 | 0.063283 | 0.063283 | 0.063283 | 0.063283 | 0.063283 | 0.063283 | 0.063283 | 0.063283 | 0.063283
RA3Ofnd** | R&D | Advanced | 30 | OffShoreWind | * | * | 0.062626 | 0.062626 | 0.062626 | 0.062626 | 0.062626 | 0.062626 | 0.062626 | 0.062626 | 0.062626 | 0.062626 | 0.062626 | 0.062626 | 0.062626 | 0.062626 | 0.062626 | 0.062626 | 0.062626 | 0.062626 | 0.062626 | 0.062626 | 0.062626 | 0.062626 | 0.062626 | 0.062626 | 0.062626 | 0.062626 | 0.062626 | 0.062626 | 0.062626 | 0.062626
RM3Ofnd** | R&D | Moderate | 30 | OffShoreWind | * | * | 0.062626 | 0.062626 | 0.062626 | 0.062626 | 0.062626 | 0.062626 | 0.062626 | 0.062626 | 0.062626 | 0.062626 | 0.062626 | 0.062626 | 0.062626 | 0.062626 | 0.062626 | 0.062626 | 0.062626 | 0.062626 | 0.062626 | 0.062626 | 0.062626 | 0.062626 | 0.062626 | 0.062626 | 0.062626 | 0.062626 | 0.062626 | 0.062626 | 0.062626 | 0.062626
RC3Ofnd** | R&D | Conservative | 30 | OffShoreWind | * | * | 0.062626 | 0.062626 | 0.062626 | 0.062626 | 0.062626 | 0.062626 | 0.062626 | 0.062626 | 0.062626 | 0.062626 | 0.062626 | 0.062626 | 0.062626 | 0.062626 | 0.062626 | 0.062626 | 0.062626 | 0.062626 | 0.062626 | 0.062626 | 0.062626 | 0.062626 | 0.062626 | 0.062626 | 0.062626 | 0.062626 | 0.062626 | 0.062626 | 0.062626 | 0.062626
RA3UtPV** | R&D | Advanced | 30 | UtilityPV | * | * | 0.057587 | 0.057587 | 0.057587 | 0.057587 | 0.057587 | 0.057587 | 0.057587 | 0.057587 | 0.057587 | 0.057587 | 0.057587 | 0.057587 | 0.057587 | 0.057587 | 0.057587 | 0.057587 | 0.057587 | 0.057587 | 0.057587 | 0.057587 | 0.057587 | 0.057587 | 0.057587 | 0.057587 | 0.057587 | 0.057587 | 0.057587 | 0.057587 | 0.057587 | 0.057587
RM3UtPV** | R&D | Moderate | 30 | UtilityPV | * | * | 0.057587 | 0.057587 | 0.057587 | 0.057587 | 0.057587 | 0.057587 | 0.057587 | 0.057587 | 0.057587 | 0.057587 | 0.057587 | 0.057587 | 0.057587 | 0.057587 | 0.057587 | 0.057587 | 0.057587 | 0.057587 | 0.057587 | 0.057587 | 0.057587 | 0.057587 | 0.057587 | 0.057587 | 0.057587 | 0.057587 | 0.057587 | 0.057587 | 0.057587 | 0.057587
RC3UtPV** | R&D | Conservative | 30 | UtilityPV | * | * | 0.057587 | 0.057587 | 0.057587 | 0.057587 | 0.057587 | 0.057587 | 0.057587 | 0.057587 | 0.057587 | 0.057587 | 0.057587 | 0.057587 | 0.057587 | 0.057587 | 0.057587 | 0.057587 | 0.057587 | 0.057587 | 0.057587 | 0.057587 | 0.057587 | 0.057587 | 0.057587 | 0.057587 | 0.057587 | 0.057587 | 0.057587 | 0.057587 | 0.057587 | 0.057587
RA3Land** | R&D | Advanced | 30 | LandbasedWind | * | * | 0.060774 | 0.060774 | 0.060774 | 0.060774 | 0.060774 | 0.060774 | 0.060774 | 0.060774 | 0.060774 | 0.060774 | 0.060774 | 0.060774 | 0.060774 | 0.060774 | 0.060774 | 0.060774 | 0.060774 | 0.060774 | 0.060774 | 0.060774 | 0.060774 | 0.060774 | 0.060774 | 0.060774 | 0.060774 | 0.060774 | 0.060774 | 0.060774 | 0.060774 | 0.060774
RM3Land** | R&D | Moderate | 30 | LandbasedWind | * | * | 0.060774 | 0.060774 | 0.060774 | 0.060774 | 0.060774 | 0.060774 | 0.060774 | 0.060774 | 0.060774 | 0.060774 | 0.060774 | 0.060774 | 0.060774 | 0.060774 | 0.060774 | 0.060774 | 0.060774 | 0.060774 | 0.060774 | 0.060774 | 0.060774 | 0.060774 | 0.060774 | 0.060774 | 0.060774 | 0.060774 | 0.060774 | 0.060774 | 0.060774 | 0.060774
RC3Land** | R&D | Conservative | 30 | LandbasedWind | * | * | 0.060774 | 0.060774 | 0.060774 | 0.060774 | 0.060774 | 0.060774 | 0.060774 | 0.060774 | 0.060774 | 0.060774 | 0.060774 | 0.060774 | 0.060774 | 0.060774 | 0.060774 | 0.060774 | 0.060774 | 0.060774 | 0.060774 | 0.060774 | 0.060774 | 0.060774 | 0.060774 | 0.060774 | 0.060774 | 0.060774 | 0.060774 | 0.060774 | 0.060774 | 0.060774
RA3Dind** | R&D | Advanced | 30 | DistributedWind | * | * | 0.060781 | 0.060781 | 0.060781 | 0.060781 | 0.060781 | 0.060781 | 0.060781 | 0.060781 | 0.060781 | 0.060781 | 0.060781 | 0.060781 | 0.060781 | 0.060781 | 0.060781 | 0.060781 | 0.060781 | 0.060781 | 0.060781 | 0.060781 | 0.060781 | 0.060781 | 0.060781 | 0.060781 | 0.060781 | 0.060781 | 0.060781 | 0.060781 | 0.060781 | 0.060781
RM3Dind** | R&D | Moderate | 30 | DistributedWind | * | * | 0.060781 | 0.060781 | 0.060781 | 0.060781 | 0.060781 | 0.060781 | 0.060781 | 0.060781 | 0.060781 | 0.060781 | 0.060781 | 0.060781 | 0.060781 | 0.060781 | 0.060781 | 0.060781 | 0.060781 | 0.060781 | 0.060781 | 0.060781 | 0.060781 | 0.060781 | 0.060781 | 0.060781 | 0.060781 | 0.060781 | 0.060781 | 0.060781 | 0.060781 | 0.060781
RC3Dind** | R&D | Conservative | 30 | DistributedWind | * | * | 0.060781 | 0.060781 | 0.060781 | 0.060781 | 0.060781 | 0.060781 | 0.060781 | 0.060781 | 0.060781 | 0.060781 | 0.060781 | 0.060781 | 0.060781 | 0.060781 | 0.060781 | 0.060781 | 0.060781 | 0.060781 | 0.060781 | 0.060781 | 0.060781 | 0.060781 | 0.060781 | 0.060781 | 0.060781 | 0.060781 | 0.060781 | 0.060781 | 0.060781 | 0.060781
RA3CoPV** | R&D | Advanced | 30 | CommPV | * | * | 0.059333 | 0.059333 | 0.059333 | 0.059333 | 0.059333 | 0.059333 | 0.059333 | 0.059333 | 0.059333 | 0.059333 | 0.059333 | 0.059333 | 0.059333 | 0.059333 | 0.059333 | 0.059333 | 0.059333 | 0.059333 | 0.059333 | 0.059333 | 0.059333 | 0.059333 | 0.059333 | 0.059333 | 0.059333 | 0.059333 | 0.059333 | 0.059333 | 0.059333 | 0.059333
RM3CoPV** | R&D | Moderate | 30 | CommPV | * | * | 0.059333 | 0.059333 | 0.059333 | 0.059333 | 0.059333 | 0.059333 | 0.059333 | 0.059333 | 0.059333 | 0.059333 | 0.059333 | 0.059333 | 0.059333 | 0.059333 | 0.059333 | 0.059333 | 0.059333 | 0.059333 | 0.059333 | 0.059333 | 0.059333 | 0.059333 | 0.059333 | 0.059333 | 0.059333 | 0.059333 | 0.059333 | 0.059333 | 0.059333 | 0.059333
RC3CoPV** | R&D | Conservative | 30 | CommPV | * | * | 0.059333 | 0.059333 | 0.059333 | 0.059333 | 0.059333 | 0.059333 | 0.059333 | 0.059333 | 0.059333 | 0.059333 | 0.059333 | 0.059333 | 0.059333 | 0.059333 | 0.059333 | 0.059333 | 0.059333 | 0.059333 | 0.059333 | 0.059333 | 0.059333 | 0.059333 | 0.059333 | 0.059333 | 0.059333 | 0.059333 | 0.059333 | 0.059333 | 0.059333 | 0.059333
RA3RePV** | R&D | Advanced | 30 | ResPV | * | * | 0.059331 | 0.059331 | 0.059331 | 0.059331 | 0.059331 | 0.059331 | 0.059331 | 0.059331 | 0.059331 | 0.059331 | 0.059331 | 0.059331 | 0.059331 | 0.059331 | 0.059331 | 0.059331 | 0.059331 | 0.059331 | 0.059331 | 0.059331 | 0.059331 | 0.059331 | 0.059331 | 0.059331 | 0.059331 | 0.059331 | 0.059331 | 0.059331 | 0.059331 | 0.059331
RM3RePV** | R&D | Moderate | 30 | ResPV | * | * | 0.059331 | 0.059331 | 0.059331 | 0.059331 | 0.059331 | 0.059331 | 0.059331 | 0.059331 | 0.059331 | 0.059331 | 0.059331 | 0.059331 | 0.059331 | 0.059331 | 0.059331 | 0.059331 | 0.059331 | 0.059331 | 0.059331 | 0.059331 | 0.059331 | 0.059331 | 0.059331 | 0.059331 | 0.059331 | 0.059331 | 0.059331 | 0.059331 | 0.059331 | 0.059331
RC3RePV** | R&D | Conservative | 30 | ResPV | * | * | 0.059331 | 0.059331 | 0.059331 | 0.059331 | 0.059331 | 0.059331 | 0.059331 | 0.059331 | 0.059331 | 0.059331 | 0.059331 | 0.059331 | 0.059331 | 0.059331 | 0.059331 | 0.059331 | 0.059331 | 0.059331 | 0.059331 | 0.059331 | 0.059331 | 0.059331 | 0.059331 | 0.059331 | 0.059331 | 0.059331 | 0.059331 | 0.059331 | 0.059331 | 0.059331
RA3Geal** | R&D | Advanced | 30 | Geothermal | * | * | 6.328% | 6.328% | 6.328% | 6.328% | 6.328% | 6.328% | 6.328% | 6.328% | 6.328% | 6.328% | 6.328% | 6.328% | 6.328% | 6.328% | 6.328% | 6.328% | 6.328% | 6.328% | 6.328% | 6.328% | 6.328% | 6.328% | 6.328% | 6.328% | 6.328% | 6.328% | 6.328% | 6.328% | 6.328% | 6.328%
RM3Geal** | R&D | Moderate | 30 | Geothermal | * | * | 6.328% | 6.328% | 6.328% | 6.328% | 6.328% | 6.328% | 6.328% | 6.328% | 6.328% | 6.328% | 6.328% | 6.328% | 6.328% | 6.328% | 6.328% | 6.328% | 6.328% | 6.328% | 6.328% | 6.328% | 6.328% | 6.328% | 6.328% | 6.328% | 6.328% | 6.328% | 6.328% | 6.328% | 6.328% | 6.328%
RC3Geal** | R&D | Conservative | 30 | Geothermal | * | * | 6.328% | 6.328% | 6.328% | 6.328% | 6.328% | 6.328% | 6.328% | 6.328% | 6.328% | 6.328% | 6.328% | 6.328% | 6.328% | 6.328% | 6.328% | 6.328% | 6.328% | 6.328% | 6.328% | 6.328% | 6.328% | 6.328% | 6.328% | 6.328% | 6.328% | 6.328% | 6.328% | 6.328% | 6.328% | 6.328%
RM6Nuar** | R&D | Moderate | 60 | Nuclear | * | * | 5.467% | 5.467% | 5.467% | 5.467% | 5.467% | 5.467% | 5.467% | 5.467% | 5.467% | 5.467% | 5.467% | 5.467% | 5.467% | 5.467% | 5.467% | 5.467% | 5.467% | 5.467% | 5.467% | 5.467% | 5.467% | 5.467% | 5.467% | 5.467% | 5.467% | 5.467% | 5.467% | 5.467% | 5.467% | 5.467%
RA4Bier** | R&D | Advanced | 45 | Biopower | * | * | 5.84% | 5.84% | 5.84% | 5.84% | 5.84% | 5.84% | 5.84% | 5.84% | 5.84% | 5.84% | 5.84% | 5.84% | 5.84% | 5.84% | 5.84% | 5.84% | 5.84% | 5.84% | 5.84% | 5.84% | 5.84% | 5.84% | 5.84% | 5.84% | 5.84% | 5.84% | 5.84% | 5.84% | 5.84% | 5.84%
RM4Bier** | R&D | Moderate | 45 | Biopower | * | * | 5.84% | 5.84% | 5.84% | 5.84% | 5.84% | 5.84% | 5.84% | 5.84% | 5.84% | 5.84% | 5.84% | 5.84% | 5.84% | 5.84% | 5.84% | 5.84% | 5.84% | 5.84% | 5.84% | 5.84% | 5.84% | 5.84% | 5.84% | 5.84% | 5.84% | 5.84% | 5.84% | 5.84% | 5.84% | 5.84%
RC4Bier** | R&D | Conservative | 45 | Biopower | * | * | 5.84% | 5.84% | 5.84% | 5.84% | 5.84% | 5.84% | 5.84% | 5.84% | 5.84% | 5.84% | 5.84% | 5.84% | 5.84% | 5.84% | 5.84% | 5.84% | 5.84% | 5.84% | 5.84% | 5.84% | 5.84% | 5.84% | 5.84% | 5.84% | 5.84% | 5.84% | 5.84% | 5.84% | 5.84% | 5.84%
RA1Hyer** | R&D | Advanced | 100 | Hydropower | * | * | 4.679% | 4.679% | 4.679% | 4.679% | 4.679% | 4.679% | 4.679% | 4.679% | 4.679% | 4.679% | 4.679% | 4.679% | 4.679% | 4.679% | 4.679% | 4.679% | 4.679% | 4.679% | 4.679% | 4.679% | 4.679% | 4.679% | 4.679% | 4.679% | 4.679% | 4.679% | 4.679% | 4.679% | 4.679% | 4.679%
RM1Hyer** | R&D | Moderate | 100 | Hydropower | * | * | 4.679% | 4.679% | 4.679% | 4.679% | 4.679% | 4.679% | 4.679% | 4.679% | 4.679% | 4.679% | 4.679% | 4.679% | 4.679% | 4.679% | 4.679% | 4.679% | 4.679% | 4.679% | 4.679% | 4.679% | 4.679% | 4.679% | 4.679% | 4.679% | 4.679% | 4.679% | 4.679% | 4.679% | 4.679% | 4.679%
RC1Hyer** | R&D | Conservative | 100 | Hydropower | * | * | 4.679% | 4.679% | 4.679% | 4.679% | 4.679% | 4.679% | 4.679% | 4.679% | 4.679% | 4.679% | 4.679% | 4.679% | 4.679% | 4.679% | 4.679% | 4.679% | 4.679% | 4.679% | 4.679% | 4.679% | 4.679% | 4.679% | 4.679% | 4.679% | 4.679% | 4.679% | 4.679% | 4.679% | 4.679% | 4.679%
RA3Utry** | R&D | Advanced | 30 | Utility-Scale PV-Plus-Battery | * | * | 8.041% | 8.097% | 7.808% | 7.795% | 7.79% | 7.795% | 7.8% | 7.806% | 7.813% | 7.821% | 7.866% | 7.917% | 7.972% | 8.034% | 8.103% | 8.095% | 8.087% | 8.079% | 8.07% | 8.061% | 8.052% | 8.043% | 8.033% | 8.023% | 8.012% | 8.001% | 7.99% | 7.979% | 7.966% | 7.954%
RM3Utry** | R&D | Moderate | 30 | Utility-Scale PV-Plus-Battery | * | * | 8.041% | 8.097% | 8.089% | 8.074% | 7.974% | 7.975% | 7.976% | 7.978% | 7.979% | 7.981% | 8.007% | 8.034% | 8.064% | 8.095% | 8.129% | 8.128% | 8.127% | 8.126% | 8.125% | 8.124% | 8.123% | 8.122% | 8.12% | 8.119% | 8.118% | 8.117% | 8.115% | 8.114% | 8.112% | 8.111%
RC3Utry** | R&D | Conservative | 30 | Utility-Scale PV-Plus-Battery | * | * | 8.041% | 8.097% | 8.15% | 8.174% | 8.175% | 8.153% | 8.129% | 8.103% | 8.076% | 8.048% | 8.058% | 8.07% | 8.081% | 8.093% | 8.105% | 8.115% | 8.125% | 8.135% | 8.145% | 8.156% | 8.167% | 8.179% | 8.191% | 8.203% | 8.215% | 8.228% | 8.241% | 8.254% | 8.268% | 8.282%

## Summary_LCOE
Key | FinancialCase | CostCase | CRPYears | Technology | TechDetail | DisplayName | 2021 | 2022 | 2023 | 2024 | 2025 | 2026 | 2027 | 2028 | 2029 | 2030 | 2031 | 2032 | 2033 | 2034 | 2035 | 2036 | 2037 | 2038 | 2039 | 2040 | 2041 | 2042 | 2043 | 2044 | 2045 | 2046 | 2047 | 2048 | 2049 | 2050
RA3CSSPClass2 | R&D | Advanced | 30 | CSP | Class2 | CSP - Class 2 | 94.1901 | 89.8006 | 85.4111 | 81.0216 | 76.6321 | 72.2426 | 67.8531 | 63.4636 | 59.0741 | 54.6847 | 54.091 | 53.4974 | 52.9038 | 52.3102 | 51.7166 | 51.1229 | 50.5293 | 49.9357 | 49.3421 | 48.7485 | 48.1548 | 47.5612 | 46.9676 | 46.374 | 45.7804 | 45.1867 | 44.5931 | 43.9995 | 43.4059 | 42.8123
RM3CSSPClass2 | R&D | Moderate | 30 | CSP | Class2 | CSP - Class 2 | 94.1901 | 91.1645 | 88.139 | 85.1134 | 82.0879 | 79.0623 | 76.0368 | 73.0112 | 69.9857 | 66.9601 | 66.5667 | 66.1733 | 65.7799 | 65.3865 | 64.9931 | 64.5997 | 64.2063 | 63.8129 | 63.4195 | 63.026 | 62.6326 | 62.2392 | 61.8458 | 61.4524 | 61.059 | 60.6656 | 60.2722 | 59.8788 | 59.4854 | 59.092
RC3CSSPClass2 | R&D | Conservative | 30 | CSP | Class2 | CSP - Class 2 | 94.1901 | 94.1901 | 94.1901 | 94.1901 | 94.1901 | 94.1901 | 94.1901 | 94.1901 | 94.1901 | 94.1901 | 94.1901 | 94.1901 | 94.1901 | 94.1901 | 94.1901 | 94.1901 | 94.1901 | 94.1901 | 94.1901 | 94.1901 | 94.1901 | 94.1901 | 94.1901 | 94.1901 | 94.1901 | 94.1901 | 94.1901 | 94.1901 | 94.1901 | 94.1901
RA3CSSPClass3 | R&D | Advanced | 30 | CSP | Class3 | CSP - Class 3 | 96.8485 | 92.3325 | 87.8166 | 83.3007 | 78.7847 | 74.2688 | 69.7529 | 65.2369 | 60.721 | 56.2051 | 55.594 | 54.983 | 54.3719 | 53.7609 | 53.1498 | 52.5388 | 51.9277 | 51.3167 | 50.7056 | 50.0946 | 49.4835 | 48.8725 | 48.2614 | 47.6504 | 47.0393 | 46.4283 | 45.8172 | 45.2062 | 44.5951 | 43.984
RM3CSSPClass3 | R&D | Moderate | 30 | CSP | Class3 | CSP - Class 3 | 96.8485 | 93.7362 | 90.624 | 87.5118 | 84.3995 | 81.2873 | 78.1751 | 75.0628 | 71.9506 | 68.8384 | 68.4334 | 68.0285 | 67.6235 | 67.2185 | 66.8136 | 66.4086 | 66.0037 | 65.5987 | 65.1938 | 64.7888 | 64.3838 | 63.9789 | 63.5739 | 63.169 | 62.764 | 62.359 | 61.9541 | 61.5491 | 61.1442 | 60.7392
RC3CSSPClass3 | R&D | Conservative | 30 | CSP | Class3 | CSP - Class 3 | 96.8485 | 96.8485 | 96.8485 | 96.8485 | 96.8485 | 96.8485 | 96.8485 | 96.8485 | 96.8485 | 96.8485 | 96.8485 | 96.8485 | 96.8485 | 96.8485 | 96.8485 | 96.8485 | 96.8485 | 96.8485 | 96.8485 | 96.8485 | 96.8485 | 96.8485 | 96.8485 | 96.8485 | 96.8485 | 96.8485 | 96.8485 | 96.8485 | 96.8485 | 96.8485
RA3CSSPClass8 | R&D | Advanced | 30 | CSP | Class8 | CSP - Class 8 | 120.9603 | 115.2975 | 109.6347 | 103.972 | 98.3092 | 92.6465 | 86.9837 | 81.321 | 75.6582 | 69.9954 | 69.2263 | 68.4571 | 67.688 | 66.9188 | 66.1496 | 65.3805 | 64.6113 | 63.8421 | 63.073 | 62.3038 | 61.5346 | 60.7655 | 59.9963 | 59.2271 | 58.458 | 57.6888 | 56.9197 | 56.1505 | 55.3813 | 54.6122
RM3CSSPClass8 | R&D | Moderate | 30 | CSP | Class8 | CSP - Class 8 | 120.9603 | 117.0618 | 113.1634 | 109.265 | 105.3665 | 101.4681 | 97.5697 | 93.6712 | 89.7728 | 85.8744 | 85.3646 | 84.8549 | 84.3451 | 83.8354 | 83.3257 | 82.8159 | 82.3062 | 81.7964 | 81.2867 | 80.7769 | 80.2672 | 79.7575 | 79.2477 | 78.738 | 78.2282 | 77.7185 | 77.2087 | 76.699 | 76.1892 | 75.6795
RC3CSSPClass8 | R&D | Conservative | 30 | CSP | Class8 | CSP - Class 8 | 120.9603 | 120.9603 | 120.9603 | 120.9603 | 120.9603 | 120.9603 | 120.9603 | 120.9603 | 120.9603 | 120.9603 | 120.9603 | 120.9603 | 120.9603 | 120.9603 | 120.9603 | 120.9603 | 120.9603 | 120.9603 | 120.9603 | 120.9603 | 120.9603 | 120.9603 | 120.9603 | 120.9603 | 120.9603 | 120.9603 | 120.9603 | 120.9603 | 120.9603 | 120.9603
RA3OfndClass1 | R&D | Advanced | 30 | OffShoreWind | Class1 | Offshore Wind - Class 1 | 72.7421 | 73.1053 | 67.3323 | 61.2777 | 58.7802 | 56.6175 | 54.7079 | 52.9969 | 51.4463 | 50.0279 | 48.9734 | 47.9988 | 47.0928 | 46.2462 | 45.4517 | 44.7032 | 43.9957 | 43.3248 | 42.687 | 42.0792 | 41.4986 | 40.9428 | 40.41 | 39.8981 | 39.4057 | 38.9314 | 38.4737 | 38.0317 | 37.6043 | 37.1905
RM3OfndClass1 | R&D | Moderate | 30 | OffShoreWind | Class1 | Offshore Wind - Class 1 | 78.8061 | 80.0832 | 74.4074 | 68.2305 | 65.9167 | 63.9078 | 62.1293 | 60.5312 | 59.0786 | 57.746 | 56.7353 | 55.7998 | 54.9289 | 54.114 | 53.3482 | 52.6257 | 51.9419 | 51.2926 | 50.6745 | 50.0846 | 49.5204 | 48.9797 | 48.4606 | 47.9613 | 47.4804 | 47.0165 | 46.5684 | 46.135 | 45.7155 | 45.3088
RC3OfndClass1 | R&D | Conservative | 30 | OffShoreWind | Class1 | Offshore Wind - Class 1 | 91.3491 | 95.1196 | 90.0907 | 83.98 | 82.3764 | 80.9843 | 79.7509 | 78.6414 | 77.6314 | 76.7029 | 75.9235 | 75.2 | 74.5245 | 73.8907 | 73.2934 | 72.7284 | 72.1922 | 71.6816 | 71.1943 | 70.7281 | 70.2809 | 69.8513 | 69.4377 | 69.0389 | 68.6538 | 68.2814 | 67.9207 | 67.5711 | 67.2317 | 66.902
RA3OfndClass2 | R&D | Advanced | 30 | OffShoreWind | Class2 | Offshore Wind - Class 2 | 75.7573 | 76.07 | 70.0576 | 63.78 | 61.1682 | 58.9059 | 56.908 | 55.1176 | 53.4947 | 52.0102 | 50.9109 | 49.8948 | 48.9501 | 48.0673 | 47.2388 | 46.4582 | 45.7202 | 45.0205 | 44.3552 | 43.7211 | 43.1154 | 42.5356 | 41.9797 | 41.4456 | 40.9319 | 40.4369 | 39.9594 | 39.4981 | 39.0521 | 38.6203
RM3OfndClass2 | R&D | Moderate | 30 | OffShoreWind | Class2 | Offshore Wind - Class 2 | 82.0737 | 83.3359 | 77.4276 | 71.028 | 68.6087 | 66.5076 | 64.6468 | 62.9745 | 61.4542 | 60.0592 | 59.0051 | 58.0294 | 57.1208 | 56.2706 | 55.4716 | 54.7177 | 54.0041 | 53.3264 | 52.6813 | 52.0656 | 51.4766 | 50.9122 | 50.3702 | 49.8489 | 49.3467 | 48.8623 | 48.3944 | 47.9418 | 47.5037 | 47.0789
RC3OfndClass2 | R&D | Conservative | 30 | OffShoreWind | Class2 | Offshore Wind - Class 2 | 95.1404 | 98.9971 | 93.7703 | 87.4539 | 85.7794 | 84.3252 | 83.0365 | 81.8768 | 80.8207 | 79.8498 | 79.0362 | 78.2809 | 77.5756 | 76.9137 | 76.2899 | 75.6997 | 75.1395 | 74.6061 | 74.0969 | 73.6096 | 73.1422 | 72.6931 | 72.2608 | 71.8438 | 71.4412 | 71.0517 | 70.6746 | 70.3089 | 69.9539 | 69.6089
RA3OfndClass3 | R&D | Advanced | 30 | OffShoreWind | Class3 | Offshore Wind - Class 3 | 77.6328 | 78.0401 | 71.8577 | 65.3657 | 62.6929 | 60.3782 | 58.3343 | 56.5029 | 54.843 | 53.3247 | 52.1993 | 51.1591 | 50.1921 | 49.2884 | 48.4403 | 47.6414 | 46.8861 | 46.1699 | 45.489 | 44.8401 | 44.2202 | 43.6269 | 43.0579 | 42.5114 | 41.9857 | 41.4791 | 40.9905 | 40.5185 | 40.0621 | 39.6202
RM3OfndClass3 | R&D | Moderate | 30 | OffShoreWind | Class3 | Offshore Wind - Class 3 | 84.1123 | 85.4999 | 79.4211 | 72.7962 | 70.3198 | 68.1696 | 66.2656 | 64.5547 | 62.9995 | 61.5726 | 60.4933 | 59.4944 | 58.5643 | 57.694 | 56.876 | 56.1044 | 55.3739 | 54.6804 | 54.0201 | 53.3899 | 52.7872 | 52.2095 | 51.6549 | 51.1214 | 50.6076 | 50.1119 | 49.6331 | 49.17 | 48.7216 | 48.287
RC3OfndClass3 | R&D | Conservative | 30 | OffShoreWind | Class3 | Offshore Wind - Class 3 | 97.5162 | 101.5786 | 96.192 | 89.6347 | 87.9193 | 86.4299 | 85.1102 | 83.9229 | 82.8418 | 81.848 | 81.0148 | 80.2414 | 79.5193 | 78.8416 | 78.203 | 77.5988 | 77.0253 | 76.4793 | 75.9581 | 75.4594 | 74.9811 | 74.5214 | 74.079 | 73.6523 | 73.2402 | 72.8417 | 72.4558 | 72.0816 | 71.7184 | 71.3654
RA3OfndClass4 | R&D | Advanced | 30 | OffShoreWind | Class4 | Offshore Wind - Class 4 | 80.2144 | 80.7049 | 74.2865 | 67.5247 | 64.7618 | 62.3694 | 60.2571 | 58.3645 | 56.6492 | 55.0803 | 53.9185 | 52.8448 | 51.8465 | 50.9137 | 50.0383 | 49.2136 | 48.434 | 47.6948 | 46.992 | 46.3221 | 45.6823 | 45.0699 | 44.4826 | 43.9185 | 43.3758 | 42.853 | 42.3486 | 41.8614 | 41.3903 | 40.9342
RM3OfndClass4 | R&D | Moderate | 30 | OffShoreWind | Class4 | Offshore Wind - Class 4 | 86.9212 | 88.4321 | 82.1179 | 75.2122 | 72.6516 | 70.4285 | 68.4603 | 66.6917 | 65.0841 | 63.6092 | 62.4946 | 61.463 | 60.5025 | 59.6037 | 58.7591 | 57.9623 | 57.208 | 56.4918 | 55.81 | 55.1592 | 54.5368 | 53.9403 | 53.3676 | 52.8167 | 52.2861 | 51.7742 | 51.2797 | 50.8015 | 50.3385 | 49.8897
RC3OfndClass4 | R&D | Conservative | 30 | OffShoreWind | Class4 | Offshore Wind - Class 4 | 100.7963 | 105.0892 | 99.486 | 92.6367 | 90.8621 | 89.3215 | 87.9566 | 86.7288 | 85.6108 | 84.5831 | 83.7219 | 82.9225 | 82.1761 | 81.4757 | 80.8156 | 80.1912 | 79.5984 | 79.0341 | 78.4954 | 77.98 | 77.4856 | 77.0105 | 76.5532 | 76.1122 | 75.6863 | 75.2744 | 74.8755 | 74.4888 | 74.1134 | 73.7486
RA3OfndClass5 | R&D | Advanced | 30 | OffShoreWind | Class5 | Offshore Wind - Class 5 | 84.951 | 85.3624 | 78.5595 | 71.4777 | 68.5446 | 66.0049 | 63.7625 | 61.7533 | 59.9324 | 58.2667 | 57.0368 | 55.9 | 54.8431 | 53.8555 | 52.9286 | 52.0554 | 51.23 | 50.4472 | 49.703 | 48.9937 | 48.3162 | 47.6677 | 47.0458 | 46.4484 | 45.8737 | 45.32 | 44.7858 | 44.2698 | 43.7708 | 43.2878
RM3OfndClass5 | R&D | Moderate | 30 | OffShoreWind | Class5 | Offshore Wind - Class 5 | 92.0655 | 93.5493 | 86.8567 | 79.6322 | 76.9135 | 74.5531 | 72.4632 | 70.5851 | 68.8779 | 67.3115 | 66.1309 | 65.038 | 64.0205 | 63.0683 | 62.1735 | 61.3293 | 60.5301 | 59.7712 | 59.0488 | 58.3593 | 57.6997 | 57.0676 | 56.4606 | 55.8769 | 55.3145 | 54.772 | 54.2479 | 53.7411 | 53.2503 | 52.7746
RC3OfndClass5 | R&D | Conservative | 30 | OffShoreWind | Class5 | Offshore Wind - Class 5 | 106.786 | 111.2015 | 105.2639 | 98.1229 | 96.2391 | 94.6037 | 93.1547 | 91.851 | 90.6639 | 89.5726 | 88.6592 | 87.8113 | 87.0197 | 86.2767 | 85.5765 | 84.9141 | 84.2853 | 83.6866 | 83.115 | 82.5681 | 82.0435 | 81.5394 | 81.054 | 80.586 | 80.134 | 79.6968 | 79.2733 | 78.8628 | 78.4642 | 78.077
RA3OfndClass6 | R&D | Advanced | 30 | OffShoreWind | Class6 | Offshore Wind - Class 6 | 97.8763 | 98.3088 | 90.3377 | 82.0144 | 78.5477 | 75.5423 | 72.8864 | 70.5051 | 68.3458 | 66.37 | 64.9478 | 63.6325 | 62.4091 | 61.2655 | 60.1917 | 59.1797 | 58.2226 | 57.3149 | 56.4515 | 55.6283 | 54.8418 | 54.0888 | 53.3666 | 52.6726 | 52.0049 | 51.3615 | 50.7406 | 50.1408 | 49.5607 | 48.999
RM3OfndClass6 | R&D | Moderate | 30 | OffShoreWind | Class6 | Offshore Wind - Class 6 | 106.114 | 107.8148 | 99.982 | 91.4922 | 88.2798 | 85.4863 | 83.0097 | 80.7816 | 78.7543 | 76.8927 | 75.5225 | 74.2534 | 73.071 | 71.9639 | 70.923 | 69.9404 | 69.0097 | 68.1257 | 67.2836 | 66.4797 | 65.7103 | 64.9727 | 64.2642 | 63.5825 | 62.9256 | 62.2917 | 61.6792 | 61.0867 | 60.5128 | 59.9564
RC3OfndClass6 | R&D | Conservative | 30 | OffShoreWind | Class6 | Offshore Wind - Class 6 | 123.1768 | 128.3499 | 121.4338 | 113.0548 | 110.8436 | 108.9204 | 107.2135 | 105.6753 | 104.2726 | 102.9812 | 101.9135 | 100.9215 | 99.9945 | 99.1238 | 98.3026 | 97.5251 | 96.7865 | 96.0827 | 95.4104 | 94.7666 | 94.1488 | 93.5546 | 92.9823 | 92.43 | 91.8963 | 91.3798 | 90.8793 | 90.3938 | 89.9222 | 89.4637
RA3OfndClass7 | R&D | Advanced | 30 | OffShoreWind | Class7 | Offshore Wind - Class 7 | 125.2613 | 126.129 | 115.4731 | 104.0596 | 99.3998 | 95.3541 | 91.7752 | 88.5643 | 85.6518 | 82.9865 | 81.1575 | 79.4647 | 77.8887 | 76.4144 | 75.0292 | 73.7228 | 72.4866 | 71.3134 | 70.1971 | 69.1323 | 68.1144 | 67.1396 | 66.2042 | 65.3052 | 64.4399 | 63.6059 | 62.801 | 62.0232 | 61.2708 | 60.5423
RM3OfndClass7 | R&D | Moderate | 30 | OffShoreWind | Class7 | Offshore Wind - Class 7 | 135.9352 | 138.5556 | 128.0951 | 116.4195 | 112.1003 | 108.3355 | 104.991 | 101.9776 | 99.2322 | 96.7089 | 94.9327 | 93.2857 | 91.7497 | 90.3102 | 88.9553 | 87.6752 | 86.4619 | 85.3084 | 84.2089 | 83.1583 | 82.1524 | 81.1874 | 80.2599 | 79.367 | 78.5061 | 77.6751 | 76.8717 | 76.0941 | 75.3408 | 74.6101
RC3OfndClass7 | R&D | Conservative | 30 | OffShoreWind | Class7 | Offshore Wind - Class 7 | 158.0947 | 165.5084 | 156.3275 | 144.7383 | 141.7977 | 139.2317 | 136.9475 | 134.8831 | 132.9956 | 131.2535 | 129.847 | 128.5381 | 127.3131 | 126.1608 | 125.0724 | 124.0405 | 123.0589 | 122.1224 | 121.2267 | 120.3678 | 119.5426 | 118.7482 | 117.9821 | 117.2421 | 116.5262 | 115.8327 | 115.1601 | 114.507 | 113.872 | 113.2542
RA3OfndClass8 | R&D | Advanced | 30 | OffShoreWind | Class8 | Offshore Wind - Class 8 | 77.403 | 79.7183 | 73.4787 | 66.3972 | 64.0142 | 61.9467 | 60.1159 | 58.4701 | 56.9731 | 55.5986 | 54.5867 | 53.6495 | 52.7765 | 51.9592 | 51.1905 | 50.4648 | 49.7775 | 49.1244 | 48.5023 | 47.9081 | 47.3395 | 46.7942 | 46.2703 | 45.7662 | 45.2803 | 44.8113 | 44.358 | 43.9195 | 43.4946 | 43.0827
RM3OfndClass8 | R&D | Moderate | 30 | OffShoreWind | Class8 | Offshore Wind - Class 8 | 83.4207 | 86.7599 | 80.5908 | 73.3125 | 71.1231 | 69.2214 | 67.5351 | 66.0166 | 64.6329 | 63.36 | 62.4016 | 61.5132 | 60.6849 | 59.9086 | 59.1778 | 58.4874 | 57.8327 | 57.2101 | 56.6164 | 56.0489 | 55.5052 | 54.9833 | 54.4814 | 53.9979 | 53.5315 | 53.0809 | 52.6449 | 52.2227 | 51.8133 | 51.4159
RC3OfndClass8 | R&D | Conservative | 30 | OffShoreWind | Class8 | Offshore Wind - Class 8 | 94.9987 | 100.8515 | 95.2179 | 87.838 | 86.3135 | 84.9955 | 83.8309 | 82.7851 | 81.834 | 80.9603 | 80.2265 | 79.5456 | 78.9101 | 78.3138 | 77.7518 | 77.22 | 76.7152 | 76.2345 | 75.7754 | 75.336 | 74.9144 | 74.5092 | 74.1189 | 73.7424 | 73.3786 | 73.0266 | 72.6855 | 72.3547 | 72.0334 | 71.7211
RA3OfndClass9 | R&D | Advanced | 30 | OffShoreWind | Class9 | Offshore Wind - Class 9 | 80.6543 | 82.9858 | 76.4792 | 69.147 | 66.6536 | 64.4898 | 62.5734 | 60.8504 | 59.2829 | 57.8436 | 56.7882 | 55.8107 | 54.9001 | 54.0474 | 53.2455 | 52.4883 | 51.7711 | 51.0897 | 50.4404 | 49.8204 | 49.2269 | 48.6578 | 48.1109 | 47.5847 | 47.0774 | 46.5879 | 46.1147 | 45.6568 | 45.2133 | 44.7832
RM3OfndClass9 | R&D | Moderate | 30 | OffShoreWind | Class9 | Offshore Wind - Class 9 | 86.9306 | 90.3258 | 83.8943 | 76.3636 | 74.073 | 72.0828 | 70.3176 | 68.7278 | 67.2788 | 65.9456 | 64.9455 | 64.0183 | 63.1538 | 62.3435 | 61.5807 | 60.8599 | 60.1764 | 59.5263 | 58.9063 | 58.3136 | 57.7458 | 57.2007 | 56.6764 | 56.1714 | 55.6841 | 55.2133 | 54.7578 | 54.3167 | 53.8889 | 53.4736
RC3OfndClass9 | R&D | Conservative | 30 | OffShoreWind | Class9 | Offshore Wind - Class 9 | 99.0082 | 105.0188 | 99.151 | 91.5297 | 89.9366 | 88.5588 | 87.3412 | 86.2474 | 85.2525 | 84.3383 | 83.5719 | 82.8607 | 82.1968 | 81.5737 | 80.9865 | 80.4308 | 79.9031 | 79.4006 | 78.9207 | 78.4613 | 78.0205 | 77.5967 | 77.1885 | 76.7947 | 76.4141 | 76.0459 | 75.6891 | 75.3429 | 75.0067 | 74.6798
RA3OfndClass0 | R&D | Advanced | 30 | OffShoreWind | Class10 | Offshore Wind - Class 10 | 84.2225 | 86.6491 | 79.8521 | 72.1809 | 69.5691 | 67.3018 | 65.2933 | 63.4871 | 61.8438 | 60.3346 | 59.2312 | 58.2091 | 57.2568 | 56.365 | 55.5263 | 54.7344 | 53.9841 | 53.2712 | 52.592 | 51.9433 | 51.3224 | 50.7269 | 50.1547 | 49.604 | 49.0732 | 48.5609 | 48.0657 | 47.5865 | 47.1223 | 46.6722
RM3OfndClass0 | R&D | Moderate | 30 | OffShoreWind | Class10 | Offshore Wind - Class 10 | 90.7746 | 94.3147 | 87.5987 | 79.7206 | 77.3219 | 75.2371 | 73.3874 | 71.7211 | 70.2021 | 68.8043 | 67.7585 | 66.7889 | 65.8846 | 65.0371 | 64.2391 | 63.485 | 62.7698 | 62.0896 | 61.4408 | 60.8206 | 60.2263 | 59.6557 | 59.107 | 58.5783 | 58.0683 | 57.5754 | 57.0986 | 56.6367 | 56.1888 | 55.754
RC3OfndClass0 | R&D | Conservative | 30 | OffShoreWind | Class10 | Offshore Wind - Class 10 | 103.3851 | 109.6635 | 103.5427 | 95.5725 | 93.9066 | 92.4654 | 91.1914 | 90.0467 | 89.0051 | 88.0479 | 87.2465 | 86.5027 | 85.8082 | 85.1564 | 84.542 | 83.9606 | 83.4085 | 82.8826 | 82.3803 | 81.8994 | 81.4379 | 80.9942 | 80.5669 | 80.1545 | 79.756 | 79.3703 | 78.9966 | 78.634 | 78.2819 | 77.9395
RA3OfndClass1 | R&D | Advanced | 30 | OffShoreWind | Class11 | Offshore Wind - Class 11 | 91.6052 | 94.0292 | 86.6665 | 78.4861 | 75.6385 | 73.1661 | 70.9755 | 69.0052 | 67.2125 | 65.566 | 64.3647 | 63.252 | 62.2152 | 61.2442 | 60.3309 | 59.4686 | 58.6516 | 57.8752 | 57.1355 | 56.429 | 55.7527 | 55.104 | 54.4808 | 53.881 | 53.3028 | 52.7447 | 52.2052 | 51.6832 | 51.1776 | 50.6872
RM3OfndClass1 | R&D | Moderate | 30 | OffShoreWind | Class11 | Offshore Wind - Class 11 | 98.7309 | 102.3491 | 95.0781 | 86.6906 | 84.0759 | 81.8027 | 79.7856 | 77.9681 | 76.311 | 74.786 | 73.6474 | 72.5917 | 71.607 | 70.684 | 69.8149 | 68.9935 | 68.2146 | 67.4736 | 66.7669 | 66.0912 | 65.4438 | 64.8222 | 64.2243 | 63.6483 | 63.0925 | 62.5554 | 62.0358 | 61.5325 | 61.0444 | 60.5706
RC3OfndClass1 | R&D | Conservative | 30 | OffShoreWind | Class11 | Offshore Wind - Class 11 | 112.4473 | 119.0115 | 112.3952 | 103.9457 | 102.1317 | 100.562 | 99.174 | 97.9267 | 96.7916 | 95.7482 | 94.8756 | 94.0656 | 93.3093 | 92.5994 | 91.9302 | 91.2968 | 90.6952 | 90.1223 | 89.575 | 89.0509 | 88.5481 | 88.0645 | 87.5987 | 87.1493 | 86.7149 | 86.2945 | 85.8871 | 85.4918 | 85.1079 | 84.7345
RA3OfndClass2 | R&D | Advanced | 30 | OffShoreWind | Class12 | Offshore Wind - Class 12 | 100.722 | 103.1903 | 95.0628 | 86.1681 | 83.0045 | 80.2562 | 77.8202 | 75.6284 | 73.6335 | 71.801 | 70.4777 | 69.2517 | 68.1091 | 67.0388 | 66.0319 | 65.0811 | 64.1801 | 63.3237 | 62.5077 | 61.7282 | 60.9819 | 60.2661 | 59.5782 | 58.9161 | 58.2778 | 57.6616 | 57.0659 | 56.4895 | 55.931 | 55.3894
RM3OfndClass2 | R&D | Moderate | 30 | OffShoreWind | Class12 | Offshore Wind - Class 12 | 109.6867 | 113.4156 | 105.3537 | 96.2134 | 93.2792 | 90.7261 | 88.4589 | 86.4147 | 84.55 | 82.833 | 81.5629 | 80.3849 | 79.2858 | 78.2553 | 77.2847 | 76.3671 | 75.4968 | 74.6686 | 73.8786 | 73.1231 | 72.3991 | 71.7038 | 71.035 | 70.3905 | 69.7685 | 69.1674 | 68.5858 | 68.0223 | 67.4757 | 66.9451
RC3OfndClass2 | R&D | Conservative | 30 | OffShoreWind | Class12 | Offshore Wind - Class 12 | 124.9443 | 131.9309 | 124.6205 | 115.4641 | 113.4363 | 111.6801 | 110.1259 | 108.7282 | 107.4554 | 106.2846 | 105.31 | 104.405 | 103.5595 | 102.7657 | 102.0171 | 101.3084 | 100.6351 | 99.9935 | 99.3806 | 98.7935 | 98.2299 | 97.6879 | 97.1656 | 96.6615 | 96.1742 | 95.7025 | 95.2452 | 94.8015 | 94.3703 | 93.951
RA3OfndClass3 | R&D | Advanced | 30 | OffShoreWind | Class13 | Offshore Wind - Class 13 | 130.6931 | 133.3189 | 122.6235 | 111.1376 | 106.8469 | 103.1097 | 99.7903 | 96.7991 | 94.0733 | 91.5673 | 89.8299 | 88.2184 | 86.7151 | 85.3058 | 83.9787 | 82.7246 | 81.5353 | 80.4042 | 79.3257 | 78.2949 | 77.3075 | 76.3599 | 75.4489 | 74.5716 | 73.7256 | 72.9085 | 72.1186 | 71.3538 | 70.6127 | 69.8937
RM3OfndClass3 | R&D | Moderate | 30 | OffShoreWind | Class13 | Offshore Wind - Class 13 | 140.9429 | 145.2904 | 134.7681 | 123.0494 | 119.1163 | 115.6836 | 112.6275 | 109.8661 | 107.3427 | 105.0156 | 103.3587 | 101.82 | 100.3828 | 99.0338 | 97.7621 | 96.5587 | 95.4161 | 94.3281 | 93.2893 | 92.2951 | 91.3417 | 90.4255 | 89.5436 | 88.6932 | 87.8721 | 87.0781 | 86.3094 | 85.5643 | 84.8414 | 84.1391
RC3OfndClass3 | R&D | Conservative | 30 | OffShoreWind | Class13 | Offshore Wind - Class 13 | 160.723 | 169.3694 | 159.9174 | 148.2851 | 145.6026 | 143.2719 | 141.2031 | 139.3375 | 137.6341 | 136.0636 | 134.7811 | 133.5883 | 132.4725 | 131.4234 | 130.4327 | 129.4935 | 128.6002 | 127.748 | 126.9328 | 126.1511 | 125.3999 | 124.6767 | 123.979 | 123.305 | 122.6528 | 122.0209 | 121.4078 | 120.8123 | 120.2332 | 119.6695
RA3OfndClass4 | R&D | Advanced | 30 | OffShoreWind | Class14 | Offshore Wind - Class 14 | 156.758 | 160.6355 | 147.2454 | 132.391 | 127.019 | 122.3335 | 118.1678 | 114.4116 | 110.9875 | 107.8391 | 105.7407 | 103.793 | 101.9747 | 100.2689 | 98.6618 | 97.1419 | 95.7 | 94.3279 | 93.019 | 91.7674 | 90.5681 | 89.4167 | 88.3094 | 87.2428 | 86.2139 | 85.22 | 84.2588 | 83.3281 | 82.426 | 81.5507
RM3OfndClass4 | R&D | Moderate | 30 | OffShoreWind | Class14 | Offshore Wind - Class 14 | 169.2065 | 175.3127 | 162.1431 | 146.9335 | 142.008 | 137.7 | 133.8581 | 130.382 | 127.2017 | 124.2665 | 122.2519 | 120.3793 | 118.6287 | 116.984 | 115.4323 | 113.9627 | 112.5664 | 111.2359 | 109.9648 | 108.7475 | 107.5794 | 106.4563 | 105.3746 | 104.3312 | 103.3232 | 102.3481 | 101.4036 | 100.4878 | 99.5989 | 98.7352
RC3OfndClass4 | R&D | Conservative | 30 | OffShoreWind | Class14 | Offshore Wind - Class 14 | 193.2742 | 204.935 | 193.1417 | 177.9295 | 174.601 | 171.7017 | 169.122 | 166.7903 | 164.6568 | 162.6858 | 161.1064 | 159.6357 | 158.2582 | 156.9615 | 155.7355 | 154.5719 | 153.464 | 152.4058 | 151.3926 | 150.4201 | 149.4846 | 148.5831 | 147.7127 | 146.8711 | 146.056 | 145.2656 | 144.4982 | 143.7522 | 143.0262 | 142.3191
RA3UtPVClass1 | R&D | Advanced | 30 | UtilityPV | Class1 | Utility PV - Class 1 | 35.3069 | 36.4817 | 34.7005 | 32.9554 | 31.2452 | 29.5689 | 27.9255 | 26.3138 | 24.7331 | 23.1823 | 21.6606 | 20.1672 | 18.7012 | 17.262 | 15.8487 | 15.6251 | 15.4031 | 15.1828 | 14.9641 | 14.7469 | 14.5314 | 14.3173 | 14.1048 | 13.8939 | 13.6844 | 13.4764 | 13.2698 | 13.0648 | 12.8611 | 12.6589
RM3UtPVClass1 | R&D | Moderate | 30 | UtilityPV | Class1 | Utility PV - Class 1 | 35.3069 | 36.6379 | 35.3809 | 34.1385 | 32.9106 | 31.6968 | 30.4969 | 29.3107 | 28.1378 | 26.9781 | 25.8314 | 24.6973 | 23.5758 | 22.4665 | 21.3693 | 20.9905 | 20.6145 | 20.2412 | 19.8707 | 19.5029 | 19.1378 | 18.7753 | 18.4155 | 18.0582 | 17.7036 | 17.3514 | 17.0018 | 16.6546 | 16.31 | 15.9677
RC3UtPVClass1 | R&D | Conservative | 30 | UtilityPV | Class1 | Utility PV - Class 1 | 35.3069 | 36.8452 | 36.3111 | 35.7773 | 35.2437 | 34.7104 | 34.1773 | 33.6444 | 33.1117 | 32.5793 | 32.0471 | 31.5151 | 30.9833 | 30.4517 | 29.9203 | 29.315 | 28.716 | 28.1232 | 27.5366 | 26.956 | 26.3813 | 25.8125 | 25.2495 | 24.6921 | 24.1403 | 23.5941 | 23.0532 | 22.5178 | 21.9875 | 21.4625
RA3UtPVClass2 | R&D | Advanced | 30 | UtilityPV | Class2 | Utility PV - Class 2 | 36.4955 | 37.7135 | 35.8756 | 34.0746 | 32.3093 | 30.5786 | 28.8816 | 27.2171 | 25.5842 | 23.9821 | 22.4097 | 20.8663 | 19.351 | 17.8631 | 16.4019 | 16.1691 | 15.9381 | 15.7088 | 15.4813 | 15.2554 | 15.0311 | 14.8086 | 14.5876 | 14.3683 | 14.1505 | 13.9344 | 13.7197 | 13.5067 | 13.2951 | 13.0851
RM3UtPVClass2 | R&D | Moderate | 30 | UtilityPV | Class2 | Utility PV - Class 2 | 36.4955 | 37.8741 | 36.5773 | 35.2954 | 34.0282 | 32.7754 | 31.5369 | 30.3122 | 29.1012 | 27.9037 | 26.7193 | 25.5479 | 24.3893 | 23.2432 | 22.1095 | 21.7179 | 21.3292 | 20.9434 | 20.5604 | 20.1802 | 19.8028 | 19.4281 | 19.056 | 18.6867 | 18.32 | 17.9559 | 17.5944 | 17.2354 | 16.879 | 16.525
RC3UtPVClass2 | R&D | Conservative | 30 | UtilityPV | Class2 | Utility PV - Class 2 | 36.4955 | 38.0857 | 37.5336 | 36.9818 | 36.4303 | 35.879 | 35.3279 | 34.7771 | 34.2265 | 33.6762 | 33.126 | 32.5761 | 32.0264 | 31.4769 | 30.9276 | 30.304 | 29.6867 | 29.0758 | 28.4712 | 27.8727 | 27.2802 | 26.6937 | 26.1131 | 25.5382 | 24.9691 | 24.4055 | 23.8475 | 23.295 | 22.7478 | 22.2059
RA3UtPVClass3 | R&D | Advanced | 30 | UtilityPV | Class3 | Utility PV - Class 3 | 38.322 | 39.5822 | 37.6358 | 35.7301 | 33.8639 | 32.036 | 30.2451 | 28.49 | 26.7697 | 25.0831 | 23.4292 | 21.8071 | 20.2158 | 18.6543 | 17.122 | 16.8859 | 16.6515 | 16.4186 | 16.1872 | 15.9574 | 15.7291 | 15.5023 | 15.2769 | 15.0531 | 14.8307 | 14.6097 | 14.3902 | 14.172 | 13.9553 | 13.74
RM3UtPVClass3 | R&D | Moderate | 30 | UtilityPV | Class3 | Utility PV - Class 3 | 38.322 | 39.7567 | 38.3831 | 37.0262 | 35.6857 | 34.3613 | 33.0527 | 31.7595 | 30.4816 | 29.2186 | 27.9702 | 26.7363 | 25.5164 | 24.3105 | 23.1182 | 22.7061 | 22.2972 | 21.8914 | 21.4887 | 21.0889 | 20.6922 | 20.2984 | 19.9075 | 19.5195 | 19.1344 | 18.7521 | 18.3726 | 17.9959 | 17.6219 | 17.2506
RC3UtPVClass3 | R&D | Conservative | 30 | UtilityPV | Class3 | Utility PV - Class 3 | 38.322 | 39.9918 | 39.4121 | 38.8326 | 38.2535 | 37.6746 | 37.096 | 36.5176 | 35.9394 | 35.3615 | 34.7839 | 34.2065 | 33.6292 | 33.0523 | 32.4755 | 31.811 | 31.1537 | 30.5036 | 29.8605 | 29.2243 | 28.5949 | 27.9722 | 27.3561 | 26.7464 | 26.1431 | 25.5461 | 24.9553 | 24.3706 | 23.7919 | 23.219
RA3UtPVClass4 | R&D | Advanced | 30 | UtilityPV | Class4 | Utility PV - Class 4 | 40.2516 | 41.5593 | 39.5007 | 37.4869 | 35.5161 | 33.5871 | 31.6985 | 29.849 | 28.0373 | 26.2623 | 24.5228 | 22.8178 | 21.1462 | 19.507 | 17.8993 | 17.6583 | 17.4188 | 17.1808 | 16.9441 | 16.7089 | 16.4751 | 16.2427 | 16.0116 | 15.7819 | 15.5536 | 15.3266 | 15.1009 | 14.8766 | 14.6535 | 14.4318
RM3UtPVClass4 | R&D | Moderate | 30 | UtilityPV | Class4 | Utility PV - Class 4 | 40.2516 | 41.7477 | 40.295 | 38.8607 | 37.4445 | 36.046 | 34.6647 | 33.3005 | 31.953 | 30.6218 | 29.3067 | 28.0074 | 26.7235 | 25.4548 | 24.2009 | 23.7673 | 23.3371 | 22.9101 | 22.4865 | 22.0662 | 21.649 | 21.2351 | 20.8242 | 20.4165 | 20.0119 | 19.6103 | 19.2117 | 18.8161 | 18.4235 | 18.0337
RC3UtPVClass4 | R&D | Conservative | 30 | UtilityPV | Class4 | Utility PV - Class 4 | 40.2516 | 42.0054 | 41.3965 | 40.7879 | 40.1796 | 39.5715 | 38.9637 | 38.3562 | 37.749 | 37.142 | 36.5353 | 35.9287 | 35.3225 | 34.7164 | 34.1106 | 33.4046 | 32.7066 | 32.0166 | 31.3343 | 30.6596 | 29.9924 | 29.3327 | 28.6802 | 28.0349 | 27.3965 | 26.7651 | 26.1405 | 25.5226 | 24.9113 | 24.3065
RA3UtPVClass5 | R&D | Advanced | 30 | UtilityPV | Class5 | Utility PV - Class 5 | 42.3753 | 43.741 | 41.5641 | 39.4356 | 37.3536 | 35.3166 | 33.3232 | 31.3719 | 29.4614 | 27.5903 | 25.7575 | 23.9617 | 22.2019 | 20.4768 | 18.7855 | 18.5366 | 18.2891 | 18.0429 | 17.7982 | 17.5548 | 17.3127 | 17.072 | 16.8326 | 16.5946 | 16.3578 | 16.1223 | 15.8882 | 15.6552 | 15.4236 | 15.1932
RM3UtPVClass5 | R&D | Moderate | 30 | UtilityPV | Class5 | Utility PV - Class 5 | 42.3753 | 43.9438 | 42.4085 | 40.893 | 39.397 | 37.9202 | 36.462 | 35.0222 | 33.6004 | 32.1962 | 30.8094 | 29.4395 | 28.0863 | 26.7494 | 25.4286 | 24.9709 | 24.5169 | 24.0665 | 23.6196 | 23.1762 | 22.7363 | 22.2998 | 21.8667 | 21.437 | 21.0105 | 20.5874 | 20.1674 | 19.7507 | 19.3371 | 18.9266
RC3UtPVClass5 | R&D | Conservative | 30 | UtilityPV | Class5 | Utility PV - Class 5 | 42.3753 | 44.2216 | 43.5806 | 42.9399 | 42.2995 | 41.6594 | 41.0195 | 40.38 | 39.7407 | 39.1017 | 38.4629 | 37.8244 | 37.1861 | 36.5481 | 35.9103 | 35.1622 | 34.4227 | 33.6919 | 32.9694 | 32.2553 | 31.5492 | 30.8512 | 30.1611 | 29.4786 | 28.8038 | 28.1365 | 27.4765 | 26.8238 | 26.1781 | 25.5395
RA3UtPVClass6 | R&D | Advanced | 30 | UtilityPV | Class6 | Utility PV - Class 6 | 44.6979 | 46.1258 | 43.8185 | 41.5635 | 39.3591 | 37.2034 | 35.0948 | 33.0318 | 31.0129 | 29.0366 | 27.1015 | 25.2064 | 23.35 | 21.5312 | 19.7487 | 19.4915 | 19.2357 | 18.9811 | 18.7279 | 18.476 | 18.2254 | 17.976 | 17.728 | 17.4811 | 17.2355 | 16.9912 | 16.7481 | 16.5062 | 16.2655 | 16.0259
RM3UtPVClass6 | R&D | Moderate | 30 | UtilityPV | Class6 | Utility PV - Class 6 | 44.6979 | 46.3449 | 44.7185 | 43.1137 | 41.5301 | 39.9671 | 38.4244 | 36.9016 | 35.3982 | 33.914 | 32.4485 | 31.0013 | 29.5721 | 28.1606 | 26.7664 | 26.2823 | 25.8022 | 25.3259 | 24.8534 | 24.3848 | 23.9199 | 23.4587 | 23.0011 | 22.5472 | 22.0968 | 21.6499 | 21.2066 | 20.7667 | 20.3301 | 19.897
RC3UtPVClass6 | R&D | Conservative | 30 | UtilityPV | Class6 | Utility PV - Class 6 | 44.6979 | 46.6454 | 45.9693 | 45.2934 | 44.6179 | 43.9427 | 43.2678 | 42.5932 | 41.9189 | 41.2448 | 40.5711 | 39.8976 | 39.2243 | 38.5513 | 37.8786 | 37.0838 | 36.2986 | 35.5226 | 34.7559 | 33.9981 | 33.2492 | 32.509 | 31.7774 | 31.0541 | 30.3391 | 29.6322 | 28.9333 | 28.2423 | 27.5589 | 26.8832
RA3UtPVClass7 | R&D | Advanced | 30 | UtilityPV | Class7 | Utility PV - Class 7 | 47.1285 | 48.6214 | 46.1776 | 43.7904 | 41.4578 | 39.1778 | 36.9488 | 34.7689 | 32.6365 | 30.5501 | 28.5081 | 26.5091 | 24.5517 | 22.6347 | 20.7567 | 20.4909 | 20.2263 | 19.963 | 19.7009 | 19.4401 | 19.1805 | 18.9221 | 18.6649 | 18.4089 | 18.154 | 17.9004 | 17.6479 | 17.3966 | 17.1464 | 16.8974
RM3UtPVClass7 | R&D | Moderate | 30 | UtilityPV | Class7 | Utility PV - Class 7 | 47.1285 | 48.8562 | 47.1333 | 45.4338 | 43.7573 | 42.1032 | 40.4712 | 38.8607 | 37.2714 | 35.7028 | 34.1544 | 32.6259 | 31.117 | 29.6271 | 28.156 | 27.6451 | 27.1385 | 26.636 | 26.1376 | 25.6433 | 25.153 | 24.6667 | 24.1842 | 23.7056 | 23.2308 | 22.7598 | 22.2926 | 21.829 | 21.369 | 20.9126
RC3UtPVClass7 | R&D | Conservative | 30 | UtilityPV | Class7 | Utility PV - Class 7 | 47.1285 | 49.1819 | 48.469 | 47.7564 | 47.0442 | 46.3323 | 45.6207 | 44.9094 | 44.1984 | 43.4877 | 42.7773 | 42.0671 | 41.3573 | 40.6477 | 39.9384 | 39.0938 | 38.2596 | 37.4355 | 36.6215 | 35.8173 | 35.0227 | 34.2377 | 33.4619 | 32.6953 | 31.9376 | 31.1888 | 30.4487 | 29.717 | 28.9938 | 28.2788
RA3UtPVClass8 | R&D | Advanced | 30 | UtilityPV | Class8 | Utility PV - Class 8 | 49.0176 | 50.5701 | 48.0281 | 45.545 | 43.1187 | 40.7472 | 38.4287 | 36.1613 | 33.9434 | 31.7733 | 29.6494 | 27.5703 | 25.5344 | 23.5406 | 21.5874 | 21.311 | 21.036 | 20.7622 | 20.4897 | 20.2185 | 19.9486 | 19.6799 | 19.4125 | 19.1463 | 18.8813 | 18.6176 | 18.3551 | 18.0938 | 17.8337 | 17.5747
RM3UtPVClass8 | R&D | Moderate | 30 | UtilityPV | Class8 | Utility PV - Class 8 | 49.0176 | 50.8125 | 49.0186 | 47.2493 | 45.5041 | 43.7823 | 42.0836 | 40.4075 | 38.7535 | 37.1211 | 35.51 | 33.9197 | 32.3497 | 30.7998 | 29.2694 | 28.7393 | 28.2135 | 27.692 | 27.1747 | 26.6616 | 26.1526 | 25.6477 | 25.1469 | 24.65 | 24.157 | 23.6679 | 23.1827 | 22.7012 | 22.2235 | 21.7495
RC3UtPVClass8 | R&D | Conservative | 30 | UtilityPV | Class8 | Utility PV - Class 8 | 49.0176 | 51.1533 | 50.4118 | 49.6707 | 48.9299 | 48.1894 | 47.4493 | 46.7095 | 45.97 | 45.2308 | 44.4919 | 43.7533 | 43.015 | 42.277 | 41.5392 | 40.6593 | 39.7902 | 38.9317 | 38.0838 | 37.2462 | 36.4186 | 35.601 | 34.7932 | 33.9949 | 33.206 | 32.4264 | 31.6558 | 30.8942 | 30.1413 | 29.3971
RA3UtPVClass9 | R&D | Advanced | 30 | UtilityPV | Class9 | Utility PV - Class 9 | 51.5199 | 53.1438 | 50.4652 | 47.8493 | 45.294 | 42.7972 | 40.3567 | 37.9707 | 35.6373 | 33.3548 | 31.1214 | 28.9356 | 26.7959 | 24.7007 | 22.6488 | 22.3615 | 22.0756 | 21.791 | 21.5076 | 21.2255 | 20.9447 | 20.6651 | 20.3867 | 20.1095 | 19.8336 | 19.5589 | 19.2854 | 19.013 | 18.7419 | 18.4719
RM3UtPVClass9 | R&D | Moderate | 30 | UtilityPV | Class9 | Utility PV - Class 9 | 51.5199 | 53.4006 | 51.5098 | 49.6453 | 47.8065 | 45.9929 | 44.204 | 42.4391 | 40.6979 | 38.9798 | 37.2844 | 35.6112 | 33.9597 | 32.3296 | 30.7204 | 30.1632 | 29.6106 | 29.0624 | 28.5188 | 27.9796 | 27.4447 | 26.9142 | 26.3879 | 25.8658 | 25.3479 | 24.834 | 24.3243 | 23.8185 | 23.3167 | 22.8189
RC3UtPVClass9 | R&D | Conservative | 30 | UtilityPV | Class9 | Utility PV - Class 9 | 51.5199 | 53.7646 | 52.9853 | 52.2063 | 51.4277 | 50.6494 | 49.8715 | 49.094 | 48.3167 | 47.5398 | 46.7632 | 45.9869 | 45.2109 | 44.4352 | 43.6598 | 42.7305 | 41.8129 | 40.9068 | 40.0119 | 39.1281 | 38.2551 | 37.3927 | 36.5408 | 35.6991 | 34.8675 | 34.0458 | 33.2338 | 32.4314 | 31.6383 | 30.8544
RA3UtPVClass0 | R&D | Advanced | 30 | UtilityPV | Class10 | Utility PV - Class 10 | 56.1649 | 57.9172 | 54.9812 | 52.1157 | 49.3182 | 46.5862 | 43.9174 | 41.3096 | 38.7607 | 36.2687 | 33.8316 | 31.4476 | 29.1149 | 26.832 | 24.5972 | 24.2916 | 23.9872 | 23.684 | 23.3821 | 23.0813 | 22.7817 | 22.4833 | 22.186 | 21.8899 | 21.595 | 21.3012 | 21.0085 | 20.717 | 20.4266 | 20.1373
RM3UtPVClass0 | R&D | Moderate | 30 | UtilityPV | Class10 | Utility PV - Class 10 | 56.1649 | 58.2052 | 56.1347 | 54.0937 | 52.0815 | 50.0976 | 48.1412 | 46.2118 | 44.3088 | 42.4317 | 40.5799 | 38.753 | 36.9503 | 35.1715 | 33.4159 | 32.8062 | 32.2016 | 31.602 | 31.0075 | 30.418 | 29.8333 | 29.2535 | 28.6784 | 28.1081 | 27.5424 | 26.9813 | 26.4248 | 25.8728 | 25.3252 | 24.7819
RC3UtPVClass0 | R&D | Conservative | 30 | UtilityPV | Class10 | Utility PV - Class 10 | 56.1649 | 58.6121 | 57.7625 | 56.9133 | 56.0644 | 55.216 | 54.368 | 53.5203 | 52.673 | 51.826 | 50.9794 | 50.1331 | 49.2871 | 48.4415 | 47.5962 | 46.5756 | 45.5682 | 44.5737 | 43.5918 | 42.6224 | 41.6651 | 40.7198 | 39.7862 | 38.8641 | 37.9533 | 37.0536 | 36.1648 | 35.2866 | 34.419 | 33.5617
RA3LandClass1 | R&D | Advanced | 30 | LandbasedWind | Class1 | Land-Based Wind - Class 1 - Technology 1 | 25.9258 | 27.713 | 25.8004 | 23.1323 | 22.2507 | 21.3926 | 20.5572 | 19.7435 | 18.951 | 18.1789 | 17.9298 | 17.6811 | 17.4327 | 17.1849 | 16.9374 | 16.6903 | 16.4437 | 16.1975 | 15.9517 | 15.7063 | 15.4614 | 15.2168 | 14.9727 | 14.729 | 14.4857 | 14.2428 | 14.0003 | 13.7582 | 13.5166 | 13.2753
RM3LandClass1 | R&D | Moderate | 30 | LandbasedWind | Class1 | Land-Based Wind - Class 1 - Technology 1 | 25.9258 | 28.0943 | 26.5234 | 24.1289 | 23.5478 | 22.9752 | 22.4111 | 21.8552 | 21.3074 | 20.7674 | 20.5636 | 20.3602 | 20.1571 | 19.9543 | 19.7518 | 19.5497 | 19.3478 | 19.1464 | 18.9452 | 18.7443 | 18.5438 | 18.3436 | 18.1437 | 17.9442 | 17.7449 | 17.546 | 17.3474 | 17.1491 | 16.9511 | 16.7535
RC3LandClass1 | R&D | Conservative | 30 | LandbasedWind | Class1 | Land-Based Wind - Class 1 - Technology 1 | 25.9258 | 28.5336 | 27.3618 | 25.2824 | 25.0691 | 24.8564 | 24.6442 | 24.4327 | 24.2217 | 24.0113 | 23.8407 | 23.6705 | 23.5007 | 23.3314 | 23.1624 | 22.9939 | 22.8258 | 22.6581 | 22.4907 | 22.3238 | 22.1573 | 21.9912 | 21.8255 | 21.6602 | 21.4953 | 21.3307 | 21.1666 | 21.0029 | 20.8395 | 20.6766
RA3LandClass2 | R&D | Advanced | 30 | LandbasedWind | Class2 | Land-Based Wind - Class 2 - Technology 1 | 27.6332 | 29.5311 | 27.4866 | 24.6383 | 23.6939 | 22.7749 | 21.8804 | 21.0097 | 20.1618 | 19.3361 | 19.073 | 18.8104 | 18.5481 | 18.2863 | 18.0248 | 17.7638 | 17.5031 | 17.2428 | 16.9829 | 16.7234 | 16.4643 | 16.2056 | 15.9472 | 15.6893 | 15.4317 | 15.1745 | 14.9177 | 14.6613 | 14.4053 | 14.1496
RM3LandClass2 | R&D | Moderate | 30 | LandbasedWind | Class2 | Land-Based Wind - Class 2 - Technology 1 | 27.6332 | 29.9445 | 28.2701 | 25.718 | 25.0986 | 24.4883 | 23.8871 | 23.2946 | 22.7106 | 22.1351 | 21.9179 | 21.7011 | 21.4846 | 21.2684 | 21.0526 | 20.8372 | 20.622 | 20.4073 | 20.1929 | 19.9788 | 19.7651 | 19.5517 | 19.3386 | 19.1259 | 18.9136 | 18.7015 | 18.4899 | 18.2785 | 18.0675 | 17.8568
RC3LandClass2 | R&D | Conservative | 30 | LandbasedWind | Class2 | Land-Based Wind - Class 2 - Technology 1 | 27.6332 | 30.4127 | 29.1638 | 26.9474 | 26.7201 | 26.4934 | 26.2673 | 26.0418 | 25.8169 | 25.5926 | 25.4108 | 25.2294 | 25.0484 | 24.8679 | 24.6879 | 24.5082 | 24.329 | 24.1503 | 23.9719 | 23.794 | 23.6165 | 23.4395 | 23.2629 | 23.0867 | 22.9109 | 22.7355 | 22.5606 | 22.3861 | 22.212 | 22.0383
RA3LandClass3 | R&D | Advanced | 30 | LandbasedWind | Class3 | Land-Based Wind - Class 3 - Technology 1 | 28.2702 | 30.2091 | 28.1152 | 25.1996 | 24.2316 | 23.2897 | 22.3731 | 21.4809 | 20.6123 | 19.7665 | 19.4984 | 19.2306 | 18.9632 | 18.6962 | 18.4296 | 18.1634 | 17.8976 | 17.6321 | 17.367 | 17.1023 | 16.8379 | 16.574 | 16.3104 | 16.0472 | 15.7843 | 15.5219 | 15.2598 | 14.9981 | 14.7367 | 14.4757
RM3LandClass3 | R&D | Moderate | 30 | LandbasedWind | Class3 | Land-Based Wind - Class 3 - Technology 1 | 28.2702 | 30.6347 | 28.9218 | 26.3107 | 25.6771 | 25.0528 | 24.4376 | 23.8315 | 23.2341 | 22.6453 | 22.4231 | 22.2013 | 21.9798 | 21.7586 | 21.5379 | 21.3174 | 21.0974 | 20.8777 | 20.6583 | 20.4393 | 20.2206 | 20.0023 | 19.7844 | 19.5668 | 19.3495 | 19.1326 | 18.916 | 18.6998 | 18.4839 | 18.2684
RC3LandClass3 | R&D | Conservative | 30 | LandbasedWind | Class3 | Land-Based Wind - Class 3 - Technology 1 | 28.2702 | 31.1137 | 29.836 | 27.5686 | 27.336 | 27.104 | 26.8727 | 26.642 | 26.4119 | 26.1825 | 25.9965 | 25.8109 | 25.6258 | 25.4411 | 25.2569 | 25.0731 | 24.8898 | 24.7069 | 24.5245 | 24.3425 | 24.1609 | 23.9798 | 23.7991 | 23.6188 | 23.439 | 23.2596 | 23.0806 | 22.9021 | 22.7239 | 22.5462
RA3LandClass4 | R&D | Advanced | 30 | LandbasedWind | Class4 | Land-Based Wind - Class 4 - Technology 1 | 29.0426 | 31.0312 | 28.8772 | 25.8798 | 24.8831 | 23.9134 | 22.9699 | 22.0517 | 21.1578 | 20.2876 | 20.0133 | 19.7394 | 19.4659 | 19.1927 | 18.9199 | 18.6475 | 18.3754 | 18.1037 | 17.8323 | 17.5613 | 17.2907 | 17.0205 | 16.7506 | 16.481 | 16.2118 | 15.943 | 15.6745 | 15.4064 | 15.1387 | 14.8713
RM3LandClass4 | R&D | Moderate | 30 | LandbasedWind | Class4 | Land-Based Wind - Class 4 - Technology 1 | 29.0426 | 31.4717 | 29.712 | 27.0296 | 26.3786 | 25.7373 | 25.1053 | 24.4826 | 23.8689 | 23.264 | 23.0357 | 22.8078 | 22.5803 | 22.3531 | 22.1263 | 21.8999 | 21.6738 | 21.4481 | 21.2227 | 20.9978 | 20.7731 | 20.5489 | 20.3249 | 20.1014 | 19.8782 | 19.6554 | 19.4329 | 19.2107 | 18.989 | 18.7675
RC3LandClass4 | R&D | Conservative | 30 | LandbasedWind | Class4 | Land-Based Wind - Class 4 - Technology 1 | 29.0426 | 31.9638 | 30.6512 | 28.3218 | 28.0829 | 27.8446 | 27.6069 | 27.3699 | 27.1336 | 26.8979 | 26.7068 | 26.5161 | 26.326 | 26.1362 | 25.947 | 25.7582 | 25.5699 | 25.382 | 25.1945 | 25.0076 | 24.821 | 24.635 | 24.4493 | 24.2641 | 24.0794 | 23.8951 | 23.7112 | 23.5278 | 23.3448 | 23.1623
RA3LandClass5 | R&D | Advanced | 30 | LandbasedWind | Class5 | Land-Based Wind - Class 5 - Technology 1 | 30.0271 | 32.0787 | 29.848 | 26.7462 | 25.7127 | 24.7074 | 23.7295 | 22.7779 | 21.8518 | 20.9503 | 20.6683 | 20.3867 | 20.1054 | 19.8244 | 19.5438 | 19.2635 | 18.9836 | 18.704 | 18.4247 | 18.1458 | 17.8673 | 17.589 | 17.3111 | 17.0336 | 16.7564 | 16.4795 | 16.203 | 15.9268 | 15.6509 | 15.3754
RM3LandClass5 | R&D | Moderate | 30 | LandbasedWind | Class5 | Land-Based Wind - Class 5 - Technology 1 | 30.0271 | 32.5386 | 30.7192 | 27.9459 | 27.2728 | 26.6097 | 25.9564 | 25.3125 | 24.678 | 24.0526 | 23.8166 | 23.581 | 23.3457 | 23.1109 | 22.8764 | 22.6423 | 22.4085 | 22.1752 | 21.9422 | 21.7095 | 21.4773 | 21.2454 | 21.0139 | 20.7828 | 20.552 | 20.3216 | 20.0916 | 19.862 | 19.6327 | 19.4037
RC3LandClass5 | R&D | Conservative | 30 | LandbasedWind | Class5 | Land-Based Wind - Class 5 - Technology 1 | 30.0271 | 33.0473 | 31.6903 | 29.2819 | 29.0348 | 28.7885 | 28.5428 | 28.2977 | 28.0534 | 27.8097 | 27.6121 | 27.415 | 27.2184 | 27.0222 | 26.8265 | 26.6314 | 26.4366 | 26.2424 | 26.0486 | 25.8553 | 25.6624 | 25.47 | 25.2781 | 25.0866 | 24.8956 | 24.7051 | 24.515 | 24.3253 | 24.1362 | 23.9474
RA3LandClass6 | R&D | Advanced | 30 | LandbasedWind | Class6 | Land-Based Wind - Class 6 - Technology 1 | 31.6986 | 33.8565 | 31.4949 | 28.2156 | 27.1192 | 26.0531 | 25.0163 | 24.0078 | 23.0267 | 22.072 | 21.777 | 21.4824 | 21.1882 | 20.8942 | 20.6005 | 20.3071 | 20.014 | 19.7212 | 19.4288 | 19.1366 | 18.8447 | 18.5531 | 18.2619 | 17.9709 | 17.6802 | 17.3898 | 17.0997 | 16.8099 | 16.5204 | 16.2312
RM3LandClass6 | R&D | Moderate | 30 | LandbasedWind | Class6 | Land-Based Wind - Class 6 - Technology 1 | 31.6986 | 34.3499 | 32.4292 | 29.5015 | 28.791 | 28.091 | 27.4013 | 26.7216 | 26.0518 | 25.3915 | 25.1424 | 24.8937 | 24.6453 | 24.3974 | 24.1498 | 23.9027 | 23.6559 | 23.4096 | 23.1636 | 22.918 | 22.6729 | 22.4281 | 22.1837 | 21.9397 | 21.6961 | 21.4529 | 21.21 | 20.9676 | 20.7255 | 20.4839
RC3LandClass6 | R&D | Conservative | 30 | LandbasedWind | Class6 | Land-Based Wind - Class 6 - Technology 1 | 31.6986 | 34.887 | 33.4543 | 30.9119 | 30.6511 | 30.391 | 30.1316 | 29.873 | 29.615 | 29.3577 | 29.1491 | 28.9411 | 28.7335 | 28.5264 | 28.3199 | 28.1138 | 27.9083 | 27.7032 | 27.4986 | 27.2945 | 27.0909 | 26.8878 | 26.6852 | 26.4831 | 26.2815 | 26.0803 | 25.8796 | 25.6794 | 25.4797 | 25.2805
RA3LandClass7 | R&D | Advanced | 30 | LandbasedWind | Class7 | Land-Based Wind - Class 7 - Technology 1 | 34.3629 | 36.6887 | 34.117 | 30.5536 | 29.3557 | 28.1917 | 27.0602 | 25.9603 | 24.8907 | 23.8505 | 23.5356 | 23.2209 | 22.9064 | 22.5922 | 22.2782 | 21.9645 | 21.6509 | 21.3376 | 21.0246 | 20.7117 | 20.3991 | 20.0867 | 19.7745 | 19.4626 | 19.1508 | 18.8393 | 18.528 | 18.217 | 17.9061 | 17.5955
RM3LandClass7 | R&D | Moderate | 30 | LandbasedWind | Class7 | Land-Based Wind - Class 7 - Technology 1 | 34.3629 | 37.237 | 35.1549 | 31.9812 | 31.2109 | 30.4521 | 29.7044 | 28.9676 | 28.2415 | 27.5258 | 27.2557 | 26.986 | 26.7168 | 26.448 | 26.1796 | 25.9117 | 25.6442 | 25.3772 | 25.1105 | 24.8443 | 24.5785 | 24.3132 | 24.0483 | 23.7838 | 23.5197 | 23.256 | 22.9928 | 22.73 | 22.4675 | 22.2056
RC3LandClass7 | R&D | Conservative | 30 | LandbasedWind | Class7 | Land-Based Wind - Class 7 - Technology 1 | 34.3629 | 37.8193 | 36.2662 | 33.5101 | 33.2274 | 32.9454 | 32.6642 | 32.3838 | 32.1042 | 31.8253 | 31.5992 | 31.3736 | 31.1486 | 30.9241 | 30.7002 | 30.4768 | 30.254 | 30.0317 | 29.8099 | 29.5887 | 29.368 | 29.1478 | 28.9282 | 28.7091 | 28.4905 | 28.2724 | 28.0549 | 27.8378 | 27.6213 | 27.4053
RA3LandClass8 | R&D | Advanced | 30 | LandbasedWind | Class8 | Land-Based Wind - Class 8 - Technology 2 | 40.0236 | 42.7103 | 39.4935 | 35.12 | 33.5812 | 32.0873 | 30.6369 | 29.2282 | 27.8599 | 26.5304 | 26.1713 | 25.8126 | 25.4544 | 25.0967 | 24.7395 | 24.3827 | 24.0264 | 23.6706 | 23.3153 | 22.9605 | 22.6061 | 22.2522 | 21.8988 | 21.5458 | 21.1933 | 20.8413 | 20.4897 | 20.1386 | 19.788 | 19.4378
RM3LandClass8 | R&D | Moderate | 30 | LandbasedWind | Class8 | Land-Based Wind - Class 8 - Technology 2 | 40.0236 | 43.3659 | 40.7261 | 36.7964 | 35.7527 | 34.7245 | 33.7114 | 32.7131 | 31.7292 | 30.7594 | 30.4577 | 30.1565 | 29.8558 | 29.5556 | 29.2558 | 28.9566 | 28.6578 | 28.3595 | 28.0617 | 27.7643 | 27.4674 | 27.1711 | 26.8751 | 26.5797 | 26.2847 | 25.9902 | 25.6962 | 25.4026 | 25.1095 | 24.8169
RC3LandClass8 | R&D | Conservative | 30 | LandbasedWind | Class8 | Land-Based Wind - Class 8 - Technology 2 | 40.0236 | 44.1742 | 42.2683 | 38.9162 | 38.5491 | 38.183 | 37.8179 | 37.4537 | 37.0906 | 36.7284 | 36.468 | 36.2082 | 35.949 | 35.6904 | 35.4325 | 35.1752 | 34.9185 | 34.6625 | 34.407 | 34.1522 | 33.898 | 33.6444 | 33.3914 | 33.139 | 32.8872 | 32.636 | 32.3855 | 32.1355 | 31.8861 | 31.6373
RA3LandClass9 | R&D | Advanced | 30 | LandbasedWind | Class9 | Land-Based Wind - Class 9 - Technology 3 | 43.3083 | 46.1946 | 43.2302 | 39.0363 | 37.6944 | 36.3912 | 35.1251 | 33.8949 | 32.6994 | 31.5372 | 31.1117 | 30.6867 | 30.2622 | 29.8383 | 29.415 | 28.9923 | 28.5701 | 28.1485 | 27.7275 | 27.307 | 26.8871 | 26.4677 | 26.0489 | 25.6307 | 25.213 | 24.7959 | 24.3793 | 23.9633 | 23.5478 | 23.1329
RM3LandClass9 | R&D | Moderate | 30 | LandbasedWind | Class9 | Land-Based Wind - Class 9 - Technology 3 | 43.3083 | 46.8989 | 44.572 | 40.9043 | 40.1269 | 39.361 | 38.6063 | 37.8626 | 37.1297 | 36.4073 | 36.0521 | 35.6975 | 35.3435 | 34.99 | 34.6372 | 34.2848 | 33.9331 | 33.5819 | 33.2313 | 32.8812 | 32.5318 | 32.1828 | 31.8344 | 31.4866 | 31.1394 | 30.7926 | 30.4465 | 30.1009 | 29.7558 | 29.4113
RC3LandClass9 | R&D | Conservative | 30 | LandbasedWind | Class9 | Land-Based Wind - Class 9 - Technology 3 | 43.3083 | 47.4876 | 45.6971 | 42.4564 | 42.174 | 41.8923 | 41.6114 | 41.3313 | 41.0519 | 40.7733 | 40.4828 | 40.1931 | 39.9041 | 39.6157 | 39.3281 | 39.0412 | 38.7549 | 38.4694 | 38.1845 | 37.9003 | 37.6168 | 37.334 | 37.0519 | 36.7704 | 36.4897 | 36.2095 | 35.9301 | 35.6513 | 35.3732 | 35.0958
RA3LandClass0 | R&D | Advanced | 30 | LandbasedWind | Class10 | Land-Based Wind - Class 10 - Technology 4 | 66.0384 | 70.482 | 64.7552 | 57.1047 | 54.3169 | 51.6179 | 49.0045 | 46.4733 | 44.0213 | 41.6454 | 41.0803 | 40.516 | 39.9525 | 39.3897 | 38.8276 | 38.2664 | 37.7058 | 37.146 | 36.587 | 36.0287 | 35.4712 | 34.9144 | 34.3583 | 33.803 | 33.2484 | 32.6946 | 32.1415 | 31.5891 | 31.0375 | 30.4866
RM3LandClass0 | R&D | Moderate | 30 | LandbasedWind | Class10 | Land-Based Wind - Class 10 - Technology 4 | 66.0384 | 71.7649 | 67.1585 | 60.3578 | 58.5207 | 56.7108 | 54.9275 | 53.1701 | 51.4382 | 49.7312 | 49.2445 | 48.7587 | 48.2736 | 47.7893 | 47.3057 | 46.823 | 46.341 | 45.8598 | 45.3793 | 44.8997 | 44.4208 | 43.9427 | 43.4653 | 42.9887 | 42.5128 | 42.0378 | 41.5634 | 41.0899 | 40.6171 | 40.145
RC3LandClass0 | R&D | Conservative | 30 | LandbasedWind | Class10 | Land-Based Wind - Class 10 - Technology 4 | 66.0384 | 73.1689 | 69.829 | 64.0034 | 63.3287 | 62.6559 | 61.9849 | 61.3157 | 60.6484 | 59.9829 | 59.5586 | 59.1354 | 58.7132 | 58.292 | 57.8719 | 57.4527 | 57.0346 | 56.6175 | 56.2014 | 55.7863 | 55.3722 | 54.9591 | 54.547 | 54.1359 | 53.7258 | 53.3166 | 52.9084 | 52.5012 | 52.095 | 51.6897
RA3DindResid1 | R&D | Advanced | 30 | DistributedWind | ResidentialScaleClass1 | Residential DW - Class 1 | 115.3159 | 128.585 | 103.374 | 80.7593 | 71.8272 | 62.7326 | 55.0084 | 49.8953 | 44.9295 | 40.0859 | 37.8284 | 36.862 | 35.8936 | 34.9231 | 33.9506 | 32.9759 | 31.9989 | 31.0196 | 30.0378 | 29.0535 | 28.3826 | 27.71 | 27.0359 | 26.3601 | 25.6825 | 25.0031 | 24.3219 | 23.7272 | 23.5396 | 23.352
RM3DindResid1 | R&D | Moderate | 30 | DistributedWind | ResidentialScaleClass1 | Residential DW - Class 1 | 115.3159 | 140.6313 | 122.275 | 111.9374 | 102.1025 | 92.7344 | 83.8007 | 75.2718 | 67.1208 | 59.2594 | 55.6626 | 54.1315 | 52.5973 | 51.0599 | 49.5191 | 47.9748 | 46.4268 | 44.8752 | 43.3196 | 41.76 | 40.7017 | 39.6409 | 38.5775 | 37.5114 | 36.4426 | 35.3708 | 34.2961 | 33.3598 | 33.0749 | 32.79
RC3DindResid1 | R&D | Conservative | 30 | DistributedWind | ResidentialScaleClass1 | Residential DW - Class 1 | 115.3159 | 142.7343 | 125.8562 | 117.4392 | 109.4315 | 101.8038 | 94.5299 | 87.5855 | 80.9489 | 74.5981 | 69.93 | 67.9472 | 65.9603 | 63.9693 | 61.9738 | 59.9739 | 57.9692 | 55.9597 | 53.9451 | 51.9252 | 50.557 | 49.1855 | 47.8108 | 46.4325 | 45.0506 | 43.665 | 42.2754 | 41.0658 | 40.7031 | 40.3404
RA3DindComme1 | R&D | Advanced | 30 | DistributedWind | CommercialScaleClass1 | Commercial DW - Class 1 | 78.45 | 86.9184 | 70.0749 | 59.9809 | 52.5104 | 46.3195 | 41.0872 | 37.7397 | 34.5132 | 31.392 | 29.6468 | 28.8864 | 28.1245 | 27.3609 | 26.5957 | 25.8287 | 25.06 | 24.2893 | 23.5168 | 22.7422 | 22.211 | 21.6786 | 21.1449 | 20.6098 | 20.0734 | 19.5354 | 18.996 | 18.6172 | 18.4507 | 18.2842
RM3DindComme1 | R&D | Moderate | 30 | DistributedWind | CommercialScaleClass1 | Commercial DW - Class 1 | 78.45 | 94.8531 | 82.4942 | 75.466 | 68.8096 | 62.4964 | 56.5006 | 50.7986 | 45.3696 | 40.1942 | 39.674 | 38.5397 | 37.4055 | 36.2712 | 35.137 | 34.0027 | 32.8685 | 32.3161 | 31.1982 | 30.0774 | 29.6155 | 29.1535 | 28.6916 | 28.2296 | 27.7677 | 27.3057 | 26.8438 | 26.3818 | 25.9199 | 25.458
RC3DindComme1 | R&D | Conservative | 30 | DistributedWind | CommercialScaleClass1 | Commercial DW - Class 1 | 78.45 | 96.2383 | 88.2948 | 82.9367 | 77.1503 | 71.6623 | 66.45 | 61.4934 | 56.7739 | 52.9035 | 51.8884 | 50.8733 | 49.8582 | 48.8431 | 47.8279 | 46.8128 | 45.7977 | 44.7826 | 43.7675 | 42.7523 | 41.7372 | 40.7221 | 39.707 | 38.6919 | 37.6767 | 36.6616 | 35.6465 | 34.6314 | 33.6163 | 32.6011
RA3DindMidsi1 | R&D | Advanced | 30 | DistributedWind | MidsizeScaleClass1 | Midsize DW - Class 1 | 57.8241 | 62.8191 | 52.1099 | 47.8645 | 43.0813 | 38.6306 | 34.4789 | 30.5971 | 26.9597 | 25.3379 | 24.2301 | 23.8687 | 23.5068 | 23.1443 | 22.7813 | 22.4178 | 22.0537 | 21.6889 | 21.3236 | 20.9575 | 20.7758 | 20.594 | 20.4122 | 20.2304 | 20.0486 | 19.8667 | 19.6849 | 19.4023 | 19.2051 | 19.008
RM3DindMidsi1 | R&D | Moderate | 30 | DistributedWind | MidsizeScaleClass1 | Midsize DW - Class 1 | 57.8241 | 68.2528 | 59.0169 | 54.2721 | 49.869 | 45.772 | 41.9503 | 38.3771 | 35.0288 | 32.9755 | 32.5065 | 32.0376 | 31.5686 | 31.0997 | 30.6307 | 30.1618 | 29.6928 | 29.2238 | 28.7549 | 28.2859 | 27.817 | 27.348 | 26.879 | 26.4101 | 25.9411 | 25.4722 | 25.0032 | 24.9817 | 24.9602 | 24.9387
RC3DindMidsi1 | R&D | Conservative | 30 | DistributedWind | MidsizeScaleClass1 | Midsize DW - Class 1 | 57.8241 | 69.2013 | 60.6103 | 56.651 | 52.9768 | 49.5581 | 46.3691 | 43.3874 | 40.5934 | 38.1949 | 37.6365 | 37.078 | 36.5196 | 35.9611 | 35.4027 | 34.8442 | 34.2858 | 33.7273 | 33.1689 | 32.6104 | 32.052 | 31.4935 | 30.9351 | 30.3766 | 29.8182 | 29.2597 | 28.7013 | 28.6798 | 28.6583 | 28.6368
RA3DindLarge1 | R&D | Advanced | 30 | DistributedWind | LargeScaleClass1 | Large DW - Class 1 | 42.679 | 46.692 | 38.3052 | 33.4117 | 28.7773 | 27.529 | 26.3436 | 25.2162 | 24.1428 | 23.1196 | 22.6675 | 22.4864 | 22.3053 | 22.1241 | 21.943 | 21.7618 | 21.5807 | 21.3996 | 21.2184 | 21.0373 | 20.8561 | 20.675 | 20.4938 | 20.3127 | 20.1316 | 19.9504 | 19.7693 | 19.5881 | 19.407 | 19.3531
RM3DindLarge1 | R&D | Moderate | 30 | DistributedWind | LargeScaleClass1 | Large DW - Class 1 | 42.679 | 50.5815 | 44.3929 | 39.8385 | 35.525 | 33.9506 | 32.4553 | 31.0334 | 29.6795 | 28.3888 | 27.7988 | 27.5663 | 27.3339 | 27.1014 | 26.869 | 26.6365 | 26.404 | 26.1716 | 25.9391 | 25.7067 | 25.4742 | 25.2418 | 25.0093 | 24.7769 | 24.5444 | 24.312 | 24.0795 | 23.847 | 23.6146 | 23.5501
RC3DindLarge1 | R&D | Conservative | 30 | DistributedWind | LargeScaleClass1 | Large DW - Class 1 | 42.679 | 51.2605 | 45.5464 | 43.3747 | 41.3179 | 39.3672 | 37.5145 | 35.7527 | 34.0752 | 32.4761 | 32.032 | 31.7572 | 31.4825 | 31.2077 | 30.9329 | 30.6581 | 30.3833 | 30.1085 | 29.8337 | 29.559 | 29.2842 | 29.0094 | 28.7346 | 28.4598 | 28.185 | 27.9102 | 27.6354 | 27.3607 | 27.0859 | 27.0126
RA3DindResid2 | R&D | Advanced | 30 | DistributedWind | ResidentialScaleClass2 | Residential DW - Class 2 | 125.1611 | 139.2645 | 111.7328 | 87.1217 | 77.3446 | 67.4342 | 59.0334 | 53.4619 | 48.0687 | 42.8252 | 40.4134 | 39.3809 | 38.3463 | 37.3096 | 36.2706 | 35.2293 | 34.1855 | 33.1393 | 32.0905 | 31.0389 | 30.3221 | 29.6036 | 28.8834 | 28.1614 | 27.4375 | 26.7117 | 25.9839 | 25.3486 | 25.1482 | 24.9478
RM3DindResid2 | R&D | Moderate | 30 | DistributedWind | ResidentialScaleClass2 | Residential DW - Class 2 | 125.1611 | 152.3113 | 132.1621 | 120.7562 | 109.9454 | 99.6845 | 89.9324 | 80.6522 | 71.8106 | 63.3088 | 59.4663 | 57.8306 | 56.1916 | 54.549 | 52.9029 | 51.2531 | 49.5994 | 47.9417 | 46.2799 | 44.6137 | 43.483 | 42.3497 | 41.2137 | 40.0748 | 38.9329 | 37.7879 | 36.6397 | 35.6394 | 35.3351 | 35.0307
RC3DindResid2 | R&D | Conservative | 30 | DistributedWind | ResidentialScaleClass2 | Residential DW - Class 2 | 125.1611 | 154.589 | 136.0329 | 126.6914 | 117.8374 | 109.4336 | 101.4466 | 93.8461 | 86.6048 | 79.6958 | 74.7086 | 72.5904 | 70.4677 | 68.3406 | 66.2088 | 64.0722 | 61.9305 | 59.7837 | 57.6314 | 55.4735 | 54.0118 | 52.5466 | 51.0779 | 49.6055 | 48.1291 | 46.6488 | 45.1643 | 43.8721 | 43.4846 | 43.0971
RA3DindComme2 | R&D | Advanced | 30 | DistributedWind | CommercialScaleClass2 | Commercial DW - Class 2 | 86.0722 | 94.9746 | 76.2763 | 65.0533 | 56.7568 | 49.9038 | 44.1316 | 40.4187 | 36.8616 | 33.4404 | 31.5814 | 30.7714 | 29.9597 | 29.1463 | 28.3311 | 27.5141 | 26.6952 | 25.8743 | 25.0513 | 24.2262 | 23.6604 | 23.0932 | 22.5247 | 21.9547 | 21.3832 | 20.8102 | 20.2355 | 19.832 | 19.6547 | 19.4774
RM3DindComme2 | R&D | Moderate | 30 | DistributedWind | CommercialScaleClass2 | Commercial DW - Class 2 | 86.0722 | 103.6448 | 89.7948 | 81.8478 | 74.3741 | 67.3326 | 60.687 | 54.4047 | 48.4567 | 42.817 | 42.2628 | 41.0546 | 39.8463 | 38.6381 | 37.4298 | 36.2215 | 35.0133 | 34.4248 | 33.234 | 32.0401 | 31.548 | 31.0559 | 30.5638 | 30.0717 | 29.5796 | 29.0875 | 28.5954 | 28.1034 | 27.6113 | 27.1192
RC3DindComme2 | R&D | Conservative | 30 | DistributedWind | CommercialScaleClass2 | Commercial DW - Class 2 | 86.0722 | 105.1584 | 96.1087 | 89.9502 | 83.3893 | 77.2077 | 71.3737 | 65.8586 | 60.637 | 56.3557 | 55.2743 | 54.193 | 53.1116 | 52.0302 | 50.9489 | 49.8675 | 48.7862 | 47.7048 | 46.6234 | 45.5421 | 44.4607 | 43.3793 | 42.298 | 41.2166 | 40.1353 | 39.0539 | 37.9725 | 36.8912 | 35.8098 | 34.7285
RA3DindMidsi2 | R&D | Advanced | 30 | DistributedWind | MidsizeScaleClass2 | Midsize DW - Class 2 | 63.8106 | 68.9181 | 56.863 | 51.9729 | 46.566 | 41.579 | 36.965 | 32.6834 | 28.6997 | 26.8872 | 25.7117 | 25.3282 | 24.9441 | 24.5595 | 24.1743 | 23.7885 | 23.4021 | 23.0151 | 22.6274 | 22.239 | 22.0461 | 21.8532 | 21.6603 | 21.4674 | 21.2745 | 21.0815 | 20.8885 | 20.5887 | 20.3794 | 20.1702
RM3DindMidsi2 | R&D | Moderate | 30 | DistributedWind | MidsizeScaleClass2 | Midsize DW - Class 2 | 63.8106 | 74.8793 | 64.4 | 58.9304 | 53.9027 | 49.2656 | 44.9751 | 40.9939 | 37.2897 | 34.9918 | 34.4942 | 33.9965 | 33.4989 | 33.0013 | 32.5036 | 32.006 | 31.5084 | 31.0107 | 30.5131 | 30.0155 | 29.5178 | 29.0202 | 28.5226 | 28.0249 | 27.5273 | 27.0297 | 26.532 | 26.5092 | 26.4864 | 26.4636
RC3DindMidsi2 | R&D | Conservative | 30 | DistributedWind | MidsizeScaleClass2 | Midsize DW - Class 2 | 63.8106 | 75.92 | 66.1387 | 61.5134 | 57.2619 | 53.3406 | 49.7125 | 46.3459 | 43.2135 | 40.5304 | 39.9378 | 39.3452 | 38.7526 | 38.16 | 37.5674 | 36.9748 | 36.3822 | 35.7896 | 35.197 | 34.6044 | 34.0118 | 33.4192 | 32.8266 | 32.234 | 31.6414 | 31.0488 | 30.4562 | 30.4334 | 30.4106 | 30.3878
RA3DindLarge2 | R&D | Advanced | 30 | DistributedWind | LargeScaleClass2 | Large DW - Class 2 | 46.4086 | 50.5596 | 41.3146 | 35.9029 | 30.8146 | 29.3804 | 28.027 | 26.7479 | 25.537 | 24.389 | 23.9122 | 23.7211 | 23.53 | 23.3389 | 23.1478 | 22.9567 | 22.7656 | 22.5745 | 22.3835 | 22.1924 | 22.0013 | 21.8102 | 21.6191 | 21.428 | 21.2369 | 21.0458 | 20.8548 | 20.6637 | 20.4726 | 20.4157
RM3DindLarge2 | R&D | Moderate | 30 | DistributedWind | LargeScaleClass2 | Large DW - Class 2 | 46.4086 | 54.7713 | 47.8807 | 42.8089 | 38.0401 | 36.2338 | 34.5293 | 32.9183 | 31.3933 | 29.9476 | 29.3251 | 29.0799 | 28.8347 | 28.5895 | 28.3443 | 28.099 | 27.8538 | 27.6086 | 27.3634 | 27.1182 | 26.873 | 26.6277 | 26.3825 | 26.1373 | 25.8921 | 25.6469 | 25.4016 | 25.1564 | 24.9112 | 24.8431
RC3DindLarge2 | R&D | Conservative | 30 | DistributedWind | LargeScaleClass2 | Large DW - Class 2 | 46.4086 | 55.5066 | 49.1248 | 46.6088 | 44.2431 | 42.0147 | 39.9118 | 37.9243 | 36.0429 | 34.2593 | 33.7908 | 33.501 | 33.2111 | 32.9212 | 32.6313 | 32.3415 | 32.0516 | 31.7617 | 31.4718 | 31.182 | 30.8921 | 30.6022 | 30.3123 | 30.0225 | 29.7326 | 29.4427 | 29.1528 | 28.863 | 28.5731 | 28.4958
RA3DindResid3 | R&D | Advanced | 30 | DistributedWind | ResidentialScaleClass3 | Residential DW - Class 3 | 129.0769 | 143.4678 | 114.9888 | 89.5749 | 79.4506 | 69.2109 | 60.5394 | 54.7833 | 49.2205 | 43.8205 | 41.3527 | 40.2962 | 39.2376 | 38.1767 | 37.1136 | 36.0481 | 34.9801 | 33.9095 | 32.8363 | 31.7603 | 31.0268 | 30.2916 | 29.5547 | 28.8159 | 28.0752 | 27.3326 | 26.5878 | 25.9377 | 25.7327 | 25.5276
RM3DindResid3 | R&D | Moderate | 30 | DistributedWind | ResidentialScaleClass3 | Residential DW - Class 3 | 129.0769 | 156.9084 | 136.0135 | 124.1565 | 112.9391 | 102.3109 | 92.2267 | 82.6458 | 73.5313 | 64.7803 | 60.8484 | 59.1747 | 57.4976 | 55.8169 | 54.1325 | 52.4443 | 50.7522 | 49.056 | 47.3555 | 45.6506 | 44.4937 | 43.334 | 42.1716 | 41.0062 | 39.8377 | 38.6662 | 37.4913 | 36.4677 | 36.1563 | 35.8449
RC3DindResid3 | R&D | Conservative | 30 | DistributedWind | ResidentialScaleClass3 | Residential DW - Class 3 | 129.0769 | 159.2548 | 139.9971 | 130.2589 | 121.0459 | 112.3169 | 104.0347 | 96.1658 | 88.68 | 81.5481 | 76.445 | 74.2775 | 72.1056 | 69.929 | 67.7476 | 65.5613 | 63.3699 | 61.1731 | 58.9709 | 56.7628 | 55.2671 | 53.7679 | 52.2651 | 50.7584 | 49.2478 | 47.733 | 46.214 | 44.8917 | 44.4952 | 44.0987
RA3DindComme3 | R&D | Advanced | 30 | DistributedWind | CommercialScaleClass3 | Commercial DW - Class 3 | 89.0598 | 98.1237 | 78.6949 | 67.0277 | 58.4071 | 51.2952 | 45.3123 | 41.4571 | 37.7716 | 34.2342 | 32.331 | 31.5018 | 30.6708 | 29.8381 | 29.0036 | 28.1672 | 27.3289 | 26.4885 | 25.646 | 24.8013 | 24.222 | 23.6414 | 23.0594 | 22.4758 | 21.8908 | 21.3042 | 20.7158 | 20.3027 | 20.1212 | 19.9397
RM3DindComme3 | R&D | Moderate | 30 | DistributedWind | CommercialScaleClass3 | Commercial DW - Class 3 | 89.0598 | 107.0814 | 92.642 | 84.3319 | 76.5367 | 69.21 | 62.3106 | 55.8024 | 49.6529 | 43.8334 | 43.266 | 42.0291 | 40.7921 | 39.5552 | 38.3183 | 37.0813 | 35.8444 | 35.2419 | 34.0229 | 32.8006 | 32.2968 | 31.7931 | 31.2893 | 30.7855 | 30.2818 | 29.778 | 29.2742 | 28.7704 | 28.2667 | 27.7629
RC3DindComme3 | R&D | Conservative | 30 | DistributedWind | CommercialScaleClass3 | Commercial DW - Class 3 | 89.0598 | 108.6452 | 99.1561 | 92.6803 | 85.814 | 79.3604 | 73.2832 | 67.5506 | 62.1339 | 57.6934 | 56.5864 | 55.4793 | 54.3723 | 53.2653 | 52.1582 | 51.0512 | 49.9442 | 48.8372 | 47.7301 | 46.6231 | 45.5161 | 44.409 | 43.302 | 42.195 | 41.088 | 39.9809 | 38.8739 | 37.7669 | 36.6598 | 35.5528
RA3DindMidsi3 | R&D | Advanced | 30 | DistributedWind | MidsizeScaleClass3 | Midsize DW - Class 3 | 66.1597 | 71.3035 | 58.7174 | 53.5729 | 47.9217 | 42.7257 | 37.9319 | 33.4955 | 29.3779 | 27.492 | 26.29 | 25.8979 | 25.5052 | 25.1119 | 24.7181 | 24.3236 | 23.9286 | 23.5328 | 23.1364 | 22.7392 | 22.542 | 22.3448 | 22.1475 | 21.9503 | 21.753 | 21.5557 | 21.3584 | 21.0518 | 20.8379 | 20.624
RM3DindMidsi3 | R&D | Moderate | 30 | DistributedWind | MidsizeScaleClass3 | Midsize DW - Class 3 | 66.1597 | 77.471 | 66.5002 | 60.7446 | 55.4721 | 50.6242 | 46.1516 | 42.0125 | 38.1708 | 35.7789 | 35.2701 | 34.7613 | 34.2524 | 33.7436 | 33.2348 | 32.726 | 32.2171 | 31.7083 | 31.1995 | 30.6906 | 30.1818 | 29.673 | 29.1642 | 28.6553 | 28.1465 | 27.6377 | 27.1289 | 27.1055 | 27.0822 | 27.0589
RC3DindMidsi3 | R&D | Conservative | 30 | DistributedWind | MidsizeScaleClass3 | Midsize DW - Class 3 | 66.1597 | 78.5477 | 68.2956 | 63.4072 | 58.9291 | 54.8116 | 51.0129 | 47.4974 | 44.2345 | 41.4421 | 40.8361 | 40.2302 | 39.6243 | 39.0184 | 38.4124 | 37.8065 | 37.2006 | 36.5946 | 35.9887 | 35.3828 | 34.7769 | 34.1709 | 33.565 | 32.9591 | 32.3531 | 31.7472 | 31.1413 | 31.118 | 31.0946 | 31.0713
RA3DindLarge3 | R&D | Advanced | 30 | DistributedWind | LargeScaleClass3 | Large DW - Class 3 | 47.8825 | 52.0857 | 42.5009 | 36.8845 | 31.6173 | 30.11 | 28.6911 | 27.3528 | 26.0886 | 24.8924 | 24.4057 | 24.2106 | 24.0156 | 23.8206 | 23.6255 | 23.4305 | 23.2355 | 23.0404 | 22.8454 | 22.6504 | 22.4553 | 22.2603 | 22.0653 | 21.8703 | 21.6752 | 21.4802 | 21.2852 | 21.0901 | 20.8951 | 20.837
RM3DindLarge3 | R&D | Moderate | 30 | DistributedWind | LargeScaleClass3 | Large DW - Class 3 | 47.8825 | 56.4245 | 49.2556 | 43.9792 | 39.0309 | 37.1337 | 35.3475 | 33.6629 | 32.0714 | 30.5657 | 29.9304 | 29.6801 | 29.4298 | 29.1795 | 28.9292 | 28.679 | 28.4287 | 28.1784 | 27.9281 | 27.6778 | 27.4276 | 27.1773 | 26.927 | 26.6767 | 26.4264 | 26.1762 | 25.9259 | 25.6756 | 25.4253 | 25.3559
RC3DindLarge3 | R&D | Conservative | 30 | DistributedWind | LargeScaleClass3 | Large DW - Class 3 | 47.8825 | 57.182 | 50.5354 | 47.883 | 45.3955 | 43.0581 | 40.8575 | 38.7821 | 36.8215 | 34.9663 | 34.4882 | 34.1924 | 33.8965 | 33.6006 | 33.3048 | 33.0089 | 32.7131 | 32.4172 | 32.1214 | 31.8255 | 31.5296 | 31.2338 | 30.9379 | 30.6421 | 30.3462 | 30.0504 | 29.7545 | 29.4586 | 29.1628 | 29.0839
RA3DindResid4 | R&D | Advanced | 30 | DistributedWind | ResidentialScaleClass4 | Residential DW - Class 4 | 133.4328 | 148.1408 | 118.6071 | 92.3001 | 81.7896 | 71.184 | 62.212 | 56.251 | 50.5001 | 44.9266 | 42.3965 | 41.3134 | 40.228 | 39.1404 | 38.0504 | 36.958 | 35.8631 | 34.7655 | 33.6652 | 32.562 | 31.81 | 31.0563 | 30.3007 | 29.5433 | 28.7839 | 28.0225 | 27.259 | 26.5924 | 26.3822 | 26.172
RM3DindResid4 | R&D | Moderate | 30 | DistributedWind | ResidentialScaleClass4 | Residential DW - Class 4 | 133.4328 | 162.0191 | 140.2933 | 127.9338 | 116.264 | 105.2277 | 94.7747 | 84.86 | 75.4429 | 66.4155 | 62.3844 | 60.6684 | 58.9489 | 57.2258 | 55.4989 | 53.7682 | 52.0333 | 50.2943 | 48.5509 | 46.8029 | 45.6168 | 44.4279 | 43.2361 | 42.0413 | 40.8433 | 39.6422 | 38.4376 | 37.3883 | 37.069 | 36.7497
RC3DindResid4 | R&D | Conservative | 30 | DistributedWind | ResidentialScaleClass4 | Residential DW - Class 4 | 133.4328 | 164.442 | 144.4022 | 134.2218 | 124.6095 | 115.519 | 106.9089 | 98.7422 | 90.9855 | 83.6065 | 78.3747 | 76.1524 | 73.9257 | 71.6942 | 69.4578 | 67.2163 | 64.9695 | 62.7173 | 60.4594 | 58.1956 | 56.6622 | 55.1251 | 53.5843 | 52.0397 | 50.4909 | 48.9379 | 47.3805 | 46.0249 | 45.6184 | 45.2119
RA3DindComme4 | R&D | Advanced | 30 | DistributedWind | CommercialScaleClass4 | Commercial DW - Class 4 | 92.3734 | 101.6114 | 81.3701 | 69.2093 | 60.2292 | 52.8304 | 46.6145 | 42.602 | 38.7748 | 35.1092 | 33.1574 | 32.307 | 31.4548 | 30.6008 | 29.745 | 28.8872 | 28.0274 | 27.1655 | 26.3015 | 25.4352 | 24.8411 | 24.2457 | 23.6488 | 23.0503 | 22.4503 | 21.8487 | 21.2454 | 20.8217 | 20.6355 | 20.4494
RM3DindComme4 | R&D | Moderate | 30 | DistributedWind | CommercialScaleClass4 | Commercial DW - Class 4 | 92.3734 | 110.8874 | 95.7913 | 87.4986 | 79.7408 | 72.4676 | 65.6351 | 59.2044 | 53.141 | 49.7764 | 48.2474 | 46.7184 | 45.1893 | 43.6603 | 42.1313 | 40.6022 | 39.0732 | 37.5442 | 36.0152 | 34.3867 | 33.8701 | 33.3534 | 32.8368 | 32.3201 | 31.8035 | 31.2868 | 30.7702 | 30.2535 | 29.7369 | 29.2202
RC3DindComme4 | R&D | Conservative | 30 | DistributedWind | CommercialScaleClass4 | Commercial DW - Class 4 | 92.3734 | 112.5068 | 102.5268 | 95.6969 | 89.3075 | 83.3173 | 77.8894 | 72.3936 | 66.6522 | 62.3555 | 60.3752 | 58.3948 | 56.4144 | 54.434 | 52.4536 | 50.4732 | 48.4929 | 46.5125 | 44.5321 | 42.4225 | 41.7582 | 41.0939 | 40.4296 | 39.7653 | 39.1011 | 38.4368 | 37.7725 | 37.1082 | 36.4439 | 35.7796
RA3DindMidsi4 | R&D | Advanced | 30 | DistributedWind | MidsizeScaleClass4 | Midsize DW - Class 4 | 68.776 | 73.9511 | 60.7696 | 55.3391 | 49.4148 | 43.986 | 38.993 | 34.3853 | 30.12 | 28.1532 | 26.9223 | 26.5208 | 26.1186 | 25.7159 | 25.3126 | 24.9087 | 24.5041 | 24.0988 | 23.6928 | 23.2862 | 23.0842 | 22.8822 | 22.6802 | 22.4782 | 22.2762 | 22.0742 | 21.8721 | 21.5581 | 21.339 | 21.12
RM3DindMidsi4 | R&D | Moderate | 30 | DistributedWind | MidsizeScaleClass4 | Midsize DW - Class 4 | 68.776 | 80.3477 | 68.8243 | 62.7472 | 57.2004 | 52.1175 | 47.4426 | 43.1285 | 39.135 | 36.6394 | 36.1184 | 35.5973 | 35.0763 | 34.5552 | 34.0341 | 33.5131 | 32.992 | 32.4709 | 31.9499 | 31.4288 | 30.9077 | 30.3867 | 29.8656 | 29.3445 | 28.8235 | 28.3024 | 27.7813 | 27.7575 | 27.7336 | 27.7097
RC3DindMidsi4 | R&D | Conservative | 30 | DistributedWind | MidsizeScaleClass4 | Midsize DW - Class 4 | 68.776 | 81.4644 | 70.6825 | 65.4975 | 60.7651 | 56.4284 | 52.4399 | 48.7592 | 45.3519 | 42.4388 | 41.8183 | 41.1978 | 40.5773 | 39.9568 | 39.3363 | 38.7158 | 38.0953 | 37.4748 | 36.8543 | 36.2338 | 35.6133 | 34.9928 | 34.3723 | 33.7518 | 33.1313 | 32.5108 | 31.8903 | 31.8664 | 31.8425 | 31.8186
RA3DindLarge4 | R&D | Advanced | 30 | DistributedWind | LargeScaleClass4 | Large DW - Class 4 | 49.5077 | 53.7651 | 43.8041 | 37.9611 | 32.4965 | 30.9085 | 29.417 | 28.0137 | 26.6908 | 25.4417 | 24.9442 | 24.7449 | 24.5456 | 24.3462 | 24.1469 | 23.9476 | 23.7482 | 23.5489 | 23.3495 | 23.1502 | 22.9509 | 22.7515 | 22.5522 | 22.3529 | 22.1535 | 21.9542 | 21.7549 | 21.5555 | 21.3562 | 21.2969
RM3DindLarge4 | R&D | Moderate | 30 | DistributedWind | LargeScaleClass4 | Large DW - Class 4 | 49.5077 | 58.2438 | 50.7659 | 45.2629 | 40.1164 | 38.1183 | 36.2419 | 34.4762 | 32.8118 | 31.2402 | 30.5908 | 30.335 | 30.0792 | 29.8234 | 29.5676 | 29.3118 | 29.056 | 28.8002 | 28.5444 | 28.2886 | 28.0328 | 27.777 | 27.5212 | 27.2654 | 27.0096 | 26.7538 | 26.498 | 26.2422 | 25.9864 | 25.9154
RC3DindLarge4 | R&D | Conservative | 30 | DistributedWind | LargeScaleClass4 | Large DW - Class 4 | 49.5077 | 59.0257 | 52.0849 | 49.2806 | 46.658 | 44.1999 | 41.8913 | 39.7191 | 37.6714 | 35.7379 | 35.2493 | 34.9469 | 34.6445 | 34.3421 | 34.0397 | 33.7373 | 33.435 | 33.1326 | 32.8302 | 32.5278 | 32.2254 | 31.923 | 31.6206 | 31.3183 | 31.0159 | 30.7135 | 30.4111 | 30.1087 | 29.8063 | 29.7257
RA3DindResid5 | R&D | Advanced | 30 | DistributedWind | ResidentialScaleClass5 | Residential DW - Class 5 | 139.2694 | 154.407 | 123.4635 | 95.9619 | 84.9363 | 73.8422 | 64.4686 | 58.2344 | 52.2323 | 46.4267 | 43.8121 | 42.6928 | 41.5712 | 40.4473 | 39.3209 | 38.192 | 37.0605 | 35.9263 | 34.7892 | 33.6492 | 32.8721 | 32.0932 | 31.3124 | 30.5297 | 29.745 | 28.9581 | 28.1691 | 27.4803 | 27.2631 | 27.0458
RM3DindResid5 | R&D | Moderate | 30 | DistributedWind | ResidentialScaleClass5 | Residential DW - Class 5 | 139.2694 | 168.8724 | 146.0376 | 133.0092 | 120.737 | 109.1571 | 98.2124 | 87.8521 | 78.0306 | 68.633 | 64.4673 | 62.6941 | 60.9172 | 59.1365 | 57.352 | 55.5634 | 53.7706 | 51.9735 | 50.1719 | 48.3656 | 47.1399 | 45.9113 | 44.6797 | 43.445 | 42.2071 | 40.9658 | 39.721 | 38.6366 | 38.3067 | 37.9767
RC3DindResid5 | R&D | Conservative | 30 | DistributedWind | ResidentialScaleClass5 | Residential DW - Class 5 | 139.2694 | 171.3977 | 150.3148 | 139.5467 | 129.4036 | 119.8326 | 110.7867 | 102.2238 | 94.1063 | 86.3981 | 80.9915 | 78.6951 | 76.394 | 74.088 | 71.7769 | 69.4605 | 67.1388 | 64.8114 | 62.4781 | 60.1387 | 58.5541 | 56.9657 | 55.3735 | 53.7772 | 52.1767 | 50.5719 | 48.9625 | 47.5616 | 47.1415 | 46.7215
RA3DindComme5 | R&D | Advanced | 30 | DistributedWind | CommercialScaleClass5 | Commercial DW - Class 5 | 96.8056 | 106.2674 | 84.9357 | 72.1133 | 62.6518 | 54.8697 | 48.343 | 44.121 | 40.1053 | 36.2697 | 34.2533 | 33.3748 | 32.4945 | 31.6122 | 30.7281 | 29.842 | 28.9538 | 28.0634 | 27.1708 | 26.2759 | 25.6622 | 25.047 | 24.4304 | 23.8122 | 23.1924 | 22.5708 | 21.9476 | 21.5099 | 21.3176 | 21.1252
RM3DindComme5 | R&D | Moderate | 30 | DistributedWind | CommercialScaleClass5 | Commercial DW - Class 5 | 96.8056 | 115.9685 | 99.9889 | 90.7304 | 82.0989 | 74.0328 | 66.4782 | 59.3881 | 52.7208 | 46.4396 | 45.8385 | 44.528 | 43.2175 | 41.9071 | 40.5966 | 39.2861 | 37.9756 | 37.3373 | 36.0458 | 34.7509 | 34.2171 | 33.6834 | 33.1497 | 32.616 | 32.0822 | 31.5485 | 31.0148 | 30.4811 | 29.9473 | 29.4136
RC3DindComme5 | R&D | Conservative | 30 | DistributedWind | CommercialScaleClass5 | Commercial DW - Class 5 | 96.8056 | 117.6621 | 107.0196 | 99.7122 | 92.0505 | 84.8906 | 78.1847 | 71.8912 | 65.9729 | 61.1237 | 59.9508 | 58.778 | 57.6051 | 56.4323 | 55.2594 | 54.0866 | 52.9137 | 51.7409 | 50.568 | 49.3952 | 48.2223 | 47.0495 | 45.8766 | 44.7038 | 43.5309 | 42.3581 | 41.1852 | 40.0124 | 38.8395 | 37.6667
RA3DindMidsi5 | R&D | Advanced | 30 | DistributedWind | MidsizeScaleClass5 | Midsize DW - Class 5 | 72.2546 | 77.4677 | 63.4939 | 57.6837 | 51.398 | 45.6615 | 40.4054 | 35.5717 | 31.1114 | 29.0386 | 27.769 | 27.3548 | 26.94 | 26.5246 | 26.1086 | 25.692 | 25.2746 | 24.8566 | 24.4379 | 24.0184 | 23.8101 | 23.6018 | 23.3934 | 23.1851 | 22.9767 | 22.7683 | 22.5599 | 22.236 | 22.0101 | 21.7841
RM3DindMidsi5 | R&D | Moderate | 30 | DistributedWind | MidsizeScaleClass5 | Midsize DW - Class 5 | 72.2546 | 84.1684 | 71.9098 | 65.4057 | 59.496 | 54.1028 | 49.1611 | 44.6166 | 40.4231 | 37.7916 | 37.2542 | 36.7167 | 36.1793 | 35.6418 | 35.1044 | 34.5669 | 34.0295 | 33.492 | 32.9546 | 32.4171 | 31.8797 | 31.3422 | 30.8048 | 30.2673 | 29.7299 | 29.1924 | 28.655 | 28.6303 | 28.6057 | 28.5811
RC3DindMidsi5 | R&D | Conservative | 30 | DistributedWind | MidsizeScaleClass5 | Midsize DW - Class 5 | 72.2546 | 85.3382 | 73.8513 | 68.2726 | 63.2038 | 58.5779 | 54.3394 | 50.4415 | 46.8447 | 43.7734 | 43.1333 | 42.4933 | 41.8533 | 41.2133 | 40.5733 | 39.9333 | 39.2933 | 38.6532 | 38.0132 | 37.3732 | 36.7332 | 36.0932 | 35.4532 | 34.8132 | 34.1732 | 33.5331 | 32.8931 | 32.8685 | 32.8439 | 32.8192
RA3DindLarge5 | R&D | Advanced | 30 | DistributedWind | LargeScaleClass5 | Large DW - Class 5 | 51.6851 | 56.0109 | 45.544 | 39.3965 | 33.6676 | 31.9711 | 30.3827 | 28.8925 | 27.4915 | 26.1721 | 25.6604 | 25.4553 | 25.2503 | 25.0452 | 24.8401 | 24.6351 | 24.43 | 24.225 | 24.0199 | 23.8148 | 23.6098 | 23.4047 | 23.1997 | 22.9946 | 22.7896 | 22.5845 | 22.3794 | 22.1744 | 21.9693 | 21.9083
RM3DindLarge5 | R&D | Moderate | 30 | DistributedWind | LargeScaleClass5 | Large DW - Class 5 | 51.6851 | 60.6767 | 52.7823 | 46.9745 | 41.5621 | 39.4288 | 37.4316 | 35.5577 | 33.7961 | 32.1371 | 31.4691 | 31.2059 | 30.9428 | 30.6796 | 30.4165 | 30.1534 | 29.8902 | 29.6271 | 29.3639 | 29.1008 | 28.8376 | 28.5745 | 28.3113 | 28.0482 | 27.785 | 27.5219 | 27.2588 | 26.9956 | 26.7325 | 26.6594
RC3DindLarge5 | R&D | Conservative | 30 | DistributedWind | LargeScaleClass5 | Large DW - Class 5 | 51.6851 | 61.4912 | 54.1537 | 51.1441 | 48.3394 | 45.7194 | 43.2665 | 40.9651 | 38.8016 | 36.764 | 36.2613 | 35.9502 | 35.6391 | 35.3281 | 35.017 | 34.7059 | 34.3949 | 34.0838 | 33.7727 | 33.4617 | 33.1506 | 32.8395 | 32.5285 | 32.2174 | 31.9063 | 31.5953 | 31.2842 | 30.9731 | 30.6621 | 30.5791
RA3DindResid6 | R&D | Advanced | 30 | DistributedWind | ResidentialScaleClass6 | Residential DW - Class 6 | 149.1958 | 165.0429 | 131.692 | 102.1567 | 90.2525 | 78.3277 | 68.2726 | 61.575 | 55.1476 | 48.9498 | 46.1931 | 45.013 | 43.8304 | 42.6454 | 41.4578 | 40.2676 | 39.0746 | 37.8787 | 36.6798 | 35.4779 | 34.6586 | 33.8373 | 33.0141 | 32.1888 | 31.3615 | 30.5319 | 29.7 | 28.9738 | 28.7447 | 28.5157
RM3DindResid6 | R&D | Moderate | 30 | DistributedWind | ResidentialScaleClass6 | Residential DW - Class 6 | 149.1958 | 180.5048 | 155.7707 | 141.5956 | 128.2941 | 115.7878 | 104.0075 | 92.8917 | 82.3858 | 72.3629 | 67.9708 | 66.1012 | 64.2278 | 62.3503 | 60.4688 | 58.583 | 56.6928 | 54.7981 | 52.8985 | 50.9941 | 49.7017 | 48.4063 | 47.1078 | 45.806 | 44.5008 | 43.1921 | 41.8797 | 40.7363 | 40.3885 | 40.0406
RC3DindResid6 | R&D | Conservative | 30 | DistributedWind | ResidentialScaleClass6 | Residential DW - Class 6 | 149.1958 | 183.204 | 160.333 | 148.5551 | 137.5031 | 127.1118 | 117.3238 | 108.0879 | 99.3587 | 91.0934 | 85.393 | 82.9718 | 80.5456 | 78.1143 | 75.6776 | 73.2354 | 70.7875 | 68.3336 | 65.8735 | 63.407 | 61.7362 | 60.0615 | 58.3828 | 56.6997 | 55.0123 | 53.3203 | 51.6234 | 50.1464 | 49.7035 | 49.2606
RA3DindComme6 | R&D | Advanced | 30 | DistributedWind | CommercialScaleClass6 | Commercial DW - Class 6 | 104.2436 | 114.0648 | 90.8971 | 76.9621 | 66.6932 | 58.2696 | 51.2239 | 46.6526 | 42.3234 | 38.205 | 36.081 | 35.1556 | 34.2283 | 33.299 | 32.3677 | 31.4343 | 30.4987 | 29.5608 | 28.6206 | 27.6779 | 27.0315 | 26.3835 | 25.734 | 25.0828 | 24.4299 | 23.7752 | 23.1186 | 22.6576 | 22.455 | 22.2525
RM3DindComme6 | R&D | Moderate | 30 | DistributedWind | CommercialScaleClass6 | Commercial DW - Class 6 | 104.2436 | 124.4777 | 107.0068 | 96.831 | 87.3948 | 78.6201 | 70.4399 | 62.7957 | 55.6365 | 48.9175 | 48.2844 | 46.904 | 45.5236 | 44.1432 | 42.7627 | 41.3823 | 40.0019 | 39.3296 | 37.9691 | 36.6051 | 36.0429 | 35.4807 | 34.9185 | 34.3563 | 33.7941 | 33.2319 | 32.6697 | 32.1075 | 31.5453 | 30.9831
RC3DindComme6 | R&D | Conservative | 30 | DistributedWind | CommercialScaleClass6 | Commercial DW - Class 6 | 104.2436 | 126.2956 | 114.5309 | 106.4168 | 97.9882 | 90.1507 | 82.844 | 76.0162 | 69.6215 | 64.3852 | 63.1497 | 61.9143 | 60.6789 | 59.4434 | 58.208 | 56.9726 | 55.7371 | 54.5017 | 53.2663 | 52.0308 | 50.7954 | 49.56 | 48.3246 | 47.0891 | 45.8537 | 44.6183 | 43.3828 | 42.1474 | 40.912 | 39.6765
RA3DindMidsi6 | R&D | Advanced | 30 | DistributedWind | MidsizeScaleClass6 | Midsize DW - Class 6 | 78.1599 | 83.4089 | 68.0783 | 61.6164 | 54.7153 | 48.4582 | 42.7589 | 37.546 | 32.7598 | 30.5097 | 29.1758 | 28.7406 | 28.3048 | 27.8684 | 27.4313 | 26.9935 | 26.5551 | 26.1159 | 25.6759 | 25.2352 | 25.0164 | 24.7975 | 24.5786 | 24.3597 | 24.1407 | 23.9218 | 23.7028 | 23.3625 | 23.1251 | 22.8877
RM3DindMidsi6 | R&D | Moderate | 30 | DistributedWind | MidsizeScaleClass6 | Midsize DW - Class 6 | 78.1599 | 90.6235 | 77.1019 | 69.8648 | 63.336 | 57.4164 | 52.0246 | 47.0929 | 42.5649 | 39.7062 | 39.1415 | 38.5768 | 38.0122 | 37.4475 | 36.8828 | 36.3181 | 35.7534 | 35.1888 | 34.6241 | 34.0594 | 33.4947 | 32.93 | 32.3654 | 31.8007 | 31.236 | 30.6713 | 30.1067 | 30.0808 | 30.0549 | 30.029
RC3DindMidsi6 | R&D | Conservative | 30 | DistributedWind | MidsizeScaleClass6 | Midsize DW - Class 6 | 78.1599 | 91.883 | 79.1835 | 72.9271 | 67.2831 | 62.1657 | 57.5045 | 53.2411 | 49.3267 | 45.991 | 45.3185 | 44.6461 | 43.9736 | 43.3012 | 42.6288 | 41.9563 | 41.2839 | 40.6115 | 39.939 | 39.2666 | 38.5941 | 37.9217 | 37.2493 | 36.5768 | 35.9044 | 35.232 | 34.5595 | 34.5336 | 34.5078 | 34.4819
RA3DindLarge6 | R&D | Advanced | 30 | DistributedWind | LargeScaleClass6 | Large DW - Class 6 | 55.3405 | 59.7715 | 48.4516 | 41.7915 | 35.6192 | 33.7404 | 31.9898 | 30.3547 | 28.824 | 27.3882 | 26.8526 | 26.638 | 26.4235 | 26.2089 | 25.9943 | 25.7797 | 25.5651 | 25.3505 | 25.1359 | 24.9214 | 24.7068 | 24.4922 | 24.2776 | 24.063 | 23.8484 | 23.6338 | 23.4192 | 23.2047 | 22.9901 | 22.9262
RM3DindLarge6 | R&D | Moderate | 30 | DistributedWind | LargeScaleClass6 | Large DW - Class 6 | 55.3405 | 64.7505 | 56.1519 | 49.8301 | 43.9713 | 41.6108 | 39.4115 | 37.3572 | 35.4342 | 33.6302 | 32.9312 | 32.6559 | 32.3805 | 32.1051 | 31.8297 | 31.5544 | 31.279 | 31.0036 | 30.7283 | 30.4529 | 30.1775 | 29.9021 | 29.6268 | 29.3514 | 29.076 | 28.8006 | 28.5253 | 28.2499 | 27.9745 | 27.8981
RC3DindLarge6 | R&D | Conservative | 30 | DistributedWind | LargeScaleClass6 | Large DW - Class 6 | 55.3405 | 65.6198 | 57.611 | 54.2533 | 51.1415 | 48.2496 | 45.555 | 43.0383 | 40.6823 | 38.4721 | 37.9461 | 37.6206 | 37.295 | 36.9695 | 36.644 | 36.3185 | 35.9929 | 35.6674 | 35.3419 | 35.0164 | 34.6909 | 34.3653 | 34.0398 | 33.7143 | 33.3888 | 33.0633 | 32.7377 | 32.4122 | 32.0867 | 31.9999
RA3DindResid7 | R&D | Advanced | 30 | DistributedWind | ResidentialScaleClass7 | Residential DW - Class 7 | 165.7352 | 182.755 | 145.3921 | 112.4715 | 99.1076 | 85.8035 | 74.6177 | 67.1527 | 60.0209 | 53.1732 | 50.1787 | 48.8967 | 47.6121 | 46.3249 | 45.0348 | 43.7419 | 42.4459 | 41.1469 | 39.8446 | 38.539 | 37.6489 | 36.7568 | 35.8626 | 34.9661 | 34.0674 | 33.1662 | 32.2625 | 31.4736 | 31.2248 | 30.976
RM3DindResid7 | R&D | Moderate | 30 | DistributedWind | ResidentialScaleClass7 | Residential DW - Class 7 | 165.7352 | 199.8761 | 171.9756 | 155.8926 | 140.8816 | 126.8389 | 113.6737 | 101.3062 | 89.6662 | 78.6065 | 73.8354 | 71.8045 | 69.7694 | 67.73 | 65.6861 | 63.6376 | 61.5844 | 59.5261 | 57.4627 | 55.3939 | 53.99 | 52.5829 | 51.1723 | 49.7582 | 48.3404 | 46.9188 | 45.4931 | 44.2511 | 43.8732 | 43.4954
RC3DindResid7 | R&D | Conservative | 30 | DistributedWind | ResidentialScaleClass7 | Residential DW - Class 7 | 165.7352 | 202.8651 | 177.0125 | 163.5548 | 150.9942 | 139.2437 | 128.2275 | 117.8789 | 108.1389 | 98.953 | 92.7608 | 90.1307 | 87.4952 | 84.8541 | 82.2072 | 79.5542 | 76.8951 | 74.2295 | 71.5571 | 68.8778 | 67.0629 | 65.2437 | 63.4201 | 61.5919 | 59.7588 | 57.9208 | 56.0775 | 54.4731 | 53.9919 | 53.5108
RA3DindComme7 | R&D | Advanced | 30 | DistributedWind | CommercialScaleClass7 | Commercial DW - Class 7 | 116.7715 | 127.1535 | 100.8765 | 85.0617 | 73.4331 | 63.9332 | 56.0196 | 50.8654 | 46.0144 | 41.4266 | 39.1236 | 38.1201 | 37.1146 | 36.107 | 35.0971 | 34.085 | 33.0705 | 32.0535 | 31.034 | 30.0119 | 29.3109 | 28.6083 | 27.904 | 27.1979 | 26.4899 | 25.78 | 25.0681 | 24.5682 | 24.3486 | 24.1289
RM3DindComme7 | R&D | Moderate | 30 | DistributedWind | CommercialScaleClass7 | Commercial DW - Class 7 | 116.7715 | 138.7613 | 118.7548 | 107.0217 | 96.2267 | 86.2618 | 77.0346 | 68.4663 | 60.4886 | 53.0425 | 52.356 | 50.8592 | 49.3623 | 47.8655 | 46.3687 | 44.8719 | 43.3751 | 42.6461 | 41.1709 | 39.6918 | 39.0822 | 38.4726 | 37.863 | 37.2534 | 36.6438 | 36.0342 | 35.4246 | 34.8149 | 34.2053 | 33.5957
RC3DindComme7 | R&D | Conservative | 30 | DistributedWind | CommercialScaleClass7 | Commercial DW - Class 7 | 116.7715 | 140.7877 | 127.1051 | 117.6162 | 107.8908 | 98.9131 | 90.6001 | 82.8806 | 75.6933 | 69.8144 | 68.4748 | 67.1352 | 65.7956 | 64.456 | 63.1164 | 61.7768 | 60.4372 | 59.0976 | 57.758 | 56.4183 | 55.0787 | 53.7391 | 52.3995 | 51.0599 | 49.7203 | 48.3807 | 47.0411 | 45.7015 | 44.3619 | 43.0223
RA3DindMidsi7 | R&D | Advanced | 30 | DistributedWind | MidsizeScaleClass7 | Midsize DW - Class 7 | 88.0387 | 93.3028 | 75.6882 | 68.1302 | 60.2033 | 53.0829 | 46.6519 | 40.8147 | 35.4927 | 32.9533 | 31.5126 | 31.0426 | 30.5719 | 30.1005 | 29.6284 | 29.1556 | 28.682 | 28.2076 | 27.7325 | 27.2564 | 27.02 | 26.7836 | 26.5472 | 26.3107 | 26.0743 | 25.8378 | 25.6013 | 25.2338 | 24.9773 | 24.7209
RM3DindMidsi7 | R&D | Moderate | 30 | DistributedWind | MidsizeScaleClass7 | Midsize DW - Class 7 | 88.0387 | 101.3732 | 85.7204 | 77.2506 | 69.6887 | 62.8961 | 56.7612 | 51.1927 | 46.1158 | 42.8865 | 42.2766 | 41.6666 | 41.0567 | 40.4468 | 39.8369 | 39.227 | 38.6171 | 38.0072 | 37.3973 | 36.7874 | 36.1775 | 35.5676 | 34.9577 | 34.3478 | 33.7379 | 33.128 | 32.5181 | 32.4901 | 32.4621 | 32.4342
RC3DindMidsi7 | R&D | Conservative | 30 | DistributedWind | MidsizeScaleClass7 | Midsize DW - Class 7 | 88.0387 | 102.7821 | 88.0347 | 80.6367 | 74.0317 | 68.0986 | 62.74 | 57.8762 | 53.4417 | 49.6746 | 48.9483 | 48.222 | 47.4957 | 46.7694 | 46.0431 | 45.3168 | 44.5905 | 43.8642 | 43.1379 | 42.4116 | 41.6853 | 40.959 | 40.2328 | 39.5065 | 38.7802 | 38.0539 | 37.3276 | 37.2996 | 37.2717 | 37.2437
RA3DindLarge7 | R&D | Advanced | 30 | DistributedWind | LargeScaleClass7 | Large DW - Class 7 | 61.4841 | 66.0661 | 53.3021 | 45.7762 | 38.8595 | 36.6736 | 34.6513 | 32.775 | 31.0294 | 29.4013 | 28.8264 | 28.5961 | 28.3657 | 28.1353 | 27.905 | 27.6746 | 27.4443 | 27.2139 | 26.9835 | 26.7532 | 26.5228 | 26.2925 | 26.0621 | 25.8317 | 25.6014 | 25.371 | 25.1407 | 24.9103 | 24.68 | 24.6114
RM3DindLarge7 | R&D | Moderate | 30 | DistributedWind | LargeScaleClass7 | Large DW - Class 7 | 61.4841 | 71.5695 | 61.7733 | 54.5813 | 47.9714 | 45.2282 | 42.6905 | 40.3359 | 38.1453 | 36.1022 | 35.3518 | 35.0562 | 34.7606 | 34.465 | 34.1694 | 33.8738 | 33.5781 | 33.2825 | 32.9869 | 32.6913 | 32.3957 | 32.1001 | 31.8045 | 31.5089 | 31.2132 | 30.9176 | 30.622 | 30.3264 | 30.0308 | 29.9487
RC3DindLarge7 | R&D | Conservative | 30 | DistributedWind | LargeScaleClass7 | Large DW - Class 7 | 61.4841 | 72.5303 | 63.3784 | 59.4262 | 55.7939 | 52.4441 | 49.3452 | 46.4699 | 43.7949 | 41.3 | 40.7353 | 40.3858 | 40.0364 | 39.6869 | 39.3375 | 38.988 | 38.6386 | 38.2891 | 37.9397 | 37.5903 | 37.2408 | 36.8914 | 36.5419 | 36.1925 | 35.843 | 35.4936 | 35.1441 | 34.7947 | 34.4452 | 34.352
RA3DindResid8 | R&D | Advanced | 30 | DistributedWind | ResidentialScaleClass8 | Residential DW - Class 8 | 191.5699 | 210.3618 | 166.7093 | 128.5005 | 112.8551 | 97.4022 | 84.4585 | 75.8024 | 67.579 | 59.7253 | 56.3618 | 54.9219 | 53.479 | 52.0331 | 50.5841 | 49.1318 | 47.6762 | 46.2171 | 44.7543 | 43.2878 | 42.2881 | 41.2861 | 40.2816 | 39.2747 | 38.2652 | 37.253 | 36.238 | 35.3519 | 35.0724 | 34.7929
RM3DindResid8 | R&D | Moderate | 30 | DistributedWind | ResidentialScaleClass8 | Residential DW - Class 8 | 191.5699 | 230.0692 | 197.1906 | 178.1098 | 160.4236 | 143.9846 | 128.6653 | 114.355 | 100.9573 | 88.2925 | 82.9336 | 80.6524 | 78.3665 | 76.0758 | 73.7801 | 71.4792 | 69.1729 | 66.861 | 64.5433 | 62.2196 | 60.6428 | 59.0622 | 57.4778 | 55.8895 | 54.297 | 52.7001 | 51.0988 | 49.7038 | 49.2794 | 48.8549
RC3DindResid8 | R&D | Conservative | 30 | DistributedWind | ResidentialScaleClass8 | Residential DW - Class 8 | 191.5699 | 233.5097 | 202.9659 | 186.864 | 171.9389 | 158.0663 | 145.1386 | 133.0624 | 121.7563 | 111.1462 | 104.191 | 101.2368 | 98.2765 | 95.3099 | 92.3369 | 89.357 | 86.3702 | 83.3761 | 80.3745 | 77.3651 | 75.3265 | 73.2831 | 71.2348 | 69.1813 | 67.1224 | 65.0579 | 62.9875 | 61.1853 | 60.6449 | 60.1045
RA3DindComme8 | R&D | Advanced | 30 | DistributedWind | CommercialScaleClass8 | Commercial DW - Class 8 | 136.7109 | 147.8014 | 116.497 | 97.6527 | 83.8469 | 72.6372 | 63.3547 | 57.2821 | 51.6157 | 46.2998 | 43.7258 | 42.6043 | 41.4805 | 40.3544 | 39.2257 | 38.0945 | 36.9607 | 35.8241 | 34.6847 | 33.5423 | 32.7589 | 31.9736 | 31.1864 | 30.3973 | 29.606 | 28.8126 | 28.017 | 27.4583 | 27.2128 | 26.9673
RM3DindComme8 | R&D | Moderate | 30 | DistributedWind | CommercialScaleClass8 | Commercial DW - Class 8 | 136.7109 | 161.2941 | 137.1437 | 122.8632 | 109.873 | 98.0056 | 87.1215 | 77.1034 | 67.8518 | 59.2821 | 58.5148 | 56.8419 | 55.169 | 53.4961 | 51.8232 | 50.1503 | 48.4774 | 47.6627 | 46.014 | 44.3609 | 43.6796 | 42.9983 | 42.317 | 41.6356 | 40.9543 | 40.273 | 39.5917 | 38.9104 | 38.229 | 37.5477
RC3DindComme8 | R&D | Conservative | 30 | DistributedWind | CommercialScaleClass8 | Commercial DW - Class 8 | 136.7109 | 163.6496 | 146.7869 | 135.026 | 123.1911 | 112.3792 | 102.4632 | 93.3361 | 84.9074 | 78.027 | 76.5298 | 75.0326 | 73.5354 | 72.0382 | 70.541 | 69.0438 | 67.5466 | 66.0494 | 64.5522 | 63.055 | 61.5578 | 60.0607 | 58.5635 | 57.0663 | 55.5691 | 54.0719 | 52.5747 | 51.0775 | 49.5803 | 48.0831
RA3DindMidsi8 | R&D | Advanced | 30 | DistributedWind | MidsizeScaleClass8 | Midsize DW - Class 8 | 103.7906 | 108.9556 | 87.6558 | 78.3291 | 68.7692 | 60.2865 | 52.7085 | 45.8978 | 39.7436 | 36.7573 | 35.1503 | 34.626 | 34.1009 | 33.5751 | 33.0486 | 32.5212 | 31.9929 | 31.4638 | 30.9338 | 30.4028 | 30.1391 | 29.8754 | 29.6117 | 29.3479 | 29.0842 | 28.8204 | 28.5566 | 28.1466 | 27.8606 | 27.5746
RM3DindMidsi8 | R&D | Moderate | 30 | DistributedWind | MidsizeScaleClass8 | Midsize DW - Class 8 | 103.7906 | 118.3799 | 99.2743 | 88.8148 | 79.6042 | 71.4313 | 64.1302 | 57.5684 | 51.639 | 47.8371 | 47.1568 | 46.4765 | 45.7962 | 45.1158 | 44.4355 | 43.7552 | 43.0749 | 42.3946 | 41.7143 | 41.034 | 40.3537 | 39.6734 | 38.993 | 38.3127 | 37.6324 | 36.9521 | 36.2718 | 36.2406 | 36.2094 | 36.1783
RC3DindMidsi8 | R&D | Conservative | 30 | DistributedWind | MidsizeScaleClass8 | Midsize DW - Class 8 | 103.7906 | 120.0252 | 101.9546 | 92.7078 | 84.5651 | 77.3399 | 70.8853 | 65.0843 | 59.8424 | 55.4088 | 54.5987 | 53.7885 | 52.9784 | 52.1683 | 51.3581 | 50.548 | 49.7379 | 48.9277 | 48.1176 | 47.3075 | 46.4973 | 45.6872 | 44.877 | 44.0669 | 43.2568 | 42.4466 | 41.6365 | 41.6053 | 41.5741 | 41.543
RA3DindLarge8 | R&D | Advanced | 30 | DistributedWind | LargeScaleClass8 | Large DW - Class 8 | 71.2069 | 75.9737 | 60.9037 | 52.0001 | 43.9082 | 41.2359 | 38.7869 | 36.5342 | 34.4552 | 32.5305 | 31.8945 | 31.6396 | 31.3847 | 31.1298 | 30.875 | 30.6201 | 30.3652 | 30.1103 | 29.8554 | 29.6006 | 29.3457 | 29.0908 | 28.8359 | 28.5811 | 28.3262 | 28.0713 | 27.8164 | 27.5616 | 27.3067 | 27.2308
RM3DindLarge8 | R&D | Moderate | 30 | DistributedWind | LargeScaleClass8 | Large DW - Class 8 | 71.2069 | 82.3024 | 70.583 | 62.0024 | 54.2038 | 50.8548 | 47.7855 | 44.9623 | 42.3567 | 39.9446 | 39.1144 | 38.7873 | 38.4602 | 38.1331 | 37.8061 | 37.479 | 37.1519 | 36.8248 | 36.4978 | 36.1707 | 35.8436 | 35.5165 | 35.1895 | 34.8624 | 34.5353 | 34.2082 | 33.8812 | 33.5541 | 33.227 | 33.1362
RC3DindLarge8 | R&D | Conservative | 30 | DistributedWind | LargeScaleClass8 | Large DW - Class 8 | 71.2069 | 83.4073 | 72.417 | 67.506 | 63.0426 | 58.9683 | 55.2344 | 51.7998 | 48.6301 | 45.6956 | 45.0708 | 44.6842 | 44.2975 | 43.9109 | 43.5242 | 43.1376 | 42.751 | 42.3643 | 41.9777 | 41.591 | 41.2044 | 40.8178 | 40.4311 | 40.0445 | 39.6578 | 39.2712 | 38.8846 | 38.4979 | 38.1113 | 38.0082
RA3DindResid9 | R&D | Advanced | 30 | DistributedWind | ResidentialScaleClass9 | Residential DW - Class 9 | 229.9472 | 251.2764 | 198.2462 | 152.1825 | 133.1474 | 114.5128 | 98.9717 | 88.5586 | 78.7277 | 69.3939 | 65.4859 | 63.8128 | 62.1364 | 60.4564 | 58.7728 | 57.0855 | 55.3942 | 53.6989 | 51.9993 | 50.2954 | 49.1339 | 47.9696 | 46.8026 | 45.6327 | 44.4597 | 43.2836 | 42.1043 | 41.0748 | 40.7501 | 40.4254
RM3DindResid9 | R&D | Moderate | 30 | DistributedWind | ResidentialScaleClass9 | Residential DW - Class 9 | 229.9472 | 274.8169 | 234.4936 | 210.9345 | 189.2692 | 169.2784 | 150.775 | 133.599 | 117.6125 | 102.5856 | 96.3592 | 93.7087 | 91.0528 | 88.3912 | 85.7239 | 83.0505 | 80.3709 | 77.6847 | 74.9918 | 72.292 | 70.4599 | 68.6234 | 66.7826 | 64.9371 | 63.0868 | 61.2315 | 59.3709 | 57.75 | 57.2569 | 56.7637
RC3DindResid9 | R&D | Conservative | 30 | DistributedWind | ResidentialScaleClass9 | Residential DW - Class 9 | 229.9472 | 278.9265 | 241.3616 | 221.302 | 202.8551 | 185.8338 | 170.079 | 155.4545 | 141.8427 | 129.139 | 121.0578 | 117.6254 | 114.1859 | 110.7391 | 107.2847 | 103.8225 | 100.3522 | 96.8734 | 93.3859 | 89.8892 | 87.5206 | 85.1465 | 82.7666 | 80.3806 | 77.9884 | 75.5897 | 73.1842 | 71.0903 | 70.4624 | 69.8345
RA3DindComme9 | R&D | Advanced | 30 | DistributedWind | CommercialScaleClass9 | Commercial DW - Class 9 | 167.6574 | 179.8482 | 140.7699 | 117.2605 | 100.1125 | 86.2819 | 74.9022 | 67.4312 | 60.5202 | 54.0887 | 51.0818 | 49.7716 | 48.4588 | 47.1432 | 45.8246 | 44.5032 | 43.1786 | 41.8508 | 40.5196 | 39.1851 | 38.2699 | 37.3525 | 36.4329 | 35.511 | 34.5866 | 33.6598 | 32.7303 | 32.0776 | 31.7908 | 31.504
RM3DindComme9 | R&D | Moderate | 30 | DistributedWind | CommercialScaleClass9 | Commercial DW - Class 9 | 167.6574 | 196.2664 | 165.7185 | 147.5332 | 131.1875 | 116.4156 | 103.0009 | 90.7643 | 79.5573 | 69.2551 | 68.3587 | 66.4044 | 64.4501 | 62.4957 | 60.5414 | 58.5871 | 56.6328 | 55.6809 | 53.7549 | 51.8237 | 51.0278 | 50.2319 | 49.4359 | 48.64 | 47.844 | 47.0481 | 46.2522 | 45.4562 | 44.6603 | 43.8643
RC3DindComme9 | R&D | Conservative | 30 | DistributedWind | CommercialScaleClass9 | Commercial DW - Class 9 | 167.6574 | 199.1327 | 177.3709 | 162.1381 | 147.0892 | 133.4893 | 121.1388 | 109.873 | 99.5551 | 91.1534 | 89.4043 | 87.6553 | 85.9062 | 84.1571 | 82.4081 | 80.659 | 78.9099 | 77.1609 | 75.4118 | 73.6627 | 71.9137 | 70.1646 | 68.4156 | 66.6665 | 64.9174 | 63.1684 | 61.4193 | 59.6702 | 57.9212 | 56.1721
RA3DindMidsi9 | R&D | Advanced | 30 | DistributedWind | MidsizeScaleClass9 | Midsize DW - Class 9 | 128.0428 | 132.8509 | 105.8157 | 93.7419 | 81.6811 | 71.1302 | 61.8226 | 53.5505 | 46.1504 | 42.4998 | 40.6417 | 40.0354 | 39.4284 | 38.8205 | 38.2116 | 37.6018 | 36.9911 | 36.3793 | 35.7664 | 35.1525 | 34.8476 | 34.5427 | 34.2378 | 33.9329 | 33.6279 | 33.3229 | 33.0179 | 32.5439 | 32.2132 | 31.8825
RM3DindMidsi9 | R&D | Moderate | 30 | DistributedWind | MidsizeScaleClass9 | Midsize DW - Class 9 | 128.0428 | 144.3421 | 119.8412 | 106.2909 | 94.5504 | 84.2798 | 75.2193 | 67.167 | 59.9634 | 55.3105 | 54.5239 | 53.7373 | 52.9507 | 52.1641 | 51.3775 | 50.5909 | 49.8043 | 49.0177 | 48.2311 | 47.4446 | 46.658 | 45.8714 | 45.0848 | 44.2982 | 43.5116 | 42.725 | 41.9384 | 41.9023 | 41.8663 | 41.8302
RC3DindMidsi9 | R&D | Conservative | 30 | DistributedWind | MidsizeScaleClass9 | Midsize DW - Class 9 | 128.0428 | 146.3482 | 123.0767 | 110.9499 | 100.4427 | 91.2511 | 83.1424 | 75.9359 | 69.4891 | 64.0651 | 63.1284 | 62.1917 | 61.255 | 60.3183 | 59.3816 | 58.4449 | 57.5082 | 56.5715 | 55.6348 | 54.6981 | 53.7614 | 52.8247 | 51.888 | 50.9513 | 50.0146 | 49.0779 | 48.1412 | 48.1051 | 48.0691 | 48.033
RA3DindLarge9 | R&D | Advanced | 30 | DistributedWind | LargeScaleClass9 | Large DW - Class 9 | 86.1153 | 91.0588 | 72.4142 | 61.385 | 51.4973 | 48.0793 | 44.9818 | 42.1618 | 39.5836 | 37.2175 | 36.4897 | 36.1981 | 35.9065 | 35.6149 | 35.3234 | 35.0318 | 34.7402 | 34.4486 | 34.157 | 33.8654 | 33.5738 | 33.2822 | 32.9906 | 32.699 | 32.4074 | 32.1158 | 31.8242 | 31.5326 | 31.241 | 31.1542
RM3DindLarge9 | R&D | Moderate | 30 | DistributedWind | LargeScaleClass9 | Large DW - Class 9 | 86.1153 | 98.6441 | 83.9229 | 73.1924 | 63.5725 | 59.2945 | 55.4176 | 51.8881 | 48.6613 | 45.6998 | 44.7499 | 44.3757 | 44.0015 | 43.6273 | 43.2531 | 42.8789 | 42.5047 | 42.1305 | 41.7563 | 41.3821 | 41.0079 | 40.6337 | 40.2595 | 39.8853 | 39.5111 | 39.1369 | 38.7627 | 38.3885 | 38.0143 | 37.9104
RC3DindLarge9 | R&D | Conservative | 30 | DistributedWind | LargeScaleClass9 | Large DW - Class 9 | 86.1153 | 99.9684 | 86.1035 | 79.6893 | 73.939 | 68.7545 | 64.0563 | 59.7789 | 55.8684 | 52.2794 | 51.5645 | 51.1222 | 50.6798 | 50.2375 | 49.7951 | 49.3528 | 48.9104 | 48.4681 | 48.0257 | 47.5834 | 47.141 | 46.6987 | 46.2563 | 45.814 | 45.3717 | 44.9293 | 44.487 | 44.0446 | 43.6023 | 43.4843
RA3DindResid0 | R&D | Advanced | 30 | DistributedWind | ResidentialScaleClass10 | Residential DW - Class 10 | 246.7581 | 280.6892 | 230.049 | 183.1092 | 165.8305 | 147.3968 | 131.4669 | 121.2339 | 110.9346 | 100.5317 | 94.8702 | 92.4464 | 90.0177 | 87.584 | 85.1449 | 82.7004 | 80.2503 | 77.7942 | 75.3321 | 72.8636 | 71.1808 | 69.4942 | 67.8035 | 66.1086 | 64.4093 | 62.7055 | 60.997 | 59.5055 | 59.0351 | 58.5647
RM3DindResid0 | R&D | Moderate | 30 | DistributedWind | ResidentialScaleClass10 | Residential DW - Class 10 | 246.7581 | 306.9852 | 272.1114 | 253.8009 | 235.7283 | 217.8891 | 200.2787 | 182.8927 | 165.7269 | 148.617 | 139.5967 | 135.7569 | 131.9092 | 128.0535 | 124.1892 | 120.3163 | 116.4342 | 112.5428 | 108.6416 | 104.7303 | 102.076 | 99.4156 | 96.7487 | 94.0752 | 91.3946 | 88.7068 | 86.0113 | 83.6632 | 82.9488 | 82.2343
RC3DindResid0 | R&D | Conservative | 30 | DistributedWind | ResidentialScaleClass10 | Residential DW - Class 10 | 246.7581 | 311.5759 | 280.0811 | 266.2754 | 252.6491 | 239.1987 | 225.9208 | 212.8121 | 199.8695 | 187.0852 | 175.3779 | 170.4053 | 165.4225 | 160.429 | 155.4247 | 150.4089 | 145.3814 | 140.3417 | 135.2892 | 130.2236 | 126.7922 | 123.3528 | 119.905 | 116.4484 | 112.9828 | 109.5077 | 106.0228 | 102.9893 | 102.0797 | 101.17
RA3DindComme0 | R&D | Advanced | 30 | DistributedWind | CommercialScaleClass10 | Commercial DW - Class 10 | 279.3349 | 294.206 | 226.6281 | 186.1428 | 156.951 | 133.769 | 114.9692 | 102.5695 | 91.3041 | 80.9921 | 76.4895 | 74.5277 | 72.5618 | 70.5918 | 68.6175 | 66.6387 | 64.6553 | 62.667 | 60.6738 | 58.6754 | 57.305 | 55.9314 | 54.5544 | 53.1739 | 51.7898 | 50.4019 | 49.0101 | 48.0327 | 47.6033 | 47.1738
RM3DindComme0 | R&D | Moderate | 30 | DistributedWind | CommercialScaleClass10 | Commercial DW - Class 10 | 279.3349 | 321.064 | 266.7933 | 234.1986 | 205.6685 | 180.4875 | 158.0985 | 138.0615 | 120.0244 | 103.702 | 102.3598 | 99.4334 | 96.507 | 93.5807 | 90.6543 | 87.7279 | 84.8015 | 83.3762 | 80.4921 | 77.6005 | 76.4086 | 75.2168 | 74.025 | 72.8331 | 71.6413 | 70.4495 | 69.2576 | 68.0658 | 66.874 | 65.6821
RC3DindComme0 | R&D | Conservative | 30 | DistributedWind | CommercialScaleClass10 | Commercial DW - Class 10 | 279.3349 | 325.7527 | 285.5528 | 257.3829 | 230.5984 | 206.9581 | 185.9389 | 167.1278 | 150.1943 | 136.4924 | 133.8734 | 131.2543 | 128.6353 | 126.0163 | 123.3972 | 120.7782 | 118.1592 | 115.5401 | 112.9211 | 110.3021 | 107.683 | 105.064 | 102.4449 | 99.8259 | 97.2069 | 94.5878 | 91.9688 | 89.3498 | 86.7307 | 84.1117
RA3DindMidsi0 | R&D | Advanced | 30 | DistributedWind | MidsizeScaleClass10 | Midsize DW - Class 10 | 214.7338 | 217.1213 | 169.2891 | 147.3102 | 126.4127 | 108.644 | 93.3503 | 80.0483 | 68.3726 | 62.464 | 59.733 | 58.842 | 57.9498 | 57.0563 | 56.1614 | 55.2652 | 54.3675 | 53.4684 | 52.5677 | 51.6654 | 51.2172 | 50.7691 | 50.321 | 49.8728 | 49.4245 | 48.9763 | 48.528 | 47.8313 | 47.3453 | 46.8592
RM3DindMidsi0 | R&D | Moderate | 30 | DistributedWind | MidsizeScaleClass10 | Midsize DW - Class 10 | 214.7338 | 235.9016 | 191.7277 | 167.0303 | 146.3297 | 128.7285 | 113.579 | 100.4024 | 88.8368 | 81.2925 | 80.1364 | 78.9803 | 77.8242 | 76.6681 | 75.512 | 74.3559 | 73.1998 | 72.0437 | 70.8876 | 69.7315 | 68.5755 | 67.4194 | 66.2633 | 65.1072 | 63.9511 | 62.795 | 61.6389 | 61.5859 | 61.5329 | 61.4799
RC3DindMidsi0 | R&D | Conservative | 30 | DistributedWind | MidsizeScaleClass10 | Midsize DW - Class 10 | 214.7338 | 239.1802 | 196.9042 | 174.3517 | 155.449 | 139.3764 | 125.5427 | 113.5104 | 102.9493 | 94.1596 | 92.7829 | 91.4062 | 90.0295 | 88.6527 | 87.276 | 85.8993 | 84.5226 | 83.1459 | 81.7692 | 80.3925 | 79.0157 | 77.639 | 76.2623 | 74.8856 | 73.5089 | 72.1322 | 70.7554 | 70.7025 | 70.6495 | 70.5965
RA3DindLarge0 | R&D | Advanced | 30 | DistributedWind | LargeScaleClass10 | Large DW - Class 10 | 139.0142 | 143.9609 | 112.4319 | 93.8096 | 77.6053 | 71.5578 | 66.2054 | 61.4346 | 57.1556 | 53.2961 | 52.254 | 51.8364 | 51.4189 | 51.0013 | 50.5837 | 50.1661 | 49.7486 | 49.331 | 48.9134 | 48.4958 | 48.0783 | 47.6607 | 47.2431 | 46.8255 | 46.408 | 45.9904 | 45.5728 | 45.1552 | 44.7377 | 44.6134
RM3DindLarge0 | R&D | Moderate | 30 | DistributedWind | LargeScaleClass10 | Large DW - Class 10 | 139.0142 | 155.953 | 130.3006 | 111.8538 | 95.8024 | 88.2498 | 81.5651 | 75.607 | 70.263 | 65.4429 | 64.0827 | 63.5468 | 63.011 | 62.4751 | 61.9392 | 61.4034 | 60.8675 | 60.3317 | 59.7958 | 59.2599 | 58.7241 | 58.1882 | 57.6523 | 57.1165 | 56.5806 | 56.0448 | 55.5089 | 54.973 | 54.4372 | 54.2884
RC3DindLarge0 | R&D | Conservative | 30 | DistributedWind | LargeScaleClass10 | Large DW - Class 10 | 139.0142 | 158.0466 | 133.6863 | 121.7825 | 111.4245 | 102.3294 | 94.2797 | 87.1048 | 80.6695 | 74.865 | 73.8414 | 73.2079 | 72.5745 | 71.941 | 71.3076 | 70.6741 | 70.0407 | 69.4072 | 68.7738 | 68.1403 | 67.5069 | 66.8734 | 66.24 | 65.6065 | 64.9731 | 64.3396 | 63.7062 | 63.0727 | 62.4393 | 62.2704
RA3CoPVClass1 | R&D | Advanced | 30 | CommPV | Class1 | Commercial PV - Class 1 | 73.5 | 78.9925 | 75.1163 | 71.3032 | 67.5515 | 63.8598 | 60.2268 | 56.6509 | 53.1309 | 49.6655 | 46.2533 | 42.8933 | 39.5841 | 36.3247 | 33.1139 | 32.7003 | 32.2882 | 31.8777 | 31.4688 | 31.0615 | 30.6557 | 30.2515 | 29.8488 | 29.4476 | 29.0479 | 28.6498 | 28.2532 | 27.858 | 27.4644 | 27.0722
RM3CoPVClass1 | R&D | Moderate | 30 | CommPV | Class1 | Commercial PV - Class 1 | 73.9889 | 79.7766 | 77.0041 | 74.2592 | 71.5416 | 68.8509 | 66.1865 | 63.5482 | 60.9356 | 58.3482 | 55.7858 | 53.248 | 50.7344 | 48.2447 | 45.7785 | 44.8951 | 44.0176 | 43.1459 | 42.2798 | 41.4194 | 40.5646 | 39.7153 | 38.8715 | 38.0331 | 37.2001 | 36.3724 | 35.55 | 34.7328 | 33.9208 | 33.1139
RC3CoPVClass1 | R&D | Conservative | 30 | CommPV | Class1 | Commercial PV - Class 1 | 74.7455 | 81.0004 | 79.8912 | 78.782 | 77.6728 | 76.5636 | 75.4544 | 74.3452 | 73.236 | 72.1268 | 71.0176 | 69.9084 | 68.7992 | 67.69 | 66.5808 | 65.0886 | 63.6126 | 62.1524 | 60.7078 | 59.2785 | 57.8643 | 56.465 | 55.0803 | 53.71 | 52.3539 | 51.0118 | 49.6834 | 48.3685 | 47.0669 | 45.7785
RA3CoPVClass2 | R&D | Advanced | 30 | CommPV | Class2 | Commercial PV - Class 2 | 76.2656 | 81.9648 | 77.9428 | 73.9861 | 70.0933 | 66.2627 | 62.493 | 58.7825 | 55.1301 | 51.5342 | 47.9937 | 44.5072 | 41.0735 | 37.6915 | 34.3599 | 33.9307 | 33.5031 | 33.0772 | 32.6529 | 32.2302 | 31.8092 | 31.3897 | 30.9719 | 30.5556 | 30.1409 | 29.7278 | 29.3163 | 28.9063 | 28.4978 | 28.0909
RM3CoPVClass2 | R&D | Moderate | 30 | CommPV | Class2 | Commercial PV - Class 2 | 76.7729 | 82.7784 | 79.9016 | 77.0534 | 74.2336 | 71.4415 | 68.6769 | 65.9394 | 63.2284 | 60.5437 | 57.8849 | 55.2516 | 52.6434 | 50.06 | 47.501 | 46.5844 | 45.6739 | 44.7693 | 43.8707 | 42.9779 | 42.0909 | 41.2097 | 40.3341 | 39.4642 | 38.5998 | 37.741 | 36.8877 | 36.0397 | 35.1972 | 34.3599
RC3CoPVClass2 | R&D | Conservative | 30 | CommPV | Class2 | Commercial PV - Class 2 | 77.558 | 84.0482 | 82.8973 | 81.7463 | 80.5954 | 79.4445 | 78.2935 | 77.1426 | 75.9917 | 74.8407 | 73.6898 | 72.5389 | 71.3879 | 70.237 | 69.0861 | 67.5378 | 66.0062 | 64.491 | 62.9921 | 61.509 | 60.0416 | 58.5897 | 57.1529 | 55.731 | 54.3239 | 52.9312 | 51.5528 | 50.1884 | 48.8379 | 47.501
RA3CoPVClass3 | R&D | Advanced | 30 | CommPV | Class3 | Commercial PV - Class 3 | 80.5665 | 86.587 | 82.3382 | 78.1584 | 74.0461 | 69.9995 | 66.0171 | 62.0974 | 58.239 | 54.4404 | 50.7002 | 47.0171 | 43.3898 | 39.817 | 36.2976 | 35.8441 | 35.3925 | 34.9425 | 34.4943 | 34.0478 | 33.603 | 33.1599 | 32.7185 | 32.2788 | 31.8407 | 31.4043 | 30.9695 | 30.5364 | 30.1049 | 29.675
RM3CoPVClass3 | R&D | Moderate | 30 | CommPV | Class3 | Commercial PV - Class 3 | 81.1023 | 87.4465 | 84.4074 | 81.3987 | 78.4198 | 75.4703 | 72.5498 | 69.6579 | 66.7941 | 63.958 | 61.1492 | 58.3674 | 55.6121 | 52.883 | 50.1797 | 49.2115 | 48.2496 | 47.294 | 46.3447 | 45.4015 | 44.4645 | 43.5336 | 42.6087 | 41.6897 | 40.7766 | 39.8693 | 38.9679 | 38.0721 | 37.182 | 36.2976
RC3CoPVClass3 | R&D | Conservative | 30 | CommPV | Class3 | Commercial PV - Class 3 | 81.9317 | 88.7879 | 87.5721 | 86.3562 | 85.1404 | 83.9246 | 82.7087 | 81.4929 | 80.2771 | 79.0612 | 77.8454 | 76.6295 | 75.4137 | 74.1979 | 72.982 | 71.3464 | 69.7285 | 68.1279 | 66.5444 | 64.9777 | 63.4276 | 61.8937 | 60.3759 | 58.8739 | 57.3874 | 55.9162 | 54.46 | 53.0187 | 51.592 | 50.1797
RA3CoPVClass4 | R&D | Advanced | 30 | CommPV | Class4 | Commercial PV - Class 4 | 85.0611 | 91.4176 | 86.9317 | 82.5187 | 78.1769 | 73.9046 | 69.7001 | 65.5617 | 61.4881 | 57.4775 | 53.5287 | 49.6401 | 45.8104 | 42.0383 | 38.3225 | 37.8438 | 37.3669 | 36.8919 | 36.4187 | 35.9473 | 35.4777 | 35.0098 | 34.5438 | 34.0795 | 33.617 | 33.1563 | 32.6972 | 32.2399 | 31.7844 | 31.3305
RM3CoPVClass4 | R&D | Moderate | 30 | CommPV | Class4 | Commercial PV - Class 4 | 85.6269 | 92.325 | 89.1164 | 85.9398 | 82.7947 | 79.6807 | 76.5972 | 73.544 | 70.5204 | 67.5261 | 64.5606 | 61.6236 | 58.7146 | 55.8333 | 52.9791 | 51.9569 | 50.9413 | 49.9325 | 48.9302 | 47.9344 | 46.9451 | 45.9623 | 44.9857 | 44.0155 | 43.0514 | 42.0936 | 41.1418 | 40.1961 | 39.2563 | 38.3225
RC3CoPVClass4 | R&D | Conservative | 30 | CommPV | Class4 | Commercial PV - Class 4 | 86.5025 | 93.7412 | 92.4576 | 91.1739 | 89.8902 | 88.6066 | 87.3229 | 86.0392 | 84.7556 | 83.4719 | 82.1882 | 80.9045 | 79.6209 | 78.3372 | 77.0535 | 75.3267 | 73.6185 | 71.9286 | 70.2568 | 68.6027 | 66.9661 | 65.3466 | 63.7441 | 62.1583 | 60.5889 | 59.0356 | 57.4982 | 55.9765 | 54.4702 | 52.9791
RA3CoPVClass5 | R&D | Advanced | 30 | CommPV | Class5 | Commercial PV - Class 5 | 89.1364 | 95.7974 | 91.0966 | 86.4722 | 81.9224 | 77.4454 | 73.0394 | 68.7028 | 64.4339 | 60.2313 | 56.0932 | 52.0183 | 48.0052 | 44.0524 | 40.1586 | 39.6569 | 39.1572 | 38.6594 | 38.1635 | 37.6695 | 37.1774 | 36.6871 | 36.1988 | 35.7123 | 35.2276 | 34.7448 | 34.2638 | 33.7846 | 33.3072 | 32.8316
RM3CoPVClass5 | R&D | Moderate | 30 | CommPV | Class5 | Commercial PV - Class 5 | 89.7292 | 96.7482 | 93.3859 | 90.0571 | 86.7614 | 83.4981 | 80.267 | 77.0674 | 73.899 | 70.7612 | 67.6537 | 64.576 | 61.5276 | 58.5082 | 55.5174 | 54.4461 | 53.3819 | 52.3247 | 51.2744 | 50.2309 | 49.1943 | 48.1643 | 47.141 | 46.1242 | 45.114 | 44.1103 | 43.1129 | 42.1219 | 41.1371 | 40.1586
RC3CoPVClass5 | R&D | Conservative | 30 | CommPV | Class5 | Commercial PV - Class 5 | 90.6469 | 98.2324 | 96.8872 | 95.542 | 94.1969 | 92.8517 | 91.5065 | 90.1613 | 88.8162 | 87.471 | 86.1258 | 84.7807 | 83.4355 | 82.0903 | 80.7452 | 78.9356 | 77.1455 | 75.3747 | 73.6227 | 71.8894 | 70.1744 | 68.4774 | 66.7981 | 65.1363 | 63.4917 | 61.864 | 60.253 | 58.6584 | 57.0799 | 55.5174
RA3CoPVClass6 | R&D | Advanced | 30 | CommPV | Class6 | Commercial PV - Class 6 | 90.3343 | 97.0848 | 92.3208 | 87.6343 | 83.0233 | 78.4861 | 74.021 | 69.6261 | 65.2999 | 61.0407 | 56.847 | 52.7174 | 48.6503 | 44.6444 | 40.6982 | 40.1898 | 39.6834 | 39.1789 | 38.6764 | 38.1757 | 37.677 | 37.1802 | 36.6852 | 36.1922 | 35.701 | 35.2117 | 34.7242 | 34.2386 | 33.7548 | 33.2728
RM3CoPVClass6 | R&D | Moderate | 30 | CommPV | Class6 | Commercial PV - Class 6 | 90.9351 | 98.0484 | 94.6409 | 91.2674 | 87.9273 | 84.6203 | 81.3457 | 78.1031 | 74.8921 | 71.7122 | 68.5629 | 65.4438 | 62.3545 | 59.2945 | 56.2634 | 55.1778 | 54.0993 | 53.0279 | 51.9635 | 50.906 | 49.8554 | 48.8116 | 47.7745 | 46.7441 | 45.7203 | 44.703 | 43.6923 | 42.6879 | 41.6899 | 40.6982
RC3CoPVClass6 | R&D | Conservative | 30 | CommPV | Class6 | Commercial PV - Class 6 | 91.865 | 99.5525 | 98.1892 | 96.826 | 95.4627 | 94.0995 | 92.7363 | 91.373 | 90.0098 | 88.6465 | 87.2833 | 85.92 | 84.5568 | 83.1935 | 81.8303 | 79.9964 | 78.1823 | 76.3876 | 74.6121 | 72.8555 | 71.1174 | 69.3976 | 67.6958 | 66.0117 | 64.3449 | 62.6954 | 61.0627 | 59.4467 | 57.847 | 56.2634
RA3CoPVClass7 | R&D | Advanced | 30 | CommPV | Class7 | Commercial PV - Class 7 | 94.8093 | 101.8942 | 96.8942 | 91.9755 | 87.1361 | 82.3742 | 77.6878 | 73.0752 | 68.5347 | 64.0645 | 59.6631 | 55.3289 | 51.0604 | 46.856 | 42.7144 | 42.1808 | 41.6493 | 41.1198 | 40.5923 | 40.0669 | 39.5434 | 39.022 | 38.5026 | 37.9851 | 37.4696 | 36.956 | 36.4444 | 35.9347 | 35.4269 | 34.921
RM3CoPVClass7 | R&D | Moderate | 30 | CommPV | Class7 | Commercial PV - Class 7 | 95.4398 | 102.9055 | 99.3292 | 95.7886 | 92.2831 | 88.8122 | 85.3754 | 81.9722 | 78.6021 | 75.2647 | 71.9594 | 68.6858 | 65.4434 | 62.2318 | 59.0506 | 57.9112 | 56.7793 | 55.6548 | 54.5376 | 53.4278 | 52.3251 | 51.2296 | 50.1412 | 49.0597 | 47.9852 | 46.9176 | 45.8567 | 44.8026 | 43.7552 | 42.7144
RC3CoPVClass7 | R&D | Conservative | 30 | CommPV | Class7 | Commercial PV - Class 7 | 96.4159 | 104.4841 | 103.0534 | 101.6226 | 100.1918 | 98.761 | 97.3302 | 95.8995 | 94.4687 | 93.0379 | 91.6071 | 90.1763 | 88.7456 | 87.3148 | 85.884 | 83.9593 | 82.0553 | 80.1717 | 78.3083 | 76.4646 | 74.6405 | 72.8355 | 71.0493 | 69.2818 | 67.5325 | 65.8012 | 64.0876 | 62.3915 | 60.7126 | 59.0506
RA3CoPVClass8 | R&D | Advanced | 30 | CommPV | Class8 | Commercial PV - Class 8 | 99.8274 | 107.2873 | 102.0227 | 96.8437 | 91.7482 | 86.7342 | 81.7997 | 76.943 | 72.1621 | 67.4554 | 62.821 | 58.2574 | 53.7629 | 49.336 | 44.9752 | 44.4134 | 43.8537 | 43.2962 | 42.7408 | 42.1876 | 41.6364 | 41.0874 | 40.5405 | 39.9956 | 39.4528 | 38.912 | 38.3733 | 37.8367 | 37.302 | 36.7694
RM3CoPVClass8 | R&D | Moderate | 30 | CommPV | Class8 | Commercial PV - Class 8 | 100.4913 | 108.3522 | 104.5866 | 100.8586 | 97.1675 | 93.5129 | 89.8942 | 86.3109 | 82.7624 | 79.2483 | 75.7681 | 72.3212 | 68.9072 | 65.5257 | 62.1761 | 60.9764 | 59.7845 | 58.6005 | 57.4243 | 56.2556 | 55.0946 | 53.9411 | 52.7951 | 51.6564 | 50.525 | 49.4008 | 48.2838 | 47.174 | 46.0711 | 44.9752
RC3CoPVClass8 | R&D | Conservative | 30 | CommPV | Class8 | Commercial PV - Class 8 | 101.519 | 110.0143 | 108.5078 | 107.0013 | 105.4948 | 103.9883 | 102.4818 | 100.9753 | 99.4688 | 97.9623 | 96.4558 | 94.9493 | 93.4428 | 91.9362 | 90.4297 | 88.4031 | 86.3984 | 84.4151 | 82.4531 | 80.5118 | 78.5911 | 76.6905 | 74.8099 | 72.9487 | 71.1069 | 69.284 | 67.4797 | 65.6938 | 63.9261 | 62.1761
RA3CoPVClass9 | R&D | Advanced | 30 | CommPV | Class9 | Commercial PV - Class 9 | 103.9988 | 111.7704 | 106.2858 | 100.8903 | 95.5819 | 90.3584 | 85.2178 | 80.1581 | 75.1775 | 70.2741 | 65.4461 | 60.6917 | 56.0095 | 51.3976 | 46.8545 | 46.2692 | 45.6861 | 45.1053 | 44.5268 | 43.9504 | 43.3762 | 42.8043 | 42.2345 | 41.6668 | 41.1014 | 40.538 | 39.9768 | 39.4177 | 38.8607 | 38.3058
RM3CoPVClass9 | R&D | Moderate | 30 | CommPV | Class9 | Commercial PV - Class 9 | 104.6904 | 112.8798 | 108.9568 | 105.073 | 101.2277 | 97.4204 | 93.6505 | 89.9174 | 86.2207 | 82.5598 | 78.9341 | 75.3432 | 71.7866 | 68.2637 | 64.7742 | 63.5243 | 62.2827 | 61.0492 | 59.8238 | 58.6063 | 57.3968 | 56.1951 | 55.0011 | 53.8149 | 52.6362 | 51.4651 | 50.3014 | 49.1451 | 47.9962 | 46.8545
RC3CoPVClass9 | R&D | Conservative | 30 | CommPV | Class9 | Commercial PV - Class 9 | 105.7611 | 114.6114 | 113.0419 | 111.4724 | 109.903 | 108.3335 | 106.7641 | 105.1946 | 103.6251 | 102.0557 | 100.4862 | 98.9168 | 97.3473 | 95.7779 | 94.2084 | 92.0971 | 90.0086 | 87.9425 | 85.8984 | 83.8761 | 81.8751 | 79.8951 | 77.9358 | 75.997 | 74.0781 | 72.179 | 70.2994 | 68.4389 | 66.5972 | 64.7742
RA3CoPVClass0 | R&D | Advanced | 30 | CommPV | Class10 | Commercial PV - Class 10 | 114.3284 | 122.8718 | 116.8425 | 110.9112 | 105.0755 | 99.3332 | 93.682 | 88.1197 | 82.6444 | 77.254 | 71.9464 | 66.7199 | 61.5725 | 56.5026 | 51.5083 | 50.8648 | 50.2239 | 49.5854 | 48.9493 | 48.3157 | 47.6845 | 47.0558 | 46.4294 | 45.8054 | 45.1837 | 44.5644 | 43.9475 | 43.3328 | 42.7205 | 42.1105
RM3CoPVClass0 | R&D | Moderate | 30 | CommPV | Class10 | Commercial PV - Class 10 | 115.0887 | 124.0915 | 119.7789 | 115.5093 | 111.2821 | 107.0966 | 102.9523 | 98.8484 | 94.7845 | 90.7599 | 86.7742 | 82.8266 | 78.9167 | 75.044 | 71.2078 | 69.8338 | 68.4688 | 67.1128 | 65.7657 | 64.4273 | 63.0977 | 61.7766 | 60.4641 | 59.16 | 57.8643 | 56.5768 | 55.2976 | 54.0264 | 52.7634 | 51.5083
RC3CoPVClass0 | R&D | Conservative | 30 | CommPV | Class10 | Commercial PV - Class 10 | 116.2657 | 125.995 | 124.2697 | 122.5443 | 120.819 | 119.0937 | 117.3683 | 115.643 | 113.9176 | 112.1923 | 110.4669 | 108.7416 | 107.0162 | 105.2909 | 103.5656 | 101.2446 | 98.9486 | 96.6773 | 94.4302 | 92.207 | 90.0072 | 87.8306 | 85.6768 | 83.5453 | 81.4359 | 79.3482 | 77.2818 | 75.2365 | 73.212 | 71.2078
RA3RePVClass1 | R&D | Advanced | 30 | ResPV | Class1 | Residential PV - Class 1 | 122.95 | 126.3236 | 120.0616 | 113.8331 | 107.6378 | 101.4753 | 95.3455 | 89.248 | 83.1827 | 77.1492 | 71.1473 | 65.1768 | 59.2375 | 53.329 | 47.4512 | 46.7817 | 46.1123 | 45.4428 | 44.7734 | 44.104 | 43.4345 | 42.7651 | 42.0956 | 41.4262 | 40.7568 | 40.0873 | 39.4179 | 38.7485 | 38.079 | 37.4096
RM3RePVClass1 | R&D | Moderate | 30 | ResPV | Class1 | Residential PV - Class 1 | 123.3527 | 126.9437 | 122.3405 | 117.7471 | 113.1634 | 108.5894 | 104.025 | 99.4703 | 94.9251 | 90.3895 | 85.8634 | 81.3468 | 76.8397 | 72.342 | 67.8537 | 66.4608 | 65.0727 | 63.6894 | 62.3107 | 60.9368 | 59.5675 | 58.203 | 56.843 | 55.4877 | 54.1369 | 52.7907 | 51.4491 | 50.112 | 48.7793 | 47.4512
RC3RePVClass1 | R&D | Conservative | 30 | ResPV | Class1 | Residential PV - Class 1 | 123.6151 | 127.3488 | 124.9944 | 122.6401 | 120.2858 | 117.9315 | 115.5772 | 113.2228 | 110.8685 | 108.5142 | 106.1599 | 103.8055 | 101.4512 | 99.0969 | 96.7426 | 94.7861 | 92.8341 | 90.8864 | 88.9432 | 87.0043 | 85.0698 | 83.1397 | 81.2139 | 79.2925 | 77.3753 | 75.4625 | 73.5539 | 71.6496 | 69.7495 | 67.8537
RA3RePVClass2 | R&D | Advanced | 30 | ResPV | Class2 | Residential PV - Class 2 | 124.8819 | 128.3086 | 121.9482 | 115.6219 | 109.3291 | 103.0698 | 96.8437 | 90.6504 | 84.4898 | 78.3615 | 72.2653 | 66.201 | 60.1683 | 54.167 | 48.1968 | 47.5168 | 46.8369 | 46.1569 | 45.477 | 44.797 | 44.117 | 43.4371 | 42.7571 | 42.0772 | 41.3972 | 40.7172 | 40.0373 | 39.3573 | 38.6774 | 37.9974
RM3RePVClass2 | R&D | Moderate | 30 | ResPV | Class2 | Residential PV - Class 2 | 125.291 | 128.9384 | 124.2629 | 119.5974 | 114.9416 | 110.2957 | 105.6596 | 101.0333 | 96.4167 | 91.8098 | 87.2126 | 82.6251 | 78.0471 | 73.4788 | 68.92 | 67.5052 | 66.0952 | 64.6901 | 63.2898 | 61.8943 | 60.5036 | 59.1175 | 57.7362 | 56.3596 | 54.9876 | 53.6203 | 52.2575 | 50.8994 | 49.5458 | 48.1968
RC3RePVClass2 | R&D | Conservative | 30 | ResPV | Class2 | Residential PV - Class 2 | 125.5576 | 129.3499 | 126.9586 | 124.5672 | 122.1759 | 119.7846 | 117.3933 | 115.002 | 112.6107 | 110.2193 | 107.828 | 105.4367 | 103.0454 | 100.6541 | 98.2628 | 96.2755 | 94.2928 | 92.3146 | 90.3408 | 88.3715 | 86.4066 | 84.4461 | 82.4901 | 80.5384 | 78.5912 | 76.6483 | 74.7097 | 72.7755 | 70.8456 | 68.92
RA3RePVClass3 | R&D | Advanced | 30 | ResPV | Class3 | Residential PV - Class 3 | 133.8625 | 137.5356 | 130.7179 | 123.9365 | 117.1913 | 110.4818 | 103.8079 | 97.1693 | 90.5656 | 83.9967 | 77.4621 | 70.9617 | 64.4952 | 58.0623 | 51.6627 | 50.9339 | 50.205 | 49.4762 | 48.7473 | 48.0185 | 47.2896 | 46.5608 | 45.8319 | 45.103 | 44.3742 | 43.6453 | 42.9165 | 42.1876 | 41.4588 | 40.7299
RM3RePVClass3 | R&D | Moderate | 30 | ResPV | Class3 | Residential PV - Class 3 | 134.301 | 138.2107 | 133.199 | 128.1979 | 123.2074 | 118.2274 | 113.2579 | 108.2989 | 103.3503 | 98.4121 | 93.4843 | 88.5668 | 83.6597 | 78.7628 | 73.8762 | 72.3596 | 70.8483 | 69.3422 | 67.8412 | 66.3453 | 64.8545 | 63.3688 | 61.8882 | 60.4125 | 58.9419 | 57.4762 | 56.0155 | 54.5597 | 53.1088 | 51.6627
RC3RePVClass3 | R&D | Conservative | 30 | ResPV | Class3 | Residential PV - Class 3 | 134.5868 | 138.6518 | 136.0885 | 133.5252 | 130.9619 | 128.3986 | 125.8353 | 123.2721 | 120.7088 | 118.1455 | 115.5822 | 113.0189 | 110.4556 | 107.8924 | 105.3291 | 103.199 | 101.0736 | 98.9531 | 96.8374 | 94.7265 | 92.6203 | 90.5189 | 88.4222 | 86.3302 | 84.2429 | 82.1602 | 80.0823 | 78.0089 | 75.9402 | 73.8762
RA3RePVClass4 | R&D | Advanced | 30 | ResPV | Class4 | Residential PV - Class 4 | 141.6573 | 145.5442 | 138.3295 | 131.1533 | 124.0153 | 116.9152 | 109.8526 | 102.8274 | 95.8392 | 88.8877 | 81.9727 | 75.0938 | 68.2507 | 61.4432 | 54.671 | 53.8997 | 53.1284 | 52.3572 | 51.5859 | 50.8146 | 50.0433 | 49.272 | 48.5007 | 47.7294 | 46.9581 | 46.1868 | 45.4155 | 44.6442 | 43.8729 | 43.1016
RM3RePVClass4 | R&D | Moderate | 30 | ResPV | Class4 | Residential PV - Class 4 | 142.1213 | 146.2587 | 140.9551 | 135.6628 | 130.3817 | 125.1117 | 119.8528 | 114.6051 | 109.3683 | 104.1426 | 98.9279 | 93.7241 | 88.5312 | 83.3491 | 78.1779 | 76.5731 | 74.9738 | 73.3799 | 71.7915 | 70.2086 | 68.631 | 67.0588 | 65.4919 | 63.9303 | 62.3741 | 60.823 | 59.2773 | 57.7367 | 56.2013 | 54.671
RC3RePVClass4 | R&D | Conservative | 30 | ResPV | Class4 | Residential PV - Class 4 | 142.4237 | 146.7254 | 144.0129 | 141.3003 | 138.5878 | 135.8752 | 133.1627 | 130.4501 | 127.7376 | 125.0251 | 122.3125 | 119.6 | 116.8874 | 114.1749 | 111.4624 | 109.2082 | 106.9591 | 104.7151 | 102.4762 | 100.2424 | 98.0136 | 95.7898 | 93.571 | 91.3571 | 89.1483 | 86.9444 | 84.7454 | 82.5514 | 80.3622 | 78.1779
RA3RePVClass5 | R&D | Advanced | 30 | ResPV | Class5 | Residential PV - Class 5 | 149.5598 | 153.6636 | 146.0464 | 138.4699 | 130.9336 | 123.4374 | 115.9809 | 108.5638 | 101.1858 | 93.8465 | 86.5456 | 79.283 | 72.0582 | 64.8709 | 57.7209 | 56.9066 | 56.0923 | 55.278 | 54.4636 | 53.6493 | 52.835 | 52.0207 | 51.2064 | 50.392 | 49.5777 | 48.7634 | 47.9491 | 47.1347 | 46.3204 | 45.5061
RM3RePVClass5 | R&D | Moderate | 30 | ResPV | Class5 | Residential PV - Class 5 | 150.0498 | 154.4179 | 148.8185 | 143.231 | 137.6552 | 132.0913 | 126.539 | 120.9985 | 115.4696 | 109.9524 | 104.4467 | 98.9526 | 93.47 | 87.9989 | 82.5392 | 80.8449 | 79.1563 | 77.4735 | 75.7965 | 74.1253 | 72.4597 | 70.7997 | 69.1455 | 67.4968 | 65.8537 | 64.2162 | 62.5841 | 60.9576 | 59.3366 | 57.7209
RC3RePVClass5 | R&D | Conservative | 30 | ResPV | Class5 | Residential PV - Class 5 | 150.369 | 154.9107 | 152.0468 | 149.183 | 146.3191 | 143.4552 | 140.5914 | 137.7275 | 134.8636 | 131.9998 | 129.1359 | 126.272 | 123.4082 | 120.5443 | 117.6804 | 115.3005 | 112.926 | 110.5568 | 108.193 | 105.8346 | 103.4814 | 101.1335 | 98.7909 | 96.4536 | 94.1216 | 91.7947 | 89.4731 | 87.1566 | 84.8453 | 82.5392
RA3RePVClass6 | R&D | Advanced | 30 | ResPV | Class6 | Residential PV - Class 6 | 151.4391 | 155.5944 | 147.8815 | 140.2098 | 132.5788 | 124.9884 | 117.4382 | 109.9279 | 102.4572 | 95.0257 | 87.6331 | 80.2792 | 72.9636 | 65.686 | 58.4462 | 57.6217 | 56.7971 | 55.9725 | 55.148 | 54.3234 | 53.4989 | 52.6743 | 51.8498 | 51.0252 | 50.2006 | 49.3761 | 48.5515 | 47.727 | 46.9024 | 46.0779
RM3RePVClass6 | R&D | Moderate | 30 | ResPV | Class6 | Residential PV - Class 6 | 151.9352 | 156.3582 | 150.6884 | 145.0307 | 139.3849 | 133.751 | 128.129 | 122.5188 | 116.9205 | 111.3339 | 105.7591 | 100.1959 | 94.6445 | 89.1046 | 83.5763 | 81.8607 | 80.1509 | 78.447 | 76.7489 | 75.0566 | 73.3701 | 71.6893 | 70.0143 | 68.3449 | 66.6811 | 65.023 | 63.3705 | 61.7235 | 60.0821 | 58.4462
RC3RePVClass6 | R&D | Conservative | 30 | ResPV | Class6 | Residential PV - Class 6 | 152.2584 | 156.8572 | 153.9573 | 151.0575 | 148.1576 | 145.2578 | 142.3579 | 139.4581 | 136.5582 | 133.6584 | 130.7585 | 127.8587 | 124.9588 | 122.059 | 119.1591 | 116.7493 | 114.3449 | 111.946 | 109.5525 | 107.1644 | 104.7816 | 102.4043 | 100.0323 | 97.6656 | 95.3042 | 92.9481 | 90.5973 | 88.2517 | 85.9114 | 83.5763
RA3RePVClass7 | R&D | Advanced | 30 | ResPV | Class7 | Residential PV - Class 7 | 158.4234 | 162.7704 | 154.7018 | 146.6762 | 138.6934 | 130.7529 | 122.8545 | 114.9978 | 107.1825 | 99.4082 | 91.6747 | 83.9816 | 76.3287 | 68.7155 | 61.1418 | 60.2792 | 59.4166 | 58.554 | 57.6914 | 56.8288 | 55.9662 | 55.1037 | 54.2411 | 53.3785 | 52.5159 | 51.6533 | 50.7907 | 49.9281 | 49.0656 | 48.203
RM3RePVClass7 | R&D | Moderate | 30 | ResPV | Class7 | Residential PV - Class 7 | 158.9424 | 163.5694 | 157.6382 | 151.7195 | 145.8133 | 139.9196 | 134.0383 | 128.1694 | 122.3129 | 116.4686 | 110.6367 | 104.817 | 99.0095 | 93.2141 | 87.4309 | 85.6361 | 83.8475 | 82.065 | 80.2886 | 78.5183 | 76.754 | 74.9957 | 73.2433 | 71.497 | 69.7565 | 68.0219 | 66.2932 | 64.5702 | 62.8531 | 61.1418
RC3RePVClass7 | R&D | Conservative | 30 | ResPV | Class7 | Residential PV - Class 7 | 159.2806 | 164.0914 | 161.0578 | 158.0242 | 154.9906 | 151.957 | 148.9234 | 145.8899 | 142.8563 | 139.8227 | 136.7891 | 133.7555 | 130.7219 | 127.6883 | 124.6547 | 122.1338 | 119.6185 | 117.1089 | 114.605 | 112.1068 | 109.6142 | 107.1272 | 104.6457 | 102.1699 | 99.6996 | 97.2349 | 94.7756 | 92.3219 | 89.8737 | 87.4309
RA3RePVClass8 | R&D | Advanced | 30 | ResPV | Class8 | Residential PV - Class 8 | 166.3061 | 170.8694 | 162.3993 | 153.9744 | 145.5943 | 137.2588 | 128.9673 | 120.7197 | 112.5156 | 104.3545 | 96.2362 | 88.1603 | 80.1265 | 72.1345 | 64.184 | 63.2785 | 62.373 | 61.4675 | 60.562 | 59.6565 | 58.7509 | 57.8454 | 56.9399 | 56.0344 | 55.1289 | 54.2234 | 53.3179 | 52.4124 | 51.5069 | 50.6014
RM3RePVClass8 | R&D | Moderate | 30 | ResPV | Class8 | Residential PV - Class 8 | 166.8509 | 171.7081 | 165.4818 | 159.2686 | 153.0685 | 146.8815 | 140.7076 | 134.5467 | 128.3988 | 122.2637 | 116.1416 | 110.0323 | 103.9359 | 97.8521 | 91.7812 | 89.8971 | 88.0195 | 86.1483 | 84.2835 | 82.4251 | 80.573 | 78.7272 | 76.8877 | 75.0544 | 73.2273 | 71.4064 | 69.5917 | 67.783 | 65.9805 | 64.184
RC3RePVClass8 | R&D | Conservative | 30 | ResPV | Class8 | Residential PV - Class 8 | 167.2059 | 172.2561 | 169.0715 | 165.887 | 162.7025 | 159.5179 | 156.3334 | 153.1489 | 149.9643 | 146.7798 | 143.5953 | 140.4107 | 137.2262 | 134.0417 | 130.8572 | 128.2108 | 125.5703 | 122.9359 | 120.3074 | 117.6849 | 115.0682 | 112.4575 | 109.8526 | 107.2536 | 104.6604 | 102.073 | 99.4914 | 96.9156 | 94.3455 | 91.7812
RA3RePVClass9 | R&D | Advanced | 30 | ResPV | Class9 | Residential PV - Class 9 | 173.2004 | 177.9529 | 169.1316 | 160.3575 | 151.63 | 142.9489 | 134.3138 | 125.7242 | 117.18 | 108.6806 | 100.2257 | 91.8151 | 83.4482 | 75.1249 | 66.8448 | 65.9017 | 64.9587 | 64.0156 | 63.0726 | 62.1295 | 61.1865 | 60.2435 | 59.3004 | 58.3574 | 57.4143 | 56.4713 | 55.5282 | 54.5852 | 53.6422 | 52.6991
RM3RePVClass9 | R&D | Moderate | 30 | ResPV | Class9 | Residential PV - Class 9 | 173.7678 | 178.8264 | 172.3419 | 165.8712 | 159.4141 | 152.9706 | 146.5407 | 140.1244 | 133.7216 | 127.3323 | 120.9563 | 114.5938 | 108.2446 | 101.9087 | 95.586 | 93.6238 | 91.6684 | 89.7196 | 87.7775 | 85.8421 | 83.9132 | 81.9909 | 80.0751 | 78.1658 | 76.263 | 74.3666 | 72.4767 | 70.593 | 68.7157 | 66.8448
RC3RePVClass9 | R&D | Conservative | 30 | ResPV | Class9 | Residential PV - Class 9 | 174.1375 | 179.3971 | 176.0805 | 172.764 | 169.4474 | 166.1309 | 162.8143 | 159.4978 | 156.1812 | 152.8647 | 149.5481 | 146.2316 | 142.915 | 139.5985 | 136.2819 | 133.5258 | 130.7759 | 128.0323 | 125.2948 | 122.5636 | 119.8385 | 117.1195 | 114.4066 | 111.6998 | 108.9991 | 106.3045 | 103.6159 | 100.9333 | 98.2566 | 95.586
RA3RePVClass0 | R&D | Advanced | 30 | ResPV | Class10 | Residential PV - Class 10 | 189.7134 | 194.919 | 185.2567 | 175.646 | 166.0865 | 156.5777 | 147.1193 | 137.7109 | 128.352 | 119.0422 | 109.7813 | 100.5687 | 91.4042 | 82.2874 | 73.2178 | 72.1848 | 71.1519 | 70.1189 | 69.086 | 68.053 | 67.0201 | 65.9871 | 64.9541 | 63.9212 | 62.8882 | 61.8553 | 60.8223 | 59.7894 | 58.7564 | 57.7235
RM3RePVClass0 | R&D | Moderate | 30 | ResPV | Class10 | Residential PV - Class 10 | 190.3349 | 195.8758 | 188.7731 | 181.6854 | 174.6127 | 167.5549 | 160.512 | 153.484 | 146.4707 | 139.4722 | 132.4884 | 125.5192 | 118.5647 | 111.6247 | 104.6992 | 102.55 | 100.4081 | 98.2735 | 96.1463 | 94.0263 | 91.9135 | 89.8079 | 87.7095 | 85.6182 | 83.534 | 81.4568 | 79.3866 | 77.3234 | 75.2671 | 73.2178
RC3RePVClass0 | R&D | Conservative | 30 | ResPV | Class10 | Residential PV - Class 10 | 190.7398 | 196.5009 | 192.8681 | 189.2354 | 185.6026 | 181.9699 | 178.3371 | 174.7044 | 171.0716 | 167.4389 | 163.8061 | 160.1734 | 156.5406 | 152.9079 | 149.2751 | 146.2562 | 143.2442 | 140.239 | 137.2405 | 134.2488 | 131.2639 | 128.2857 | 125.3142 | 122.3493 | 119.3912 | 116.4396 | 113.4946 | 110.5563 | 107.6245 | 104.6992
RA3GealHydroh | R&D | Advanced | 30 | Geothermal | HydroFlash | Geothermal - Hydro / Flash | 68.5908 | 70.026 | 67.8182 | 65.7848 | 63.9022 | 62.1509 | 60.5149 | 58.9807 | 57.5371 | 56.1744 | 54.8843 | 53.6598 | 52.4948 | 51.3837 | 50.322 | 50.1352 | 49.9493 | 49.7644 | 49.5804 | 49.3973 | 49.2151 | 49.0338 | 48.8534 | 48.6739 | 48.4954 | 48.3177 | 48.1409 | 47.965 | 47.79 | 47.6158
RM3GealHydroh | R&D | Moderate | 30 | Geothermal | HydroFlash | Geothermal - Hydro / Flash | 68.5908 | 70.3301 | 68.6811 | 67.2455 | 65.9741 | 64.8327 | 63.7965 | 62.8471 | 61.9705 | 61.1556 | 60.3937 | 59.6779 | 59.0024 | 58.3623 | 57.7538 | 57.5307 | 57.3088 | 57.0879 | 56.8681 | 56.6495 | 56.4319 | 56.2154 | 56 | 55.7857 | 55.5725 | 55.3603 | 55.1492 | 54.9391 | 54.7301 | 54.5221
RC3GealHydroh | R&D | Conservative | 30 | Geothermal | HydroFlash | Geothermal - Hydro / Flash | 68.5908 | 70.4871 | 70.2067 | 69.9278 | 69.6502 | 69.374 | 69.0992 | 68.8257 | 68.5537 | 68.283 | 68.0136 | 67.7456 | 67.4789 | 67.2136 | 66.9496 | 66.6869 | 66.4255 | 66.1654 | 65.9067 | 65.6492 | 65.393 | 65.1381 | 64.8845 | 64.6321 | 64.381 | 64.1312 | 63.8826 | 63.6352 | 63.3891 | 63.1442
RA3GealHydroy | R&D | Advanced | 30 | Geothermal | HydroBinary | Geothermal - Hydro / Binary | 102.5617 | 104.5085 | 100.3414 | 96.5694 | 93.1267 | 89.9621 | 87.0348 | 84.3121 | 81.7672 | 79.378 | 77.126 | 74.9959 | 72.9745 | 71.0506 | 69.2145 | 68.9514 | 68.6897 | 68.4292 | 68.1701 | 67.9122 | 67.6556 | 67.4003 | 67.1463 | 66.8936 | 66.6421 | 66.3919 | 66.1429 | 65.8952 | 65.6487 | 65.4034
RM3GealHydroy | R&D | Moderate | 30 | Geothermal | HydroBinary | Geothermal - Hydro / Binary | 102.5617 | 105.0237 | 101.9655 | 99.3579 | 97.0807 | 95.0556 | 93.2285 | 91.5608 | 90.024 | 88.5965 | 87.2614 | 86.0055 | 84.818 | 83.6904 | 82.6155 | 82.2909 | 81.968 | 81.6467 | 81.327 | 81.0089 | 80.6924 | 80.3775 | 80.0642 | 79.7524 | 79.4422 | 79.1335 | 78.8264 | 78.5208 | 78.2167 | 77.9142
RC3GealHydroy | R&D | Conservative | 30 | Geothermal | HydroBinary | Geothermal - Hydro / Binary | 102.5617 | 105.3969 | 104.9777 | 104.5606 | 104.1456 | 103.7326 | 103.3217 | 102.9129 | 102.5061 | 102.1013 | 101.6986 | 101.2979 | 100.8992 | 100.5024 | 100.1077 | 99.7149 | 99.3241 | 98.9353 | 98.5484 | 98.1634 | 97.7804 | 97.3993 | 97.02 | 96.6427 | 96.2673 | 95.8937 | 95.522 | 95.1522 | 94.7842 | 94.418
RA3GealNFEGSh | R&D | Advanced | 30 | Geothermal | NFEGSFlash | Geothermal - NF EGS / Flash | 138.1475 | 140.5172 | 112.8261 | 97.5293 | 87.2954 | 79.7089 | 73.7107 | 68.7534 | 64.5221 | 60.8211 | 57.5214 | 54.5341 | 51.7957 | 49.2595 | 46.8902 | 46.7218 | 46.5543 | 46.3876 | 46.2217 | 46.0567 | 45.8925 | 45.7291 | 45.5666 | 45.4048 | 45.2439 | 45.0837 | 44.9244 | 44.7658 | 44.6081 | 44.4511
RM3GealNFEGSh | R&D | Moderate | 30 | Geothermal | NFEGSFlash | Geothermal - NF EGS / Flash | 138.1475 | 141.0841 | 128.3436 | 119.6487 | 113.0726 | 107.7833 | 103.3506 | 99.5251 | 96.1503 | 93.1221 | 90.3677 | 87.8348 | 85.4842 | 83.286 | 81.2171 | 80.8998 | 80.5841 | 80.2699 | 79.9573 | 79.6463 | 79.3369 | 79.029 | 78.7226 | 78.4178 | 78.1144 | 77.8127 | 77.5124 | 77.2136 | 76.9163 | 76.6205
RC3GealNFEGSh | R&D | Conservative | 30 | Geothermal | NFEGSFlash | Geothermal - NF EGS / Flash | 138.1475 | 142.0835 | 141.5015 | 140.9225 | 140.3463 | 139.7731 | 139.2026 | 138.6351 | 138.0704 | 137.5085 | 136.9494 | 136.3931 | 135.8396 | 135.2888 | 134.7408 | 134.1956 | 133.6531 | 133.1132 | 132.5761 | 132.0417 | 131.51 | 130.9809 | 130.4544 | 129.9306 | 129.4094 | 128.8908 | 128.3748 | 127.8614 | 127.3505 | 126.8422
RA3GealNFEGSy | R&D | Advanced | 30 | Geothermal | NFEGSBinary | Geothermal - NF EGS / Binary | 319.5454 | 323.4686 | 219.9188 | 180.7419 | 157.4691 | 140.9594 | 128.0596 | 117.3532 | 108.0968 | 99.8582 | 92.3665 | 85.4421 | 78.9608 | 72.8334 | 66.994 | 66.739 | 66.4853 | 66.2328 | 65.9816 | 65.7317 | 65.483 | 65.2355 | 64.9893 | 64.7443 | 64.5006 | 64.2581 | 64.0167 | 63.7766 | 63.5377 | 63.3
RM3GealNFEGSy | R&D | Moderate | 30 | Geothermal | NFEGSBinary | Geothermal - NF EGS / Binary | 319.5454 | 324.6975 | 241.0258 | 211.4854 | 193.378 | 180.1111 | 169.4682 | 160.4514 | 152.5318 | 145.3977 | 138.8508 | 132.758 | 127.0257 | 121.586 | 116.3879 | 115.9335 | 115.4813 | 115.0313 | 114.5837 | 114.1382 | 113.695 | 113.254 | 112.8152 | 112.3786 | 111.9442 | 111.5119 | 111.0818 | 110.6539 | 110.2281 | 109.8044
RC3GealNFEGSy | R&D | Conservative | 30 | Geothermal | NFEGSBinary | Geothermal - NF EGS / Binary | 319.5454 | 328.4695 | 327.15 | 325.8371 | 324.5308 | 323.231 | 321.9377 | 320.6509 | 319.3705 | 318.0965 | 316.8289 | 315.5676 | 314.3126 | 313.0639 | 311.8214 | 310.5852 | 309.3551 | 308.1312 | 306.9134 | 305.7017 | 304.4961 | 303.2964 | 302.1028 | 300.9151 | 299.7334 | 298.5576 | 297.3877 | 296.2236 | 295.0654 | 293.9129
RA3GealDeepEh | R&D | Advanced | 30 | Geothermal | DeepEGSFlash | Geothermal - Deep EGS / Flash | 162.3428 | 165.3306 | 115.2892 | 95.1054 | 83.1583 | 74.8493 | 68.5214 | 63.4124 | 59.1163 | 55.3942 | 52.0955 | 49.1197 | 46.3967 | 43.8762 | 41.5209 | 41.3718 | 41.2235 | 41.0759 | 40.929 | 40.7829 | 40.6375 | 40.4928 | 40.3489 | 40.2057 | 40.0632 | 39.9214 | 39.7803 | 39.6399 | 39.5002 | 39.3612
RM3GealDeepEh | R&D | Moderate | 30 | Geothermal | DeepEGSFlash | Geothermal - Deep EGS / Flash | 162.3428 | 166.0494 | 140.2188 | 128.5827 | 121.0579 | 115.4656 | 110.985 | 107.2215 | 103.9567 | 101.0573 | 98.4366 | 96.0349 | 93.8096 | 91.7292 | 89.7698 | 89.4091 | 89.0502 | 88.6931 | 88.3378 | 87.9843 | 87.6325 | 87.2825 | 86.9343 | 86.5878 | 86.243 | 85.8999 | 85.5586 | 85.2189 | 84.881 | 84.5448
RC3GealDeepEh | R&D | Conservative | 30 | Geothermal | DeepEGSFlash | Geothermal - Deep EGS / Flash | 162.3428 | 167.1342 | 166.4257 | 165.7208 | 165.0195 | 164.3216 | 163.6272 | 162.9363 | 162.2489 | 161.5648 | 160.8842 | 160.2071 | 159.5333 | 158.8628 | 158.1957 | 157.532 | 156.8716 | 156.2144 | 155.5606 | 154.91 | 154.2627 | 153.6186 | 152.9778 | 152.3401 | 151.7056 | 151.0743 | 150.4462 | 149.8212 | 149.1993 | 148.5805
RA3GealDeepEy | R&D | Advanced | 30 | Geothermal | DeepEGSBinary | Geothermal - Deep EGS / Binary | 437.6485 | 444.1499 | 255.1332 | 203.4459 | 175.0191 | 155.511 | 140.5237 | 128.1979 | 117.5946 | 108.1819 | 99.6326 | 91.7332 | 84.3377 | 77.3421 | 70.6704 | 70.3963 | 70.1236 | 69.8523 | 69.5823 | 69.3137 | 69.0464 | 68.7805 | 68.5159 | 68.2526 | 67.9906 | 67.7299 | 67.4706 | 67.2125 | 66.9557 | 66.7003
RM3GealDeepEy | R&D | Moderate | 30 | Geothermal | DeepEGSBinary | Geothermal - Deep EGS / Binary | 437.6485 | 445.774 | 271.3466 | 241.7 | 224.1589 | 211.2475 | 200.7515 | 191.7259 | 183.6838 | 176.3429 | 169.5255 | 163.1129 | 157.0221 | 151.1929 | 145.5801 | 144.9901 | 144.403 | 143.8188 | 143.2376 | 142.6593 | 142.0839 | 141.5113 | 140.9416 | 140.3748 | 139.8108 | 139.2496 | 138.6912 | 138.1356 | 137.5828 | 137.0328
RC3GealDeepEy | R&D | Conservative | 30 | Geothermal | DeepEGSBinary | Geothermal - Deep EGS / Binary | 437.6485 | 450.4146 | 448.5271 | 446.6489 | 444.7802 | 442.9208 | 441.0707 | 439.2298 | 437.3982 | 435.5757 | 433.7623 | 431.958 | 430.1627 | 428.3764 | 426.599 | 424.8305 | 423.0709 | 421.32 | 419.578 | 417.8446 | 416.1198 | 414.4037 | 412.6962 | 410.9973 | 409.3068 | 407.6247 | 405.9511 | 404.2859 | 402.6289 | 400.9803
RM6NuarNucler | R&D | Moderate | 60 | Nuclear | Nuclear | Nuclear - AP1000 | 91.6341 | 89.5163 | 87.3979 | 85.2796 | 82.6504 | 81.6386 | 81.1006 | 80.7511 | 80.4272 | 80.1129 | 79.709 | 79.3354 | 79.0273 | 78.6997 | 78.3814 | 78.0169 | 77.6556 | 77.3249 | 76.938 | 76.6022 | 76.3016 | 75.9464 | 75.6327 | 75.2932 | 74.9318 | 74.5777 | 74.242 | 73.8975 | 73.5206 | 72.954
RM6NuarNucleR | R&D | Moderate | 60 | Nuclear | NuclearSMR | Nuclear - Small Modular Reactor | 92.8662 | 90.5927 | 88.3185 | 88.3179 | 88.3173 | 88.3166 | 88.316 | 88.3154 | 88.3147 | 88.3141 | 88.3134 | 88.3128 | 88.3122 | 88.3115 | 88.3109 | 88.3102 | 88.3096 | 88.309 | 88.3084 | 88.3078 | 88.3072 | 88.3065 | 88.3059 | 88.3052 | 88.3046 | 88.304 | 88.3033 | 88.3027 | 88.3021 | 88.3014
RA4BierDedicd | R&D | Advanced | 45 | Biopower | Dedicated | Biopower - Dedicated | 160.5742 | 158.6866 | 156.7991 | 154.9115 | 153.4095 | 152.49 | 152.0031 | 151.6868 | 151.3939 | 151.1095 | 150.7441 | 150.4061 | 150.1228 | 149.8265 | 149.5386 | 149.2089 | 148.882 | 148.5828 | 148.2329 | 147.9291 | 147.6572 | 147.336 | 147.0522 | 146.7451 | 146.4181 | 146.0978 | 145.7942 | 145.4715 | 145.1305 | 144.6179
RM4BierDedicd | R&D | Moderate | 45 | Biopower | Dedicated | Biopower - Dedicated | 160.5742 | 158.6866 | 156.7991 | 154.9115 | 153.4095 | 152.49 | 152.0031 | 151.6868 | 151.3939 | 151.1095 | 150.7441 | 150.4061 | 150.1228 | 149.8265 | 149.5386 | 149.2089 | 148.882 | 148.5828 | 148.2329 | 147.9291 | 147.6572 | 147.336 | 147.0522 | 146.7451 | 146.4181 | 146.0978 | 145.7942 | 145.4715 | 145.1305 | 144.6179
RC4BierDedicd | R&D | Conservative | 45 | Biopower | Dedicated | Biopower - Dedicated | 160.5742 | 158.6866 | 156.7991 | 154.9115 | 153.4095 | 152.49 | 152.0031 | 151.6868 | 151.3939 | 151.1095 | 150.7441 | 150.4061 | 150.1228 | 149.8265 | 149.5386 | 149.2089 | 148.882 | 148.5828 | 148.2329 | 147.9291 | 147.6572 | 147.336 | 147.0522 | 146.7451 | 146.4181 | 146.0978 | 145.7942 | 145.4715 | 145.1305 | 144.6179
RA1HyerNPD11 | R&D | Advanced | 100 | Hydropower | NPD1 | Hydropower - NPD 1 | 78.0813 | 78.0813 | 78.0813 | 78.0813 | 78.0813 | 77.598 | 77.0974 | 76.614 | 76.1307 | 74.2637 | 73.8494 | 73.4179 | 73.0036 | 72.5893 | 72.175 | 71.7435 | 71.3292 | 70.915 | 70.5007 | 67.6477 | 67.6477 | 67.6477 | 67.6477 | 67.6477 | 67.6477 | 67.6477 | 67.6477 | 67.6477 | 67.6477 | 67.6477
RM1HyerNPD11 | R&D | Moderate | 100 | Hydropower | NPD1 | Hydropower - NPD 1 | 78.0813 | 78.0813 | 78.0813 | 78.0813 | 78.0813 | 78.0813 | 78.0813 | 78.0813 | 78.0813 | 78.0813 | 78.0813 | 78.0813 | 78.0813 | 78.0813 | 78.0813 | 78.0813 | 78.0813 | 78.0813 | 78.0813 | 75.0929 | 75.0929 | 75.0929 | 75.0929 | 75.0929 | 75.0929 | 75.0929 | 75.0929 | 75.0929 | 75.0929 | 75.0929
RC1HyerNPD11 | R&D | Conservative | 100 | Hydropower | NPD1 | Hydropower - NPD 1 | 78.0813 | 78.0813 | 78.0813 | 78.0813 | 78.0813 | 78.0813 | 78.0813 | 78.0813 | 78.0813 | 78.0813 | 78.0813 | 78.0813 | 78.0813 | 78.0813 | 78.0813 | 78.0813 | 78.0813 | 78.0813 | 78.0813 | 78.0813 | 78.0813 | 78.0813 | 78.0813 | 78.0813 | 78.0813 | 78.0813 | 78.0813 | 78.0813 | 78.0813 | 78.0813
RA1HyerNPD22 | R&D | Advanced | 100 | Hydropower | NPD2 | Hydropower - NPD 2 | 101.0541 | 101.0541 | 101.0541 | 101.0541 | 101.0541 | 93.3988 | 85.7296 | 78.0743 | 70.419 | 66.2017 | 65.8269 | 65.4521 | 65.0774 | 64.7026 | 64.3279 | 63.9531 | 63.5784 | 63.1886 | 62.8138 | 60.3362 | 60.3362 | 60.3362 | 60.3362 | 60.3362 | 60.3362 | 60.3362 | 60.3362 | 60.3362 | 60.3362 | 60.3362
RM1HyerNPD22 | R&D | Moderate | 100 | Hydropower | NPD2 | Hydropower - NPD 2 | 101.0541 | 101.0541 | 101.0541 | 101.0541 | 101.0541 | 97.4279 | 93.8017 | 90.1755 | 86.5493 | 89.4696 | 85.5422 | 81.6297 | 77.7172 | 73.8048 | 69.8923 | 69.8923 | 69.8923 | 69.8923 | 69.8923 | 66.9368 | 66.9368 | 66.9368 | 66.9368 | 66.9368 | 66.9368 | 66.9368 | 66.9368 | 66.9368 | 66.9368 | 66.9368
RC1HyerNPD22 | R&D | Conservative | 100 | Hydropower | NPD2 | Hydropower - NPD 2 | 101.0541 | 101.0541 | 101.0541 | 101.0541 | 101.0541 | 101.0541 | 101.0541 | 101.0541 | 101.0541 | 101.0541 | 101.0541 | 101.0541 | 101.0541 | 101.0541 | 101.0541 | 101.0541 | 101.0541 | 101.0541 | 101.0541 | 101.0541 | 101.0541 | 101.0541 | 101.0541 | 101.0541 | 101.0541 | 101.0541 | 101.0541 | 101.0541 | 101.0541 | 101.0541
RA1HyerNPD33 | R&D | Advanced | 100 | Hydropower | NPD3 | Hydropower - NPD 3 | 133.4006 | 133.4006 | 133.4006 | 133.4006 | 133.4006 | 124.4591 | 115.5348 | 106.6106 | 97.6691 | 89.7345 | 89.236 | 88.7554 | 88.257 | 87.7585 | 87.2779 | 86.7795 | 86.2811 | 85.8004 | 85.302 | 81.593 | 81.593 | 81.593 | 81.593 | 81.593 | 81.593 | 81.593 | 81.593 | 81.593 | 81.593 | 81.593
RM1HyerNPD33 | R&D | Moderate | 100 | Hydropower | NPD3 | Hydropower - NPD 3 | 133.4006 | 133.4006 | 133.4006 | 133.4006 | 133.4006 | 129.206 | 125.0114 | 120.8341 | 116.6396 | 115.9767 | 111.6511 | 107.3432 | 103.0176 | 98.6919 | 94.3841 | 94.3841 | 94.3841 | 94.3841 | 94.3841 | 90.6608 | 90.6608 | 90.6608 | 90.6608 | 90.6608 | 90.6608 | 90.6608 | 90.6608 | 90.6608 | 90.6608 | 90.6608
RC1HyerNPD33 | R&D | Conservative | 100 | Hydropower | NPD3 | Hydropower - NPD 3 | 133.4006 | 133.4006 | 133.4006 | 133.4006 | 133.4006 | 133.4006 | 133.4006 | 133.4006 | 133.4006 | 133.4006 | 133.4006 | 133.4006 | 133.4006 | 133.4006 | 133.4006 | 133.4006 | 133.4006 | 133.4006 | 133.4006 | 133.4006 | 133.4006 | 133.4006 | 133.4006 | 133.4006 | 133.4006 | 133.4006 | 133.4006 | 133.4006 | 133.4006 | 133.4006
RA1HyerNPD44 | R&D | Advanced | 100 | Hydropower | NPD4 | Hydropower - NPD 4 | 237.9562 | 237.9562 | 237.9562 | 237.9562 | 237.9562 | 222.8759 | 207.7957 | 192.7304 | 177.6501 | 160.1816 | 159.1772 | 158.1879 | 157.1835 | 156.1792 | 155.1898 | 154.1855 | 153.1811 | 152.1917 | 151.1874 | 145.6919 | 145.6919 | 145.6919 | 145.6919 | 145.6919 | 145.6919 | 145.6919 | 145.6919 | 145.6919 | 145.6919 | 145.6919
RM1HyerNPD44 | R&D | Moderate | 100 | Hydropower | NPD4 | Hydropower - NPD 4 | 237.9562 | 237.9562 | 237.9562 | 237.9562 | 237.9562 | 231.0007 | 224.0302 | 217.0747 | 210.1192 | 203.1636 | 196.2081 | 189.2526 | 182.2971 | 175.3416 | 168.3861 | 168.3861 | 168.3861 | 168.3861 | 168.3861 | 161.6362 | 161.6362 | 161.6362 | 161.6362 | 161.6362 | 161.6362 | 161.6362 | 161.6362 | 161.6362 | 161.6362 | 161.6362
RC1HyerNPD44 | R&D | Conservative | 100 | Hydropower | NPD4 | Hydropower - NPD 4 | 237.9562 | 237.9562 | 237.9562 | 237.9562 | 237.9562 | 237.9562 | 237.9562 | 237.9562 | 237.9562 | 237.9562 | 237.9562 | 237.9562 | 237.9562 | 237.9562 | 237.9562 | 237.9562 | 237.9562 | 237.9562 | 237.9562 | 237.9562 | 237.9562 | 237.9562 | 237.9562 | 237.9562 | 237.9562 | 237.9562 | 237.9562 | 237.9562 | 237.9562 | 237.9562
RA1HyerNPD55 | R&D | Advanced | 100 | Hydropower | NPD5 | Hydropower - NPD 5 | 70.2856 | 70.2856 | 70.2856 | 70.2856 | 70.2856 | 71.3571 | 72.415 | 73.4729 | 74.5443 | 56.2939 | 55.8464 | 55.3886 | 54.9309 | 54.4833 | 54.0256 | 53.5679 | 53.1203 | 52.6625 | 52.2048 | 51.3495 | 51.3495 | 51.3495 | 51.3495 | 51.3495 | 51.3495 | 51.3495 | 51.3495 | 51.3495 | 51.3495 | 51.3495
RM1HyerNPD55 | R&D | Moderate | 100 | Hydropower | NPD5 | Hydropower - NPD 5 | 70.2856 | 70.2856 | 70.2856 | 70.2856 | 70.2856 | 71.1808 | 72.0623 | 72.9439 | 73.8255 | 56.0303 | 56.6915 | 57.3527 | 58.024 | 58.6852 | 59.3464 | 59.3464 | 59.3464 | 59.3464 | 59.3464 | 57.0267 | 57.0267 | 57.0267 | 57.0267 | 57.0267 | 57.0267 | 57.0267 | 57.0267 | 57.0267 | 57.0267 | 57.0267
RC1HyerNPD55 | R&D | Conservative | 100 | Hydropower | NPD5 | Hydropower - NPD 5 | 70.2856 | 70.2856 | 70.2856 | 70.2856 | 70.2856 | 70.2856 | 70.2856 | 70.2856 | 70.2856 | 70.2856 | 70.2856 | 70.2856 | 70.2856 | 70.2856 | 70.2856 | 70.2856 | 70.2856 | 70.2856 | 70.2856 | 70.2856 | 70.2856 | 70.2856 | 70.2856 | 70.2856 | 70.2856 | 70.2856 | 70.2856 | 70.2856 | 70.2856 | 70.2856
RA1HyerNPD66 | R&D | Advanced | 100 | Hydropower | NPD6 | Hydropower - NPD 6 | 97.853 | 97.853 | 97.853 | 97.853 | 97.853 | 99.3807 | 100.9083 | 102.436 | 103.9636 | 78.2845 | 77.6376 | 76.9908 | 76.3439 | 75.6874 | 75.0405 | 74.3936 | 73.7468 | 73.0902 | 72.4434 | 71.216 | 71.216 | 71.216 | 71.216 | 71.216 | 71.216 | 71.216 | 71.216 | 71.216 | 71.216 | 71.216
RM1HyerNPD66 | R&D | Moderate | 100 | Hydropower | NPD6 | Hydropower - NPD 6 | 97.853 | 97.853 | 97.853 | 97.853 | 97.853 | 99.1218 | 100.3905 | 101.6722 | 102.9409 | 77.7157 | 78.6618 | 79.608 | 80.5542 | 81.5003 | 82.4465 | 82.4465 | 82.4465 | 82.4465 | 82.4465 | 79.0376 | 79.0376 | 79.0376 | 79.0376 | 79.0376 | 79.0376 | 79.0376 | 79.0376 | 79.0376 | 79.0376 | 79.0376
RC1HyerNPD66 | R&D | Conservative | 100 | Hydropower | NPD6 | Hydropower - NPD 6 | 97.853 | 97.853 | 97.853 | 97.853 | 97.853 | 97.853 | 97.853 | 97.853 | 97.853 | 97.853 | 97.853 | 97.853 | 97.853 | 97.853 | 97.853 | 97.853 | 97.853 | 97.853 | 97.853 | 97.853 | 97.853 | 97.853 | 97.853 | 97.853 | 97.853 | 97.853 | 97.853 | 97.853 | 97.853 | 97.853
RA1HyerNPD77 | R&D | Advanced | 100 | Hydropower | NPD7 | Hydropower - NPD 7 | 137.6717 | 137.6717 | 137.6717 | 137.6717 | 137.6717 | 133.4271 | 129.1824 | 124.9377 | 120.693 | 112.2742 | 111.3486 | 110.4318 | 109.5062 | 108.5894 | 107.6638 | 106.747 | 105.8214 | 104.9046 | 103.9879 | 101.992 | 101.992 | 101.992 | 101.992 | 101.992 | 101.992 | 101.992 | 101.992 | 101.992 | 101.992 | 101.992
RM1HyerNPD77 | R&D | Moderate | 100 | Hydropower | NPD7 | Hydropower - NPD 7 | 137.6717 | 137.6717 | 137.6717 | 137.6717 | 137.6717 | 136.1007 | 134.5296 | 132.9585 | 131.3874 | 125.7685 | 124.2465 | 122.7245 | 121.2025 | 119.6805 | 118.1674 | 118.1674 | 118.1674 | 118.1674 | 118.1674 | 113.3423 | 113.3423 | 113.3423 | 113.3423 | 113.3423 | 113.3423 | 113.3423 | 113.3423 | 113.3423 | 113.3423 | 113.3423
RC1HyerNPD77 | R&D | Conservative | 100 | Hydropower | NPD7 | Hydropower - NPD 7 | 137.6717 | 137.6717 | 137.6717 | 137.6717 | 137.6717 | 137.6717 | 137.6717 | 137.6717 | 137.6717 | 137.6717 | 137.6717 | 137.6717 | 137.6717 | 137.6717 | 137.6717 | 137.6717 | 137.6717 | 137.6717 | 137.6717 | 137.6717 | 137.6717 | 137.6717 | 137.6717 | 137.6717 | 137.6717 | 137.6717 | 137.6717 | 137.6717 | 137.6717 | 137.6717
RA1HyerNPD88 | R&D | Advanced | 100 | Hydropower | NPD8 | Hydropower - NPD 8 | 320.2699 | 320.2699 | 320.2699 | 320.2699 | 320.2699 | 316.3964 | 312.5229 | 308.6636 | 304.7901 | 243.5495 | 241.7243 | 239.8992 | 238.074 | 236.2489 | 234.4238 | 232.5986 | 230.7735 | 228.9483 | 227.1232 | 221.3375 | 221.3375 | 221.3375 | 221.3375 | 221.3375 | 221.3375 | 221.3375 | 221.3375 | 221.3375 | 221.3375 | 221.3375
RM1HyerNPD88 | R&D | Moderate | 100 | Hydropower | NPD8 | Hydropower - NPD 8 | 320.2699 | 320.2699 | 320.2699 | 320.2699 | 320.2699 | 319.629 | 318.9882 | 318.3616 | 317.7208 | 258.8524 | 258.3293 | 257.8177 | 257.2946 | 256.7831 | 256.26 | 256.26 | 256.26 | 256.26 | 256.26 | 245.9099 | 245.9099 | 245.9099 | 245.9099 | 245.9099 | 245.9099 | 245.9099 | 245.9099 | 245.9099 | 245.9099 | 245.9099
RC1HyerNPD88 | R&D | Conservative | 100 | Hydropower | NPD8 | Hydropower - NPD 8 | 320.2699 | 320.2699 | 320.2699 | 320.2699 | 320.2699 | 320.2699 | 320.2699 | 320.2699 | 320.2699 | 320.2699 | 320.2699 | 320.2699 | 320.2699 | 320.2699 | 320.2699 | 320.2699 | 320.2699 | 320.2699 | 320.2699 | 320.2699 | 320.2699 | 320.2699 | 320.2699 | 320.2699 | 320.2699 | 320.2699 | 320.2699 | 320.2699 | 320.2699 | 320.2699
RA1HyerNSD11 | R&D | Advanced | 100 | Hydropower | NSD1 | Hydropower - NSD 1 | 87.506 | 86.8142 | 86.1223 | 85.4305 | 84.7386 | 84.2197 | 83.7009 | 83.009 | 82.4901 | 81.9712 | 81.4523 | 80.9335 | 80.4146 | 79.8957 | 79.5498 | 79.0309 | 79.0309 | 79.0309 | 78.8579 | 78.8579 | 78.8579 | 78.6849 | 78.6849 | 78.512 | 78.512 | 78.512 | 78.339 | 78.339 | 78.339 | 78.1661
RM1HyerNSD11 | R&D | Moderate | 100 | Hydropower | NSD1 | Hydropower - NSD 1 | 93.2017 | 93.2017 | 93.2017 | 93.2017 | 93.2017 | 93.2017 | 93.2017 | 93.2017 | 93.2017 | 93.2017 | 93.2017 | 93.2017 | 93.2017 | 93.2017 | 93.2017 | 93.2017 | 93.2017 | 93.2017 | 93.2017 | 93.2017 | 93.2017 | 93.2017 | 93.2017 | 93.2017 | 93.2017 | 93.2017 | 93.2017 | 93.2017 | 93.2017 | 93.2017
RC1HyerNSD11 | R&D | Conservative | 100 | Hydropower | NSD1 | Hydropower - NSD 1 | 93.5469 | 93.5469 | 93.5469 | 93.5469 | 93.5469 | 93.5469 | 93.5469 | 93.5469 | 93.5469 | 93.5469 | 93.5469 | 93.5469 | 93.5469 | 93.5469 | 93.5469 | 93.5469 | 93.5469 | 93.5469 | 93.5469 | 93.5469 | 93.5469 | 93.5469 | 93.5469 | 93.5469 | 93.5469 | 93.5469 | 93.5469 | 93.5469 | 93.5469 | 93.5469
RA1HyerNSD22 | R&D | Advanced | 100 | Hydropower | NSD2 | Hydropower - NSD 2 | 66.3325 | 66.1596 | 65.8136 | 65.6407 | 65.4677 | 65.2947 | 65.1218 | 64.9488 | 64.7759 | 64.6029 | 64.4299 | 64.084 | 63.911 | 63.911 | 63.7381 | 63.5651 | 63.5651 | 63.5651 | 63.5651 | 63.3922 | 63.3922 | 63.3922 | 63.3922 | 63.3922 | 63.3922 | 63.3922 | 63.3922 | 63.3922 | 63.2192 | 63.2192
RM1HyerNSD22 | R&D | Moderate | 100 | Hydropower | NSD2 | Hydropower - NSD 2 | 69.2525 | 69.2525 | 69.2525 | 69.2525 | 69.2525 | 69.2525 | 69.2525 | 69.2525 | 69.2525 | 69.2525 | 69.2525 | 69.2525 | 69.2525 | 69.2525 | 69.2525 | 69.2525 | 69.2525 | 69.2525 | 69.2525 | 69.2525 | 69.2525 | 69.2525 | 69.2525 | 69.2525 | 69.2525 | 69.2525 | 69.2525 | 69.2525 | 69.2525 | 69.2525
RC1HyerNSD22 | R&D | Conservative | 100 | Hydropower | NSD2 | Hydropower - NSD 2 | 69.5632 | 69.5632 | 69.5632 | 69.5632 | 69.5632 | 69.5632 | 69.5632 | 69.5632 | 69.5632 | 69.5632 | 69.5632 | 69.5632 | 69.5632 | 69.5632 | 69.5632 | 69.5632 | 69.5632 | 69.5632 | 69.5632 | 69.5632 | 69.5632 | 69.5632 | 69.5632 | 69.5632 | 69.5632 | 69.5632 | 69.5632 | 69.5632 | 69.5632 | 69.5632
RA1HyerNSD33 | R&D | Advanced | 100 | Hydropower | NSD3 | Hydropower - NSD 3 | 82.7574 | 82.2051 | 81.4686 | 80.9162 | 80.3639 | 79.6274 | 78.8909 | 78.5226 | 77.9703 | 77.4179 | 76.6814 | 76.3132 | 75.7608 | 75.3926 | 75.0243 | 74.472 | 74.472 | 74.472 | 74.2879 | 74.2879 | 74.2879 | 74.1037 | 74.1037 | 74.1037 | 73.9196 | 73.9196 | 73.9196 | 73.7355 | 73.7355 | 73.7355
RM1HyerNSD33 | R&D | Moderate | 100 | Hydropower | NSD3 | Hydropower - NSD 3 | 88.5817 | 88.5817 | 88.5817 | 88.5817 | 88.5817 | 88.5817 | 88.5817 | 88.5817 | 88.5817 | 88.5817 | 88.5817 | 88.5817 | 88.5817 | 88.5817 | 88.5817 | 88.5817 | 88.5817 | 88.5817 | 88.5817 | 88.5817 | 88.5817 | 88.5817 | 88.5817 | 88.5817 | 88.5817 | 88.5817 | 88.5817 | 88.5817 | 88.5817 | 88.5817
RC1HyerNSD33 | R&D | Conservative | 100 | Hydropower | NSD3 | Hydropower - NSD 3 | 88.9124 | 88.9124 | 88.9124 | 88.9124 | 88.9124 | 88.9124 | 88.9124 | 88.9124 | 88.9124 | 88.9124 | 88.9124 | 88.9124 | 88.9124 | 88.9124 | 88.9124 | 88.9124 | 88.9124 | 88.9124 | 88.9124 | 88.9124 | 88.9124 | 88.9124 | 88.9124 | 88.9124 | 88.9124 | 88.9124 | 88.9124 | 88.9124 | 88.9124 | 88.9124
RA1HyerNSD44 | R&D | Advanced | 100 | Hydropower | NSD4 | Hydropower - NSD 4 | 57.3872 | 57.0413 | 56.8683 | 56.8683 | 56.6954 | 56.5224 | 56.3494 | 56.3494 | 56.1765 | 56.0035 | 56.0035 | 55.8305 | 55.6576 | 55.6576 | 55.4846 | 55.4846 | 55.3117 | 55.3117 | 55.3117 | 55.3117 | 55.3117 | 55.3117 | 55.3117 | 55.3117 | 55.3117 | 55.3117 | 55.3117 | 55.3117 | 55.3117 | 55.1387
RM1HyerNSD44 | R&D | Moderate | 100 | Hydropower | NSD4 | Hydropower - NSD 4 | 59.5984 | 59.5984 | 59.5984 | 59.5984 | 59.5984 | 59.5984 | 59.5984 | 59.5984 | 59.5984 | 59.5984 | 59.5984 | 59.5984 | 59.5984 | 59.5984 | 59.5984 | 59.5984 | 59.5984 | 59.5984 | 59.5984 | 59.5984 | 59.5984 | 59.5984 | 59.5984 | 59.5984 | 59.5984 | 59.5984 | 59.5984 | 59.5984 | 59.5984 | 59.5984
RC1HyerNSD44 | R&D | Conservative | 100 | Hydropower | NSD4 | Hydropower - NSD 4 | 59.8746 | 59.8746 | 59.8746 | 59.8746 | 59.8746 | 59.8746 | 59.8746 | 59.8746 | 59.8746 | 59.8746 | 59.8746 | 59.8746 | 59.8746 | 59.8746 | 59.8746 | 59.8746 | 59.8746 | 59.8746 | 59.8746 | 59.8746 | 59.8746 | 59.8746 | 59.8746 | 59.8746 | 59.8746 | 59.8746 | 59.8746 | 59.8746 | 59.8746 | 59.8746
RA3UtryClass1 | R&D | Advanced | 30 | Utility-Scale PV-Plus-Battery | Class1 | PV+Storage - Class 1 | 67.8962 | 70.7513 | 63.064 | 60.3249 | 57.753 | 55.3707 | 53.0328 | 50.7377 | 48.4843 | 46.2718 | 44.4452 | 42.6511 | 40.8882 | 39.1564 | 37.4548 | 37.0381 | 36.6244 | 36.2136 | 35.8056 | 35.4003 | 34.9979 | 34.5983 | 34.2014 | 33.8069 | 33.4153 | 33.0263 | 32.6398 | 32.2558 | 31.8745 | 31.4959
RM3UtryClass1 | R&D | Moderate | 30 | Utility-Scale PV-Plus-Battery | Class1 | PV+Storage - Class 1 | 70.5217 | 73.6004 | 71.346 | 69.0229 | 65.3045 | 63.3789 | 61.474 | 59.5896 | 57.7252 | 55.8806 | 54.3607 | 52.8568 | 51.3687 | 49.8962 | 48.4389 | 47.8231 | 47.2116 | 46.6045 | 46.0017 | 45.4032 | 44.8088 | 44.2186 | 43.6326 | 43.0506 | 42.4726 | 41.8986 | 41.3286 | 40.7625 | 40.2003 | 39.6418
RC3UtryClass1 | R&D | Conservative | 30 | Utility-Scale PV-Plus-Battery | Class1 | PV+Storage - Class 1 | 73.679 | 77.1977 | 77.3855 | 76.9639 | 76.0853 | 74.7187 | 73.3522 | 71.9861 | 70.6201 | 69.2544 | 68.5641 | 67.8741 | 67.1843 | 66.4946 | 65.8052 | 64.9895 | 64.1819 | 63.3824 | 62.5909 | 61.8071 | 61.031 | 60.2626 | 59.5015 | 58.7479 | 58.0015 | 57.2623 | 56.5301 | 55.8049 | 55.0865 | 54.3749
RA3UtryClass2 | R&D | Advanced | 30 | Utility-Scale PV-Plus-Battery | Class2 | PV+Storage - Class 2 | 69.8652 | 72.8192 | 64.8895 | 62.0672 | 59.417 | 56.9619 | 54.552 | 52.1859 | 49.8623 | 47.5805 | 45.6969 | 43.8465 | 42.028 | 40.2412 | 38.4853 | 38.0522 | 37.6224 | 37.1956 | 36.7717 | 36.3507 | 35.9328 | 35.518 | 35.1058 | 34.6964 | 34.2899 | 33.8862 | 33.4852 | 33.0868 | 32.6913 | 32.2986
RM3UtryClass2 | R&D | Moderate | 30 | Utility-Scale PV-Plus-Battery | Class2 | PV+Storage - Class 2 | 72.5752 | 75.7583 | 73.4361 | 71.0427 | 67.2082 | 65.2242 | 63.2614 | 61.3193 | 59.3977 | 57.4961 | 55.9296 | 54.3795 | 52.8454 | 51.3271 | 49.8243 | 49.189 | 48.5582 | 47.9318 | 47.3098 | 46.6921 | 46.0788 | 45.4698 | 44.8649 | 44.2643 | 43.6677 | 43.0753 | 42.487 | 41.9026 | 41.3222 | 40.7458
RC3UtryClass2 | R&D | Conservative | 30 | Utility-Scale PV-Plus-Battery | Class2 | PV+Storage - Class 2 | 75.8342 | 79.4662 | 79.66 | 79.2248 | 78.318 | 76.9073 | 75.4969 | 74.0867 | 72.6768 | 71.2671 | 70.5546 | 69.8424 | 69.1303 | 68.4185 | 67.7068 | 66.8691 | 66.0397 | 65.2184 | 64.4052 | 63.5999 | 62.8023 | 62.0125 | 61.2302 | 60.4554 | 59.688 | 58.9278 | 58.1748 | 57.4288 | 56.6898 | 55.9576
RA3UtryClass3 | R&D | Advanced | 30 | Utility-Scale PV-Plus-Battery | Class3 | PV+Storage - Class 3 | 72.8798 | 75.945 | 67.6144 | 64.6358 | 61.84 | 59.2509 | 56.7116 | 54.2202 | 51.7755 | 49.3766 | 47.3953 | 45.4502 | 43.5401 | 41.6646 | 39.8228 | 39.3845 | 38.9491 | 38.5165 | 38.0865 | 37.6591 | 37.2345 | 36.8127 | 36.3933 | 35.9763 | 35.5621 | 35.1503 | 34.7411 | 34.3342 | 33.9299 | 33.5283
RM3UtryClass3 | R&D | Moderate | 30 | Utility-Scale PV-Plus-Battery | Class3 | PV+Storage - Class 3 | 75.7193 | 79.0329 | 76.58 | 74.0541 | 70.0217 | 67.928 | 65.8577 | 63.8105 | 61.7859 | 59.7836 | 58.1327 | 56.4998 | 54.8846 | 53.2869 | 51.7065 | 51.0387 | 50.3759 | 49.7179 | 49.0646 | 48.416 | 47.7721 | 47.1328 | 46.4981 | 45.8678 | 45.2421 | 44.6207 | 44.0037 | 43.3911 | 42.7827 | 42.1785
RC3UtryClass3 | R&D | Conservative | 30 | Utility-Scale PV-Plus-Battery | Class3 | PV+Storage - Class 3 | 79.134 | 82.9394 | 83.1425 | 82.6865 | 81.7364 | 80.2583 | 78.7805 | 77.303 | 75.8257 | 74.3487 | 73.6022 | 72.8559 | 72.1099 | 71.364 | 70.6184 | 69.7231 | 68.8373 | 67.9606 | 67.0929 | 66.2342 | 65.3842 | 64.5428 | 63.71 | 62.8855 | 62.0693 | 61.2612 | 60.4611 | 59.6689 | 58.8845 | 58.1077
RA3UtryClass4 | R&D | Advanced | 30 | Utility-Scale PV-Plus-Battery | Class4 | PV+Storage - Class 4 | 76.0503 | 79.2375 | 70.4891 | 67.3498 | 64.4044 | 61.6773 | 59.0044 | 56.3836 | 53.8134 | 51.2928 | 49.2101 | 47.1668 | 45.1613 | 43.1931 | 41.2614 | 40.815 | 40.3712 | 39.93 | 39.4912 | 39.0547 | 38.6209 | 38.1896 | 37.7605 | 37.3337 | 36.9094 | 36.4874 | 36.0677 | 35.6501 | 35.235 | 34.8224
RM3UtryClass4 | R&D | Moderate | 30 | Utility-Scale PV-Plus-Battery | Class4 | PV+Storage - Class 4 | 79.0259 | 82.4807 | 79.8939 | 77.2321 | 72.9944 | 70.7881 | 68.6074 | 66.452 | 64.3213 | 62.2149 | 60.477 | 58.7587 | 57.0599 | 55.3801 | 53.719 | 53.0175 | 52.3212 | 51.6301 | 50.944 | 50.263 | 49.5871 | 48.916 | 48.2499 | 47.5886 | 46.9321 | 46.2803 | 45.6333 | 44.9908 | 44.353 | 43.7197
RC3UtryClass4 | R&D | Conservative | 30 | Utility-Scale PV-Plus-Battery | Class4 | PV+Storage - Class 4 | 82.6043 | 86.5921 | 86.805 | 86.3271 | 85.3314 | 83.7825 | 82.2339 | 80.6855 | 79.1374 | 77.5895 | 76.8073 | 76.0252 | 75.2434 | 74.4618 | 73.6804 | 72.7279 | 71.7858 | 70.8538 | 69.9318 | 69.0197 | 68.1172 | 67.2243 | 66.3408 | 65.4665 | 64.6013 | 63.7451 | 62.8977 | 62.0589 | 61.2287 | 60.4069
RA3UtryClass5 | R&D | Advanced | 30 | Utility-Scale PV-Plus-Battery | Class5 | PV+Storage - Class 5 | 79.5231 | 82.8538 | 73.6549 | 70.3467 | 67.2434 | 64.3707 | 61.5561 | 58.7974 | 56.0931 | 53.4418 | 51.2508 | 49.1018 | 46.9933 | 44.9248 | 42.8953 | 42.4352 | 41.9777 | 41.5227 | 41.0699 | 40.6194 | 40.1713 | 39.7258 | 39.2824 | 38.8411 | 38.4022 | 37.9655 | 37.5311 | 37.0987 | 36.6687 | 36.241
RM3UtryClass5 | R&D | Moderate | 30 | Utility-Scale PV-Plus-Battery | Class5 | PV+Storage - Class 5 | 82.6478 | 86.2656 | 83.5399 | 80.7362 | 76.2794 | 73.9555 | 71.6592 | 69.3899 | 67.1473 | 64.9308 | 63.1013 | 61.2929 | 59.5054 | 57.7383 | 55.9913 | 55.2525 | 54.5192 | 53.7915 | 53.0693 | 52.3526 | 51.6411 | 50.935 | 50.2341 | 49.5384 | 48.8478 | 48.1623 | 47.4818 | 46.8063 | 46.1357 | 45.4699
RC3UtryClass5 | R&D | Conservative | 30 | Utility-Scale PV-Plus-Battery | Class5 | PV+Storage - Class 5 | 86.4055 | 90.5932 | 90.8167 | 90.3149 | 89.2693 | 87.6428 | 86.0165 | 84.3906 | 82.7649 | 81.1395 | 80.318 | 79.4967 | 78.6757 | 77.855 | 77.0344 | 76.026 | 75.0287 | 74.0425 | 73.067 | 72.1022 | 71.1478 | 70.2038 | 69.2699 | 68.3459 | 67.4317 | 66.5272 | 65.6322 | 64.7466 | 63.8701 | 63.0027
RA3UtryClass6 | R&D | Advanced | 30 | Utility-Scale PV-Plus-Battery | Class6 | PV+Storage - Class 6 | 83.3011 | 86.7862 | 77.0961 | 73.6028 | 70.3267 | 67.2947 | 64.3252 | 61.416 | 58.5651 | 55.7714 | 53.462 | 51.1978 | 48.9771 | 46.7993 | 44.6633 | 44.1893 | 43.7177 | 43.2483 | 42.7812 | 42.3161 | 41.8534 | 41.3931 | 40.9347 | 40.4784 | 40.0243 | 39.5724 | 39.1226 | 38.6747 | 38.229 | 37.7857
RM3UtryClass6 | R&D | Moderate | 30 | Utility-Scale PV-Plus-Battery | Class6 | PV+Storage - Class 6 | 86.5881 | 90.3823 | 87.5046 | 84.5458 | 79.8498 | 77.3973 | 74.9747 | 72.5812 | 70.2163 | 67.8796 | 65.95 | 64.0433 | 62.159 | 60.2967 | 58.4559 | 57.6763 | 56.9026 | 56.1349 | 55.3731 | 54.6171 | 53.8669 | 53.1224 | 52.3835 | 51.6502 | 50.9224 | 50.2 | 49.4831 | 48.7714 | 48.0651 | 47.3639
RC3UtryClass6 | R&D | Conservative | 30 | Utility-Scale PV-Plus-Battery | Class6 | PV+Storage - Class 6 | 90.5408 | 94.946 | 95.1811 | 94.6532 | 93.5533 | 91.8424 | 90.1317 | 88.4213 | 86.7112 | 85.0014 | 84.1373 | 83.2734 | 82.4098 | 81.5464 | 80.6833 | 79.6132 | 78.5552 | 77.5092 | 76.4749 | 75.4521 | 74.4407 | 73.4404 | 72.4511 | 71.4726 | 70.5046 | 69.5471 | 68.5999 | 67.6628 | 66.7357 | 65.8183
RA3UtryClass7 | R&D | Advanced | 30 | Utility-Scale PV-Plus-Battery | Class7 | PV+Storage - Class 7 | 87.2328 | 90.8788 | 80.6776 | 76.992 | 73.5364 | 70.3387 | 67.2082 | 64.1424 | 61.1392 | 58.1974 | 55.7649 | 53.3809 | 51.0435 | 48.7521 | 46.5054 | 46.0166 | 45.5302 | 45.0459 | 44.5637 | 44.0834 | 43.6054 | 43.1297 | 42.6558 | 42.1837 | 41.7139 | 41.2461 | 40.7802 | 40.3161 | 39.8543 | 39.3945
RM3UtryClass7 | R&D | Moderate | 30 | Utility-Scale PV-Plus-Battery | Class7 | PV+Storage - Class 7 | 90.6885 | 94.6641 | 91.6262 | 88.504 | 83.5577 | 80.97 | 78.4144 | 75.8904 | 73.3972 | 70.9344 | 68.8998 | 66.8899 | 64.9041 | 62.942 | 61.0032 | 60.1827 | 59.3686 | 58.5608 | 57.7593 | 56.964 | 56.1748 | 55.3917 | 54.6146 | 53.8435 | 53.0781 | 52.3186 | 51.5648 | 50.8167 | 50.0741 | 49.3371
RC3UtryClass7 | R&D | Conservative | 30 | Utility-Scale PV-Plus-Battery | Class7 | PV+Storage - Class 7 | 94.8443 | 99.4757 | 99.7229 | 99.1679 | 98.0115 | 96.2127 | 94.4142 | 92.616 | 90.818 | 89.0204 | 88.1119 | 87.2037 | 86.2957 | 85.3879 | 84.4805 | 83.3444 | 82.2216 | 81.1117 | 80.0145 | 78.9299 | 77.8577 | 76.7975 | 75.7492 | 74.7126 | 73.6875 | 72.6738 | 71.6712 | 70.6795 | 69.6986 | 68.7283
RA3UtryClass8 | R&D | Advanced | 30 | Utility-Scale PV-Plus-Battery | Class8 | PV+Storage - Class 8 | 90.2729 | 94.0583 | 83.473 | 79.6494 | 76.0643 | 72.7467 | 69.4988 | 66.3178 | 63.2018 | 60.1492 | 57.6252 | 55.1515 | 52.7261 | 50.3483 | 48.0168 | 47.5098 | 47.0052 | 46.5028 | 46.0026 | 45.5043 | 45.0084 | 44.5149 | 44.0232 | 43.5335 | 43.046 | 42.5606 | 42.0773 | 41.5958 | 41.1166 | 40.6396
RM3UtryClass8 | R&D | Moderate | 30 | Utility-Scale PV-Plus-Battery | Class8 | PV+Storage - Class 8 | 93.8592 | 97.9828 | 94.828 | 91.5862 | 86.4515 | 83.7646 | 81.1111 | 78.4905 | 75.902 | 73.3452 | 71.2329 | 69.1462 | 67.0846 | 65.0478 | 63.0352 | 62.186 | 61.3434 | 60.5074 | 59.6777 | 58.8545 | 58.0375 | 57.2267 | 56.4221 | 55.6236 | 54.831 | 54.0444 | 53.2637 | 52.4888 | 51.7197 | 50.9562
RC3UtryClass8 | R&D | Conservative | 30 | Utility-Scale PV-Plus-Battery | Class8 | PV+Storage - Class 8 | 98.172 | 102.9783 | 103.2348 | 102.6588 | 101.4588 | 99.592 | 97.7256 | 95.8594 | 93.9936 | 92.1281 | 91.1852 | 90.2427 | 89.3004 | 88.3584 | 87.4166 | 86.2359 | 85.0689 | 83.9155 | 82.7753 | 81.6483 | 80.534 | 79.4324 | 78.3433 | 77.2663 | 76.2013 | 75.1481 | 74.1065 | 73.0764 | 72.0574 | 71.0495
RA3UtryClass9 | R&D | Advanced | 30 | Utility-Scale PV-Plus-Battery | Class9 | PV+Storage - Class 9 | 94.2792 | 98.2364 | 87.1361 | 83.1221 | 79.359 | 75.8769 | 72.4686 | 69.1312 | 65.8625 | 62.661 | 60.0136 | 57.4193 | 54.8762 | 52.3834 | 49.9395 | 49.4141 | 48.891 | 48.3701 | 47.8514 | 47.3345 | 46.82 | 46.3078 | 45.7974 | 45.2889 | 44.7826 | 44.2784 | 43.7762 | 43.2758 | 42.7776 | 42.2817
RM3UtryClass9 | R&D | Moderate | 30 | Utility-Scale PV-Plus-Battery | Class9 | PV+Storage - Class 9 | 98.0375 | 102.3508 | 99.0374 | 95.6333 | 90.247 | 87.4256 | 84.6398 | 81.889 | 79.1724 | 76.4893 | 74.2722 | 72.0822 | 69.919 | 67.7821 | 65.6708 | 64.781 | 63.8981 | 63.022 | 62.1527 | 61.2901 | 60.4342 | 59.5847 | 58.7417 | 57.9051 | 57.0749 | 56.2508 | 55.433 | 54.6213 | 53.8156 | 53.0159
RC3UtryClass9 | R&D | Conservative | 30 | Utility-Scale PV-Plus-Battery | Class9 | PV+Storage - Class 9 | 102.5571 | 107.594 | 107.8628 | 107.2592 | 106.0017 | 104.0453 | 102.0893 | 100.1337 | 98.1783 | 96.2233 | 95.2353 | 94.2475 | 93.26 | 92.2728 | 91.2859 | 90.042 | 88.8128 | 87.598 | 86.3974 | 85.2108 | 84.0378 | 82.8783 | 81.7321 | 80.5988 | 79.4784 | 78.3705 | 77.2749 | 76.1916 | 75.1201 | 74.0605
RA3UtryClass0 | R&D | Advanced | 30 | Utility-Scale PV-Plus-Battery | Class10 | PV+Storage - Class 10 | 101.6541 | 105.9216 | 93.869 | 89.5003 | 85.4056 | 81.6176 | 77.9114 | 74.2837 | 70.7321 | 67.255 | 64.3789 | 61.5616 | 58.8009 | 56.0958 | 53.4448 | 52.8884 | 52.3343 | 51.7822 | 51.2321 | 50.6838 | 50.1376 | 49.5936 | 49.0513 | 48.5107 | 47.9723 | 47.4358 | 46.9011 | 46.3681 | 45.8373 | 45.3085
RM3UtryClass0 | R&D | Moderate | 30 | Utility-Scale PV-Plus-Battery | Class10 | PV+Storage - Class 10 | 105.7292 | 110.3927 | 106.7881 | 103.0862 | 97.2371 | 94.169 | 91.1403 | 88.1503 | 85.1982 | 82.2832 | 79.8736 | 77.4941 | 75.1441 | 72.8231 | 70.5306 | 69.562 | 68.6011 | 67.6478 | 66.702 | 65.7637 | 64.8327 | 63.909 | 62.9924 | 62.083 | 61.1805 | 60.285 | 59.3964 | 58.5145 | 57.6394 | 56.7708
RC3UtryClass0 | R&D | Conservative | 30 | Utility-Scale PV-Plus-Battery | Class10 | PV+Storage - Class 10 | 110.6296 | 116.0909 | 116.3823 | 115.7279 | 114.3643 | 112.2432 | 110.1224 | 108.0019 | 105.8819 | 103.7621 | 102.6908 | 101.6198 | 100.5492 | 99.4788 | 98.4087 | 97.0493 | 95.7062 | 94.3793 | 93.0681 | 91.7724 | 90.492 | 89.2266 | 87.9759 | 86.7397 | 85.5176 | 84.3096 | 83.1152 | 81.9344 | 80.7668 | 79.6123

## Summary_FOM
Key | FinancialCase | CostCase | CRPYears | Technology | TechDetail | DisplayName | 2021 | 2022 | 2023 | 2024 | 2025 | 2026 | 2027 | 2028 | 2029 | 2030 | 2031 | 2032 | 2033 | 2034 | 2035 | 2036 | 2037 | 2038 | 2039 | 2040 | 2041 | 2042 | 2043 | 2044 | 2045 | 2046 | 2047 | 2048 | 2049 | 2050
RA3CSSPClass2 | R&D | Advanced | 30 | CSP | Class2 | CSP - Class 2 | 69.102 | 66.424 | 63.746 | 61.068 | 58.39 | 55.712 | 53.034 | 50.356 | 47.678 | 45 | 44.75 | 44.5 | 44.25 | 44 | 43.75 | 43.5 | 43.25 | 43 | 42.75 | 42.5 | 42.25 | 42 | 41.75 | 41.5 | 41.25 | 41 | 40.75 | 40.5 | 40.25 | 40
RM3CSSPClass2 | R&D | Moderate | 30 | CSP | Class2 | CSP - Class 2 | 69.102 | 67.1825 | 65.263 | 63.3435 | 61.424 | 59.5045 | 57.585 | 55.6655 | 53.746 | 51.8265 | 51.8265 | 51.8265 | 51.8265 | 51.8265 | 51.8265 | 51.8265 | 51.8265 | 51.8265 | 51.8265 | 51.8265 | 51.8265 | 51.8265 | 51.8265 | 51.8265 | 51.8265 | 51.8265 | 51.8265 | 51.8265 | 51.8265 | 51.8265
RC3CSSPClass2 | R&D | Conservative | 30 | CSP | Class2 | CSP - Class 2 | 69.102 | 69.102 | 69.102 | 69.102 | 69.102 | 69.102 | 69.102 | 69.102 | 69.102 | 69.102 | 69.102 | 69.102 | 69.102 | 69.102 | 69.102 | 69.102 | 69.102 | 69.102 | 69.102 | 69.102 | 69.102 | 69.102 | 69.102 | 69.102 | 69.102 | 69.102 | 69.102 | 69.102 | 69.102 | 69.102
RA3CSSPClass3 | R&D | Advanced | 30 | CSP | Class3 | CSP - Class 3 | 69.102 | 66.424 | 63.746 | 61.068 | 58.39 | 55.712 | 53.034 | 50.356 | 47.678 | 45 | 44.75 | 44.5 | 44.25 | 44 | 43.75 | 43.5 | 43.25 | 43 | 42.75 | 42.5 | 42.25 | 42 | 41.75 | 41.5 | 41.25 | 41 | 40.75 | 40.5 | 40.25 | 40
RM3CSSPClass3 | R&D | Moderate | 30 | CSP | Class3 | CSP - Class 3 | 69.102 | 67.1825 | 65.263 | 63.3435 | 61.424 | 59.5045 | 57.585 | 55.6655 | 53.746 | 51.8265 | 51.8265 | 51.8265 | 51.8265 | 51.8265 | 51.8265 | 51.8265 | 51.8265 | 51.8265 | 51.8265 | 51.8265 | 51.8265 | 51.8265 | 51.8265 | 51.8265 | 51.8265 | 51.8265 | 51.8265 | 51.8265 | 51.8265 | 51.8265
RC3CSSPClass3 | R&D | Conservative | 30 | CSP | Class3 | CSP - Class 3 | 69.102 | 69.102 | 69.102 | 69.102 | 69.102 | 69.102 | 69.102 | 69.102 | 69.102 | 69.102 | 69.102 | 69.102 | 69.102 | 69.102 | 69.102 | 69.102 | 69.102 | 69.102 | 69.102 | 69.102 | 69.102 | 69.102 | 69.102 | 69.102 | 69.102 | 69.102 | 69.102 | 69.102 | 69.102 | 69.102
RA3CSSPClass8 | R&D | Advanced | 30 | CSP | Class8 | CSP - Class 8 | 69.102 | 66.424 | 63.746 | 61.068 | 58.39 | 55.712 | 53.034 | 50.356 | 47.678 | 45 | 44.75 | 44.5 | 44.25 | 44 | 43.75 | 43.5 | 43.25 | 43 | 42.75 | 42.5 | 42.25 | 42 | 41.75 | 41.5 | 41.25 | 41 | 40.75 | 40.5 | 40.25 | 40
RM3CSSPClass8 | R&D | Moderate | 30 | CSP | Class8 | CSP - Class 8 | 69.102 | 67.1825 | 65.263 | 63.3435 | 61.424 | 59.5045 | 57.585 | 55.6655 | 53.746 | 51.8265 | 51.8265 | 51.8265 | 51.8265 | 51.8265 | 51.8265 | 51.8265 | 51.8265 | 51.8265 | 51.8265 | 51.8265 | 51.8265 | 51.8265 | 51.8265 | 51.8265 | 51.8265 | 51.8265 | 51.8265 | 51.8265 | 51.8265 | 51.8265
RC3CSSPClass8 | R&D | Conservative | 30 | CSP | Class8 | CSP - Class 8 | 69.102 | 69.102 | 69.102 | 69.102 | 69.102 | 69.102 | 69.102 | 69.102 | 69.102 | 69.102 | 69.102 | 69.102 | 69.102 | 69.102 | 69.102 | 69.102 | 69.102 | 69.102 | 69.102 | 69.102 | 69.102 | 69.102 | 69.102 | 69.102 | 69.102 | 69.102 | 69.102 | 69.102 | 69.102 | 69.102
RA3OfndClass1 | R&D | Advanced | 30 | OffShoreWind | Class1 | Offshore Wind - Class 1 | 101.5416 | 97.1971 | 93.6474 | 90.6461 | 88.0463 | 85.7532 | 83.7018 | 81.8462 | 80.1521 | 78.5937 | 77.1509 | 75.8076 | 74.551 | 73.3707 | 72.2579 | 71.2052 | 70.2065 | 69.2566 | 68.3509 | 67.4854 | 66.6568 | 65.862 | 65.0984 | 64.3636 | 63.6556 | 62.9723 | 62.3123 | 61.6739 | 61.0558 | 60.4566
RM3OfndClass1 | R&D | Moderate | 30 | OffShoreWind | Class1 | Offshore Wind - Class 1 | 107.2968 | 103.4371 | 100.2835 | 97.6172 | 95.3076 | 93.2703 | 91.4479 | 89.7993 | 88.2943 | 86.9098 | 85.628 | 84.4346 | 83.3183 | 82.2697 | 81.2811 | 80.3459 | 79.4587 | 78.6148 | 77.8101 | 77.0412 | 76.3051 | 75.599 | 74.9206 | 74.2678 | 73.6388 | 73.0318 | 72.4454 | 71.8783 | 71.3291 | 70.7969
RC3OfndClass1 | R&D | Conservative | 30 | OffShoreWind | Class1 | Offshore Wind - Class 1 | 118.1816 | 115.6016 | 113.4936 | 111.7113 | 110.1674 | 108.8056 | 107.5874 | 106.4855 | 105.4794 | 104.554 | 103.6971 | 102.8994 | 102.1532 | 101.4523 | 100.7914 | 100.1663 | 99.5732 | 99.0091 | 98.4713 | 97.9573 | 97.4652 | 96.9932 | 96.5398 | 96.1034 | 95.6829 | 95.2772 | 94.8852 | 94.5061 | 94.139 | 93.7832
RA3OfndClass2 | R&D | Advanced | 30 | OffShoreWind | Class2 | Offshore Wind - Class 2 | 103.7247 | 99.2867 | 95.6607 | 92.5949 | 89.9392 | 87.5967 | 85.5013 | 83.6058 | 81.8753 | 80.2834 | 78.8095 | 77.4374 | 76.1538 | 74.9481 | 73.8113 | 72.736 | 71.7159 | 70.7455 | 69.8203 | 68.9363 | 68.0898 | 67.278 | 66.4979 | 65.7474 | 65.0241 | 64.3262 | 63.6519 | 62.9998 | 62.3684 | 61.7564
RM3OfndClass2 | R&D | Moderate | 30 | OffShoreWind | Class2 | Offshore Wind - Class 2 | 109.6035 | 105.6609 | 102.4395 | 99.7159 | 97.3566 | 95.2755 | 93.4139 | 91.7299 | 90.1925 | 88.7783 | 87.4689 | 86.2499 | 85.1096 | 84.0384 | 83.0285 | 82.0732 | 81.1669 | 80.3049 | 79.4829 | 78.6975 | 77.9456 | 77.2243 | 76.5313 | 75.8645 | 75.2219 | 74.6019 | 74.0029 | 73.4236 | 72.8626 | 72.3189
RC3OfndClass2 | R&D | Conservative | 30 | OffShoreWind | Class2 | Offshore Wind - Class 2 | 120.7224 | 118.0869 | 115.9336 | 114.113 | 112.5359 | 111.1448 | 109.9004 | 108.7748 | 107.7471 | 106.8018 | 105.9265 | 105.1116 | 104.3494 | 103.6334 | 102.9583 | 102.3197 | 101.7139 | 101.1377 | 100.5883 | 100.0633 | 99.5606 | 99.0785 | 98.6153 | 98.1695 | 97.74 | 97.3255 | 96.9251 | 96.5379 | 96.1629 | 95.7995
RA3OfndClass3 | R&D | Advanced | 30 | OffShoreWind | Class3 | Offshore Wind - Class 3 | 105.5786 | 101.0614 | 97.3705 | 94.25 | 91.5468 | 89.1624 | 87.0296 | 85.1001 | 83.3387 | 81.7184 | 80.2181 | 78.8215 | 77.515 | 76.2877 | 75.1306 | 74.0361 | 72.9977 | 72.01 | 71.0683 | 70.1684 | 69.3069 | 68.4805 | 67.6865 | 66.9225 | 66.1863 | 65.4759 | 64.7896 | 64.1259 | 63.4831 | 62.8602
RM3OfndClass3 | R&D | Moderate | 30 | OffShoreWind | Class3 | Offshore Wind - Class 3 | 111.5626 | 107.5495 | 104.2705 | 101.4982 | 99.0967 | 96.9784 | 95.0836 | 93.3695 | 91.8046 | 90.3651 | 89.0323 | 87.7915 | 86.6308 | 85.5405 | 84.5126 | 83.5402 | 82.6177 | 81.7402 | 80.9036 | 80.1042 | 79.3388 | 78.6046 | 77.8992 | 77.2205 | 76.5664 | 75.9353 | 75.3256 | 74.7359 | 74.165 | 73.6115
RC3OfndClass3 | R&D | Conservative | 30 | OffShoreWind | Class3 | Offshore Wind - Class 3 | 122.8802 | 120.1976 | 118.0058 | 116.1526 | 114.5474 | 113.1314 | 111.8648 | 110.719 | 109.673 | 108.7107 | 107.8198 | 106.9904 | 106.2145 | 105.4857 | 104.7986 | 104.1486 | 103.532 | 102.9454 | 102.3862 | 101.8518 | 101.3402 | 100.8494 | 100.3779 | 99.9242 | 99.487 | 99.0651 | 98.6576 | 98.2634 | 97.8817 | 97.5118
RA3OfndClass4 | R&D | Advanced | 30 | OffShoreWind | Class4 | Offshore Wind - Class 4 | 106.562 | 102.0027 | 98.2775 | 95.1279 | 92.3995 | 89.9929 | 87.8402 | 85.8928 | 84.115 | 82.4795 | 80.9653 | 79.5557 | 78.237 | 76.9983 | 75.8304 | 74.7257 | 73.6777 | 72.6808 | 71.7303 | 70.822 | 69.9524 | 69.1184 | 68.317 | 67.5459 | 66.8028 | 66.0858 | 65.3931 | 64.7232 | 64.0745 | 63.4457
RM3OfndClass4 | R&D | Moderate | 30 | OffShoreWind | Class4 | Offshore Wind - Class 4 | 112.6017 | 108.5512 | 105.2417 | 102.4436 | 100.0197 | 97.8817 | 95.9692 | 94.2392 | 92.6597 | 91.2068 | 89.8616 | 88.6092 | 87.4377 | 86.3373 | 85.2998 | 84.3183 | 83.3873 | 82.5016 | 81.6572 | 80.8503 | 80.0778 | 79.3368 | 78.6248 | 77.9398 | 77.2796 | 76.6426 | 76.0273 | 75.4321 | 74.8558 | 74.2972
RC3OfndClass4 | R&D | Conservative | 30 | OffShoreWind | Class4 | Offshore Wind - Class 4 | 124.0248 | 121.3172 | 119.105 | 117.2345 | 115.6143 | 114.1852 | 112.9068 | 111.7503 | 110.6945 | 109.7233 | 108.8241 | 107.987 | 107.2039 | 106.4683 | 105.7747 | 105.1187 | 104.4963 | 103.9043 | 103.3399 | 102.8005 | 102.2841 | 101.7888 | 101.3129 | 100.8549 | 100.4137 | 99.9879 | 99.5765 | 99.1787 | 98.7934 | 98.4201
RA3OfndClass5 | R&D | Advanced | 30 | OffShoreWind | Class5 | Offshore Wind - Class 5 | 109.5011 | 104.8161 | 100.9881 | 97.7516 | 94.948 | 92.4751 | 90.2629 | 88.2618 | 86.435 | 84.7544 | 83.1984 | 81.7499 | 80.3949 | 79.122 | 77.9219 | 76.7867 | 75.7098 | 74.6854 | 73.7087 | 72.7754 | 71.8818 | 71.0247 | 70.2013 | 69.4089 | 68.6453 | 67.9085 | 67.1967 | 66.5083 | 65.8417 | 65.1956
RM3OfndClass5 | R&D | Moderate | 30 | OffShoreWind | Class5 | Offshore Wind - Class 5 | 115.7074 | 111.5452 | 108.1444 | 105.2691 | 102.7784 | 100.5814 | 98.6162 | 96.8384 | 95.2154 | 93.7224 | 92.3401 | 91.0532 | 89.8494 | 88.7186 | 87.6524 | 86.6439 | 85.6872 | 84.7771 | 83.9094 | 83.0802 | 82.2864 | 81.525 | 80.7934 | 80.0894 | 79.4111 | 78.7565 | 78.1242 | 77.5126 | 76.9204 | 76.3464
RC3OfndClass5 | R&D | Conservative | 30 | OffShoreWind | Class5 | Offshore Wind - Class 5 | 127.4455 | 124.6633 | 122.39 | 120.468 | 118.8031 | 117.3345 | 116.0209 | 114.8325 | 113.7476 | 112.7496 | 111.8256 | 110.9654 | 110.1607 | 109.4048 | 108.6921 | 108.018 | 107.3784 | 106.7701 | 106.1901 | 105.6358 | 105.1052 | 104.5962 | 104.1072 | 103.6366 | 103.1832 | 102.7457 | 102.323 | 101.9141 | 101.5183 | 101.1346
RA3OfndClass6 | R&D | Advanced | 30 | OffShoreWind | Class6 | Offshore Wind - Class 6 | 107.9551 | 103.3362 | 99.5622 | 96.3714 | 93.6074 | 91.1694 | 88.9885 | 87.0156 | 85.2146 | 83.5577 | 82.0238 | 80.5956 | 79.2597 | 78.0049 | 76.8217 | 75.7026 | 74.6408 | 73.6309 | 72.668 | 71.7479 | 70.8669 | 70.0219 | 69.2101 | 68.4289 | 67.6761 | 66.9497 | 66.248 | 65.5693 | 64.9121 | 64.2751
RM3OfndClass6 | R&D | Moderate | 30 | OffShoreWind | Class6 | Offshore Wind - Class 6 | 114.0737 | 109.9703 | 106.6175 | 103.7828 | 101.3272 | 99.1613 | 97.2238 | 95.4711 | 93.871 | 92.3991 | 91.0363 | 89.7676 | 88.5808 | 87.4659 | 86.4148 | 85.4206 | 84.4773 | 83.5801 | 82.7247 | 81.9072 | 81.1246 | 80.3739 | 79.6527 | 78.9586 | 78.2899 | 77.6446 | 77.0211 | 76.4182 | 75.8343 | 75.2685
RC3OfndClass6 | R&D | Conservative | 30 | OffShoreWind | Class6 | Offshore Wind - Class 6 | 125.6461 | 122.9031 | 120.662 | 118.7671 | 117.1257 | 115.6779 | 114.3827 | 113.2112 | 112.1416 | 111.1577 | 110.2467 | 109.3986 | 108.6053 | 107.8601 | 107.1575 | 106.4929 | 105.8624 | 105.2626 | 104.6908 | 104.1444 | 103.6212 | 103.1194 | 102.6373 | 102.1734 | 101.7263 | 101.295 | 100.8782 | 100.4752 | 100.0849 | 99.7067
RA3OfndClass7 | R&D | Advanced | 30 | OffShoreWind | Class7 | Offshore Wind - Class 7 | 103.1661 | 98.7521 | 95.1455 | 92.0963 | 89.4549 | 87.125 | 85.0409 | 83.1555 | 81.4344 | 79.851 | 78.3851 | 77.0203 | 75.7437 | 74.5445 | 73.4138 | 72.3443 | 71.3297 | 70.3646 | 69.4443 | 68.565 | 67.7232 | 66.9157 | 66.1398 | 65.3933 | 64.6739 | 63.9798 | 63.3091 | 62.6605 | 62.0325 | 61.4238
RM3OfndClass7 | R&D | Moderate | 30 | OffShoreWind | Class7 | Offshore Wind - Class 7 | 109.0133 | 105.0919 | 101.8878 | 99.1789 | 96.8323 | 94.7624 | 92.9108 | 91.2359 | 89.7068 | 88.3002 | 86.9979 | 85.7854 | 84.6512 | 83.5859 | 82.5814 | 81.6312 | 80.7298 | 79.8724 | 79.0549 | 78.2737 | 77.5258 | 76.8084 | 76.1192 | 75.4559 | 74.8168 | 74.2002 | 73.6044 | 73.0282 | 72.4702 | 71.9295
RC3OfndClass7 | R&D | Conservative | 30 | OffShoreWind | Class7 | Offshore Wind - Class 7 | 120.0723 | 117.451 | 115.3093 | 113.4985 | 111.9299 | 110.5463 | 109.3086 | 108.189 | 107.1669 | 106.2266 | 105.356 | 104.5456 | 103.7875 | 103.0753 | 102.4039 | 101.7687 | 101.1662 | 100.593 | 100.0466 | 99.5244 | 99.0244 | 98.5449 | 98.0842 | 97.6408 | 97.2136 | 96.8014 | 96.4032 | 96.018 | 95.645 | 95.2836
RA3OfndClass8 | R&D | Advanced | 30 | OffShoreWind | Class8 | Offshore Wind - Class 8 | 74.7773 | 71.7495 | 69.2755 | 67.1838 | 65.3718 | 63.7736 | 62.3439 | 61.0507 | 59.87 | 58.7839 | 57.7783 | 56.8421 | 55.9663 | 55.1437 | 54.3681 | 53.6345 | 52.9384 | 52.2764 | 51.6452 | 51.042 | 50.4645 | 49.9106 | 49.3784 | 48.8662 | 48.3728 | 47.8966 | 47.4366 | 46.9916 | 46.5608 | 46.1433
RM3OfndClass8 | R&D | Moderate | 30 | OffShoreWind | Class8 | Offshore Wind - Class 8 | 78.9273 | 76.2769 | 74.1114 | 72.2805 | 70.6945 | 69.2955 | 68.0441 | 66.912 | 65.8786 | 64.9278 | 64.0476 | 63.2282 | 62.4616 | 61.7415 | 61.0626 | 60.4204 | 59.8112 | 59.2317 | 58.6792 | 58.1512 | 57.6457 | 57.1608 | 56.695 | 56.2467 | 55.8148 | 55.398 | 54.9953 | 54.6058 | 54.2287 | 53.8632
RC3OfndClass8 | R&D | Conservative | 30 | OffShoreWind | Class8 | Offshore Wind - Class 8 | 86.6835 | 85.0149 | 83.6516 | 82.4989 | 81.5004 | 80.6196 | 79.8318 | 79.1191 | 78.4684 | 77.8699 | 77.3157 | 76.7998 | 76.3172 | 75.8639 | 75.4365 | 75.0322 | 74.6487 | 74.2838 | 73.936 | 73.6036 | 73.2853 | 72.9801 | 72.6868 | 72.4046 | 72.1326 | 71.8702 | 71.6167 | 71.3715 | 71.1341 | 70.904
RA3OfndClass9 | R&D | Advanced | 30 | OffShoreWind | Class9 | Offshore Wind - Class 9 | 75.6226 | 72.5605 | 70.0585 | 67.9432 | 66.1108 | 64.4945 | 63.0487 | 61.7408 | 60.5467 | 59.4483 | 58.4314 | 57.4846 | 56.599 | 55.767 | 54.9827 | 54.2407 | 53.5368 | 52.8673 | 52.2289 | 51.6189 | 51.0349 | 50.4747 | 49.9365 | 49.4186 | 48.9196 | 48.438 | 47.9728 | 47.5228 | 47.0871 | 46.6649
RM3OfndClass9 | R&D | Moderate | 30 | OffShoreWind | Class9 | Offshore Wind - Class 9 | 79.8195 | 77.1392 | 74.9492 | 73.0975 | 71.4936 | 70.0788 | 68.8132 | 67.6684 | 66.6232 | 65.6618 | 64.7716 | 63.9429 | 63.1676 | 62.4394 | 61.7529 | 61.1034 | 60.4873 | 59.9012 | 59.3425 | 58.8085 | 58.2973 | 57.8069 | 57.3358 | 56.8825 | 56.4457 | 56.0242 | 55.6169 | 55.2231 | 54.8417 | 54.4721
RC3OfndClass9 | R&D | Conservative | 30 | OffShoreWind | Class9 | Offshore Wind - Class 9 | 87.6633 | 85.9759 | 84.5971 | 83.4314 | 82.4216 | 81.5309 | 80.7342 | 80.0134 | 79.3554 | 78.7501 | 78.1897 | 77.668 | 77.1799 | 76.7215 | 76.2892 | 75.8803 | 75.4925 | 75.1235 | 74.7717 | 74.4356 | 74.1137 | 73.805 | 73.5084 | 73.223 | 72.948 | 72.6826 | 72.4263 | 72.1783 | 71.9382 | 71.7055
RA3OfndClass0 | R&D | Advanced | 30 | OffShoreWind | Class10 | Offshore Wind - Class 10 | 78.6864 | 75.5002 | 72.8969 | 70.6958 | 68.7892 | 67.1074 | 65.603 | 64.2421 | 62.9997 | 61.8568 | 60.7987 | 59.8135 | 58.892 | 58.0264 | 57.2102 | 56.4382 | 55.7058 | 55.0092 | 54.3449 | 53.7102 | 53.1025 | 52.5197 | 51.9596 | 51.4208 | 50.9015 | 50.4004 | 49.9164 | 49.4482 | 48.9948 | 48.5555
RM3OfndClass0 | R&D | Moderate | 30 | OffShoreWind | Class10 | Offshore Wind - Class 10 | 83.0533 | 80.2644 | 77.9856 | 76.059 | 74.3901 | 72.918 | 71.6011 | 70.4099 | 69.3224 | 68.322 | 67.3958 | 66.5334 | 65.7268 | 64.9691 | 64.2547 | 63.579 | 62.9379 | 62.3281 | 61.7466 | 61.1911 | 60.6591 | 60.1489 | 59.6587 | 59.187 | 58.7325 | 58.2939 | 57.8702 | 57.4604 | 57.0636 | 56.679
RC3OfndClass0 | R&D | Conservative | 30 | OffShoreWind | Class10 | Offshore Wind - Class 10 | 91.2149 | 89.4591 | 88.0245 | 86.8115 | 85.7608 | 84.8341 | 84.005 | 83.2551 | 82.5704 | 81.9406 | 81.3575 | 80.8146 | 80.3068 | 79.8297 | 79.38 | 78.9546 | 78.551 | 78.167 | 77.801 | 77.4512 | 77.1163 | 76.7951 | 76.4865 | 76.1896 | 75.9034 | 75.6273 | 75.3605 | 75.1025 | 74.8527 | 74.6106
RA3OfndClass1 | R&D | Advanced | 30 | OffShoreWind | Class11 | Offshore Wind - Class 11 | 85.1443 | 81.6966 | 78.8797 | 76.498 | 74.4349 | 72.6151 | 70.9872 | 69.5146 | 68.1702 | 66.9335 | 65.7885 | 64.7226 | 63.7254 | 62.7887 | 61.9056 | 61.0702 | 60.2777 | 59.5239 | 58.8051 | 58.1183 | 57.4608 | 56.83 | 56.2241 | 55.641 | 55.0791 | 54.5369 | 54.0131 | 53.5065 | 53.0159 | 52.5405
RM3OfndClass1 | R&D | Moderate | 30 | OffShoreWind | Class11 | Offshore Wind - Class 11 | 89.8697 | 86.8518 | 84.3861 | 82.3013 | 80.4954 | 78.9025 | 77.4776 | 76.1886 | 75.0118 | 73.9293 | 72.9271 | 71.994 | 71.1211 | 70.3012 | 69.5282 | 68.797 | 68.1033 | 67.4435 | 66.8143 | 66.2131 | 65.6376 | 65.0855 | 64.555 | 64.0446 | 63.5528 | 63.0782 | 62.6197 | 62.1763 | 61.7469 | 61.3307
RC3OfndClass1 | R&D | Conservative | 30 | OffShoreWind | Class11 | Offshore Wind - Class 11 | 98.7011 | 96.8012 | 95.2488 | 93.9363 | 92.7994 | 91.7966 | 90.8995 | 90.088 | 89.3471 | 88.6656 | 88.0346 | 87.4472 | 86.8977 | 86.3815 | 85.8949 | 85.4345 | 84.9978 | 84.5824 | 84.1863 | 83.8078 | 83.4454 | 83.0979 | 82.7639 | 82.4426 | 82.1329 | 81.8342 | 81.5455 | 81.2663 | 80.996 | 80.734
RA3OfndClass2 | R&D | Advanced | 30 | OffShoreWind | Class12 | Offshore Wind - Class 12 | 86.287 | 82.793 | 79.9383 | 77.5246 | 75.4338 | 73.5896 | 71.9399 | 70.4475 | 69.0851 | 67.8318 | 66.6714 | 65.5912 | 64.5806 | 63.6314 | 62.7364 | 61.8898 | 61.0867 | 60.3227 | 59.5943 | 58.8983 | 58.2319 | 57.5927 | 56.9786 | 56.3877 | 55.8182 | 55.2688 | 54.738 | 54.2245 | 53.7274 | 53.2456
RM3OfndClass2 | R&D | Moderate | 30 | OffShoreWind | Class12 | Offshore Wind - Class 12 | 95.6028 | 92.3924 | 89.7694 | 87.5516 | 85.6305 | 83.936 | 82.4201 | 81.0489 | 79.7971 | 78.6455 | 77.5793 | 76.5867 | 75.6582 | 74.786 | 73.9637 | 73.1858 | 72.4479 | 71.7459 | 71.0766 | 70.4371 | 69.8248 | 69.2375 | 68.6732 | 68.1303 | 67.6071 | 67.1022 | 66.6145 | 66.1427 | 65.6859 | 65.2432
RC3OfndClass2 | R&D | Conservative | 30 | OffShoreWind | Class12 | Offshore Wind - Class 12 | 104.9976 | 102.9765 | 101.3251 | 99.9289 | 98.7194 | 97.6526 | 96.6983 | 95.835 | 95.0469 | 94.3219 | 93.6507 | 93.0258 | 92.4412 | 91.8921 | 91.3744 | 90.8847 | 90.4201 | 89.9782 | 89.5568 | 89.1542 | 88.7687 | 88.399 | 88.0437 | 87.7019 | 87.3725 | 87.0547 | 86.7476 | 86.4506 | 86.163 | 85.8843
RA3OfndClass3 | R&D | Advanced | 30 | OffShoreWind | Class13 | Offshore Wind - Class 13 | 92.8419 | 89.0825 | 86.0109 | 83.4139 | 81.1642 | 79.1799 | 77.4049 | 75.7992 | 74.3333 | 72.9847 | 71.7362 | 70.5739 | 69.4866 | 68.4652 | 67.5023 | 66.5914 | 65.7272 | 64.9052 | 64.1215 | 63.3726 | 62.6556 | 61.9678 | 61.3071 | 60.6713 | 60.0586 | 59.4674 | 58.8962 | 58.3438 | 57.8089 | 57.2905
RM3OfndClass3 | R&D | Moderate | 30 | OffShoreWind | Class13 | Offshore Wind - Class 13 | 97.9945 | 94.7038 | 92.0151 | 89.7419 | 87.7727 | 86.0358 | 84.482 | 83.0765 | 81.7934 | 80.613 | 79.5201 | 78.5027 | 77.551 | 76.6569 | 75.814 | 75.0167 | 74.2603 | 73.5408 | 72.8548 | 72.1992 | 71.5716 | 70.9696 | 70.3912 | 69.8347 | 69.2984 | 68.7809 | 68.2809 | 67.7974 | 67.3292 | 66.8754
RC3OfndClass3 | R&D | Conservative | 30 | OffShoreWind | Class13 | Offshore Wind - Class 13 | 107.6243 | 105.5526 | 103.8599 | 102.4288 | 101.1891 | 100.0956 | 99.1174 | 98.2325 | 97.4247 | 96.6816 | 95.9935 | 95.353 | 94.7538 | 94.191 | 93.6603 | 93.1583 | 92.6821 | 92.2292 | 91.7973 | 91.3846 | 90.9894 | 90.6104 | 90.2463 | 89.8959 | 89.5583 | 89.2325 | 88.9177 | 88.6133 | 88.3186 | 88.0329
RA3OfndClass4 | R&D | Advanced | 30 | OffShoreWind | Class14 | Offshore Wind - Class 14 | 83.8133 | 80.4195 | 77.6466 | 75.3022 | 73.2713 | 71.4799 | 69.8775 | 68.4279 | 67.1046 | 65.8872 | 64.7601 | 63.7108 | 62.7292 | 61.8072 | 60.9379 | 60.1156 | 59.3354 | 58.5934 | 57.8859 | 57.2098 | 56.5625 | 55.9417 | 55.3452 | 54.7712 | 54.2181 | 53.6844 | 53.1687 | 52.67 | 52.1872 | 51.7192
RM3OfndClass4 | R&D | Moderate | 30 | OffShoreWind | Class14 | Offshore Wind - Class 14 | 88.4648 | 85.4941 | 83.0669 | 81.0148 | 79.2371 | 77.6691 | 76.2664 | 74.9976 | 73.8392 | 72.7736 | 71.787 | 70.8686 | 70.0094 | 69.2023 | 68.4413 | 67.7216 | 67.0387 | 66.3892 | 65.7699 | 65.1781 | 64.6115 | 64.068 | 63.5459 | 63.0435 | 62.5593 | 62.0922 | 61.6408 | 61.2043 | 60.7816 | 60.372
RC3OfndClass4 | R&D | Conservative | 30 | OffShoreWind | Class14 | Offshore Wind - Class 14 | 97.1582 | 95.288 | 93.7599 | 92.4679 | 91.3487 | 90.3616 | 89.4785 | 88.6797 | 87.9504 | 87.2796 | 86.6585 | 86.0802 | 85.5393 | 85.0312 | 84.5521 | 84.099 | 83.6691 | 83.2602 | 82.8703 | 82.4977 | 82.141 | 81.7989 | 81.4701 | 81.1538 | 80.849 | 80.5549 | 80.2708 | 79.996 | 79.7299 | 79.472
RA3UtPVClass1 | R&D | Advanced | 30 | UtilityPV | Class1 | Utility PV - Class 1 | 22.5289 | 22.0046 | 21.2994 | 20.5987 | 19.9022 | 19.2098 | 18.5211 | 17.836 | 17.1542 | 16.4756 | 15.8 | 15.1272 | 14.4571 | 13.7896 | 13.1244 | 13.0261 | 12.928 | 12.8301 | 12.7325 | 12.635 | 12.5377 | 12.4406 | 12.3437 | 12.247 | 12.1504 | 12.0541 | 11.9579 | 11.8619 | 11.7661 | 11.6705
RM3UtPVClass1 | R&D | Moderate | 30 | UtilityPV | Class1 | Utility PV - Class 1 | 22.5289 | 22.0046 | 21.4955 | 20.9883 | 20.483 | 19.9795 | 19.4778 | 18.9777 | 18.4791 | 17.9822 | 17.4867 | 16.9926 | 16.4999 | 16.0085 | 15.5184 | 15.3836 | 15.2488 | 15.114 | 14.9792 | 14.8444 | 14.7096 | 14.5748 | 14.44 | 14.3053 | 14.1705 | 14.0357 | 13.9009 | 13.7661 | 13.6314 | 13.4966
RC3UtPVClass1 | R&D | Conservative | 30 | UtilityPV | Class1 | Utility PV - Class 1 | 22.5289 | 22.0046 | 21.7432 | 21.4826 | 21.2226 | 20.9632 | 20.7045 | 20.4465 | 20.1891 | 19.9322 | 19.676 | 19.4204 | 19.1653 | 18.9108 | 18.6568 | 18.4659 | 18.2751 | 18.0843 | 17.8935 | 17.7026 | 17.5118 | 17.321 | 17.1302 | 16.9393 | 16.7485 | 16.5577 | 16.3669 | 16.176 | 15.9852 | 15.7944
RA3UtPVClass2 | R&D | Advanced | 30 | UtilityPV | Class2 | Utility PV - Class 2 | 22.5289 | 22.0046 | 21.2994 | 20.5987 | 19.9022 | 19.2098 | 18.5211 | 17.836 | 17.1542 | 16.4756 | 15.8 | 15.1272 | 14.4571 | 13.7896 | 13.1244 | 13.0261 | 12.928 | 12.8301 | 12.7325 | 12.635 | 12.5377 | 12.4406 | 12.3437 | 12.247 | 12.1504 | 12.0541 | 11.9579 | 11.8619 | 11.7661 | 11.6705
RM3UtPVClass2 | R&D | Moderate | 30 | UtilityPV | Class2 | Utility PV - Class 2 | 22.5289 | 22.0046 | 21.4955 | 20.9883 | 20.483 | 19.9795 | 19.4778 | 18.9777 | 18.4791 | 17.9822 | 17.4867 | 16.9926 | 16.4999 | 16.0085 | 15.5184 | 15.3836 | 15.2488 | 15.114 | 14.9792 | 14.8444 | 14.7096 | 14.5748 | 14.44 | 14.3053 | 14.1705 | 14.0357 | 13.9009 | 13.7661 | 13.6314 | 13.4966
RC3UtPVClass2 | R&D | Conservative | 30 | UtilityPV | Class2 | Utility PV - Class 2 | 22.5289 | 22.0046 | 21.7432 | 21.4826 | 21.2226 | 20.9632 | 20.7045 | 20.4465 | 20.1891 | 19.9322 | 19.676 | 19.4204 | 19.1653 | 18.9108 | 18.6568 | 18.4659 | 18.2751 | 18.0843 | 17.8935 | 17.7026 | 17.5118 | 17.321 | 17.1302 | 16.9393 | 16.7485 | 16.5577 | 16.3669 | 16.176 | 15.9852 | 15.7944
RA3UtPVClass3 | R&D | Advanced | 30 | UtilityPV | Class3 | Utility PV - Class 3 | 22.5289 | 22.0046 | 21.2994 | 20.5987 | 19.9022 | 19.2098 | 18.5211 | 17.836 | 17.1542 | 16.4756 | 15.8 | 15.1272 | 14.4571 | 13.7896 | 13.1244 | 13.0261 | 12.928 | 12.8301 | 12.7325 | 12.635 | 12.5377 | 12.4406 | 12.3437 | 12.247 | 12.1504 | 12.0541 | 11.9579 | 11.8619 | 11.7661 | 11.6705
RM3UtPVClass3 | R&D | Moderate | 30 | UtilityPV | Class3 | Utility PV - Class 3 | 22.5289 | 22.0046 | 21.4955 | 20.9883 | 20.483 | 19.9795 | 19.4778 | 18.9777 | 18.4791 | 17.9822 | 17.4867 | 16.9926 | 16.4999 | 16.0085 | 15.5184 | 15.3836 | 15.2488 | 15.114 | 14.9792 | 14.8444 | 14.7096 | 14.5748 | 14.44 | 14.3053 | 14.1705 | 14.0357 | 13.9009 | 13.7661 | 13.6314 | 13.4966
RC3UtPVClass3 | R&D | Conservative | 30 | UtilityPV | Class3 | Utility PV - Class 3 | 22.5289 | 22.0046 | 21.7432 | 21.4826 | 21.2226 | 20.9632 | 20.7045 | 20.4465 | 20.1891 | 19.9322 | 19.676 | 19.4204 | 19.1653 | 18.9108 | 18.6568 | 18.4659 | 18.2751 | 18.0843 | 17.8935 | 17.7026 | 17.5118 | 17.321 | 17.1302 | 16.9393 | 16.7485 | 16.5577 | 16.3669 | 16.176 | 15.9852 | 15.7944
RA3UtPVClass4 | R&D | Advanced | 30 | UtilityPV | Class4 | Utility PV - Class 4 | 22.5289 | 22.0046 | 21.2994 | 20.5987 | 19.9022 | 19.2098 | 18.5211 | 17.836 | 17.1542 | 16.4756 | 15.8 | 15.1272 | 14.4571 | 13.7896 | 13.1244 | 13.0261 | 12.928 | 12.8301 | 12.7325 | 12.635 | 12.5377 | 12.4406 | 12.3437 | 12.247 | 12.1504 | 12.0541 | 11.9579 | 11.8619 | 11.7661 | 11.6705
RM3UtPVClass4 | R&D | Moderate | 30 | UtilityPV | Class4 | Utility PV - Class 4 | 22.5289 | 22.0046 | 21.4955 | 20.9883 | 20.483 | 19.9795 | 19.4778 | 18.9777 | 18.4791 | 17.9822 | 17.4867 | 16.9926 | 16.4999 | 16.0085 | 15.5184 | 15.3836 | 15.2488 | 15.114 | 14.9792 | 14.8444 | 14.7096 | 14.5748 | 14.44 | 14.3053 | 14.1705 | 14.0357 | 13.9009 | 13.7661 | 13.6314 | 13.4966
RC3UtPVClass4 | R&D | Conservative | 30 | UtilityPV | Class4 | Utility PV - Class 4 | 22.5289 | 22.0046 | 21.7432 | 21.4826 | 21.2226 | 20.9632 | 20.7045 | 20.4465 | 20.1891 | 19.9322 | 19.676 | 19.4204 | 19.1653 | 18.9108 | 18.6568 | 18.4659 | 18.2751 | 18.0843 | 17.8935 | 17.7026 | 17.5118 | 17.321 | 17.1302 | 16.9393 | 16.7485 | 16.5577 | 16.3669 | 16.176 | 15.9852 | 15.7944
RA3UtPVClass5 | R&D | Advanced | 30 | UtilityPV | Class5 | Utility PV - Class 5 | 22.5289 | 22.0046 | 21.2994 | 20.5987 | 19.9022 | 19.2098 | 18.5211 | 17.836 | 17.1542 | 16.4756 | 15.8 | 15.1272 | 14.4571 | 13.7896 | 13.1244 | 13.0261 | 12.928 | 12.8301 | 12.7325 | 12.635 | 12.5377 | 12.4406 | 12.3437 | 12.247 | 12.1504 | 12.0541 | 11.9579 | 11.8619 | 11.7661 | 11.6705
RM3UtPVClass5 | R&D | Moderate | 30 | UtilityPV | Class5 | Utility PV - Class 5 | 22.5289 | 22.0046 | 21.4955 | 20.9883 | 20.483 | 19.9795 | 19.4778 | 18.9777 | 18.4791 | 17.9822 | 17.4867 | 16.9926 | 16.4999 | 16.0085 | 15.5184 | 15.3836 | 15.2488 | 15.114 | 14.9792 | 14.8444 | 14.7096 | 14.5748 | 14.44 | 14.3053 | 14.1705 | 14.0357 | 13.9009 | 13.7661 | 13.6314 | 13.4966
RC3UtPVClass5 | R&D | Conservative | 30 | UtilityPV | Class5 | Utility PV - Class 5 | 22.5289 | 22.0046 | 21.7432 | 21.4826 | 21.2226 | 20.9632 | 20.7045 | 20.4465 | 20.1891 | 19.9322 | 19.676 | 19.4204 | 19.1653 | 18.9108 | 18.6568 | 18.4659 | 18.2751 | 18.0843 | 17.8935 | 17.7026 | 17.5118 | 17.321 | 17.1302 | 16.9393 | 16.7485 | 16.5577 | 16.3669 | 16.176 | 15.9852 | 15.7944
RA3UtPVClass6 | R&D | Advanced | 30 | UtilityPV | Class6 | Utility PV - Class 6 | 22.5289 | 22.0046 | 21.2994 | 20.5987 | 19.9022 | 19.2098 | 18.5211 | 17.836 | 17.1542 | 16.4756 | 15.8 | 15.1272 | 14.4571 | 13.7896 | 13.1244 | 13.0261 | 12.928 | 12.8301 | 12.7325 | 12.635 | 12.5377 | 12.4406 | 12.3437 | 12.247 | 12.1504 | 12.0541 | 11.9579 | 11.8619 | 11.7661 | 11.6705
RM3UtPVClass6 | R&D | Moderate | 30 | UtilityPV | Class6 | Utility PV - Class 6 | 22.5289 | 22.0046 | 21.4955 | 20.9883 | 20.483 | 19.9795 | 19.4778 | 18.9777 | 18.4791 | 17.9822 | 17.4867 | 16.9926 | 16.4999 | 16.0085 | 15.5184 | 15.3836 | 15.2488 | 15.114 | 14.9792 | 14.8444 | 14.7096 | 14.5748 | 14.44 | 14.3053 | 14.1705 | 14.0357 | 13.9009 | 13.7661 | 13.6314 | 13.4966
RC3UtPVClass6 | R&D | Conservative | 30 | UtilityPV | Class6 | Utility PV - Class 6 | 22.5289 | 22.0046 | 21.7432 | 21.4826 | 21.2226 | 20.9632 | 20.7045 | 20.4465 | 20.1891 | 19.9322 | 19.676 | 19.4204 | 19.1653 | 18.9108 | 18.6568 | 18.4659 | 18.2751 | 18.0843 | 17.8935 | 17.7026 | 17.5118 | 17.321 | 17.1302 | 16.9393 | 16.7485 | 16.5577 | 16.3669 | 16.176 | 15.9852 | 15.7944
RA3UtPVClass7 | R&D | Advanced | 30 | UtilityPV | Class7 | Utility PV - Class 7 | 22.5289 | 22.0046 | 21.2994 | 20.5987 | 19.9022 | 19.2098 | 18.5211 | 17.836 | 17.1542 | 16.4756 | 15.8 | 15.1272 | 14.4571 | 13.7896 | 13.1244 | 13.0261 | 12.928 | 12.8301 | 12.7325 | 12.635 | 12.5377 | 12.4406 | 12.3437 | 12.247 | 12.1504 | 12.0541 | 11.9579 | 11.8619 | 11.7661 | 11.6705
RM3UtPVClass7 | R&D | Moderate | 30 | UtilityPV | Class7 | Utility PV - Class 7 | 22.5289 | 22.0046 | 21.4955 | 20.9883 | 20.483 | 19.9795 | 19.4778 | 18.9777 | 18.4791 | 17.9822 | 17.4867 | 16.9926 | 16.4999 | 16.0085 | 15.5184 | 15.3836 | 15.2488 | 15.114 | 14.9792 | 14.8444 | 14.7096 | 14.5748 | 14.44 | 14.3053 | 14.1705 | 14.0357 | 13.9009 | 13.7661 | 13.6314 | 13.4966
RC3UtPVClass7 | R&D | Conservative | 30 | UtilityPV | Class7 | Utility PV - Class 7 | 22.5289 | 22.0046 | 21.7432 | 21.4826 | 21.2226 | 20.9632 | 20.7045 | 20.4465 | 20.1891 | 19.9322 | 19.676 | 19.4204 | 19.1653 | 18.9108 | 18.6568 | 18.4659 | 18.2751 | 18.0843 | 17.8935 | 17.7026 | 17.5118 | 17.321 | 17.1302 | 16.9393 | 16.7485 | 16.5577 | 16.3669 | 16.176 | 15.9852 | 15.7944
RA3UtPVClass8 | R&D | Advanced | 30 | UtilityPV | Class8 | Utility PV - Class 8 | 22.5289 | 22.0046 | 21.2994 | 20.5987 | 19.9022 | 19.2098 | 18.5211 | 17.836 | 17.1542 | 16.4756 | 15.8 | 15.1272 | 14.4571 | 13.7896 | 13.1244 | 13.0261 | 12.928 | 12.8301 | 12.7325 | 12.635 | 12.5377 | 12.4406 | 12.3437 | 12.247 | 12.1504 | 12.0541 | 11.9579 | 11.8619 | 11.7661 | 11.6705
RM3UtPVClass8 | R&D | Moderate | 30 | UtilityPV | Class8 | Utility PV - Class 8 | 22.5289 | 22.0046 | 21.4955 | 20.9883 | 20.483 | 19.9795 | 19.4778 | 18.9777 | 18.4791 | 17.9822 | 17.4867 | 16.9926 | 16.4999 | 16.0085 | 15.5184 | 15.3836 | 15.2488 | 15.114 | 14.9792 | 14.8444 | 14.7096 | 14.5748 | 14.44 | 14.3053 | 14.1705 | 14.0357 | 13.9009 | 13.7661 | 13.6314 | 13.4966
RC3UtPVClass8 | R&D | Conservative | 30 | UtilityPV | Class8 | Utility PV - Class 8 | 22.5289 | 22.0046 | 21.7432 | 21.4826 | 21.2226 | 20.9632 | 20.7045 | 20.4465 | 20.1891 | 19.9322 | 19.676 | 19.4204 | 19.1653 | 18.9108 | 18.6568 | 18.4659 | 18.2751 | 18.0843 | 17.8935 | 17.7026 | 17.5118 | 17.321 | 17.1302 | 16.9393 | 16.7485 | 16.5577 | 16.3669 | 16.176 | 15.9852 | 15.7944
RA3UtPVClass9 | R&D | Advanced | 30 | UtilityPV | Class9 | Utility PV - Class 9 | 22.5289 | 22.0046 | 21.2994 | 20.5987 | 19.9022 | 19.2098 | 18.5211 | 17.836 | 17.1542 | 16.4756 | 15.8 | 15.1272 | 14.4571 | 13.7896 | 13.1244 | 13.0261 | 12.928 | 12.8301 | 12.7325 | 12.635 | 12.5377 | 12.4406 | 12.3437 | 12.247 | 12.1504 | 12.0541 | 11.9579 | 11.8619 | 11.7661 | 11.6705
RM3UtPVClass9 | R&D | Moderate | 30 | UtilityPV | Class9 | Utility PV - Class 9 | 22.5289 | 22.0046 | 21.4955 | 20.9883 | 20.483 | 19.9795 | 19.4778 | 18.9777 | 18.4791 | 17.9822 | 17.4867 | 16.9926 | 16.4999 | 16.0085 | 15.5184 | 15.3836 | 15.2488 | 15.114 | 14.9792 | 14.8444 | 14.7096 | 14.5748 | 14.44 | 14.3053 | 14.1705 | 14.0357 | 13.9009 | 13.7661 | 13.6314 | 13.4966
RC3UtPVClass9 | R&D | Conservative | 30 | UtilityPV | Class9 | Utility PV - Class 9 | 22.5289 | 22.0046 | 21.7432 | 21.4826 | 21.2226 | 20.9632 | 20.7045 | 20.4465 | 20.1891 | 19.9322 | 19.676 | 19.4204 | 19.1653 | 18.9108 | 18.6568 | 18.4659 | 18.2751 | 18.0843 | 17.8935 | 17.7026 | 17.5118 | 17.321 | 17.1302 | 16.9393 | 16.7485 | 16.5577 | 16.3669 | 16.176 | 15.9852 | 15.7944
RA3UtPVClass0 | R&D | Advanced | 30 | UtilityPV | Class10 | Utility PV - Class 10 | 22.5289 | 22.0046 | 21.2994 | 20.5987 | 19.9022 | 19.2098 | 18.5211 | 17.836 | 17.1542 | 16.4756 | 15.8 | 15.1272 | 14.4571 | 13.7896 | 13.1244 | 13.0261 | 12.928 | 12.8301 | 12.7325 | 12.635 | 12.5377 | 12.4406 | 12.3437 | 12.247 | 12.1504 | 12.0541 | 11.9579 | 11.8619 | 11.7661 | 11.6705
RM3UtPVClass0 | R&D | Moderate | 30 | UtilityPV | Class10 | Utility PV - Class 10 | 22.5289 | 22.0046 | 21.4955 | 20.9883 | 20.483 | 19.9795 | 19.4778 | 18.9777 | 18.4791 | 17.9822 | 17.4867 | 16.9926 | 16.4999 | 16.0085 | 15.5184 | 15.3836 | 15.2488 | 15.114 | 14.9792 | 14.8444 | 14.7096 | 14.5748 | 14.44 | 14.3053 | 14.1705 | 14.0357 | 13.9009 | 13.7661 | 13.6314 | 13.4966
RC3UtPVClass0 | R&D | Conservative | 30 | UtilityPV | Class10 | Utility PV - Class 10 | 22.5289 | 22.0046 | 21.7432 | 21.4826 | 21.2226 | 20.9632 | 20.7045 | 20.4465 | 20.1891 | 19.9322 | 19.676 | 19.4204 | 19.1653 | 18.9108 | 18.6568 | 18.4659 | 18.2751 | 18.0843 | 17.8935 | 17.7026 | 17.5118 | 17.321 | 17.1302 | 16.9393 | 16.7485 | 16.5577 | 16.3669 | 16.176 | 15.9852 | 15.7944
RA3LandClass1 | R&D | Advanced | 30 | LandbasedWind | Class1 | Land-Based Wind - Class 1 - Technology 1 | 30.3 | 29.5669 | 28.8337 | 28.1006 | 27.3675 | 26.6343 | 25.9012 | 25.168 | 24.4349 | 23.7018 | 23.2892 | 22.8767 | 22.4642 | 22.0516 | 21.6391 | 21.2265 | 20.814 | 20.4015 | 19.9889 | 19.5764 | 19.1638 | 18.7513 | 18.3388 | 17.9262 | 17.5137 | 17.1011 | 16.6886 | 16.2761 | 15.8635 | 15.451
RM3LandClass1 | R&D | Moderate | 30 | LandbasedWind | Class1 | Land-Based Wind - Class 1 - Technology 1 | 30.3 | 29.9333 | 29.5667 | 29.2 | 28.8333 | 28.4667 | 28.1 | 27.7333 | 27.3667 | 27 | 26.815 | 26.63 | 26.445 | 26.26 | 26.075 | 25.89 | 25.705 | 25.52 | 25.335 | 25.15 | 24.965 | 24.78 | 24.595 | 24.41 | 24.225 | 24.04 | 23.855 | 23.67 | 23.485 | 23.3
RC3LandClass1 | R&D | Conservative | 30 | LandbasedWind | Class1 | Land-Based Wind - Class 1 - Technology 1 | 30.3 | 30.1167 | 29.9334 | 29.7501 | 29.5669 | 29.3836 | 29.2003 | 29.017 | 28.8337 | 28.6504 | 28.5473 | 28.4442 | 28.341 | 28.2379 | 28.1348 | 28.0316 | 27.9285 | 27.8254 | 27.7222 | 27.6191 | 27.516 | 27.4128 | 27.3097 | 27.2066 | 27.1034 | 27.0003 | 26.8972 | 26.794 | 26.6909 | 26.5877
RA3LandClass2 | R&D | Advanced | 30 | LandbasedWind | Class2 | Land-Based Wind - Class 2 - Technology 1 | 30.3 | 29.5669 | 28.8337 | 28.1006 | 27.3675 | 26.6343 | 25.9012 | 25.168 | 24.4349 | 23.7018 | 23.2892 | 22.8767 | 22.4642 | 22.0516 | 21.6391 | 21.2265 | 20.814 | 20.4015 | 19.9889 | 19.5764 | 19.1638 | 18.7513 | 18.3388 | 17.9262 | 17.5137 | 17.1011 | 16.6886 | 16.2761 | 15.8635 | 15.451
RM3LandClass2 | R&D | Moderate | 30 | LandbasedWind | Class2 | Land-Based Wind - Class 2 - Technology 1 | 30.3 | 29.9333 | 29.5667 | 29.2 | 28.8333 | 28.4667 | 28.1 | 27.7333 | 27.3667 | 27 | 26.815 | 26.63 | 26.445 | 26.26 | 26.075 | 25.89 | 25.705 | 25.52 | 25.335 | 25.15 | 24.965 | 24.78 | 24.595 | 24.41 | 24.225 | 24.04 | 23.855 | 23.67 | 23.485 | 23.3
RC3LandClass2 | R&D | Conservative | 30 | LandbasedWind | Class2 | Land-Based Wind - Class 2 - Technology 1 | 30.3 | 30.1167 | 29.9334 | 29.7501 | 29.5669 | 29.3836 | 29.2003 | 29.017 | 28.8337 | 28.6504 | 28.5473 | 28.4442 | 28.341 | 28.2379 | 28.1348 | 28.0316 | 27.9285 | 27.8254 | 27.7222 | 27.6191 | 27.516 | 27.4128 | 27.3097 | 27.2066 | 27.1034 | 27.0003 | 26.8972 | 26.794 | 26.6909 | 26.5877
RA3LandClass3 | R&D | Advanced | 30 | LandbasedWind | Class3 | Land-Based Wind - Class 3 - Technology 1 | 30.3 | 29.5669 | 28.8337 | 28.1006 | 27.3675 | 26.6343 | 25.9012 | 25.168 | 24.4349 | 23.7018 | 23.2892 | 22.8767 | 22.4642 | 22.0516 | 21.6391 | 21.2265 | 20.814 | 20.4015 | 19.9889 | 19.5764 | 19.1638 | 18.7513 | 18.3388 | 17.9262 | 17.5137 | 17.1011 | 16.6886 | 16.2761 | 15.8635 | 15.451
RM3LandClass3 | R&D | Moderate | 30 | LandbasedWind | Class3 | Land-Based Wind - Class 3 - Technology 1 | 30.3 | 29.9333 | 29.5667 | 29.2 | 28.8333 | 28.4667 | 28.1 | 27.7333 | 27.3667 | 27 | 26.815 | 26.63 | 26.445 | 26.26 | 26.075 | 25.89 | 25.705 | 25.52 | 25.335 | 25.15 | 24.965 | 24.78 | 24.595 | 24.41 | 24.225 | 24.04 | 23.855 | 23.67 | 23.485 | 23.3
RC3LandClass3 | R&D | Conservative | 30 | LandbasedWind | Class3 | Land-Based Wind - Class 3 - Technology 1 | 30.3 | 30.1167 | 29.9334 | 29.7501 | 29.5669 | 29.3836 | 29.2003 | 29.017 | 28.8337 | 28.6504 | 28.5473 | 28.4442 | 28.341 | 28.2379 | 28.1348 | 28.0316 | 27.9285 | 27.8254 | 27.7222 | 27.6191 | 27.516 | 27.4128 | 27.3097 | 27.2066 | 27.1034 | 27.0003 | 26.8972 | 26.794 | 26.6909 | 26.5877
RA3LandClass4 | R&D | Advanced | 30 | LandbasedWind | Class4 | Land-Based Wind - Class 4 - Technology 1 | 30.3 | 29.5669 | 28.8337 | 28.1006 | 27.3675 | 26.6343 | 25.9012 | 25.168 | 24.4349 | 23.7018 | 23.2892 | 22.8767 | 22.4642 | 22.0516 | 21.6391 | 21.2265 | 20.814 | 20.4015 | 19.9889 | 19.5764 | 19.1638 | 18.7513 | 18.3388 | 17.9262 | 17.5137 | 17.1011 | 16.6886 | 16.2761 | 15.8635 | 15.451
RM3LandClass4 | R&D | Moderate | 30 | LandbasedWind | Class4 | Land-Based Wind - Class 4 - Technology 1 | 30.3 | 29.9333 | 29.5667 | 29.2 | 28.8333 | 28.4667 | 28.1 | 27.7333 | 27.3667 | 27 | 26.815 | 26.63 | 26.445 | 26.26 | 26.075 | 25.89 | 25.705 | 25.52 | 25.335 | 25.15 | 24.965 | 24.78 | 24.595 | 24.41 | 24.225 | 24.04 | 23.855 | 23.67 | 23.485 | 23.3
RC3LandClass4 | R&D | Conservative | 30 | LandbasedWind | Class4 | Land-Based Wind - Class 4 - Technology 1 | 30.3 | 30.1167 | 29.9334 | 29.7501 | 29.5669 | 29.3836 | 29.2003 | 29.017 | 28.8337 | 28.6504 | 28.5473 | 28.4442 | 28.341 | 28.2379 | 28.1348 | 28.0316 | 27.9285 | 27.8254 | 27.7222 | 27.6191 | 27.516 | 27.4128 | 27.3097 | 27.2066 | 27.1034 | 27.0003 | 26.8972 | 26.794 | 26.6909 | 26.5877
RA3LandClass5 | R&D | Advanced | 30 | LandbasedWind | Class5 | Land-Based Wind - Class 5 - Technology 1 | 30.3 | 29.5669 | 28.8337 | 28.1006 | 27.3675 | 26.6343 | 25.9012 | 25.168 | 24.4349 | 23.7018 | 23.2892 | 22.8767 | 22.4642 | 22.0516 | 21.6391 | 21.2265 | 20.814 | 20.4015 | 19.9889 | 19.5764 | 19.1638 | 18.7513 | 18.3388 | 17.9262 | 17.5137 | 17.1011 | 16.6886 | 16.2761 | 15.8635 | 15.451
RM3LandClass5 | R&D | Moderate | 30 | LandbasedWind | Class5 | Land-Based Wind - Class 5 - Technology 1 | 30.3 | 29.9333 | 29.5667 | 29.2 | 28.8333 | 28.4667 | 28.1 | 27.7333 | 27.3667 | 27 | 26.815 | 26.63 | 26.445 | 26.26 | 26.075 | 25.89 | 25.705 | 25.52 | 25.335 | 25.15 | 24.965 | 24.78 | 24.595 | 24.41 | 24.225 | 24.04 | 23.855 | 23.67 | 23.485 | 23.3
RC3LandClass5 | R&D | Conservative | 30 | LandbasedWind | Class5 | Land-Based Wind - Class 5 - Technology 1 | 30.3 | 30.1167 | 29.9334 | 29.7501 | 29.5669 | 29.3836 | 29.2003 | 29.017 | 28.8337 | 28.6504 | 28.5473 | 28.4442 | 28.341 | 28.2379 | 28.1348 | 28.0316 | 27.9285 | 27.8254 | 27.7222 | 27.6191 | 27.516 | 27.4128 | 27.3097 | 27.2066 | 27.1034 | 27.0003 | 26.8972 | 26.794 | 26.6909 | 26.5877
RA3LandClass6 | R&D | Advanced | 30 | LandbasedWind | Class6 | Land-Based Wind - Class 6 - Technology 1 | 30.3 | 29.5669 | 28.8337 | 28.1006 | 27.3675 | 26.6343 | 25.9012 | 25.168 | 24.4349 | 23.7018 | 23.2892 | 22.8767 | 22.4642 | 22.0516 | 21.6391 | 21.2265 | 20.814 | 20.4015 | 19.9889 | 19.5764 | 19.1638 | 18.7513 | 18.3388 | 17.9262 | 17.5137 | 17.1011 | 16.6886 | 16.2761 | 15.8635 | 15.451
RM3LandClass6 | R&D | Moderate | 30 | LandbasedWind | Class6 | Land-Based Wind - Class 6 - Technology 1 | 30.3 | 29.9333 | 29.5667 | 29.2 | 28.8333 | 28.4667 | 28.1 | 27.7333 | 27.3667 | 27 | 26.815 | 26.63 | 26.445 | 26.26 | 26.075 | 25.89 | 25.705 | 25.52 | 25.335 | 25.15 | 24.965 | 24.78 | 24.595 | 24.41 | 24.225 | 24.04 | 23.855 | 23.67 | 23.485 | 23.3
RC3LandClass6 | R&D | Conservative | 30 | LandbasedWind | Class6 | Land-Based Wind - Class 6 - Technology 1 | 30.3 | 30.1167 | 29.9334 | 29.7501 | 29.5669 | 29.3836 | 29.2003 | 29.017 | 28.8337 | 28.6504 | 28.5473 | 28.4442 | 28.341 | 28.2379 | 28.1348 | 28.0316 | 27.9285 | 27.8254 | 27.7222 | 27.6191 | 27.516 | 27.4128 | 27.3097 | 27.2066 | 27.1034 | 27.0003 | 26.8972 | 26.794 | 26.6909 | 26.5877
RA3LandClass7 | R&D | Advanced | 30 | LandbasedWind | Class7 | Land-Based Wind - Class 7 - Technology 1 | 30.3 | 29.5669 | 28.8337 | 28.1006 | 27.3675 | 26.6343 | 25.9012 | 25.168 | 24.4349 | 23.7018 | 23.2892 | 22.8767 | 22.4642 | 22.0516 | 21.6391 | 21.2265 | 20.814 | 20.4015 | 19.9889 | 19.5764 | 19.1638 | 18.7513 | 18.3388 | 17.9262 | 17.5137 | 17.1011 | 16.6886 | 16.2761 | 15.8635 | 15.451
RM3LandClass7 | R&D | Moderate | 30 | LandbasedWind | Class7 | Land-Based Wind - Class 7 - Technology 1 | 30.3 | 29.9333 | 29.5667 | 29.2 | 28.8333 | 28.4667 | 28.1 | 27.7333 | 27.3667 | 27 | 26.815 | 26.63 | 26.445 | 26.26 | 26.075 | 25.89 | 25.705 | 25.52 | 25.335 | 25.15 | 24.965 | 24.78 | 24.595 | 24.41 | 24.225 | 24.04 | 23.855 | 23.67 | 23.485 | 23.3
RC3LandClass7 | R&D | Conservative | 30 | LandbasedWind | Class7 | Land-Based Wind - Class 7 - Technology 1 | 30.3 | 30.1167 | 29.9334 | 29.7501 | 29.5669 | 29.3836 | 29.2003 | 29.017 | 28.8337 | 28.6504 | 28.5473 | 28.4442 | 28.341 | 28.2379 | 28.1348 | 28.0316 | 27.9285 | 27.8254 | 27.7222 | 27.6191 | 27.516 | 27.4128 | 27.3097 | 27.2066 | 27.1034 | 27.0003 | 26.8972 | 26.794 | 26.6909 | 26.5877
RA3LandClass8 | R&D | Advanced | 30 | LandbasedWind | Class8 | Land-Based Wind - Class 8 - Technology 2 | 28.5 | 27.8104 | 27.1208 | 26.4313 | 25.7417 | 25.0521 | 24.3625 | 23.6729 | 22.9833 | 22.2938 | 21.9057 | 21.5177 | 21.1297 | 20.7416 | 20.3536 | 19.9656 | 19.5775 | 19.1895 | 18.8015 | 18.4134 | 18.0254 | 17.6374 | 17.2493 | 16.8613 | 16.4733 | 16.0852 | 15.6972 | 15.3092 | 14.9211 | 14.5331
RM3LandClass8 | R&D | Moderate | 30 | LandbasedWind | Class8 | Land-Based Wind - Class 8 - Technology 2 | 28.5 | 28.0667 | 27.6333 | 27.2 | 26.7667 | 26.3333 | 25.9 | 25.4667 | 25.0333 | 24.6 | 24.435 | 24.27 | 24.105 | 23.94 | 23.775 | 23.61 | 23.445 | 23.28 | 23.115 | 22.95 | 22.785 | 22.62 | 22.455 | 22.29 | 22.125 | 21.96 | 21.795 | 21.63 | 21.465 | 21.3
RC3LandClass8 | R&D | Conservative | 30 | LandbasedWind | Class8 | Land-Based Wind - Class 8 - Technology 2 | 28.5 | 28.3276 | 28.1552 | 27.9828 | 27.8104 | 27.638 | 27.4656 | 27.2932 | 27.1208 | 26.9484 | 26.8514 | 26.7544 | 26.6574 | 26.5604 | 26.4634 | 26.3664 | 26.2694 | 26.1724 | 26.0754 | 25.9784 | 25.8813 | 25.7843 | 25.6873 | 25.5903 | 25.4933 | 25.3963 | 25.2993 | 25.2023 | 25.1053 | 25.0083
RA3LandClass9 | R&D | Advanced | 30 | LandbasedWind | Class9 | Land-Based Wind - Class 9 - Technology 3 | 38.4 | 37.4709 | 36.5418 | 35.6126 | 34.6835 | 33.7544 | 32.8253 | 31.8961 | 30.967 | 30.0379 | 29.5151 | 28.9922 | 28.4694 | 27.9466 | 27.4238 | 26.901 | 26.3781 | 25.8553 | 25.3325 | 24.8097 | 24.2868 | 23.764 | 23.2412 | 22.7184 | 22.1956 | 21.6727 | 21.1499 | 20.6271 | 20.1043 | 19.5814
RM3LandClass9 | R&D | Moderate | 30 | LandbasedWind | Class9 | Land-Based Wind - Class 9 - Technology 3 | 38.4 | 38.0333 | 37.6667 | 37.3 | 36.9333 | 36.5667 | 36.2 | 35.8333 | 35.4667 | 35.1 | 34.825 | 34.55 | 34.275 | 34 | 33.725 | 33.45 | 33.175 | 32.9 | 32.625 | 32.35 | 32.075 | 31.8 | 31.525 | 31.25 | 30.975 | 30.7 | 30.425 | 30.15 | 29.875 | 29.6
RC3LandClass9 | R&D | Conservative | 30 | LandbasedWind | Class9 | Land-Based Wind - Class 9 - Technology 3 | 38.4 | 38.1677 | 37.9354 | 37.7032 | 37.4709 | 37.2386 | 37.0063 | 36.774 | 36.5418 | 36.3095 | 36.1788 | 36.0481 | 35.9174 | 35.7867 | 35.6559 | 35.5252 | 35.3945 | 35.2638 | 35.1331 | 35.0024 | 34.8717 | 34.741 | 34.6103 | 34.4796 | 34.3489 | 34.2182 | 34.0875 | 33.9568 | 33.8261 | 33.6954
RA3LandClass0 | R&D | Advanced | 30 | LandbasedWind | Class10 | Land-Based Wind - Class 10 - Technology 4 | 30.3 | 29.5669 | 28.8337 | 28.1006 | 27.3675 | 26.6343 | 25.9012 | 25.168 | 24.4349 | 23.7018 | 23.2892 | 22.8767 | 22.4642 | 22.0516 | 21.6391 | 21.2265 | 20.814 | 20.4015 | 19.9889 | 19.5764 | 19.1638 | 18.7513 | 18.3388 | 17.9262 | 17.5137 | 17.1011 | 16.6886 | 16.2761 | 15.8635 | 15.451
RM3LandClass0 | R&D | Moderate | 30 | LandbasedWind | Class10 | Land-Based Wind - Class 10 - Technology 4 | 30.3 | 29.9333 | 29.5667 | 29.2 | 28.8333 | 28.4667 | 28.1 | 27.7333 | 27.3667 | 27 | 26.815 | 26.63 | 26.445 | 26.26 | 26.075 | 25.89 | 25.705 | 25.52 | 25.335 | 25.15 | 24.965 | 24.78 | 24.595 | 24.41 | 24.225 | 24.04 | 23.855 | 23.67 | 23.485 | 23.3
RC3LandClass0 | R&D | Conservative | 30 | LandbasedWind | Class10 | Land-Based Wind - Class 10 - Technology 4 | 30.3 | 30.1167 | 29.9334 | 29.7501 | 29.5669 | 29.3836 | 29.2003 | 29.017 | 28.8337 | 28.6504 | 28.5473 | 28.4442 | 28.341 | 28.2379 | 28.1348 | 28.0316 | 27.9285 | 27.8254 | 27.7222 | 27.6191 | 27.516 | 27.4128 | 27.3097 | 27.2066 | 27.1034 | 27.0003 | 26.8972 | 26.794 | 26.6909 | 26.5877
RA3DindResid1 | R&D | Advanced | 30 | DistributedWind | ResidentialScaleClass1 | Residential DW - Class 1 | 36.4984 | 36.3518 | 36.2053 | 36.0587 | 35.9121 | 35.7655 | 35.6189 | 35.4724 | 35.3258 | 35.1792 | 35.0693 | 34.9593 | 34.8494 | 34.7395 | 34.6295 | 34.5196 | 34.4097 | 34.2997 | 34.1898 | 34.0799 | 33.9699 | 33.86 | 33.75 | 33.6401 | 33.5302 | 33.4202 | 33.3103 | 33.2004 | 33.0904 | 32.9805
RM3DindResid1 | R&D | Moderate | 30 | DistributedWind | ResidentialScaleClass1 | Residential DW - Class 1 | 36.4984 | 36.3518 | 36.2053 | 36.0587 | 35.9121 | 35.7655 | 35.6189 | 35.4724 | 35.3258 | 35.1792 | 35.0693 | 34.9593 | 34.8494 | 34.7395 | 34.6295 | 34.5196 | 34.4097 | 34.2997 | 34.1898 | 34.0799 | 33.9699 | 33.86 | 33.75 | 33.6401 | 33.5302 | 33.4202 | 33.3103 | 33.2004 | 33.0904 | 32.9805
RC3DindResid1 | R&D | Conservative | 30 | DistributedWind | ResidentialScaleClass1 | Residential DW - Class 1 | 36.4984 | 36.3518 | 36.2053 | 36.0587 | 35.9121 | 35.7655 | 35.6189 | 35.4724 | 35.3258 | 35.1792 | 35.0693 | 34.9593 | 34.8494 | 34.7395 | 34.6295 | 34.5196 | 34.4097 | 34.2997 | 34.1898 | 34.0799 | 33.9699 | 33.86 | 33.75 | 33.6401 | 33.5302 | 33.4202 | 33.3103 | 33.2004 | 33.0904 | 32.9805
RA3DindComme1 | R&D | Advanced | 30 | DistributedWind | CommercialScaleClass1 | Commercial DW - Class 1 | 36.4984 | 36.3518 | 36.2053 | 36.0587 | 35.9121 | 35.7655 | 35.6189 | 35.4724 | 35.3258 | 35.1792 | 35.0693 | 34.9593 | 34.8494 | 34.7395 | 34.6295 | 34.5196 | 34.4097 | 34.2997 | 34.1898 | 34.0799 | 33.9699 | 33.86 | 33.75 | 33.6401 | 33.5302 | 33.4202 | 33.3103 | 33.2004 | 33.0904 | 32.9805
RM3DindComme1 | R&D | Moderate | 30 | DistributedWind | CommercialScaleClass1 | Commercial DW - Class 1 | 36.4984 | 36.3518 | 36.2053 | 36.0587 | 35.9121 | 35.7655 | 35.6189 | 35.4724 | 35.3258 | 35.1792 | 35.0693 | 34.9593 | 34.8494 | 34.7395 | 34.6295 | 34.5196 | 34.4097 | 34.2997 | 34.1898 | 34.0799 | 33.9699 | 33.86 | 33.75 | 33.6401 | 33.5302 | 33.4202 | 33.3103 | 33.2004 | 33.0904 | 32.9805
RC3DindComme1 | R&D | Conservative | 30 | DistributedWind | CommercialScaleClass1 | Commercial DW - Class 1 | 36.4984 | 36.3518 | 36.2053 | 36.0587 | 35.9121 | 35.7655 | 35.6189 | 35.4724 | 35.3258 | 35.1792 | 35.0693 | 34.9593 | 34.8494 | 34.7395 | 34.6295 | 34.5196 | 34.4097 | 34.2997 | 34.1898 | 34.0799 | 33.9699 | 33.86 | 33.75 | 33.6401 | 33.5302 | 33.4202 | 33.3103 | 33.2004 | 33.0904 | 32.9805
RA3DindMidsi1 | R&D | Advanced | 30 | DistributedWind | MidsizeScaleClass1 | Midsize DW - Class 1 | 36.4984 | 36.3518 | 36.2053 | 36.0587 | 35.9121 | 35.7655 | 35.6189 | 35.4724 | 35.3258 | 35.1792 | 35.0693 | 34.9593 | 34.8494 | 34.7395 | 34.6295 | 34.5196 | 34.4097 | 34.2997 | 34.1898 | 34.0799 | 33.9699 | 33.86 | 33.75 | 33.6401 | 33.5302 | 33.4202 | 33.3103 | 33.2004 | 33.0904 | 32.9805
RM3DindMidsi1 | R&D | Moderate | 30 | DistributedWind | MidsizeScaleClass1 | Midsize DW - Class 1 | 36.4984 | 36.3518 | 36.2053 | 36.0587 | 35.9121 | 35.7655 | 35.6189 | 35.4724 | 35.3258 | 35.1792 | 35.0693 | 34.9593 | 34.8494 | 34.7395 | 34.6295 | 34.5196 | 34.4097 | 34.2997 | 34.1898 | 34.0799 | 33.9699 | 33.86 | 33.75 | 33.6401 | 33.5302 | 33.4202 | 33.3103 | 33.2004 | 33.0904 | 32.9805
RC3DindMidsi1 | R&D | Conservative | 30 | DistributedWind | MidsizeScaleClass1 | Midsize DW - Class 1 | 36.4984 | 36.3518 | 36.2053 | 36.0587 | 35.9121 | 35.7655 | 35.6189 | 35.4724 | 35.3258 | 35.1792 | 35.0693 | 34.9593 | 34.8494 | 34.7395 | 34.6295 | 34.5196 | 34.4097 | 34.2997 | 34.1898 | 34.0799 | 33.9699 | 33.86 | 33.75 | 33.6401 | 33.5302 | 33.4202 | 33.3103 | 33.2004 | 33.0904 | 32.9805
RA3DindLarge1 | R&D | Advanced | 30 | DistributedWind | LargeScaleClass1 | Large DW - Class 1 | 36.4984 | 36.3518 | 36.2053 | 36.0587 | 35.9121 | 35.7655 | 35.6189 | 35.4724 | 35.3258 | 35.1792 | 35.0693 | 34.9593 | 34.8494 | 34.7395 | 34.6295 | 34.5196 | 34.4097 | 34.2997 | 34.1898 | 34.0799 | 33.9699 | 33.86 | 33.75 | 33.6401 | 33.5302 | 33.4202 | 33.3103 | 33.2004 | 33.0904 | 32.9805
RM3DindLarge1 | R&D | Moderate | 30 | DistributedWind | LargeScaleClass1 | Large DW - Class 1 | 36.4984 | 36.3518 | 36.2053 | 36.0587 | 35.9121 | 35.7655 | 35.6189 | 35.4724 | 35.3258 | 35.1792 | 35.0693 | 34.9593 | 34.8494 | 34.7395 | 34.6295 | 34.5196 | 34.4097 | 34.2997 | 34.1898 | 34.0799 | 33.9699 | 33.86 | 33.75 | 33.6401 | 33.5302 | 33.4202 | 33.3103 | 33.2004 | 33.0904 | 32.9805
RC3DindLarge1 | R&D | Conservative | 30 | DistributedWind | LargeScaleClass1 | Large DW - Class 1 | 36.4984 | 36.3518 | 36.2053 | 36.0587 | 35.9121 | 35.7655 | 35.6189 | 35.4724 | 35.3258 | 35.1792 | 35.0693 | 34.9593 | 34.8494 | 34.7395 | 34.6295 | 34.5196 | 34.4097 | 34.2997 | 34.1898 | 34.0799 | 33.9699 | 33.86 | 33.75 | 33.6401 | 33.5302 | 33.4202 | 33.3103 | 33.2004 | 33.0904 | 32.9805
RA3DindResid2 | R&D | Advanced | 30 | DistributedWind | ResidentialScaleClass2 | Residential DW - Class 2 | 36.4984 | 36.3518 | 36.2053 | 36.0587 | 35.9121 | 35.7655 | 35.6189 | 35.4724 | 35.3258 | 35.1792 | 35.0693 | 34.9593 | 34.8494 | 34.7395 | 34.6295 | 34.5196 | 34.4097 | 34.2997 | 34.1898 | 34.0799 | 33.9699 | 33.86 | 33.75 | 33.6401 | 33.5302 | 33.4202 | 33.3103 | 33.2004 | 33.0904 | 32.9805
RM3DindResid2 | R&D | Moderate | 30 | DistributedWind | ResidentialScaleClass2 | Residential DW - Class 2 | 36.4984 | 36.3518 | 36.2053 | 36.0587 | 35.9121 | 35.7655 | 35.6189 | 35.4724 | 35.3258 | 35.1792 | 35.0693 | 34.9593 | 34.8494 | 34.7395 | 34.6295 | 34.5196 | 34.4097 | 34.2997 | 34.1898 | 34.0799 | 33.9699 | 33.86 | 33.75 | 33.6401 | 33.5302 | 33.4202 | 33.3103 | 33.2004 | 33.0904 | 32.9805
RC3DindResid2 | R&D | Conservative | 30 | DistributedWind | ResidentialScaleClass2 | Residential DW - Class 2 | 36.4984 | 36.3518 | 36.2053 | 36.0587 | 35.9121 | 35.7655 | 35.6189 | 35.4724 | 35.3258 | 35.1792 | 35.0693 | 34.9593 | 34.8494 | 34.7395 | 34.6295 | 34.5196 | 34.4097 | 34.2997 | 34.1898 | 34.0799 | 33.9699 | 33.86 | 33.75 | 33.6401 | 33.5302 | 33.4202 | 33.3103 | 33.2004 | 33.0904 | 32.9805
RA3DindComme2 | R&D | Advanced | 30 | DistributedWind | CommercialScaleClass2 | Commercial DW - Class 2 | 36.4984 | 36.3518 | 36.2053 | 36.0587 | 35.9121 | 35.7655 | 35.6189 | 35.4724 | 35.3258 | 35.1792 | 35.0693 | 34.9593 | 34.8494 | 34.7395 | 34.6295 | 34.5196 | 34.4097 | 34.2997 | 34.1898 | 34.0799 | 33.9699 | 33.86 | 33.75 | 33.6401 | 33.5302 | 33.4202 | 33.3103 | 33.2004 | 33.0904 | 32.9805
RM3DindComme2 | R&D | Moderate | 30 | DistributedWind | CommercialScaleClass2 | Commercial DW - Class 2 | 36.4984 | 36.3518 | 36.2053 | 36.0587 | 35.9121 | 35.7655 | 35.6189 | 35.4724 | 35.3258 | 35.1792 | 35.0693 | 34.9593 | 34.8494 | 34.7395 | 34.6295 | 34.5196 | 34.4097 | 34.2997 | 34.1898 | 34.0799 | 33.9699 | 33.86 | 33.75 | 33.6401 | 33.5302 | 33.4202 | 33.3103 | 33.2004 | 33.0904 | 32.9805
RC3DindComme2 | R&D | Conservative | 30 | DistributedWind | CommercialScaleClass2 | Commercial DW - Class 2 | 36.4984 | 36.3518 | 36.2053 | 36.0587 | 35.9121 | 35.7655 | 35.6189 | 35.4724 | 35.3258 | 35.1792 | 35.0693 | 34.9593 | 34.8494 | 34.7395 | 34.6295 | 34.5196 | 34.4097 | 34.2997 | 34.1898 | 34.0799 | 33.9699 | 33.86 | 33.75 | 33.6401 | 33.5302 | 33.4202 | 33.3103 | 33.2004 | 33.0904 | 32.9805
RA3DindMidsi2 | R&D | Advanced | 30 | DistributedWind | MidsizeScaleClass2 | Midsize DW - Class 2 | 36.4984 | 36.3518 | 36.2053 | 36.0587 | 35.9121 | 35.7655 | 35.6189 | 35.4724 | 35.3258 | 35.1792 | 35.0693 | 34.9593 | 34.8494 | 34.7395 | 34.6295 | 34.5196 | 34.4097 | 34.2997 | 34.1898 | 34.0799 | 33.9699 | 33.86 | 33.75 | 33.6401 | 33.5302 | 33.4202 | 33.3103 | 33.2004 | 33.0904 | 32.9805
RM3DindMidsi2 | R&D | Moderate | 30 | DistributedWind | MidsizeScaleClass2 | Midsize DW - Class 2 | 36.4984 | 36.3518 | 36.2053 | 36.0587 | 35.9121 | 35.7655 | 35.6189 | 35.4724 | 35.3258 | 35.1792 | 35.0693 | 34.9593 | 34.8494 | 34.7395 | 34.6295 | 34.5196 | 34.4097 | 34.2997 | 34.1898 | 34.0799 | 33.9699 | 33.86 | 33.75 | 33.6401 | 33.5302 | 33.4202 | 33.3103 | 33.2004 | 33.0904 | 32.9805
RC3DindMidsi2 | R&D | Conservative | 30 | DistributedWind | MidsizeScaleClass2 | Midsize DW - Class 2 | 36.4984 | 36.3518 | 36.2053 | 36.0587 | 35.9121 | 35.7655 | 35.6189 | 35.4724 | 35.3258 | 35.1792 | 35.0693 | 34.9593 | 34.8494 | 34.7395 | 34.6295 | 34.5196 | 34.4097 | 34.2997 | 34.1898 | 34.0799 | 33.9699 | 33.86 | 33.75 | 33.6401 | 33.5302 | 33.4202 | 33.3103 | 33.2004 | 33.0904 | 32.9805
RA3DindLarge2 | R&D | Advanced | 30 | DistributedWind | LargeScaleClass2 | Large DW - Class 2 | 36.4984 | 36.3518 | 36.2053 | 36.0587 | 35.9121 | 35.7655 | 35.6189 | 35.4724 | 35.3258 | 35.1792 | 35.0693 | 34.9593 | 34.8494 | 34.7395 | 34.6295 | 34.5196 | 34.4097 | 34.2997 | 34.1898 | 34.0799 | 33.9699 | 33.86 | 33.75 | 33.6401 | 33.5302 | 33.4202 | 33.3103 | 33.2004 | 33.0904 | 32.9805
RM3DindLarge2 | R&D | Moderate | 30 | DistributedWind | LargeScaleClass2 | Large DW - Class 2 | 36.4984 | 36.3518 | 36.2053 | 36.0587 | 35.9121 | 35.7655 | 35.6189 | 35.4724 | 35.3258 | 35.1792 | 35.0693 | 34.9593 | 34.8494 | 34.7395 | 34.6295 | 34.5196 | 34.4097 | 34.2997 | 34.1898 | 34.0799 | 33.9699 | 33.86 | 33.75 | 33.6401 | 33.5302 | 33.4202 | 33.3103 | 33.2004 | 33.0904 | 32.9805
RC3DindLarge2 | R&D | Conservative | 30 | DistributedWind | LargeScaleClass2 | Large DW - Class 2 | 36.4984 | 36.3518 | 36.2053 | 36.0587 | 35.9121 | 35.7655 | 35.6189 | 35.4724 | 35.3258 | 35.1792 | 35.0693 | 34.9593 | 34.8494 | 34.7395 | 34.6295 | 34.5196 | 34.4097 | 34.2997 | 34.1898 | 34.0799 | 33.9699 | 33.86 | 33.75 | 33.6401 | 33.5302 | 33.4202 | 33.3103 | 33.2004 | 33.0904 | 32.9805
RA3DindResid3 | R&D | Advanced | 30 | DistributedWind | ResidentialScaleClass3 | Residential DW - Class 3 | 36.4984 | 36.3518 | 36.2053 | 36.0587 | 35.9121 | 35.7655 | 35.6189 | 35.4724 | 35.3258 | 35.1792 | 35.0693 | 34.9593 | 34.8494 | 34.7395 | 34.6295 | 34.5196 | 34.4097 | 34.2997 | 34.1898 | 34.0799 | 33.9699 | 33.86 | 33.75 | 33.6401 | 33.5302 | 33.4202 | 33.3103 | 33.2004 | 33.0904 | 32.9805
RM3DindResid3 | R&D | Moderate | 30 | DistributedWind | ResidentialScaleClass3 | Residential DW - Class 3 | 36.4984 | 36.3518 | 36.2053 | 36.0587 | 35.9121 | 35.7655 | 35.6189 | 35.4724 | 35.3258 | 35.1792 | 35.0693 | 34.9593 | 34.8494 | 34.7395 | 34.6295 | 34.5196 | 34.4097 | 34.2997 | 34.1898 | 34.0799 | 33.9699 | 33.86 | 33.75 | 33.6401 | 33.5302 | 33.4202 | 33.3103 | 33.2004 | 33.0904 | 32.9805
RC3DindResid3 | R&D | Conservative | 30 | DistributedWind | ResidentialScaleClass3 | Residential DW - Class 3 | 36.4984 | 36.3518 | 36.2053 | 36.0587 | 35.9121 | 35.7655 | 35.6189 | 35.4724 | 35.3258 | 35.1792 | 35.0693 | 34.9593 | 34.8494 | 34.7395 | 34.6295 | 34.5196 | 34.4097 | 34.2997 | 34.1898 | 34.0799 | 33.9699 | 33.86 | 33.75 | 33.6401 | 33.5302 | 33.4202 | 33.3103 | 33.2004 | 33.0904 | 32.9805
RA3DindComme3 | R&D | Advanced | 30 | DistributedWind | CommercialScaleClass3 | Commercial DW - Class 3 | 36.4984 | 36.3518 | 36.2053 | 36.0587 | 35.9121 | 35.7655 | 35.6189 | 35.4724 | 35.3258 | 35.1792 | 35.0693 | 34.9593 | 34.8494 | 34.7395 | 34.6295 | 34.5196 | 34.4097 | 34.2997 | 34.1898 | 34.0799 | 33.9699 | 33.86 | 33.75 | 33.6401 | 33.5302 | 33.4202 | 33.3103 | 33.2004 | 33.0904 | 32.9805
RM3DindComme3 | R&D | Moderate | 30 | DistributedWind | CommercialScaleClass3 | Commercial DW - Class 3 | 36.4984 | 36.3518 | 36.2053 | 36.0587 | 35.9121 | 35.7655 | 35.6189 | 35.4724 | 35.3258 | 35.1792 | 35.0693 | 34.9593 | 34.8494 | 34.7395 | 34.6295 | 34.5196 | 34.4097 | 34.2997 | 34.1898 | 34.0799 | 33.9699 | 33.86 | 33.75 | 33.6401 | 33.5302 | 33.4202 | 33.3103 | 33.2004 | 33.0904 | 32.9805
RC3DindComme3 | R&D | Conservative | 30 | DistributedWind | CommercialScaleClass3 | Commercial DW - Class 3 | 36.4984 | 36.3518 | 36.2053 | 36.0587 | 35.9121 | 35.7655 | 35.6189 | 35.4724 | 35.3258 | 35.1792 | 35.0693 | 34.9593 | 34.8494 | 34.7395 | 34.6295 | 34.5196 | 34.4097 | 34.2997 | 34.1898 | 34.0799 | 33.9699 | 33.86 | 33.75 | 33.6401 | 33.5302 | 33.4202 | 33.3103 | 33.2004 | 33.0904 | 32.9805
RA3DindMidsi3 | R&D | Advanced | 30 | DistributedWind | MidsizeScaleClass3 | Midsize DW - Class 3 | 36.4984 | 36.3518 | 36.2053 | 36.0587 | 35.9121 | 35.7655 | 35.6189 | 35.4724 | 35.3258 | 35.1792 | 35.0693 | 34.9593 | 34.8494 | 34.7395 | 34.6295 | 34.5196 | 34.4097 | 34.2997 | 34.1898 | 34.0799 | 33.9699 | 33.86 | 33.75 | 33.6401 | 33.5302 | 33.4202 | 33.3103 | 33.2004 | 33.0904 | 32.9805
RM3DindMidsi3 | R&D | Moderate | 30 | DistributedWind | MidsizeScaleClass3 | Midsize DW - Class 3 | 36.4984 | 36.3518 | 36.2053 | 36.0587 | 35.9121 | 35.7655 | 35.6189 | 35.4724 | 35.3258 | 35.1792 | 35.0693 | 34.9593 | 34.8494 | 34.7395 | 34.6295 | 34.5196 | 34.4097 | 34.2997 | 34.1898 | 34.0799 | 33.9699 | 33.86 | 33.75 | 33.6401 | 33.5302 | 33.4202 | 33.3103 | 33.2004 | 33.0904 | 32.9805
RC3DindMidsi3 | R&D | Conservative | 30 | DistributedWind | MidsizeScaleClass3 | Midsize DW - Class 3 | 36.4984 | 36.3518 | 36.2053 | 36.0587 | 35.9121 | 35.7655 | 35.6189 | 35.4724 | 35.3258 | 35.1792 | 35.0693 | 34.9593 | 34.8494 | 34.7395 | 34.6295 | 34.5196 | 34.4097 | 34.2997 | 34.1898 | 34.0799 | 33.9699 | 33.86 | 33.75 | 33.6401 | 33.5302 | 33.4202 | 33.3103 | 33.2004 | 33.0904 | 32.9805
RA3DindLarge3 | R&D | Advanced | 30 | DistributedWind | LargeScaleClass3 | Large DW - Class 3 | 36.4984 | 36.3518 | 36.2053 | 36.0587 | 35.9121 | 35.7655 | 35.6189 | 35.4724 | 35.3258 | 35.1792 | 35.0693 | 34.9593 | 34.8494 | 34.7395 | 34.6295 | 34.5196 | 34.4097 | 34.2997 | 34.1898 | 34.0799 | 33.9699 | 33.86 | 33.75 | 33.6401 | 33.5302 | 33.4202 | 33.3103 | 33.2004 | 33.0904 | 32.9805
RM3DindLarge3 | R&D | Moderate | 30 | DistributedWind | LargeScaleClass3 | Large DW - Class 3 | 36.4984 | 36.3518 | 36.2053 | 36.0587 | 35.9121 | 35.7655 | 35.6189 | 35.4724 | 35.3258 | 35.1792 | 35.0693 | 34.9593 | 34.8494 | 34.7395 | 34.6295 | 34.5196 | 34.4097 | 34.2997 | 34.1898 | 34.0799 | 33.9699 | 33.86 | 33.75 | 33.6401 | 33.5302 | 33.4202 | 33.3103 | 33.2004 | 33.0904 | 32.9805
RC3DindLarge3 | R&D | Conservative | 30 | DistributedWind | LargeScaleClass3 | Large DW - Class 3 | 36.4984 | 36.3518 | 36.2053 | 36.0587 | 35.9121 | 35.7655 | 35.6189 | 35.4724 | 35.3258 | 35.1792 | 35.0693 | 34.9593 | 34.8494 | 34.7395 | 34.6295 | 34.5196 | 34.4097 | 34.2997 | 34.1898 | 34.0799 | 33.9699 | 33.86 | 33.75 | 33.6401 | 33.5302 | 33.4202 | 33.3103 | 33.2004 | 33.0904 | 32.9805
RA3DindResid4 | R&D | Advanced | 30 | DistributedWind | ResidentialScaleClass4 | Residential DW - Class 4 | 36.4984 | 36.3518 | 36.2053 | 36.0587 | 35.9121 | 35.7655 | 35.6189 | 35.4724 | 35.3258 | 35.1792 | 35.0693 | 34.9593 | 34.8494 | 34.7395 | 34.6295 | 34.5196 | 34.4097 | 34.2997 | 34.1898 | 34.0799 | 33.9699 | 33.86 | 33.75 | 33.6401 | 33.5302 | 33.4202 | 33.3103 | 33.2004 | 33.0904 | 32.9805
RM3DindResid4 | R&D | Moderate | 30 | DistributedWind | ResidentialScaleClass4 | Residential DW - Class 4 | 36.4984 | 36.3518 | 36.2053 | 36.0587 | 35.9121 | 35.7655 | 35.6189 | 35.4724 | 35.3258 | 35.1792 | 35.0693 | 34.9593 | 34.8494 | 34.7395 | 34.6295 | 34.5196 | 34.4097 | 34.2997 | 34.1898 | 34.0799 | 33.9699 | 33.86 | 33.75 | 33.6401 | 33.5302 | 33.4202 | 33.3103 | 33.2004 | 33.0904 | 32.9805
RC3DindResid4 | R&D | Conservative | 30 | DistributedWind | ResidentialScaleClass4 | Residential DW - Class 4 | 36.4984 | 36.3518 | 36.2053 | 36.0587 | 35.9121 | 35.7655 | 35.6189 | 35.4724 | 35.3258 | 35.1792 | 35.0693 | 34.9593 | 34.8494 | 34.7395 | 34.6295 | 34.5196 | 34.4097 | 34.2997 | 34.1898 | 34.0799 | 33.9699 | 33.86 | 33.75 | 33.6401 | 33.5302 | 33.4202 | 33.3103 | 33.2004 | 33.0904 | 32.9805
RA3DindComme4 | R&D | Advanced | 30 | DistributedWind | CommercialScaleClass4 | Commercial DW - Class 4 | 36.4984 | 36.3518 | 36.2053 | 36.0587 | 35.9121 | 35.7655 | 35.6189 | 35.4724 | 35.3258 | 35.1792 | 35.0693 | 34.9593 | 34.8494 | 34.7395 | 34.6295 | 34.5196 | 34.4097 | 34.2997 | 34.1898 | 34.0799 | 33.9699 | 33.86 | 33.75 | 33.6401 | 33.5302 | 33.4202 | 33.3103 | 33.2004 | 33.0904 | 32.9805
RM3DindComme4 | R&D | Moderate | 30 | DistributedWind | CommercialScaleClass4 | Commercial DW - Class 4 | 36.4984 | 36.3518 | 36.2053 | 36.0587 | 35.9121 | 35.7655 | 35.6189 | 35.4724 | 35.3258 | 35.1792 | 35.0693 | 34.9593 | 34.8494 | 34.7395 | 34.6295 | 34.5196 | 34.4097 | 34.2997 | 34.1898 | 34.0799 | 33.9699 | 33.86 | 33.75 | 33.6401 | 33.5302 | 33.4202 | 33.3103 | 33.2004 | 33.0904 | 32.9805
RC3DindComme4 | R&D | Conservative | 30 | DistributedWind | CommercialScaleClass4 | Commercial DW - Class 4 | 36.4984 | 36.3518 | 36.2053 | 36.0587 | 35.9121 | 35.7655 | 35.6189 | 35.4724 | 35.3258 | 35.1792 | 35.0693 | 34.9593 | 34.8494 | 34.7395 | 34.6295 | 34.5196 | 34.4097 | 34.2997 | 34.1898 | 34.0799 | 33.9699 | 33.86 | 33.75 | 33.6401 | 33.5302 | 33.4202 | 33.3103 | 33.2004 | 33.0904 | 32.9805
RA3DindMidsi4 | R&D | Advanced | 30 | DistributedWind | MidsizeScaleClass4 | Midsize DW - Class 4 | 36.4984 | 36.3518 | 36.2053 | 36.0587 | 35.9121 | 35.7655 | 35.6189 | 35.4724 | 35.3258 | 35.1792 | 35.0693 | 34.9593 | 34.8494 | 34.7395 | 34.6295 | 34.5196 | 34.4097 | 34.2997 | 34.1898 | 34.0799 | 33.9699 | 33.86 | 33.75 | 33.6401 | 33.5302 | 33.4202 | 33.3103 | 33.2004 | 33.0904 | 32.9805
RM3DindMidsi4 | R&D | Moderate | 30 | DistributedWind | MidsizeScaleClass4 | Midsize DW - Class 4 | 36.4984 | 36.3518 | 36.2053 | 36.0587 | 35.9121 | 35.7655 | 35.6189 | 35.4724 | 35.3258 | 35.1792 | 35.0693 | 34.9593 | 34.8494 | 34.7395 | 34.6295 | 34.5196 | 34.4097 | 34.2997 | 34.1898 | 34.0799 | 33.9699 | 33.86 | 33.75 | 33.6401 | 33.5302 | 33.4202 | 33.3103 | 33.2004 | 33.0904 | 32.9805
RC3DindMidsi4 | R&D | Conservative | 30 | DistributedWind | MidsizeScaleClass4 | Midsize DW - Class 4 | 36.4984 | 36.3518 | 36.2053 | 36.0587 | 35.9121 | 35.7655 | 35.6189 | 35.4724 | 35.3258 | 35.1792 | 35.0693 | 34.9593 | 34.8494 | 34.7395 | 34.6295 | 34.5196 | 34.4097 | 34.2997 | 34.1898 | 34.0799 | 33.9699 | 33.86 | 33.75 | 33.6401 | 33.5302 | 33.4202 | 33.3103 | 33.2004 | 33.0904 | 32.9805
RA3DindLarge4 | R&D | Advanced | 30 | DistributedWind | LargeScaleClass4 | Large DW - Class 4 | 36.4984 | 36.3518 | 36.2053 | 36.0587 | 35.9121 | 35.7655 | 35.6189 | 35.4724 | 35.3258 | 35.1792 | 35.0693 | 34.9593 | 34.8494 | 34.7395 | 34.6295 | 34.5196 | 34.4097 | 34.2997 | 34.1898 | 34.0799 | 33.9699 | 33.86 | 33.75 | 33.6401 | 33.5302 | 33.4202 | 33.3103 | 33.2004 | 33.0904 | 32.9805
RM3DindLarge4 | R&D | Moderate | 30 | DistributedWind | LargeScaleClass4 | Large DW - Class 4 | 36.4984 | 36.3518 | 36.2053 | 36.0587 | 35.9121 | 35.7655 | 35.6189 | 35.4724 | 35.3258 | 35.1792 | 35.0693 | 34.9593 | 34.8494 | 34.7395 | 34.6295 | 34.5196 | 34.4097 | 34.2997 | 34.1898 | 34.0799 | 33.9699 | 33.86 | 33.75 | 33.6401 | 33.5302 | 33.4202 | 33.3103 | 33.2004 | 33.0904 | 32.9805
RC3DindLarge4 | R&D | Conservative | 30 | DistributedWind | LargeScaleClass4 | Large DW - Class 4 | 36.4984 | 36.3518 | 36.2053 | 36.0587 | 35.9121 | 35.7655 | 35.6189 | 35.4724 | 35.3258 | 35.1792 | 35.0693 | 34.9593 | 34.8494 | 34.7395 | 34.6295 | 34.5196 | 34.4097 | 34.2997 | 34.1898 | 34.0799 | 33.9699 | 33.86 | 33.75 | 33.6401 | 33.5302 | 33.4202 | 33.3103 | 33.2004 | 33.0904 | 32.9805
RA3DindResid5 | R&D | Advanced | 30 | DistributedWind | ResidentialScaleClass5 | Residential DW - Class 5 | 36.4984 | 36.3518 | 36.2053 | 36.0587 | 35.9121 | 35.7655 | 35.6189 | 35.4724 | 35.3258 | 35.1792 | 35.0693 | 34.9593 | 34.8494 | 34.7395 | 34.6295 | 34.5196 | 34.4097 | 34.2997 | 34.1898 | 34.0799 | 33.9699 | 33.86 | 33.75 | 33.6401 | 33.5302 | 33.4202 | 33.3103 | 33.2004 | 33.0904 | 32.9805
RM3DindResid5 | R&D | Moderate | 30 | DistributedWind | ResidentialScaleClass5 | Residential DW - Class 5 | 36.4984 | 36.3518 | 36.2053 | 36.0587 | 35.9121 | 35.7655 | 35.6189 | 35.4724 | 35.3258 | 35.1792 | 35.0693 | 34.9593 | 34.8494 | 34.7395 | 34.6295 | 34.5196 | 34.4097 | 34.2997 | 34.1898 | 34.0799 | 33.9699 | 33.86 | 33.75 | 33.6401 | 33.5302 | 33.4202 | 33.3103 | 33.2004 | 33.0904 | 32.9805
RC3DindResid5 | R&D | Conservative | 30 | DistributedWind | ResidentialScaleClass5 | Residential DW - Class 5 | 36.4984 | 36.3518 | 36.2053 | 36.0587 | 35.9121 | 35.7655 | 35.6189 | 35.4724 | 35.3258 | 35.1792 | 35.0693 | 34.9593 | 34.8494 | 34.7395 | 34.6295 | 34.5196 | 34.4097 | 34.2997 | 34.1898 | 34.0799 | 33.9699 | 33.86 | 33.75 | 33.6401 | 33.5302 | 33.4202 | 33.3103 | 33.2004 | 33.0904 | 32.9805
RA3DindComme5 | R&D | Advanced | 30 | DistributedWind | CommercialScaleClass5 | Commercial DW - Class 5 | 36.4984 | 36.3518 | 36.2053 | 36.0587 | 35.9121 | 35.7655 | 35.6189 | 35.4724 | 35.3258 | 35.1792 | 35.0693 | 34.9593 | 34.8494 | 34.7395 | 34.6295 | 34.5196 | 34.4097 | 34.2997 | 34.1898 | 34.0799 | 33.9699 | 33.86 | 33.75 | 33.6401 | 33.5302 | 33.4202 | 33.3103 | 33.2004 | 33.0904 | 32.9805
RM3DindComme5 | R&D | Moderate | 30 | DistributedWind | CommercialScaleClass5 | Commercial DW - Class 5 | 36.4984 | 36.3518 | 36.2053 | 36.0587 | 35.9121 | 35.7655 | 35.6189 | 35.4724 | 35.3258 | 35.1792 | 35.0693 | 34.9593 | 34.8494 | 34.7395 | 34.6295 | 34.5196 | 34.4097 | 34.2997 | 34.1898 | 34.0799 | 33.9699 | 33.86 | 33.75 | 33.6401 | 33.5302 | 33.4202 | 33.3103 | 33.2004 | 33.0904 | 32.9805
RC3DindComme5 | R&D | Conservative | 30 | DistributedWind | CommercialScaleClass5 | Commercial DW - Class 5 | 36.4984 | 36.3518 | 36.2053 | 36.0587 | 35.9121 | 35.7655 | 35.6189 | 35.4724 | 35.3258 | 35.1792 | 35.0693 | 34.9593 | 34.8494 | 34.7395 | 34.6295 | 34.5196 | 34.4097 | 34.2997 | 34.1898 | 34.0799 | 33.9699 | 33.86 | 33.75 | 33.6401 | 33.5302 | 33.4202 | 33.3103 | 33.2004 | 33.0904 | 32.9805
RA3DindMidsi5 | R&D | Advanced | 30 | DistributedWind | MidsizeScaleClass5 | Midsize DW - Class 5 | 36.4984 | 36.3518 | 36.2053 | 36.0587 | 35.9121 | 35.7655 | 35.6189 | 35.4724 | 35.3258 | 35.1792 | 35.0693 | 34.9593 | 34.8494 | 34.7395 | 34.6295 | 34.5196 | 34.4097 | 34.2997 | 34.1898 | 34.0799 | 33.9699 | 33.86 | 33.75 | 33.6401 | 33.5302 | 33.4202 | 33.3103 | 33.2004 | 33.0904 | 32.9805
RM3DindMidsi5 | R&D | Moderate | 30 | DistributedWind | MidsizeScaleClass5 | Midsize DW - Class 5 | 36.4984 | 36.3518 | 36.2053 | 36.0587 | 35.9121 | 35.7655 | 35.6189 | 35.4724 | 35.3258 | 35.1792 | 35.0693 | 34.9593 | 34.8494 | 34.7395 | 34.6295 | 34.5196 | 34.4097 | 34.2997 | 34.1898 | 34.0799 | 33.9699 | 33.86 | 33.75 | 33.6401 | 33.5302 | 33.4202 | 33.3103 | 33.2004 | 33.0904 | 32.9805
RC3DindMidsi5 | R&D | Conservative | 30 | DistributedWind | MidsizeScaleClass5 | Midsize DW - Class 5 | 36.4984 | 36.3518 | 36.2053 | 36.0587 | 35.9121 | 35.7655 | 35.6189 | 35.4724 | 35.3258 | 35.1792 | 35.0693 | 34.9593 | 34.8494 | 34.7395 | 34.6295 | 34.5196 | 34.4097 | 34.2997 | 34.1898 | 34.0799 | 33.9699 | 33.86 | 33.75 | 33.6401 | 33.5302 | 33.4202 | 33.3103 | 33.2004 | 33.0904 | 32.9805
RA3DindLarge5 | R&D | Advanced | 30 | DistributedWind | LargeScaleClass5 | Large DW - Class 5 | 36.4984 | 36.3518 | 36.2053 | 36.0587 | 35.9121 | 35.7655 | 35.6189 | 35.4724 | 35.3258 | 35.1792 | 35.0693 | 34.9593 | 34.8494 | 34.7395 | 34.6295 | 34.5196 | 34.4097 | 34.2997 | 34.1898 | 34.0799 | 33.9699 | 33.86 | 33.75 | 33.6401 | 33.5302 | 33.4202 | 33.3103 | 33.2004 | 33.0904 | 32.9805
RM3DindLarge5 | R&D | Moderate | 30 | DistributedWind | LargeScaleClass5 | Large DW - Class 5 | 36.4984 | 36.3518 | 36.2053 | 36.0587 | 35.9121 | 35.7655 | 35.6189 | 35.4724 | 35.3258 | 35.1792 | 35.0693 | 34.9593 | 34.8494 | 34.7395 | 34.6295 | 34.5196 | 34.4097 | 34.2997 | 34.1898 | 34.0799 | 33.9699 | 33.86 | 33.75 | 33.6401 | 33.5302 | 33.4202 | 33.3103 | 33.2004 | 33.0904 | 32.9805
RC3DindLarge5 | R&D | Conservative | 30 | DistributedWind | LargeScaleClass5 | Large DW - Class 5 | 36.4984 | 36.3518 | 36.2053 | 36.0587 | 35.9121 | 35.7655 | 35.6189 | 35.4724 | 35.3258 | 35.1792 | 35.0693 | 34.9593 | 34.8494 | 34.7395 | 34.6295 | 34.5196 | 34.4097 | 34.2997 | 34.1898 | 34.0799 | 33.9699 | 33.86 | 33.75 | 33.6401 | 33.5302 | 33.4202 | 33.3103 | 33.2004 | 33.0904 | 32.9805
RA3DindResid6 | R&D | Advanced | 30 | DistributedWind | ResidentialScaleClass6 | Residential DW - Class 6 | 36.4984 | 36.3518 | 36.2053 | 36.0587 | 35.9121 | 35.7655 | 35.6189 | 35.4724 | 35.3258 | 35.1792 | 35.0693 | 34.9593 | 34.8494 | 34.7395 | 34.6295 | 34.5196 | 34.4097 | 34.2997 | 34.1898 | 34.0799 | 33.9699 | 33.86 | 33.75 | 33.6401 | 33.5302 | 33.4202 | 33.3103 | 33.2004 | 33.0904 | 32.9805
RM3DindResid6 | R&D | Moderate | 30 | DistributedWind | ResidentialScaleClass6 | Residential DW - Class 6 | 36.4984 | 36.3518 | 36.2053 | 36.0587 | 35.9121 | 35.7655 | 35.6189 | 35.4724 | 35.3258 | 35.1792 | 35.0693 | 34.9593 | 34.8494 | 34.7395 | 34.6295 | 34.5196 | 34.4097 | 34.2997 | 34.1898 | 34.0799 | 33.9699 | 33.86 | 33.75 | 33.6401 | 33.5302 | 33.4202 | 33.3103 | 33.2004 | 33.0904 | 32.9805
RC3DindResid6 | R&D | Conservative | 30 | DistributedWind | ResidentialScaleClass6 | Residential DW - Class 6 | 36.4984 | 36.3518 | 36.2053 | 36.0587 | 35.9121 | 35.7655 | 35.6189 | 35.4724 | 35.3258 | 35.1792 | 35.0693 | 34.9593 | 34.8494 | 34.7395 | 34.6295 | 34.5196 | 34.4097 | 34.2997 | 34.1898 | 34.0799 | 33.9699 | 33.86 | 33.75 | 33.6401 | 33.5302 | 33.4202 | 33.3103 | 33.2004 | 33.0904 | 32.9805
RA3DindComme6 | R&D | Advanced | 30 | DistributedWind | CommercialScaleClass6 | Commercial DW - Class 6 | 36.4984 | 36.3518 | 36.2053 | 36.0587 | 35.9121 | 35.7655 | 35.6189 | 35.4724 | 35.3258 | 35.1792 | 35.0693 | 34.9593 | 34.8494 | 34.7395 | 34.6295 | 34.5196 | 34.4097 | 34.2997 | 34.1898 | 34.0799 | 33.9699 | 33.86 | 33.75 | 33.6401 | 33.5302 | 33.4202 | 33.3103 | 33.2004 | 33.0904 | 32.9805
RM3DindComme6 | R&D | Moderate | 30 | DistributedWind | CommercialScaleClass6 | Commercial DW - Class 6 | 36.4984 | 36.3518 | 36.2053 | 36.0587 | 35.9121 | 35.7655 | 35.6189 | 35.4724 | 35.3258 | 35.1792 | 35.0693 | 34.9593 | 34.8494 | 34.7395 | 34.6295 | 34.5196 | 34.4097 | 34.2997 | 34.1898 | 34.0799 | 33.9699 | 33.86 | 33.75 | 33.6401 | 33.5302 | 33.4202 | 33.3103 | 33.2004 | 33.0904 | 32.9805
RC3DindComme6 | R&D | Conservative | 30 | DistributedWind | CommercialScaleClass6 | Commercial DW - Class 6 | 36.4984 | 36.3518 | 36.2053 | 36.0587 | 35.9121 | 35.7655 | 35.6189 | 35.4724 | 35.3258 | 35.1792 | 35.0693 | 34.9593 | 34.8494 | 34.7395 | 34.6295 | 34.5196 | 34.4097 | 34.2997 | 34.1898 | 34.0799 | 33.9699 | 33.86 | 33.75 | 33.6401 | 33.5302 | 33.4202 | 33.3103 | 33.2004 | 33.0904 | 32.9805
RA3DindMidsi6 | R&D | Advanced | 30 | DistributedWind | MidsizeScaleClass6 | Midsize DW - Class 6 | 36.4984 | 36.3518 | 36.2053 | 36.0587 | 35.9121 | 35.7655 | 35.6189 | 35.4724 | 35.3258 | 35.1792 | 35.0693 | 34.9593 | 34.8494 | 34.7395 | 34.6295 | 34.5196 | 34.4097 | 34.2997 | 34.1898 | 34.0799 | 33.9699 | 33.86 | 33.75 | 33.6401 | 33.5302 | 33.4202 | 33.3103 | 33.2004 | 33.0904 | 32.9805
RM3DindMidsi6 | R&D | Moderate | 30 | DistributedWind | MidsizeScaleClass6 | Midsize DW - Class 6 | 36.4984 | 36.3518 | 36.2053 | 36.0587 | 35.9121 | 35.7655 | 35.6189 | 35.4724 | 35.3258 | 35.1792 | 35.0693 | 34.9593 | 34.8494 | 34.7395 | 34.6295 | 34.5196 | 34.4097 | 34.2997 | 34.1898 | 34.0799 | 33.9699 | 33.86 | 33.75 | 33.6401 | 33.5302 | 33.4202 | 33.3103 | 33.2004 | 33.0904 | 32.9805
RC3DindMidsi6 | R&D | Conservative | 30 | DistributedWind | MidsizeScaleClass6 | Midsize DW - Class 6 | 36.4984 | 36.3518 | 36.2053 | 36.0587 | 35.9121 | 35.7655 | 35.6189 | 35.4724 | 35.3258 | 35.1792 | 35.0693 | 34.9593 | 34.8494 | 34.7395 | 34.6295 | 34.5196 | 34.4097 | 34.2997 | 34.1898 | 34.0799 | 33.9699 | 33.86 | 33.75 | 33.6401 | 33.5302 | 33.4202 | 33.3103 | 33.2004 | 33.0904 | 32.9805
RA3DindLarge6 | R&D | Advanced | 30 | DistributedWind | LargeScaleClass6 | Large DW - Class 6 | 36.4984 | 36.3518 | 36.2053 | 36.0587 | 35.9121 | 35.7655 | 35.6189 | 35.4724 | 35.3258 | 35.1792 | 35.0693 | 34.9593 | 34.8494 | 34.7395 | 34.6295 | 34.5196 | 34.4097 | 34.2997 | 34.1898 | 34.0799 | 33.9699 | 33.86 | 33.75 | 33.6401 | 33.5302 | 33.4202 | 33.3103 | 33.2004 | 33.0904 | 32.9805
RM3DindLarge6 | R&D | Moderate | 30 | DistributedWind | LargeScaleClass6 | Large DW - Class 6 | 36.4984 | 36.3518 | 36.2053 | 36.0587 | 35.9121 | 35.7655 | 35.6189 | 35.4724 | 35.3258 | 35.1792 | 35.0693 | 34.9593 | 34.8494 | 34.7395 | 34.6295 | 34.5196 | 34.4097 | 34.2997 | 34.1898 | 34.0799 | 33.9699 | 33.86 | 33.75 | 33.6401 | 33.5302 | 33.4202 | 33.3103 | 33.2004 | 33.0904 | 32.9805
RC3DindLarge6 | R&D | Conservative | 30 | DistributedWind | LargeScaleClass6 | Large DW - Class 6 | 36.4984 | 36.3518 | 36.2053 | 36.0587 | 35.9121 | 35.7655 | 35.6189 | 35.4724 | 35.3258 | 35.1792 | 35.0693 | 34.9593 | 34.8494 | 34.7395 | 34.6295 | 34.5196 | 34.4097 | 34.2997 | 34.1898 | 34.0799 | 33.9699 | 33.86 | 33.75 | 33.6401 | 33.5302 | 33.4202 | 33.3103 | 33.2004 | 33.0904 | 32.9805
RA3DindResid7 | R&D | Advanced | 30 | DistributedWind | ResidentialScaleClass7 | Residential DW - Class 7 | 36.4984 | 36.3518 | 36.2053 | 36.0587 | 35.9121 | 35.7655 | 35.6189 | 35.4724 | 35.3258 | 35.1792 | 35.0693 | 34.9593 | 34.8494 | 34.7395 | 34.6295 | 34.5196 | 34.4097 | 34.2997 | 34.1898 | 34.0799 | 33.9699 | 33.86 | 33.75 | 33.6401 | 33.5302 | 33.4202 | 33.3103 | 33.2004 | 33.0904 | 32.9805
RM3DindResid7 | R&D | Moderate | 30 | DistributedWind | ResidentialScaleClass7 | Residential DW - Class 7 | 36.4984 | 36.3518 | 36.2053 | 36.0587 | 35.9121 | 35.7655 | 35.6189 | 35.4724 | 35.3258 | 35.1792 | 35.0693 | 34.9593 | 34.8494 | 34.7395 | 34.6295 | 34.5196 | 34.4097 | 34.2997 | 34.1898 | 34.0799 | 33.9699 | 33.86 | 33.75 | 33.6401 | 33.5302 | 33.4202 | 33.3103 | 33.2004 | 33.0904 | 32.9805
RC3DindResid7 | R&D | Conservative | 30 | DistributedWind | ResidentialScaleClass7 | Residential DW - Class 7 | 36.4984 | 36.3518 | 36.2053 | 36.0587 | 35.9121 | 35.7655 | 35.6189 | 35.4724 | 35.3258 | 35.1792 | 35.0693 | 34.9593 | 34.8494 | 34.7395 | 34.6295 | 34.5196 | 34.4097 | 34.2997 | 34.1898 | 34.0799 | 33.9699 | 33.86 | 33.75 | 33.6401 | 33.5302 | 33.4202 | 33.3103 | 33.2004 | 33.0904 | 32.9805
RA3DindComme7 | R&D | Advanced | 30 | DistributedWind | CommercialScaleClass7 | Commercial DW - Class 7 | 36.4984 | 36.3518 | 36.2053 | 36.0587 | 35.9121 | 35.7655 | 35.6189 | 35.4724 | 35.3258 | 35.1792 | 35.0693 | 34.9593 | 34.8494 | 34.7395 | 34.6295 | 34.5196 | 34.4097 | 34.2997 | 34.1898 | 34.0799 | 33.9699 | 33.86 | 33.75 | 33.6401 | 33.5302 | 33.4202 | 33.3103 | 33.2004 | 33.0904 | 32.9805
RM3DindComme7 | R&D | Moderate | 30 | DistributedWind | CommercialScaleClass7 | Commercial DW - Class 7 | 36.4984 | 36.3518 | 36.2053 | 36.0587 | 35.9121 | 35.7655 | 35.6189 | 35.4724 | 35.3258 | 35.1792 | 35.0693 | 34.9593 | 34.8494 | 34.7395 | 34.6295 | 34.5196 | 34.4097 | 34.2997 | 34.1898 | 34.0799 | 33.9699 | 33.86 | 33.75 | 33.6401 | 33.5302 | 33.4202 | 33.3103 | 33.2004 | 33.0904 | 32.9805
RC3DindComme7 | R&D | Conservative | 30 | DistributedWind | CommercialScaleClass7 | Commercial DW - Class 7 | 36.4984 | 36.3518 | 36.2053 | 36.0587 | 35.9121 | 35.7655 | 35.6189 | 35.4724 | 35.3258 | 35.1792 | 35.0693 | 34.9593 | 34.8494 | 34.7395 | 34.6295 | 34.5196 | 34.4097 | 34.2997 | 34.1898 | 34.0799 | 33.9699 | 33.86 | 33.75 | 33.6401 | 33.5302 | 33.4202 | 33.3103 | 33.2004 | 33.0904 | 32.9805
RA3DindMidsi7 | R&D | Advanced | 30 | DistributedWind | MidsizeScaleClass7 | Midsize DW - Class 7 | 36.4984 | 36.3518 | 36.2053 | 36.0587 | 35.9121 | 35.7655 | 35.6189 | 35.4724 | 35.3258 | 35.1792 | 35.0693 | 34.9593 | 34.8494 | 34.7395 | 34.6295 | 34.5196 | 34.4097 | 34.2997 | 34.1898 | 34.0799 | 33.9699 | 33.86 | 33.75 | 33.6401 | 33.5302 | 33.4202 | 33.3103 | 33.2004 | 33.0904 | 32.9805
RM3DindMidsi7 | R&D | Moderate | 30 | DistributedWind | MidsizeScaleClass7 | Midsize DW - Class 7 | 36.4984 | 36.3518 | 36.2053 | 36.0587 | 35.9121 | 35.7655 | 35.6189 | 35.4724 | 35.3258 | 35.1792 | 35.0693 | 34.9593 | 34.8494 | 34.7395 | 34.6295 | 34.5196 | 34.4097 | 34.2997 | 34.1898 | 34.0799 | 33.9699 | 33.86 | 33.75 | 33.6401 | 33.5302 | 33.4202 | 33.3103 | 33.2004 | 33.0904 | 32.9805
RC3DindMidsi7 | R&D | Conservative | 30 | DistributedWind | MidsizeScaleClass7 | Midsize DW - Class 7 | 36.4984 | 36.3518 | 36.2053 | 36.0587 | 35.9121 | 35.7655 | 35.6189 | 35.4724 | 35.3258 | 35.1792 | 35.0693 | 34.9593 | 34.8494 | 34.7395 | 34.6295 | 34.5196 | 34.4097 | 34.2997 | 34.1898 | 34.0799 | 33.9699 | 33.86 | 33.75 | 33.6401 | 33.5302 | 33.4202 | 33.3103 | 33.2004 | 33.0904 | 32.9805
RA3DindLarge7 | R&D | Advanced | 30 | DistributedWind | LargeScaleClass7 | Large DW - Class 7 | 36.4984 | 36.3518 | 36.2053 | 36.0587 | 35.9121 | 35.7655 | 35.6189 | 35.4724 | 35.3258 | 35.1792 | 35.0693 | 34.9593 | 34.8494 | 34.7395 | 34.6295 | 34.5196 | 34.4097 | 34.2997 | 34.1898 | 34.0799 | 33.9699 | 33.86 | 33.75 | 33.6401 | 33.5302 | 33.4202 | 33.3103 | 33.2004 | 33.0904 | 32.9805
RM3DindLarge7 | R&D | Moderate | 30 | DistributedWind | LargeScaleClass7 | Large DW - Class 7 | 36.4984 | 36.3518 | 36.2053 | 36.0587 | 35.9121 | 35.7655 | 35.6189 | 35.4724 | 35.3258 | 35.1792 | 35.0693 | 34.9593 | 34.8494 | 34.7395 | 34.6295 | 34.5196 | 34.4097 | 34.2997 | 34.1898 | 34.0799 | 33.9699 | 33.86 | 33.75 | 33.6401 | 33.5302 | 33.4202 | 33.3103 | 33.2004 | 33.0904 | 32.9805
RC3DindLarge7 | R&D | Conservative | 30 | DistributedWind | LargeScaleClass7 | Large DW - Class 7 | 36.4984 | 36.3518 | 36.2053 | 36.0587 | 35.9121 | 35.7655 | 35.6189 | 35.4724 | 35.3258 | 35.1792 | 35.0693 | 34.9593 | 34.8494 | 34.7395 | 34.6295 | 34.5196 | 34.4097 | 34.2997 | 34.1898 | 34.0799 | 33.9699 | 33.86 | 33.75 | 33.6401 | 33.5302 | 33.4202 | 33.3103 | 33.2004 | 33.0904 | 32.9805
RA3DindResid8 | R&D | Advanced | 30 | DistributedWind | ResidentialScaleClass8 | Residential DW - Class 8 | 36.4984 | 36.3518 | 36.2053 | 36.0587 | 35.9121 | 35.7655 | 35.6189 | 35.4724 | 35.3258 | 35.1792 | 35.0693 | 34.9593 | 34.8494 | 34.7395 | 34.6295 | 34.5196 | 34.4097 | 34.2997 | 34.1898 | 34.0799 | 33.9699 | 33.86 | 33.75 | 33.6401 | 33.5302 | 33.4202 | 33.3103 | 33.2004 | 33.0904 | 32.9805
RM3DindResid8 | R&D | Moderate | 30 | DistributedWind | ResidentialScaleClass8 | Residential DW - Class 8 | 36.4984 | 36.3518 | 36.2053 | 36.0587 | 35.9121 | 35.7655 | 35.6189 | 35.4724 | 35.3258 | 35.1792 | 35.0693 | 34.9593 | 34.8494 | 34.7395 | 34.6295 | 34.5196 | 34.4097 | 34.2997 | 34.1898 | 34.0799 | 33.9699 | 33.86 | 33.75 | 33.6401 | 33.5302 | 33.4202 | 33.3103 | 33.2004 | 33.0904 | 32.9805
RC3DindResid8 | R&D | Conservative | 30 | DistributedWind | ResidentialScaleClass8 | Residential DW - Class 8 | 36.4984 | 36.3518 | 36.2053 | 36.0587 | 35.9121 | 35.7655 | 35.6189 | 35.4724 | 35.3258 | 35.1792 | 35.0693 | 34.9593 | 34.8494 | 34.7395 | 34.6295 | 34.5196 | 34.4097 | 34.2997 | 34.1898 | 34.0799 | 33.9699 | 33.86 | 33.75 | 33.6401 | 33.5302 | 33.4202 | 33.3103 | 33.2004 | 33.0904 | 32.9805
RA3DindComme8 | R&D | Advanced | 30 | DistributedWind | CommercialScaleClass8 | Commercial DW - Class 8 | 36.4984 | 36.3518 | 36.2053 | 36.0587 | 35.9121 | 35.7655 | 35.6189 | 35.4724 | 35.3258 | 35.1792 | 35.0693 | 34.9593 | 34.8494 | 34.7395 | 34.6295 | 34.5196 | 34.4097 | 34.2997 | 34.1898 | 34.0799 | 33.9699 | 33.86 | 33.75 | 33.6401 | 33.5302 | 33.4202 | 33.3103 | 33.2004 | 33.0904 | 32.9805
RM3DindComme8 | R&D | Moderate | 30 | DistributedWind | CommercialScaleClass8 | Commercial DW - Class 8 | 36.4984 | 36.3518 | 36.2053 | 36.0587 | 35.9121 | 35.7655 | 35.6189 | 35.4724 | 35.3258 | 35.1792 | 35.0693 | 34.9593 | 34.8494 | 34.7395 | 34.6295 | 34.5196 | 34.4097 | 34.2997 | 34.1898 | 34.0799 | 33.9699 | 33.86 | 33.75 | 33.6401 | 33.5302 | 33.4202 | 33.3103 | 33.2004 | 33.0904 | 32.9805
RC3DindComme8 | R&D | Conservative | 30 | DistributedWind | CommercialScaleClass8 | Commercial DW - Class 8 | 36.4984 | 36.3518 | 36.2053 | 36.0587 | 35.9121 | 35.7655 | 35.6189 | 35.4724 | 35.3258 | 35.1792 | 35.0693 | 34.9593 | 34.8494 | 34.7395 | 34.6295 | 34.5196 | 34.4097 | 34.2997 | 34.1898 | 34.0799 | 33.9699 | 33.86 | 33.75 | 33.6401 | 33.5302 | 33.4202 | 33.3103 | 33.2004 | 33.0904 | 32.9805
RA3DindMidsi8 | R&D | Advanced | 30 | DistributedWind | MidsizeScaleClass8 | Midsize DW - Class 8 | 36.4984 | 36.3518 | 36.2053 | 36.0587 | 35.9121 | 35.7655 | 35.6189 | 35.4724 | 35.3258 | 35.1792 | 35.0693 | 34.9593 | 34.8494 | 34.7395 | 34.6295 | 34.5196 | 34.4097 | 34.2997 | 34.1898 | 34.0799 | 33.9699 | 33.86 | 33.75 | 33.6401 | 33.5302 | 33.4202 | 33.3103 | 33.2004 | 33.0904 | 32.9805
RM3DindMidsi8 | R&D | Moderate | 30 | DistributedWind | MidsizeScaleClass8 | Midsize DW - Class 8 | 36.4984 | 36.3518 | 36.2053 | 36.0587 | 35.9121 | 35.7655 | 35.6189 | 35.4724 | 35.3258 | 35.1792 | 35.0693 | 34.9593 | 34.8494 | 34.7395 | 34.6295 | 34.5196 | 34.4097 | 34.2997 | 34.1898 | 34.0799 | 33.9699 | 33.86 | 33.75 | 33.6401 | 33.5302 | 33.4202 | 33.3103 | 33.2004 | 33.0904 | 32.9805
RC3DindMidsi8 | R&D | Conservative | 30 | DistributedWind | MidsizeScaleClass8 | Midsize DW - Class 8 | 36.4984 | 36.3518 | 36.2053 | 36.0587 | 35.9121 | 35.7655 | 35.6189 | 35.4724 | 35.3258 | 35.1792 | 35.0693 | 34.9593 | 34.8494 | 34.7395 | 34.6295 | 34.5196 | 34.4097 | 34.2997 | 34.1898 | 34.0799 | 33.9699 | 33.86 | 33.75 | 33.6401 | 33.5302 | 33.4202 | 33.3103 | 33.2004 | 33.0904 | 32.9805
RA3DindLarge8 | R&D | Advanced | 30 | DistributedWind | LargeScaleClass8 | Large DW - Class 8 | 36.4984 | 36.3518 | 36.2053 | 36.0587 | 35.9121 | 35.7655 | 35.6189 | 35.4724 | 35.3258 | 35.1792 | 35.0693 | 34.9593 | 34.8494 | 34.7395 | 34.6295 | 34.5196 | 34.4097 | 34.2997 | 34.1898 | 34.0799 | 33.9699 | 33.86 | 33.75 | 33.6401 | 33.5302 | 33.4202 | 33.3103 | 33.2004 | 33.0904 | 32.9805
RM3DindLarge8 | R&D | Moderate | 30 | DistributedWind | LargeScaleClass8 | Large DW - Class 8 | 36.4984 | 36.3518 | 36.2053 | 36.0587 | 35.9121 | 35.7655 | 35.6189 | 35.4724 | 35.3258 | 35.1792 | 35.0693 | 34.9593 | 34.8494 | 34.7395 | 34.6295 | 34.5196 | 34.4097 | 34.2997 | 34.1898 | 34.0799 | 33.9699 | 33.86 | 33.75 | 33.6401 | 33.5302 | 33.4202 | 33.3103 | 33.2004 | 33.0904 | 32.9805
RC3DindLarge8 | R&D | Conservative | 30 | DistributedWind | LargeScaleClass8 | Large DW - Class 8 | 36.4984 | 36.3518 | 36.2053 | 36.0587 | 35.9121 | 35.7655 | 35.6189 | 35.4724 | 35.3258 | 35.1792 | 35.0693 | 34.9593 | 34.8494 | 34.7395 | 34.6295 | 34.5196 | 34.4097 | 34.2997 | 34.1898 | 34.0799 | 33.9699 | 33.86 | 33.75 | 33.6401 | 33.5302 | 33.4202 | 33.3103 | 33.2004 | 33.0904 | 32.9805
RA3DindResid9 | R&D | Advanced | 30 | DistributedWind | ResidentialScaleClass9 | Residential DW - Class 9 | 36.4984 | 36.3518 | 36.2053 | 36.0587 | 35.9121 | 35.7655 | 35.6189 | 35.4724 | 35.3258 | 35.1792 | 35.0693 | 34.9593 | 34.8494 | 34.7395 | 34.6295 | 34.5196 | 34.4097 | 34.2997 | 34.1898 | 34.0799 | 33.9699 | 33.86 | 33.75 | 33.6401 | 33.5302 | 33.4202 | 33.3103 | 33.2004 | 33.0904 | 32.9805
RM3DindResid9 | R&D | Moderate | 30 | DistributedWind | ResidentialScaleClass9 | Residential DW - Class 9 | 36.4984 | 36.3518 | 36.2053 | 36.0587 | 35.9121 | 35.7655 | 35.6189 | 35.4724 | 35.3258 | 35.1792 | 35.0693 | 34.9593 | 34.8494 | 34.7395 | 34.6295 | 34.5196 | 34.4097 | 34.2997 | 34.1898 | 34.0799 | 33.9699 | 33.86 | 33.75 | 33.6401 | 33.5302 | 33.4202 | 33.3103 | 33.2004 | 33.0904 | 32.9805
RC3DindResid9 | R&D | Conservative | 30 | DistributedWind | ResidentialScaleClass9 | Residential DW - Class 9 | 36.4984 | 36.3518 | 36.2053 | 36.0587 | 35.9121 | 35.7655 | 35.6189 | 35.4724 | 35.3258 | 35.1792 | 35.0693 | 34.9593 | 34.8494 | 34.7395 | 34.6295 | 34.5196 | 34.4097 | 34.2997 | 34.1898 | 34.0799 | 33.9699 | 33.86 | 33.75 | 33.6401 | 33.5302 | 33.4202 | 33.3103 | 33.2004 | 33.0904 | 32.9805
RA3DindComme9 | R&D | Advanced | 30 | DistributedWind | CommercialScaleClass9 | Commercial DW - Class 9 | 36.4984 | 36.3518 | 36.2053 | 36.0587 | 35.9121 | 35.7655 | 35.6189 | 35.4724 | 35.3258 | 35.1792 | 35.0693 | 34.9593 | 34.8494 | 34.7395 | 34.6295 | 34.5196 | 34.4097 | 34.2997 | 34.1898 | 34.0799 | 33.9699 | 33.86 | 33.75 | 33.6401 | 33.5302 | 33.4202 | 33.3103 | 33.2004 | 33.0904 | 32.9805
RM3DindComme9 | R&D | Moderate | 30 | DistributedWind | CommercialScaleClass9 | Commercial DW - Class 9 | 36.4984 | 36.3518 | 36.2053 | 36.0587 | 35.9121 | 35.7655 | 35.6189 | 35.4724 | 35.3258 | 35.1792 | 35.0693 | 34.9593 | 34.8494 | 34.7395 | 34.6295 | 34.5196 | 34.4097 | 34.2997 | 34.1898 | 34.0799 | 33.9699 | 33.86 | 33.75 | 33.6401 | 33.5302 | 33.4202 | 33.3103 | 33.2004 | 33.0904 | 32.9805
RC3DindComme9 | R&D | Conservative | 30 | DistributedWind | CommercialScaleClass9 | Commercial DW - Class 9 | 36.4984 | 36.3518 | 36.2053 | 36.0587 | 35.9121 | 35.7655 | 35.6189 | 35.4724 | 35.3258 | 35.1792 | 35.0693 | 34.9593 | 34.8494 | 34.7395 | 34.6295 | 34.5196 | 34.4097 | 34.2997 | 34.1898 | 34.0799 | 33.9699 | 33.86 | 33.75 | 33.6401 | 33.5302 | 33.4202 | 33.3103 | 33.2004 | 33.0904 | 32.9805
RA3DindMidsi9 | R&D | Advanced | 30 | DistributedWind | MidsizeScaleClass9 | Midsize DW - Class 9 | 36.4984 | 36.3518 | 36.2053 | 36.0587 | 35.9121 | 35.7655 | 35.6189 | 35.4724 | 35.3258 | 35.1792 | 35.0693 | 34.9593 | 34.8494 | 34.7395 | 34.6295 | 34.5196 | 34.4097 | 34.2997 | 34.1898 | 34.0799 | 33.9699 | 33.86 | 33.75 | 33.6401 | 33.5302 | 33.4202 | 33.3103 | 33.2004 | 33.0904 | 32.9805
RM3DindMidsi9 | R&D | Moderate | 30 | DistributedWind | MidsizeScaleClass9 | Midsize DW - Class 9 | 36.4984 | 36.3518 | 36.2053 | 36.0587 | 35.9121 | 35.7655 | 35.6189 | 35.4724 | 35.3258 | 35.1792 | 35.0693 | 34.9593 | 34.8494 | 34.7395 | 34.6295 | 34.5196 | 34.4097 | 34.2997 | 34.1898 | 34.0799 | 33.9699 | 33.86 | 33.75 | 33.6401 | 33.5302 | 33.4202 | 33.3103 | 33.2004 | 33.0904 | 32.9805
RC3DindMidsi9 | R&D | Conservative | 30 | DistributedWind | MidsizeScaleClass9 | Midsize DW - Class 9 | 36.4984 | 36.3518 | 36.2053 | 36.0587 | 35.9121 | 35.7655 | 35.6189 | 35.4724 | 35.3258 | 35.1792 | 35.0693 | 34.9593 | 34.8494 | 34.7395 | 34.6295 | 34.5196 | 34.4097 | 34.2997 | 34.1898 | 34.0799 | 33.9699 | 33.86 | 33.75 | 33.6401 | 33.5302 | 33.4202 | 33.3103 | 33.2004 | 33.0904 | 32.9805
RA3DindLarge9 | R&D | Advanced | 30 | DistributedWind | LargeScaleClass9 | Large DW - Class 9 | 36.4984 | 36.3518 | 36.2053 | 36.0587 | 35.9121 | 35.7655 | 35.6189 | 35.4724 | 35.3258 | 35.1792 | 35.0693 | 34.9593 | 34.8494 | 34.7395 | 34.6295 | 34.5196 | 34.4097 | 34.2997 | 34.1898 | 34.0799 | 33.9699 | 33.86 | 33.75 | 33.6401 | 33.5302 | 33.4202 | 33.3103 | 33.2004 | 33.0904 | 32.9805
RM3DindLarge9 | R&D | Moderate | 30 | DistributedWind | LargeScaleClass9 | Large DW - Class 9 | 36.4984 | 36.3518 | 36.2053 | 36.0587 | 35.9121 | 35.7655 | 35.6189 | 35.4724 | 35.3258 | 35.1792 | 35.0693 | 34.9593 | 34.8494 | 34.7395 | 34.6295 | 34.5196 | 34.4097 | 34.2997 | 34.1898 | 34.0799 | 33.9699 | 33.86 | 33.75 | 33.6401 | 33.5302 | 33.4202 | 33.3103 | 33.2004 | 33.0904 | 32.9805
RC3DindLarge9 | R&D | Conservative | 30 | DistributedWind | LargeScaleClass9 | Large DW - Class 9 | 36.4984 | 36.3518 | 36.2053 | 36.0587 | 35.9121 | 35.7655 | 35.6189 | 35.4724 | 35.3258 | 35.1792 | 35.0693 | 34.9593 | 34.8494 | 34.7395 | 34.6295 | 34.5196 | 34.4097 | 34.2997 | 34.1898 | 34.0799 | 33.9699 | 33.86 | 33.75 | 33.6401 | 33.5302 | 33.4202 | 33.3103 | 33.2004 | 33.0904 | 32.9805
RA3DindResid0 | R&D | Advanced | 30 | DistributedWind | ResidentialScaleClass10 | Residential DW - Class 10 | 36.4984 | 36.3518 | 36.2053 | 36.0587 | 35.9121 | 35.7655 | 35.6189 | 35.4724 | 35.3258 | 35.1792 | 35.0693 | 34.9593 | 34.8494 | 34.7395 | 34.6295 | 34.5196 | 34.4097 | 34.2997 | 34.1898 | 34.0799 | 33.9699 | 33.86 | 33.75 | 33.6401 | 33.5302 | 33.4202 | 33.3103 | 33.2004 | 33.0904 | 32.9805
RM3DindResid0 | R&D | Moderate | 30 | DistributedWind | ResidentialScaleClass10 | Residential DW - Class 10 | 36.4984 | 36.3518 | 36.2053 | 36.0587 | 35.9121 | 35.7655 | 35.6189 | 35.4724 | 35.3258 | 35.1792 | 35.0693 | 34.9593 | 34.8494 | 34.7395 | 34.6295 | 34.5196 | 34.4097 | 34.2997 | 34.1898 | 34.0799 | 33.9699 | 33.86 | 33.75 | 33.6401 | 33.5302 | 33.4202 | 33.3103 | 33.2004 | 33.0904 | 32.9805
RC3DindResid0 | R&D | Conservative | 30 | DistributedWind | ResidentialScaleClass10 | Residential DW - Class 10 | 36.4984 | 36.3518 | 36.2053 | 36.0587 | 35.9121 | 35.7655 | 35.6189 | 35.4724 | 35.3258 | 35.1792 | 35.0693 | 34.9593 | 34.8494 | 34.7395 | 34.6295 | 34.5196 | 34.4097 | 34.2997 | 34.1898 | 34.0799 | 33.9699 | 33.86 | 33.75 | 33.6401 | 33.5302 | 33.4202 | 33.3103 | 33.2004 | 33.0904 | 32.9805
RA3DindComme0 | R&D | Advanced | 30 | DistributedWind | CommercialScaleClass10 | Commercial DW - Class 10 | 36.4984 | 36.3518 | 36.2053 | 36.0587 | 35.9121 | 35.7655 | 35.6189 | 35.4724 | 35.3258 | 35.1792 | 35.0693 | 34.9593 | 34.8494 | 34.7395 | 34.6295 | 34.5196 | 34.4097 | 34.2997 | 34.1898 | 34.0799 | 33.9699 | 33.86 | 33.75 | 33.6401 | 33.5302 | 33.4202 | 33.3103 | 33.2004 | 33.0904 | 32.9805
RM3DindComme0 | R&D | Moderate | 30 | DistributedWind | CommercialScaleClass10 | Commercial DW - Class 10 | 36.4984 | 36.3518 | 36.2053 | 36.0587 | 35.9121 | 35.7655 | 35.6189 | 35.4724 | 35.3258 | 35.1792 | 35.0693 | 34.9593 | 34.8494 | 34.7395 | 34.6295 | 34.5196 | 34.4097 | 34.2997 | 34.1898 | 34.0799 | 33.9699 | 33.86 | 33.75 | 33.6401 | 33.5302 | 33.4202 | 33.3103 | 33.2004 | 33.0904 | 32.9805
RC3DindComme0 | R&D | Conservative | 30 | DistributedWind | CommercialScaleClass10 | Commercial DW - Class 10 | 36.4984 | 36.3518 | 36.2053 | 36.0587 | 35.9121 | 35.7655 | 35.6189 | 35.4724 | 35.3258 | 35.1792 | 35.0693 | 34.9593 | 34.8494 | 34.7395 | 34.6295 | 34.5196 | 34.4097 | 34.2997 | 34.1898 | 34.0799 | 33.9699 | 33.86 | 33.75 | 33.6401 | 33.5302 | 33.4202 | 33.3103 | 33.2004 | 33.0904 | 32.9805
RA3DindMidsi0 | R&D | Advanced | 30 | DistributedWind | MidsizeScaleClass10 | Midsize DW - Class 10 | 36.4984 | 36.3518 | 36.2053 | 36.0587 | 35.9121 | 35.7655 | 35.6189 | 35.4724 | 35.3258 | 35.1792 | 35.0693 | 34.9593 | 34.8494 | 34.7395 | 34.6295 | 34.5196 | 34.4097 | 34.2997 | 34.1898 | 34.0799 | 33.9699 | 33.86 | 33.75 | 33.6401 | 33.5302 | 33.4202 | 33.3103 | 33.2004 | 33.0904 | 32.9805
RM3DindMidsi0 | R&D | Moderate | 30 | DistributedWind | MidsizeScaleClass10 | Midsize DW - Class 10 | 36.4984 | 36.3518 | 36.2053 | 36.0587 | 35.9121 | 35.7655 | 35.6189 | 35.4724 | 35.3258 | 35.1792 | 35.0693 | 34.9593 | 34.8494 | 34.7395 | 34.6295 | 34.5196 | 34.4097 | 34.2997 | 34.1898 | 34.0799 | 33.9699 | 33.86 | 33.75 | 33.6401 | 33.5302 | 33.4202 | 33.3103 | 33.2004 | 33.0904 | 32.9805
RC3DindMidsi0 | R&D | Conservative | 30 | DistributedWind | MidsizeScaleClass10 | Midsize DW - Class 10 | 36.4984 | 36.3518 | 36.2053 | 36.0587 | 35.9121 | 35.7655 | 35.6189 | 35.4724 | 35.3258 | 35.1792 | 35.0693 | 34.9593 | 34.8494 | 34.7395 | 34.6295 | 34.5196 | 34.4097 | 34.2997 | 34.1898 | 34.0799 | 33.9699 | 33.86 | 33.75 | 33.6401 | 33.5302 | 33.4202 | 33.3103 | 33.2004 | 33.0904 | 32.9805
RA3DindLarge0 | R&D | Advanced | 30 | DistributedWind | LargeScaleClass10 | Large DW - Class 10 | 36.4984 | 36.3518 | 36.2053 | 36.0587 | 35.9121 | 35.7655 | 35.6189 | 35.4724 | 35.3258 | 35.1792 | 35.0693 | 34.9593 | 34.8494 | 34.7395 | 34.6295 | 34.5196 | 34.4097 | 34.2997 | 34.1898 | 34.0799 | 33.9699 | 33.86 | 33.75 | 33.6401 | 33.5302 | 33.4202 | 33.3103 | 33.2004 | 33.0904 | 32.9805
RM3DindLarge0 | R&D | Moderate | 30 | DistributedWind | LargeScaleClass10 | Large DW - Class 10 | 36.4984 | 36.3518 | 36.2053 | 36.0587 | 35.9121 | 35.7655 | 35.6189 | 35.4724 | 35.3258 | 35.1792 | 35.0693 | 34.9593 | 34.8494 | 34.7395 | 34.6295 | 34.5196 | 34.4097 | 34.2997 | 34.1898 | 34.0799 | 33.9699 | 33.86 | 33.75 | 33.6401 | 33.5302 | 33.4202 | 33.3103 | 33.2004 | 33.0904 | 32.9805
RC3DindLarge0 | R&D | Conservative | 30 | DistributedWind | LargeScaleClass10 | Large DW - Class 10 | 36.4984 | 36.3518 | 36.2053 | 36.0587 | 35.9121 | 35.7655 | 35.6189 | 35.4724 | 35.3258 | 35.1792 | 35.0693 | 34.9593 | 34.8494 | 34.7395 | 34.6295 | 34.5196 | 34.4097 | 34.2997 | 34.1898 | 34.0799 | 33.9699 | 33.86 | 33.75 | 33.6401 | 33.5302 | 33.4202 | 33.3103 | 33.2004 | 33.0904 | 32.9805
RA3CoPVClass1 | R&D | Advanced | 30 | CommPV | Class1 | Commercial PV - Class 1 | 17.9014 | 19.0586 | 18.3844 | 17.7102 | 17.0359 | 16.3617 | 15.6875 | 15.0132 | 14.339 | 13.6648 | 12.9906 | 12.3163 | 11.6421 | 10.9679 | 10.2936 | 10.2133 | 10.1329 | 10.0525 | 9.9721 | 9.8917 | 9.8114 | 9.731 | 9.6506 | 9.5702 | 9.4898 | 9.4095 | 9.3291 | 9.2487 | 9.1683 | 9.0879
RM3CoPVClass1 | R&D | Moderate | 30 | CommPV | Class1 | Commercial PV - Class 1 | 17.9014 | 19.0586 | 18.5696 | 18.0806 | 17.5915 | 17.1025 | 16.6135 | 16.1245 | 15.6354 | 15.1464 | 14.6574 | 14.1684 | 13.6793 | 13.1903 | 12.7013 | 12.5408 | 12.3803 | 12.2198 | 12.0593 | 11.8987 | 11.7382 | 11.5777 | 11.4172 | 11.2567 | 11.0962 | 10.9357 | 10.7752 | 10.6147 | 10.4542 | 10.2936
RC3CoPVClass1 | R&D | Conservative | 30 | CommPV | Class1 | Commercial PV - Class 1 | 17.9014 | 19.0586 | 18.8346 | 18.6106 | 18.3865 | 18.1625 | 17.9385 | 17.7145 | 17.4904 | 17.2664 | 17.0424 | 16.8184 | 16.5943 | 16.3703 | 16.1463 | 15.9166 | 15.687 | 15.4573 | 15.2276 | 14.998 | 14.7683 | 14.5386 | 14.309 | 14.0793 | 13.8496 | 13.62 | 13.3903 | 13.1606 | 12.931 | 12.7013
RA3CoPVClass2 | R&D | Advanced | 30 | CommPV | Class2 | Commercial PV - Class 2 | 17.9014 | 19.0586 | 18.3844 | 17.7102 | 17.0359 | 16.3617 | 15.6875 | 15.0132 | 14.339 | 13.6648 | 12.9906 | 12.3163 | 11.6421 | 10.9679 | 10.2936 | 10.2133 | 10.1329 | 10.0525 | 9.9721 | 9.8917 | 9.8114 | 9.731 | 9.6506 | 9.5702 | 9.4898 | 9.4095 | 9.3291 | 9.2487 | 9.1683 | 9.0879
RM3CoPVClass2 | R&D | Moderate | 30 | CommPV | Class2 | Commercial PV - Class 2 | 17.9014 | 19.0586 | 18.5696 | 18.0806 | 17.5915 | 17.1025 | 16.6135 | 16.1245 | 15.6354 | 15.1464 | 14.6574 | 14.1684 | 13.6793 | 13.1903 | 12.7013 | 12.5408 | 12.3803 | 12.2198 | 12.0593 | 11.8987 | 11.7382 | 11.5777 | 11.4172 | 11.2567 | 11.0962 | 10.9357 | 10.7752 | 10.6147 | 10.4542 | 10.2936
RC3CoPVClass2 | R&D | Conservative | 30 | CommPV | Class2 | Commercial PV - Class 2 | 17.9014 | 19.0586 | 18.8346 | 18.6106 | 18.3865 | 18.1625 | 17.9385 | 17.7145 | 17.4904 | 17.2664 | 17.0424 | 16.8184 | 16.5943 | 16.3703 | 16.1463 | 15.9166 | 15.687 | 15.4573 | 15.2276 | 14.998 | 14.7683 | 14.5386 | 14.309 | 14.0793 | 13.8496 | 13.62 | 13.3903 | 13.1606 | 12.931 | 12.7013
RA3CoPVClass3 | R&D | Advanced | 30 | CommPV | Class3 | Commercial PV - Class 3 | 17.9014 | 19.0586 | 18.3844 | 17.7102 | 17.0359 | 16.3617 | 15.6875 | 15.0132 | 14.339 | 13.6648 | 12.9906 | 12.3163 | 11.6421 | 10.9679 | 10.2936 | 10.2133 | 10.1329 | 10.0525 | 9.9721 | 9.8917 | 9.8114 | 9.731 | 9.6506 | 9.5702 | 9.4898 | 9.4095 | 9.3291 | 9.2487 | 9.1683 | 9.0879
RM3CoPVClass3 | R&D | Moderate | 30 | CommPV | Class3 | Commercial PV - Class 3 | 17.9014 | 19.0586 | 18.5696 | 18.0806 | 17.5915 | 17.1025 | 16.6135 | 16.1245 | 15.6354 | 15.1464 | 14.6574 | 14.1684 | 13.6793 | 13.1903 | 12.7013 | 12.5408 | 12.3803 | 12.2198 | 12.0593 | 11.8987 | 11.7382 | 11.5777 | 11.4172 | 11.2567 | 11.0962 | 10.9357 | 10.7752 | 10.6147 | 10.4542 | 10.2936
RC3CoPVClass3 | R&D | Conservative | 30 | CommPV | Class3 | Commercial PV - Class 3 | 17.9014 | 19.0586 | 18.8346 | 18.6106 | 18.3865 | 18.1625 | 17.9385 | 17.7145 | 17.4904 | 17.2664 | 17.0424 | 16.8184 | 16.5943 | 16.3703 | 16.1463 | 15.9166 | 15.687 | 15.4573 | 15.2276 | 14.998 | 14.7683 | 14.5386 | 14.309 | 14.0793 | 13.8496 | 13.62 | 13.3903 | 13.1606 | 12.931 | 12.7013
RA3CoPVClass4 | R&D | Advanced | 30 | CommPV | Class4 | Commercial PV - Class 4 | 17.9014 | 19.0586 | 18.3844 | 17.7102 | 17.0359 | 16.3617 | 15.6875 | 15.0132 | 14.339 | 13.6648 | 12.9906 | 12.3163 | 11.6421 | 10.9679 | 10.2936 | 10.2133 | 10.1329 | 10.0525 | 9.9721 | 9.8917 | 9.8114 | 9.731 | 9.6506 | 9.5702 | 9.4898 | 9.4095 | 9.3291 | 9.2487 | 9.1683 | 9.0879
RM3CoPVClass4 | R&D | Moderate | 30 | CommPV | Class4 | Commercial PV - Class 4 | 17.9014 | 19.0586 | 18.5696 | 18.0806 | 17.5915 | 17.1025 | 16.6135 | 16.1245 | 15.6354 | 15.1464 | 14.6574 | 14.1684 | 13.6793 | 13.1903 | 12.7013 | 12.5408 | 12.3803 | 12.2198 | 12.0593 | 11.8987 | 11.7382 | 11.5777 | 11.4172 | 11.2567 | 11.0962 | 10.9357 | 10.7752 | 10.6147 | 10.4542 | 10.2936
RC3CoPVClass4 | R&D | Conservative | 30 | CommPV | Class4 | Commercial PV - Class 4 | 17.9014 | 19.0586 | 18.8346 | 18.6106 | 18.3865 | 18.1625 | 17.9385 | 17.7145 | 17.4904 | 17.2664 | 17.0424 | 16.8184 | 16.5943 | 16.3703 | 16.1463 | 15.9166 | 15.687 | 15.4573 | 15.2276 | 14.998 | 14.7683 | 14.5386 | 14.309 | 14.0793 | 13.8496 | 13.62 | 13.3903 | 13.1606 | 12.931 | 12.7013
RA3CoPVClass5 | R&D | Advanced | 30 | CommPV | Class5 | Commercial PV - Class 5 | 17.9014 | 19.0586 | 18.3844 | 17.7102 | 17.0359 | 16.3617 | 15.6875 | 15.0132 | 14.339 | 13.6648 | 12.9906 | 12.3163 | 11.6421 | 10.9679 | 10.2936 | 10.2133 | 10.1329 | 10.0525 | 9.9721 | 9.8917 | 9.8114 | 9.731 | 9.6506 | 9.5702 | 9.4898 | 9.4095 | 9.3291 | 9.2487 | 9.1683 | 9.0879
RM3CoPVClass5 | R&D | Moderate | 30 | CommPV | Class5 | Commercial PV - Class 5 | 17.9014 | 19.0586 | 18.5696 | 18.0806 | 17.5915 | 17.1025 | 16.6135 | 16.1245 | 15.6354 | 15.1464 | 14.6574 | 14.1684 | 13.6793 | 13.1903 | 12.7013 | 12.5408 | 12.3803 | 12.2198 | 12.0593 | 11.8987 | 11.7382 | 11.5777 | 11.4172 | 11.2567 | 11.0962 | 10.9357 | 10.7752 | 10.6147 | 10.4542 | 10.2936
RC3CoPVClass5 | R&D | Conservative | 30 | CommPV | Class5 | Commercial PV - Class 5 | 17.9014 | 19.0586 | 18.8346 | 18.6106 | 18.3865 | 18.1625 | 17.9385 | 17.7145 | 17.4904 | 17.2664 | 17.0424 | 16.8184 | 16.5943 | 16.3703 | 16.1463 | 15.9166 | 15.687 | 15.4573 | 15.2276 | 14.998 | 14.7683 | 14.5386 | 14.309 | 14.0793 | 13.8496 | 13.62 | 13.3903 | 13.1606 | 12.931 | 12.7013
RA3CoPVClass6 | R&D | Advanced | 30 | CommPV | Class6 | Commercial PV - Class 6 | 17.9014 | 19.0586 | 18.3844 | 17.7102 | 17.0359 | 16.3617 | 15.6875 | 15.0132 | 14.339 | 13.6648 | 12.9906 | 12.3163 | 11.6421 | 10.9679 | 10.2936 | 10.2133 | 10.1329 | 10.0525 | 9.9721 | 9.8917 | 9.8114 | 9.731 | 9.6506 | 9.5702 | 9.4898 | 9.4095 | 9.3291 | 9.2487 | 9.1683 | 9.0879
RM3CoPVClass6 | R&D | Moderate | 30 | CommPV | Class6 | Commercial PV - Class 6 | 17.9014 | 19.0586 | 18.5696 | 18.0806 | 17.5915 | 17.1025 | 16.6135 | 16.1245 | 15.6354 | 15.1464 | 14.6574 | 14.1684 | 13.6793 | 13.1903 | 12.7013 | 12.5408 | 12.3803 | 12.2198 | 12.0593 | 11.8987 | 11.7382 | 11.5777 | 11.4172 | 11.2567 | 11.0962 | 10.9357 | 10.7752 | 10.6147 | 10.4542 | 10.2936
RC3CoPVClass6 | R&D | Conservative | 30 | CommPV | Class6 | Commercial PV - Class 6 | 17.9014 | 19.0586 | 18.8346 | 18.6106 | 18.3865 | 18.1625 | 17.9385 | 17.7145 | 17.4904 | 17.2664 | 17.0424 | 16.8184 | 16.5943 | 16.3703 | 16.1463 | 15.9166 | 15.687 | 15.4573 | 15.2276 | 14.998 | 14.7683 | 14.5386 | 14.309 | 14.0793 | 13.8496 | 13.62 | 13.3903 | 13.1606 | 12.931 | 12.7013
RA3CoPVClass7 | R&D | Advanced | 30 | CommPV | Class7 | Commercial PV - Class 7 | 17.9014 | 19.0586 | 18.3844 | 17.7102 | 17.0359 | 16.3617 | 15.6875 | 15.0132 | 14.339 | 13.6648 | 12.9906 | 12.3163 | 11.6421 | 10.9679 | 10.2936 | 10.2133 | 10.1329 | 10.0525 | 9.9721 | 9.8917 | 9.8114 | 9.731 | 9.6506 | 9.5702 | 9.4898 | 9.4095 | 9.3291 | 9.2487 | 9.1683 | 9.0879
RM3CoPVClass7 | R&D | Moderate | 30 | CommPV | Class7 | Commercial PV - Class 7 | 17.9014 | 19.0586 | 18.5696 | 18.0806 | 17.5915 | 17.1025 | 16.6135 | 16.1245 | 15.6354 | 15.1464 | 14.6574 | 14.1684 | 13.6793 | 13.1903 | 12.7013 | 12.5408 | 12.3803 | 12.2198 | 12.0593 | 11.8987 | 11.7382 | 11.5777 | 11.4172 | 11.2567 | 11.0962 | 10.9357 | 10.7752 | 10.6147 | 10.4542 | 10.2936
RC3CoPVClass7 | R&D | Conservative | 30 | CommPV | Class7 | Commercial PV - Class 7 | 17.9014 | 19.0586 | 18.8346 | 18.6106 | 18.3865 | 18.1625 | 17.9385 | 17.7145 | 17.4904 | 17.2664 | 17.0424 | 16.8184 | 16.5943 | 16.3703 | 16.1463 | 15.9166 | 15.687 | 15.4573 | 15.2276 | 14.998 | 14.7683 | 14.5386 | 14.309 | 14.0793 | 13.8496 | 13.62 | 13.3903 | 13.1606 | 12.931 | 12.7013
RA3CoPVClass8 | R&D | Advanced | 30 | CommPV | Class8 | Commercial PV - Class 8 | 17.9014 | 19.0586 | 18.3844 | 17.7102 | 17.0359 | 16.3617 | 15.6875 | 15.0132 | 14.339 | 13.6648 | 12.9906 | 12.3163 | 11.6421 | 10.9679 | 10.2936 | 10.2133 | 10.1329 | 10.0525 | 9.9721 | 9.8917 | 9.8114 | 9.731 | 9.6506 | 9.5702 | 9.4898 | 9.4095 | 9.3291 | 9.2487 | 9.1683 | 9.0879
RM3CoPVClass8 | R&D | Moderate | 30 | CommPV | Class8 | Commercial PV - Class 8 | 17.9014 | 19.0586 | 18.5696 | 18.0806 | 17.5915 | 17.1025 | 16.6135 | 16.1245 | 15.6354 | 15.1464 | 14.6574 | 14.1684 | 13.6793 | 13.1903 | 12.7013 | 12.5408 | 12.3803 | 12.2198 | 12.0593 | 11.8987 | 11.7382 | 11.5777 | 11.4172 | 11.2567 | 11.0962 | 10.9357 | 10.7752 | 10.6147 | 10.4542 | 10.2936
RC3CoPVClass8 | R&D | Conservative | 30 | CommPV | Class8 | Commercial PV - Class 8 | 17.9014 | 19.0586 | 18.8346 | 18.6106 | 18.3865 | 18.1625 | 17.9385 | 17.7145 | 17.4904 | 17.2664 | 17.0424 | 16.8184 | 16.5943 | 16.3703 | 16.1463 | 15.9166 | 15.687 | 15.4573 | 15.2276 | 14.998 | 14.7683 | 14.5386 | 14.309 | 14.0793 | 13.8496 | 13.62 | 13.3903 | 13.1606 | 12.931 | 12.7013
RA3CoPVClass9 | R&D | Advanced | 30 | CommPV | Class9 | Commercial PV - Class 9 | 17.9014 | 19.0586 | 18.3844 | 17.7102 | 17.0359 | 16.3617 | 15.6875 | 15.0132 | 14.339 | 13.6648 | 12.9906 | 12.3163 | 11.6421 | 10.9679 | 10.2936 | 10.2133 | 10.1329 | 10.0525 | 9.9721 | 9.8917 | 9.8114 | 9.731 | 9.6506 | 9.5702 | 9.4898 | 9.4095 | 9.3291 | 9.2487 | 9.1683 | 9.0879
RM3CoPVClass9 | R&D | Moderate | 30 | CommPV | Class9 | Commercial PV - Class 9 | 17.9014 | 19.0586 | 18.5696 | 18.0806 | 17.5915 | 17.1025 | 16.6135 | 16.1245 | 15.6354 | 15.1464 | 14.6574 | 14.1684 | 13.6793 | 13.1903 | 12.7013 | 12.5408 | 12.3803 | 12.2198 | 12.0593 | 11.8987 | 11.7382 | 11.5777 | 11.4172 | 11.2567 | 11.0962 | 10.9357 | 10.7752 | 10.6147 | 10.4542 | 10.2936
RC3CoPVClass9 | R&D | Conservative | 30 | CommPV | Class9 | Commercial PV - Class 9 | 17.9014 | 19.0586 | 18.8346 | 18.6106 | 18.3865 | 18.1625 | 17.9385 | 17.7145 | 17.4904 | 17.2664 | 17.0424 | 16.8184 | 16.5943 | 16.3703 | 16.1463 | 15.9166 | 15.687 | 15.4573 | 15.2276 | 14.998 | 14.7683 | 14.5386 | 14.309 | 14.0793 | 13.8496 | 13.62 | 13.3903 | 13.1606 | 12.931 | 12.7013
RA3CoPVClass0 | R&D | Advanced | 30 | CommPV | Class10 | Commercial PV - Class 10 | 17.9014 | 19.0586 | 18.3844 | 17.7102 | 17.0359 | 16.3617 | 15.6875 | 15.0132 | 14.339 | 13.6648 | 12.9906 | 12.3163 | 11.6421 | 10.9679 | 10.2936 | 10.2133 | 10.1329 | 10.0525 | 9.9721 | 9.8917 | 9.8114 | 9.731 | 9.6506 | 9.5702 | 9.4898 | 9.4095 | 9.3291 | 9.2487 | 9.1683 | 9.0879
RM3CoPVClass0 | R&D | Moderate | 30 | CommPV | Class10 | Commercial PV - Class 10 | 17.9014 | 19.0586 | 18.5696 | 18.0806 | 17.5915 | 17.1025 | 16.6135 | 16.1245 | 15.6354 | 15.1464 | 14.6574 | 14.1684 | 13.6793 | 13.1903 | 12.7013 | 12.5408 | 12.3803 | 12.2198 | 12.0593 | 11.8987 | 11.7382 | 11.5777 | 11.4172 | 11.2567 | 11.0962 | 10.9357 | 10.7752 | 10.6147 | 10.4542 | 10.2936
RC3CoPVClass0 | R&D | Conservative | 30 | CommPV | Class10 | Commercial PV - Class 10 | 17.9014 | 19.0586 | 18.8346 | 18.6106 | 18.3865 | 18.1625 | 17.9385 | 17.7145 | 17.4904 | 17.2664 | 17.0424 | 16.8184 | 16.5943 | 16.3703 | 16.1463 | 15.9166 | 15.687 | 15.4573 | 15.2276 | 14.998 | 14.7683 | 14.5386 | 14.309 | 14.0793 | 13.8496 | 13.62 | 13.3903 | 13.1606 | 12.931 | 12.7013
RA3RePVClass1 | R&D | Advanced | 30 | ResPV | Class1 | Residential PV - Class 1 | 30.3276 | 31.1208 | 29.7812 | 28.4415 | 27.1019 | 25.7623 | 24.4227 | 23.083 | 21.7434 | 20.4038 | 19.0641 | 17.7245 | 16.3849 | 15.0453 | 13.7056 | 13.5494 | 13.3931 | 13.2369 | 13.0806 | 12.9244 | 12.7682 | 12.6119 | 12.4557 | 12.2994 | 12.1432 | 11.9869 | 11.8307 | 11.6744 | 11.5182 | 11.3619
RM3RePVClass1 | R&D | Moderate | 30 | ResPV | Class1 | Residential PV - Class 1 | 30.3276 | 31.1208 | 30.1168 | 29.1128 | 28.1088 | 27.1048 | 26.1009 | 25.0969 | 24.0929 | 23.0889 | 22.0849 | 21.0809 | 20.0769 | 19.0729 | 18.069 | 17.7781 | 17.4872 | 17.1963 | 16.9054 | 16.6145 | 16.3236 | 16.0327 | 15.7419 | 15.451 | 15.1601 | 14.8692 | 14.5783 | 14.2874 | 13.9965 | 13.7056
RC3RePVClass1 | R&D | Conservative | 30 | ResPV | Class1 | Residential PV - Class 1 | 30.3276 | 31.1208 | 30.5941 | 30.0674 | 29.5407 | 29.014 | 28.4873 | 27.9605 | 27.4338 | 26.9071 | 26.3804 | 25.8537 | 25.327 | 24.8003 | 24.2736 | 23.86 | 23.4463 | 23.0327 | 22.619 | 22.2054 | 21.7917 | 21.3781 | 20.9645 | 20.5508 | 20.1372 | 19.7235 | 19.3099 | 18.8962 | 18.4826 | 18.069
RA3RePVClass2 | R&D | Advanced | 30 | ResPV | Class2 | Residential PV - Class 2 | 30.3276 | 31.1208 | 29.7812 | 28.4415 | 27.1019 | 25.7623 | 24.4227 | 23.083 | 21.7434 | 20.4038 | 19.0641 | 17.7245 | 16.3849 | 15.0453 | 13.7056 | 13.5494 | 13.3931 | 13.2369 | 13.0806 | 12.9244 | 12.7682 | 12.6119 | 12.4557 | 12.2994 | 12.1432 | 11.9869 | 11.8307 | 11.6744 | 11.5182 | 11.3619
RM3RePVClass2 | R&D | Moderate | 30 | ResPV | Class2 | Residential PV - Class 2 | 30.3276 | 31.1208 | 30.1168 | 29.1128 | 28.1088 | 27.1048 | 26.1009 | 25.0969 | 24.0929 | 23.0889 | 22.0849 | 21.0809 | 20.0769 | 19.0729 | 18.069 | 17.7781 | 17.4872 | 17.1963 | 16.9054 | 16.6145 | 16.3236 | 16.0327 | 15.7419 | 15.451 | 15.1601 | 14.8692 | 14.5783 | 14.2874 | 13.9965 | 13.7056
RC3RePVClass2 | R&D | Conservative | 30 | ResPV | Class2 | Residential PV - Class 2 | 30.3276 | 31.1208 | 30.5941 | 30.0674 | 29.5407 | 29.014 | 28.4873 | 27.9605 | 27.4338 | 26.9071 | 26.3804 | 25.8537 | 25.327 | 24.8003 | 24.2736 | 23.86 | 23.4463 | 23.0327 | 22.619 | 22.2054 | 21.7917 | 21.3781 | 20.9645 | 20.5508 | 20.1372 | 19.7235 | 19.3099 | 18.8962 | 18.4826 | 18.069
RA3RePVClass3 | R&D | Advanced | 30 | ResPV | Class3 | Residential PV - Class 3 | 30.3276 | 31.1208 | 29.7812 | 28.4415 | 27.1019 | 25.7623 | 24.4227 | 23.083 | 21.7434 | 20.4038 | 19.0641 | 17.7245 | 16.3849 | 15.0453 | 13.7056 | 13.5494 | 13.3931 | 13.2369 | 13.0806 | 12.9244 | 12.7682 | 12.6119 | 12.4557 | 12.2994 | 12.1432 | 11.9869 | 11.8307 | 11.6744 | 11.5182 | 11.3619
RM3RePVClass3 | R&D | Moderate | 30 | ResPV | Class3 | Residential PV - Class 3 | 30.3276 | 31.1208 | 30.1168 | 29.1128 | 28.1088 | 27.1048 | 26.1009 | 25.0969 | 24.0929 | 23.0889 | 22.0849 | 21.0809 | 20.0769 | 19.0729 | 18.069 | 17.7781 | 17.4872 | 17.1963 | 16.9054 | 16.6145 | 16.3236 | 16.0327 | 15.7419 | 15.451 | 15.1601 | 14.8692 | 14.5783 | 14.2874 | 13.9965 | 13.7056
RC3RePVClass3 | R&D | Conservative | 30 | ResPV | Class3 | Residential PV - Class 3 | 30.3276 | 31.1208 | 30.5941 | 30.0674 | 29.5407 | 29.014 | 28.4873 | 27.9605 | 27.4338 | 26.9071 | 26.3804 | 25.8537 | 25.327 | 24.8003 | 24.2736 | 23.86 | 23.4463 | 23.0327 | 22.619 | 22.2054 | 21.7917 | 21.3781 | 20.9645 | 20.5508 | 20.1372 | 19.7235 | 19.3099 | 18.8962 | 18.4826 | 18.069
RA3RePVClass4 | R&D | Advanced | 30 | ResPV | Class4 | Residential PV - Class 4 | 30.3276 | 31.1208 | 29.7812 | 28.4415 | 27.1019 | 25.7623 | 24.4227 | 23.083 | 21.7434 | 20.4038 | 19.0641 | 17.7245 | 16.3849 | 15.0453 | 13.7056 | 13.5494 | 13.3931 | 13.2369 | 13.0806 | 12.9244 | 12.7682 | 12.6119 | 12.4557 | 12.2994 | 12.1432 | 11.9869 | 11.8307 | 11.6744 | 11.5182 | 11.3619
RM3RePVClass4 | R&D | Moderate | 30 | ResPV | Class4 | Residential PV - Class 4 | 30.3276 | 31.1208 | 30.1168 | 29.1128 | 28.1088 | 27.1048 | 26.1009 | 25.0969 | 24.0929 | 23.0889 | 22.0849 | 21.0809 | 20.0769 | 19.0729 | 18.069 | 17.7781 | 17.4872 | 17.1963 | 16.9054 | 16.6145 | 16.3236 | 16.0327 | 15.7419 | 15.451 | 15.1601 | 14.8692 | 14.5783 | 14.2874 | 13.9965 | 13.7056
RC3RePVClass4 | R&D | Conservative | 30 | ResPV | Class4 | Residential PV - Class 4 | 30.3276 | 31.1208 | 30.5941 | 30.0674 | 29.5407 | 29.014 | 28.4873 | 27.9605 | 27.4338 | 26.9071 | 26.3804 | 25.8537 | 25.327 | 24.8003 | 24.2736 | 23.86 | 23.4463 | 23.0327 | 22.619 | 22.2054 | 21.7917 | 21.3781 | 20.9645 | 20.5508 | 20.1372 | 19.7235 | 19.3099 | 18.8962 | 18.4826 | 18.069
RA3RePVClass5 | R&D | Advanced | 30 | ResPV | Class5 | Residential PV - Class 5 | 30.3276 | 31.1208 | 29.7812 | 28.4415 | 27.1019 | 25.7623 | 24.4227 | 23.083 | 21.7434 | 20.4038 | 19.0641 | 17.7245 | 16.3849 | 15.0453 | 13.7056 | 13.5494 | 13.3931 | 13.2369 | 13.0806 | 12.9244 | 12.7682 | 12.6119 | 12.4557 | 12.2994 | 12.1432 | 11.9869 | 11.8307 | 11.6744 | 11.5182 | 11.3619
RM3RePVClass5 | R&D | Moderate | 30 | ResPV | Class5 | Residential PV - Class 5 | 30.3276 | 31.1208 | 30.1168 | 29.1128 | 28.1088 | 27.1048 | 26.1009 | 25.0969 | 24.0929 | 23.0889 | 22.0849 | 21.0809 | 20.0769 | 19.0729 | 18.069 | 17.7781 | 17.4872 | 17.1963 | 16.9054 | 16.6145 | 16.3236 | 16.0327 | 15.7419 | 15.451 | 15.1601 | 14.8692 | 14.5783 | 14.2874 | 13.9965 | 13.7056
RC3RePVClass5 | R&D | Conservative | 30 | ResPV | Class5 | Residential PV - Class 5 | 30.3276 | 31.1208 | 30.5941 | 30.0674 | 29.5407 | 29.014 | 28.4873 | 27.9605 | 27.4338 | 26.9071 | 26.3804 | 25.8537 | 25.327 | 24.8003 | 24.2736 | 23.86 | 23.4463 | 23.0327 | 22.619 | 22.2054 | 21.7917 | 21.3781 | 20.9645 | 20.5508 | 20.1372 | 19.7235 | 19.3099 | 18.8962 | 18.4826 | 18.069
RA3RePVClass6 | R&D | Advanced | 30 | ResPV | Class6 | Residential PV - Class 6 | 30.3276 | 31.1208 | 29.7812 | 28.4415 | 27.1019 | 25.7623 | 24.4227 | 23.083 | 21.7434 | 20.4038 | 19.0641 | 17.7245 | 16.3849 | 15.0453 | 13.7056 | 13.5494 | 13.3931 | 13.2369 | 13.0806 | 12.9244 | 12.7682 | 12.6119 | 12.4557 | 12.2994 | 12.1432 | 11.9869 | 11.8307 | 11.6744 | 11.5182 | 11.3619
RM3RePVClass6 | R&D | Moderate | 30 | ResPV | Class6 | Residential PV - Class 6 | 30.3276 | 31.1208 | 30.1168 | 29.1128 | 28.1088 | 27.1048 | 26.1009 | 25.0969 | 24.0929 | 23.0889 | 22.0849 | 21.0809 | 20.0769 | 19.0729 | 18.069 | 17.7781 | 17.4872 | 17.1963 | 16.9054 | 16.6145 | 16.3236 | 16.0327 | 15.7419 | 15.451 | 15.1601 | 14.8692 | 14.5783 | 14.2874 | 13.9965 | 13.7056
RC3RePVClass6 | R&D | Conservative | 30 | ResPV | Class6 | Residential PV - Class 6 | 30.3276 | 31.1208 | 30.5941 | 30.0674 | 29.5407 | 29.014 | 28.4873 | 27.9605 | 27.4338 | 26.9071 | 26.3804 | 25.8537 | 25.327 | 24.8003 | 24.2736 | 23.86 | 23.4463 | 23.0327 | 22.619 | 22.2054 | 21.7917 | 21.3781 | 20.9645 | 20.5508 | 20.1372 | 19.7235 | 19.3099 | 18.8962 | 18.4826 | 18.069
RA3RePVClass7 | R&D | Advanced | 30 | ResPV | Class7 | Residential PV - Class 7 | 30.3276 | 31.1208 | 29.7812 | 28.4415 | 27.1019 | 25.7623 | 24.4227 | 23.083 | 21.7434 | 20.4038 | 19.0641 | 17.7245 | 16.3849 | 15.0453 | 13.7056 | 13.5494 | 13.3931 | 13.2369 | 13.0806 | 12.9244 | 12.7682 | 12.6119 | 12.4557 | 12.2994 | 12.1432 | 11.9869 | 11.8307 | 11.6744 | 11.5182 | 11.3619
RM3RePVClass7 | R&D | Moderate | 30 | ResPV | Class7 | Residential PV - Class 7 | 30.3276 | 31.1208 | 30.1168 | 29.1128 | 28.1088 | 27.1048 | 26.1009 | 25.0969 | 24.0929 | 23.0889 | 22.0849 | 21.0809 | 20.0769 | 19.0729 | 18.069 | 17.7781 | 17.4872 | 17.1963 | 16.9054 | 16.6145 | 16.3236 | 16.0327 | 15.7419 | 15.451 | 15.1601 | 14.8692 | 14.5783 | 14.2874 | 13.9965 | 13.7056
RC3RePVClass7 | R&D | Conservative | 30 | ResPV | Class7 | Residential PV - Class 7 | 30.3276 | 31.1208 | 30.5941 | 30.0674 | 29.5407 | 29.014 | 28.4873 | 27.9605 | 27.4338 | 26.9071 | 26.3804 | 25.8537 | 25.327 | 24.8003 | 24.2736 | 23.86 | 23.4463 | 23.0327 | 22.619 | 22.2054 | 21.7917 | 21.3781 | 20.9645 | 20.5508 | 20.1372 | 19.7235 | 19.3099 | 18.8962 | 18.4826 | 18.069
RA3RePVClass8 | R&D | Advanced | 30 | ResPV | Class8 | Residential PV - Class 8 | 30.3276 | 31.1208 | 29.7812 | 28.4415 | 27.1019 | 25.7623 | 24.4227 | 23.083 | 21.7434 | 20.4038 | 19.0641 | 17.7245 | 16.3849 | 15.0453 | 13.7056 | 13.5494 | 13.3931 | 13.2369 | 13.0806 | 12.9244 | 12.7682 | 12.6119 | 12.4557 | 12.2994 | 12.1432 | 11.9869 | 11.8307 | 11.6744 | 11.5182 | 11.3619
RM3RePVClass8 | R&D | Moderate | 30 | ResPV | Class8 | Residential PV - Class 8 | 30.3276 | 31.1208 | 30.1168 | 29.1128 | 28.1088 | 27.1048 | 26.1009 | 25.0969 | 24.0929 | 23.0889 | 22.0849 | 21.0809 | 20.0769 | 19.0729 | 18.069 | 17.7781 | 17.4872 | 17.1963 | 16.9054 | 16.6145 | 16.3236 | 16.0327 | 15.7419 | 15.451 | 15.1601 | 14.8692 | 14.5783 | 14.2874 | 13.9965 | 13.7056
RC3RePVClass8 | R&D | Conservative | 30 | ResPV | Class8 | Residential PV - Class 8 | 30.3276 | 31.1208 | 30.5941 | 30.0674 | 29.5407 | 29.014 | 28.4873 | 27.9605 | 27.4338 | 26.9071 | 26.3804 | 25.8537 | 25.327 | 24.8003 | 24.2736 | 23.86 | 23.4463 | 23.0327 | 22.619 | 22.2054 | 21.7917 | 21.3781 | 20.9645 | 20.5508 | 20.1372 | 19.7235 | 19.3099 | 18.8962 | 18.4826 | 18.069
RA3RePVClass9 | R&D | Advanced | 30 | ResPV | Class9 | Residential PV - Class 9 | 30.3276 | 31.1208 | 29.7812 | 28.4415 | 27.1019 | 25.7623 | 24.4227 | 23.083 | 21.7434 | 20.4038 | 19.0641 | 17.7245 | 16.3849 | 15.0453 | 13.7056 | 13.5494 | 13.3931 | 13.2369 | 13.0806 | 12.9244 | 12.7682 | 12.6119 | 12.4557 | 12.2994 | 12.1432 | 11.9869 | 11.8307 | 11.6744 | 11.5182 | 11.3619
RM3RePVClass9 | R&D | Moderate | 30 | ResPV | Class9 | Residential PV - Class 9 | 30.3276 | 31.1208 | 30.1168 | 29.1128 | 28.1088 | 27.1048 | 26.1009 | 25.0969 | 24.0929 | 23.0889 | 22.0849 | 21.0809 | 20.0769 | 19.0729 | 18.069 | 17.7781 | 17.4872 | 17.1963 | 16.9054 | 16.6145 | 16.3236 | 16.0327 | 15.7419 | 15.451 | 15.1601 | 14.8692 | 14.5783 | 14.2874 | 13.9965 | 13.7056
RC3RePVClass9 | R&D | Conservative | 30 | ResPV | Class9 | Residential PV - Class 9 | 30.3276 | 31.1208 | 30.5941 | 30.0674 | 29.5407 | 29.014 | 28.4873 | 27.9605 | 27.4338 | 26.9071 | 26.3804 | 25.8537 | 25.327 | 24.8003 | 24.2736 | 23.86 | 23.4463 | 23.0327 | 22.619 | 22.2054 | 21.7917 | 21.3781 | 20.9645 | 20.5508 | 20.1372 | 19.7235 | 19.3099 | 18.8962 | 18.4826 | 18.069
RA3RePVClass0 | R&D | Advanced | 30 | ResPV | Class10 | Residential PV - Class 10 | 30.3276 | 31.1208 | 29.7812 | 28.4415 | 27.1019 | 25.7623 | 24.4227 | 23.083 | 21.7434 | 20.4038 | 19.0641 | 17.7245 | 16.3849 | 15.0453 | 13.7056 | 13.5494 | 13.3931 | 13.2369 | 13.0806 | 12.9244 | 12.7682 | 12.6119 | 12.4557 | 12.2994 | 12.1432 | 11.9869 | 11.8307 | 11.6744 | 11.5182 | 11.3619
RM3RePVClass0 | R&D | Moderate | 30 | ResPV | Class10 | Residential PV - Class 10 | 30.3276 | 31.1208 | 30.1168 | 29.1128 | 28.1088 | 27.1048 | 26.1009 | 25.0969 | 24.0929 | 23.0889 | 22.0849 | 21.0809 | 20.0769 | 19.0729 | 18.069 | 17.7781 | 17.4872 | 17.1963 | 16.9054 | 16.6145 | 16.3236 | 16.0327 | 15.7419 | 15.451 | 15.1601 | 14.8692 | 14.5783 | 14.2874 | 13.9965 | 13.7056
RC3RePVClass0 | R&D | Conservative | 30 | ResPV | Class10 | Residential PV - Class 10 | 30.3276 | 31.1208 | 30.5941 | 30.0674 | 29.5407 | 29.014 | 28.4873 | 27.9605 | 27.4338 | 26.9071 | 26.3804 | 25.8537 | 25.327 | 24.8003 | 24.2736 | 23.86 | 23.4463 | 23.0327 | 22.619 | 22.2054 | 21.7917 | 21.3781 | 20.9645 | 20.5508 | 20.1372 | 19.7235 | 19.3099 | 18.8962 | 18.4826 | 18.069
RA3GealHydroh | R&D | Advanced | 30 | Geothermal | HydroFlash | Geothermal - Hydro / Flash | 113.6218 | 112.8038 | 111.9858 | 111.1679 | 110.3499 | 109.5319 | 108.7139 | 107.8959 | 107.078 | 106.26 | 105.442 | 104.624 | 103.806 | 102.9881 | 102.1701 | 102.1701 | 102.1701 | 102.1701 | 102.1701 | 102.1701 | 102.1701 | 102.1701 | 102.1701 | 102.1701 | 102.1701 | 102.1701 | 102.1701 | 102.1701 | 102.1701 | 102.1701
RM3GealHydroh | R&D | Moderate | 30 | Geothermal | HydroFlash | Geothermal - Hydro / Flash | 113.6218 | 112.9034 | 112.185 | 111.4666 | 110.7481 | 110.0297 | 109.3113 | 108.5929 | 107.8745 | 107.1561 | 106.4376 | 105.7192 | 105.0008 | 104.2824 | 103.564 | 103.564 | 103.564 | 103.564 | 103.564 | 103.564 | 103.564 | 103.564 | 103.564 | 103.564 | 103.564 | 103.564 | 103.564 | 103.564 | 103.564 | 103.564
RC3GealHydroh | R&D | Conservative | 30 | Geothermal | HydroFlash | Geothermal - Hydro / Flash | 113.6218 | 113.6218 | 113.6218 | 113.6218 | 113.6218 | 113.6218 | 113.6218 | 113.6218 | 113.6218 | 113.6218 | 113.6218 | 113.6218 | 113.6218 | 113.6218 | 113.6218 | 113.6218 | 113.6218 | 113.6218 | 113.6218 | 113.6218 | 113.6218 | 113.6218 | 113.6218 | 113.6218 | 113.6218 | 113.6218 | 113.6218 | 113.6218 | 113.6218 | 113.6218
RA3GealHydroy | R&D | Advanced | 30 | Geothermal | HydroBinary | Geothermal - Hydro / Binary | 151.0568 | 148.5754 | 146.094 | 143.6126 | 141.1312 | 138.6498 | 136.1684 | 133.6871 | 131.2057 | 128.7243 | 126.2429 | 123.7615 | 121.2801 | 118.7987 | 116.3173 | 116.3173 | 116.3173 | 116.3173 | 116.3173 | 116.3173 | 116.3173 | 116.3173 | 116.3173 | 116.3173 | 116.3173 | 116.3173 | 116.3173 | 116.3173 | 116.3173 | 116.3173
RM3GealHydroy | R&D | Moderate | 30 | Geothermal | HydroBinary | Geothermal - Hydro / Binary | 151.0568 | 149.1311 | 147.2054 | 145.2797 | 143.354 | 141.4283 | 139.5026 | 137.5769 | 135.6512 | 133.7255 | 131.7999 | 129.8742 | 127.9485 | 126.0228 | 124.0971 | 124.0971 | 124.0971 | 124.0971 | 124.0971 | 124.0971 | 124.0971 | 124.0971 | 124.0971 | 124.0971 | 124.0971 | 124.0971 | 124.0971 | 124.0971 | 124.0971 | 124.0971
RC3GealHydroy | R&D | Conservative | 30 | Geothermal | HydroBinary | Geothermal - Hydro / Binary | 151.0568 | 151.0568 | 151.0568 | 151.0568 | 151.0568 | 151.0568 | 151.0568 | 151.0568 | 151.0568 | 151.0568 | 151.0568 | 151.0568 | 151.0568 | 151.0568 | 151.0568 | 151.0568 | 151.0568 | 151.0568 | 151.0568 | 151.0568 | 151.0568 | 151.0568 | 151.0568 | 151.0568 | 151.0568 | 151.0568 | 151.0568 | 151.0568 | 151.0568 | 151.0568
RA3GealNFEGSh | R&D | Advanced | 30 | Geothermal | NFEGSFlash | Geothermal - NF EGS / Flash | 202.5457 | 195.5206 | 188.4954 | 181.4703 | 174.4452 | 167.42 | 160.3949 | 153.3698 | 146.3446 | 139.3195 | 132.2944 | 125.2692 | 118.2441 | 111.219 | 104.1938 | 104.1938 | 104.1938 | 104.1938 | 104.1938 | 104.1938 | 104.1938 | 104.1938 | 104.1938 | 104.1938 | 104.1938 | 104.1938 | 104.1938 | 104.1938 | 104.1938 | 104.1938
RM3GealNFEGSh | R&D | Moderate | 30 | Geothermal | NFEGSFlash | Geothermal - NF EGS / Flash | 202.5457 | 198.0768 | 193.6079 | 189.139 | 184.6701 | 180.2012 | 175.7323 | 171.2634 | 166.7945 | 162.3256 | 157.8567 | 153.3878 | 148.9189 | 144.45 | 139.9811 | 139.9811 | 139.9811 | 139.9811 | 139.9811 | 139.9811 | 139.9811 | 139.9811 | 139.9811 | 139.9811 | 139.9811 | 139.9811 | 139.9811 | 139.9811 | 139.9811 | 139.9811
RC3GealNFEGSh | R&D | Conservative | 30 | Geothermal | NFEGSFlash | Geothermal - NF EGS / Flash | 202.5457 | 202.5457 | 202.5457 | 202.5457 | 202.5457 | 202.5457 | 202.5457 | 202.5457 | 202.5457 | 202.5457 | 202.5457 | 202.5457 | 202.5457 | 202.5457 | 202.5457 | 202.5457 | 202.5457 | 202.5457 | 202.5457 | 202.5457 | 202.5457 | 202.5457 | 202.5457 | 202.5457 | 202.5457 | 202.5457 | 202.5457 | 202.5457 | 202.5457 | 202.5457
RA3GealNFEGSy | R&D | Advanced | 30 | Geothermal | NFEGSBinary | Geothermal - NF EGS / Binary | 452.5184 | 428.2017 | 403.8849 | 379.5682 | 355.2515 | 330.9348 | 306.6181 | 282.3014 | 257.9847 | 233.668 | 209.3513 | 185.0346 | 160.7179 | 136.4012 | 112.0845 | 112.0845 | 112.0845 | 112.0845 | 112.0845 | 112.0845 | 112.0845 | 112.0845 | 112.0845 | 112.0845 | 112.0845 | 112.0845 | 112.0845 | 112.0845 | 112.0845 | 112.0845
RM3GealNFEGSy | R&D | Moderate | 30 | Geothermal | NFEGSBinary | Geothermal - NF EGS / Binary | 452.5184 | 432.9573 | 413.3963 | 393.8353 | 374.2743 | 354.7133 | 335.1523 | 315.5912 | 296.0302 | 276.4692 | 256.9082 | 237.3472 | 217.7862 | 198.2252 | 178.6641 | 178.6641 | 178.6641 | 178.6641 | 178.6641 | 178.6641 | 178.6641 | 178.6641 | 178.6641 | 178.6641 | 178.6641 | 178.6641 | 178.6641 | 178.6641 | 178.6641 | 178.6641
RC3GealNFEGSy | R&D | Conservative | 30 | Geothermal | NFEGSBinary | Geothermal - NF EGS / Binary | 452.5184 | 452.5184 | 452.5184 | 452.5184 | 452.5184 | 452.5184 | 452.5184 | 452.5184 | 452.5184 | 452.5184 | 452.5184 | 452.5184 | 452.5184 | 452.5184 | 452.5184 | 452.5184 | 452.5184 | 452.5184 | 452.5184 | 452.5184 | 452.5184 | 452.5184 | 452.5184 | 452.5184 | 452.5184 | 452.5184 | 452.5184 | 452.5184 | 452.5184 | 452.5184
RA3GealDeepEh | R&D | Advanced | 30 | Geothermal | DeepEGSFlash | Geothermal - Deep EGS / Flash | 200.6174 | 192.8787 | 185.14 | 177.4013 | 169.6627 | 161.924 | 154.1853 | 146.4466 | 138.7079 | 130.9692 | 123.2305 | 115.4918 | 107.7532 | 100.0145 | 92.2758 | 92.2758 | 92.2758 | 92.2758 | 92.2758 | 92.2758 | 92.2758 | 92.2758 | 92.2758 | 92.2758 | 92.2758 | 92.2758 | 92.2758 | 92.2758 | 92.2758 | 92.2758
RM3GealDeepEh | R&D | Moderate | 30 | Geothermal | DeepEGSFlash | Geothermal - Deep EGS / Flash | 200.6174 | 196.2165 | 191.8157 | 187.4148 | 183.0139 | 178.613 | 174.2122 | 169.8113 | 165.4104 | 161.0095 | 156.6087 | 152.2078 | 147.8069 | 143.406 | 139.0052 | 139.0052 | 139.0052 | 139.0052 | 139.0052 | 139.0052 | 139.0052 | 139.0052 | 139.0052 | 139.0052 | 139.0052 | 139.0052 | 139.0052 | 139.0052 | 139.0052 | 139.0052
RC3GealDeepEh | R&D | Conservative | 30 | Geothermal | DeepEGSFlash | Geothermal - Deep EGS / Flash | 200.6174 | 200.6174 | 200.6174 | 200.6174 | 200.6174 | 200.6174 | 200.6174 | 200.6174 | 200.6174 | 200.6174 | 200.6174 | 200.6174 | 200.6174 | 200.6174 | 200.6174 | 200.6174 | 200.6174 | 200.6174 | 200.6174 | 200.6174 | 200.6174 | 200.6174 | 200.6174 | 200.6174 | 200.6174 | 200.6174 | 200.6174 | 200.6174 | 200.6174 | 200.6174
RA3GealDeepEy | R&D | Advanced | 30 | Geothermal | DeepEGSBinary | Geothermal - Deep EGS / Binary | 510.8877 | 482.3336 | 453.7796 | 425.2255 | 396.6715 | 368.1175 | 339.5634 | 311.0094 | 282.4553 | 253.9013 | 225.3473 | 196.7932 | 168.2392 | 139.6851 | 111.1311 | 111.1311 | 111.1311 | 111.1311 | 111.1311 | 111.1311 | 111.1311 | 111.1311 | 111.1311 | 111.1311 | 111.1311 | 111.1311 | 111.1311 | 111.1311 | 111.1311 | 111.1311
RM3GealDeepEy | R&D | Moderate | 30 | Geothermal | DeepEGSBinary | Geothermal - Deep EGS / Binary | 510.8877 | 488.1983 | 465.5089 | 442.8196 | 420.1302 | 397.4409 | 374.7515 | 352.0622 | 329.3728 | 306.6835 | 283.9941 | 261.3047 | 238.6154 | 215.926 | 193.2367 | 193.2367 | 193.2367 | 193.2367 | 193.2367 | 193.2367 | 193.2367 | 193.2367 | 193.2367 | 193.2367 | 193.2367 | 193.2367 | 193.2367 | 193.2367 | 193.2367 | 193.2367
RC3GealDeepEy | R&D | Conservative | 30 | Geothermal | DeepEGSBinary | Geothermal - Deep EGS / Binary | 510.8877 | 510.8877 | 510.8877 | 510.8877 | 510.8877 | 510.8877 | 510.8877 | 510.8877 | 510.8877 | 510.8877 | 510.8877 | 510.8877 | 510.8877 | 510.8877 | 510.8877 | 510.8877 | 510.8877 | 510.8877 | 510.8877 | 510.8877 | 510.8877 | 510.8877 | 510.8877 | 510.8877 | 510.8877 | 510.8877 | 510.8877 | 510.8877 | 510.8877 | 510.8877
RM6NuarNucler | R&D | Moderate | 60 | Nuclear | Nuclear | Nuclear - AP1000 | 152.12 | 152.12 | 152.12 | 152.12 | 152.12 | 152.12 | 152.12 | 152.12 | 152.12 | 152.12 | 152.12 | 152.12 | 152.12 | 152.12 | 152.12 | 152.12 | 152.12 | 152.12 | 152.12 | 152.12 | 152.12 | 152.12 | 152.12 | 152.12 | 152.12 | 152.12 | 152.12 | 152.12 | 152.12 | 152.12
RM6NuarNucleR | R&D | Moderate | 60 | Nuclear | NuclearSMR | Nuclear - Small Modular Reactor | 118.8 | 118.8 | 118.8 | 118.8 | 118.8 | 118.8 | 118.8 | 118.8 | 118.8 | 118.8 | 118.8 | 118.8 | 118.8 | 118.8 | 118.8 | 118.8 | 118.8 | 118.8 | 118.8 | 118.8 | 118.8 | 118.8 | 118.8 | 118.8 | 118.8 | 118.8 | 118.8 | 118.8 | 118.8 | 118.8
RA4BierDedicd | R&D | Advanced | 45 | Biopower | Dedicated | Biopower - Dedicated | 157.22 | 157.22 | 157.22 | 157.22 | 157.22 | 157.22 | 157.22 | 157.22 | 157.22 | 157.22 | 157.22 | 157.22 | 157.22 | 157.22 | 157.22 | 157.22 | 157.22 | 157.22 | 157.22 | 157.22 | 157.22 | 157.22 | 157.22 | 157.22 | 157.22 | 157.22 | 157.22 | 157.22 | 157.22 | 157.22
RM4BierDedicd | R&D | Moderate | 45 | Biopower | Dedicated | Biopower - Dedicated | 157.22 | 157.22 | 157.22 | 157.22 | 157.22 | 157.22 | 157.22 | 157.22 | 157.22 | 157.22 | 157.22 | 157.22 | 157.22 | 157.22 | 157.22 | 157.22 | 157.22 | 157.22 | 157.22 | 157.22 | 157.22 | 157.22 | 157.22 | 157.22 | 157.22 | 157.22 | 157.22 | 157.22 | 157.22 | 157.22
RC4BierDedicd | R&D | Conservative | 45 | Biopower | Dedicated | Biopower - Dedicated | 157.22 | 157.22 | 157.22 | 157.22 | 157.22 | 157.22 | 157.22 | 157.22 | 157.22 | 157.22 | 157.22 | 157.22 | 157.22 | 157.22 | 157.22 | 157.22 | 157.22 | 157.22 | 157.22 | 157.22 | 157.22 | 157.22 | 157.22 | 157.22 | 157.22 | 157.22 | 157.22 | 157.22 | 157.22 | 157.22
RA*Utge2Hr Be | R&D | Advanced | * | Utility-Scale Battery Storage | 2Hr Battery Storage | Utility-Scale Battery Storage - 2Hr | 23.5787 | 26.5015 | 19.0621 | 17.9886 | 17.0692 | 16.3488 | 15.6278 | 14.9078 | 14.1882 | 13.4534 | 13.2156 | 12.9778 | 12.7548 | 12.517 | 12.2634 | 12.0404 | 11.8026 | 11.5648 | 11.3269 | 11.1041 | 10.8663 | 10.6124 | 10.3745 | 10.1518 | 9.9139 | 9.676 | 9.4381 | 9.2157 | 8.9778 | 8.7233
RM*Utge2Hr Be | R&D | Moderate | * | Utility-Scale Battery Storage | 2Hr Battery Storage | Utility-Scale Battery Storage - 2Hr | 23.5787 | 26.5015 | 25.5592 | 24.4993 | 21.5559 | 20.9866 | 20.4184 | 19.8514 | 19.2857 | 18.7215 | 18.4645 | 18.2072 | 17.9498 | 17.6923 | 17.4345 | 17.1765 | 16.9182 | 16.6598 | 16.4011 | 16.1422 | 15.883 | 15.6236 | 15.3638 | 15.1038 | 14.8435 | 14.5828 | 14.3218 | 14.0605 | 13.7988 | 13.5367
RC*Utge2Hr Be | R&D | Conservative | * | Utility-Scale Battery Storage | 2Hr Battery Storage | Utility-Scale Battery Storage - 2Hr | 23.5787 | 26.5015 | 27.4768 | 27.6806 | 27.2959 | 26.3536 | 25.4103 | 24.4659 | 23.5204 | 22.5735 | 22.4189 | 22.2644 | 22.1098 | 21.9553 | 21.8007 | 21.6462 | 21.4916 | 21.337 | 21.1825 | 21.0279 | 20.8734 | 20.7188 | 20.5643 | 20.4097 | 20.2552 | 20.1006 | 19.946 | 19.7915 | 19.6369 | 19.4824
RA*Utge4Hr Be | R&D | Advanced | * | Utility-Scale Battery Storage | 4Hr Battery Storage | Utility-Scale Battery Storage - 4Hr | 39.6813 | 44.6 | 32.0852 | 30.2842 | 28.7434 | 27.5234 | 26.3034 | 25.0833 | 23.8632 | 22.6435 | 22.2465 | 21.8495 | 21.4521 | 21.0551 | 20.6585 | 20.2611 | 19.8641 | 19.4671 | 19.07 | 18.6726 | 18.2756 | 17.879 | 17.482 | 17.0846 | 16.6876 | 16.2906 | 15.8936 | 15.4961 | 15.0991 | 14.7026
RM*Utge4Hr Be | R&D | Moderate | * | Utility-Scale Battery Storage | 4Hr Battery Storage | Utility-Scale Battery Storage - 4Hr | 39.6813 | 44.6 | 42.8876 | 40.9694 | 35.9044 | 34.743 | 33.5814 | 32.4198 | 31.258 | 30.0961 | 29.632 | 29.1678 | 28.7036 | 28.2395 | 27.7754 | 27.3113 | 26.8472 | 26.3831 | 25.9191 | 25.4551 | 24.9911 | 24.5271 | 24.0631 | 23.5992 | 23.1353 | 22.6714 | 22.2076 | 21.7437 | 21.2799 | 20.8162
RC*Utge4Hr Be | R&D | Conservative | * | Utility-Scale Battery Storage | 4Hr Battery Storage | Utility-Scale Battery Storage - 4Hr | 39.6813 | 44.6 | 46.252 | 46.5822 | 45.9213 | 44.2015 | 42.4818 | 40.7621 | 39.0424 | 37.3228 | 37.0672 | 36.8117 | 36.5562 | 36.3006 | 36.0451 | 35.7895 | 35.534 | 35.2785 | 35.0229 | 34.7674 | 34.5118 | 34.2563 | 34.0007 | 33.7452 | 33.4897 | 33.2341 | 32.9786 | 32.723 | 32.4675 | 32.212
RA*Utge6Hr Be | R&D | Advanced | * | Utility-Scale Battery Storage | 6Hr Battery Storage | Utility-Scale Battery Storage - 6Hr | 55.7839 | 62.6985 | 45.1084 | 42.5799 | 40.4177 | 38.698 | 36.9789 | 35.2587 | 33.5382 | 31.8336 | 31.2774 | 30.7212 | 30.1494 | 29.5932 | 29.0536 | 28.4817 | 27.9255 | 27.3693 | 26.8131 | 26.2411 | 25.6849 | 25.1457 | 24.5895 | 24.0174 | 23.4613 | 22.9051 | 22.349 | 21.7766 | 21.2204 | 20.6818
RM*Utge6Hr Be | R&D | Moderate | * | Utility-Scale Battery Storage | 6Hr Battery Storage | Utility-Scale Battery Storage - 6Hr | 55.7839 | 62.6985 | 60.2159 | 57.4395 | 50.2529 | 48.4993 | 46.7444 | 44.9881 | 43.2303 | 41.4708 | 40.7994 | 40.1283 | 39.4574 | 38.7868 | 38.1163 | 37.4461 | 36.7762 | 36.1065 | 35.4371 | 34.768 | 34.0991 | 33.4306 | 32.7625 | 32.0946 | 31.4271 | 30.76 | 30.0933 | 29.427 | 28.7611 | 28.0956
RC*Utge6Hr Be | R&D | Conservative | * | Utility-Scale Battery Storage | 6Hr Battery Storage | Utility-Scale Battery Storage - 6Hr | 55.7839 | 62.6985 | 65.0272 | 65.4838 | 64.5467 | 62.0495 | 59.5533 | 57.0583 | 54.5645 | 52.0721 | 51.7155 | 51.359 | 51.0025 | 50.646 | 50.2894 | 49.9329 | 49.5764 | 49.2199 | 48.8633 | 48.5068 | 48.1503 | 47.7938 | 47.4372 | 47.0807 | 46.7242 | 46.3676 | 46.0111 | 45.6546 | 45.2981 | 44.9415
RA*Utge8Hr Be | R&D | Advanced | * | Utility-Scale Battery Storage | 8Hr Battery Storage | Utility-Scale Battery Storage - 8Hr | 71.8864 | 80.7971 | 58.1315 | 54.8755 | 52.0919 | 49.8726 | 47.6545 | 45.4342 | 43.2132 | 41.0237 | 40.3083 | 39.5928 | 38.8467 | 38.1313 | 37.4487 | 36.7024 | 35.987 | 35.2716 | 34.5562 | 33.8096 | 33.0942 | 32.4124 | 31.6971 | 30.9502 | 30.2349 | 29.5197 | 28.8044 | 28.057 | 27.3418 | 26.661
RM*Utge8Hr Be | R&D | Moderate | * | Utility-Scale Battery Storage | 8Hr Battery Storage | Utility-Scale Battery Storage - 8Hr | 71.8864 | 80.7971 | 77.5443 | 73.9095 | 64.6015 | 62.2556 | 59.9074 | 57.5565 | 55.2026 | 52.8454 | 51.9669 | 51.0889 | 50.2112 | 49.334 | 48.4572 | 47.581 | 46.7051 | 45.8298 | 44.9551 | 44.0809 | 43.2072 | 42.3342 | 41.4618 | 40.59 | 39.719 | 38.8486 | 37.979 | 37.1102 | 36.2422 | 35.3751
RC*Utge8Hr Be | R&D | Conservative | * | Utility-Scale Battery Storage | 8Hr Battery Storage | Utility-Scale Battery Storage - 8Hr | 71.8864 | 80.7971 | 83.8025 | 84.3854 | 83.1721 | 79.8974 | 76.6248 | 73.3544 | 70.0865 | 66.8214 | 66.3638 | 65.9063 | 65.4488 | 64.9913 | 64.5338 | 64.0763 | 63.6188 | 63.1613 | 62.7038 | 62.2462 | 61.7887 | 61.3312 | 60.8737 | 60.4162 | 59.9587 | 59.5012 | 59.0437 | 58.5861 | 58.1286 | 57.6711
RA*Utge10Hr e | R&D | Advanced | * | Utility-Scale Battery Storage | 10Hr Battery Storage | Utility-Scale Battery Storage - 10Hr | 87.989 | 98.8956 | 71.1547 | 67.1712 | 63.7662 | 61.0472 | 58.3301 | 55.6096 | 52.8882 | 50.2138 | 49.3392 | 48.4645 | 47.544 | 46.6694 | 45.8437 | 44.923 | 44.0485 | 43.1739 | 42.2994 | 41.3781 | 40.5036 | 39.679 | 38.8046 | 37.883 | 37.0086 | 36.1342 | 35.2598 | 34.3374 | 33.4631 | 32.6403
RM*Utge10Hr e | R&D | Moderate | * | Utility-Scale Battery Storage | 10Hr Battery Storage | Utility-Scale Battery Storage - 10Hr | 87.989 | 98.8956 | 94.8726 | 90.3796 | 78.95 | 76.0119 | 73.0704 | 70.1249 | 67.175 | 64.22 | 63.1344 | 62.0494 | 60.965 | 59.8813 | 58.7982 | 57.7158 | 56.6341 | 55.5532 | 54.4731 | 53.3937 | 52.3153 | 51.2377 | 50.1611 | 49.0854 | 48.0108 | 46.9372 | 45.8647 | 44.7935 | 43.7234 | 42.6546
RC*Utge10Hr e | R&D | Conservative | * | Utility-Scale Battery Storage | 10Hr Battery Storage | Utility-Scale Battery Storage - 10Hr | 87.989 | 98.8956 | 102.5777 | 103.2871 | 101.7975 | 97.7454 | 93.6963 | 89.6506 | 85.6086 | 81.5706 | 81.0121 | 80.4536 | 79.8951 | 79.3367 | 78.7782 | 78.2197 | 77.6612 | 77.1027 | 76.5442 | 75.9857 | 75.4272 | 74.8687 | 74.3102 | 73.7517 | 73.1932 | 72.6347 | 72.0762 | 71.5177 | 70.9592 | 70.4007
RA1HyerNPD11 | R&D | Advanced | 100 | Hydropower | NPD1 | Hydropower - NPD 1 | 85 | 85 | 85 | 85 | 85 | 85 | 85 | 85 | 85 | 81 | 81 | 81 | 81 | 81 | 81 | 81 | 81 | 81 | 81 | 74 | 74 | 74 | 74 | 74 | 74 | 74 | 74 | 74 | 74 | 74
RM1HyerNPD11 | R&D | Moderate | 100 | Hydropower | NPD1 | Hydropower - NPD 1 | 85 | 85 | 85 | 85 | 85 | 85 | 85 | 85 | 85 | 85 | 85 | 85 | 85 | 85 | 85 | 85 | 85 | 85 | 85 | 82 | 82 | 82 | 82 | 82 | 82 | 82 | 82 | 82 | 82 | 82
RC1HyerNPD11 | R&D | Conservative | 100 | Hydropower | NPD1 | Hydropower - NPD 1 | 85 | 85 | 85 | 85 | 85 | 85 | 85 | 85 | 85 | 85 | 85 | 85 | 85 | 85 | 85 | 85 | 85 | 85 | 85 | 85 | 85 | 85 | 85 | 85 | 85 | 85 | 85 | 85 | 85 | 85
RA1HyerNPD22 | R&D | Advanced | 100 | Hydropower | NPD2 | Hydropower - NPD 2 | 87 | 87 | 87 | 87 | 87 | 87 | 87 | 87 | 87 | 82 | 82 | 82 | 82 | 82 | 82 | 82 | 82 | 82 | 82 | 75 | 75 | 75 | 75 | 75 | 75 | 75 | 75 | 75 | 75 | 75
RM1HyerNPD22 | R&D | Moderate | 100 | Hydropower | NPD2 | Hydropower - NPD 2 | 87 | 87 | 87 | 87 | 87 | 87 | 87 | 87 | 87 | 87 | 87 | 87 | 87 | 87 | 87 | 87 | 87 | 87 | 87 | 83 | 83 | 83 | 83 | 83 | 83 | 83 | 83 | 83 | 83 | 83
RC1HyerNPD22 | R&D | Conservative | 100 | Hydropower | NPD2 | Hydropower - NPD 2 | 87 | 87 | 87 | 87 | 87 | 87 | 87 | 87 | 87 | 87 | 87 | 87 | 87 | 87 | 87 | 87 | 87 | 87 | 87 | 87 | 87 | 87 | 87 | 87 | 87 | 87 | 87 | 87 | 87 | 87
RA1HyerNPD33 | R&D | Advanced | 100 | Hydropower | NPD3 | Hydropower - NPD 3 | 104 | 104 | 104 | 104 | 104 | 104 | 104 | 104 | 104 | 99 | 99 | 99 | 99 | 99 | 99 | 99 | 99 | 99 | 99 | 90 | 90 | 90 | 90 | 90 | 90 | 90 | 90 | 90 | 90 | 90
RM1HyerNPD33 | R&D | Moderate | 100 | Hydropower | NPD3 | Hydropower - NPD 3 | 104 | 104 | 104 | 104 | 104 | 104 | 104 | 104 | 104 | 104 | 104 | 104 | 104 | 104 | 104 | 104 | 104 | 104 | 104 | 100 | 100 | 100 | 100 | 100 | 100 | 100 | 100 | 100 | 100 | 100
RC1HyerNPD33 | R&D | Conservative | 100 | Hydropower | NPD3 | Hydropower - NPD 3 | 104 | 104 | 104 | 104 | 104 | 104 | 104 | 104 | 104 | 104 | 104 | 104 | 104 | 104 | 104 | 104 | 104 | 104 | 104 | 104 | 104 | 104 | 104 | 104 | 104 | 104 | 104 | 104 | 104 | 104
RA1HyerNPD44 | R&D | Advanced | 100 | Hydropower | NPD4 | Hydropower - NPD 4 | 174 | 174 | 174 | 174 | 174 | 174 | 174 | 174 | 174 | 166 | 166 | 166 | 166 | 166 | 166 | 166 | 166 | 166 | 166 | 151 | 151 | 151 | 151 | 151 | 151 | 151 | 151 | 151 | 151 | 151
RM1HyerNPD44 | R&D | Moderate | 100 | Hydropower | NPD4 | Hydropower - NPD 4 | 174 | 174 | 174 | 174 | 174 | 174 | 174 | 174 | 174 | 174 | 174 | 174 | 174 | 174 | 174 | 174 | 174 | 174 | 174 | 167 | 167 | 167 | 167 | 167 | 167 | 167 | 167 | 167 | 167 | 167
RC1HyerNPD44 | R&D | Conservative | 100 | Hydropower | NPD4 | Hydropower - NPD 4 | 174 | 174 | 174 | 174 | 174 | 174 | 174 | 174 | 174 | 174 | 174 | 174 | 174 | 174 | 174 | 174 | 174 | 174 | 174 | 174 | 174 | 174 | 174 | 174 | 174 | 174 | 174 | 174 | 174 | 174
RA1HyerNPD55 | R&D | Advanced | 100 | Hydropower | NPD5 | Hydropower - NPD 5 | 32 | 32 | 32 | 32 | 32 | 32 | 32 | 32 | 32 | 30 | 30 | 30 | 30 | 30 | 30 | 30 | 30 | 30 | 30 | 28 | 28 | 28 | 28 | 28 | 28 | 28 | 28 | 28 | 28 | 28
RM1HyerNPD55 | R&D | Moderate | 100 | Hydropower | NPD5 | Hydropower - NPD 5 | 32 | 32 | 32 | 32 | 32 | 32 | 32 | 32 | 32 | 32 | 32 | 32 | 32 | 32 | 32 | 32 | 32 | 32 | 32 | 31 | 31 | 31 | 31 | 31 | 31 | 31 | 31 | 31 | 31 | 31
RC1HyerNPD55 | R&D | Conservative | 100 | Hydropower | NPD5 | Hydropower - NPD 5 | 32 | 32 | 32 | 32 | 32 | 32 | 32 | 32 | 32 | 32 | 32 | 32 | 32 | 32 | 32 | 32 | 32 | 32 | 32 | 32 | 32 | 32 | 32 | 32 | 32 | 32 | 32 | 32 | 32 | 32
RA1HyerNPD66 | R&D | Advanced | 100 | Hydropower | NPD6 | Hydropower - NPD 6 | 36 | 36 | 36 | 36 | 36 | 36 | 36 | 36 | 36 | 34 | 34 | 34 | 34 | 34 | 34 | 34 | 34 | 34 | 34 | 31 | 31 | 31 | 31 | 31 | 31 | 31 | 31 | 31 | 31 | 31
RM1HyerNPD66 | R&D | Moderate | 100 | Hydropower | NPD6 | Hydropower - NPD 6 | 36 | 36 | 36 | 36 | 36 | 36 | 36 | 36 | 36 | 36 | 36 | 36 | 36 | 36 | 36 | 36 | 36 | 36 | 36 | 34 | 34 | 34 | 34 | 34 | 34 | 34 | 34 | 34 | 34 | 34
RC1HyerNPD66 | R&D | Conservative | 100 | Hydropower | NPD6 | Hydropower - NPD 6 | 36 | 36 | 36 | 36 | 36 | 36 | 36 | 36 | 36 | 36 | 36 | 36 | 36 | 36 | 36 | 36 | 36 | 36 | 36 | 36 | 36 | 36 | 36 | 36 | 36 | 36 | 36 | 36 | 36 | 36
RA1HyerNPD77 | R&D | Advanced | 100 | Hydropower | NPD7 | Hydropower - NPD 7 | 62 | 62 | 62 | 62 | 62 | 62 | 62 | 62 | 62 | 59 | 59 | 59 | 59 | 59 | 59 | 59 | 59 | 59 | 59 | 53 | 53 | 53 | 53 | 53 | 53 | 53 | 53 | 53 | 53 | 53
RM1HyerNPD77 | R&D | Moderate | 100 | Hydropower | NPD7 | Hydropower - NPD 7 | 62 | 62 | 62 | 62 | 62 | 62 | 62 | 62 | 62 | 62 | 62 | 62 | 62 | 62 | 62 | 62 | 62 | 62 | 62 | 59 | 59 | 59 | 59 | 59 | 59 | 59 | 59 | 59 | 59 | 59
RC1HyerNPD77 | R&D | Conservative | 100 | Hydropower | NPD7 | Hydropower - NPD 7 | 62 | 62 | 62 | 62 | 62 | 62 | 62 | 62 | 62 | 62 | 62 | 62 | 62 | 62 | 62 | 62 | 62 | 62 | 62 | 62 | 62 | 62 | 62 | 62 | 62 | 62 | 62 | 62 | 62 | 62
RA1HyerNPD88 | R&D | Advanced | 100 | Hydropower | NPD8 | Hydropower - NPD 8 | 189 | 189 | 189 | 189 | 189 | 189 | 189 | 189 | 189 | 180 | 180 | 180 | 180 | 180 | 180 | 180 | 180 | 180 | 180 | 163 | 163 | 163 | 163 | 163 | 163 | 163 | 163 | 163 | 163 | 163
RM1HyerNPD88 | R&D | Moderate | 100 | Hydropower | NPD8 | Hydropower - NPD 8 | 189 | 189 | 189 | 189 | 189 | 189 | 189 | 189 | 189 | 189 | 189 | 189 | 189 | 189 | 189 | 189 | 189 | 189 | 189 | 181 | 181 | 181 | 181 | 181 | 181 | 181 | 181 | 181 | 181 | 181
RC1HyerNPD88 | R&D | Conservative | 100 | Hydropower | NPD8 | Hydropower - NPD 8 | 189 | 189 | 189 | 189 | 189 | 189 | 189 | 189 | 189 | 189 | 189 | 189 | 189 | 189 | 189 | 189 | 189 | 189 | 189 | 189 | 189 | 189 | 189 | 189 | 189 | 189 | 189 | 189 | 189 | 189
RA1HyerNSD11 | R&D | Advanced | 100 | Hydropower | NSD1 | Hydropower - NSD 1 | 120 | 116 | 112 | 108 | 104 | 101 | 98 | 94 | 91 | 88 | 85 | 82 | 79 | 76 | 74 | 71 | 71 | 71 | 70 | 70 | 70 | 69 | 69 | 68 | 68 | 68 | 67 | 67 | 67 | 66
RM1HyerNSD11 | R&D | Moderate | 100 | Hydropower | NSD1 | Hydropower - NSD 1 | 143 | 143 | 143 | 143 | 143 | 143 | 143 | 143 | 143 | 143 | 143 | 143 | 143 | 143 | 143 | 143 | 143 | 143 | 143 | 143 | 143 | 143 | 143 | 143 | 143 | 143 | 143 | 143 | 143 | 143
RC1HyerNSD11 | R&D | Conservative | 100 | Hydropower | NSD1 | Hydropower - NSD 1 | 143 | 143 | 143 | 143 | 143 | 143 | 143 | 143 | 143 | 143 | 143 | 143 | 143 | 143 | 143 | 143 | 143 | 143 | 143 | 143 | 143 | 143 | 143 | 143 | 143 | 143 | 143 | 143 | 143 | 143
RA1HyerNSD22 | R&D | Advanced | 100 | Hydropower | NSD2 | Hydropower - NSD 2 | 39 | 38 | 36 | 35 | 34 | 33 | 32 | 31 | 30 | 29 | 28 | 26 | 25 | 25 | 24 | 23 | 23 | 23 | 23 | 22 | 22 | 22 | 22 | 22 | 22 | 22 | 22 | 22 | 21 | 21
RM1HyerNSD22 | R&D | Moderate | 100 | Hydropower | NSD2 | Hydropower - NSD 2 | 47 | 47 | 47 | 47 | 47 | 47 | 47 | 47 | 47 | 47 | 47 | 47 | 47 | 47 | 47 | 47 | 47 | 47 | 47 | 47 | 47 | 47 | 47 | 47 | 47 | 47 | 47 | 47 | 47 | 47
RC1HyerNSD22 | R&D | Conservative | 100 | Hydropower | NSD2 | Hydropower - NSD 2 | 47 | 47 | 47 | 47 | 47 | 47 | 47 | 47 | 47 | 47 | 47 | 47 | 47 | 47 | 47 | 47 | 47 | 47 | 47 | 47 | 47 | 47 | 47 | 47 | 47 | 47 | 47 | 47 | 47 | 47
RA1HyerNSD33 | R&D | Advanced | 100 | Hydropower | NSD3 | Hydropower - NSD 3 | 112 | 109 | 105 | 102 | 99 | 95 | 91 | 89 | 86 | 83 | 79 | 77 | 74 | 72 | 70 | 67 | 67 | 67 | 66 | 66 | 66 | 65 | 65 | 65 | 64 | 64 | 64 | 63 | 63 | 63
RM1HyerNSD33 | R&D | Moderate | 100 | Hydropower | NSD3 | Hydropower - NSD 3 | 135 | 135 | 135 | 135 | 135 | 135 | 135 | 135 | 135 | 135 | 135 | 135 | 135 | 135 | 135 | 135 | 135 | 135 | 135 | 135 | 135 | 135 | 135 | 135 | 135 | 135 | 135 | 135 | 135 | 135
RC1HyerNSD33 | R&D | Conservative | 100 | Hydropower | NSD3 | Hydropower - NSD 3 | 135 | 135 | 135 | 135 | 135 | 135 | 135 | 135 | 135 | 135 | 135 | 135 | 135 | 135 | 135 | 135 | 135 | 135 | 135 | 135 | 135 | 135 | 135 | 135 | 135 | 135 | 135 | 135 | 135 | 135
RA1HyerNSD44 | R&D | Advanced | 100 | Hydropower | NSD4 | Hydropower - NSD 4 | 28 | 26 | 25 | 25 | 24 | 23 | 22 | 22 | 21 | 20 | 20 | 19 | 18 | 18 | 17 | 17 | 16 | 16 | 16 | 16 | 16 | 16 | 16 | 16 | 16 | 16 | 16 | 16 | 16 | 15
RM1HyerNSD44 | R&D | Moderate | 100 | Hydropower | NSD4 | Hydropower - NSD 4 | 33 | 33 | 33 | 33 | 33 | 33 | 33 | 33 | 33 | 33 | 33 | 33 | 33 | 33 | 33 | 33 | 33 | 33 | 33 | 33 | 33 | 33 | 33 | 33 | 33 | 33 | 33 | 33 | 33 | 33
RC1HyerNSD44 | R&D | Conservative | 100 | Hydropower | NSD4 | Hydropower - NSD 4 | 33 | 33 | 33 | 33 | 33 | 33 | 33 | 33 | 33 | 33 | 33 | 33 | 33 | 33 | 33 | 33 | 33 | 33 | 33 | 33 | 33 | 33 | 33 | 33 | 33 | 33 | 33 | 33 | 33 | 33
RA*Coge1Hr Be | R&D | Advanced | * | Commercial Battery Storage | 1Hr Battery Storage | Commercial Battery Storage 1Hr | 30.6305 | 39.5513 | 28.4531 | 26.8559 | 25.4895 | 24.5711 | 23.6527 | 22.7343 | 21.8159 | 20.8975 | 20.5046 | 20.1116 | 19.7186 | 19.3256 | 18.9326 | 18.5397 | 18.1467 | 17.7537 | 17.3607 | 16.9677 | 16.5748 | 16.1818 | 15.7888 | 15.3958 | 15.0028 | 14.6099 | 14.2169 | 13.8239 | 13.4309 | 13.0379
RM*Coge1Hr Be | R&D | Moderate | * | Commercial Battery Storage | 1Hr Battery Storage | Commercial Battery Storage 1Hr | 30.6305 | 39.5513 | 36.8192 | 34.4278 | 32.9895 | 31.9284 | 30.8948 | 29.9289 | 29.0524 | 28.2013 | 27.8488 | 27.4962 | 27.1437 | 26.7912 | 26.4387 | 26.0862 | 25.7337 | 25.3811 | 25.0286 | 24.6761 | 24.3236 | 23.9711 | 23.6186 | 23.2661 | 22.9135 | 22.561 | 22.2085 | 21.856 | 21.5035 | 21.151
RC*Coge1Hr Be | R&D | Conservative | * | Commercial Battery Storage | 1Hr Battery Storage | Commercial Battery Storage 1Hr | 30.6305 | 39.5513 | 41.0162 | 41.3091 | 40.7232 | 39.1997 | 37.6763 | 36.1528 | 34.6294 | 33.1059 | 33.0114 | 32.9168 | 32.8223 | 32.7278 | 32.6332 | 32.5387 | 32.4442 | 32.3496 | 32.2551 | 32.1605 | 32.066 | 31.9715 | 31.8769 | 31.7824 | 31.6879 | 31.5933 | 31.4988 | 31.4042 | 31.3097 | 31.2152
RA*Coge2Hr Be | R&D | Advanced | * | Commercial Battery Storage | 2Hr Battery Storage | Commercial Battery Storage 2Hr | 36.4961 | 46.1594 | 33.207 | 31.3429 | 29.7482 | 28.6763 | 27.6045 | 26.5327 | 25.4608 | 24.389 | 23.9304 | 23.4717 | 23.0131 | 22.5545 | 22.0958 | 21.6372 | 21.1786 | 20.7199 | 20.2613 | 19.8026 | 19.344 | 18.8854 | 18.4267 | 17.9681 | 17.5095 | 17.0508 | 16.5922 | 16.1335 | 15.6749 | 15.2163
RM*Coge2Hr Be | R&D | Moderate | * | Commercial Battery Storage | 2Hr Battery Storage | Commercial Battery Storage 2Hr | 36.4961 | 46.1594 | 42.8508 | 39.9068 | 38.2075 | 36.8605 | 35.5661 | 34.3603 | 33.2671 | 32.2168 | 31.8141 | 31.4114 | 31.0087 | 30.606 | 30.2033 | 29.8006 | 29.3978 | 28.9951 | 28.5924 | 28.1897 | 27.787 | 27.3843 | 26.9816 | 26.5789 | 26.1762 | 25.7735 | 25.3707 | 24.968 | 24.5653 | 24.1626
RC*Coge2Hr Be | R&D | Conservative | * | Commercial Battery Storage | 2Hr Battery Storage | Commercial Battery Storage 2Hr | 36.4961 | 46.1594 | 47.869 | 48.2109 | 47.5271 | 45.7491 | 43.9711 | 42.1931 | 40.4151 | 38.6371 | 38.5268 | 38.4165 | 38.3061 | 38.1958 | 38.0855 | 37.9751 | 37.8648 | 37.7545 | 37.6441 | 37.5338 | 37.4235 | 37.3131 | 37.2028 | 37.0925 | 36.9821 | 36.8718 | 36.7615 | 36.6511 | 36.5408 | 36.4305
RA*Coge4Hr Be | R&D | Advanced | * | Commercial Battery Storage | 4Hr Battery Storage | Commercial Battery Storage 4Hr | 48.2272 | 59.3756 | 42.7147 | 40.3169 | 38.2655 | 36.8868 | 35.5081 | 34.1294 | 32.7507 | 31.372 | 30.782 | 30.1921 | 29.6021 | 29.0122 | 28.4222 | 27.8323 | 27.2423 | 26.6524 | 26.0624 | 25.4725 | 24.8825 | 24.2925 | 23.7026 | 23.1126 | 22.5227 | 21.9327 | 21.3428 | 20.7528 | 20.1629 | 19.5729
RM*Coge4Hr Be | R&D | Moderate | * | Commercial Battery Storage | 4Hr Battery Storage | Commercial Battery Storage 4Hr | 48.2272 | 59.3756 | 54.9138 | 50.865 | 48.6433 | 46.7246 | 44.9085 | 43.2231 | 41.6965 | 40.2479 | 39.7448 | 39.2417 | 38.7386 | 38.2355 | 37.7324 | 37.2293 | 36.7262 | 36.2231 | 35.72 | 35.2169 | 34.7138 | 34.2107 | 33.7076 | 33.2045 | 32.7014 | 32.1983 | 31.6952 | 31.1921 | 30.689 | 30.1859
RC*Coge4Hr Be | R&D | Conservative | * | Commercial Battery Storage | 4Hr Battery Storage | Commercial Battery Storage 4Hr | 48.2272 | 59.3756 | 61.5747 | 62.0145 | 61.1349 | 58.8478 | 56.5607 | 54.2737 | 51.9866 | 49.6996 | 49.5576 | 49.4157 | 49.2738 | 49.1319 | 48.99 | 48.848 | 48.7061 | 48.5642 | 48.4223 | 48.2803 | 48.1384 | 47.9965 | 47.8546 | 47.7127 | 47.5707 | 47.4288 | 47.2869 | 47.145 | 47.003 | 46.8611
RA*Coge6Hr Be | R&D | Advanced | * | Commercial Battery Storage | 6Hr Battery Storage | Commercial Battery Storage 6Hr | 59.9584 | 72.5918 | 52.2224 | 49.2909 | 46.7829 | 45.0973 | 43.4117 | 41.7261 | 40.0405 | 38.355 | 37.6337 | 36.9124 | 36.1911 | 35.4699 | 34.7486 | 34.0273 | 33.3061 | 32.5848 | 31.8635 | 31.1423 | 30.421 | 29.6997 | 28.9785 | 28.2572 | 27.5359 | 26.8147 | 26.0934 | 25.3721 | 24.6509 | 23.9296
RM*Coge6Hr Be | R&D | Moderate | * | Commercial Battery Storage | 6Hr Battery Storage | Commercial Battery Storage 6Hr | 59.9584 | 72.5918 | 66.9769 | 61.8232 | 59.0792 | 56.5887 | 54.251 | 52.0859 | 50.1259 | 48.279 | 47.6755 | 47.072 | 46.4685 | 45.8651 | 45.2616 | 44.6581 | 44.0546 | 43.4511 | 42.8476 | 42.2441 | 41.6406 | 41.0372 | 40.4337 | 39.8302 | 39.2267 | 38.6232 | 38.0197 | 37.4162 | 36.8127 | 36.2093
RC*Coge6Hr Be | R&D | Conservative | * | Commercial Battery Storage | 6Hr Battery Storage | Commercial Battery Storage 6Hr | 59.9584 | 72.5918 | 75.2803 | 75.8181 | 74.7426 | 71.9465 | 69.1504 | 66.3543 | 63.5581 | 60.762 | 60.5885 | 60.415 | 60.2415 | 60.0679 | 59.8944 | 59.7209 | 59.5474 | 59.3739 | 59.2004 | 59.0269 | 58.8534 | 58.6799 | 58.5063 | 58.3328 | 58.1593 | 57.9858 | 57.8123 | 57.6388 | 57.4653 | 57.2918
RA*Coge8Hr Be | R&D | Advanced | * | Commercial Battery Storage | 8Hr Battery Storage | Commercial Battery Storage 8Hr | 71.6895 | 85.8079 | 61.7301 | 58.2648 | 55.3003 | 53.3078 | 51.3153 | 49.3229 | 47.3304 | 45.3379 | 44.4853 | 43.6328 | 42.7802 | 41.9276 | 41.075 | 40.2224 | 39.3698 | 38.5173 | 37.6647 | 36.8121 | 35.9595 | 35.1069 | 34.2543 | 33.4018 | 32.5492 | 31.6966 | 30.844 | 29.9914 | 29.1388 | 28.2862
RM*Coge8Hr Be | R&D | Moderate | * | Commercial Battery Storage | 8Hr Battery Storage | Commercial Battery Storage 8Hr | 71.6895 | 85.8079 | 79.04 | 72.7814 | 69.5151 | 66.4527 | 63.5935 | 60.9487 | 58.5552 | 56.3101 | 55.6062 | 54.9023 | 54.1985 | 53.4946 | 52.7907 | 52.0868 | 51.383 | 50.6791 | 49.9752 | 49.2713 | 48.5675 | 47.8636 | 47.1597 | 46.4558 | 45.752 | 45.0481 | 44.3442 | 43.6403 | 42.9364 | 42.2326
RC*Coge8Hr Be | R&D | Conservative | * | Commercial Battery Storage | 8Hr Battery Storage | Commercial Battery Storage 8Hr | 71.6895 | 85.8079 | 88.986 | 89.6216 | 88.3504 | 85.0452 | 81.74 | 78.4348 | 75.1296 | 71.8244 | 71.6193 | 71.4142 | 71.2091 | 71.004 | 70.7989 | 70.5938 | 70.3887 | 70.1836 | 69.9785 | 69.7734 | 69.5683 | 69.3632 | 69.1581 | 68.953 | 68.7479 | 68.5428 | 68.3377 | 68.1326 | 67.9275 | 67.7224
RA*RegeShorte | R&D | Advanced | * | Residential Battery Storage | ShortDurationResStorage | Residential Battery Storage - 5 kW - 12.5 kWh | 92.0292 | 92.6677 | 66.665 | 62.9227 | 59.7212 | 57.5694 | 55.4177 | 53.2659 | 51.1142 | 48.9624 | 48.0417 | 47.1209 | 46.2002 | 45.2794 | 44.3587 | 43.4379 | 42.5172 | 41.5965 | 40.6757 | 39.755 | 38.8342 | 37.9135 | 36.9927 | 36.072 | 35.1513 | 34.2305 | 33.3098 | 32.389 | 31.4683 | 30.5476
RM*RegeShorte | R&D | Moderate | * | Residential Battery Storage | ShortDurationResStorage | Residential Battery Storage - 5 kW - 12.5 kWh | 92.0292 | 92.6677 | 87.6944 | 83.1501 | 78.9438 | 76.5174 | 74.3457 | 72.4433 | 70.5828 | 68.8919 | 68.0307 | 67.1696 | 66.3084 | 65.4473 | 64.5861 | 63.725 | 62.8639 | 62.0027 | 61.1416 | 60.2804 | 59.4193 | 58.5581 | 57.697 | 56.8358 | 55.9747 | 55.1135 | 54.2524 | 53.3912 | 52.5301 | 51.6689
RC*RegeShorte | R&D | Conservative | * | Residential Battery Storage | ShortDurationResStorage | Residential Battery Storage - 5 kW - 12.5 kWh | 92.0292 | 92.6677 | 96.0999 | 96.7863 | 95.4134 | 91.844 | 88.2746 | 84.7052 | 81.1358 | 77.5663 | 77.3448 | 77.1233 | 76.9018 | 76.6803 | 76.4588 | 76.2373 | 76.0158 | 75.7943 | 75.5728 | 75.3513 | 75.1298 | 74.9083 | 74.6868 | 74.4654 | 74.2439 | 74.0224 | 73.8009 | 73.5794 | 73.3579 | 73.1364
RA*Rege5kW/2e | R&D | Advanced | * | Residential Battery Storage | 5kW/20kWh Battery Storage | Residential Battery Storage - 5 kW - 20 kWh | 118.9521 | 115.0678 | 82.7795 | 78.1327 | 74.1572 | 71.4854 | 68.8135 | 66.1416 | 63.4697 | 60.7978 | 59.6545 | 58.5112 | 57.3679 | 56.2246 | 55.0812 | 53.9379 | 52.7946 | 51.6513 | 50.508 | 49.3647 | 48.2214 | 47.0781 | 45.9348 | 44.7915 | 43.6482 | 42.5049 | 41.3616 | 40.2182 | 39.0749 | 37.9316
RM*Rege5kW/2e | R&D | Moderate | * | Residential Battery Storage | 5kW/20kWh Battery Storage | Residential Battery Storage - 5 kW - 20 kWh | 118.9521 | 115.0678 | 108.2108 | 101.8688 | 95.9318 | 92.6809 | 89.7811 | 87.2615 | 84.819 | 82.6024 | 81.5698 | 80.5373 | 79.5048 | 78.4722 | 77.4397 | 76.4072 | 75.3746 | 74.3421 | 73.3096 | 72.2771 | 71.2445 | 70.212 | 69.1795 | 68.1469 | 67.1144 | 66.0819 | 65.0494 | 64.0168 | 62.9843 | 61.9518
RC*Rege5kW/2e | R&D | Conservative | * | Residential Battery Storage | 5kW/20kWh Battery Storage | Residential Battery Storage - 5 kW - 20 kWh | 118.9521 | 115.0678 | 119.3295 | 120.1819 | 118.4772 | 114.0449 | 109.6127 | 105.1805 | 100.7482 | 96.316 | 96.0409 | 95.7659 | 95.4909 | 95.2158 | 94.9408 | 94.6657 | 94.3907 | 94.1157 | 93.8406 | 93.5656 | 93.2905 | 93.0155 | 92.7405 | 92.4654 | 92.1904 | 91.9153 | 91.6403 | 91.3653 | 91.0902 | 90.8152
RA3UtryClass1 | R&D | Advanced | 30 | Utility-Scale PV-Plus-Battery | Class1 | PV+Storage - Class 1 | 54.1407 | 53.193 | 52.0643 | 50.9401 | 49.8197 | 48.7038 | 47.5921 | 46.4835 | 45.3778 | 44.2757 | 43.1766 | 42.0803 | 40.9863 | 39.8953 | 38.8072 | 38.7089 | 38.6108 | 38.5129 | 38.4152 | 38.3177 | 38.2204 | 38.1233 | 38.0264 | 37.9297 | 37.8332 | 37.7368 | 37.6406 | 37.5447 | 37.4488 | 37.3532
RM3UtryClass1 | R&D | Moderate | 30 | Utility-Scale PV-Plus-Battery | Class1 | PV+Storage - Class 1 | 61.661 | 60.6417 | 59.6375 | 58.6354 | 57.6351 | 56.6367 | 55.64 | 54.645 | 53.6516 | 52.6598 | 51.6695 | 50.6806 | 49.6932 | 48.7071 | 47.7223 | 47.5875 | 47.4527 | 47.3179 | 47.1831 | 47.0483 | 46.9135 | 46.7787 | 46.6439 | 46.5092 | 46.3744 | 46.2396 | 46.1048 | 45.97 | 45.8353 | 45.7005
RC3UtryClass1 | R&D | Conservative | 30 | Utility-Scale PV-Plus-Battery | Class1 | PV+Storage - Class 1 | 70.7044 | 69.9076 | 69.3736 | 68.8403 | 68.3077 | 67.7758 | 67.2446 | 66.714 | 66.184 | 65.6546 | 65.1258 | 64.5975 | 64.0699 | 63.5428 | 63.0162 | 62.8254 | 62.6345 | 62.4437 | 62.2529 | 62.0621 | 61.8712 | 61.6804 | 61.4896 | 61.2988 | 61.1079 | 60.9171 | 60.7263 | 60.5355 | 60.3446 | 60.1538
RA3UtryClass2 | R&D | Advanced | 30 | Utility-Scale PV-Plus-Battery | Class2 | PV+Storage - Class 2 | 54.1407 | 53.193 | 52.0643 | 50.9401 | 49.8197 | 48.7038 | 47.5921 | 46.4835 | 45.3778 | 44.2757 | 43.1766 | 42.0803 | 40.9863 | 39.8953 | 38.8072 | 38.7089 | 38.6108 | 38.5129 | 38.4152 | 38.3177 | 38.2204 | 38.1233 | 38.0264 | 37.9297 | 37.8332 | 37.7368 | 37.6406 | 37.5447 | 37.4488 | 37.3532
RM3UtryClass2 | R&D | Moderate | 30 | Utility-Scale PV-Plus-Battery | Class2 | PV+Storage - Class 2 | 61.661 | 60.6417 | 59.6375 | 58.6354 | 57.6351 | 56.6367 | 55.64 | 54.645 | 53.6516 | 52.6598 | 51.6695 | 50.6806 | 49.6932 | 48.7071 | 47.7223 | 47.5875 | 47.4527 | 47.3179 | 47.1831 | 47.0483 | 46.9135 | 46.7787 | 46.6439 | 46.5092 | 46.3744 | 46.2396 | 46.1048 | 45.97 | 45.8353 | 45.7005
RC3UtryClass2 | R&D | Conservative | 30 | Utility-Scale PV-Plus-Battery | Class2 | PV+Storage - Class 2 | 70.7044 | 69.9076 | 69.3736 | 68.8403 | 68.3077 | 67.7758 | 67.2446 | 66.714 | 66.184 | 65.6546 | 65.1258 | 64.5975 | 64.0699 | 63.5428 | 63.0162 | 62.8254 | 62.6345 | 62.4437 | 62.2529 | 62.0621 | 61.8712 | 61.6804 | 61.4896 | 61.2988 | 61.1079 | 60.9171 | 60.7263 | 60.5355 | 60.3446 | 60.1538
RA3UtryClass3 | R&D | Advanced | 30 | Utility-Scale PV-Plus-Battery | Class3 | PV+Storage - Class 3 | 54.1407 | 53.193 | 52.0643 | 50.9401 | 49.8197 | 48.7038 | 47.5921 | 46.4835 | 45.3778 | 44.2757 | 43.1766 | 42.0803 | 40.9863 | 39.8953 | 38.8072 | 38.7089 | 38.6108 | 38.5129 | 38.4152 | 38.3177 | 38.2204 | 38.1233 | 38.0264 | 37.9297 | 37.8332 | 37.7368 | 37.6406 | 37.5447 | 37.4488 | 37.3532
RM3UtryClass3 | R&D | Moderate | 30 | Utility-Scale PV-Plus-Battery | Class3 | PV+Storage - Class 3 | 61.661 | 60.6417 | 59.6375 | 58.6354 | 57.6351 | 56.6367 | 55.64 | 54.645 | 53.6516 | 52.6598 | 51.6695 | 50.6806 | 49.6932 | 48.7071 | 47.7223 | 47.5875 | 47.4527 | 47.3179 | 47.1831 | 47.0483 | 46.9135 | 46.7787 | 46.6439 | 46.5092 | 46.3744 | 46.2396 | 46.1048 | 45.97 | 45.8353 | 45.7005
RC3UtryClass3 | R&D | Conservative | 30 | Utility-Scale PV-Plus-Battery | Class3 | PV+Storage - Class 3 | 70.7044 | 69.9076 | 69.3736 | 68.8403 | 68.3077 | 67.7758 | 67.2446 | 66.714 | 66.184 | 65.6546 | 65.1258 | 64.5975 | 64.0699 | 63.5428 | 63.0162 | 62.8254 | 62.6345 | 62.4437 | 62.2529 | 62.0621 | 61.8712 | 61.6804 | 61.4896 | 61.2988 | 61.1079 | 60.9171 | 60.7263 | 60.5355 | 60.3446 | 60.1538
RA3UtryClass4 | R&D | Advanced | 30 | Utility-Scale PV-Plus-Battery | Class4 | PV+Storage - Class 4 | 54.1407 | 53.193 | 52.0643 | 50.9401 | 49.8197 | 48.7038 | 47.5921 | 46.4835 | 45.3778 | 44.2757 | 43.1766 | 42.0803 | 40.9863 | 39.8953 | 38.8072 | 38.7089 | 38.6108 | 38.5129 | 38.4152 | 38.3177 | 38.2204 | 38.1233 | 38.0264 | 37.9297 | 37.8332 | 37.7368 | 37.6406 | 37.5447 | 37.4488 | 37.3532
RM3UtryClass4 | R&D | Moderate | 30 | Utility-Scale PV-Plus-Battery | Class4 | PV+Storage - Class 4 | 61.661 | 60.6417 | 59.6375 | 58.6354 | 57.6351 | 56.6367 | 55.64 | 54.645 | 53.6516 | 52.6598 | 51.6695 | 50.6806 | 49.6932 | 48.7071 | 47.7223 | 47.5875 | 47.4527 | 47.3179 | 47.1831 | 47.0483 | 46.9135 | 46.7787 | 46.6439 | 46.5092 | 46.3744 | 46.2396 | 46.1048 | 45.97 | 45.8353 | 45.7005
RC3UtryClass4 | R&D | Conservative | 30 | Utility-Scale PV-Plus-Battery | Class4 | PV+Storage - Class 4 | 70.7044 | 69.9076 | 69.3736 | 68.8403 | 68.3077 | 67.7758 | 67.2446 | 66.714 | 66.184 | 65.6546 | 65.1258 | 64.5975 | 64.0699 | 63.5428 | 63.0162 | 62.8254 | 62.6345 | 62.4437 | 62.2529 | 62.0621 | 61.8712 | 61.6804 | 61.4896 | 61.2988 | 61.1079 | 60.9171 | 60.7263 | 60.5355 | 60.3446 | 60.1538
RA3UtryClass5 | R&D | Advanced | 30 | Utility-Scale PV-Plus-Battery | Class5 | PV+Storage - Class 5 | 54.1407 | 53.193 | 52.0643 | 50.9401 | 49.8197 | 48.7038 | 47.5921 | 46.4835 | 45.3778 | 44.2757 | 43.1766 | 42.0803 | 40.9863 | 39.8953 | 38.8072 | 38.7089 | 38.6108 | 38.5129 | 38.4152 | 38.3177 | 38.2204 | 38.1233 | 38.0264 | 37.9297 | 37.8332 | 37.7368 | 37.6406 | 37.5447 | 37.4488 | 37.3532
RM3UtryClass5 | R&D | Moderate | 30 | Utility-Scale PV-Plus-Battery | Class5 | PV+Storage - Class 5 | 61.661 | 60.6417 | 59.6375 | 58.6354 | 57.6351 | 56.6367 | 55.64 | 54.645 | 53.6516 | 52.6598 | 51.6695 | 50.6806 | 49.6932 | 48.7071 | 47.7223 | 47.5875 | 47.4527 | 47.3179 | 47.1831 | 47.0483 | 46.9135 | 46.7787 | 46.6439 | 46.5092 | 46.3744 | 46.2396 | 46.1048 | 45.97 | 45.8353 | 45.7005
RC3UtryClass5 | R&D | Conservative | 30 | Utility-Scale PV-Plus-Battery | Class5 | PV+Storage - Class 5 | 70.7044 | 69.9076 | 69.3736 | 68.8403 | 68.3077 | 67.7758 | 67.2446 | 66.714 | 66.184 | 65.6546 | 65.1258 | 64.5975 | 64.0699 | 63.5428 | 63.0162 | 62.8254 | 62.6345 | 62.4437 | 62.2529 | 62.0621 | 61.8712 | 61.6804 | 61.4896 | 61.2988 | 61.1079 | 60.9171 | 60.7263 | 60.5355 | 60.3446 | 60.1538
RA3UtryClass6 | R&D | Advanced | 30 | Utility-Scale PV-Plus-Battery | Class6 | PV+Storage - Class 6 | 54.1407 | 53.193 | 52.0643 | 50.9401 | 49.8197 | 48.7038 | 47.5921 | 46.4835 | 45.3778 | 44.2757 | 43.1766 | 42.0803 | 40.9863 | 39.8953 | 38.8072 | 38.7089 | 38.6108 | 38.5129 | 38.4152 | 38.3177 | 38.2204 | 38.1233 | 38.0264 | 37.9297 | 37.8332 | 37.7368 | 37.6406 | 37.5447 | 37.4488 | 37.3532
RM3UtryClass6 | R&D | Moderate | 30 | Utility-Scale PV-Plus-Battery | Class6 | PV+Storage - Class 6 | 61.661 | 60.6417 | 59.6375 | 58.6354 | 57.6351 | 56.6367 | 55.64 | 54.645 | 53.6516 | 52.6598 | 51.6695 | 50.6806 | 49.6932 | 48.7071 | 47.7223 | 47.5875 | 47.4527 | 47.3179 | 47.1831 | 47.0483 | 46.9135 | 46.7787 | 46.6439 | 46.5092 | 46.3744 | 46.2396 | 46.1048 | 45.97 | 45.8353 | 45.7005
RC3UtryClass6 | R&D | Conservative | 30 | Utility-Scale PV-Plus-Battery | Class6 | PV+Storage - Class 6 | 70.7044 | 69.9076 | 69.3736 | 68.8403 | 68.3077 | 67.7758 | 67.2446 | 66.714 | 66.184 | 65.6546 | 65.1258 | 64.5975 | 64.0699 | 63.5428 | 63.0162 | 62.8254 | 62.6345 | 62.4437 | 62.2529 | 62.0621 | 61.8712 | 61.6804 | 61.4896 | 61.2988 | 61.1079 | 60.9171 | 60.7263 | 60.5355 | 60.3446 | 60.1538
RA3UtryClass7 | R&D | Advanced | 30 | Utility-Scale PV-Plus-Battery | Class7 | PV+Storage - Class 7 | 54.1407 | 53.193 | 52.0643 | 50.9401 | 49.8197 | 48.7038 | 47.5921 | 46.4835 | 45.3778 | 44.2757 | 43.1766 | 42.0803 | 40.9863 | 39.8953 | 38.8072 | 38.7089 | 38.6108 | 38.5129 | 38.4152 | 38.3177 | 38.2204 | 38.1233 | 38.0264 | 37.9297 | 37.8332 | 37.7368 | 37.6406 | 37.5447 | 37.4488 | 37.3532
RM3UtryClass7 | R&D | Moderate | 30 | Utility-Scale PV-Plus-Battery | Class7 | PV+Storage - Class 7 | 61.661 | 60.6417 | 59.6375 | 58.6354 | 57.6351 | 56.6367 | 55.64 | 54.645 | 53.6516 | 52.6598 | 51.6695 | 50.6806 | 49.6932 | 48.7071 | 47.7223 | 47.5875 | 47.4527 | 47.3179 | 47.1831 | 47.0483 | 46.9135 | 46.7787 | 46.6439 | 46.5092 | 46.3744 | 46.2396 | 46.1048 | 45.97 | 45.8353 | 45.7005
RC3UtryClass7 | R&D | Conservative | 30 | Utility-Scale PV-Plus-Battery | Class7 | PV+Storage - Class 7 | 70.7044 | 69.9076 | 69.3736 | 68.8403 | 68.3077 | 67.7758 | 67.2446 | 66.714 | 66.184 | 65.6546 | 65.1258 | 64.5975 | 64.0699 | 63.5428 | 63.0162 | 62.8254 | 62.6345 | 62.4437 | 62.2529 | 62.0621 | 61.8712 | 61.6804 | 61.4896 | 61.2988 | 61.1079 | 60.9171 | 60.7263 | 60.5355 | 60.3446 | 60.1538
RA3UtryClass8 | R&D | Advanced | 30 | Utility-Scale PV-Plus-Battery | Class8 | PV+Storage - Class 8 | 54.1407 | 53.193 | 52.0643 | 50.9401 | 49.8197 | 48.7038 | 47.5921 | 46.4835 | 45.3778 | 44.2757 | 43.1766 | 42.0803 | 40.9863 | 39.8953 | 38.8072 | 38.7089 | 38.6108 | 38.5129 | 38.4152 | 38.3177 | 38.2204 | 38.1233 | 38.0264 | 37.9297 | 37.8332 | 37.7368 | 37.6406 | 37.5447 | 37.4488 | 37.3532
RM3UtryClass8 | R&D | Moderate | 30 | Utility-Scale PV-Plus-Battery | Class8 | PV+Storage - Class 8 | 61.661 | 60.6417 | 59.6375 | 58.6354 | 57.6351 | 56.6367 | 55.64 | 54.645 | 53.6516 | 52.6598 | 51.6695 | 50.6806 | 49.6932 | 48.7071 | 47.7223 | 47.5875 | 47.4527 | 47.3179 | 47.1831 | 47.0483 | 46.9135 | 46.7787 | 46.6439 | 46.5092 | 46.3744 | 46.2396 | 46.1048 | 45.97 | 45.8353 | 45.7005
RC3UtryClass8 | R&D | Conservative | 30 | Utility-Scale PV-Plus-Battery | Class8 | PV+Storage - Class 8 | 70.7044 | 69.9076 | 69.3736 | 68.8403 | 68.3077 | 67.7758 | 67.2446 | 66.714 | 66.184 | 65.6546 | 65.1258 | 64.5975 | 64.0699 | 63.5428 | 63.0162 | 62.8254 | 62.6345 | 62.4437 | 62.2529 | 62.0621 | 61.8712 | 61.6804 | 61.4896 | 61.2988 | 61.1079 | 60.9171 | 60.7263 | 60.5355 | 60.3446 | 60.1538
RA3UtryClass9 | R&D | Advanced | 30 | Utility-Scale PV-Plus-Battery | Class9 | PV+Storage - Class 9 | 54.1407 | 53.193 | 52.0643 | 50.9401 | 49.8197 | 48.7038 | 47.5921 | 46.4835 | 45.3778 | 44.2757 | 43.1766 | 42.0803 | 40.9863 | 39.8953 | 38.8072 | 38.7089 | 38.6108 | 38.5129 | 38.4152 | 38.3177 | 38.2204 | 38.1233 | 38.0264 | 37.9297 | 37.8332 | 37.7368 | 37.6406 | 37.5447 | 37.4488 | 37.3532
RM3UtryClass9 | R&D | Moderate | 30 | Utility-Scale PV-Plus-Battery | Class9 | PV+Storage - Class 9 | 61.661 | 60.6417 | 59.6375 | 58.6354 | 57.6351 | 56.6367 | 55.64 | 54.645 | 53.6516 | 52.6598 | 51.6695 | 50.6806 | 49.6932 | 48.7071 | 47.7223 | 47.5875 | 47.4527 | 47.3179 | 47.1831 | 47.0483 | 46.9135 | 46.7787 | 46.6439 | 46.5092 | 46.3744 | 46.2396 | 46.1048 | 45.97 | 45.8353 | 45.7005
RC3UtryClass9 | R&D | Conservative | 30 | Utility-Scale PV-Plus-Battery | Class9 | PV+Storage - Class 9 | 70.7044 | 69.9076 | 69.3736 | 68.8403 | 68.3077 | 67.7758 | 67.2446 | 66.714 | 66.184 | 65.6546 | 65.1258 | 64.5975 | 64.0699 | 63.5428 | 63.0162 | 62.8254 | 62.6345 | 62.4437 | 62.2529 | 62.0621 | 61.8712 | 61.6804 | 61.4896 | 61.2988 | 61.1079 | 60.9171 | 60.7263 | 60.5355 | 60.3446 | 60.1538
RA3UtryClass0 | R&D | Advanced | 30 | Utility-Scale PV-Plus-Battery | Class10 | PV+Storage - Class 10 | 54.1407 | 53.193 | 52.0643 | 50.9401 | 49.8197 | 48.7038 | 47.5921 | 46.4835 | 45.3778 | 44.2757 | 43.1766 | 42.0803 | 40.9863 | 39.8953 | 38.8072 | 38.7089 | 38.6108 | 38.5129 | 38.4152 | 38.3177 | 38.2204 | 38.1233 | 38.0264 | 37.9297 | 37.8332 | 37.7368 | 37.6406 | 37.5447 | 37.4488 | 37.3532
RM3UtryClass0 | R&D | Moderate | 30 | Utility-Scale PV-Plus-Battery | Class10 | PV+Storage - Class 10 | 61.661 | 60.6417 | 59.6375 | 58.6354 | 57.6351 | 56.6367 | 55.64 | 54.645 | 53.6516 | 52.6598 | 51.6695 | 50.6806 | 49.6932 | 48.7071 | 47.7223 | 47.5875 | 47.4527 | 47.3179 | 47.1831 | 47.0483 | 46.9135 | 46.7787 | 46.6439 | 46.5092 | 46.3744 | 46.2396 | 46.1048 | 45.97 | 45.8353 | 45.7005
RC3UtryClass0 | R&D | Conservative | 30 | Utility-Scale PV-Plus-Battery | Class10 | PV+Storage - Class 10 | 70.7044 | 69.9076 | 69.3736 | 68.8403 | 68.3077 | 67.7758 | 67.2446 | 66.714 | 66.184 | 65.6546 | 65.1258 | 64.5975 | 64.0699 | 63.5428 | 63.0162 | 62.8254 | 62.6345 | 62.4437 | 62.2529 | 62.0621 | 61.8712 | 61.6804 | 61.4896 | 61.2988 | 61.1079 | 60.9171 | 60.7263 | 60.5355 | 60.3446 | 60.1538
RA*PuerNatlC1 | R&D | Advanced | * | Pumped Storage Hydropower | NatlClass1 | Pumped Storage Hydropower - National Class 1 | 18.66 | 18.66 | 18.66 | 18.66 | 18.66 | 18.66 | 18.66 | 18.66 | 18.66 | 18.66 | 18.66 | 18.66 | 18.66 | 18.66 | 18.66 | 18.66 | 18.66 | 18.66 | 18.66 | 18.66 | 18.66 | 18.66 | 18.66 | 18.66 | 18.66 | 18.66 | 18.66 | 18.66 | 18.66 | 18.66
RM*PuerNatlC1 | R&D | Moderate | * | Pumped Storage Hydropower | NatlClass1 | Pumped Storage Hydropower - National Class 1 | 18.66 | 18.66 | 18.66 | 18.66 | 18.66 | 18.66 | 18.66 | 18.66 | 18.66 | 18.66 | 18.66 | 18.66 | 18.66 | 18.66 | 18.66 | 18.66 | 18.66 | 18.66 | 18.66 | 18.66 | 18.66 | 18.66 | 18.66 | 18.66 | 18.66 | 18.66 | 18.66 | 18.66 | 18.66 | 18.66
RC*PuerNatlC1 | R&D | Conservative | * | Pumped Storage Hydropower | NatlClass1 | Pumped Storage Hydropower - National Class 1 | 18.66 | 18.66 | 18.66 | 18.66 | 18.66 | 18.66 | 18.66 | 18.66 | 18.66 | 18.66 | 18.66 | 18.66 | 18.66 | 18.66 | 18.66 | 18.66 | 18.66 | 18.66 | 18.66 | 18.66 | 18.66 | 18.66 | 18.66 | 18.66 | 18.66 | 18.66 | 18.66 | 18.66 | 18.66 | 18.66
RA*PuerNatlC2 | R&D | Advanced | * | Pumped Storage Hydropower | NatlClass2 | Pumped Storage Hydropower - National Class 2 | 18.66 | 18.66 | 18.66 | 18.66 | 18.66 | 18.66 | 18.66 | 18.66 | 18.66 | 18.66 | 18.66 | 18.66 | 18.66 | 18.66 | 18.66 | 18.66 | 18.66 | 18.66 | 18.66 | 18.66 | 18.66 | 18.66 | 18.66 | 18.66 | 18.66 | 18.66 | 18.66 | 18.66 | 18.66 | 18.66
RM*PuerNatlC2 | R&D | Moderate | * | Pumped Storage Hydropower | NatlClass2 | Pumped Storage Hydropower - National Class 2 | 18.66 | 18.66 | 18.66 | 18.66 | 18.66 | 18.66 | 18.66 | 18.66 | 18.66 | 18.66 | 18.66 | 18.66 | 18.66 | 18.66 | 18.66 | 18.66 | 18.66 | 18.66 | 18.66 | 18.66 | 18.66 | 18.66 | 18.66 | 18.66 | 18.66 | 18.66 | 18.66 | 18.66 | 18.66 | 18.66
RC*PuerNatlC2 | R&D | Conservative | * | Pumped Storage Hydropower | NatlClass2 | Pumped Storage Hydropower - National Class 2 | 18.66 | 18.66 | 18.66 | 18.66 | 18.66 | 18.66 | 18.66 | 18.66 | 18.66 | 18.66 | 18.66 | 18.66 | 18.66 | 18.66 | 18.66 | 18.66 | 18.66 | 18.66 | 18.66 | 18.66 | 18.66 | 18.66 | 18.66 | 18.66 | 18.66 | 18.66 | 18.66 | 18.66 | 18.66 | 18.66
RA*PuerNatlC3 | R&D | Advanced | * | Pumped Storage Hydropower | NatlClass3 | Pumped Storage Hydropower - National Class 3 | 18.66 | 18.66 | 18.66 | 18.66 | 18.66 | 18.66 | 18.66 | 18.66 | 18.66 | 18.66 | 18.66 | 18.66 | 18.66 | 18.66 | 18.66 | 18.66 | 18.66 | 18.66 | 18.66 | 18.66 | 18.66 | 18.66 | 18.66 | 18.66 | 18.66 | 18.66 | 18.66 | 18.66 | 18.66 | 18.66
RM*PuerNatlC3 | R&D | Moderate | * | Pumped Storage Hydropower | NatlClass3 | Pumped Storage Hydropower - National Class 3 | 18.66 | 18.66 | 18.66 | 18.66 | 18.66 | 18.66 | 18.66 | 18.66 | 18.66 | 18.66 | 18.66 | 18.66 | 18.66 | 18.66 | 18.66 | 18.66 | 18.66 | 18.66 | 18.66 | 18.66 | 18.66 | 18.66 | 18.66 | 18.66 | 18.66 | 18.66 | 18.66 | 18.66 | 18.66 | 18.66
RC*PuerNatlC3 | R&D | Conservative | * | Pumped Storage Hydropower | NatlClass3 | Pumped Storage Hydropower - National Class 3 | 18.66 | 18.66 | 18.66 | 18.66 | 18.66 | 18.66 | 18.66 | 18.66 | 18.66 | 18.66 | 18.66 | 18.66 | 18.66 | 18.66 | 18.66 | 18.66 | 18.66 | 18.66 | 18.66 | 18.66 | 18.66 | 18.66 | 18.66 | 18.66 | 18.66 | 18.66 | 18.66 | 18.66 | 18.66 | 18.66
RA*PuerNatlC4 | R&D | Advanced | * | Pumped Storage Hydropower | NatlClass4 | Pumped Storage Hydropower - National Class 4 | 18.66 | 18.66 | 18.66 | 18.66 | 18.66 | 18.66 | 18.66 | 18.66 | 18.66 | 18.66 | 18.66 | 18.66 | 18.66 | 18.66 | 18.66 | 18.66 | 18.66 | 18.66 | 18.66 | 18.66 | 18.66 | 18.66 | 18.66 | 18.66 | 18.66 | 18.66 | 18.66 | 18.66 | 18.66 | 18.66
RM*PuerNatlC4 | R&D | Moderate | * | Pumped Storage Hydropower | NatlClass4 | Pumped Storage Hydropower - National Class 4 | 18.66 | 18.66 | 18.66 | 18.66 | 18.66 | 18.66 | 18.66 | 18.66 | 18.66 | 18.66 | 18.66 | 18.66 | 18.66 | 18.66 | 18.66 | 18.66 | 18.66 | 18.66 | 18.66 | 18.66 | 18.66 | 18.66 | 18.66 | 18.66 | 18.66 | 18.66 | 18.66 | 18.66 | 18.66 | 18.66
RC*PuerNatlC4 | R&D | Conservative | * | Pumped Storage Hydropower | NatlClass4 | Pumped Storage Hydropower - National Class 4 | 18.66 | 18.66 | 18.66 | 18.66 | 18.66 | 18.66 | 18.66 | 18.66 | 18.66 | 18.66 | 18.66 | 18.66 | 18.66 | 18.66 | 18.66 | 18.66 | 18.66 | 18.66 | 18.66 | 18.66 | 18.66 | 18.66 | 18.66 | 18.66 | 18.66 | 18.66 | 18.66 | 18.66 | 18.66 | 18.66
RA*PuerNatlC5 | R&D | Advanced | * | Pumped Storage Hydropower | NatlClass5 | Pumped Storage Hydropower - National Class 5 | 18.66 | 18.66 | 18.66 | 18.66 | 18.66 | 18.66 | 18.66 | 18.66 | 18.66 | 18.66 | 18.66 | 18.66 | 18.66 | 18.66 | 18.66 | 18.66 | 18.66 | 18.66 | 18.66 | 18.66 | 18.66 | 18.66 | 18.66 | 18.66 | 18.66 | 18.66 | 18.66 | 18.66 | 18.66 | 18.66
RM*PuerNatlC5 | R&D | Moderate | * | Pumped Storage Hydropower | NatlClass5 | Pumped Storage Hydropower - National Class 5 | 18.66 | 18.66 | 18.66 | 18.66 | 18.66 | 18.66 | 18.66 | 18.66 | 18.66 | 18.66 | 18.66 | 18.66 | 18.66 | 18.66 | 18.66 | 18.66 | 18.66 | 18.66 | 18.66 | 18.66 | 18.66 | 18.66 | 18.66 | 18.66 | 18.66 | 18.66 | 18.66 | 18.66 | 18.66 | 18.66
RC*PuerNatlC5 | R&D | Conservative | * | Pumped Storage Hydropower | NatlClass5 | Pumped Storage Hydropower - National Class 5 | 18.66 | 18.66 | 18.66 | 18.66 | 18.66 | 18.66 | 18.66 | 18.66 | 18.66 | 18.66 | 18.66 | 18.66 | 18.66 | 18.66 | 18.66 | 18.66 | 18.66 | 18.66 | 18.66 | 18.66 | 18.66 | 18.66 | 18.66 | 18.66 | 18.66 | 18.66 | 18.66 | 18.66 | 18.66 | 18.66
RA*PuerNatlC6 | R&D | Advanced | * | Pumped Storage Hydropower | NatlClass6 | Pumped Storage Hydropower - National Class 6 | 18.66 | 18.66 | 18.66 | 18.66 | 18.66 | 18.66 | 18.66 | 18.66 | 18.66 | 18.66 | 18.66 | 18.66 | 18.66 | 18.66 | 18.66 | 18.66 | 18.66 | 18.66 | 18.66 | 18.66 | 18.66 | 18.66 | 18.66 | 18.66 | 18.66 | 18.66 | 18.66 | 18.66 | 18.66 | 18.66
RM*PuerNatlC6 | R&D | Moderate | * | Pumped Storage Hydropower | NatlClass6 | Pumped Storage Hydropower - National Class 6 | 18.66 | 18.66 | 18.66 | 18.66 | 18.66 | 18.66 | 18.66 | 18.66 | 18.66 | 18.66 | 18.66 | 18.66 | 18.66 | 18.66 | 18.66 | 18.66 | 18.66 | 18.66 | 18.66 | 18.66 | 18.66 | 18.66 | 18.66 | 18.66 | 18.66 | 18.66 | 18.66 | 18.66 | 18.66 | 18.66
RC*PuerNatlC6 | R&D | Conservative | * | Pumped Storage Hydropower | NatlClass6 | Pumped Storage Hydropower - National Class 6 | 18.66 | 18.66 | 18.66 | 18.66 | 18.66 | 18.66 | 18.66 | 18.66 | 18.66 | 18.66 | 18.66 | 18.66 | 18.66 | 18.66 | 18.66 | 18.66 | 18.66 | 18.66 | 18.66 | 18.66 | 18.66 | 18.66 | 18.66 | 18.66 | 18.66 | 18.66 | 18.66 | 18.66 | 18.66 | 18.66
RA*PuerNatlC7 | R&D | Advanced | * | Pumped Storage Hydropower | NatlClass7 | Pumped Storage Hydropower - National Class 7 | 18.66 | 18.66 | 18.66 | 18.66 | 18.66 | 18.66 | 18.66 | 18.66 | 18.66 | 18.66 | 18.66 | 18.66 | 18.66 | 18.66 | 18.66 | 18.66 | 18.66 | 18.66 | 18.66 | 18.66 | 18.66 | 18.66 | 18.66 | 18.66 | 18.66 | 18.66 | 18.66 | 18.66 | 18.66 | 18.66
RM*PuerNatlC7 | R&D | Moderate | * | Pumped Storage Hydropower | NatlClass7 | Pumped Storage Hydropower - National Class 7 | 18.66 | 18.66 | 18.66 | 18.66 | 18.66 | 18.66 | 18.66 | 18.66 | 18.66 | 18.66 | 18.66 | 18.66 | 18.66 | 18.66 | 18.66 | 18.66 | 18.66 | 18.66 | 18.66 | 18.66 | 18.66 | 18.66 | 18.66 | 18.66 | 18.66 | 18.66 | 18.66 | 18.66 | 18.66 | 18.66
RC*PuerNatlC7 | R&D | Conservative | * | Pumped Storage Hydropower | NatlClass7 | Pumped Storage Hydropower - National Class 7 | 18.66 | 18.66 | 18.66 | 18.66 | 18.66 | 18.66 | 18.66 | 18.66 | 18.66 | 18.66 | 18.66 | 18.66 | 18.66 | 18.66 | 18.66 | 18.66 | 18.66 | 18.66 | 18.66 | 18.66 | 18.66 | 18.66 | 18.66 | 18.66 | 18.66 | 18.66 | 18.66 | 18.66 | 18.66 | 18.66
RA*PuerNatlC8 | R&D | Advanced | * | Pumped Storage Hydropower | NatlClass8 | Pumped Storage Hydropower - National Class 8 | 18.66 | 18.66 | 18.66 | 18.66 | 18.66 | 18.66 | 18.66 | 18.66 | 18.66 | 18.66 | 18.66 | 18.66 | 18.66 | 18.66 | 18.66 | 18.66 | 18.66 | 18.66 | 18.66 | 18.66 | 18.66 | 18.66 | 18.66 | 18.66 | 18.66 | 18.66 | 18.66 | 18.66 | 18.66 | 18.66
RM*PuerNatlC8 | R&D | Moderate | * | Pumped Storage Hydropower | NatlClass8 | Pumped Storage Hydropower - National Class 8 | 18.66 | 18.66 | 18.66 | 18.66 | 18.66 | 18.66 | 18.66 | 18.66 | 18.66 | 18.66 | 18.66 | 18.66 | 18.66 | 18.66 | 18.66 | 18.66 | 18.66 | 18.66 | 18.66 | 18.66 | 18.66 | 18.66 | 18.66 | 18.66 | 18.66 | 18.66 | 18.66 | 18.66 | 18.66 | 18.66
RC*PuerNatlC8 | R&D | Conservative | * | Pumped Storage Hydropower | NatlClass8 | Pumped Storage Hydropower - National Class 8 | 18.66 | 18.66 | 18.66 | 18.66 | 18.66 | 18.66 | 18.66 | 18.66 | 18.66 | 18.66 | 18.66 | 18.66 | 18.66 | 18.66 | 18.66 | 18.66 | 18.66 | 18.66 | 18.66 | 18.66 | 18.66 | 18.66 | 18.66 | 18.66 | 18.66 | 18.66 | 18.66 | 18.66 | 18.66 | 18.66
RA*PuerNatlC9 | R&D | Advanced | * | Pumped Storage Hydropower | NatlClass9 | Pumped Storage Hydropower - National Class 9 | 18.66 | 18.66 | 18.66 | 18.66 | 18.66 | 18.66 | 18.66 | 18.66 | 18.66 | 18.66 | 18.66 | 18.66 | 18.66 | 18.66 | 18.66 | 18.66 | 18.66 | 18.66 | 18.66 | 18.66 | 18.66 | 18.66 | 18.66 | 18.66 | 18.66 | 18.66 | 18.66 | 18.66 | 18.66 | 18.66
RM*PuerNatlC9 | R&D | Moderate | * | Pumped Storage Hydropower | NatlClass9 | Pumped Storage Hydropower - National Class 9 | 18.66 | 18.66 | 18.66 | 18.66 | 18.66 | 18.66 | 18.66 | 18.66 | 18.66 | 18.66 | 18.66 | 18.66 | 18.66 | 18.66 | 18.66 | 18.66 | 18.66 | 18.66 | 18.66 | 18.66 | 18.66 | 18.66 | 18.66 | 18.66 | 18.66 | 18.66 | 18.66 | 18.66 | 18.66 | 18.66
RC*PuerNatlC9 | R&D | Conservative | * | Pumped Storage Hydropower | NatlClass9 | Pumped Storage Hydropower - National Class 9 | 18.66 | 18.66 | 18.66 | 18.66 | 18.66 | 18.66 | 18.66 | 18.66 | 18.66 | 18.66 | 18.66 | 18.66 | 18.66 | 18.66 | 18.66 | 18.66 | 18.66 | 18.66 | 18.66 | 18.66 | 18.66 | 18.66 | 18.66 | 18.66 | 18.66 | 18.66 | 18.66 | 18.66 | 18.66 | 18.66
RA*PuerNatlC0 | R&D | Advanced | * | Pumped Storage Hydropower | NatlClass10 | Pumped Storage Hydropower - National Class 10 | 18.66 | 18.66 | 18.66 | 18.66 | 18.66 | 18.66 | 18.66 | 18.66 | 18.66 | 18.66 | 18.66 | 18.66 | 18.66 | 18.66 | 18.66 | 18.66 | 18.66 | 18.66 | 18.66 | 18.66 | 18.66 | 18.66 | 18.66 | 18.66 | 18.66 | 18.66 | 18.66 | 18.66 | 18.66 | 18.66
RM*PuerNatlC0 | R&D | Moderate | * | Pumped Storage Hydropower | NatlClass10 | Pumped Storage Hydropower - National Class 10 | 18.66 | 18.66 | 18.66 | 18.66 | 18.66 | 18.66 | 18.66 | 18.66 | 18.66 | 18.66 | 18.66 | 18.66 | 18.66 | 18.66 | 18.66 | 18.66 | 18.66 | 18.66 | 18.66 | 18.66 | 18.66 | 18.66 | 18.66 | 18.66 | 18.66 | 18.66 | 18.66 | 18.66 | 18.66 | 18.66
RC*PuerNatlC0 | R&D | Conservative | * | Pumped Storage Hydropower | NatlClass10 | Pumped Storage Hydropower - National Class 10 | 18.66 | 18.66 | 18.66 | 18.66 | 18.66 | 18.66 | 18.66 | 18.66 | 18.66 | 18.66 | 18.66 | 18.66 | 18.66 | 18.66 | 18.66 | 18.66 | 18.66 | 18.66 | 18.66 | 18.66 | 18.66 | 18.66 | 18.66 | 18.66 | 18.66 | 18.66 | 18.66 | 18.66 | 18.66 | 18.66
RA*PuerNatlC1 | R&D | Advanced | * | Pumped Storage Hydropower | NatlClass11 | Pumped Storage Hydropower - National Class 11 | 18.66 | 18.66 | 18.66 | 18.66 | 18.66 | 18.66 | 18.66 | 18.66 | 18.66 | 18.66 | 18.66 | 18.66 | 18.66 | 18.66 | 18.66 | 18.66 | 18.66 | 18.66 | 18.66 | 18.66 | 18.66 | 18.66 | 18.66 | 18.66 | 18.66 | 18.66 | 18.66 | 18.66 | 18.66 | 18.66
RM*PuerNatlC1 | R&D | Moderate | * | Pumped Storage Hydropower | NatlClass11 | Pumped Storage Hydropower - National Class 11 | 18.66 | 18.66 | 18.66 | 18.66 | 18.66 | 18.66 | 18.66 | 18.66 | 18.66 | 18.66 | 18.66 | 18.66 | 18.66 | 18.66 | 18.66 | 18.66 | 18.66 | 18.66 | 18.66 | 18.66 | 18.66 | 18.66 | 18.66 | 18.66 | 18.66 | 18.66 | 18.66 | 18.66 | 18.66 | 18.66
RC*PuerNatlC1 | R&D | Conservative | * | Pumped Storage Hydropower | NatlClass11 | Pumped Storage Hydropower - National Class 11 | 18.66 | 18.66 | 18.66 | 18.66 | 18.66 | 18.66 | 18.66 | 18.66 | 18.66 | 18.66 | 18.66 | 18.66 | 18.66 | 18.66 | 18.66 | 18.66 | 18.66 | 18.66 | 18.66 | 18.66 | 18.66 | 18.66 | 18.66 | 18.66 | 18.66 | 18.66 | 18.66 | 18.66 | 18.66 | 18.66
RA*PuerNatlC2 | R&D | Advanced | * | Pumped Storage Hydropower | NatlClass12 | Pumped Storage Hydropower - National Class 12 | 18.66 | 18.66 | 18.66 | 18.66 | 18.66 | 18.66 | 18.66 | 18.66 | 18.66 | 18.66 | 18.66 | 18.66 | 18.66 | 18.66 | 18.66 | 18.66 | 18.66 | 18.66 | 18.66 | 18.66 | 18.66 | 18.66 | 18.66 | 18.66 | 18.66 | 18.66 | 18.66 | 18.66 | 18.66 | 18.66
RM*PuerNatlC2 | R&D | Moderate | * | Pumped Storage Hydropower | NatlClass12 | Pumped Storage Hydropower - National Class 12 | 18.66 | 18.66 | 18.66 | 18.66 | 18.66 | 18.66 | 18.66 | 18.66 | 18.66 | 18.66 | 18.66 | 18.66 | 18.66 | 18.66 | 18.66 | 18.66 | 18.66 | 18.66 | 18.66 | 18.66 | 18.66 | 18.66 | 18.66 | 18.66 | 18.66 | 18.66 | 18.66 | 18.66 | 18.66 | 18.66
RC*PuerNatlC2 | R&D | Conservative | * | Pumped Storage Hydropower | NatlClass12 | Pumped Storage Hydropower - National Class 12 | 18.66 | 18.66 | 18.66 | 18.66 | 18.66 | 18.66 | 18.66 | 18.66 | 18.66 | 18.66 | 18.66 | 18.66 | 18.66 | 18.66 | 18.66 | 18.66 | 18.66 | 18.66 | 18.66 | 18.66 | 18.66 | 18.66 | 18.66 | 18.66 | 18.66 | 18.66 | 18.66 | 18.66 | 18.66 | 18.66
RA*PuerNatlC3 | R&D | Advanced | * | Pumped Storage Hydropower | NatlClass13 | Pumped Storage Hydropower - National Class 13 | 18.66 | 18.66 | 18.66 | 18.66 | 18.66 | 18.66 | 18.66 | 18.66 | 18.66 | 18.66 | 18.66 | 18.66 | 18.66 | 18.66 | 18.66 | 18.66 | 18.66 | 18.66 | 18.66 | 18.66 | 18.66 | 18.66 | 18.66 | 18.66 | 18.66 | 18.66 | 18.66 | 18.66 | 18.66 | 18.66
RM*PuerNatlC3 | R&D | Moderate | * | Pumped Storage Hydropower | NatlClass13 | Pumped Storage Hydropower - National Class 13 | 18.66 | 18.66 | 18.66 | 18.66 | 18.66 | 18.66 | 18.66 | 18.66 | 18.66 | 18.66 | 18.66 | 18.66 | 18.66 | 18.66 | 18.66 | 18.66 | 18.66 | 18.66 | 18.66 | 18.66 | 18.66 | 18.66 | 18.66 | 18.66 | 18.66 | 18.66 | 18.66 | 18.66 | 18.66 | 18.66
RC*PuerNatlC3 | R&D | Conservative | * | Pumped Storage Hydropower | NatlClass13 | Pumped Storage Hydropower - National Class 13 | 18.66 | 18.66 | 18.66 | 18.66 | 18.66 | 18.66 | 18.66 | 18.66 | 18.66 | 18.66 | 18.66 | 18.66 | 18.66 | 18.66 | 18.66 | 18.66 | 18.66 | 18.66 | 18.66 | 18.66 | 18.66 | 18.66 | 18.66 | 18.66 | 18.66 | 18.66 | 18.66 | 18.66 | 18.66 | 18.66
RA*PuerNatlC4 | R&D | Advanced | * | Pumped Storage Hydropower | NatlClass14 | Pumped Storage Hydropower - National Class 14 | 18.66 | 18.66 | 18.66 | 18.66 | 18.66 | 18.66 | 18.66 | 18.66 | 18.66 | 18.66 | 18.66 | 18.66 | 18.66 | 18.66 | 18.66 | 18.66 | 18.66 | 18.66 | 18.66 | 18.66 | 18.66 | 18.66 | 18.66 | 18.66 | 18.66 | 18.66 | 18.66 | 18.66 | 18.66 | 18.66
RM*PuerNatlC4 | R&D | Moderate | * | Pumped Storage Hydropower | NatlClass14 | Pumped Storage Hydropower - National Class 14 | 18.66 | 18.66 | 18.66 | 18.66 | 18.66 | 18.66 | 18.66 | 18.66 | 18.66 | 18.66 | 18.66 | 18.66 | 18.66 | 18.66 | 18.66 | 18.66 | 18.66 | 18.66 | 18.66 | 18.66 | 18.66 | 18.66 | 18.66 | 18.66 | 18.66 | 18.66 | 18.66 | 18.66 | 18.66 | 18.66
RC*PuerNatlC4 | R&D | Conservative | * | Pumped Storage Hydropower | NatlClass14 | Pumped Storage Hydropower - National Class 14 | 18.66 | 18.66 | 18.66 | 18.66 | 18.66 | 18.66 | 18.66 | 18.66 | 18.66 | 18.66 | 18.66 | 18.66 | 18.66 | 18.66 | 18.66 | 18.66 | 18.66 | 18.66 | 18.66 | 18.66 | 18.66 | 18.66 | 18.66 | 18.66 | 18.66 | 18.66 | 18.66 | 18.66 | 18.66 | 18.66
RA*PuerNatlC5 | R&D | Advanced | * | Pumped Storage Hydropower | NatlClass15 | Pumped Storage Hydropower - National Class 15 | 18.66 | 18.66 | 18.66 | 18.66 | 18.66 | 18.66 | 18.66 | 18.66 | 18.66 | 18.66 | 18.66 | 18.66 | 18.66 | 18.66 | 18.66 | 18.66 | 18.66 | 18.66 | 18.66 | 18.66 | 18.66 | 18.66 | 18.66 | 18.66 | 18.66 | 18.66 | 18.66 | 18.66 | 18.66 | 18.66
RM*PuerNatlC5 | R&D | Moderate | * | Pumped Storage Hydropower | NatlClass15 | Pumped Storage Hydropower - National Class 15 | 18.66 | 18.66 | 18.66 | 18.66 | 18.66 | 18.66 | 18.66 | 18.66 | 18.66 | 18.66 | 18.66 | 18.66 | 18.66 | 18.66 | 18.66 | 18.66 | 18.66 | 18.66 | 18.66 | 18.66 | 18.66 | 18.66 | 18.66 | 18.66 | 18.66 | 18.66 | 18.66 | 18.66 | 18.66 | 18.66
RC*PuerNatlC5 | R&D | Conservative | * | Pumped Storage Hydropower | NatlClass15 | Pumped Storage Hydropower - National Class 15 | 18.66 | 18.66 | 18.66 | 18.66 | 18.66 | 18.66 | 18.66 | 18.66 | 18.66 | 18.66 | 18.66 | 18.66 | 18.66 | 18.66 | 18.66 | 18.66 | 18.66 | 18.66 | 18.66 | 18.66 | 18.66 | 18.66 | 18.66 | 18.66 | 18.66 | 18.66 | 18.66 | 18.66 | 18.66 | 18.66
RA3NaCTAvgCF | RD | Advanced | 30 | NaturalGas_FE | CTAvgCF | NG Combustion Turbine (F-Frame) | 24 | 24 | 23.8 | 23.7 | 23.6 | 23.4 | 23.3 | 23.2 | 23 | 22.9 | 22.8 | 22.6 | 22.5 | 22.4 | 22.3 | 22.1 | 22 | 21.9 | 21.7 | 21.6 | 21.5 | 21.3 | 21.2 | 21.1 | 20.9 | 20.8 | 20.7 | 20.5 | 20.4 | 20.3
RM3NaCTAvgCF | RD | Moderate | 30 | NaturalGas_FE | CTAvgCF | NG Combustion Turbine (F-Frame) | 24 | 24 | 23.8 | 23.7 | 23.6 | 23.4 | 23.3 | 23.2 | 23 | 22.9 | 22.8 | 22.6 | 22.5 | 22.4 | 22.3 | 22.1 | 22 | 21.9 | 21.7 | 21.6 | 21.5 | 21.3 | 21.2 | 21.1 | 20.9 | 20.8 | 20.7 | 20.5 | 20.4 | 20.3
RC3NaCTAvgCF | RD | Conservative | 30 | NaturalGas_FE | CTAvgCF | NG Combustion Turbine (F-Frame) | 24 | 24 | 23.8 | 23.7 | 23.6 | 23.4 | 23.3 | 23.2 | 23 | 22.9 | 22.8 | 22.6 | 22.5 | 22.4 | 22.3 | 22.1 | 22 | 21.9 | 21.7 | 21.6 | 21.5 | 21.3 | 21.2 | 21.1 | 20.9 | 20.8 | 20.7 | 20.5 | 20.4 | 20.3
RA3NaCCAvgCF | RD | Advanced | 30 | NaturalGas_FE | CCAvgCF | NG Combined Cycle (F-Frame) | 31.1 | 31.1 | 30.7 | 30.3 | 29.8 | 29.4 | 29 | 28.5 | 28.1 | 27.7 | 27.2 | 26.8 | 26.4 | 25.9 | 25.5 | 25.3 | 25.1 | 24.8 | 24.6 | 24.4 | 24.2 | 24 | 23.7 | 23.5 | 23.3 | 23.1 | 22.9 | 22.7 | 22.4 | 22.2
RM3NaCCAvgCF | RD | Moderate | 30 | NaturalGas_FE | CCAvgCF | NG Combined Cycle (F-Frame) | 31.1 | 31.1 | 30.8 | 30.5 | 30.2 | 29.9 | 29.6 | 29.3 | 29 | 28.7 | 28.4 | 28.1 | 27.7 | 27.4 | 27.1 | 26.9 | 26.7 | 26.5 | 26.3 | 26.1 | 25.9 | 25.7 | 25.5 | 25.3 | 25.1 | 24.9 | 24.7 | 24.5 | 24.3 | 24.1
RC3NaCCAvgCF | RD | Conservative | 30 | NaturalGas_FE | CCAvgCF | NG Combined Cycle (F-Frame) | 31.1 | 31.1 | 30.9 | 30.8 | 30.6 | 30.4 | 30.2 | 30 | 29.9 | 29.7 | 29.5 | 29.3 | 29.1 | 29 | 28.8 | 28.6 | 28.4 | 28.2 | 28 | 27.9 | 27.7 | 27.5 | 27.3 | 27.1 | 27 | 26.8 | 26.6 | 26.4 | 26.2 | 26.1
RA3NaCCHFrae | RD | Advanced | 30 | NaturalGas_FE | CCHFrame | NG Combined Cycle (H-Frame) | 30.8 | 30.8 | 30.4 | 30 | 29.6 | 29.2 | 28.8 | 28.4 | 28 | 27.5 | 27.1 | 26.7 | 26.3 | 25.9 | 25.5 | 25.3 | 25.1 | 24.8 | 24.6 | 24.4 | 24.2 | 24 | 23.7 | 23.5 | 23.3 | 23.1 | 22.9 | 22.7 | 22.4 | 22.2
RM3NaCCHFrae | RD | Moderate | 30 | NaturalGas_FE | CCHFrame | NG Combined Cycle (H-Frame) | 30.8 | 30.8 | 30.5 | 30.2 | 29.9 | 29.6 | 29.3 | 29 | 28.7 | 28.4 | 28.1 | 27.8 | 27.5 | 27.2 | 26.9 | 26.7 | 26.5 | 26.3 | 26.1 | 25.9 | 25.7 | 25.5 | 25.3 | 25.1 | 24.9 | 24.7 | 24.5 | 24.3 | 24.1 | 23.9
RC3NaCCHFrae | RD | Conservative | 30 | NaturalGas_FE | CCHFrame | NG Combined Cycle (H-Frame) | 30.8 | 30.8 | 30.6 | 30.5 | 30.3 | 30.1 | 29.9 | 29.7 | 29.5 | 29.3 | 29.2 | 29 | 28.8 | 28.6 | 28.4 | 28.2 | 28 | 27.8 | 27.7 | 27.5 | 27.3 | 27.1 | 26.9 | 26.7 | 26.5 | 26.4 | 26.2 | 26 | 25.8 | 25.6
RA3NaNGFCC | RD | Advanced | 30 | NaturalGas_FE | NGFC | #REF! | #REF! | #REF! | #REF! | #REF! | #REF! | #REF! | #REF! | #REF! | #REF! | #REF! | #REF! | #REF! | #REF! | #REF! | #REF! | #REF! | #REF! | #REF! | #REF! | #REF! | #REF! | #REF! | #REF! | #REF! | #REF! | #REF! | #REF! | #REF! | #REF! | #REF!
RM3NaNGFCC | RD | Moderate | 30 | NaturalGas_FE | NGFC | #REF! | #REF! | #REF! | #REF! | #REF! | #REF! | #REF! | #REF! | #REF! | #REF! | #REF! | #REF! | #REF! | #REF! | #REF! | #REF! | #REF! | #REF! | #REF! | #REF! | #REF! | #REF! | #REF! | #REF! | #REF! | #REF! | #REF! | #REF! | #REF! | #REF! | #REF!
RC3NaNGFCC | RD | Conservative | 30 | NaturalGas_FE | NGFC | #REF! | #REF! | #REF! | #REF! | #REF! | #REF! | #REF! | #REF! | #REF! | #REF! | #REF! | #REF! | #REF! | #REF! | #REF! | #REF! | #REF! | #REF! | #REF! | #REF! | #REF! | #REF! | #REF! | #REF! | #REF! | #REF! | #REF! | #REF! | #REF! | #REF! | #REF!
RA3NaCCCCSAF | RD | Advanced | 30 | NaturalGas_FE | CCCCSAvgCF | NG Combined Cycle (F-Frame) 95% CCS | 63.7 | 63.7 | 61.8 | 60 | 58.1 | 56.2 | 54.4 | 52.5 | 50.6 | 48.7 | 46.9 | 45 | 43.1 | 41.2 | 39.4 | 38.9 | 38.5 | 38 | 37.6 | 37.2 | 36.7 | 36.3 | 35.8 | 35.4 | 34.9 | 34.5 | 34.1 | 33.6 | 33.2 | 32.7
RM3NaCCCCSAF | RD | Moderate | 30 | NaturalGas_FE | CCCCSAvgCF | NG Combined Cycle (F-Frame) 95% CCS | 63.7 | 63.7 | 62.5 | 61.3 | 60.1 | 58.9 | 57.6 | 56.4 | 55.2 | 54 | 52.8 | 51.6 | 50.4 | 49.1 | 47.9 | 47.4 | 46.9 | 46.4 | 45.9 | 45.4 | 44.9 | 44.4 | 43.9 | 43.4 | 42.9 | 42.4 | 41.9 | 41.4 | 40.9 | 40.4
RC3NaCCCCSAF | RD | Conservative | 30 | NaturalGas_FE | CCCCSAvgCF | NG Combined Cycle (F-Frame) 95% CCS | 63.7 | 63.7 | 63.2 | 62.6 | 62.1 | 61.5 | 60.9 | 60.4 | 59.8 | 59.3 | 58.7 | 58.1 | 57.6 | 57 | 56.5 | 55.9 | 55.4 | 54.8 | 54.2 | 53.7 | 53.1 | 52.6 | 52 | 51.5 | 50.9 | 50.3 | 49.8 | 49.2 | 48.7 | 48.1
RA3NaCCCCSH% | RD | Advanced | 30 | NaturalGas_FE | CCCCSHFrame95% | NG Combined Cycle (H-Frame) 95% CCS | 59.3 | 59.3 | 57.8 | 56.3 | 54.7 | 53.2 | 51.6 | 50.1 | 48.6 | 47 | 45.5 | 44 | 42.4 | 40.9 | 39.4 | 38.9 | 38.5 | 38 | 37.6 | 37.2 | 36.7 | 36.3 | 35.8 | 35.4 | 34.9 | 34.5 | 34.1 | 33.6 | 33.2 | 32.7
RM3NaCCCCSH% | RD | Moderate | 30 | NaturalGas_FE | CCCCSHFrame95% | NG Combined Cycle (H-Frame) 95% CCS | 59.3 | 59.3 | 58.3 | 57.3 | 56.2 | 55.2 | 54.2 | 53.1 | 52.1 | 51.1 | 50 | 49 | 48 | 46.9 | 45.9 | 45.4 | 44.9 | 44.4 | 44 | 43.5 | 43 | 42.5 | 42 | 41.5 | 41 | 40.6 | 40.1 | 39.6 | 39.1 | 38.6
RC3NaCCCCSH% | RD | Conservative | 30 | NaturalGas_FE | CCCCSHFrame95% | NG Combined Cycle (H-Frame) 95% CCS | 59.3 | 59.3 | 58.8 | 58.3 | 57.7 | 57.2 | 56.7 | 56.1 | 55.6 | 55.1 | 54.6 | 54 | 53.5 | 53 | 52.4 | 51.9 | 51.4 | 50.8 | 50.3 | 49.8 | 49.2 | 48.7 | 48.2 | 47.7 | 47.1 | 46.6 | 46.1 | 45.5 | 45 | 44.5
RA3NaCCFFraS | RD | Advanced | 30 | NaturalGas_FE | CCFFrameMaxCCS | NG Combined Cycle (F-Frame) 97% CCS | 64.6 | 64.6 | 62.7 | 60.8 | 58.9 | 57 | 55 | 53.1 | 51.2 | 49.3 | 47.4 | 45.5 | 43.5 | 41.6 | 39.7 | 39.3 | 38.8 | 38.4 | 37.9 | 37.5 | 37 | 36.6 | 36.1 | 35.7 | 35.2 | 34.8 | 34.4 | 33.9 | 33.5 | 33
RM3NaCCFFraS | RD | Moderate | 30 | NaturalGas_FE | CCFFrameMaxCCS | NG Combined Cycle (F-Frame) 97% CCS | 64.6 | 64.6 | 63.4 | 62.2 | 60.9 | 59.7 | 58.4 | 57.2 | 55.9 | 54.7 | 53.5 | 52.2 | 51 | 49.7 | 48.5 | 48 | 47.5 | 47 | 46.5 | 46 | 45.5 | 45 | 44.4 | 43.9 | 43.4 | 42.9 | 42.4 | 41.9 | 41.4 | 40.9
RC3NaCCFFraS | RD | Conservative | 30 | NaturalGas_FE | CCFFrameMaxCCS | NG Combined Cycle (F-Frame) 97% CCS | 64.6 | 64.6 | 64.1 | 63.5 | 62.9 | 62.4 | 61.8 | 61.2 | 60.7 | 60.1 | 59.5 | 59 | 58.4 | 57.8 | 57.3 | 56.7 | 56.2 | 55.6 | 55 | 54.5 | 53.9 | 53.3 | 52.8 | 52.2 | 51.6 | 51.1 | 50.5 | 49.9 | 49.4 | 48.8
RA3NaCCHFraS | RD | Advanced | 30 | NaturalGas_FE | CCHFrameMaxCCS | NG Combined Cycle (H-Frame) 97% CCS | 60.1 | 60.1 | 58.6 | 57 | 55.4 | 53.8 | 52.3 | 50.7 | 49.1 | 47.6 | 46 | 44.4 | 42.8 | 41.3 | 39.7 | 39.3 | 38.8 | 38.4 | 37.9 | 37.5 | 37 | 36.6 | 36.1 | 35.7 | 35.2 | 34.8 | 34.4 | 33.9 | 33.5 | 33
RM3NaCCHFraS | RD | Moderate | 30 | NaturalGas_FE | CCHFrameMaxCCS | NG Combined Cycle (H-Frame) 97% CCS | 60.1 | 60.1 | 59.1 | 58 | 57 | 55.9 | 54.9 | 53.8 | 52.8 | 51.7 | 50.6 | 49.6 | 48.5 | 47.5 | 46.4 | 45.9 | 45.4 | 44.9 | 44.5 | 44 | 43.5 | 43 | 42.5 | 42 | 41.5 | 41 | 40.5 | 40 | 39.5 | 39
RC3NaCCHFraS | RD | Conservative | 30 | NaturalGas_FE | CCHFrameMaxCCS | NG Combined Cycle (H-Frame) 97% CCS | 60.1 | 60.1 | 59.6 | 59.1 | 58.5 | 58 | 57.4 | 56.9 | 56.4 | 55.8 | 55.3 | 54.8 | 54.2 | 53.7 | 53.1 | 52.6 | 52.1 | 51.5 | 51 | 50.5 | 49.9 | 49.4 | 48.8 | 48.3 | 47.8 | 47.2 | 46.7 | 46.1 | 45.6 | 45.1
RA3NaNGFCMaS | RD | Advanced | 30 | NaturalGas_FE | NGFCMaxCCS | #REF! | #REF! | #REF! | #REF! | #REF! | #REF! | #REF! | #REF! | #REF! | #REF! | #REF! | #REF! | #REF! | #REF! | #REF! | #REF! | #REF! | #REF! | #REF! | #REF! | #REF! | #REF! | #REF! | #REF! | #REF! | #REF! | #REF! | #REF! | #REF! | #REF! | #REF!
RM3NaNGFCMaS | RD | Moderate | 30 | NaturalGas_FE | NGFCMaxCCS | #REF! | #REF! | #REF! | #REF! | #REF! | #REF! | #REF! | #REF! | #REF! | #REF! | #REF! | #REF! | #REF! | #REF! | #REF! | #REF! | #REF! | #REF! | #REF! | #REF! | #REF! | #REF! | #REF! | #REF! | #REF! | #REF! | #REF! | #REF! | #REF! | #REF! | #REF!
RC3NaNGFCMaS | RD | Conservative | 30 | NaturalGas_FE | NGFCMaxCCS | #REF! | #REF! | #REF! | #REF! | #REF! | #REF! | #REF! | #REF! | #REF! | #REF! | #REF! | #REF! | #REF! | #REF! | #REF! | #REF! | #REF! | #REF! | #REF! | #REF! | #REF! | #REF! | #REF! | #REF! | #REF! | #REF! | #REF! | #REF! | #REF! | #REF! | #REF!
RA3ConewAvgF | RD | Advanced | 30 | Coal_FE | newAvgCF | Coal-new | 77.7 | 77.9 | 77.7 | 77.6 | 77.4 | 77.2 | 77 | 76.8 | 76.6 | 76.5 | 76.3 | 76.1 | 75.9 | 75.7 | 75.5 | 74.9 | 74.2 | 73.6 | 73 | 72.3 | 71.7 | 71 | 70.4 | 69.7 | 69.1 | 68.4 | 67.8 | 67.1 | 66.5 | 65.8
RM3ConewAvgF | RD | Moderate | 30 | Coal_FE | newAvgCF | Coal-new | 77.6 | 77.9 | 77.6 | 77.2 | 76.8 | 76.5 | 76.1 | 75.8 | 75.4 | 75.1 | 74.7 | 74.3 | 74 | 73.6 | 73.3 | 72.7 | 72.1 | 71.5 | 70.9 | 70.3 | 69.7 | 69.1 | 68.5 | 67.9 | 67.4 | 66.8 | 66.2 | 65.6 | 65 | 64.4
RC3ConewAvgF | RD | Conservative | 30 | Coal_FE | newAvgCF | Coal-new | 77.4 | 77.9 | 77.4 | 76.9 | 76.3 | 75.8 | 75.3 | 74.7 | 74.2 | 73.7 | 73.1 | 72.6 | 72.1 | 71.5 | 71 | 70.5 | 69.9 | 69.4 | 68.9 | 68.3 | 67.8 | 67.3 | 66.7 | 66.2 | 65.7 | 65.1 | 64.6 | 64.1 | 63.5 | 63
RA3CoCCS95AF | RD | Advanced | 30 | Coal_FE | CCS95AvgCF | Coal-95%-CCS | 121.9 | 123.4 | 121.9 | 120.3 | 118.7 | 117.2 | 115.6 | 114 | 112.5 | 110.9 | 109.4 | 107.8 | 106.2 | 104.7 | 103.1 | 102.1 | 101.1 | 100.1 | 99 | 98 | 97 | 96 | 95 | 93.9 | 92.9 | 91.9 | 90.9 | 89.9 | 88.9 | 87.8
RM3CoCCS95AF | RD | Moderate | 30 | Coal_FE | CCS95AvgCF | Coal-95%-CCS | 122.1 | 123.4 | 122.1 | 120.8 | 119.6 | 118.3 | 117 | 115.7 | 114.4 | 113.1 | 111.8 | 110.5 | 109.2 | 108 | 106.7 | 105.6 | 104.6 | 103.6 | 102.6 | 101.6 | 100.6 | 99.5 | 98.5 | 97.5 | 96.5 | 95.5 | 94.5 | 93.4 | 92.4 | 91.4
RC3CoCCS95AF | RD | Conservative | 30 | Coal_FE | CCS95AvgCF | Coal-95%-CCS | 122.4 | 123.4 | 122.4 | 121.4 | 120.4 | 119.4 | 118.3 | 117.3 | 116.3 | 115.3 | 114.3 | 113.3 | 112.3 | 111.2 | 110.2 | 109.2 | 108.2 | 107.2 | 106.2 | 105.1 | 104.1 | 103.1 | 102.1 | 101.1 | 100.1 | 99.1 | 98 | 97 | 96 | 95
RA3CoCoalMaS | RD | Advanced | 30 | Coal_FE | CoalMaxCCS | Coal-99%-CCS | 124.3 | 125.9 | 124.3 | 122.6 | 121 | 119.3 | 117.7 | 116 | 114.4 | 112.7 | 111 | 109.4 | 107.7 | 106.1 | 104.4 | 103.4 | 102.4 | 101.3 | 100.3 | 99.3 | 98.2 | 97.2 | 96.2 | 95.1 | 94.1 | 93.1 | 92 | 91 | 90 | 88.9
RM3CoCoalMaS | RD | Moderate | 30 | Coal_FE | CoalMaxCCS | Coal-99%-CCS | 124.6 | 125.9 | 124.6 | 123.2 | 121.9 | 120.6 | 119.2 | 117.9 | 116.5 | 115.2 | 113.8 | 112.5 | 111.1 | 109.8 | 108.4 | 107.4 | 106.4 | 105.3 | 104.3 | 103.2 | 102.2 | 101.2 | 100.1 | 99.1 | 98.1 | 97 | 96 | 95 | 93.9 | 92.9
RC3CoCoalMaS | RD | Conservative | 30 | Coal_FE | CoalMaxCCS | Coal-99%-CCS | 124.9 | 125.9 | 124.9 | 123.9 | 122.8 | 121.8 | 120.7 | 119.7 | 118.7 | 117.6 | 116.6 | 115.5 | 114.5 | 113.5 | 112.4 | 111.4 | 110.4 | 109.3 | 108.3 | 107.2 | 106.2 | 105.2 | 104.1 | 103.1 | 102 | 101 | 100 | 98.9 | 97.9 | 96.8
RA3CoIGCCAvF | RD | Advanced | 30 | Coal_FE | IGCCAvgCF | Coal-IGCC | 150.1 | 150.4 | 150.1 | 149.9 | 149.6 | 149.3 | 149.1 | 148.8 | 148.5 | 148.3 | 148 | 147.7 | 147.4 | 147.2 | 146.9 | 146.6 | 146.4 | 146.1 | 145.8 | 145.6 | 145.3 | 145 | 144.7 | 144.5 | 144.2 | 143.9 | 143.7 | 143.4 | 143.1 | 142.9
RM3CoIGCCAvF | RD | Moderate | 30 | Coal_FE | IGCCAvgCF | Coal-IGCC | 150.1 | 150.4 | 150.1 | 149.9 | 149.6 | 149.3 | 149.1 | 148.8 | 148.5 | 148.3 | 148 | 147.7 | 147.4 | 147.2 | 146.9 | 146.6 | 146.4 | 146.1 | 145.8 | 145.6 | 145.3 | 145 | 144.7 | 144.5 | 144.2 | 143.9 | 143.7 | 143.4 | 143.1 | 142.9
RC3CoIGCCAvF | RD | Conservative | 30 | Coal_FE | IGCCAvgCF | Coal-IGCC | 150.1 | 150.4 | 150.1 | 149.9 | 149.6 | 149.3 | 149.1 | 148.8 | 148.5 | 148.3 | 148 | 147.7 | 147.4 | 147.2 | 146.9 | 146.6 | 146.4 | 146.1 | 145.8 | 145.6 | 145.3 | 145 | 144.7 | 144.5 | 144.2 | 143.9 | 143.7 | 143.4 | 143.1 | 142.9

## Summary_VOM
Key | FinancialCase | CostCase | CRPYears | Technology | TechDetail | DisplayName | 2021 | 2022 | 2023 | 2024 | 2025 | 2026 | 2027 | 2028 | 2029 | 2030 | 2031 | 2032 | 2033 | 2034 | 2035 | 2036 | 2037 | 2038 | 2039 | 2040 | 2041 | 2042 | 2043 | 2044 | 2045 | 2046 | 2047 | 2048 | 2049 | 2050
RA3CSSPClass2 | R&D | Advanced | 30 | CSP | Class2 | CSP - Class 2 | 3.6645 | 3.5807 | 3.4968 | 3.413 | 3.3292 | 3.2453 | 3.1615 | 3.0777 | 2.9938 | 2.91 | 2.91 | 2.91 | 2.91 | 2.91 | 2.91 | 2.91 | 2.91 | 2.91 | 2.91 | 2.91 | 2.91 | 2.91 | 2.91 | 2.91 | 2.91 | 2.91 | 2.91 | 2.91 | 2.91 | 2.91
RM3CSSPClass2 | R&D | Moderate | 30 | CSP | Class2 | CSP - Class 2 | 3.6645 | 3.5907 | 3.5168 | 3.443 | 3.3692 | 3.2953 | 3.2215 | 3.1477 | 3.0738 | 3 | 3 | 3 | 3 | 3 | 3 | 3 | 3 | 3 | 3 | 3 | 3 | 3 | 3 | 3 | 3 | 3 | 3 | 3 | 3 | 3
RC3CSSPClass2 | R&D | Conservative | 30 | CSP | Class2 | CSP - Class 2 | 3.6645 | 3.6645 | 3.6645 | 3.6645 | 3.6645 | 3.6645 | 3.6645 | 3.6645 | 3.6645 | 3.6645 | 3.6645 | 3.6645 | 3.6645 | 3.6645 | 3.6645 | 3.6645 | 3.6645 | 3.6645 | 3.6645 | 3.6645 | 3.6645 | 3.6645 | 3.6645 | 3.6645 | 3.6645 | 3.6645 | 3.6645 | 3.6645 | 3.6645 | 3.6645
RA3CSSPClass3 | R&D | Advanced | 30 | CSP | Class3 | CSP - Class 3 | 3.6645 | 3.5807 | 3.4968 | 3.413 | 3.3292 | 3.2453 | 3.1615 | 3.0777 | 2.9938 | 2.91 | 2.91 | 2.91 | 2.91 | 2.91 | 2.91 | 2.91 | 2.91 | 2.91 | 2.91 | 2.91 | 2.91 | 2.91 | 2.91 | 2.91 | 2.91 | 2.91 | 2.91 | 2.91 | 2.91 | 2.91
RM3CSSPClass3 | R&D | Moderate | 30 | CSP | Class3 | CSP - Class 3 | 3.6645 | 3.5907 | 3.5168 | 3.443 | 3.3692 | 3.2953 | 3.2215 | 3.1477 | 3.0738 | 3 | 3 | 3 | 3 | 3 | 3 | 3 | 3 | 3 | 3 | 3 | 3 | 3 | 3 | 3 | 3 | 3 | 3 | 3 | 3 | 3
RC3CSSPClass3 | R&D | Conservative | 30 | CSP | Class3 | CSP - Class 3 | 3.6645 | 3.6645 | 3.6645 | 3.6645 | 3.6645 | 3.6645 | 3.6645 | 3.6645 | 3.6645 | 3.6645 | 3.6645 | 3.6645 | 3.6645 | 3.6645 | 3.6645 | 3.6645 | 3.6645 | 3.6645 | 3.6645 | 3.6645 | 3.6645 | 3.6645 | 3.6645 | 3.6645 | 3.6645 | 3.6645 | 3.6645 | 3.6645 | 3.6645 | 3.6645
RA3CSSPClass8 | R&D | Advanced | 30 | CSP | Class8 | CSP - Class 8 | 3.6645 | 3.5807 | 3.4968 | 3.413 | 3.3292 | 3.2453 | 3.1615 | 3.0777 | 2.9938 | 2.91 | 2.91 | 2.91 | 2.91 | 2.91 | 2.91 | 2.91 | 2.91 | 2.91 | 2.91 | 2.91 | 2.91 | 2.91 | 2.91 | 2.91 | 2.91 | 2.91 | 2.91 | 2.91 | 2.91 | 2.91
RM3CSSPClass8 | R&D | Moderate | 30 | CSP | Class8 | CSP - Class 8 | 3.6645 | 3.5907 | 3.5168 | 3.443 | 3.3692 | 3.2953 | 3.2215 | 3.1477 | 3.0738 | 3 | 3 | 3 | 3 | 3 | 3 | 3 | 3 | 3 | 3 | 3 | 3 | 3 | 3 | 3 | 3 | 3 | 3 | 3 | 3 | 3
RC3CSSPClass8 | R&D | Conservative | 30 | CSP | Class8 | CSP - Class 8 | 3.6645 | 3.6645 | 3.6645 | 3.6645 | 3.6645 | 3.6645 | 3.6645 | 3.6645 | 3.6645 | 3.6645 | 3.6645 | 3.6645 | 3.6645 | 3.6645 | 3.6645 | 3.6645 | 3.6645 | 3.6645 | 3.6645 | 3.6645 | 3.6645 | 3.6645 | 3.6645 | 3.6645 | 3.6645 | 3.6645 | 3.6645 | 3.6645 | 3.6645 | 3.6645
RA3OfndClass1 | R&D | Advanced | 30 | OffShoreWind | Class1 | Offshore Wind - Class 1 | 0 | 0 | 0 | 0 | 0 | 0 | 0 | 0 | 0 | 0 | 0 | 0 | 0 | 0 | 0 | 0 | 0 | 0 | 0 | 0 | 0 | 0 | 0 | 0 | 0 | 0 | 0 | 0 | 0 | 0
RM3OfndClass1 | R&D | Moderate | 30 | OffShoreWind | Class1 | Offshore Wind - Class 1 | 0 | 0 | 0 | 0 | 0 | 0 | 0 | 0 | 0 | 0 | 0 | 0 | 0 | 0 | 0 | 0 | 0 | 0 | 0 | 0 | 0 | 0 | 0 | 0 | 0 | 0 | 0 | 0 | 0 | 0
RC3OfndClass1 | R&D | Conservative | 30 | OffShoreWind | Class1 | Offshore Wind - Class 1 | 0 | 0 | 0 | 0 | 0 | 0 | 0 | 0 | 0 | 0 | 0 | 0 | 0 | 0 | 0 | 0 | 0 | 0 | 0 | 0 | 0 | 0 | 0 | 0 | 0 | 0 | 0 | 0 | 0 | 0
RA3OfndClass2 | R&D | Advanced | 30 | OffShoreWind | Class2 | Offshore Wind - Class 2 | 0 | 0 | 0 | 0 | 0 | 0 | 0 | 0 | 0 | 0 | 0 | 0 | 0 | 0 | 0 | 0 | 0 | 0 | 0 | 0 | 0 | 0 | 0 | 0 | 0 | 0 | 0 | 0 | 0 | 0
RM3OfndClass2 | R&D | Moderate | 30 | OffShoreWind | Class2 | Offshore Wind - Class 2 | 0 | 0 | 0 | 0 | 0 | 0 | 0 | 0 | 0 | 0 | 0 | 0 | 0 | 0 | 0 | 0 | 0 | 0 | 0 | 0 | 0 | 0 | 0 | 0 | 0 | 0 | 0 | 0 | 0 | 0
RC3OfndClass2 | R&D | Conservative | 30 | OffShoreWind | Class2 | Offshore Wind - Class 2 | 0 | 0 | 0 | 0 | 0 | 0 | 0 | 0 | 0 | 0 | 0 | 0 | 0 | 0 | 0 | 0 | 0 | 0 | 0 | 0 | 0 | 0 | 0 | 0 | 0 | 0 | 0 | 0 | 0 | 0
RA3OfndClass3 | R&D | Advanced | 30 | OffShoreWind | Class3 | Offshore Wind - Class 3 | 0 | 0 | 0 | 0 | 0 | 0 | 0 | 0 | 0 | 0 | 0 | 0 | 0 | 0 | 0 | 0 | 0 | 0 | 0 | 0 | 0 | 0 | 0 | 0 | 0 | 0 | 0 | 0 | 0 | 0
RM3OfndClass3 | R&D | Moderate | 30 | OffShoreWind | Class3 | Offshore Wind - Class 3 | 0 | 0 | 0 | 0 | 0 | 0 | 0 | 0 | 0 | 0 | 0 | 0 | 0 | 0 | 0 | 0 | 0 | 0 | 0 | 0 | 0 | 0 | 0 | 0 | 0 | 0 | 0 | 0 | 0 | 0
RC3OfndClass3 | R&D | Conservative | 30 | OffShoreWind | Class3 | Offshore Wind - Class 3 | 0 | 0 | 0 | 0 | 0 | 0 | 0 | 0 | 0 | 0 | 0 | 0 | 0 | 0 | 0 | 0 | 0 | 0 | 0 | 0 | 0 | 0 | 0 | 0 | 0 | 0 | 0 | 0 | 0 | 0
RA3OfndClass4 | R&D | Advanced | 30 | OffShoreWind | Class4 | Offshore Wind - Class 4 | 0 | 0 | 0 | 0 | 0 | 0 | 0 | 0 | 0 | 0 | 0 | 0 | 0 | 0 | 0 | 0 | 0 | 0 | 0 | 0 | 0 | 0 | 0 | 0 | 0 | 0 | 0 | 0 | 0 | 0
RM3OfndClass4 | R&D | Moderate | 30 | OffShoreWind | Class4 | Offshore Wind - Class 4 | 0 | 0 | 0 | 0 | 0 | 0 | 0 | 0 | 0 | 0 | 0 | 0 | 0 | 0 | 0 | 0 | 0 | 0 | 0 | 0 | 0 | 0 | 0 | 0 | 0 | 0 | 0 | 0 | 0 | 0
RC3OfndClass4 | R&D | Conservative | 30 | OffShoreWind | Class4 | Offshore Wind - Class 4 | 0 | 0 | 0 | 0 | 0 | 0 | 0 | 0 | 0 | 0 | 0 | 0 | 0 | 0 | 0 | 0 | 0 | 0 | 0 | 0 | 0 | 0 | 0 | 0 | 0 | 0 | 0 | 0 | 0 | 0
RA3OfndClass5 | R&D | Advanced | 30 | OffShoreWind | Class5 | Offshore Wind - Class 5 | 0 | 0 | 0 | 0 | 0 | 0 | 0 | 0 | 0 | 0 | 0 | 0 | 0 | 0 | 0 | 0 | 0 | 0 | 0 | 0 | 0 | 0 | 0 | 0 | 0 | 0 | 0 | 0 | 0 | 0
RM3OfndClass5 | R&D | Moderate | 30 | OffShoreWind | Class5 | Offshore Wind - Class 5 | 0 | 0 | 0 | 0 | 0 | 0 | 0 | 0 | 0 | 0 | 0 | 0 | 0 | 0 | 0 | 0 | 0 | 0 | 0 | 0 | 0 | 0 | 0 | 0 | 0 | 0 | 0 | 0 | 0 | 0
RC3OfndClass5 | R&D | Conservative | 30 | OffShoreWind | Class5 | Offshore Wind - Class 5 | 0 | 0 | 0 | 0 | 0 | 0 | 0 | 0 | 0 | 0 | 0 | 0 | 0 | 0 | 0 | 0 | 0 | 0 | 0 | 0 | 0 | 0 | 0 | 0 | 0 | 0 | 0 | 0 | 0 | 0
RA3OfndClass6 | R&D | Advanced | 30 | OffShoreWind | Class6 | Offshore Wind - Class 6 | 0 | 0 | 0 | 0 | 0 | 0 | 0 | 0 | 0 | 0 | 0 | 0 | 0 | 0 | 0 | 0 | 0 | 0 | 0 | 0 | 0 | 0 | 0 | 0 | 0 | 0 | 0 | 0 | 0 | 0
RM3OfndClass6 | R&D | Moderate | 30 | OffShoreWind | Class6 | Offshore Wind - Class 6 | 0 | 0 | 0 | 0 | 0 | 0 | 0 | 0 | 0 | 0 | 0 | 0 | 0 | 0 | 0 | 0 | 0 | 0 | 0 | 0 | 0 | 0 | 0 | 0 | 0 | 0 | 0 | 0 | 0 | 0
RC3OfndClass6 | R&D | Conservative | 30 | OffShoreWind | Class6 | Offshore Wind - Class 6 | 0 | 0 | 0 | 0 | 0 | 0 | 0 | 0 | 0 | 0 | 0 | 0 | 0 | 0 | 0 | 0 | 0 | 0 | 0 | 0 | 0 | 0 | 0 | 0 | 0 | 0 | 0 | 0 | 0 | 0
RA3OfndClass7 | R&D | Advanced | 30 | OffShoreWind | Class7 | Offshore Wind - Class 7 | 0 | 0 | 0 | 0 | 0 | 0 | 0 | 0 | 0 | 0 | 0 | 0 | 0 | 0 | 0 | 0 | 0 | 0 | 0 | 0 | 0 | 0 | 0 | 0 | 0 | 0 | 0 | 0 | 0 | 0
RM3OfndClass7 | R&D | Moderate | 30 | OffShoreWind | Class7 | Offshore Wind - Class 7 | 0 | 0 | 0 | 0 | 0 | 0 | 0 | 0 | 0 | 0 | 0 | 0 | 0 | 0 | 0 | 0 | 0 | 0 | 0 | 0 | 0 | 0 | 0 | 0 | 0 | 0 | 0 | 0 | 0 | 0
RC3OfndClass7 | R&D | Conservative | 30 | OffShoreWind | Class7 | Offshore Wind - Class 7 | 0 | 0 | 0 | 0 | 0 | 0 | 0 | 0 | 0 | 0 | 0 | 0 | 0 | 0 | 0 | 0 | 0 | 0 | 0 | 0 | 0 | 0 | 0 | 0 | 0 | 0 | 0 | 0 | 0 | 0
RA3OfndClass8 | R&D | Advanced | 30 | OffShoreWind | Class8 | Offshore Wind - Class 8 | 0 | 0 | 0 | 0 | 0 | 0 | 0 | 0 | 0 | 0 | 0 | 0 | 0 | 0 | 0 | 0 | 0 | 0 | 0 | 0 | 0 | 0 | 0 | 0 | 0 | 0 | 0 | 0 | 0 | 0
RM3OfndClass8 | R&D | Moderate | 30 | OffShoreWind | Class8 | Offshore Wind - Class 8 | 0 | 0 | 0 | 0 | 0 | 0 | 0 | 0 | 0 | 0 | 0 | 0 | 0 | 0 | 0 | 0 | 0 | 0 | 0 | 0 | 0 | 0 | 0 | 0 | 0 | 0 | 0 | 0 | 0 | 0
RC3OfndClass8 | R&D | Conservative | 30 | OffShoreWind | Class8 | Offshore Wind - Class 8 | 0 | 0 | 0 | 0 | 0 | 0 | 0 | 0 | 0 | 0 | 0 | 0 | 0 | 0 | 0 | 0 | 0 | 0 | 0 | 0 | 0 | 0 | 0 | 0 | 0 | 0 | 0 | 0 | 0 | 0
RA3OfndClass9 | R&D | Advanced | 30 | OffShoreWind | Class9 | Offshore Wind - Class 9 | 0 | 0 | 0 | 0 | 0 | 0 | 0 | 0 | 0 | 0 | 0 | 0 | 0 | 0 | 0 | 0 | 0 | 0 | 0 | 0 | 0 | 0 | 0 | 0 | 0 | 0 | 0 | 0 | 0 | 0
RM3OfndClass9 | R&D | Moderate | 30 | OffShoreWind | Class9 | Offshore Wind - Class 9 | 0 | 0 | 0 | 0 | 0 | 0 | 0 | 0 | 0 | 0 | 0 | 0 | 0 | 0 | 0 | 0 | 0 | 0 | 0 | 0 | 0 | 0 | 0 | 0 | 0 | 0 | 0 | 0 | 0 | 0
RC3OfndClass9 | R&D | Conservative | 30 | OffShoreWind | Class9 | Offshore Wind - Class 9 | 0 | 0 | 0 | 0 | 0 | 0 | 0 | 0 | 0 | 0 | 0 | 0 | 0 | 0 | 0 | 0 | 0 | 0 | 0 | 0 | 0 | 0 | 0 | 0 | 0 | 0 | 0 | 0 | 0 | 0
RA3OfndClass0 | R&D | Advanced | 30 | OffShoreWind | Class10 | Offshore Wind - Class 10 | 0 | 0 | 0 | 0 | 0 | 0 | 0 | 0 | 0 | 0 | 0 | 0 | 0 | 0 | 0 | 0 | 0 | 0 | 0 | 0 | 0 | 0 | 0 | 0 | 0 | 0 | 0 | 0 | 0 | 0
RM3OfndClass0 | R&D | Moderate | 30 | OffShoreWind | Class10 | Offshore Wind - Class 10 | 0 | 0 | 0 | 0 | 0 | 0 | 0 | 0 | 0 | 0 | 0 | 0 | 0 | 0 | 0 | 0 | 0 | 0 | 0 | 0 | 0 | 0 | 0 | 0 | 0 | 0 | 0 | 0 | 0 | 0
RC3OfndClass0 | R&D | Conservative | 30 | OffShoreWind | Class10 | Offshore Wind - Class 10 | 0 | 0 | 0 | 0 | 0 | 0 | 0 | 0 | 0 | 0 | 0 | 0 | 0 | 0 | 0 | 0 | 0 | 0 | 0 | 0 | 0 | 0 | 0 | 0 | 0 | 0 | 0 | 0 | 0 | 0
RA3OfndClass1 | R&D | Advanced | 30 | OffShoreWind | Class11 | Offshore Wind - Class 11 | 0 | 0 | 0 | 0 | 0 | 0 | 0 | 0 | 0 | 0 | 0 | 0 | 0 | 0 | 0 | 0 | 0 | 0 | 0 | 0 | 0 | 0 | 0 | 0 | 0 | 0 | 0 | 0 | 0 | 0
RM3OfndClass1 | R&D | Moderate | 30 | OffShoreWind | Class11 | Offshore Wind - Class 11 | 0 | 0 | 0 | 0 | 0 | 0 | 0 | 0 | 0 | 0 | 0 | 0 | 0 | 0 | 0 | 0 | 0 | 0 | 0 | 0 | 0 | 0 | 0 | 0 | 0 | 0 | 0 | 0 | 0 | 0
RC3OfndClass1 | R&D | Conservative | 30 | OffShoreWind | Class11 | Offshore Wind - Class 11 | 0 | 0 | 0 | 0 | 0 | 0 | 0 | 0 | 0 | 0 | 0 | 0 | 0 | 0 | 0 | 0 | 0 | 0 | 0 | 0 | 0 | 0 | 0 | 0 | 0 | 0 | 0 | 0 | 0 | 0
RA3OfndClass2 | R&D | Advanced | 30 | OffShoreWind | Class12 | Offshore Wind - Class 12 | 0 | 0 | 0 | 0 | 0 | 0 | 0 | 0 | 0 | 0 | 0 | 0 | 0 | 0 | 0 | 0 | 0 | 0 | 0 | 0 | 0 | 0 | 0 | 0 | 0 | 0 | 0 | 0 | 0 | 0
RM3OfndClass2 | R&D | Moderate | 30 | OffShoreWind | Class12 | Offshore Wind - Class 12 | 0 | 0 | 0 | 0 | 0 | 0 | 0 | 0 | 0 | 0 | 0 | 0 | 0 | 0 | 0 | 0 | 0 | 0 | 0 | 0 | 0 | 0 | 0 | 0 | 0 | 0 | 0 | 0 | 0 | 0
RC3OfndClass2 | R&D | Conservative | 30 | OffShoreWind | Class12 | Offshore Wind - Class 12 | 0 | 0 | 0 | 0 | 0 | 0 | 0 | 0 | 0 | 0 | 0 | 0 | 0 | 0 | 0 | 0 | 0 | 0 | 0 | 0 | 0 | 0 | 0 | 0 | 0 | 0 | 0 | 0 | 0 | 0
RA3OfndClass3 | R&D | Advanced | 30 | OffShoreWind | Class13 | Offshore Wind - Class 13 | 0 | 0 | 0 | 0 | 0 | 0 | 0 | 0 | 0 | 0 | 0 | 0 | 0 | 0 | 0 | 0 | 0 | 0 | 0 | 0 | 0 | 0 | 0 | 0 | 0 | 0 | 0 | 0 | 0 | 0
RM3OfndClass3 | R&D | Moderate | 30 | OffShoreWind | Class13 | Offshore Wind - Class 13 | 0 | 0 | 0 | 0 | 0 | 0 | 0 | 0 | 0 | 0 | 0 | 0 | 0 | 0 | 0 | 0 | 0 | 0 | 0 | 0 | 0 | 0 | 0 | 0 | 0 | 0 | 0 | 0 | 0 | 0
RC3OfndClass3 | R&D | Conservative | 30 | OffShoreWind | Class13 | Offshore Wind - Class 13 | 0 | 0 | 0 | 0 | 0 | 0 | 0 | 0 | 0 | 0 | 0 | 0 | 0 | 0 | 0 | 0 | 0 | 0 | 0 | 0 | 0 | 0 | 0 | 0 | 0 | 0 | 0 | 0 | 0 | 0
RA3OfndClass4 | R&D | Advanced | 30 | OffShoreWind | Class14 | Offshore Wind - Class 14 | 0 | 0 | 0 | 0 | 0 | 0 | 0 | 0 | 0 | 0 | 0 | 0 | 0 | 0 | 0 | 0 | 0 | 0 | 0 | 0 | 0 | 0 | 0 | 0 | 0 | 0 | 0 | 0 | 0 | 0
RM3OfndClass4 | R&D | Moderate | 30 | OffShoreWind | Class14 | Offshore Wind - Class 14 | 0 | 0 | 0 | 0 | 0 | 0 | 0 | 0 | 0 | 0 | 0 | 0 | 0 | 0 | 0 | 0 | 0 | 0 | 0 | 0 | 0 | 0 | 0 | 0 | 0 | 0 | 0 | 0 | 0 | 0
RC3OfndClass4 | R&D | Conservative | 30 | OffShoreWind | Class14 | Offshore Wind - Class 14 | 0 | 0 | 0 | 0 | 0 | 0 | 0 | 0 | 0 | 0 | 0 | 0 | 0 | 0 | 0 | 0 | 0 | 0 | 0 | 0 | 0 | 0 | 0 | 0 | 0 | 0 | 0 | 0 | 0 | 0
RA3UtPVClass1 | R&D | Advanced | 30 | UtilityPV | Class1 | Utility PV - Class 1 | 0 | 0 | 0 | 0 | 0 | 0 | 0 | 0 | 0 | 0 | 0 | 0 | 0 | 0 | 0 | 0 | 0 | 0 | 0 | 0 | 0 | 0 | 0 | 0 | 0 | 0 | 0 | 0 | 0 | 0
RM3UtPVClass1 | R&D | Moderate | 30 | UtilityPV | Class1 | Utility PV - Class 1 | 0 | 0 | 0 | 0 | 0 | 0 | 0 | 0 | 0 | 0 | 0 | 0 | 0 | 0 | 0 | 0 | 0 | 0 | 0 | 0 | 0 | 0 | 0 | 0 | 0 | 0 | 0 | 0 | 0 | 0
RC3UtPVClass1 | R&D | Conservative | 30 | UtilityPV | Class1 | Utility PV - Class 1 | 0 | 0 | 0 | 0 | 0 | 0 | 0 | 0 | 0 | 0 | 0 | 0 | 0 | 0 | 0 | 0 | 0 | 0 | 0 | 0 | 0 | 0 | 0 | 0 | 0 | 0 | 0 | 0 | 0 | 0
RA3UtPVClass2 | R&D | Advanced | 30 | UtilityPV | Class2 | Utility PV - Class 2 | 0 | 0 | 0 | 0 | 0 | 0 | 0 | 0 | 0 | 0 | 0 | 0 | 0 | 0 | 0 | 0 | 0 | 0 | 0 | 0 | 0 | 0 | 0 | 0 | 0 | 0 | 0 | 0 | 0 | 0
RM3UtPVClass2 | R&D | Moderate | 30 | UtilityPV | Class2 | Utility PV - Class 2 | 0 | 0 | 0 | 0 | 0 | 0 | 0 | 0 | 0 | 0 | 0 | 0 | 0 | 0 | 0 | 0 | 0 | 0 | 0 | 0 | 0 | 0 | 0 | 0 | 0 | 0 | 0 | 0 | 0 | 0
RC3UtPVClass2 | R&D | Conservative | 30 | UtilityPV | Class2 | Utility PV - Class 2 | 0 | 0 | 0 | 0 | 0 | 0 | 0 | 0 | 0 | 0 | 0 | 0 | 0 | 0 | 0 | 0 | 0 | 0 | 0 | 0 | 0 | 0 | 0 | 0 | 0 | 0 | 0 | 0 | 0 | 0
RA3UtPVClass3 | R&D | Advanced | 30 | UtilityPV | Class3 | Utility PV - Class 3 | 0 | 0 | 0 | 0 | 0 | 0 | 0 | 0 | 0 | 0 | 0 | 0 | 0 | 0 | 0 | 0 | 0 | 0 | 0 | 0 | 0 | 0 | 0 | 0 | 0 | 0 | 0 | 0 | 0 | 0
RM3UtPVClass3 | R&D | Moderate | 30 | UtilityPV | Class3 | Utility PV - Class 3 | 0 | 0 | 0 | 0 | 0 | 0 | 0 | 0 | 0 | 0 | 0 | 0 | 0 | 0 | 0 | 0 | 0 | 0 | 0 | 0 | 0 | 0 | 0 | 0 | 0 | 0 | 0 | 0 | 0 | 0
RC3UtPVClass3 | R&D | Conservative | 30 | UtilityPV | Class3 | Utility PV - Class 3 | 0 | 0 | 0 | 0 | 0 | 0 | 0 | 0 | 0 | 0 | 0 | 0 | 0 | 0 | 0 | 0 | 0 | 0 | 0 | 0 | 0 | 0 | 0 | 0 | 0 | 0 | 0 | 0 | 0 | 0
RA3UtPVClass4 | R&D | Advanced | 30 | UtilityPV | Class4 | Utility PV - Class 4 | 0 | 0 | 0 | 0 | 0 | 0 | 0 | 0 | 0 | 0 | 0 | 0 | 0 | 0 | 0 | 0 | 0 | 0 | 0 | 0 | 0 | 0 | 0 | 0 | 0 | 0 | 0 | 0 | 0 | 0
RM3UtPVClass4 | R&D | Moderate | 30 | UtilityPV | Class4 | Utility PV - Class 4 | 0 | 0 | 0 | 0 | 0 | 0 | 0 | 0 | 0 | 0 | 0 | 0 | 0 | 0 | 0 | 0 | 0 | 0 | 0 | 0 | 0 | 0 | 0 | 0 | 0 | 0 | 0 | 0 | 0 | 0
RC3UtPVClass4 | R&D | Conservative | 30 | UtilityPV | Class4 | Utility PV - Class 4 | 0 | 0 | 0 | 0 | 0 | 0 | 0 | 0 | 0 | 0 | 0 | 0 | 0 | 0 | 0 | 0 | 0 | 0 | 0 | 0 | 0 | 0 | 0 | 0 | 0 | 0 | 0 | 0 | 0 | 0
RA3UtPVClass5 | R&D | Advanced | 30 | UtilityPV | Class5 | Utility PV - Class 5 | 0 | 0 | 0 | 0 | 0 | 0 | 0 | 0 | 0 | 0 | 0 | 0 | 0 | 0 | 0 | 0 | 0 | 0 | 0 | 0 | 0 | 0 | 0 | 0 | 0 | 0 | 0 | 0 | 0 | 0
RM3UtPVClass5 | R&D | Moderate | 30 | UtilityPV | Class5 | Utility PV - Class 5 | 0 | 0 | 0 | 0 | 0 | 0 | 0 | 0 | 0 | 0 | 0 | 0 | 0 | 0 | 0 | 0 | 0 | 0 | 0 | 0 | 0 | 0 | 0 | 0 | 0 | 0 | 0 | 0 | 0 | 0
RC3UtPVClass5 | R&D | Conservative | 30 | UtilityPV | Class5 | Utility PV - Class 5 | 0 | 0 | 0 | 0 | 0 | 0 | 0 | 0 | 0 | 0 | 0 | 0 | 0 | 0 | 0 | 0 | 0 | 0 | 0 | 0 | 0 | 0 | 0 | 0 | 0 | 0 | 0 | 0 | 0 | 0
RA3UtPVClass6 | R&D | Advanced | 30 | UtilityPV | Class6 | Utility PV - Class 6 | 0 | 0 | 0 | 0 | 0 | 0 | 0 | 0 | 0 | 0 | 0 | 0 | 0 | 0 | 0 | 0 | 0 | 0 | 0 | 0 | 0 | 0 | 0 | 0 | 0 | 0 | 0 | 0 | 0 | 0
RM3UtPVClass6 | R&D | Moderate | 30 | UtilityPV | Class6 | Utility PV - Class 6 | 0 | 0 | 0 | 0 | 0 | 0 | 0 | 0 | 0 | 0 | 0 | 0 | 0 | 0 | 0 | 0 | 0 | 0 | 0 | 0 | 0 | 0 | 0 | 0 | 0 | 0 | 0 | 0 | 0 | 0
RC3UtPVClass6 | R&D | Conservative | 30 | UtilityPV | Class6 | Utility PV - Class 6 | 0 | 0 | 0 | 0 | 0 | 0 | 0 | 0 | 0 | 0 | 0 | 0 | 0 | 0 | 0 | 0 | 0 | 0 | 0 | 0 | 0 | 0 | 0 | 0 | 0 | 0 | 0 | 0 | 0 | 0
RA3UtPVClass7 | R&D | Advanced | 30 | UtilityPV | Class7 | Utility PV - Class 7 | 0 | 0 | 0 | 0 | 0 | 0 | 0 | 0 | 0 | 0 | 0 | 0 | 0 | 0 | 0 | 0 | 0 | 0 | 0 | 0 | 0 | 0 | 0 | 0 | 0 | 0 | 0 | 0 | 0 | 0
RM3UtPVClass7 | R&D | Moderate | 30 | UtilityPV | Class7 | Utility PV - Class 7 | 0 | 0 | 0 | 0 | 0 | 0 | 0 | 0 | 0 | 0 | 0 | 0 | 0 | 0 | 0 | 0 | 0 | 0 | 0 | 0 | 0 | 0 | 0 | 0 | 0 | 0 | 0 | 0 | 0 | 0
RC3UtPVClass7 | R&D | Conservative | 30 | UtilityPV | Class7 | Utility PV - Class 7 | 0 | 0 | 0 | 0 | 0 | 0 | 0 | 0 | 0 | 0 | 0 | 0 | 0 | 0 | 0 | 0 | 0 | 0 | 0 | 0 | 0 | 0 | 0 | 0 | 0 | 0 | 0 | 0 | 0 | 0
RA3UtPVClass8 | R&D | Advanced | 30 | UtilityPV | Class8 | Utility PV - Class 8 | 0 | 0 | 0 | 0 | 0 | 0 | 0 | 0 | 0 | 0 | 0 | 0 | 0 | 0 | 0 | 0 | 0 | 0 | 0 | 0 | 0 | 0 | 0 | 0 | 0 | 0 | 0 | 0 | 0 | 0
RM3UtPVClass8 | R&D | Moderate | 30 | UtilityPV | Class8 | Utility PV - Class 8 | 0 | 0 | 0 | 0 | 0 | 0 | 0 | 0 | 0 | 0 | 0 | 0 | 0 | 0 | 0 | 0 | 0 | 0 | 0 | 0 | 0 | 0 | 0 | 0 | 0 | 0 | 0 | 0 | 0 | 0
RC3UtPVClass8 | R&D | Conservative | 30 | UtilityPV | Class8 | Utility PV - Class 8 | 0 | 0 | 0 | 0 | 0 | 0 | 0 | 0 | 0 | 0 | 0 | 0 | 0 | 0 | 0 | 0 | 0 | 0 | 0 | 0 | 0 | 0 | 0 | 0 | 0 | 0 | 0 | 0 | 0 | 0
RA3UtPVClass9 | R&D | Advanced | 30 | UtilityPV | Class9 | Utility PV - Class 9 | 0 | 0 | 0 | 0 | 0 | 0 | 0 | 0 | 0 | 0 | 0 | 0 | 0 | 0 | 0 | 0 | 0 | 0 | 0 | 0 | 0 | 0 | 0 | 0 | 0 | 0 | 0 | 0 | 0 | 0
RM3UtPVClass9 | R&D | Moderate | 30 | UtilityPV | Class9 | Utility PV - Class 9 | 0 | 0 | 0 | 0 | 0 | 0 | 0 | 0 | 0 | 0 | 0 | 0 | 0 | 0 | 0 | 0 | 0 | 0 | 0 | 0 | 0 | 0 | 0 | 0 | 0 | 0 | 0 | 0 | 0 | 0
RC3UtPVClass9 | R&D | Conservative | 30 | UtilityPV | Class9 | Utility PV - Class 9 | 0 | 0 | 0 | 0 | 0 | 0 | 0 | 0 | 0 | 0 | 0 | 0 | 0 | 0 | 0 | 0 | 0 | 0 | 0 | 0 | 0 | 0 | 0 | 0 | 0 | 0 | 0 | 0 | 0 | 0
RA3UtPVClass0 | R&D | Advanced | 30 | UtilityPV | Class10 | Utility PV - Class 10 | 0 | 0 | 0 | 0 | 0 | 0 | 0 | 0 | 0 | 0 | 0 | 0 | 0 | 0 | 0 | 0 | 0 | 0 | 0 | 0 | 0 | 0 | 0 | 0 | 0 | 0 | 0 | 0 | 0 | 0
RM3UtPVClass0 | R&D | Moderate | 30 | UtilityPV | Class10 | Utility PV - Class 10 | 0 | 0 | 0 | 0 | 0 | 0 | 0 | 0 | 0 | 0 | 0 | 0 | 0 | 0 | 0 | 0 | 0 | 0 | 0 | 0 | 0 | 0 | 0 | 0 | 0 | 0 | 0 | 0 | 0 | 0
RC3UtPVClass0 | R&D | Conservative | 30 | UtilityPV | Class10 | Utility PV - Class 10 | 0 | 0 | 0 | 0 | 0 | 0 | 0 | 0 | 0 | 0 | 0 | 0 | 0 | 0 | 0 | 0 | 0 | 0 | 0 | 0 | 0 | 0 | 0 | 0 | 0 | 0 | 0 | 0 | 0 | 0
RA3LandClass1 | R&D | Advanced | 30 | LandbasedWind | Class1 | Land-Based Wind - Class 1 - Technology 1 | 0 | 0 | 0 | 0 | 0 | 0 | 0 | 0 | 0 | 0 | 0 | 0 | 0 | 0 | 0 | 0 | 0 | 0 | 0 | 0 | 0 | 0 | 0 | 0 | 0 | 0 | 0 | 0 | 0 | 0
RM3LandClass1 | R&D | Moderate | 30 | LandbasedWind | Class1 | Land-Based Wind - Class 1 - Technology 1 | 0 | 0 | 0 | 0 | 0 | 0 | 0 | 0 | 0 | 0 | 0 | 0 | 0 | 0 | 0 | 0 | 0 | 0 | 0 | 0 | 0 | 0 | 0 | 0 | 0 | 0 | 0 | 0 | 0 | 0
RC3LandClass1 | R&D | Conservative | 30 | LandbasedWind | Class1 | Land-Based Wind - Class 1 - Technology 1 | 0 | 0 | 0 | 0 | 0 | 0 | 0 | 0 | 0 | 0 | 0 | 0 | 0 | 0 | 0 | 0 | 0 | 0 | 0 | 0 | 0 | 0 | 0 | 0 | 0 | 0 | 0 | 0 | 0 | 0
RA3LandClass2 | R&D | Advanced | 30 | LandbasedWind | Class2 | Land-Based Wind - Class 2 - Technology 1 | 0 | 0 | 0 | 0 | 0 | 0 | 0 | 0 | 0 | 0 | 0 | 0 | 0 | 0 | 0 | 0 | 0 | 0 | 0 | 0 | 0 | 0 | 0 | 0 | 0 | 0 | 0 | 0 | 0 | 0
RM3LandClass2 | R&D | Moderate | 30 | LandbasedWind | Class2 | Land-Based Wind - Class 2 - Technology 1 | 0 | 0 | 0 | 0 | 0 | 0 | 0 | 0 | 0 | 0 | 0 | 0 | 0 | 0 | 0 | 0 | 0 | 0 | 0 | 0 | 0 | 0 | 0 | 0 | 0 | 0 | 0 | 0 | 0 | 0
RC3LandClass2 | R&D | Conservative | 30 | LandbasedWind | Class2 | Land-Based Wind - Class 2 - Technology 1 | 0 | 0 | 0 | 0 | 0 | 0 | 0 | 0 | 0 | 0 | 0 | 0 | 0 | 0 | 0 | 0 | 0 | 0 | 0 | 0 | 0 | 0 | 0 | 0 | 0 | 0 | 0 | 0 | 0 | 0
RA3LandClass3 | R&D | Advanced | 30 | LandbasedWind | Class3 | Land-Based Wind - Class 3 - Technology 1 | 0 | 0 | 0 | 0 | 0 | 0 | 0 | 0 | 0 | 0 | 0 | 0 | 0 | 0 | 0 | 0 | 0 | 0 | 0 | 0 | 0 | 0 | 0 | 0 | 0 | 0 | 0 | 0 | 0 | 0
RM3LandClass3 | R&D | Moderate | 30 | LandbasedWind | Class3 | Land-Based Wind - Class 3 - Technology 1 | 0 | 0 | 0 | 0 | 0 | 0 | 0 | 0 | 0 | 0 | 0 | 0 | 0 | 0 | 0 | 0 | 0 | 0 | 0 | 0 | 0 | 0 | 0 | 0 | 0 | 0 | 0 | 0 | 0 | 0
RC3LandClass3 | R&D | Conservative | 30 | LandbasedWind | Class3 | Land-Based Wind - Class 3 - Technology 1 | 0 | 0 | 0 | 0 | 0 | 0 | 0 | 0 | 0 | 0 | 0 | 0 | 0 | 0 | 0 | 0 | 0 | 0 | 0 | 0 | 0 | 0 | 0 | 0 | 0 | 0 | 0 | 0 | 0 | 0
RA3LandClass4 | R&D | Advanced | 30 | LandbasedWind | Class4 | Land-Based Wind - Class 4 - Technology 1 | 0 | 0 | 0 | 0 | 0 | 0 | 0 | 0 | 0 | 0 | 0 | 0 | 0 | 0 | 0 | 0 | 0 | 0 | 0 | 0 | 0 | 0 | 0 | 0 | 0 | 0 | 0 | 0 | 0 | 0
RM3LandClass4 | R&D | Moderate | 30 | LandbasedWind | Class4 | Land-Based Wind - Class 4 - Technology 1 | 0 | 0 | 0 | 0 | 0 | 0 | 0 | 0 | 0 | 0 | 0 | 0 | 0 | 0 | 0 | 0 | 0 | 0 | 0 | 0 | 0 | 0 | 0 | 0 | 0 | 0 | 0 | 0 | 0 | 0
RC3LandClass4 | R&D | Conservative | 30 | LandbasedWind | Class4 | Land-Based Wind - Class 4 - Technology 1 | 0 | 0 | 0 | 0 | 0 | 0 | 0 | 0 | 0 | 0 | 0 | 0 | 0 | 0 | 0 | 0 | 0 | 0 | 0 | 0 | 0 | 0 | 0 | 0 | 0 | 0 | 0 | 0 | 0 | 0
RA3LandClass5 | R&D | Advanced | 30 | LandbasedWind | Class5 | Land-Based Wind - Class 5 - Technology 1 | 0 | 0 | 0 | 0 | 0 | 0 | 0 | 0 | 0 | 0 | 0 | 0 | 0 | 0 | 0 | 0 | 0 | 0 | 0 | 0 | 0 | 0 | 0 | 0 | 0 | 0 | 0 | 0 | 0 | 0
RM3LandClass5 | R&D | Moderate | 30 | LandbasedWind | Class5 | Land-Based Wind - Class 5 - Technology 1 | 0 | 0 | 0 | 0 | 0 | 0 | 0 | 0 | 0 | 0 | 0 | 0 | 0 | 0 | 0 | 0 | 0 | 0 | 0 | 0 | 0 | 0 | 0 | 0 | 0 | 0 | 0 | 0 | 0 | 0
RC3LandClass5 | R&D | Conservative | 30 | LandbasedWind | Class5 | Land-Based Wind - Class 5 - Technology 1 | 0 | 0 | 0 | 0 | 0 | 0 | 0 | 0 | 0 | 0 | 0 | 0 | 0 | 0 | 0 | 0 | 0 | 0 | 0 | 0 | 0 | 0 | 0 | 0 | 0 | 0 | 0 | 0 | 0 | 0
RA3LandClass6 | R&D | Advanced | 30 | LandbasedWind | Class6 | Land-Based Wind - Class 6 - Technology 1 | 0 | 0 | 0 | 0 | 0 | 0 | 0 | 0 | 0 | 0 | 0 | 0 | 0 | 0 | 0 | 0 | 0 | 0 | 0 | 0 | 0 | 0 | 0 | 0 | 0 | 0 | 0 | 0 | 0 | 0
RM3LandClass6 | R&D | Moderate | 30 | LandbasedWind | Class6 | Land-Based Wind - Class 6 - Technology 1 | 0 | 0 | 0 | 0 | 0 | 0 | 0 | 0 | 0 | 0 | 0 | 0 | 0 | 0 | 0 | 0 | 0 | 0 | 0 | 0 | 0 | 0 | 0 | 0 | 0 | 0 | 0 | 0 | 0 | 0
RC3LandClass6 | R&D | Conservative | 30 | LandbasedWind | Class6 | Land-Based Wind - Class 6 - Technology 1 | 0 | 0 | 0 | 0 | 0 | 0 | 0 | 0 | 0 | 0 | 0 | 0 | 0 | 0 | 0 | 0 | 0 | 0 | 0 | 0 | 0 | 0 | 0 | 0 | 0 | 0 | 0 | 0 | 0 | 0
RA3LandClass7 | R&D | Advanced | 30 | LandbasedWind | Class7 | Land-Based Wind - Class 7 - Technology 1 | 0 | 0 | 0 | 0 | 0 | 0 | 0 | 0 | 0 | 0 | 0 | 0 | 0 | 0 | 0 | 0 | 0 | 0 | 0 | 0 | 0 | 0 | 0 | 0 | 0 | 0 | 0 | 0 | 0 | 0
RM3LandClass7 | R&D | Moderate | 30 | LandbasedWind | Class7 | Land-Based Wind - Class 7 - Technology 1 | 0 | 0 | 0 | 0 | 0 | 0 | 0 | 0 | 0 | 0 | 0 | 0 | 0 | 0 | 0 | 0 | 0 | 0 | 0 | 0 | 0 | 0 | 0 | 0 | 0 | 0 | 0 | 0 | 0 | 0
RC3LandClass7 | R&D | Conservative | 30 | LandbasedWind | Class7 | Land-Based Wind - Class 7 - Technology 1 | 0 | 0 | 0 | 0 | 0 | 0 | 0 | 0 | 0 | 0 | 0 | 0 | 0 | 0 | 0 | 0 | 0 | 0 | 0 | 0 | 0 | 0 | 0 | 0 | 0 | 0 | 0 | 0 | 0 | 0
RA3LandClass8 | R&D | Advanced | 30 | LandbasedWind | Class8 | Land-Based Wind - Class 8 - Technology 2 | 0 | 0 | 0 | 0 | 0 | 0 | 0 | 0 | 0 | 0 | 0 | 0 | 0 | 0 | 0 | 0 | 0 | 0 | 0 | 0 | 0 | 0 | 0 | 0 | 0 | 0 | 0 | 0 | 0 | 0
RM3LandClass8 | R&D | Moderate | 30 | LandbasedWind | Class8 | Land-Based Wind - Class 8 - Technology 2 | 0 | 0 | 0 | 0 | 0 | 0 | 0 | 0 | 0 | 0 | 0 | 0 | 0 | 0 | 0 | 0 | 0 | 0 | 0 | 0 | 0 | 0 | 0 | 0 | 0 | 0 | 0 | 0 | 0 | 0
RC3LandClass8 | R&D | Conservative | 30 | LandbasedWind | Class8 | Land-Based Wind - Class 8 - Technology 2 | 0 | 0 | 0 | 0 | 0 | 0 | 0 | 0 | 0 | 0 | 0 | 0 | 0 | 0 | 0 | 0 | 0 | 0 | 0 | 0 | 0 | 0 | 0 | 0 | 0 | 0 | 0 | 0 | 0 | 0
RA3LandClass9 | R&D | Advanced | 30 | LandbasedWind | Class9 | Land-Based Wind - Class 9 - Technology 3 | 0 | 0 | 0 | 0 | 0 | 0 | 0 | 0 | 0 | 0 | 0 | 0 | 0 | 0 | 0 | 0 | 0 | 0 | 0 | 0 | 0 | 0 | 0 | 0 | 0 | 0 | 0 | 0 | 0 | 0
RM3LandClass9 | R&D | Moderate | 30 | LandbasedWind | Class9 | Land-Based Wind - Class 9 - Technology 3 | 0 | 0 | 0 | 0 | 0 | 0 | 0 | 0 | 0 | 0 | 0 | 0 | 0 | 0 | 0 | 0 | 0 | 0 | 0 | 0 | 0 | 0 | 0 | 0 | 0 | 0 | 0 | 0 | 0 | 0
RC3LandClass9 | R&D | Conservative | 30 | LandbasedWind | Class9 | Land-Based Wind - Class 9 - Technology 3 | 0 | 0 | 0 | 0 | 0 | 0 | 0 | 0 | 0 | 0 | 0 | 0 | 0 | 0 | 0 | 0 | 0 | 0 | 0 | 0 | 0 | 0 | 0 | 0 | 0 | 0 | 0 | 0 | 0 | 0
RA3LandClass0 | R&D | Advanced | 30 | LandbasedWind | Class10 | Land-Based Wind - Class 10 - Technology 4 | 0 | 0 | 0 | 0 | 0 | 0 | 0 | 0 | 0 | 0 | 0 | 0 | 0 | 0 | 0 | 0 | 0 | 0 | 0 | 0 | 0 | 0 | 0 | 0 | 0 | 0 | 0 | 0 | 0 | 0
RM3LandClass0 | R&D | Moderate | 30 | LandbasedWind | Class10 | Land-Based Wind - Class 10 - Technology 4 | 0 | 0 | 0 | 0 | 0 | 0 | 0 | 0 | 0 | 0 | 0 | 0 | 0 | 0 | 0 | 0 | 0 | 0 | 0 | 0 | 0 | 0 | 0 | 0 | 0 | 0 | 0 | 0 | 0 | 0
RC3LandClass0 | R&D | Conservative | 30 | LandbasedWind | Class10 | Land-Based Wind - Class 10 - Technology 4 | 0 | 0 | 0 | 0 | 0 | 0 | 0 | 0 | 0 | 0 | 0 | 0 | 0 | 0 | 0 | 0 | 0 | 0 | 0 | 0 | 0 | 0 | 0 | 0 | 0 | 0 | 0 | 0 | 0 | 0
RA3DindResid1 | R&D | Advanced | 30 | DistributedWind | ResidentialScaleClass1 | Residential DW - Class 1 | 0 | 0 | 0 | 0 | 0 | 0 | 0 | 0 | 0 | 0 | 0 | 0 | 0 | 0 | 0 | 0 | 0 | 0 | 0 | 0 | 0 | 0 | 0 | 0 | 0 | 0 | 0 | 0 | 0 | 0
RM3DindResid1 | R&D | Moderate | 30 | DistributedWind | ResidentialScaleClass1 | Residential DW - Class 1 | 0 | 0 | 0 | 0 | 0 | 0 | 0 | 0 | 0 | 0 | 0 | 0 | 0 | 0 | 0 | 0 | 0 | 0 | 0 | 0 | 0 | 0 | 0 | 0 | 0 | 0 | 0 | 0 | 0 | 0
RC3DindResid1 | R&D | Conservative | 30 | DistributedWind | ResidentialScaleClass1 | Residential DW - Class 1 | 0 | 0 | 0 | 0 | 0 | 0 | 0 | 0 | 0 | 0 | 0 | 0 | 0 | 0 | 0 | 0 | 0 | 0 | 0 | 0 | 0 | 0 | 0 | 0 | 0 | 0 | 0 | 0 | 0 | 0
RA3DindComme1 | R&D | Advanced | 30 | DistributedWind | CommercialScaleClass1 | Commercial DW - Class 1 | 0 | 0 | 0 | 0 | 0 | 0 | 0 | 0 | 0 | 0 | 0 | 0 | 0 | 0 | 0 | 0 | 0 | 0 | 0 | 0 | 0 | 0 | 0 | 0 | 0 | 0 | 0 | 0 | 0 | 0
RM3DindComme1 | R&D | Moderate | 30 | DistributedWind | CommercialScaleClass1 | Commercial DW - Class 1 | 0 | 0 | 0 | 0 | 0 | 0 | 0 | 0 | 0 | 0 | 0 | 0 | 0 | 0 | 0 | 0 | 0 | 0 | 0 | 0 | 0 | 0 | 0 | 0 | 0 | 0 | 0 | 0 | 0 | 0
RC3DindComme1 | R&D | Conservative | 30 | DistributedWind | CommercialScaleClass1 | Commercial DW - Class 1 | 0 | 0 | 0 | 0 | 0 | 0 | 0 | 0 | 0 | 0 | 0 | 0 | 0 | 0 | 0 | 0 | 0 | 0 | 0 | 0 | 0 | 0 | 0 | 0 | 0 | 0 | 0 | 0 | 0 | 0
RA3DindMidsi1 | R&D | Advanced | 30 | DistributedWind | MidsizeScaleClass1 | Midsize DW - Class 1 | 0 | 0 | 0 | 0 | 0 | 0 | 0 | 0 | 0 | 0 | 0 | 0 | 0 | 0 | 0 | 0 | 0 | 0 | 0 | 0 | 0 | 0 | 0 | 0 | 0 | 0 | 0 | 0 | 0 | 0
RM3DindMidsi1 | R&D | Moderate | 30 | DistributedWind | MidsizeScaleClass1 | Midsize DW - Class 1 | 0 | 0 | 0 | 0 | 0 | 0 | 0 | 0 | 0 | 0 | 0 | 0 | 0 | 0 | 0 | 0 | 0 | 0 | 0 | 0 | 0 | 0 | 0 | 0 | 0 | 0 | 0 | 0 | 0 | 0
RC3DindMidsi1 | R&D | Conservative | 30 | DistributedWind | MidsizeScaleClass1 | Midsize DW - Class 1 | 0 | 0 | 0 | 0 | 0 | 0 | 0 | 0 | 0 | 0 | 0 | 0 | 0 | 0 | 0 | 0 | 0 | 0 | 0 | 0 | 0 | 0 | 0 | 0 | 0 | 0 | 0 | 0 | 0 | 0
RA3DindLarge1 | R&D | Advanced | 30 | DistributedWind | LargeScaleClass1 | Large DW - Class 1 | 0 | 0 | 0 | 0 | 0 | 0 | 0 | 0 | 0 | 0 | 0 | 0 | 0 | 0 | 0 | 0 | 0 | 0 | 0 | 0 | 0 | 0 | 0 | 0 | 0 | 0 | 0 | 0 | 0 | 0
RM3DindLarge1 | R&D | Moderate | 30 | DistributedWind | LargeScaleClass1 | Large DW - Class 1 | 0 | 0 | 0 | 0 | 0 | 0 | 0 | 0 | 0 | 0 | 0 | 0 | 0 | 0 | 0 | 0 | 0 | 0 | 0 | 0 | 0 | 0 | 0 | 0 | 0 | 0 | 0 | 0 | 0 | 0
RC3DindLarge1 | R&D | Conservative | 30 | DistributedWind | LargeScaleClass1 | Large DW - Class 1 | 0 | 0 | 0 | 0 | 0 | 0 | 0 | 0 | 0 | 0 | 0 | 0 | 0 | 0 | 0 | 0 | 0 | 0 | 0 | 0 | 0 | 0 | 0 | 0 | 0 | 0 | 0 | 0 | 0 | 0
RA3DindResid2 | R&D | Advanced | 30 | DistributedWind | ResidentialScaleClass2 | Residential DW - Class 2 | 0 | 0 | 0 | 0 | 0 | 0 | 0 | 0 | 0 | 0 | 0 | 0 | 0 | 0 | 0 | 0 | 0 | 0 | 0 | 0 | 0 | 0 | 0 | 0 | 0 | 0 | 0 | 0 | 0 | 0
RM3DindResid2 | R&D | Moderate | 30 | DistributedWind | ResidentialScaleClass2 | Residential DW - Class 2 | 0 | 0 | 0 | 0 | 0 | 0 | 0 | 0 | 0 | 0 | 0 | 0 | 0 | 0 | 0 | 0 | 0 | 0 | 0 | 0 | 0 | 0 | 0 | 0 | 0 | 0 | 0 | 0 | 0 | 0
RC3DindResid2 | R&D | Conservative | 30 | DistributedWind | ResidentialScaleClass2 | Residential DW - Class 2 | 0 | 0 | 0 | 0 | 0 | 0 | 0 | 0 | 0 | 0 | 0 | 0 | 0 | 0 | 0 | 0 | 0 | 0 | 0 | 0 | 0 | 0 | 0 | 0 | 0 | 0 | 0 | 0 | 0 | 0
RA3DindComme2 | R&D | Advanced | 30 | DistributedWind | CommercialScaleClass2 | Commercial DW - Class 2 | 0 | 0 | 0 | 0 | 0 | 0 | 0 | 0 | 0 | 0 | 0 | 0 | 0 | 0 | 0 | 0 | 0 | 0 | 0 | 0 | 0 | 0 | 0 | 0 | 0 | 0 | 0 | 0 | 0 | 0
RM3DindComme2 | R&D | Moderate | 30 | DistributedWind | CommercialScaleClass2 | Commercial DW - Class 2 | 0 | 0 | 0 | 0 | 0 | 0 | 0 | 0 | 0 | 0 | 0 | 0 | 0 | 0 | 0 | 0 | 0 | 0 | 0 | 0 | 0 | 0 | 0 | 0 | 0 | 0 | 0 | 0 | 0 | 0
RC3DindComme2 | R&D | Conservative | 30 | DistributedWind | CommercialScaleClass2 | Commercial DW - Class 2 | 0 | 0 | 0 | 0 | 0 | 0 | 0 | 0 | 0 | 0 | 0 | 0 | 0 | 0 | 0 | 0 | 0 | 0 | 0 | 0 | 0 | 0 | 0 | 0 | 0 | 0 | 0 | 0 | 0 | 0
RA3DindMidsi2 | R&D | Advanced | 30 | DistributedWind | MidsizeScaleClass2 | Midsize DW - Class 2 | 0 | 0 | 0 | 0 | 0 | 0 | 0 | 0 | 0 | 0 | 0 | 0 | 0 | 0 | 0 | 0 | 0 | 0 | 0 | 0 | 0 | 0 | 0 | 0 | 0 | 0 | 0 | 0 | 0 | 0
RM3DindMidsi2 | R&D | Moderate | 30 | DistributedWind | MidsizeScaleClass2 | Midsize DW - Class 2 | 0 | 0 | 0 | 0 | 0 | 0 | 0 | 0 | 0 | 0 | 0 | 0 | 0 | 0 | 0 | 0 | 0 | 0 | 0 | 0 | 0 | 0 | 0 | 0 | 0 | 0 | 0 | 0 | 0 | 0
RC3DindMidsi2 | R&D | Conservative | 30 | DistributedWind | MidsizeScaleClass2 | Midsize DW - Class 2 | 0 | 0 | 0 | 0 | 0 | 0 | 0 | 0 | 0 | 0 | 0 | 0 | 0 | 0 | 0 | 0 | 0 | 0 | 0 | 0 | 0 | 0 | 0 | 0 | 0 | 0 | 0 | 0 | 0 | 0
RA3DindLarge2 | R&D | Advanced | 30 | DistributedWind | LargeScaleClass2 | Large DW - Class 2 | 0 | 0 | 0 | 0 | 0 | 0 | 0 | 0 | 0 | 0 | 0 | 0 | 0 | 0 | 0 | 0 | 0 | 0 | 0 | 0 | 0 | 0 | 0 | 0 | 0 | 0 | 0 | 0 | 0 | 0
RM3DindLarge2 | R&D | Moderate | 30 | DistributedWind | LargeScaleClass2 | Large DW - Class 2 | 0 | 0 | 0 | 0 | 0 | 0 | 0 | 0 | 0 | 0 | 0 | 0 | 0 | 0 | 0 | 0 | 0 | 0 | 0 | 0 | 0 | 0 | 0 | 0 | 0 | 0 | 0 | 0 | 0 | 0
RC3DindLarge2 | R&D | Conservative | 30 | DistributedWind | LargeScaleClass2 | Large DW - Class 2 | 0 | 0 | 0 | 0 | 0 | 0 | 0 | 0 | 0 | 0 | 0 | 0 | 0 | 0 | 0 | 0 | 0 | 0 | 0 | 0 | 0 | 0 | 0 | 0 | 0 | 0 | 0 | 0 | 0 | 0
RA3DindResid3 | R&D | Advanced | 30 | DistributedWind | ResidentialScaleClass3 | Residential DW - Class 3 | 0 | 0 | 0 | 0 | 0 | 0 | 0 | 0 | 0 | 0 | 0 | 0 | 0 | 0 | 0 | 0 | 0 | 0 | 0 | 0 | 0 | 0 | 0 | 0 | 0 | 0 | 0 | 0 | 0 | 0
RM3DindResid3 | R&D | Moderate | 30 | DistributedWind | ResidentialScaleClass3 | Residential DW - Class 3 | 0 | 0 | 0 | 0 | 0 | 0 | 0 | 0 | 0 | 0 | 0 | 0 | 0 | 0 | 0 | 0 | 0 | 0 | 0 | 0 | 0 | 0 | 0 | 0 | 0 | 0 | 0 | 0 | 0 | 0
RC3DindResid3 | R&D | Conservative | 30 | DistributedWind | ResidentialScaleClass3 | Residential DW - Class 3 | 0 | 0 | 0 | 0 | 0 | 0 | 0 | 0 | 0 | 0 | 0 | 0 | 0 | 0 | 0 | 0 | 0 | 0 | 0 | 0 | 0 | 0 | 0 | 0 | 0 | 0 | 0 | 0 | 0 | 0
RA3DindComme3 | R&D | Advanced | 30 | DistributedWind | CommercialScaleClass3 | Commercial DW - Class 3 | 0 | 0 | 0 | 0 | 0 | 0 | 0 | 0 | 0 | 0 | 0 | 0 | 0 | 0 | 0 | 0 | 0 | 0 | 0 | 0 | 0 | 0 | 0 | 0 | 0 | 0 | 0 | 0 | 0 | 0
RM3DindComme3 | R&D | Moderate | 30 | DistributedWind | CommercialScaleClass3 | Commercial DW - Class 3 | 0 | 0 | 0 | 0 | 0 | 0 | 0 | 0 | 0 | 0 | 0 | 0 | 0 | 0 | 0 | 0 | 0 | 0 | 0 | 0 | 0 | 0 | 0 | 0 | 0 | 0 | 0 | 0 | 0 | 0
RC3DindComme3 | R&D | Conservative | 30 | DistributedWind | CommercialScaleClass3 | Commercial DW - Class 3 | 0 | 0 | 0 | 0 | 0 | 0 | 0 | 0 | 0 | 0 | 0 | 0 | 0 | 0 | 0 | 0 | 0 | 0 | 0 | 0 | 0 | 0 | 0 | 0 | 0 | 0 | 0 | 0 | 0 | 0
RA3DindMidsi3 | R&D | Advanced | 30 | DistributedWind | MidsizeScaleClass3 | Midsize DW - Class 3 | 0 | 0 | 0 | 0 | 0 | 0 | 0 | 0 | 0 | 0 | 0 | 0 | 0 | 0 | 0 | 0 | 0 | 0 | 0 | 0 | 0 | 0 | 0 | 0 | 0 | 0 | 0 | 0 | 0 | 0
RM3DindMidsi3 | R&D | Moderate | 30 | DistributedWind | MidsizeScaleClass3 | Midsize DW - Class 3 | 0 | 0 | 0 | 0 | 0 | 0 | 0 | 0 | 0 | 0 | 0 | 0 | 0 | 0 | 0 | 0 | 0 | 0 | 0 | 0 | 0 | 0 | 0 | 0 | 0 | 0 | 0 | 0 | 0 | 0
RC3DindMidsi3 | R&D | Conservative | 30 | DistributedWind | MidsizeScaleClass3 | Midsize DW - Class 3 | 0 | 0 | 0 | 0 | 0 | 0 | 0 | 0 | 0 | 0 | 0 | 0 | 0 | 0 | 0 | 0 | 0 | 0 | 0 | 0 | 0 | 0 | 0 | 0 | 0 | 0 | 0 | 0 | 0 | 0
RA3DindLarge3 | R&D | Advanced | 30 | DistributedWind | LargeScaleClass3 | Large DW - Class 3 | 0 | 0 | 0 | 0 | 0 | 0 | 0 | 0 | 0 | 0 | 0 | 0 | 0 | 0 | 0 | 0 | 0 | 0 | 0 | 0 | 0 | 0 | 0 | 0 | 0 | 0 | 0 | 0 | 0 | 0
RM3DindLarge3 | R&D | Moderate | 30 | DistributedWind | LargeScaleClass3 | Large DW - Class 3 | 0 | 0 | 0 | 0 | 0 | 0 | 0 | 0 | 0 | 0 | 0 | 0 | 0 | 0 | 0 | 0 | 0 | 0 | 0 | 0 | 0 | 0 | 0 | 0 | 0 | 0 | 0 | 0 | 0 | 0
RC3DindLarge3 | R&D | Conservative | 30 | DistributedWind | LargeScaleClass3 | Large DW - Class 3 | 0 | 0 | 0 | 0 | 0 | 0 | 0 | 0 | 0 | 0 | 0 | 0 | 0 | 0 | 0 | 0 | 0 | 0 | 0 | 0 | 0 | 0 | 0 | 0 | 0 | 0 | 0 | 0 | 0 | 0
RA3DindResid4 | R&D | Advanced | 30 | DistributedWind | ResidentialScaleClass4 | Residential DW - Class 4 | 0 | 0 | 0 | 0 | 0 | 0 | 0 | 0 | 0 | 0 | 0 | 0 | 0 | 0 | 0 | 0 | 0 | 0 | 0 | 0 | 0 | 0 | 0 | 0 | 0 | 0 | 0 | 0 | 0 | 0
RM3DindResid4 | R&D | Moderate | 30 | DistributedWind | ResidentialScaleClass4 | Residential DW - Class 4 | 0 | 0 | 0 | 0 | 0 | 0 | 0 | 0 | 0 | 0 | 0 | 0 | 0 | 0 | 0 | 0 | 0 | 0 | 0 | 0 | 0 | 0 | 0 | 0 | 0 | 0 | 0 | 0 | 0 | 0
RC3DindResid4 | R&D | Conservative | 30 | DistributedWind | ResidentialScaleClass4 | Residential DW - Class 4 | 0 | 0 | 0 | 0 | 0 | 0 | 0 | 0 | 0 | 0 | 0 | 0 | 0 | 0 | 0 | 0 | 0 | 0 | 0 | 0 | 0 | 0 | 0 | 0 | 0 | 0 | 0 | 0 | 0 | 0
RA3DindComme4 | R&D | Advanced | 30 | DistributedWind | CommercialScaleClass4 | Commercial DW - Class 4 | 0 | 0 | 0 | 0 | 0 | 0 | 0 | 0 | 0 | 0 | 0 | 0 | 0 | 0 | 0 | 0 | 0 | 0 | 0 | 0 | 0 | 0 | 0 | 0 | 0 | 0 | 0 | 0 | 0 | 0
RM3DindComme4 | R&D | Moderate | 30 | DistributedWind | CommercialScaleClass4 | Commercial DW - Class 4 | 0 | 0 | 0 | 0 | 0 | 0 | 0 | 0 | 0 | 0 | 0 | 0 | 0 | 0 | 0 | 0 | 0 | 0 | 0 | 0 | 0 | 0 | 0 | 0 | 0 | 0 | 0 | 0 | 0 | 0
RC3DindComme4 | R&D | Conservative | 30 | DistributedWind | CommercialScaleClass4 | Commercial DW - Class 4 | 0 | 0 | 0 | 0 | 0 | 0 | 0 | 0 | 0 | 0 | 0 | 0 | 0 | 0 | 0 | 0 | 0 | 0 | 0 | 0 | 0 | 0 | 0 | 0 | 0 | 0 | 0 | 0 | 0 | 0
RA3DindMidsi4 | R&D | Advanced | 30 | DistributedWind | MidsizeScaleClass4 | Midsize DW - Class 4 | 0 | 0 | 0 | 0 | 0 | 0 | 0 | 0 | 0 | 0 | 0 | 0 | 0 | 0 | 0 | 0 | 0 | 0 | 0 | 0 | 0 | 0 | 0 | 0 | 0 | 0 | 0 | 0 | 0 | 0
RM3DindMidsi4 | R&D | Moderate | 30 | DistributedWind | MidsizeScaleClass4 | Midsize DW - Class 4 | 0 | 0 | 0 | 0 | 0 | 0 | 0 | 0 | 0 | 0 | 0 | 0 | 0 | 0 | 0 | 0 | 0 | 0 | 0 | 0 | 0 | 0 | 0 | 0 | 0 | 0 | 0 | 0 | 0 | 0
RC3DindMidsi4 | R&D | Conservative | 30 | DistributedWind | MidsizeScaleClass4 | Midsize DW - Class 4 | 0 | 0 | 0 | 0 | 0 | 0 | 0 | 0 | 0 | 0 | 0 | 0 | 0 | 0 | 0 | 0 | 0 | 0 | 0 | 0 | 0 | 0 | 0 | 0 | 0 | 0 | 0 | 0 | 0 | 0
RA3DindLarge4 | R&D | Advanced | 30 | DistributedWind | LargeScaleClass4 | Large DW - Class 4 | 0 | 0 | 0 | 0 | 0 | 0 | 0 | 0 | 0 | 0 | 0 | 0 | 0 | 0 | 0 | 0 | 0 | 0 | 0 | 0 | 0 | 0 | 0 | 0 | 0 | 0 | 0 | 0 | 0 | 0
RM3DindLarge4 | R&D | Moderate | 30 | DistributedWind | LargeScaleClass4 | Large DW - Class 4 | 0 | 0 | 0 | 0 | 0 | 0 | 0 | 0 | 0 | 0 | 0 | 0 | 0 | 0 | 0 | 0 | 0 | 0 | 0 | 0 | 0 | 0 | 0 | 0 | 0 | 0 | 0 | 0 | 0 | 0
RC3DindLarge4 | R&D | Conservative | 30 | DistributedWind | LargeScaleClass4 | Large DW - Class 4 | 0 | 0 | 0 | 0 | 0 | 0 | 0 | 0 | 0 | 0 | 0 | 0 | 0 | 0 | 0 | 0 | 0 | 0 | 0 | 0 | 0 | 0 | 0 | 0 | 0 | 0 | 0 | 0 | 0 | 0
RA3DindResid5 | R&D | Advanced | 30 | DistributedWind | ResidentialScaleClass5 | Residential DW - Class 5 | 0 | 0 | 0 | 0 | 0 | 0 | 0 | 0 | 0 | 0 | 0 | 0 | 0 | 0 | 0 | 0 | 0 | 0 | 0 | 0 | 0 | 0 | 0 | 0 | 0 | 0 | 0 | 0 | 0 | 0
RM3DindResid5 | R&D | Moderate | 30 | DistributedWind | ResidentialScaleClass5 | Residential DW - Class 5 | 0 | 0 | 0 | 0 | 0 | 0 | 0 | 0 | 0 | 0 | 0 | 0 | 0 | 0 | 0 | 0 | 0 | 0 | 0 | 0 | 0 | 0 | 0 | 0 | 0 | 0 | 0 | 0 | 0 | 0
RC3DindResid5 | R&D | Conservative | 30 | DistributedWind | ResidentialScaleClass5 | Residential DW - Class 5 | 0 | 0 | 0 | 0 | 0 | 0 | 0 | 0 | 0 | 0 | 0 | 0 | 0 | 0 | 0 | 0 | 0 | 0 | 0 | 0 | 0 | 0 | 0 | 0 | 0 | 0 | 0 | 0 | 0 | 0
RA3DindComme5 | R&D | Advanced | 30 | DistributedWind | CommercialScaleClass5 | Commercial DW - Class 5 | 0 | 0 | 0 | 0 | 0 | 0 | 0 | 0 | 0 | 0 | 0 | 0 | 0 | 0 | 0 | 0 | 0 | 0 | 0 | 0 | 0 | 0 | 0 | 0 | 0 | 0 | 0 | 0 | 0 | 0
RM3DindComme5 | R&D | Moderate | 30 | DistributedWind | CommercialScaleClass5 | Commercial DW - Class 5 | 0 | 0 | 0 | 0 | 0 | 0 | 0 | 0 | 0 | 0 | 0 | 0 | 0 | 0 | 0 | 0 | 0 | 0 | 0 | 0 | 0 | 0 | 0 | 0 | 0 | 0 | 0 | 0 | 0 | 0
RC3DindComme5 | R&D | Conservative | 30 | DistributedWind | CommercialScaleClass5 | Commercial DW - Class 5 | 0 | 0 | 0 | 0 | 0 | 0 | 0 | 0 | 0 | 0 | 0 | 0 | 0 | 0 | 0 | 0 | 0 | 0 | 0 | 0 | 0 | 0 | 0 | 0 | 0 | 0 | 0 | 0 | 0 | 0
RA3DindMidsi5 | R&D | Advanced | 30 | DistributedWind | MidsizeScaleClass5 | Midsize DW - Class 5 | 0 | 0 | 0 | 0 | 0 | 0 | 0 | 0 | 0 | 0 | 0 | 0 | 0 | 0 | 0 | 0 | 0 | 0 | 0 | 0 | 0 | 0 | 0 | 0 | 0 | 0 | 0 | 0 | 0 | 0
RM3DindMidsi5 | R&D | Moderate | 30 | DistributedWind | MidsizeScaleClass5 | Midsize DW - Class 5 | 0 | 0 | 0 | 0 | 0 | 0 | 0 | 0 | 0 | 0 | 0 | 0 | 0 | 0 | 0 | 0 | 0 | 0 | 0 | 0 | 0 | 0 | 0 | 0 | 0 | 0 | 0 | 0 | 0 | 0
RC3DindMidsi5 | R&D | Conservative | 30 | DistributedWind | MidsizeScaleClass5 | Midsize DW - Class 5 | 0 | 0 | 0 | 0 | 0 | 0 | 0 | 0 | 0 | 0 | 0 | 0 | 0 | 0 | 0 | 0 | 0 | 0 | 0 | 0 | 0 | 0 | 0 | 0 | 0 | 0 | 0 | 0 | 0 | 0
RA3DindLarge5 | R&D | Advanced | 30 | DistributedWind | LargeScaleClass5 | Large DW - Class 5 | 0 | 0 | 0 | 0 | 0 | 0 | 0 | 0 | 0 | 0 | 0 | 0 | 0 | 0 | 0 | 0 | 0 | 0 | 0 | 0 | 0 | 0 | 0 | 0 | 0 | 0 | 0 | 0 | 0 | 0
RM3DindLarge5 | R&D | Moderate | 30 | DistributedWind | LargeScaleClass5 | Large DW - Class 5 | 0 | 0 | 0 | 0 | 0 | 0 | 0 | 0 | 0 | 0 | 0 | 0 | 0 | 0 | 0 | 0 | 0 | 0 | 0 | 0 | 0 | 0 | 0 | 0 | 0 | 0 | 0 | 0 | 0 | 0
RC3DindLarge5 | R&D | Conservative | 30 | DistributedWind | LargeScaleClass5 | Large DW - Class 5 | 0 | 0 | 0 | 0 | 0 | 0 | 0 | 0 | 0 | 0 | 0 | 0 | 0 | 0 | 0 | 0 | 0 | 0 | 0 | 0 | 0 | 0 | 0 | 0 | 0 | 0 | 0 | 0 | 0 | 0
RA3DindResid6 | R&D | Advanced | 30 | DistributedWind | ResidentialScaleClass6 | Residential DW - Class 6 | 0 | 0 | 0 | 0 | 0 | 0 | 0 | 0 | 0 | 0 | 0 | 0 | 0 | 0 | 0 | 0 | 0 | 0 | 0 | 0 | 0 | 0 | 0 | 0 | 0 | 0 | 0 | 0 | 0 | 0
RM3DindResid6 | R&D | Moderate | 30 | DistributedWind | ResidentialScaleClass6 | Residential DW - Class 6 | 0 | 0 | 0 | 0 | 0 | 0 | 0 | 0 | 0 | 0 | 0 | 0 | 0 | 0 | 0 | 0 | 0 | 0 | 0 | 0 | 0 | 0 | 0 | 0 | 0 | 0 | 0 | 0 | 0 | 0
RC3DindResid6 | R&D | Conservative | 30 | DistributedWind | ResidentialScaleClass6 | Residential DW - Class 6 | 0 | 0 | 0 | 0 | 0 | 0 | 0 | 0 | 0 | 0 | 0 | 0 | 0 | 0 | 0 | 0 | 0 | 0 | 0 | 0 | 0 | 0 | 0 | 0 | 0 | 0 | 0 | 0 | 0 | 0
RA3DindComme6 | R&D | Advanced | 30 | DistributedWind | CommercialScaleClass6 | Commercial DW - Class 6 | 0 | 0 | 0 | 0 | 0 | 0 | 0 | 0 | 0 | 0 | 0 | 0 | 0 | 0 | 0 | 0 | 0 | 0 | 0 | 0 | 0 | 0 | 0 | 0 | 0 | 0 | 0 | 0 | 0 | 0
RM3DindComme6 | R&D | Moderate | 30 | DistributedWind | CommercialScaleClass6 | Commercial DW - Class 6 | 0 | 0 | 0 | 0 | 0 | 0 | 0 | 0 | 0 | 0 | 0 | 0 | 0 | 0 | 0 | 0 | 0 | 0 | 0 | 0 | 0 | 0 | 0 | 0 | 0 | 0 | 0 | 0 | 0 | 0
RC3DindComme6 | R&D | Conservative | 30 | DistributedWind | CommercialScaleClass6 | Commercial DW - Class 6 | 0 | 0 | 0 | 0 | 0 | 0 | 0 | 0 | 0 | 0 | 0 | 0 | 0 | 0 | 0 | 0 | 0 | 0 | 0 | 0 | 0 | 0 | 0 | 0 | 0 | 0 | 0 | 0 | 0 | 0
RA3DindMidsi6 | R&D | Advanced | 30 | DistributedWind | MidsizeScaleClass6 | Midsize DW - Class 6 | 0 | 0 | 0 | 0 | 0 | 0 | 0 | 0 | 0 | 0 | 0 | 0 | 0 | 0 | 0 | 0 | 0 | 0 | 0 | 0 | 0 | 0 | 0 | 0 | 0 | 0 | 0 | 0 | 0 | 0
RM3DindMidsi6 | R&D | Moderate | 30 | DistributedWind | MidsizeScaleClass6 | Midsize DW - Class 6 | 0 | 0 | 0 | 0 | 0 | 0 | 0 | 0 | 0 | 0 | 0 | 0 | 0 | 0 | 0 | 0 | 0 | 0 | 0 | 0 | 0 | 0 | 0 | 0 | 0 | 0 | 0 | 0 | 0 | 0
RC3DindMidsi6 | R&D | Conservative | 30 | DistributedWind | MidsizeScaleClass6 | Midsize DW - Class 6 | 0 | 0 | 0 | 0 | 0 | 0 | 0 | 0 | 0 | 0 | 0 | 0 | 0 | 0 | 0 | 0 | 0 | 0 | 0 | 0 | 0 | 0 | 0 | 0 | 0 | 0 | 0 | 0 | 0 | 0
RA3DindLarge6 | R&D | Advanced | 30 | DistributedWind | LargeScaleClass6 | Large DW - Class 6 | 0 | 0 | 0 | 0 | 0 | 0 | 0 | 0 | 0 | 0 | 0 | 0 | 0 | 0 | 0 | 0 | 0 | 0 | 0 | 0 | 0 | 0 | 0 | 0 | 0 | 0 | 0 | 0 | 0 | 0
RM3DindLarge6 | R&D | Moderate | 30 | DistributedWind | LargeScaleClass6 | Large DW - Class 6 | 0 | 0 | 0 | 0 | 0 | 0 | 0 | 0 | 0 | 0 | 0 | 0 | 0 | 0 | 0 | 0 | 0 | 0 | 0 | 0 | 0 | 0 | 0 | 0 | 0 | 0 | 0 | 0 | 0 | 0
RC3DindLarge6 | R&D | Conservative | 30 | DistributedWind | LargeScaleClass6 | Large DW - Class 6 | 0 | 0 | 0 | 0 | 0 | 0 | 0 | 0 | 0 | 0 | 0 | 0 | 0 | 0 | 0 | 0 | 0 | 0 | 0 | 0 | 0 | 0 | 0 | 0 | 0 | 0 | 0 | 0 | 0 | 0
RA3DindResid7 | R&D | Advanced | 30 | DistributedWind | ResidentialScaleClass7 | Residential DW - Class 7 | 0 | 0 | 0 | 0 | 0 | 0 | 0 | 0 | 0 | 0 | 0 | 0 | 0 | 0 | 0 | 0 | 0 | 0 | 0 | 0 | 0 | 0 | 0 | 0 | 0 | 0 | 0 | 0 | 0 | 0
RM3DindResid7 | R&D | Moderate | 30 | DistributedWind | ResidentialScaleClass7 | Residential DW - Class 7 | 0 | 0 | 0 | 0 | 0 | 0 | 0 | 0 | 0 | 0 | 0 | 0 | 0 | 0 | 0 | 0 | 0 | 0 | 0 | 0 | 0 | 0 | 0 | 0 | 0 | 0 | 0 | 0 | 0 | 0
RC3DindResid7 | R&D | Conservative | 30 | DistributedWind | ResidentialScaleClass7 | Residential DW - Class 7 | 0 | 0 | 0 | 0 | 0 | 0 | 0 | 0 | 0 | 0 | 0 | 0 | 0 | 0 | 0 | 0 | 0 | 0 | 0 | 0 | 0 | 0 | 0 | 0 | 0 | 0 | 0 | 0 | 0 | 0
RA3DindComme7 | R&D | Advanced | 30 | DistributedWind | CommercialScaleClass7 | Commercial DW - Class 7 | 0 | 0 | 0 | 0 | 0 | 0 | 0 | 0 | 0 | 0 | 0 | 0 | 0 | 0 | 0 | 0 | 0 | 0 | 0 | 0 | 0 | 0 | 0 | 0 | 0 | 0 | 0 | 0 | 0 | 0
RM3DindComme7 | R&D | Moderate | 30 | DistributedWind | CommercialScaleClass7 | Commercial DW - Class 7 | 0 | 0 | 0 | 0 | 0 | 0 | 0 | 0 | 0 | 0 | 0 | 0 | 0 | 0 | 0 | 0 | 0 | 0 | 0 | 0 | 0 | 0 | 0 | 0 | 0 | 0 | 0 | 0 | 0 | 0
RC3DindComme7 | R&D | Conservative | 30 | DistributedWind | CommercialScaleClass7 | Commercial DW - Class 7 | 0 | 0 | 0 | 0 | 0 | 0 | 0 | 0 | 0 | 0 | 0 | 0 | 0 | 0 | 0 | 0 | 0 | 0 | 0 | 0 | 0 | 0 | 0 | 0 | 0 | 0 | 0 | 0 | 0 | 0
RA3DindMidsi7 | R&D | Advanced | 30 | DistributedWind | MidsizeScaleClass7 | Midsize DW - Class 7 | 0 | 0 | 0 | 0 | 0 | 0 | 0 | 0 | 0 | 0 | 0 | 0 | 0 | 0 | 0 | 0 | 0 | 0 | 0 | 0 | 0 | 0 | 0 | 0 | 0 | 0 | 0 | 0 | 0 | 0
RM3DindMidsi7 | R&D | Moderate | 30 | DistributedWind | MidsizeScaleClass7 | Midsize DW - Class 7 | 0 | 0 | 0 | 0 | 0 | 0 | 0 | 0 | 0 | 0 | 0 | 0 | 0 | 0 | 0 | 0 | 0 | 0 | 0 | 0 | 0 | 0 | 0 | 0 | 0 | 0 | 0 | 0 | 0 | 0
RC3DindMidsi7 | R&D | Conservative | 30 | DistributedWind | MidsizeScaleClass7 | Midsize DW - Class 7 | 0 | 0 | 0 | 0 | 0 | 0 | 0 | 0 | 0 | 0 | 0 | 0 | 0 | 0 | 0 | 0 | 0 | 0 | 0 | 0 | 0 | 0 | 0 | 0 | 0 | 0 | 0 | 0 | 0 | 0
RA3DindLarge7 | R&D | Advanced | 30 | DistributedWind | LargeScaleClass7 | Large DW - Class 7 | 0 | 0 | 0 | 0 | 0 | 0 | 0 | 0 | 0 | 0 | 0 | 0 | 0 | 0 | 0 | 0 | 0 | 0 | 0 | 0 | 0 | 0 | 0 | 0 | 0 | 0 | 0 | 0 | 0 | 0
RM3DindLarge7 | R&D | Moderate | 30 | DistributedWind | LargeScaleClass7 | Large DW - Class 7 | 0 | 0 | 0 | 0 | 0 | 0 | 0 | 0 | 0 | 0 | 0 | 0 | 0 | 0 | 0 | 0 | 0 | 0 | 0 | 0 | 0 | 0 | 0 | 0 | 0 | 0 | 0 | 0 | 0 | 0
RC3DindLarge7 | R&D | Conservative | 30 | DistributedWind | LargeScaleClass7 | Large DW - Class 7 | 0 | 0 | 0 | 0 | 0 | 0 | 0 | 0 | 0 | 0 | 0 | 0 | 0 | 0 | 0 | 0 | 0 | 0 | 0 | 0 | 0 | 0 | 0 | 0 | 0 | 0 | 0 | 0 | 0 | 0
RA3DindResid8 | R&D | Advanced | 30 | DistributedWind | ResidentialScaleClass8 | Residential DW - Class 8 | 0 | 0 | 0 | 0 | 0 | 0 | 0 | 0 | 0 | 0 | 0 | 0 | 0 | 0 | 0 | 0 | 0 | 0 | 0 | 0 | 0 | 0 | 0 | 0 | 0 | 0 | 0 | 0 | 0 | 0
RM3DindResid8 | R&D | Moderate | 30 | DistributedWind | ResidentialScaleClass8 | Residential DW - Class 8 | 0 | 0 | 0 | 0 | 0 | 0 | 0 | 0 | 0 | 0 | 0 | 0 | 0 | 0 | 0 | 0 | 0 | 0 | 0 | 0 | 0 | 0 | 0 | 0 | 0 | 0 | 0 | 0 | 0 | 0
RC3DindResid8 | R&D | Conservative | 30 | DistributedWind | ResidentialScaleClass8 | Residential DW - Class 8 | 0 | 0 | 0 | 0 | 0 | 0 | 0 | 0 | 0 | 0 | 0 | 0 | 0 | 0 | 0 | 0 | 0 | 0 | 0 | 0 | 0 | 0 | 0 | 0 | 0 | 0 | 0 | 0 | 0 | 0
RA3DindComme8 | R&D | Advanced | 30 | DistributedWind | CommercialScaleClass8 | Commercial DW - Class 8 | 0 | 0 | 0 | 0 | 0 | 0 | 0 | 0 | 0 | 0 | 0 | 0 | 0 | 0 | 0 | 0 | 0 | 0 | 0 | 0 | 0 | 0 | 0 | 0 | 0 | 0 | 0 | 0 | 0 | 0
RM3DindComme8 | R&D | Moderate | 30 | DistributedWind | CommercialScaleClass8 | Commercial DW - Class 8 | 0 | 0 | 0 | 0 | 0 | 0 | 0 | 0 | 0 | 0 | 0 | 0 | 0 | 0 | 0 | 0 | 0 | 0 | 0 | 0 | 0 | 0 | 0 | 0 | 0 | 0 | 0 | 0 | 0 | 0
RC3DindComme8 | R&D | Conservative | 30 | DistributedWind | CommercialScaleClass8 | Commercial DW - Class 8 | 0 | 0 | 0 | 0 | 0 | 0 | 0 | 0 | 0 | 0 | 0 | 0 | 0 | 0 | 0 | 0 | 0 | 0 | 0 | 0 | 0 | 0 | 0 | 0 | 0 | 0 | 0 | 0 | 0 | 0
RA3DindMidsi8 | R&D | Advanced | 30 | DistributedWind | MidsizeScaleClass8 | Midsize DW - Class 8 | 0 | 0 | 0 | 0 | 0 | 0 | 0 | 0 | 0 | 0 | 0 | 0 | 0 | 0 | 0 | 0 | 0 | 0 | 0 | 0 | 0 | 0 | 0 | 0 | 0 | 0 | 0 | 0 | 0 | 0
RM3DindMidsi8 | R&D | Moderate | 30 | DistributedWind | MidsizeScaleClass8 | Midsize DW - Class 8 | 0 | 0 | 0 | 0 | 0 | 0 | 0 | 0 | 0 | 0 | 0 | 0 | 0 | 0 | 0 | 0 | 0 | 0 | 0 | 0 | 0 | 0 | 0 | 0 | 0 | 0 | 0 | 0 | 0 | 0
RC3DindMidsi8 | R&D | Conservative | 30 | DistributedWind | MidsizeScaleClass8 | Midsize DW - Class 8 | 0 | 0 | 0 | 0 | 0 | 0 | 0 | 0 | 0 | 0 | 0 | 0 | 0 | 0 | 0 | 0 | 0 | 0 | 0 | 0 | 0 | 0 | 0 | 0 | 0 | 0 | 0 | 0 | 0 | 0
RA3DindLarge8 | R&D | Advanced | 30 | DistributedWind | LargeScaleClass8 | Large DW - Class 8 | 0 | 0 | 0 | 0 | 0 | 0 | 0 | 0 | 0 | 0 | 0 | 0 | 0 | 0 | 0 | 0 | 0 | 0 | 0 | 0 | 0 | 0 | 0 | 0 | 0 | 0 | 0 | 0 | 0 | 0
RM3DindLarge8 | R&D | Moderate | 30 | DistributedWind | LargeScaleClass8 | Large DW - Class 8 | 0 | 0 | 0 | 0 | 0 | 0 | 0 | 0 | 0 | 0 | 0 | 0 | 0 | 0 | 0 | 0 | 0 | 0 | 0 | 0 | 0 | 0 | 0 | 0 | 0 | 0 | 0 | 0 | 0 | 0
RC3DindLarge8 | R&D | Conservative | 30 | DistributedWind | LargeScaleClass8 | Large DW - Class 8 | 0 | 0 | 0 | 0 | 0 | 0 | 0 | 0 | 0 | 0 | 0 | 0 | 0 | 0 | 0 | 0 | 0 | 0 | 0 | 0 | 0 | 0 | 0 | 0 | 0 | 0 | 0 | 0 | 0 | 0
RA3DindResid9 | R&D | Advanced | 30 | DistributedWind | ResidentialScaleClass9 | Residential DW - Class 9 | 0 | 0 | 0 | 0 | 0 | 0 | 0 | 0 | 0 | 0 | 0 | 0 | 0 | 0 | 0 | 0 | 0 | 0 | 0 | 0 | 0 | 0 | 0 | 0 | 0 | 0 | 0 | 0 | 0 | 0
RM3DindResid9 | R&D | Moderate | 30 | DistributedWind | ResidentialScaleClass9 | Residential DW - Class 9 | 0 | 0 | 0 | 0 | 0 | 0 | 0 | 0 | 0 | 0 | 0 | 0 | 0 | 0 | 0 | 0 | 0 | 0 | 0 | 0 | 0 | 0 | 0 | 0 | 0 | 0 | 0 | 0 | 0 | 0
RC3DindResid9 | R&D | Conservative | 30 | DistributedWind | ResidentialScaleClass9 | Residential DW - Class 9 | 0 | 0 | 0 | 0 | 0 | 0 | 0 | 0 | 0 | 0 | 0 | 0 | 0 | 0 | 0 | 0 | 0 | 0 | 0 | 0 | 0 | 0 | 0 | 0 | 0 | 0 | 0 | 0 | 0 | 0
RA3DindComme9 | R&D | Advanced | 30 | DistributedWind | CommercialScaleClass9 | Commercial DW - Class 9 | 0 | 0 | 0 | 0 | 0 | 0 | 0 | 0 | 0 | 0 | 0 | 0 | 0 | 0 | 0 | 0 | 0 | 0 | 0 | 0 | 0 | 0 | 0 | 0 | 0 | 0 | 0 | 0 | 0 | 0
RM3DindComme9 | R&D | Moderate | 30 | DistributedWind | CommercialScaleClass9 | Commercial DW - Class 9 | 0 | 0 | 0 | 0 | 0 | 0 | 0 | 0 | 0 | 0 | 0 | 0 | 0 | 0 | 0 | 0 | 0 | 0 | 0 | 0 | 0 | 0 | 0 | 0 | 0 | 0 | 0 | 0 | 0 | 0
RC3DindComme9 | R&D | Conservative | 30 | DistributedWind | CommercialScaleClass9 | Commercial DW - Class 9 | 0 | 0 | 0 | 0 | 0 | 0 | 0 | 0 | 0 | 0 | 0 | 0 | 0 | 0 | 0 | 0 | 0 | 0 | 0 | 0 | 0 | 0 | 0 | 0 | 0 | 0 | 0 | 0 | 0 | 0
RA3DindMidsi9 | R&D | Advanced | 30 | DistributedWind | MidsizeScaleClass9 | Midsize DW - Class 9 | 0 | 0 | 0 | 0 | 0 | 0 | 0 | 0 | 0 | 0 | 0 | 0 | 0 | 0 | 0 | 0 | 0 | 0 | 0 | 0 | 0 | 0 | 0 | 0 | 0 | 0 | 0 | 0 | 0 | 0
RM3DindMidsi9 | R&D | Moderate | 30 | DistributedWind | MidsizeScaleClass9 | Midsize DW - Class 9 | 0 | 0 | 0 | 0 | 0 | 0 | 0 | 0 | 0 | 0 | 0 | 0 | 0 | 0 | 0 | 0 | 0 | 0 | 0 | 0 | 0 | 0 | 0 | 0 | 0 | 0 | 0 | 0 | 0 | 0
RC3DindMidsi9 | R&D | Conservative | 30 | DistributedWind | MidsizeScaleClass9 | Midsize DW - Class 9 | 0 | 0 | 0 | 0 | 0 | 0 | 0 | 0 | 0 | 0 | 0 | 0 | 0 | 0 | 0 | 0 | 0 | 0 | 0 | 0 | 0 | 0 | 0 | 0 | 0 | 0 | 0 | 0 | 0 | 0
RA3DindLarge9 | R&D | Advanced | 30 | DistributedWind | LargeScaleClass9 | Large DW - Class 9 | 0 | 0 | 0 | 0 | 0 | 0 | 0 | 0 | 0 | 0 | 0 | 0 | 0 | 0 | 0 | 0 | 0 | 0 | 0 | 0 | 0 | 0 | 0 | 0 | 0 | 0 | 0 | 0 | 0 | 0
RM3DindLarge9 | R&D | Moderate | 30 | DistributedWind | LargeScaleClass9 | Large DW - Class 9 | 0 | 0 | 0 | 0 | 0 | 0 | 0 | 0 | 0 | 0 | 0 | 0 | 0 | 0 | 0 | 0 | 0 | 0 | 0 | 0 | 0 | 0 | 0 | 0 | 0 | 0 | 0 | 0 | 0 | 0
RC3DindLarge9 | R&D | Conservative | 30 | DistributedWind | LargeScaleClass9 | Large DW - Class 9 | 0 | 0 | 0 | 0 | 0 | 0 | 0 | 0 | 0 | 0 | 0 | 0 | 0 | 0 | 0 | 0 | 0 | 0 | 0 | 0 | 0 | 0 | 0 | 0 | 0 | 0 | 0 | 0 | 0 | 0
RA3DindResid0 | R&D | Advanced | 30 | DistributedWind | ResidentialScaleClass10 | Residential DW - Class 10 | 0 | 0 | 0 | 0 | 0 | 0 | 0 | 0 | 0 | 0 | 0 | 0 | 0 | 0 | 0 | 0 | 0 | 0 | 0 | 0 | 0 | 0 | 0 | 0 | 0 | 0 | 0 | 0 | 0 | 0
RM3DindResid0 | R&D | Moderate | 30 | DistributedWind | ResidentialScaleClass10 | Residential DW - Class 10 | 0 | 0 | 0 | 0 | 0 | 0 | 0 | 0 | 0 | 0 | 0 | 0 | 0 | 0 | 0 | 0 | 0 | 0 | 0 | 0 | 0 | 0 | 0 | 0 | 0 | 0 | 0 | 0 | 0 | 0
RC3DindResid0 | R&D | Conservative | 30 | DistributedWind | ResidentialScaleClass10 | Residential DW - Class 10 | 0 | 0 | 0 | 0 | 0 | 0 | 0 | 0 | 0 | 0 | 0 | 0 | 0 | 0 | 0 | 0 | 0 | 0 | 0 | 0 | 0 | 0 | 0 | 0 | 0 | 0 | 0 | 0 | 0 | 0
RA3DindComme0 | R&D | Advanced | 30 | DistributedWind | CommercialScaleClass10 | Commercial DW - Class 10 | 0 | 0 | 0 | 0 | 0 | 0 | 0 | 0 | 0 | 0 | 0 | 0 | 0 | 0 | 0 | 0 | 0 | 0 | 0 | 0 | 0 | 0 | 0 | 0 | 0 | 0 | 0 | 0 | 0 | 0
RM3DindComme0 | R&D | Moderate | 30 | DistributedWind | CommercialScaleClass10 | Commercial DW - Class 10 | 0 | 0 | 0 | 0 | 0 | 0 | 0 | 0 | 0 | 0 | 0 | 0 | 0 | 0 | 0 | 0 | 0 | 0 | 0 | 0 | 0 | 0 | 0 | 0 | 0 | 0 | 0 | 0 | 0 | 0
RC3DindComme0 | R&D | Conservative | 30 | DistributedWind | CommercialScaleClass10 | Commercial DW - Class 10 | 0 | 0 | 0 | 0 | 0 | 0 | 0 | 0 | 0 | 0 | 0 | 0 | 0 | 0 | 0 | 0 | 0 | 0 | 0 | 0 | 0 | 0 | 0 | 0 | 0 | 0 | 0 | 0 | 0 | 0
RA3DindMidsi0 | R&D | Advanced | 30 | DistributedWind | MidsizeScaleClass10 | Midsize DW - Class 10 | 0 | 0 | 0 | 0 | 0 | 0 | 0 | 0 | 0 | 0 | 0 | 0 | 0 | 0 | 0 | 0 | 0 | 0 | 0 | 0 | 0 | 0 | 0 | 0 | 0 | 0 | 0 | 0 | 0 | 0
RM3DindMidsi0 | R&D | Moderate | 30 | DistributedWind | MidsizeScaleClass10 | Midsize DW - Class 10 | 0 | 0 | 0 | 0 | 0 | 0 | 0 | 0 | 0 | 0 | 0 | 0 | 0 | 0 | 0 | 0 | 0 | 0 | 0 | 0 | 0 | 0 | 0 | 0 | 0 | 0 | 0 | 0 | 0 | 0
RC3DindMidsi0 | R&D | Conservative | 30 | DistributedWind | MidsizeScaleClass10 | Midsize DW - Class 10 | 0 | 0 | 0 | 0 | 0 | 0 | 0 | 0 | 0 | 0 | 0 | 0 | 0 | 0 | 0 | 0 | 0 | 0 | 0 | 0 | 0 | 0 | 0 | 0 | 0 | 0 | 0 | 0 | 0 | 0
RA3DindLarge0 | R&D | Advanced | 30 | DistributedWind | LargeScaleClass10 | Large DW - Class 10 | 0 | 0 | 0 | 0 | 0 | 0 | 0 | 0 | 0 | 0 | 0 | 0 | 0 | 0 | 0 | 0 | 0 | 0 | 0 | 0 | 0 | 0 | 0 | 0 | 0 | 0 | 0 | 0 | 0 | 0
RM3DindLarge0 | R&D | Moderate | 30 | DistributedWind | LargeScaleClass10 | Large DW - Class 10 | 0 | 0 | 0 | 0 | 0 | 0 | 0 | 0 | 0 | 0 | 0 | 0 | 0 | 0 | 0 | 0 | 0 | 0 | 0 | 0 | 0 | 0 | 0 | 0 | 0 | 0 | 0 | 0 | 0 | 0
RC3DindLarge0 | R&D | Conservative | 30 | DistributedWind | LargeScaleClass10 | Large DW - Class 10 | 0 | 0 | 0 | 0 | 0 | 0 | 0 | 0 | 0 | 0 | 0 | 0 | 0 | 0 | 0 | 0 | 0 | 0 | 0 | 0 | 0 | 0 | 0 | 0 | 0 | 0 | 0 | 0 | 0 | 0
RA3CoPVClass1 | R&D | Advanced | 30 | CommPV | Class1 | Commercial PV - Class 1 | 0 | 0 | 0 | 0 | 0 | 0 | 0 | 0 | 0 | 0 | 0 | 0 | 0 | 0 | 0 | 0 | 0 | 0 | 0 | 0 | 0 | 0 | 0 | 0 | 0 | 0 | 0 | 0 | 0 | 0
RM3CoPVClass1 | R&D | Moderate | 30 | CommPV | Class1 | Commercial PV - Class 1 | 0 | 0 | 0 | 0 | 0 | 0 | 0 | 0 | 0 | 0 | 0 | 0 | 0 | 0 | 0 | 0 | 0 | 0 | 0 | 0 | 0 | 0 | 0 | 0 | 0 | 0 | 0 | 0 | 0 | 0
RC3CoPVClass1 | R&D | Conservative | 30 | CommPV | Class1 | Commercial PV - Class 1 | 0 | 0 | 0 | 0 | 0 | 0 | 0 | 0 | 0 | 0 | 0 | 0 | 0 | 0 | 0 | 0 | 0 | 0 | 0 | 0 | 0 | 0 | 0 | 0 | 0 | 0 | 0 | 0 | 0 | 0
RA3CoPVClass2 | R&D | Advanced | 30 | CommPV | Class2 | Commercial PV - Class 2 | 0 | 0 | 0 | 0 | 0 | 0 | 0 | 0 | 0 | 0 | 0 | 0 | 0 | 0 | 0 | 0 | 0 | 0 | 0 | 0 | 0 | 0 | 0 | 0 | 0 | 0 | 0 | 0 | 0 | 0
RM3CoPVClass2 | R&D | Moderate | 30 | CommPV | Class2 | Commercial PV - Class 2 | 0 | 0 | 0 | 0 | 0 | 0 | 0 | 0 | 0 | 0 | 0 | 0 | 0 | 0 | 0 | 0 | 0 | 0 | 0 | 0 | 0 | 0 | 0 | 0 | 0 | 0 | 0 | 0 | 0 | 0
RC3CoPVClass2 | R&D | Conservative | 30 | CommPV | Class2 | Commercial PV - Class 2 | 0 | 0 | 0 | 0 | 0 | 0 | 0 | 0 | 0 | 0 | 0 | 0 | 0 | 0 | 0 | 0 | 0 | 0 | 0 | 0 | 0 | 0 | 0 | 0 | 0 | 0 | 0 | 0 | 0 | 0
RA3CoPVClass3 | R&D | Advanced | 30 | CommPV | Class3 | Commercial PV - Class 3 | 0 | 0 | 0 | 0 | 0 | 0 | 0 | 0 | 0 | 0 | 0 | 0 | 0 | 0 | 0 | 0 | 0 | 0 | 0 | 0 | 0 | 0 | 0 | 0 | 0 | 0 | 0 | 0 | 0 | 0
RM3CoPVClass3 | R&D | Moderate | 30 | CommPV | Class3 | Commercial PV - Class 3 | 0 | 0 | 0 | 0 | 0 | 0 | 0 | 0 | 0 | 0 | 0 | 0 | 0 | 0 | 0 | 0 | 0 | 0 | 0 | 0 | 0 | 0 | 0 | 0 | 0 | 0 | 0 | 0 | 0 | 0
RC3CoPVClass3 | R&D | Conservative | 30 | CommPV | Class3 | Commercial PV - Class 3 | 0 | 0 | 0 | 0 | 0 | 0 | 0 | 0 | 0 | 0 | 0 | 0 | 0 | 0 | 0 | 0 | 0 | 0 | 0 | 0 | 0 | 0 | 0 | 0 | 0 | 0 | 0 | 0 | 0 | 0
RA3CoPVClass4 | R&D | Advanced | 30 | CommPV | Class4 | Commercial PV - Class 4 | 0 | 0 | 0 | 0 | 0 | 0 | 0 | 0 | 0 | 0 | 0 | 0 | 0 | 0 | 0 | 0 | 0 | 0 | 0 | 0 | 0 | 0 | 0 | 0 | 0 | 0 | 0 | 0 | 0 | 0
RM3CoPVClass4 | R&D | Moderate | 30 | CommPV | Class4 | Commercial PV - Class 4 | 0 | 0 | 0 | 0 | 0 | 0 | 0 | 0 | 0 | 0 | 0 | 0 | 0 | 0 | 0 | 0 | 0 | 0 | 0 | 0 | 0 | 0 | 0 | 0 | 0 | 0 | 0 | 0 | 0 | 0
RC3CoPVClass4 | R&D | Conservative | 30 | CommPV | Class4 | Commercial PV - Class 4 | 0 | 0 | 0 | 0 | 0 | 0 | 0 | 0 | 0 | 0 | 0 | 0 | 0 | 0 | 0 | 0 | 0 | 0 | 0 | 0 | 0 | 0 | 0 | 0 | 0 | 0 | 0 | 0 | 0 | 0
RA3CoPVClass5 | R&D | Advanced | 30 | CommPV | Class5 | Commercial PV - Class 5 | 0 | 0 | 0 | 0 | 0 | 0 | 0 | 0 | 0 | 0 | 0 | 0 | 0 | 0 | 0 | 0 | 0 | 0 | 0 | 0 | 0 | 0 | 0 | 0 | 0 | 0 | 0 | 0 | 0 | 0
RM3CoPVClass5 | R&D | Moderate | 30 | CommPV | Class5 | Commercial PV - Class 5 | 0 | 0 | 0 | 0 | 0 | 0 | 0 | 0 | 0 | 0 | 0 | 0 | 0 | 0 | 0 | 0 | 0 | 0 | 0 | 0 | 0 | 0 | 0 | 0 | 0 | 0 | 0 | 0 | 0 | 0
RC3CoPVClass5 | R&D | Conservative | 30 | CommPV | Class5 | Commercial PV - Class 5 | 0 | 0 | 0 | 0 | 0 | 0 | 0 | 0 | 0 | 0 | 0 | 0 | 0 | 0 | 0 | 0 | 0 | 0 | 0 | 0 | 0 | 0 | 0 | 0 | 0 | 0 | 0 | 0 | 0 | 0
RA3CoPVClass6 | R&D | Advanced | 30 | CommPV | Class6 | Commercial PV - Class 6 | 0 | 0 | 0 | 0 | 0 | 0 | 0 | 0 | 0 | 0 | 0 | 0 | 0 | 0 | 0 | 0 | 0 | 0 | 0 | 0 | 0 | 0 | 0 | 0 | 0 | 0 | 0 | 0 | 0 | 0
RM3CoPVClass6 | R&D | Moderate | 30 | CommPV | Class6 | Commercial PV - Class 6 | 0 | 0 | 0 | 0 | 0 | 0 | 0 | 0 | 0 | 0 | 0 | 0 | 0 | 0 | 0 | 0 | 0 | 0 | 0 | 0 | 0 | 0 | 0 | 0 | 0 | 0 | 0 | 0 | 0 | 0
RC3CoPVClass6 | R&D | Conservative | 30 | CommPV | Class6 | Commercial PV - Class 6 | 0 | 0 | 0 | 0 | 0 | 0 | 0 | 0 | 0 | 0 | 0 | 0 | 0 | 0 | 0 | 0 | 0 | 0 | 0 | 0 | 0 | 0 | 0 | 0 | 0 | 0 | 0 | 0 | 0 | 0
RA3CoPVClass7 | R&D | Advanced | 30 | CommPV | Class7 | Commercial PV - Class 7 | 0 | 0 | 0 | 0 | 0 | 0 | 0 | 0 | 0 | 0 | 0 | 0 | 0 | 0 | 0 | 0 | 0 | 0 | 0 | 0 | 0 | 0 | 0 | 0 | 0 | 0 | 0 | 0 | 0 | 0
RM3CoPVClass7 | R&D | Moderate | 30 | CommPV | Class7 | Commercial PV - Class 7 | 0 | 0 | 0 | 0 | 0 | 0 | 0 | 0 | 0 | 0 | 0 | 0 | 0 | 0 | 0 | 0 | 0 | 0 | 0 | 0 | 0 | 0 | 0 | 0 | 0 | 0 | 0 | 0 | 0 | 0
RC3CoPVClass7 | R&D | Conservative | 30 | CommPV | Class7 | Commercial PV - Class 7 | 0 | 0 | 0 | 0 | 0 | 0 | 0 | 0 | 0 | 0 | 0 | 0 | 0 | 0 | 0 | 0 | 0 | 0 | 0 | 0 | 0 | 0 | 0 | 0 | 0 | 0 | 0 | 0 | 0 | 0
RA3CoPVClass8 | R&D | Advanced | 30 | CommPV | Class8 | Commercial PV - Class 8 | 0 | 0 | 0 | 0 | 0 | 0 | 0 | 0 | 0 | 0 | 0 | 0 | 0 | 0 | 0 | 0 | 0 | 0 | 0 | 0 | 0 | 0 | 0 | 0 | 0 | 0 | 0 | 0 | 0 | 0
RM3CoPVClass8 | R&D | Moderate | 30 | CommPV | Class8 | Commercial PV - Class 8 | 0 | 0 | 0 | 0 | 0 | 0 | 0 | 0 | 0 | 0 | 0 | 0 | 0 | 0 | 0 | 0 | 0 | 0 | 0 | 0 | 0 | 0 | 0 | 0 | 0 | 0 | 0 | 0 | 0 | 0
RC3CoPVClass8 | R&D | Conservative | 30 | CommPV | Class8 | Commercial PV - Class 8 | 0 | 0 | 0 | 0 | 0 | 0 | 0 | 0 | 0 | 0 | 0 | 0 | 0 | 0 | 0 | 0 | 0 | 0 | 0 | 0 | 0 | 0 | 0 | 0 | 0 | 0 | 0 | 0 | 0 | 0
RA3CoPVClass9 | R&D | Advanced | 30 | CommPV | Class9 | Commercial PV - Class 9 | 0 | 0 | 0 | 0 | 0 | 0 | 0 | 0 | 0 | 0 | 0 | 0 | 0 | 0 | 0 | 0 | 0 | 0 | 0 | 0 | 0 | 0 | 0 | 0 | 0 | 0 | 0 | 0 | 0 | 0
RM3CoPVClass9 | R&D | Moderate | 30 | CommPV | Class9 | Commercial PV - Class 9 | 0 | 0 | 0 | 0 | 0 | 0 | 0 | 0 | 0 | 0 | 0 | 0 | 0 | 0 | 0 | 0 | 0 | 0 | 0 | 0 | 0 | 0 | 0 | 0 | 0 | 0 | 0 | 0 | 0 | 0
RC3CoPVClass9 | R&D | Conservative | 30 | CommPV | Class9 | Commercial PV - Class 9 | 0 | 0 | 0 | 0 | 0 | 0 | 0 | 0 | 0 | 0 | 0 | 0 | 0 | 0 | 0 | 0 | 0 | 0 | 0 | 0 | 0 | 0 | 0 | 0 | 0 | 0 | 0 | 0 | 0 | 0
RA3CoPVClass0 | R&D | Advanced | 30 | CommPV | Class10 | Commercial PV - Class 10 | 0 | 0 | 0 | 0 | 0 | 0 | 0 | 0 | 0 | 0 | 0 | 0 | 0 | 0 | 0 | 0 | 0 | 0 | 0 | 0 | 0 | 0 | 0 | 0 | 0 | 0 | 0 | 0 | 0 | 0
RM3CoPVClass0 | R&D | Moderate | 30 | CommPV | Class10 | Commercial PV - Class 10 | 0 | 0 | 0 | 0 | 0 | 0 | 0 | 0 | 0 | 0 | 0 | 0 | 0 | 0 | 0 | 0 | 0 | 0 | 0 | 0 | 0 | 0 | 0 | 0 | 0 | 0 | 0 | 0 | 0 | 0
RC3CoPVClass0 | R&D | Conservative | 30 | CommPV | Class10 | Commercial PV - Class 10 | 0 | 0 | 0 | 0 | 0 | 0 | 0 | 0 | 0 | 0 | 0 | 0 | 0 | 0 | 0 | 0 | 0 | 0 | 0 | 0 | 0 | 0 | 0 | 0 | 0 | 0 | 0 | 0 | 0 | 0
RA3RePVClass1 | R&D | Advanced | 30 | ResPV | Class1 | Residential PV - Class 1 | 0 | 0 | 0 | 0 | 0 | 0 | 0 | 0 | 0 | 0 | 0 | 0 | 0 | 0 | 0 | 0 | 0 | 0 | 0 | 0 | 0 | 0 | 0 | 0 | 0 | 0 | 0 | 0 | 0 | 0
RM3RePVClass1 | R&D | Moderate | 30 | ResPV | Class1 | Residential PV - Class 1 | 0 | 0 | 0 | 0 | 0 | 0 | 0 | 0 | 0 | 0 | 0 | 0 | 0 | 0 | 0 | 0 | 0 | 0 | 0 | 0 | 0 | 0 | 0 | 0 | 0 | 0 | 0 | 0 | 0 | 0
RC3RePVClass1 | R&D | Conservative | 30 | ResPV | Class1 | Residential PV - Class 1 | 0 | 0 | 0 | 0 | 0 | 0 | 0 | 0 | 0 | 0 | 0 | 0 | 0 | 0 | 0 | 0 | 0 | 0 | 0 | 0 | 0 | 0 | 0 | 0 | 0 | 0 | 0 | 0 | 0 | 0
RA3RePVClass2 | R&D | Advanced | 30 | ResPV | Class2 | Residential PV - Class 2 | 0 | 0 | 0 | 0 | 0 | 0 | 0 | 0 | 0 | 0 | 0 | 0 | 0 | 0 | 0 | 0 | 0 | 0 | 0 | 0 | 0 | 0 | 0 | 0 | 0 | 0 | 0 | 0 | 0 | 0
RM3RePVClass2 | R&D | Moderate | 30 | ResPV | Class2 | Residential PV - Class 2 | 0 | 0 | 0 | 0 | 0 | 0 | 0 | 0 | 0 | 0 | 0 | 0 | 0 | 0 | 0 | 0 | 0 | 0 | 0 | 0 | 0 | 0 | 0 | 0 | 0 | 0 | 0 | 0 | 0 | 0
RC3RePVClass2 | R&D | Conservative | 30 | ResPV | Class2 | Residential PV - Class 2 | 0 | 0 | 0 | 0 | 0 | 0 | 0 | 0 | 0 | 0 | 0 | 0 | 0 | 0 | 0 | 0 | 0 | 0 | 0 | 0 | 0 | 0 | 0 | 0 | 0 | 0 | 0 | 0 | 0 | 0
RA3RePVClass3 | R&D | Advanced | 30 | ResPV | Class3 | Residential PV - Class 3 | 0 | 0 | 0 | 0 | 0 | 0 | 0 | 0 | 0 | 0 | 0 | 0 | 0 | 0 | 0 | 0 | 0 | 0 | 0 | 0 | 0 | 0 | 0 | 0 | 0 | 0 | 0 | 0 | 0 | 0
RM3RePVClass3 | R&D | Moderate | 30 | ResPV | Class3 | Residential PV - Class 3 | 0 | 0 | 0 | 0 | 0 | 0 | 0 | 0 | 0 | 0 | 0 | 0 | 0 | 0 | 0 | 0 | 0 | 0 | 0 | 0 | 0 | 0 | 0 | 0 | 0 | 0 | 0 | 0 | 0 | 0
RC3RePVClass3 | R&D | Conservative | 30 | ResPV | Class3 | Residential PV - Class 3 | 0 | 0 | 0 | 0 | 0 | 0 | 0 | 0 | 0 | 0 | 0 | 0 | 0 | 0 | 0 | 0 | 0 | 0 | 0 | 0 | 0 | 0 | 0 | 0 | 0 | 0 | 0 | 0 | 0 | 0
RA3RePVClass4 | R&D | Advanced | 30 | ResPV | Class4 | Residential PV - Class 4 | 0 | 0 | 0 | 0 | 0 | 0 | 0 | 0 | 0 | 0 | 0 | 0 | 0 | 0 | 0 | 0 | 0 | 0 | 0 | 0 | 0 | 0 | 0 | 0 | 0 | 0 | 0 | 0 | 0 | 0
RM3RePVClass4 | R&D | Moderate | 30 | ResPV | Class4 | Residential PV - Class 4 | 0 | 0 | 0 | 0 | 0 | 0 | 0 | 0 | 0 | 0 | 0 | 0 | 0 | 0 | 0 | 0 | 0 | 0 | 0 | 0 | 0 | 0 | 0 | 0 | 0 | 0 | 0 | 0 | 0 | 0
RC3RePVClass4 | R&D | Conservative | 30 | ResPV | Class4 | Residential PV - Class 4 | 0 | 0 | 0 | 0 | 0 | 0 | 0 | 0 | 0 | 0 | 0 | 0 | 0 | 0 | 0 | 0 | 0 | 0 | 0 | 0 | 0 | 0 | 0 | 0 | 0 | 0 | 0 | 0 | 0 | 0
RA3RePVClass5 | R&D | Advanced | 30 | ResPV | Class5 | Residential PV - Class 5 | 0 | 0 | 0 | 0 | 0 | 0 | 0 | 0 | 0 | 0 | 0 | 0 | 0 | 0 | 0 | 0 | 0 | 0 | 0 | 0 | 0 | 0 | 0 | 0 | 0 | 0 | 0 | 0 | 0 | 0
RM3RePVClass5 | R&D | Moderate | 30 | ResPV | Class5 | Residential PV - Class 5 | 0 | 0 | 0 | 0 | 0 | 0 | 0 | 0 | 0 | 0 | 0 | 0 | 0 | 0 | 0 | 0 | 0 | 0 | 0 | 0 | 0 | 0 | 0 | 0 | 0 | 0 | 0 | 0 | 0 | 0
RC3RePVClass5 | R&D | Conservative | 30 | ResPV | Class5 | Residential PV - Class 5 | 0 | 0 | 0 | 0 | 0 | 0 | 0 | 0 | 0 | 0 | 0 | 0 | 0 | 0 | 0 | 0 | 0 | 0 | 0 | 0 | 0 | 0 | 0 | 0 | 0 | 0 | 0 | 0 | 0 | 0
RA3RePVClass6 | R&D | Advanced | 30 | ResPV | Class6 | Residential PV - Class 6 | 0 | 0 | 0 | 0 | 0 | 0 | 0 | 0 | 0 | 0 | 0 | 0 | 0 | 0 | 0 | 0 | 0 | 0 | 0 | 0 | 0 | 0 | 0 | 0 | 0 | 0 | 0 | 0 | 0 | 0
RM3RePVClass6 | R&D | Moderate | 30 | ResPV | Class6 | Residential PV - Class 6 | 0 | 0 | 0 | 0 | 0 | 0 | 0 | 0 | 0 | 0 | 0 | 0 | 0 | 0 | 0 | 0 | 0 | 0 | 0 | 0 | 0 | 0 | 0 | 0 | 0 | 0 | 0 | 0 | 0 | 0
RC3RePVClass6 | R&D | Conservative | 30 | ResPV | Class6 | Residential PV - Class 6 | 0 | 0 | 0 | 0 | 0 | 0 | 0 | 0 | 0 | 0 | 0 | 0 | 0 | 0 | 0 | 0 | 0 | 0 | 0 | 0 | 0 | 0 | 0 | 0 | 0 | 0 | 0 | 0 | 0 | 0
RA3RePVClass7 | R&D | Advanced | 30 | ResPV | Class7 | Residential PV - Class 7 | 0 | 0 | 0 | 0 | 0 | 0 | 0 | 0 | 0 | 0 | 0 | 0 | 0 | 0 | 0 | 0 | 0 | 0 | 0 | 0 | 0 | 0 | 0 | 0 | 0 | 0 | 0 | 0 | 0 | 0
RM3RePVClass7 | R&D | Moderate | 30 | ResPV | Class7 | Residential PV - Class 7 | 0 | 0 | 0 | 0 | 0 | 0 | 0 | 0 | 0 | 0 | 0 | 0 | 0 | 0 | 0 | 0 | 0 | 0 | 0 | 0 | 0 | 0 | 0 | 0 | 0 | 0 | 0 | 0 | 0 | 0
RC3RePVClass7 | R&D | Conservative | 30 | ResPV | Class7 | Residential PV - Class 7 | 0 | 0 | 0 | 0 | 0 | 0 | 0 | 0 | 0 | 0 | 0 | 0 | 0 | 0 | 0 | 0 | 0 | 0 | 0 | 0 | 0 | 0 | 0 | 0 | 0 | 0 | 0 | 0 | 0 | 0
RA3RePVClass8 | R&D | Advanced | 30 | ResPV | Class8 | Residential PV - Class 8 | 0 | 0 | 0 | 0 | 0 | 0 | 0 | 0 | 0 | 0 | 0 | 0 | 0 | 0 | 0 | 0 | 0 | 0 | 0 | 0 | 0 | 0 | 0 | 0 | 0 | 0 | 0 | 0 | 0 | 0
RM3RePVClass8 | R&D | Moderate | 30 | ResPV | Class8 | Residential PV - Class 8 | 0 | 0 | 0 | 0 | 0 | 0 | 0 | 0 | 0 | 0 | 0 | 0 | 0 | 0 | 0 | 0 | 0 | 0 | 0 | 0 | 0 | 0 | 0 | 0 | 0 | 0 | 0 | 0 | 0 | 0
RC3RePVClass8 | R&D | Conservative | 30 | ResPV | Class8 | Residential PV - Class 8 | 0 | 0 | 0 | 0 | 0 | 0 | 0 | 0 | 0 | 0 | 0 | 0 | 0 | 0 | 0 | 0 | 0 | 0 | 0 | 0 | 0 | 0 | 0 | 0 | 0 | 0 | 0 | 0 | 0 | 0
RA3RePVClass9 | R&D | Advanced | 30 | ResPV | Class9 | Residential PV - Class 9 | 0 | 0 | 0 | 0 | 0 | 0 | 0 | 0 | 0 | 0 | 0 | 0 | 0 | 0 | 0 | 0 | 0 | 0 | 0 | 0 | 0 | 0 | 0 | 0 | 0 | 0 | 0 | 0 | 0 | 0
RM3RePVClass9 | R&D | Moderate | 30 | ResPV | Class9 | Residential PV - Class 9 | 0 | 0 | 0 | 0 | 0 | 0 | 0 | 0 | 0 | 0 | 0 | 0 | 0 | 0 | 0 | 0 | 0 | 0 | 0 | 0 | 0 | 0 | 0 | 0 | 0 | 0 | 0 | 0 | 0 | 0
RC3RePVClass9 | R&D | Conservative | 30 | ResPV | Class9 | Residential PV - Class 9 | 0 | 0 | 0 | 0 | 0 | 0 | 0 | 0 | 0 | 0 | 0 | 0 | 0 | 0 | 0 | 0 | 0 | 0 | 0 | 0 | 0 | 0 | 0 | 0 | 0 | 0 | 0 | 0 | 0 | 0
RA3RePVClass0 | R&D | Advanced | 30 | ResPV | Class10 | Residential PV - Class 10 | 0 | 0 | 0 | 0 | 0 | 0 | 0 | 0 | 0 | 0 | 0 | 0 | 0 | 0 | 0 | 0 | 0 | 0 | 0 | 0 | 0 | 0 | 0 | 0 | 0 | 0 | 0 | 0 | 0 | 0
RM3RePVClass0 | R&D | Moderate | 30 | ResPV | Class10 | Residential PV - Class 10 | 0 | 0 | 0 | 0 | 0 | 0 | 0 | 0 | 0 | 0 | 0 | 0 | 0 | 0 | 0 | 0 | 0 | 0 | 0 | 0 | 0 | 0 | 0 | 0 | 0 | 0 | 0 | 0 | 0 | 0
RC3RePVClass0 | R&D | Conservative | 30 | ResPV | Class10 | Residential PV - Class 10 | 0 | 0 | 0 | 0 | 0 | 0 | 0 | 0 | 0 | 0 | 0 | 0 | 0 | 0 | 0 | 0 | 0 | 0 | 0 | 0 | 0 | 0 | 0 | 0 | 0 | 0 | 0 | 0 | 0 | 0
RA3GealHydroh | R&D | Advanced | 30 | Geothermal | HydroFlash | Geothermal - Hydro / Flash | 0 | 0 | 0 | 0 | 0 | 0 | 0 | 0 | 0 | 0 | 0 | 0 | 0 | 0 | 0 | 0 | 0 | 0 | 0 | 0 | 0 | 0 | 0 | 0 | 0 | 0 | 0 | 0 | 0 | 0
RM3GealHydroh | R&D | Moderate | 30 | Geothermal | HydroFlash | Geothermal - Hydro / Flash | 0 | 0 | 0 | 0 | 0 | 0 | 0 | 0 | 0 | 0 | 0 | 0 | 0 | 0 | 0 | 0 | 0 | 0 | 0 | 0 | 0 | 0 | 0 | 0 | 0 | 0 | 0 | 0 | 0 | 0
RC3GealHydroh | R&D | Conservative | 30 | Geothermal | HydroFlash | Geothermal - Hydro / Flash | 0 | 0 | 0 | 0 | 0 | 0 | 0 | 0 | 0 | 0 | 0 | 0 | 0 | 0 | 0 | 0 | 0 | 0 | 0 | 0 | 0 | 0 | 0 | 0 | 0 | 0 | 0 | 0 | 0 | 0
RA3GealHydroy | R&D | Advanced | 30 | Geothermal | HydroBinary | Geothermal - Hydro / Binary | 0 | 0 | 0 | 0 | 0 | 0 | 0 | 0 | 0 | 0 | 0 | 0 | 0 | 0 | 0 | 0 | 0 | 0 | 0 | 0 | 0 | 0 | 0 | 0 | 0 | 0 | 0 | 0 | 0 | 0
RM3GealHydroy | R&D | Moderate | 30 | Geothermal | HydroBinary | Geothermal - Hydro / Binary | 0 | 0 | 0 | 0 | 0 | 0 | 0 | 0 | 0 | 0 | 0 | 0 | 0 | 0 | 0 | 0 | 0 | 0 | 0 | 0 | 0 | 0 | 0 | 0 | 0 | 0 | 0 | 0 | 0 | 0
RC3GealHydroy | R&D | Conservative | 30 | Geothermal | HydroBinary | Geothermal - Hydro / Binary | 0 | 0 | 0 | 0 | 0 | 0 | 0 | 0 | 0 | 0 | 0 | 0 | 0 | 0 | 0 | 0 | 0 | 0 | 0 | 0 | 0 | 0 | 0 | 0 | 0 | 0 | 0 | 0 | 0 | 0
RA3GealNFEGSh | R&D | Advanced | 30 | Geothermal | NFEGSFlash | Geothermal - NF EGS / Flash | 0 | 0 | 0 | 0 | 0 | 0 | 0 | 0 | 0 | 0 | 0 | 0 | 0 | 0 | 0 | 0 | 0 | 0 | 0 | 0 | 0 | 0 | 0 | 0 | 0 | 0 | 0 | 0 | 0 | 0
RM3GealNFEGSh | R&D | Moderate | 30 | Geothermal | NFEGSFlash | Geothermal - NF EGS / Flash | 0 | 0 | 0 | 0 | 0 | 0 | 0 | 0 | 0 | 0 | 0 | 0 | 0 | 0 | 0 | 0 | 0 | 0 | 0 | 0 | 0 | 0 | 0 | 0 | 0 | 0 | 0 | 0 | 0 | 0
RC3GealNFEGSh | R&D | Conservative | 30 | Geothermal | NFEGSFlash | Geothermal - NF EGS / Flash | 0 | 0 | 0 | 0 | 0 | 0 | 0 | 0 | 0 | 0 | 0 | 0 | 0 | 0 | 0 | 0 | 0 | 0 | 0 | 0 | 0 | 0 | 0 | 0 | 0 | 0 | 0 | 0 | 0 | 0
RA3GealNFEGSy | R&D | Advanced | 30 | Geothermal | NFEGSBinary | Geothermal - NF EGS / Binary | 0 | 0 | 0 | 0 | 0 | 0 | 0 | 0 | 0 | 0 | 0 | 0 | 0 | 0 | 0 | 0 | 0 | 0 | 0 | 0 | 0 | 0 | 0 | 0 | 0 | 0 | 0 | 0 | 0 | 0
RM3GealNFEGSy | R&D | Moderate | 30 | Geothermal | NFEGSBinary | Geothermal - NF EGS / Binary | 0 | 0 | 0 | 0 | 0 | 0 | 0 | 0 | 0 | 0 | 0 | 0 | 0 | 0 | 0 | 0 | 0 | 0 | 0 | 0 | 0 | 0 | 0 | 0 | 0 | 0 | 0 | 0 | 0 | 0
RC3GealNFEGSy | R&D | Conservative | 30 | Geothermal | NFEGSBinary | Geothermal - NF EGS / Binary | 0 | 0 | 0 | 0 | 0 | 0 | 0 | 0 | 0 | 0 | 0 | 0 | 0 | 0 | 0 | 0 | 0 | 0 | 0 | 0 | 0 | 0 | 0 | 0 | 0 | 0 | 0 | 0 | 0 | 0
RA3GealDeepEh | R&D | Advanced | 30 | Geothermal | DeepEGSFlash | Geothermal - Deep EGS / Flash | 0 | 0 | 0 | 0 | 0 | 0 | 0 | 0 | 0 | 0 | 0 | 0 | 0 | 0 | 0 | 0 | 0 | 0 | 0 | 0 | 0 | 0 | 0 | 0 | 0 | 0 | 0 | 0 | 0 | 0
RM3GealDeepEh | R&D | Moderate | 30 | Geothermal | DeepEGSFlash | Geothermal - Deep EGS / Flash | 0 | 0 | 0 | 0 | 0 | 0 | 0 | 0 | 0 | 0 | 0 | 0 | 0 | 0 | 0 | 0 | 0 | 0 | 0 | 0 | 0 | 0 | 0 | 0 | 0 | 0 | 0 | 0 | 0 | 0
RC3GealDeepEh | R&D | Conservative | 30 | Geothermal | DeepEGSFlash | Geothermal - Deep EGS / Flash | 0 | 0 | 0 | 0 | 0 | 0 | 0 | 0 | 0 | 0 | 0 | 0 | 0 | 0 | 0 | 0 | 0 | 0 | 0 | 0 | 0 | 0 | 0 | 0 | 0 | 0 | 0 | 0 | 0 | 0
RA3GealDeepEy | R&D | Advanced | 30 | Geothermal | DeepEGSBinary | Geothermal - Deep EGS / Binary | 0 | 0 | 0 | 0 | 0 | 0 | 0 | 0 | 0 | 0 | 0 | 0 | 0 | 0 | 0 | 0 | 0 | 0 | 0 | 0 | 0 | 0 | 0 | 0 | 0 | 0 | 0 | 0 | 0 | 0
RM3GealDeepEy | R&D | Moderate | 30 | Geothermal | DeepEGSBinary | Geothermal - Deep EGS / Binary | 0 | 0 | 0 | 0 | 0 | 0 | 0 | 0 | 0 | 0 | 0 | 0 | 0 | 0 | 0 | 0 | 0 | 0 | 0 | 0 | 0 | 0 | 0 | 0 | 0 | 0 | 0 | 0 | 0 | 0
RC3GealDeepEy | R&D | Conservative | 30 | Geothermal | DeepEGSBinary | Geothermal - Deep EGS / Binary | 0 | 0 | 0 | 0 | 0 | 0 | 0 | 0 | 0 | 0 | 0 | 0 | 0 | 0 | 0 | 0 | 0 | 0 | 0 | 0 | 0 | 0 | 0 | 0 | 0 | 0 | 0 | 0 | 0 | 0
RM6NuarNucler | R&D | Moderate | 60 | Nuclear | Nuclear | Nuclear - AP1000 | 2.47 | 2.47 | 2.47 | 2.47 | 2.47 | 2.47 | 2.47 | 2.47 | 2.47 | 2.47 | 2.47 | 2.47 | 2.47 | 2.47 | 2.47 | 2.47 | 2.47 | 2.47 | 2.47 | 2.47 | 2.47 | 2.47 | 2.47 | 2.47 | 2.47 | 2.47 | 2.47 | 2.47 | 2.47 | 2.47
RM6NuarNucleR | R&D | Moderate | 60 | Nuclear | NuclearSMR | Nuclear - Small Modular Reactor | 3.13 | 3.13 | 3.13 | 3.13 | 3.13 | 3.13 | 3.13 | 3.13 | 3.13 | 3.13 | 3.13 | 3.13 | 3.13 | 3.13 | 3.13 | 3.13 | 3.13 | 3.13 | 3.13 | 3.13 | 3.13 | 3.13 | 3.13 | 3.13 | 3.13 | 3.13 | 3.13 | 3.13 | 3.13 | 3.13
RA4BierDedicd | R&D | Advanced | 45 | Biopower | Dedicated | Biopower - Dedicated | 5.04 | 5.04 | 5.04 | 5.04 | 5.04 | 5.04 | 5.04 | 5.04 | 5.04 | 5.04 | 5.04 | 5.04 | 5.04 | 5.04 | 5.04 | 5.04 | 5.04 | 5.04 | 5.04 | 5.04 | 5.04 | 5.04 | 5.04 | 5.04 | 5.04 | 5.04 | 5.04 | 5.04 | 5.04 | 5.04
RM4BierDedicd | R&D | Moderate | 45 | Biopower | Dedicated | Biopower - Dedicated | 5.04 | 5.04 | 5.04 | 5.04 | 5.04 | 5.04 | 5.04 | 5.04 | 5.04 | 5.04 | 5.04 | 5.04 | 5.04 | 5.04 | 5.04 | 5.04 | 5.04 | 5.04 | 5.04 | 5.04 | 5.04 | 5.04 | 5.04 | 5.04 | 5.04 | 5.04 | 5.04 | 5.04 | 5.04 | 5.04
RC4BierDedicd | R&D | Conservative | 45 | Biopower | Dedicated | Biopower - Dedicated | 5.04 | 5.04 | 5.04 | 5.04 | 5.04 | 5.04 | 5.04 | 5.04 | 5.04 | 5.04 | 5.04 | 5.04 | 5.04 | 5.04 | 5.04 | 5.04 | 5.04 | 5.04 | 5.04 | 5.04 | 5.04 | 5.04 | 5.04 | 5.04 | 5.04 | 5.04 | 5.04 | 5.04 | 5.04 | 5.04
RA*Utge2Hr Be | R&D | Advanced | * | Utility-Scale Battery Storage | 2Hr Battery Storage | Utility-Scale Battery Storage - 2Hr | 0 | 0 | 0 | 0 | 0 | 0 | 0 | 0 | 0 | 0 | 0 | 0 | 0 | 0 | 0 | 0 | 0 | 0 | 0 | 0 | 0 | 0 | 0 | 0 | 0 | 0 | 0 | 0 | 0 | 0
RM*Utge2Hr Be | R&D | Moderate | * | Utility-Scale Battery Storage | 2Hr Battery Storage | Utility-Scale Battery Storage - 2Hr | 0 | 0 | 0 | 0 | 0 | 0 | 0 | 0 | 0 | 0 | 0 | 0 | 0 | 0 | 0 | 0 | 0 | 0 | 0 | 0 | 0 | 0 | 0 | 0 | 0 | 0 | 0 | 0 | 0 | 0
RC*Utge2Hr Be | R&D | Conservative | * | Utility-Scale Battery Storage | 2Hr Battery Storage | Utility-Scale Battery Storage - 2Hr | 0 | 0 | 0 | 0 | 0 | 0 | 0 | 0 | 0 | 0 | 0 | 0 | 0 | 0 | 0 | 0 | 0 | 0 | 0 | 0 | 0 | 0 | 0 | 0 | 0 | 0 | 0 | 0 | 0 | 0
RA*Utge4Hr Be | R&D | Advanced | * | Utility-Scale Battery Storage | 4Hr Battery Storage | Utility-Scale Battery Storage - 4Hr | 0 | 0 | 0 | 0 | 0 | 0 | 0 | 0 | 0 | 0 | 0 | 0 | 0 | 0 | 0 | 0 | 0 | 0 | 0 | 0 | 0 | 0 | 0 | 0 | 0 | 0 | 0 | 0 | 0 | 0
RM*Utge4Hr Be | R&D | Moderate | * | Utility-Scale Battery Storage | 4Hr Battery Storage | Utility-Scale Battery Storage - 4Hr | 0 | 0 | 0 | 0 | 0 | 0 | 0 | 0 | 0 | 0 | 0 | 0 | 0 | 0 | 0 | 0 | 0 | 0 | 0 | 0 | 0 | 0 | 0 | 0 | 0 | 0 | 0 | 0 | 0 | 0
RC*Utge4Hr Be | R&D | Conservative | * | Utility-Scale Battery Storage | 4Hr Battery Storage | Utility-Scale Battery Storage - 4Hr | 0 | 0 | 0 | 0 | 0 | 0 | 0 | 0 | 0 | 0 | 0 | 0 | 0 | 0 | 0 | 0 | 0 | 0 | 0 | 0 | 0 | 0 | 0 | 0 | 0 | 0 | 0 | 0 | 0 | 0
RA*Utge6Hr Be | R&D | Advanced | * | Utility-Scale Battery Storage | 6Hr Battery Storage | Utility-Scale Battery Storage - 6Hr | 0 | 0 | 0 | 0 | 0 | 0 | 0 | 0 | 0 | 0 | 0 | 0 | 0 | 0 | 0 | 0 | 0 | 0 | 0 | 0 | 0 | 0 | 0 | 0 | 0 | 0 | 0 | 0 | 0 | 0
RM*Utge6Hr Be | R&D | Moderate | * | Utility-Scale Battery Storage | 6Hr Battery Storage | Utility-Scale Battery Storage - 6Hr | 0 | 0 | 0 | 0 | 0 | 0 | 0 | 0 | 0 | 0 | 0 | 0 | 0 | 0 | 0 | 0 | 0 | 0 | 0 | 0 | 0 | 0 | 0 | 0 | 0 | 0 | 0 | 0 | 0 | 0
RC*Utge6Hr Be | R&D | Conservative | * | Utility-Scale Battery Storage | 6Hr Battery Storage | Utility-Scale Battery Storage - 6Hr | 0 | 0 | 0 | 0 | 0 | 0 | 0 | 0 | 0 | 0 | 0 | 0 | 0 | 0 | 0 | 0 | 0 | 0 | 0 | 0 | 0 | 0 | 0 | 0 | 0 | 0 | 0 | 0 | 0 | 0
RA*Utge8Hr Be | R&D | Advanced | * | Utility-Scale Battery Storage | 8Hr Battery Storage | Utility-Scale Battery Storage - 8Hr | 0 | 0 | 0 | 0 | 0 | 0 | 0 | 0 | 0 | 0 | 0 | 0 | 0 | 0 | 0 | 0 | 0 | 0 | 0 | 0 | 0 | 0 | 0 | 0 | 0 | 0 | 0 | 0 | 0 | 0
RM*Utge8Hr Be | R&D | Moderate | * | Utility-Scale Battery Storage | 8Hr Battery Storage | Utility-Scale Battery Storage - 8Hr | 0 | 0 | 0 | 0 | 0 | 0 | 0 | 0 | 0 | 0 | 0 | 0 | 0 | 0 | 0 | 0 | 0 | 0 | 0 | 0 | 0 | 0 | 0 | 0 | 0 | 0 | 0 | 0 | 0 | 0
RC*Utge8Hr Be | R&D | Conservative | * | Utility-Scale Battery Storage | 8Hr Battery Storage | Utility-Scale Battery Storage - 8Hr | 0 | 0 | 0 | 0 | 0 | 0 | 0 | 0 | 0 | 0 | 0 | 0 | 0 | 0 | 0 | 0 | 0 | 0 | 0 | 0 | 0 | 0 | 0 | 0 | 0 | 0 | 0 | 0 | 0 | 0
RA*Utge10Hr e | R&D | Advanced | * | Utility-Scale Battery Storage | 10Hr Battery Storage | Utility-Scale Battery Storage - 10Hr | 0 | 0 | 0 | 0 | 0 | 0 | 0 | 0 | 0 | 0 | 0 | 0 | 0 | 0 | 0 | 0 | 0 | 0 | 0 | 0 | 0 | 0 | 0 | 0 | 0 | 0 | 0 | 0 | 0 | 0
RM*Utge10Hr e | R&D | Moderate | * | Utility-Scale Battery Storage | 10Hr Battery Storage | Utility-Scale Battery Storage - 10Hr | 0 | 0 | 0 | 0 | 0 | 0 | 0 | 0 | 0 | 0 | 0 | 0 | 0 | 0 | 0 | 0 | 0 | 0 | 0 | 0 | 0 | 0 | 0 | 0 | 0 | 0 | 0 | 0 | 0 | 0
RC*Utge10Hr e | R&D | Conservative | * | Utility-Scale Battery Storage | 10Hr Battery Storage | Utility-Scale Battery Storage - 10Hr | 0 | 0 | 0 | 0 | 0 | 0 | 0 | 0 | 0 | 0 | 0 | 0 | 0 | 0 | 0 | 0 | 0 | 0 | 0 | 0 | 0 | 0 | 0 | 0 | 0 | 0 | 0 | 0 | 0 | 0
RA1HyerNPD11 | R&D | Advanced | 100 | Hydropower | NPD1 | Hydropower - NPD 1 | 0 | 0 | 0 | 0 | 0 | 0 | 0 | 0 | 0 | 0 | 0 | 0 | 0 | 0 | 0 | 0 | 0 | 0 | 0 | 0 | 0 | 0 | 0 | 0 | 0 | 0 | 0 | 0 | 0 | 0
RM1HyerNPD11 | R&D | Moderate | 100 | Hydropower | NPD1 | Hydropower - NPD 1 | 0 | 0 | 0 | 0 | 0 | 0 | 0 | 0 | 0 | 0 | 0 | 0 | 0 | 0 | 0 | 0 | 0 | 0 | 0 | 0 | 0 | 0 | 0 | 0 | 0 | 0 | 0 | 0 | 0 | 0
RC1HyerNPD11 | R&D | Conservative | 100 | Hydropower | NPD1 | Hydropower - NPD 1 | 0 | 0 | 0 | 0 | 0 | 0 | 0 | 0 | 0 | 0 | 0 | 0 | 0 | 0 | 0 | 0 | 0 | 0 | 0 | 0 | 0 | 0 | 0 | 0 | 0 | 0 | 0 | 0 | 0 | 0
RA1HyerNPD22 | R&D | Advanced | 100 | Hydropower | NPD2 | Hydropower - NPD 2 | 0 | 0 | 0 | 0 | 0 | 0 | 0 | 0 | 0 | 0 | 0 | 0 | 0 | 0 | 0 | 0 | 0 | 0 | 0 | 0 | 0 | 0 | 0 | 0 | 0 | 0 | 0 | 0 | 0 | 0
RM1HyerNPD22 | R&D | Moderate | 100 | Hydropower | NPD2 | Hydropower - NPD 2 | 0 | 0 | 0 | 0 | 0 | 0 | 0 | 0 | 0 | 0 | 0 | 0 | 0 | 0 | 0 | 0 | 0 | 0 | 0 | 0 | 0 | 0 | 0 | 0 | 0 | 0 | 0 | 0 | 0 | 0
RC1HyerNPD22 | R&D | Conservative | 100 | Hydropower | NPD2 | Hydropower - NPD 2 | 0 | 0 | 0 | 0 | 0 | 0 | 0 | 0 | 0 | 0 | 0 | 0 | 0 | 0 | 0 | 0 | 0 | 0 | 0 | 0 | 0 | 0 | 0 | 0 | 0 | 0 | 0 | 0 | 0 | 0
RA1HyerNPD33 | R&D | Advanced | 100 | Hydropower | NPD3 | Hydropower - NPD 3 | 0 | 0 | 0 | 0 | 0 | 0 | 0 | 0 | 0 | 0 | 0 | 0 | 0 | 0 | 0 | 0 | 0 | 0 | 0 | 0 | 0 | 0 | 0 | 0 | 0 | 0 | 0 | 0 | 0 | 0
RM1HyerNPD33 | R&D | Moderate | 100 | Hydropower | NPD3 | Hydropower - NPD 3 | 0 | 0 | 0 | 0 | 0 | 0 | 0 | 0 | 0 | 0 | 0 | 0 | 0 | 0 | 0 | 0 | 0 | 0 | 0 | 0 | 0 | 0 | 0 | 0 | 0 | 0 | 0 | 0 | 0 | 0
RC1HyerNPD33 | R&D | Conservative | 100 | Hydropower | NPD3 | Hydropower - NPD 3 | 0 | 0 | 0 | 0 | 0 | 0 | 0 | 0 | 0 | 0 | 0 | 0 | 0 | 0 | 0 | 0 | 0 | 0 | 0 | 0 | 0 | 0 | 0 | 0 | 0 | 0 | 0 | 0 | 0 | 0
RA1HyerNPD44 | R&D | Advanced | 100 | Hydropower | NPD4 | Hydropower - NPD 4 | 0 | 0 | 0 | 0 | 0 | 0 | 0 | 0 | 0 | 0 | 0 | 0 | 0 | 0 | 0 | 0 | 0 | 0 | 0 | 0 | 0 | 0 | 0 | 0 | 0 | 0 | 0 | 0 | 0 | 0
RM1HyerNPD44 | R&D | Moderate | 100 | Hydropower | NPD4 | Hydropower - NPD 4 | 0 | 0 | 0 | 0 | 0 | 0 | 0 | 0 | 0 | 0 | 0 | 0 | 0 | 0 | 0 | 0 | 0 | 0 | 0 | 0 | 0 | 0 | 0 | 0 | 0 | 0 | 0 | 0 | 0 | 0
RC1HyerNPD44 | R&D | Conservative | 100 | Hydropower | NPD4 | Hydropower - NPD 4 | 0 | 0 | 0 | 0 | 0 | 0 | 0 | 0 | 0 | 0 | 0 | 0 | 0 | 0 | 0 | 0 | 0 | 0 | 0 | 0 | 0 | 0 | 0 | 0 | 0 | 0 | 0 | 0 | 0 | 0
RA1HyerNPD55 | R&D | Advanced | 100 | Hydropower | NPD5 | Hydropower - NPD 5 | 0 | 0 | 0 | 0 | 0 | 0 | 0 | 0 | 0 | 0 | 0 | 0 | 0 | 0 | 0 | 0 | 0 | 0 | 0 | 0 | 0 | 0 | 0 | 0 | 0 | 0 | 0 | 0 | 0 | 0
RM1HyerNPD55 | R&D | Moderate | 100 | Hydropower | NPD5 | Hydropower - NPD 5 | 0 | 0 | 0 | 0 | 0 | 0 | 0 | 0 | 0 | 0 | 0 | 0 | 0 | 0 | 0 | 0 | 0 | 0 | 0 | 0 | 0 | 0 | 0 | 0 | 0 | 0 | 0 | 0 | 0 | 0
RC1HyerNPD55 | R&D | Conservative | 100 | Hydropower | NPD5 | Hydropower - NPD 5 | 0 | 0 | 0 | 0 | 0 | 0 | 0 | 0 | 0 | 0 | 0 | 0 | 0 | 0 | 0 | 0 | 0 | 0 | 0 | 0 | 0 | 0 | 0 | 0 | 0 | 0 | 0 | 0 | 0 | 0
RA1HyerNPD66 | R&D | Advanced | 100 | Hydropower | NPD6 | Hydropower - NPD 6 | 0 | 0 | 0 | 0 | 0 | 0 | 0 | 0 | 0 | 0 | 0 | 0 | 0 | 0 | 0 | 0 | 0 | 0 | 0 | 0 | 0 | 0 | 0 | 0 | 0 | 0 | 0 | 0 | 0 | 0
RM1HyerNPD66 | R&D | Moderate | 100 | Hydropower | NPD6 | Hydropower - NPD 6 | 0 | 0 | 0 | 0 | 0 | 0 | 0 | 0 | 0 | 0 | 0 | 0 | 0 | 0 | 0 | 0 | 0 | 0 | 0 | 0 | 0 | 0 | 0 | 0 | 0 | 0 | 0 | 0 | 0 | 0
RC1HyerNPD66 | R&D | Conservative | 100 | Hydropower | NPD6 | Hydropower - NPD 6 | 0 | 0 | 0 | 0 | 0 | 0 | 0 | 0 | 0 | 0 | 0 | 0 | 0 | 0 | 0 | 0 | 0 | 0 | 0 | 0 | 0 | 0 | 0 | 0 | 0 | 0 | 0 | 0 | 0 | 0
RA1HyerNPD77 | R&D | Advanced | 100 | Hydropower | NPD7 | Hydropower - NPD 7 | 0 | 0 | 0 | 0 | 0 | 0 | 0 | 0 | 0 | 0 | 0 | 0 | 0 | 0 | 0 | 0 | 0 | 0 | 0 | 0 | 0 | 0 | 0 | 0 | 0 | 0 | 0 | 0 | 0 | 0
RM1HyerNPD77 | R&D | Moderate | 100 | Hydropower | NPD7 | Hydropower - NPD 7 | 0 | 0 | 0 | 0 | 0 | 0 | 0 | 0 | 0 | 0 | 0 | 0 | 0 | 0 | 0 | 0 | 0 | 0 | 0 | 0 | 0 | 0 | 0 | 0 | 0 | 0 | 0 | 0 | 0 | 0
RC1HyerNPD77 | R&D | Conservative | 100 | Hydropower | NPD7 | Hydropower - NPD 7 | 0 | 0 | 0 | 0 | 0 | 0 | 0 | 0 | 0 | 0 | 0 | 0 | 0 | 0 | 0 | 0 | 0 | 0 | 0 | 0 | 0 | 0 | 0 | 0 | 0 | 0 | 0 | 0 | 0 | 0
RA1HyerNPD88 | R&D | Advanced | 100 | Hydropower | NPD8 | Hydropower - NPD 8 | 0 | 0 | 0 | 0 | 0 | 0 | 0 | 0 | 0 | 0 | 0 | 0 | 0 | 0 | 0 | 0 | 0 | 0 | 0 | 0 | 0 | 0 | 0 | 0 | 0 | 0 | 0 | 0 | 0 | 0
RM1HyerNPD88 | R&D | Moderate | 100 | Hydropower | NPD8 | Hydropower - NPD 8 | 0 | 0 | 0 | 0 | 0 | 0 | 0 | 0 | 0 | 0 | 0 | 0 | 0 | 0 | 0 | 0 | 0 | 0 | 0 | 0 | 0 | 0 | 0 | 0 | 0 | 0 | 0 | 0 | 0 | 0
RC1HyerNPD88 | R&D | Conservative | 100 | Hydropower | NPD8 | Hydropower - NPD 8 | 0 | 0 | 0 | 0 | 0 | 0 | 0 | 0 | 0 | 0 | 0 | 0 | 0 | 0 | 0 | 0 | 0 | 0 | 0 | 0 | 0 | 0 | 0 | 0 | 0 | 0 | 0 | 0 | 0 | 0
RA1HyerNSD11 | R&D | Advanced | 100 | Hydropower | NSD1 | Hydropower - NSD 1 | 0 | 0 | 0 | 0 | 0 | 0 | 0 | 0 | 0 | 0 | 0 | 0 | 0 | 0 | 0 | 0 | 0 | 0 | 0 | 0 | 0 | 0 | 0 | 0 | 0 | 0 | 0 | 0 | 0 | 0
RM1HyerNSD11 | R&D | Moderate | 100 | Hydropower | NSD1 | Hydropower - NSD 1 | 0 | 0 | 0 | 0 | 0 | 0 | 0 | 0 | 0 | 0 | 0 | 0 | 0 | 0 | 0 | 0 | 0 | 0 | 0 | 0 | 0 | 0 | 0 | 0 | 0 | 0 | 0 | 0 | 0 | 0
RC1HyerNSD11 | R&D | Conservative | 100 | Hydropower | NSD1 | Hydropower - NSD 1 | 0 | 0 | 0 | 0 | 0 | 0 | 0 | 0 | 0 | 0 | 0 | 0 | 0 | 0 | 0 | 0 | 0 | 0 | 0 | 0 | 0 | 0 | 0 | 0 | 0 | 0 | 0 | 0 | 0 | 0
RA1HyerNSD22 | R&D | Advanced | 100 | Hydropower | NSD2 | Hydropower - NSD 2 | 0 | 0 | 0 | 0 | 0 | 0 | 0 | 0 | 0 | 0 | 0 | 0 | 0 | 0 | 0 | 0 | 0 | 0 | 0 | 0 | 0 | 0 | 0 | 0 | 0 | 0 | 0 | 0 | 0 | 0
RM1HyerNSD22 | R&D | Moderate | 100 | Hydropower | NSD2 | Hydropower - NSD 2 | 0 | 0 | 0 | 0 | 0 | 0 | 0 | 0 | 0 | 0 | 0 | 0 | 0 | 0 | 0 | 0 | 0 | 0 | 0 | 0 | 0 | 0 | 0 | 0 | 0 | 0 | 0 | 0 | 0 | 0
RC1HyerNSD22 | R&D | Conservative | 100 | Hydropower | NSD2 | Hydropower - NSD 2 | 0 | 0 | 0 | 0 | 0 | 0 | 0 | 0 | 0 | 0 | 0 | 0 | 0 | 0 | 0 | 0 | 0 | 0 | 0 | 0 | 0 | 0 | 0 | 0 | 0 | 0 | 0 | 0 | 0 | 0
RA1HyerNSD33 | R&D | Advanced | 100 | Hydropower | NSD3 | Hydropower - NSD 3 | 0 | 0 | 0 | 0 | 0 | 0 | 0 | 0 | 0 | 0 | 0 | 0 | 0 | 0 | 0 | 0 | 0 | 0 | 0 | 0 | 0 | 0 | 0 | 0 | 0 | 0 | 0 | 0 | 0 | 0
RM1HyerNSD33 | R&D | Moderate | 100 | Hydropower | NSD3 | Hydropower - NSD 3 | 0 | 0 | 0 | 0 | 0 | 0 | 0 | 0 | 0 | 0 | 0 | 0 | 0 | 0 | 0 | 0 | 0 | 0 | 0 | 0 | 0 | 0 | 0 | 0 | 0 | 0 | 0 | 0 | 0 | 0
RC1HyerNSD33 | R&D | Conservative | 100 | Hydropower | NSD3 | Hydropower - NSD 3 | 0 | 0 | 0 | 0 | 0 | 0 | 0 | 0 | 0 | 0 | 0 | 0 | 0 | 0 | 0 | 0 | 0 | 0 | 0 | 0 | 0 | 0 | 0 | 0 | 0 | 0 | 0 | 0 | 0 | 0
RA1HyerNSD44 | R&D | Advanced | 100 | Hydropower | NSD4 | Hydropower - NSD 4 | 0 | 0 | 0 | 0 | 0 | 0 | 0 | 0 | 0 | 0 | 0 | 0 | 0 | 0 | 0 | 0 | 0 | 0 | 0 | 0 | 0 | 0 | 0 | 0 | 0 | 0 | 0 | 0 | 0 | 0
RM1HyerNSD44 | R&D | Moderate | 100 | Hydropower | NSD4 | Hydropower - NSD 4 | 0 | 0 | 0 | 0 | 0 | 0 | 0 | 0 | 0 | 0 | 0 | 0 | 0 | 0 | 0 | 0 | 0 | 0 | 0 | 0 | 0 | 0 | 0 | 0 | 0 | 0 | 0 | 0 | 0 | 0
RC1HyerNSD44 | R&D | Conservative | 100 | Hydropower | NSD4 | Hydropower - NSD 4 | 0 | 0 | 0 | 0 | 0 | 0 | 0 | 0 | 0 | 0 | 0 | 0 | 0 | 0 | 0 | 0 | 0 | 0 | 0 | 0 | 0 | 0 | 0 | 0 | 0 | 0 | 0 | 0 | 0 | 0
RA*Coge1Hr Be | R&D | Advanced | * | Commercial Battery Storage | 1Hr Battery Storage | Commercial Battery Storage 1Hr | 0 | 0 | 0 | 0 | 0 | 0 | 0 | 0 | 0 | 0 | 0 | 0 | 0 | 0 | 0 | 0 | 0 | 0 | 0 | 0 | 0 | 0 | 0 | 0 | 0 | 0 | 0 | 0 | 0 | 0
RM*Coge1Hr Be | R&D | Moderate | * | Commercial Battery Storage | 1Hr Battery Storage | Commercial Battery Storage 1Hr | 0 | 0 | 0 | 0 | 0 | 0 | 0 | 0 | 0 | 0 | 0 | 0 | 0 | 0 | 0 | 0 | 0 | 0 | 0 | 0 | 0 | 0 | 0 | 0 | 0 | 0 | 0 | 0 | 0 | 0
RC*Coge1Hr Be | R&D | Conservative | * | Commercial Battery Storage | 1Hr Battery Storage | Commercial Battery Storage 1Hr | 0 | 0 | 0 | 0 | 0 | 0 | 0 | 0 | 0 | 0 | 0 | 0 | 0 | 0 | 0 | 0 | 0 | 0 | 0 | 0 | 0 | 0 | 0 | 0 | 0 | 0 | 0 | 0 | 0 | 0
RA*Coge2Hr Be | R&D | Advanced | * | Commercial Battery Storage | 2Hr Battery Storage | Commercial Battery Storage 2Hr | 0 | 0 | 0 | 0 | 0 | 0 | 0 | 0 | 0 | 0 | 0 | 0 | 0 | 0 | 0 | 0 | 0 | 0 | 0 | 0 | 0 | 0 | 0 | 0 | 0 | 0 | 0 | 0 | 0 | 0
RM*Coge2Hr Be | R&D | Moderate | * | Commercial Battery Storage | 2Hr Battery Storage | Commercial Battery Storage 2Hr | 0 | 0 | 0 | 0 | 0 | 0 | 0 | 0 | 0 | 0 | 0 | 0 | 0 | 0 | 0 | 0 | 0 | 0 | 0 | 0 | 0 | 0 | 0 | 0 | 0 | 0 | 0 | 0 | 0 | 0
RC*Coge2Hr Be | R&D | Conservative | * | Commercial Battery Storage | 2Hr Battery Storage | Commercial Battery Storage 2Hr | 0 | 0 | 0 | 0 | 0 | 0 | 0 | 0 | 0 | 0 | 0 | 0 | 0 | 0 | 0 | 0 | 0 | 0 | 0 | 0 | 0 | 0 | 0 | 0 | 0 | 0 | 0 | 0 | 0 | 0
RA*Coge4Hr Be | R&D | Advanced | * | Commercial Battery Storage | 4Hr Battery Storage | Commercial Battery Storage 4Hr | 0 | 0 | 0 | 0 | 0 | 0 | 0 | 0 | 0 | 0 | 0 | 0 | 0 | 0 | 0 | 0 | 0 | 0 | 0 | 0 | 0 | 0 | 0 | 0 | 0 | 0 | 0 | 0 | 0 | 0
RM*Coge4Hr Be | R&D | Moderate | * | Commercial Battery Storage | 4Hr Battery Storage | Commercial Battery Storage 4Hr | 0 | 0 | 0 | 0 | 0 | 0 | 0 | 0 | 0 | 0 | 0 | 0 | 0 | 0 | 0 | 0 | 0 | 0 | 0 | 0 | 0 | 0 | 0 | 0 | 0 | 0 | 0 | 0 | 0 | 0
RC*Coge4Hr Be | R&D | Conservative | * | Commercial Battery Storage | 4Hr Battery Storage | Commercial Battery Storage 4Hr | 0 | 0 | 0 | 0 | 0 | 0 | 0 | 0 | 0 | 0 | 0 | 0 | 0 | 0 | 0 | 0 | 0 | 0 | 0 | 0 | 0 | 0 | 0 | 0 | 0 | 0 | 0 | 0 | 0 | 0
RA*Coge6Hr Be | R&D | Advanced | * | Commercial Battery Storage | 6Hr Battery Storage | Commercial Battery Storage 6Hr | 0 | 0 | 0 | 0 | 0 | 0 | 0 | 0 | 0 | 0 | 0 | 0 | 0 | 0 | 0 | 0 | 0 | 0 | 0 | 0 | 0 | 0 | 0 | 0 | 0 | 0 | 0 | 0 | 0 | 0
RM*Coge6Hr Be | R&D | Moderate | * | Commercial Battery Storage | 6Hr Battery Storage | Commercial Battery Storage 6Hr | 0 | 0 | 0 | 0 | 0 | 0 | 0 | 0 | 0 | 0 | 0 | 0 | 0 | 0 | 0 | 0 | 0 | 0 | 0 | 0 | 0 | 0 | 0 | 0 | 0 | 0 | 0 | 0 | 0 | 0
RC*Coge6Hr Be | R&D | Conservative | * | Commercial Battery Storage | 6Hr Battery Storage | Commercial Battery Storage 6Hr | 0 | 0 | 0 | 0 | 0 | 0 | 0 | 0 | 0 | 0 | 0 | 0 | 0 | 0 | 0 | 0 | 0 | 0 | 0 | 0 | 0 | 0 | 0 | 0 | 0 | 0 | 0 | 0 | 0 | 0
RA*Coge8Hr Be | R&D | Advanced | * | Commercial Battery Storage | 8Hr Battery Storage | Commercial Battery Storage 8Hr | 0 | 0 | 0 | 0 | 0 | 0 | 0 | 0 | 0 | 0 | 0 | 0 | 0 | 0 | 0 | 0 | 0 | 0 | 0 | 0 | 0 | 0 | 0 | 0 | 0 | 0 | 0 | 0 | 0 | 0
RM*Coge8Hr Be | R&D | Moderate | * | Commercial Battery Storage | 8Hr Battery Storage | Commercial Battery Storage 8Hr | 0 | 0 | 0 | 0 | 0 | 0 | 0 | 0 | 0 | 0 | 0 | 0 | 0 | 0 | 0 | 0 | 0 | 0 | 0 | 0 | 0 | 0 | 0 | 0 | 0 | 0 | 0 | 0 | 0 | 0
RC*Coge8Hr Be | R&D | Conservative | * | Commercial Battery Storage | 8Hr Battery Storage | Commercial Battery Storage 8Hr | 0 | 0 | 0 | 0 | 0 | 0 | 0 | 0 | 0 | 0 | 0 | 0 | 0 | 0 | 0 | 0 | 0 | 0 | 0 | 0 | 0 | 0 | 0 | 0 | 0 | 0 | 0 | 0 | 0 | 0
RA*RegeShorte | R&D | Advanced | * | Residential Battery Storage | ShortDurationResStorage | Residential Battery Storage - 5 kW - 12.5 kWh | 0 | 0 | 0 | 0 | 0 | 0 | 0 | 0 | 0 | 0 | 0 | 0 | 0 | 0 | 0 | 0 | 0 | 0 | 0 | 0 | 0 | 0 | 0 | 0 | 0 | 0 | 0 | 0 | 0 | 0
RM*RegeShorte | R&D | Moderate | * | Residential Battery Storage | ShortDurationResStorage | Residential Battery Storage - 5 kW - 12.5 kWh | 0 | 0 | 0 | 0 | 0 | 0 | 0 | 0 | 0 | 0 | 0 | 0 | 0 | 0 | 0 | 0 | 0 | 0 | 0 | 0 | 0 | 0 | 0 | 0 | 0 | 0 | 0 | 0 | 0 | 0
RC*RegeShorte | R&D | Conservative | * | Residential Battery Storage | ShortDurationResStorage | Residential Battery Storage - 5 kW - 12.5 kWh | 0 | 0 | 0 | 0 | 0 | 0 | 0 | 0 | 0 | 0 | 0 | 0 | 0 | 0 | 0 | 0 | 0 | 0 | 0 | 0 | 0 | 0 | 0 | 0 | 0 | 0 | 0 | 0 | 0 | 0
RA*Rege5kW/2e | R&D | Advanced | * | Residential Battery Storage | 5kW/20kWh Battery Storage | Residential Battery Storage - 5 kW - 20 kWh | 0 | 0 | 0 | 0 | 0 | 0 | 0 | 0 | 0 | 0 | 0 | 0 | 0 | 0 | 0 | 0 | 0 | 0 | 0 | 0 | 0 | 0 | 0 | 0 | 0 | 0 | 0 | 0 | 0 | 0
RM*Rege5kW/2e | R&D | Moderate | * | Residential Battery Storage | 5kW/20kWh Battery Storage | Residential Battery Storage - 5 kW - 20 kWh | 0 | 0 | 0 | 0 | 0 | 0 | 0 | 0 | 0 | 0 | 0 | 0 | 0 | 0 | 0 | 0 | 0 | 0 | 0 | 0 | 0 | 0 | 0 | 0 | 0 | 0 | 0 | 0 | 0 | 0
RC*Rege5kW/2e | R&D | Conservative | * | Residential Battery Storage | 5kW/20kWh Battery Storage | Residential Battery Storage - 5 kW - 20 kWh | 0 | 0 | 0 | 0 | 0 | 0 | 0 | 0 | 0 | 0 | 0 | 0 | 0 | 0 | 0 | 0 | 0 | 0 | 0 | 0 | 0 | 0 | 0 | 0 | 0 | 0 | 0 | 0 | 0 | 0
RA3UtryClass1 | R&D | Advanced | 30 | Utility-Scale PV-Plus-Battery | Class1 | PV+Storage - Class 1 | 0 | 0 | 0 | 0 | 0 | 0 | 0 | 0 | 0 | 0 | 0 | 0 | 0 | 0 | 0 | 0 | 0 | 0 | 0 | 0 | 0 | 0 | 0 | 0 | 0 | 0 | 0 | 0 | 0 | 0
RM3UtryClass1 | R&D | Moderate | 30 | Utility-Scale PV-Plus-Battery | Class1 | PV+Storage - Class 1 | 0 | 0 | 0 | 0 | 0 | 0 | 0 | 0 | 0 | 0 | 0 | 0 | 0 | 0 | 0 | 0 | 0 | 0 | 0 | 0 | 0 | 0 | 0 | 0 | 0 | 0 | 0 | 0 | 0 | 0
RC3UtryClass1 | R&D | Conservative | 30 | Utility-Scale PV-Plus-Battery | Class1 | PV+Storage - Class 1 | 0 | 0 | 0 | 0 | 0 | 0 | 0 | 0 | 0 | 0 | 0 | 0 | 0 | 0 | 0 | 0 | 0 | 0 | 0 | 0 | 0 | 0 | 0 | 0 | 0 | 0 | 0 | 0 | 0 | 0
RA3UtryClass2 | R&D | Advanced | 30 | Utility-Scale PV-Plus-Battery | Class2 | PV+Storage - Class 2 | 0 | 0 | 0 | 0 | 0 | 0 | 0 | 0 | 0 | 0 | 0 | 0 | 0 | 0 | 0 | 0 | 0 | 0 | 0 | 0 | 0 | 0 | 0 | 0 | 0 | 0 | 0 | 0 | 0 | 0
RM3UtryClass2 | R&D | Moderate | 30 | Utility-Scale PV-Plus-Battery | Class2 | PV+Storage - Class 2 | 0 | 0 | 0 | 0 | 0 | 0 | 0 | 0 | 0 | 0 | 0 | 0 | 0 | 0 | 0 | 0 | 0 | 0 | 0 | 0 | 0 | 0 | 0 | 0 | 0 | 0 | 0 | 0 | 0 | 0
RC3UtryClass2 | R&D | Conservative | 30 | Utility-Scale PV-Plus-Battery | Class2 | PV+Storage - Class 2 | 0 | 0 | 0 | 0 | 0 | 0 | 0 | 0 | 0 | 0 | 0 | 0 | 0 | 0 | 0 | 0 | 0 | 0 | 0 | 0 | 0 | 0 | 0 | 0 | 0 | 0 | 0 | 0 | 0 | 0
RA3UtryClass3 | R&D | Advanced | 30 | Utility-Scale PV-Plus-Battery | Class3 | PV+Storage - Class 3 | 0 | 0 | 0 | 0 | 0 | 0 | 0 | 0 | 0 | 0 | 0 | 0 | 0 | 0 | 0 | 0 | 0 | 0 | 0 | 0 | 0 | 0 | 0 | 0 | 0 | 0 | 0 | 0 | 0 | 0
RM3UtryClass3 | R&D | Moderate | 30 | Utility-Scale PV-Plus-Battery | Class3 | PV+Storage - Class 3 | 0 | 0 | 0 | 0 | 0 | 0 | 0 | 0 | 0 | 0 | 0 | 0 | 0 | 0 | 0 | 0 | 0 | 0 | 0 | 0 | 0 | 0 | 0 | 0 | 0 | 0 | 0 | 0 | 0 | 0
RC3UtryClass3 | R&D | Conservative | 30 | Utility-Scale PV-Plus-Battery | Class3 | PV+Storage - Class 3 | 0 | 0 | 0 | 0 | 0 | 0 | 0 | 0 | 0 | 0 | 0 | 0 | 0 | 0 | 0 | 0 | 0 | 0 | 0 | 0 | 0 | 0 | 0 | 0 | 0 | 0 | 0 | 0 | 0 | 0
RA3UtryClass4 | R&D | Advanced | 30 | Utility-Scale PV-Plus-Battery | Class4 | PV+Storage - Class 4 | 0 | 0 | 0 | 0 | 0 | 0 | 0 | 0 | 0 | 0 | 0 | 0 | 0 | 0 | 0 | 0 | 0 | 0 | 0 | 0 | 0 | 0 | 0 | 0 | 0 | 0 | 0 | 0 | 0 | 0
RM3UtryClass4 | R&D | Moderate | 30 | Utility-Scale PV-Plus-Battery | Class4 | PV+Storage - Class 4 | 0 | 0 | 0 | 0 | 0 | 0 | 0 | 0 | 0 | 0 | 0 | 0 | 0 | 0 | 0 | 0 | 0 | 0 | 0 | 0 | 0 | 0 | 0 | 0 | 0 | 0 | 0 | 0 | 0 | 0
RC3UtryClass4 | R&D | Conservative | 30 | Utility-Scale PV-Plus-Battery | Class4 | PV+Storage - Class 4 | 0 | 0 | 0 | 0 | 0 | 0 | 0 | 0 | 0 | 0 | 0 | 0 | 0 | 0 | 0 | 0 | 0 | 0 | 0 | 0 | 0 | 0 | 0 | 0 | 0 | 0 | 0 | 0 | 0 | 0
RA3UtryClass5 | R&D | Advanced | 30 | Utility-Scale PV-Plus-Battery | Class5 | PV+Storage - Class 5 | 0 | 0 | 0 | 0 | 0 | 0 | 0 | 0 | 0 | 0 | 0 | 0 | 0 | 0 | 0 | 0 | 0 | 0 | 0 | 0 | 0 | 0 | 0 | 0 | 0 | 0 | 0 | 0 | 0 | 0
RM3UtryClass5 | R&D | Moderate | 30 | Utility-Scale PV-Plus-Battery | Class5 | PV+Storage - Class 5 | 0 | 0 | 0 | 0 | 0 | 0 | 0 | 0 | 0 | 0 | 0 | 0 | 0 | 0 | 0 | 0 | 0 | 0 | 0 | 0 | 0 | 0 | 0 | 0 | 0 | 0 | 0 | 0 | 0 | 0
RC3UtryClass5 | R&D | Conservative | 30 | Utility-Scale PV-Plus-Battery | Class5 | PV+Storage - Class 5 | 0 | 0 | 0 | 0 | 0 | 0 | 0 | 0 | 0 | 0 | 0 | 0 | 0 | 0 | 0 | 0 | 0 | 0 | 0 | 0 | 0 | 0 | 0 | 0 | 0 | 0 | 0 | 0 | 0 | 0
RA3UtryClass6 | R&D | Advanced | 30 | Utility-Scale PV-Plus-Battery | Class6 | PV+Storage - Class 6 | 0 | 0 | 0 | 0 | 0 | 0 | 0 | 0 | 0 | 0 | 0 | 0 | 0 | 0 | 0 | 0 | 0 | 0 | 0 | 0 | 0 | 0 | 0 | 0 | 0 | 0 | 0 | 0 | 0 | 0
RM3UtryClass6 | R&D | Moderate | 30 | Utility-Scale PV-Plus-Battery | Class6 | PV+Storage - Class 6 | 0 | 0 | 0 | 0 | 0 | 0 | 0 | 0 | 0 | 0 | 0 | 0 | 0 | 0 | 0 | 0 | 0 | 0 | 0 | 0 | 0 | 0 | 0 | 0 | 0 | 0 | 0 | 0 | 0 | 0
RC3UtryClass6 | R&D | Conservative | 30 | Utility-Scale PV-Plus-Battery | Class6 | PV+Storage - Class 6 | 0 | 0 | 0 | 0 | 0 | 0 | 0 | 0 | 0 | 0 | 0 | 0 | 0 | 0 | 0 | 0 | 0 | 0 | 0 | 0 | 0 | 0 | 0 | 0 | 0 | 0 | 0 | 0 | 0 | 0
RA3UtryClass7 | R&D | Advanced | 30 | Utility-Scale PV-Plus-Battery | Class7 | PV+Storage - Class 7 | 0 | 0 | 0 | 0 | 0 | 0 | 0 | 0 | 0 | 0 | 0 | 0 | 0 | 0 | 0 | 0 | 0 | 0 | 0 | 0 | 0 | 0 | 0 | 0 | 0 | 0 | 0 | 0 | 0 | 0
RM3UtryClass7 | R&D | Moderate | 30 | Utility-Scale PV-Plus-Battery | Class7 | PV+Storage - Class 7 | 0 | 0 | 0 | 0 | 0 | 0 | 0 | 0 | 0 | 0 | 0 | 0 | 0 | 0 | 0 | 0 | 0 | 0 | 0 | 0 | 0 | 0 | 0 | 0 | 0 | 0 | 0 | 0 | 0 | 0
RC3UtryClass7 | R&D | Conservative | 30 | Utility-Scale PV-Plus-Battery | Class7 | PV+Storage - Class 7 | 0 | 0 | 0 | 0 | 0 | 0 | 0 | 0 | 0 | 0 | 0 | 0 | 0 | 0 | 0 | 0 | 0 | 0 | 0 | 0 | 0 | 0 | 0 | 0 | 0 | 0 | 0 | 0 | 0 | 0
RA3UtryClass8 | R&D | Advanced | 30 | Utility-Scale PV-Plus-Battery | Class8 | PV+Storage - Class 8 | 0 | 0 | 0 | 0 | 0 | 0 | 0 | 0 | 0 | 0 | 0 | 0 | 0 | 0 | 0 | 0 | 0 | 0 | 0 | 0 | 0 | 0 | 0 | 0 | 0 | 0 | 0 | 0 | 0 | 0
RM3UtryClass8 | R&D | Moderate | 30 | Utility-Scale PV-Plus-Battery | Class8 | PV+Storage - Class 8 | 0 | 0 | 0 | 0 | 0 | 0 | 0 | 0 | 0 | 0 | 0 | 0 | 0 | 0 | 0 | 0 | 0 | 0 | 0 | 0 | 0 | 0 | 0 | 0 | 0 | 0 | 0 | 0 | 0 | 0
RC3UtryClass8 | R&D | Conservative | 30 | Utility-Scale PV-Plus-Battery | Class8 | PV+Storage - Class 8 | 0 | 0 | 0 | 0 | 0 | 0 | 0 | 0 | 0 | 0 | 0 | 0 | 0 | 0 | 0 | 0 | 0 | 0 | 0 | 0 | 0 | 0 | 0 | 0 | 0 | 0 | 0 | 0 | 0 | 0
RA3UtryClass9 | R&D | Advanced | 30 | Utility-Scale PV-Plus-Battery | Class9 | PV+Storage - Class 9 | 0 | 0 | 0 | 0 | 0 | 0 | 0 | 0 | 0 | 0 | 0 | 0 | 0 | 0 | 0 | 0 | 0 | 0 | 0 | 0 | 0 | 0 | 0 | 0 | 0 | 0 | 0 | 0 | 0 | 0
RM3UtryClass9 | R&D | Moderate | 30 | Utility-Scale PV-Plus-Battery | Class9 | PV+Storage - Class 9 | 0 | 0 | 0 | 0 | 0 | 0 | 0 | 0 | 0 | 0 | 0 | 0 | 0 | 0 | 0 | 0 | 0 | 0 | 0 | 0 | 0 | 0 | 0 | 0 | 0 | 0 | 0 | 0 | 0 | 0
RC3UtryClass9 | R&D | Conservative | 30 | Utility-Scale PV-Plus-Battery | Class9 | PV+Storage - Class 9 | 0 | 0 | 0 | 0 | 0 | 0 | 0 | 0 | 0 | 0 | 0 | 0 | 0 | 0 | 0 | 0 | 0 | 0 | 0 | 0 | 0 | 0 | 0 | 0 | 0 | 0 | 0 | 0 | 0 | 0
RA3UtryClass0 | R&D | Advanced | 30 | Utility-Scale PV-Plus-Battery | Class10 | PV+Storage - Class 10 | 0 | 0 | 0 | 0 | 0 | 0 | 0 | 0 | 0 | 0 | 0 | 0 | 0 | 0 | 0 | 0 | 0 | 0 | 0 | 0 | 0 | 0 | 0 | 0 | 0 | 0 | 0 | 0 | 0 | 0
RM3UtryClass0 | R&D | Moderate | 30 | Utility-Scale PV-Plus-Battery | Class10 | PV+Storage - Class 10 | 0 | 0 | 0 | 0 | 0 | 0 | 0 | 0 | 0 | 0 | 0 | 0 | 0 | 0 | 0 | 0 | 0 | 0 | 0 | 0 | 0 | 0 | 0 | 0 | 0 | 0 | 0 | 0 | 0 | 0
RC3UtryClass0 | R&D | Conservative | 30 | Utility-Scale PV-Plus-Battery | Class10 | PV+Storage - Class 10 | 0 | 0 | 0 | 0 | 0 | 0 | 0 | 0 | 0 | 0 | 0 | 0 | 0 | 0 | 0 | 0 | 0 | 0 | 0 | 0 | 0 | 0 | 0 | 0 | 0 | 0 | 0 | 0 | 0 | 0
RA*PuerNatlC1 | R&D | Advanced | * | Pumped Storage Hydropower | NatlClass1 | Pumped Storage Hydropower - National Class 1 | 0.54 | 0.54 | 0.54 | 0.54 | 0.54 | 0.54 | 0.54 | 0.54 | 0.54 | 0.54 | 0.54 | 0.54 | 0.54 | 0.54 | 0.54 | 0.54 | 0.54 | 0.54 | 0.54 | 0.54 | 0.54 | 0.54 | 0.54 | 0.54 | 0.54 | 0.54 | 0.54 | 0.54 | 0.54 | 0.54
RM*PuerNatlC1 | R&D | Moderate | * | Pumped Storage Hydropower | NatlClass1 | Pumped Storage Hydropower - National Class 1 | 0.54 | 0.54 | 0.54 | 0.54 | 0.54 | 0.54 | 0.54 | 0.54 | 0.54 | 0.54 | 0.54 | 0.54 | 0.54 | 0.54 | 0.54 | 0.54 | 0.54 | 0.54 | 0.54 | 0.54 | 0.54 | 0.54 | 0.54 | 0.54 | 0.54 | 0.54 | 0.54 | 0.54 | 0.54 | 0.54
RC*PuerNatlC1 | R&D | Conservative | * | Pumped Storage Hydropower | NatlClass1 | Pumped Storage Hydropower - National Class 1 | 0.54 | 0.54 | 0.54 | 0.54 | 0.54 | 0.54 | 0.54 | 0.54 | 0.54 | 0.54 | 0.54 | 0.54 | 0.54 | 0.54 | 0.54 | 0.54 | 0.54 | 0.54 | 0.54 | 0.54 | 0.54 | 0.54 | 0.54 | 0.54 | 0.54 | 0.54 | 0.54 | 0.54 | 0.54 | 0.54
RA*PuerNatlC2 | R&D | Advanced | * | Pumped Storage Hydropower | NatlClass2 | Pumped Storage Hydropower - National Class 2 | 0.54 | 0.54 | 0.54 | 0.54 | 0.54 | 0.54 | 0.54 | 0.54 | 0.54 | 0.54 | 0.54 | 0.54 | 0.54 | 0.54 | 0.54 | 0.54 | 0.54 | 0.54 | 0.54 | 0.54 | 0.54 | 0.54 | 0.54 | 0.54 | 0.54 | 0.54 | 0.54 | 0.54 | 0.54 | 0.54
RM*PuerNatlC2 | R&D | Moderate | * | Pumped Storage Hydropower | NatlClass2 | Pumped Storage Hydropower - National Class 2 | 0.54 | 0.54 | 0.54 | 0.54 | 0.54 | 0.54 | 0.54 | 0.54 | 0.54 | 0.54 | 0.54 | 0.54 | 0.54 | 0.54 | 0.54 | 0.54 | 0.54 | 0.54 | 0.54 | 0.54 | 0.54 | 0.54 | 0.54 | 0.54 | 0.54 | 0.54 | 0.54 | 0.54 | 0.54 | 0.54
RC*PuerNatlC2 | R&D | Conservative | * | Pumped Storage Hydropower | NatlClass2 | Pumped Storage Hydropower - National Class 2 | 0.54 | 0.54 | 0.54 | 0.54 | 0.54 | 0.54 | 0.54 | 0.54 | 0.54 | 0.54 | 0.54 | 0.54 | 0.54 | 0.54 | 0.54 | 0.54 | 0.54 | 0.54 | 0.54 | 0.54 | 0.54 | 0.54 | 0.54 | 0.54 | 0.54 | 0.54 | 0.54 | 0.54 | 0.54 | 0.54
RA*PuerNatlC3 | R&D | Advanced | * | Pumped Storage Hydropower | NatlClass3 | Pumped Storage Hydropower - National Class 3 | 0.54 | 0.54 | 0.54 | 0.54 | 0.54 | 0.54 | 0.54 | 0.54 | 0.54 | 0.54 | 0.54 | 0.54 | 0.54 | 0.54 | 0.54 | 0.54 | 0.54 | 0.54 | 0.54 | 0.54 | 0.54 | 0.54 | 0.54 | 0.54 | 0.54 | 0.54 | 0.54 | 0.54 | 0.54 | 0.54
RM*PuerNatlC3 | R&D | Moderate | * | Pumped Storage Hydropower | NatlClass3 | Pumped Storage Hydropower - National Class 3 | 0.54 | 0.54 | 0.54 | 0.54 | 0.54 | 0.54 | 0.54 | 0.54 | 0.54 | 0.54 | 0.54 | 0.54 | 0.54 | 0.54 | 0.54 | 0.54 | 0.54 | 0.54 | 0.54 | 0.54 | 0.54 | 0.54 | 0.54 | 0.54 | 0.54 | 0.54 | 0.54 | 0.54 | 0.54 | 0.54
RC*PuerNatlC3 | R&D | Conservative | * | Pumped Storage Hydropower | NatlClass3 | Pumped Storage Hydropower - National Class 3 | 0.54 | 0.54 | 0.54 | 0.54 | 0.54 | 0.54 | 0.54 | 0.54 | 0.54 | 0.54 | 0.54 | 0.54 | 0.54 | 0.54 | 0.54 | 0.54 | 0.54 | 0.54 | 0.54 | 0.54 | 0.54 | 0.54 | 0.54 | 0.54 | 0.54 | 0.54 | 0.54 | 0.54 | 0.54 | 0.54
RA*PuerNatlC4 | R&D | Advanced | * | Pumped Storage Hydropower | NatlClass4 | Pumped Storage Hydropower - National Class 4 | 0.54 | 0.54 | 0.54 | 0.54 | 0.54 | 0.54 | 0.54 | 0.54 | 0.54 | 0.54 | 0.54 | 0.54 | 0.54 | 0.54 | 0.54 | 0.54 | 0.54 | 0.54 | 0.54 | 0.54 | 0.54 | 0.54 | 0.54 | 0.54 | 0.54 | 0.54 | 0.54 | 0.54 | 0.54 | 0.54
RM*PuerNatlC4 | R&D | Moderate | * | Pumped Storage Hydropower | NatlClass4 | Pumped Storage Hydropower - National Class 4 | 0.54 | 0.54 | 0.54 | 0.54 | 0.54 | 0.54 | 0.54 | 0.54 | 0.54 | 0.54 | 0.54 | 0.54 | 0.54 | 0.54 | 0.54 | 0.54 | 0.54 | 0.54 | 0.54 | 0.54 | 0.54 | 0.54 | 0.54 | 0.54 | 0.54 | 0.54 | 0.54 | 0.54 | 0.54 | 0.54
RC*PuerNatlC4 | R&D | Conservative | * | Pumped Storage Hydropower | NatlClass4 | Pumped Storage Hydropower - National Class 4 | 0.54 | 0.54 | 0.54 | 0.54 | 0.54 | 0.54 | 0.54 | 0.54 | 0.54 | 0.54 | 0.54 | 0.54 | 0.54 | 0.54 | 0.54 | 0.54 | 0.54 | 0.54 | 0.54 | 0.54 | 0.54 | 0.54 | 0.54 | 0.54 | 0.54 | 0.54 | 0.54 | 0.54 | 0.54 | 0.54
RA*PuerNatlC5 | R&D | Advanced | * | Pumped Storage Hydropower | NatlClass5 | Pumped Storage Hydropower - National Class 5 | 0.54 | 0.54 | 0.54 | 0.54 | 0.54 | 0.54 | 0.54 | 0.54 | 0.54 | 0.54 | 0.54 | 0.54 | 0.54 | 0.54 | 0.54 | 0.54 | 0.54 | 0.54 | 0.54 | 0.54 | 0.54 | 0.54 | 0.54 | 0.54 | 0.54 | 0.54 | 0.54 | 0.54 | 0.54 | 0.54
RM*PuerNatlC5 | R&D | Moderate | * | Pumped Storage Hydropower | NatlClass5 | Pumped Storage Hydropower - National Class 5 | 0.54 | 0.54 | 0.54 | 0.54 | 0.54 | 0.54 | 0.54 | 0.54 | 0.54 | 0.54 | 0.54 | 0.54 | 0.54 | 0.54 | 0.54 | 0.54 | 0.54 | 0.54 | 0.54 | 0.54 | 0.54 | 0.54 | 0.54 | 0.54 | 0.54 | 0.54 | 0.54 | 0.54 | 0.54 | 0.54
RC*PuerNatlC5 | R&D | Conservative | * | Pumped Storage Hydropower | NatlClass5 | Pumped Storage Hydropower - National Class 5 | 0.54 | 0.54 | 0.54 | 0.54 | 0.54 | 0.54 | 0.54 | 0.54 | 0.54 | 0.54 | 0.54 | 0.54 | 0.54 | 0.54 | 0.54 | 0.54 | 0.54 | 0.54 | 0.54 | 0.54 | 0.54 | 0.54 | 0.54 | 0.54 | 0.54 | 0.54 | 0.54 | 0.54 | 0.54 | 0.54
RA*PuerNatlC6 | R&D | Advanced | * | Pumped Storage Hydropower | NatlClass6 | Pumped Storage Hydropower - National Class 6 | 0.54 | 0.54 | 0.54 | 0.54 | 0.54 | 0.54 | 0.54 | 0.54 | 0.54 | 0.54 | 0.54 | 0.54 | 0.54 | 0.54 | 0.54 | 0.54 | 0.54 | 0.54 | 0.54 | 0.54 | 0.54 | 0.54 | 0.54 | 0.54 | 0.54 | 0.54 | 0.54 | 0.54 | 0.54 | 0.54
RM*PuerNatlC6 | R&D | Moderate | * | Pumped Storage Hydropower | NatlClass6 | Pumped Storage Hydropower - National Class 6 | 0.54 | 0.54 | 0.54 | 0.54 | 0.54 | 0.54 | 0.54 | 0.54 | 0.54 | 0.54 | 0.54 | 0.54 | 0.54 | 0.54 | 0.54 | 0.54 | 0.54 | 0.54 | 0.54 | 0.54 | 0.54 | 0.54 | 0.54 | 0.54 | 0.54 | 0.54 | 0.54 | 0.54 | 0.54 | 0.54
RC*PuerNatlC6 | R&D | Conservative | * | Pumped Storage Hydropower | NatlClass6 | Pumped Storage Hydropower - National Class 6 | 0.54 | 0.54 | 0.54 | 0.54 | 0.54 | 0.54 | 0.54 | 0.54 | 0.54 | 0.54 | 0.54 | 0.54 | 0.54 | 0.54 | 0.54 | 0.54 | 0.54 | 0.54 | 0.54 | 0.54 | 0.54 | 0.54 | 0.54 | 0.54 | 0.54 | 0.54 | 0.54 | 0.54 | 0.54 | 0.54
RA*PuerNatlC7 | R&D | Advanced | * | Pumped Storage Hydropower | NatlClass7 | Pumped Storage Hydropower - National Class 7 | 0.54 | 0.54 | 0.54 | 0.54 | 0.54 | 0.54 | 0.54 | 0.54 | 0.54 | 0.54 | 0.54 | 0.54 | 0.54 | 0.54 | 0.54 | 0.54 | 0.54 | 0.54 | 0.54 | 0.54 | 0.54 | 0.54 | 0.54 | 0.54 | 0.54 | 0.54 | 0.54 | 0.54 | 0.54 | 0.54
RM*PuerNatlC7 | R&D | Moderate | * | Pumped Storage Hydropower | NatlClass7 | Pumped Storage Hydropower - National Class 7 | 0.54 | 0.54 | 0.54 | 0.54 | 0.54 | 0.54 | 0.54 | 0.54 | 0.54 | 0.54 | 0.54 | 0.54 | 0.54 | 0.54 | 0.54 | 0.54 | 0.54 | 0.54 | 0.54 | 0.54 | 0.54 | 0.54 | 0.54 | 0.54 | 0.54 | 0.54 | 0.54 | 0.54 | 0.54 | 0.54
RC*PuerNatlC7 | R&D | Conservative | * | Pumped Storage Hydropower | NatlClass7 | Pumped Storage Hydropower - National Class 7 | 0.54 | 0.54 | 0.54 | 0.54 | 0.54 | 0.54 | 0.54 | 0.54 | 0.54 | 0.54 | 0.54 | 0.54 | 0.54 | 0.54 | 0.54 | 0.54 | 0.54 | 0.54 | 0.54 | 0.54 | 0.54 | 0.54 | 0.54 | 0.54 | 0.54 | 0.54 | 0.54 | 0.54 | 0.54 | 0.54
RA*PuerNatlC8 | R&D | Advanced | * | Pumped Storage Hydropower | NatlClass8 | Pumped Storage Hydropower - National Class 8 | 0.54 | 0.54 | 0.54 | 0.54 | 0.54 | 0.54 | 0.54 | 0.54 | 0.54 | 0.54 | 0.54 | 0.54 | 0.54 | 0.54 | 0.54 | 0.54 | 0.54 | 0.54 | 0.54 | 0.54 | 0.54 | 0.54 | 0.54 | 0.54 | 0.54 | 0.54 | 0.54 | 0.54 | 0.54 | 0.54
RM*PuerNatlC8 | R&D | Moderate | * | Pumped Storage Hydropower | NatlClass8 | Pumped Storage Hydropower - National Class 8 | 0.54 | 0.54 | 0.54 | 0.54 | 0.54 | 0.54 | 0.54 | 0.54 | 0.54 | 0.54 | 0.54 | 0.54 | 0.54 | 0.54 | 0.54 | 0.54 | 0.54 | 0.54 | 0.54 | 0.54 | 0.54 | 0.54 | 0.54 | 0.54 | 0.54 | 0.54 | 0.54 | 0.54 | 0.54 | 0.54
RC*PuerNatlC8 | R&D | Conservative | * | Pumped Storage Hydropower | NatlClass8 | Pumped Storage Hydropower - National Class 8 | 0.54 | 0.54 | 0.54 | 0.54 | 0.54 | 0.54 | 0.54 | 0.54 | 0.54 | 0.54 | 0.54 | 0.54 | 0.54 | 0.54 | 0.54 | 0.54 | 0.54 | 0.54 | 0.54 | 0.54 | 0.54 | 0.54 | 0.54 | 0.54 | 0.54 | 0.54 | 0.54 | 0.54 | 0.54 | 0.54
RA*PuerNatlC9 | R&D | Advanced | * | Pumped Storage Hydropower | NatlClass9 | Pumped Storage Hydropower - National Class 9 | 0.54 | 0.54 | 0.54 | 0.54 | 0.54 | 0.54 | 0.54 | 0.54 | 0.54 | 0.54 | 0.54 | 0.54 | 0.54 | 0.54 | 0.54 | 0.54 | 0.54 | 0.54 | 0.54 | 0.54 | 0.54 | 0.54 | 0.54 | 0.54 | 0.54 | 0.54 | 0.54 | 0.54 | 0.54 | 0.54
RM*PuerNatlC9 | R&D | Moderate | * | Pumped Storage Hydropower | NatlClass9 | Pumped Storage Hydropower - National Class 9 | 0.54 | 0.54 | 0.54 | 0.54 | 0.54 | 0.54 | 0.54 | 0.54 | 0.54 | 0.54 | 0.54 | 0.54 | 0.54 | 0.54 | 0.54 | 0.54 | 0.54 | 0.54 | 0.54 | 0.54 | 0.54 | 0.54 | 0.54 | 0.54 | 0.54 | 0.54 | 0.54 | 0.54 | 0.54 | 0.54
RC*PuerNatlC9 | R&D | Conservative | * | Pumped Storage Hydropower | NatlClass9 | Pumped Storage Hydropower - National Class 9 | 0.54 | 0.54 | 0.54 | 0.54 | 0.54 | 0.54 | 0.54 | 0.54 | 0.54 | 0.54 | 0.54 | 0.54 | 0.54 | 0.54 | 0.54 | 0.54 | 0.54 | 0.54 | 0.54 | 0.54 | 0.54 | 0.54 | 0.54 | 0.54 | 0.54 | 0.54 | 0.54 | 0.54 | 0.54 | 0.54
RA*PuerNatlC0 | R&D | Advanced | * | Pumped Storage Hydropower | NatlClass10 | Pumped Storage Hydropower - National Class 10 | 0.54 | 0.54 | 0.54 | 0.54 | 0.54 | 0.54 | 0.54 | 0.54 | 0.54 | 0.54 | 0.54 | 0.54 | 0.54 | 0.54 | 0.54 | 0.54 | 0.54 | 0.54 | 0.54 | 0.54 | 0.54 | 0.54 | 0.54 | 0.54 | 0.54 | 0.54 | 0.54 | 0.54 | 0.54 | 0.54
RM*PuerNatlC0 | R&D | Moderate | * | Pumped Storage Hydropower | NatlClass10 | Pumped Storage Hydropower - National Class 10 | 0.54 | 0.54 | 0.54 | 0.54 | 0.54 | 0.54 | 0.54 | 0.54 | 0.54 | 0.54 | 0.54 | 0.54 | 0.54 | 0.54 | 0.54 | 0.54 | 0.54 | 0.54 | 0.54 | 0.54 | 0.54 | 0.54 | 0.54 | 0.54 | 0.54 | 0.54 | 0.54 | 0.54 | 0.54 | 0.54
RC*PuerNatlC0 | R&D | Conservative | * | Pumped Storage Hydropower | NatlClass10 | Pumped Storage Hydropower - National Class 10 | 0.54 | 0.54 | 0.54 | 0.54 | 0.54 | 0.54 | 0.54 | 0.54 | 0.54 | 0.54 | 0.54 | 0.54 | 0.54 | 0.54 | 0.54 | 0.54 | 0.54 | 0.54 | 0.54 | 0.54 | 0.54 | 0.54 | 0.54 | 0.54 | 0.54 | 0.54 | 0.54 | 0.54 | 0.54 | 0.54
RA*PuerNatlC1 | R&D | Advanced | * | Pumped Storage Hydropower | NatlClass11 | Pumped Storage Hydropower - National Class 11 | 0.54 | 0.54 | 0.54 | 0.54 | 0.54 | 0.54 | 0.54 | 0.54 | 0.54 | 0.54 | 0.54 | 0.54 | 0.54 | 0.54 | 0.54 | 0.54 | 0.54 | 0.54 | 0.54 | 0.54 | 0.54 | 0.54 | 0.54 | 0.54 | 0.54 | 0.54 | 0.54 | 0.54 | 0.54 | 0.54
RM*PuerNatlC1 | R&D | Moderate | * | Pumped Storage Hydropower | NatlClass11 | Pumped Storage Hydropower - National Class 11 | 0.54 | 0.54 | 0.54 | 0.54 | 0.54 | 0.54 | 0.54 | 0.54 | 0.54 | 0.54 | 0.54 | 0.54 | 0.54 | 0.54 | 0.54 | 0.54 | 0.54 | 0.54 | 0.54 | 0.54 | 0.54 | 0.54 | 0.54 | 0.54 | 0.54 | 0.54 | 0.54 | 0.54 | 0.54 | 0.54
RC*PuerNatlC1 | R&D | Conservative | * | Pumped Storage Hydropower | NatlClass11 | Pumped Storage Hydropower - National Class 11 | 0.54 | 0.54 | 0.54 | 0.54 | 0.54 | 0.54 | 0.54 | 0.54 | 0.54 | 0.54 | 0.54 | 0.54 | 0.54 | 0.54 | 0.54 | 0.54 | 0.54 | 0.54 | 0.54 | 0.54 | 0.54 | 0.54 | 0.54 | 0.54 | 0.54 | 0.54 | 0.54 | 0.54 | 0.54 | 0.54
RA*PuerNatlC2 | R&D | Advanced | * | Pumped Storage Hydropower | NatlClass12 | Pumped Storage Hydropower - National Class 12 | 0.54 | 0.54 | 0.54 | 0.54 | 0.54 | 0.54 | 0.54 | 0.54 | 0.54 | 0.54 | 0.54 | 0.54 | 0.54 | 0.54 | 0.54 | 0.54 | 0.54 | 0.54 | 0.54 | 0.54 | 0.54 | 0.54 | 0.54 | 0.54 | 0.54 | 0.54 | 0.54 | 0.54 | 0.54 | 0.54
RM*PuerNatlC2 | R&D | Moderate | * | Pumped Storage Hydropower | NatlClass12 | Pumped Storage Hydropower - National Class 12 | 0.54 | 0.54 | 0.54 | 0.54 | 0.54 | 0.54 | 0.54 | 0.54 | 0.54 | 0.54 | 0.54 | 0.54 | 0.54 | 0.54 | 0.54 | 0.54 | 0.54 | 0.54 | 0.54 | 0.54 | 0.54 | 0.54 | 0.54 | 0.54 | 0.54 | 0.54 | 0.54 | 0.54 | 0.54 | 0.54
RC*PuerNatlC2 | R&D | Conservative | * | Pumped Storage Hydropower | NatlClass12 | Pumped Storage Hydropower - National Class 12 | 0.54 | 0.54 | 0.54 | 0.54 | 0.54 | 0.54 | 0.54 | 0.54 | 0.54 | 0.54 | 0.54 | 0.54 | 0.54 | 0.54 | 0.54 | 0.54 | 0.54 | 0.54 | 0.54 | 0.54 | 0.54 | 0.54 | 0.54 | 0.54 | 0.54 | 0.54 | 0.54 | 0.54 | 0.54 | 0.54
RA*PuerNatlC3 | R&D | Advanced | * | Pumped Storage Hydropower | NatlClass13 | Pumped Storage Hydropower - National Class 13 | 0.54 | 0.54 | 0.54 | 0.54 | 0.54 | 0.54 | 0.54 | 0.54 | 0.54 | 0.54 | 0.54 | 0.54 | 0.54 | 0.54 | 0.54 | 0.54 | 0.54 | 0.54 | 0.54 | 0.54 | 0.54 | 0.54 | 0.54 | 0.54 | 0.54 | 0.54 | 0.54 | 0.54 | 0.54 | 0.54
RM*PuerNatlC3 | R&D | Moderate | * | Pumped Storage Hydropower | NatlClass13 | Pumped Storage Hydropower - National Class 13 | 0.54 | 0.54 | 0.54 | 0.54 | 0.54 | 0.54 | 0.54 | 0.54 | 0.54 | 0.54 | 0.54 | 0.54 | 0.54 | 0.54 | 0.54 | 0.54 | 0.54 | 0.54 | 0.54 | 0.54 | 0.54 | 0.54 | 0.54 | 0.54 | 0.54 | 0.54 | 0.54 | 0.54 | 0.54 | 0.54
RC*PuerNatlC3 | R&D | Conservative | * | Pumped Storage Hydropower | NatlClass13 | Pumped Storage Hydropower - National Class 13 | 0.54 | 0.54 | 0.54 | 0.54 | 0.54 | 0.54 | 0.54 | 0.54 | 0.54 | 0.54 | 0.54 | 0.54 | 0.54 | 0.54 | 0.54 | 0.54 | 0.54 | 0.54 | 0.54 | 0.54 | 0.54 | 0.54 | 0.54 | 0.54 | 0.54 | 0.54 | 0.54 | 0.54 | 0.54 | 0.54
RA*PuerNatlC4 | R&D | Advanced | * | Pumped Storage Hydropower | NatlClass14 | Pumped Storage Hydropower - National Class 14 | 0.54 | 0.54 | 0.54 | 0.54 | 0.54 | 0.54 | 0.54 | 0.54 | 0.54 | 0.54 | 0.54 | 0.54 | 0.54 | 0.54 | 0.54 | 0.54 | 0.54 | 0.54 | 0.54 | 0.54 | 0.54 | 0.54 | 0.54 | 0.54 | 0.54 | 0.54 | 0.54 | 0.54 | 0.54 | 0.54
RM*PuerNatlC4 | R&D | Moderate | * | Pumped Storage Hydropower | NatlClass14 | Pumped Storage Hydropower - National Class 14 | 0.54 | 0.54 | 0.54 | 0.54 | 0.54 | 0.54 | 0.54 | 0.54 | 0.54 | 0.54 | 0.54 | 0.54 | 0.54 | 0.54 | 0.54 | 0.54 | 0.54 | 0.54 | 0.54 | 0.54 | 0.54 | 0.54 | 0.54 | 0.54 | 0.54 | 0.54 | 0.54 | 0.54 | 0.54 | 0.54
RC*PuerNatlC4 | R&D | Conservative | * | Pumped Storage Hydropower | NatlClass14 | Pumped Storage Hydropower - National Class 14 | 0.54 | 0.54 | 0.54 | 0.54 | 0.54 | 0.54 | 0.54 | 0.54 | 0.54 | 0.54 | 0.54 | 0.54 | 0.54 | 0.54 | 0.54 | 0.54 | 0.54 | 0.54 | 0.54 | 0.54 | 0.54 | 0.54 | 0.54 | 0.54 | 0.54 | 0.54 | 0.54 | 0.54 | 0.54 | 0.54
RA*PuerNatlC5 | R&D | Advanced | * | Pumped Storage Hydropower | NatlClass15 | Pumped Storage Hydropower - National Class 15 | 0.54 | 0.54 | 0.54 | 0.54 | 0.54 | 0.54 | 0.54 | 0.54 | 0.54 | 0.54 | 0.54 | 0.54 | 0.54 | 0.54 | 0.54 | 0.54 | 0.54 | 0.54 | 0.54 | 0.54 | 0.54 | 0.54 | 0.54 | 0.54 | 0.54 | 0.54 | 0.54 | 0.54 | 0.54 | 0.54
RM*PuerNatlC5 | R&D | Moderate | * | Pumped Storage Hydropower | NatlClass15 | Pumped Storage Hydropower - National Class 15 | 0.54 | 0.54 | 0.54 | 0.54 | 0.54 | 0.54 | 0.54 | 0.54 | 0.54 | 0.54 | 0.54 | 0.54 | 0.54 | 0.54 | 0.54 | 0.54 | 0.54 | 0.54 | 0.54 | 0.54 | 0.54 | 0.54 | 0.54 | 0.54 | 0.54 | 0.54 | 0.54 | 0.54 | 0.54 | 0.54
RC*PuerNatlC5 | R&D | Conservative | * | Pumped Storage Hydropower | NatlClass15 | Pumped Storage Hydropower - National Class 15 | 0.54 | 0.54 | 0.54 | 0.54 | 0.54 | 0.54 | 0.54 | 0.54 | 0.54 | 0.54 | 0.54 | 0.54 | 0.54 | 0.54 | 0.54 | 0.54 | 0.54 | 0.54 | 0.54 | 0.54 | 0.54 | 0.54 | 0.54 | 0.54 | 0.54 | 0.54 | 0.54 | 0.54 | 0.54 | 0.54
RA3NaCTAvgCF | RD | Advanced | 30 | NaturalGas_FE | CTAvgCF | NG Combustion Turbine (F-Frame) | 6.44 | 6.44 | 6.44 | 6.44 | 6.44 | 6.44 | 6.44 | 6.44 | 6.44 | 6.44 | 6.44 | 6.44 | 6.44 | 6.44 | 6.44 | 6.44 | 6.44 | 6.44 | 6.44 | 6.44 | 6.44 | 6.44 | 6.44 | 6.44 | 6.44 | 6.44 | 6.44 | 6.44 | 6.44 | 6.44
RM3NaCTAvgCF | RD | Moderate | 30 | NaturalGas_FE | CTAvgCF | NG Combustion Turbine (F-Frame) | 6.44 | 6.44 | 6.44 | 6.44 | 6.44 | 6.44 | 6.44 | 6.44 | 6.44 | 6.44 | 6.44 | 6.44 | 6.44 | 6.44 | 6.44 | 6.44 | 6.44 | 6.44 | 6.44 | 6.44 | 6.44 | 6.44 | 6.44 | 6.44 | 6.44 | 6.44 | 6.44 | 6.44 | 6.44 | 6.44
RC3NaCTAvgCF | RD | Conservative | 30 | NaturalGas_FE | CTAvgCF | NG Combustion Turbine (F-Frame) | 6.44 | 6.44 | 6.44 | 6.44 | 6.44 | 6.44 | 6.44 | 6.44 | 6.44 | 6.44 | 6.44 | 6.44 | 6.44 | 6.44 | 6.44 | 6.44 | 6.44 | 6.44 | 6.44 | 6.44 | 6.44 | 6.44 | 6.44 | 6.44 | 6.44 | 6.44 | 6.44 | 6.44 | 6.44 | 6.44
RA3NaCCAvgCF | RD | Advanced | 30 | NaturalGas_FE | CCAvgCF | NG Combined Cycle (F-Frame) | 1.96 | 1.96 | 1.94 | 1.92 | 1.9 | 1.88 | 1.86 | 1.84 | 1.82 | 1.8 | 1.78 | 1.77 | 1.75 | 1.73 | 1.71 | 1.7 | 1.69 | 1.67 | 1.66 | 1.65 | 1.64 | 1.63 | 1.62 | 1.61 | 1.6 | 1.58 | 1.57 | 1.56 | 1.55 | 1.54
RM3NaCCAvgCF | RD | Moderate | 30 | NaturalGas_FE | CCAvgCF | NG Combined Cycle (F-Frame) | 1.96 | 1.96 | 1.94 | 1.93 | 1.91 | 1.9 | 1.89 | 1.87 | 1.86 | 1.84 | 1.83 | 1.81 | 1.8 | 1.79 | 1.77 | 1.76 | 1.75 | 1.74 | 1.73 | 1.72 | 1.71 | 1.7 | 1.69 | 1.68 | 1.67 | 1.66 | 1.65 | 1.64 | 1.63 | 1.62
RC3NaCCAvgCF | RD | Conservative | 30 | NaturalGas_FE | CCAvgCF | NG Combined Cycle (F-Frame) | 1.96 | 1.96 | 1.95 | 1.94 | 1.93 | 1.92 | 1.91 | 1.9 | 1.89 | 1.88 | 1.87 | 1.86 | 1.85 | 1.84 | 1.84 | 1.83 | 1.82 | 1.81 | 1.8 | 1.79 | 1.78 | 1.77 | 1.76 | 1.75 | 1.74 | 1.73 | 1.72 | 1.71 | 1.7 | 1.69
RA3NaCCHFrae | RD | Advanced | 30 | NaturalGas_FE | CCHFrame | NG Combined Cycle (H-Frame) | 1.96 | 1.96 | 1.94 | 1.92 | 1.9 | 1.88 | 1.86 | 1.84 | 1.82 | 1.8 | 1.78 | 1.77 | 1.75 | 1.73 | 1.71 | 1.7 | 1.69 | 1.67 | 1.66 | 1.65 | 1.64 | 1.63 | 1.62 | 1.61 | 1.6 | 1.58 | 1.57 | 1.56 | 1.55 | 1.54
RM3NaCCHFrae | RD | Moderate | 30 | NaturalGas_FE | CCHFrame | NG Combined Cycle (H-Frame) | 1.96 | 1.96 | 1.94 | 1.93 | 1.91 | 1.9 | 1.88 | 1.87 | 1.86 | 1.84 | 1.83 | 1.81 | 1.8 | 1.78 | 1.77 | 1.76 | 1.75 | 1.74 | 1.73 | 1.72 | 1.71 | 1.7 | 1.69 | 1.67 | 1.66 | 1.65 | 1.64 | 1.63 | 1.62 | 1.61
RC3NaCCHFrae | RD | Conservative | 30 | NaturalGas_FE | CCHFrame | NG Combined Cycle (H-Frame) | 1.96 | 1.96 | 1.95 | 1.94 | 1.93 | 1.92 | 1.91 | 1.9 | 1.89 | 1.88 | 1.87 | 1.86 | 1.85 | 1.84 | 1.83 | 1.82 | 1.81 | 1.8 | 1.79 | 1.78 | 1.77 | 1.76 | 1.75 | 1.74 | 1.73 | 1.72 | 1.71 | 1.7 | 1.69 | 1.69
RA3NaNGFCC | RD | Advanced | 30 | NaturalGas_FE | NGFC | NG Combined Cycle (F-Frame) 95% CCS | 4.63 | 4.63 | 4.52 | 4.4 | 4.29 | 4.18 | 4.07 | 3.95 | 3.84 | 3.73 | 3.62 | 3.51 | 3.39 | 3.28 | 3.17 | 3.15 | 3.12 | 3.1 | 3.08 | 3.05 | 3.03 | 3.01 | 2.99 | 2.96 | 2.94 | 2.92 | 2.89 | 2.87 | 2.85 | 2.82
RM3NaNGFCC | RD | Moderate | 30 | NaturalGas_FE | NGFC | NG Combined Cycle (F-Frame) 95% CCS | 4.63 | 4.63 | 4.56 | 4.49 | 4.42 | 4.35 | 4.28 | 4.2 | 4.13 | 4.06 | 3.99 | 3.92 | 3.85 | 3.78 | 3.71 | 3.68 | 3.66 | 3.63 | 3.61 | 3.58 | 3.55 | 3.53 | 3.5 | 3.48 | 3.45 | 3.43 | 3.4 | 3.37 | 3.35 | 3.32
RC3NaNGFCC | RD | Conservative | 30 | NaturalGas_FE | NGFC | NG Combined Cycle (F-Frame) 95% CCS | 4.63 | 4.63 | 4.6 | 4.57 | 4.54 | 4.51 | 4.48 | 4.45 | 4.43 | 4.4 | 4.37 | 4.34 | 4.31 | 4.28 | 4.25 | 4.22 | 4.19 | 4.17 | 4.14 | 4.11 | 4.08 | 4.05 | 4.02 | 3.99 | 3.96 | 3.93 | 3.9 | 3.88 | 3.85 | 3.82
RA3NaCCCCSAF | RD | Advanced | 30 | NaturalGas_FE | CCCCSAvgCF | NG Combined Cycle (H-Frame) 95% CCS | 4.4 | 4.4 | 4.31 | 4.21 | 4.12 | 4.02 | 3.93 | 3.83 | 3.74 | 3.64 | 3.55 | 3.45 | 3.36 | 3.26 | 3.17 | 3.15 | 3.12 | 3.1 | 3.08 | 3.05 | 3.03 | 3.01 | 2.99 | 2.96 | 2.94 | 2.92 | 2.89 | 2.87 | 2.85 | 2.82
RM3NaCCCCSAF | RD | Moderate | 30 | NaturalGas_FE | CCCCSAvgCF | NG Combined Cycle (H-Frame) 95% CCS | 4.4 | 4.4 | 4.34 | 4.28 | 4.22 | 4.16 | 4.1 | 4.03 | 3.97 | 3.91 | 3.85 | 3.79 | 3.73 | 3.67 | 3.61 | 3.58 | 3.56 | 3.53 | 3.51 | 3.48 | 3.46 | 3.43 | 3.4 | 3.38 | 3.35 | 3.33 | 3.3 | 3.28 | 3.25 | 3.23
RC3NaCCCCSAF | RD | Conservative | 30 | NaturalGas_FE | CCCCSAvgCF | NG Combined Cycle (H-Frame) 95% CCS | 4.4 | 4.4 | 4.37 | 4.35 | 4.32 | 4.29 | 4.26 | 4.24 | 4.21 | 4.18 | 4.15 | 4.13 | 4.1 | 4.07 | 4.04 | 4.02 | 3.99 | 3.96 | 3.93 | 3.91 | 3.88 | 3.85 | 3.82 | 3.8 | 3.77 | 3.74 | 3.71 | 3.69 | 3.66 | 3.63
RA3NaCCCCSH% | RD | Advanced | 30 | NaturalGas_FE | CCCCSHFrame95% | NG Combined Cycle (H-Frame) 95% CCS | 4.4 | 4.4 | 4.31 | 4.21 | 4.12 | 4.02 | 3.93 | 3.83 | 3.74 | 3.64 | 3.55 | 3.45 | 3.36 | 3.26 | 3.17 | 3.15 | 3.12 | 3.1 | 3.08 | 3.05 | 3.03 | 3.01 | 2.99 | 2.96 | 2.94 | 2.92 | 2.89 | 2.87 | 2.85 | 2.82
RM3NaCCCCSH% | RD | Moderate | 30 | NaturalGas_FE | CCCCSHFrame95% | NG Combined Cycle (H-Frame) 95% CCS | 4.4 | 4.4 | 4.34 | 4.28 | 4.22 | 4.16 | 4.1 | 4.03 | 3.97 | 3.91 | 3.85 | 3.79 | 3.73 | 3.67 | 3.61 | 3.58 | 3.56 | 3.53 | 3.51 | 3.48 | 3.46 | 3.43 | 3.4 | 3.38 | 3.35 | 3.33 | 3.3 | 3.28 | 3.25 | 3.23
RC3NaCCCCSH% | RD | Conservative | 30 | NaturalGas_FE | CCCCSHFrame95% | NG Combined Cycle (H-Frame) 95% CCS | 4.4 | 4.4 | 4.37 | 4.35 | 4.32 | 4.29 | 4.26 | 4.24 | 4.21 | 4.18 | 4.15 | 4.13 | 4.1 | 4.07 | 4.04 | 4.02 | 3.99 | 3.96 | 3.93 | 3.91 | 3.88 | 3.85 | 3.82 | 3.8 | 3.77 | 3.74 | 3.71 | 3.69 | 3.66 | 3.63
RA3NaCCFFraS | RD | Advanced | 30 | NaturalGas_FE | CCFFrameMaxCCS | NG Combined Cycle (F-Frame) 97% CCS | 4.71 | 4.71 | 4.6 | 4.48 | 4.37 | 4.25 | 4.13 | 4.02 | 3.9 | 3.79 | 3.67 | 3.56 | 3.44 | 3.33 | 3.21 | 3.19 | 3.16 | 3.14 | 3.12 | 3.09 | 3.07 | 3.05 | 3.02 | 3 | 2.98 | 2.96 | 2.93 | 2.91 | 2.89 | 2.86
RM3NaCCFFraS | RD | Moderate | 30 | NaturalGas_FE | CCFFrameMaxCCS | NG Combined Cycle (F-Frame) 97% CCS | 4.71 | 4.71 | 4.64 | 4.57 | 4.49 | 4.42 | 4.35 | 4.28 | 4.2 | 4.13 | 4.06 | 3.99 | 3.92 | 3.84 | 3.77 | 3.74 | 3.72 | 3.69 | 3.67 | 3.64 | 3.61 | 3.59 | 3.56 | 3.53 | 3.51 | 3.48 | 3.46 | 3.43 | 3.4 | 3.38
RC3NaCCFFraS | RD | Conservative | 30 | NaturalGas_FE | CCFFrameMaxCCS | NG Combined Cycle (F-Frame) 97% CCS | 4.71 | 4.71 | 4.68 | 4.65 | 4.62 | 4.59 | 4.57 | 4.54 | 4.51 | 4.48 | 4.45 | 4.42 | 4.39 | 4.36 | 4.33 | 4.3 | 4.27 | 4.24 | 4.21 | 4.18 | 4.15 | 4.12 | 4.1 | 4.07 | 4.04 | 4.01 | 3.98 | 3.95 | 3.92 | 3.89
RA3NaCCHFraS | RD | Advanced | 30 | NaturalGas_FE | CCHFrameMaxCCS | NG Combined Cycle (H-Frame) 97% CCS | 4.48 | 4.48 | 4.38 | 4.28 | 4.19 | 4.09 | 3.99 | 3.89 | 3.8 | 3.7 | 3.6 | 3.5 | 3.41 | 3.31 | 3.21 | 3.19 | 3.16 | 3.14 | 3.12 | 3.09 | 3.07 | 3.05 | 3.02 | 3 | 2.98 | 2.96 | 2.93 | 2.91 | 2.89 | 2.86
RM3NaCCHFraS | RD | Moderate | 30 | NaturalGas_FE | CCHFrameMaxCCS | NG Combined Cycle (H-Frame) 97% CCS | 4.48 | 4.48 | 4.42 | 4.35 | 4.29 | 4.23 | 4.17 | 4.1 | 4.04 | 3.98 | 3.91 | 3.85 | 3.79 | 3.73 | 3.66 | 3.64 | 3.61 | 3.59 | 3.56 | 3.54 | 3.51 | 3.48 | 3.46 | 3.43 | 3.41 | 3.38 | 3.36 | 3.33 | 3.31 | 3.28
RC3NaCCHFraS | RD | Conservative | 30 | NaturalGas_FE | CCHFrameMaxCCS | NG Combined Cycle (H-Frame) 97% CCS | 4.48 | 4.48 | 4.45 | 4.42 | 4.4 | 4.37 | 4.34 | 4.31 | 4.28 | 4.26 | 4.23 | 4.2 | 4.17 | 4.14 | 4.12 | 4.09 | 4.06 | 4.03 | 4.01 | 3.98 | 3.95 | 3.92 | 3.89 | 3.87 | 3.84 | 3.81 | 3.78 | 3.75 | 3.73 | 3.7
RA3NaNGFCMaS | RD | Advanced | 30 | NaturalGas_FE | NGFCMaxCCS | #REF! | #REF! | #REF! | #REF! | #REF! | #REF! | #REF! | #REF! | #REF! | #REF! | #REF! | #REF! | #REF! | #REF! | #REF! | #REF! | #REF! | #REF! | #REF! | #REF! | #REF! | #REF! | #REF! | #REF! | #REF! | #REF! | #REF! | #REF! | #REF! | #REF! | #REF!
RM3NaNGFCMaS | RD | Moderate | 30 | NaturalGas_FE | NGFCMaxCCS | #REF! | #REF! | #REF! | #REF! | #REF! | #REF! | #REF! | #REF! | #REF! | #REF! | #REF! | #REF! | #REF! | #REF! | #REF! | #REF! | #REF! | #REF! | #REF! | #REF! | #REF! | #REF! | #REF! | #REF! | #REF! | #REF! | #REF! | #REF! | #REF! | #REF! | #REF!
RC3NaNGFCMaS | RD | Conservative | 30 | NaturalGas_FE | NGFCMaxCCS | #REF! | #REF! | #REF! | #REF! | #REF! | #REF! | #REF! | #REF! | #REF! | #REF! | #REF! | #REF! | #REF! | #REF! | #REF! | #REF! | #REF! | #REF! | #REF! | #REF! | #REF! | #REF! | #REF! | #REF! | #REF! | #REF! | #REF! | #REF! | #REF! | #REF! | #REF!
RA3ConewAvgF | RD | Advanced | 30 | Coal_FE | newAvgCF | Coal-new | 8.46 | 8.46 | 8.42 | 8.37 | 8.33 | 8.28 | 8.24 | 8.19 | 8.15 | 8.1 | 8.05 | 8.01 | 7.96 | 7.92 | 7.87 | 7.84 | 7.81 | 7.78 | 7.75 | 7.72 | 7.69 | 7.66 | 7.63 | 7.61 | 7.58 | 7.55 | 7.52 | 7.49 | 7.46 | 7.43
RM3ConewAvgF | RD | Moderate | 30 | Coal_FE | newAvgCF | Coal-new | 8.46 | 8.46 | 8.43 | 8.39 | 8.36 | 8.32 | 8.29 | 8.25 | 8.22 | 8.18 | 8.15 | 8.11 | 8.08 | 8.04 | 8.01 | 7.98 | 7.95 | 7.93 | 7.9 | 7.87 | 7.85 | 7.82 | 7.79 | 7.76 | 7.74 | 7.71 | 7.68 | 7.66 | 7.63 | 7.6
RC3ConewAvgF | RD | Conservative | 30 | Coal_FE | newAvgCF | Coal-new | 8.46 | 8.46 | 8.44 | 8.41 | 8.39 | 8.36 | 8.34 | 8.32 | 8.29 | 8.27 | 8.24 | 8.22 | 8.19 | 8.17 | 8.14 | 8.12 | 8.09 | 8.07 | 8.05 | 8.02 | 8 | 7.97 | 7.95 | 7.92 | 7.9 | 7.87 | 7.85 | 7.82 | 7.8 | 7.78
RA3CoCCS95AF | RD | Advanced | 30 | Coal_FE | CCS95AvgCF | Coal-95%-CCS | 14.69 | 14.69 | 14.47 | 14.25 | 14.03 | 13.81 | 13.59 | 13.37 | 13.15 | 12.93 | 12.71 | 12.49 | 12.28 | 12.06 | 11.84 | 11.79 | 11.74 | 11.7 | 11.65 | 11.6 | 11.56 | 11.51 | 11.46 | 11.41 | 11.37 | 11.32 | 11.27 | 11.23 | 11.18 | 11.13
RM3CoCCS95AF | RD | Moderate | 30 | Coal_FE | CCS95AvgCF | Coal-95%-CCS | 14.69 | 14.69 | 14.56 | 14.42 | 14.29 | 14.16 | 14.02 | 13.89 | 13.76 | 13.62 | 13.49 | 13.36 | 13.23 | 13.09 | 12.96 | 12.91 | 12.87 | 12.82 | 12.77 | 12.73 | 12.68 | 12.63 | 12.58 | 12.54 | 12.49 | 12.44 | 12.4 | 12.35 | 12.3 | 12.26
RC3CoCCS95AF | RD | Conservative | 30 | Coal_FE | CCS95AvgCF | Coal-95%-CCS | 14.69 | 14.69 | 14.64 | 14.6 | 14.55 | 14.5 | 14.46 | 14.41 | 14.36 | 14.32 | 14.27 | 14.22 | 14.18 | 14.13 | 14.08 | 14.04 | 13.99 | 13.94 | 13.89 | 13.85 | 13.8 | 13.75 | 13.71 | 13.66 | 13.61 | 13.57 | 13.52 | 13.47 | 13.43 | 13.38
RA3CoCoalMaS | RD | Advanced | 30 | Coal_FE | CoalMaxCCS | Coal-99%-CCS | 15.05 | 15.05 | 14.82 | 14.59 | 14.36 | 14.13 | 13.89 | 13.66 | 13.43 | 13.2 | 12.97 | 12.74 | 12.51 | 12.27 | 12.04 | 12 | 11.95 | 11.9 | 11.85 | 11.81 | 11.76 | 11.71 | 11.66 | 11.61 | 11.57 | 11.52 | 11.47 | 11.42 | 11.38 | 11.33
RM3CoCoalMaS | RD | Moderate | 30 | Coal_FE | CoalMaxCCS | Coal-99%-CCS | 15.05 | 15.05 | 14.91 | 14.77 | 14.63 | 14.49 | 14.35 | 14.21 | 14.07 | 13.93 | 13.79 | 13.66 | 13.52 | 13.38 | 13.24 | 13.19 | 13.14 | 13.09 | 13.05 | 13 | 12.95 | 12.9 | 12.85 | 12.81 | 12.76 | 12.71 | 12.66 | 12.62 | 12.57 | 12.52
RC3CoCoalMaS | RD | Conservative | 30 | Coal_FE | CoalMaxCCS | Coal-99%-CCS | 15.05 | 15.05 | 15 | 14.96 | 14.91 | 14.86 | 14.81 | 14.76 | 14.72 | 14.67 | 14.62 | 14.57 | 14.53 | 14.48 | 14.43 | 14.38 | 14.33 | 14.29 | 14.24 | 14.19 | 14.14 | 14.09 | 14.05 | 14 | 13.95 | 13.9 | 13.86 | 13.81 | 13.76 | 13.71
RA3CoIGCCAvF | RD | Advanced | 30 | Coal_FE | IGCCAvgCF | Coal-IGCC | 14.77 | 14.77 | 14.75 | 14.73 | 14.7 | 14.68 | 14.66 | 14.64 | 14.61 | 14.59 | 14.57 | 14.55 | 14.52 | 14.5 | 14.48 | 14.45 | 14.43 | 14.41 | 14.39 | 14.36 | 14.34 | 14.32 | 14.3 | 14.27 | 14.25 | 14.23 | 14.21 | 14.18 | 14.16 | 14.14
RM3CoIGCCAvF | RD | Moderate | 30 | Coal_FE | IGCCAvgCF | Coal-IGCC | 14.77 | 14.77 | 14.75 | 14.73 | 14.7 | 14.68 | 14.66 | 14.64 | 14.61 | 14.59 | 14.57 | 14.55 | 14.52 | 14.5 | 14.48 | 14.45 | 14.43 | 14.41 | 14.39 | 14.36 | 14.34 | 14.32 | 14.3 | 14.27 | 14.25 | 14.23 | 14.21 | 14.18 | 14.16 | 14.14
RC3CoIGCCAvF | RD | Conservative | 30 | Coal_FE | IGCCAvgCF | Coal-IGCC | 14.77 | 14.77 | 14.75 | 14.73 | 14.7 | 14.68 | 14.66 | 14.64 | 14.61 | 14.59 | 14.57 | 14.55 | 14.52 | 14.5 | 14.48 | 14.45 | 14.43 | 14.41 | 14.39 | 14.36 | 14.34 | 14.32 | 14.3 | 14.27 | 14.25 | 14.23 | 14.21 | 14.18 | 14.16 | 14.14

## Summary_Fuel
Key | FinancialCase | CostCase | CRPYears | Technology | TechDetail | DisplayName | 2021 | 2022 | 2023 | 2024 | 2025 | 2026 | 2027 | 2028 | 2029 | 2030 | 2031 | 2032 | 2033 | 2034 | 2035 | 2036 | 2037 | 2038 | 2039 | 2040 | 2041 | 2042 | 2043 | 2044 | 2045 | 2046 | 2047 | 2048 | 2049 | 2050
RM6NuarNucler | R&D | Moderate | 60 | Nuclear | Nuclear | Nuclear - AP1000 | 6.8764 | 6.8764 | 6.8757 | 6.8751 | 6.8745 | 6.8738 | 6.8732 | 6.8726 | 6.8719 | 6.8713 | 6.8706 | 6.87 | 6.8694 | 6.8687 | 6.8681 | 6.8674 | 6.8669 | 6.8663 | 6.8656 | 6.865 | 6.8644 | 6.8637 | 6.8631 | 6.8624 | 6.8618 | 6.8612 | 6.8605 | 6.8599 | 6.8593 | 6.8586
RM6NuarNucleR | R&D | Moderate | 60 | Nuclear | NuclearSMR | Nuclear - Small Modular Reactor | 6.8764 | 6.8764 | 6.8757 | 6.8751 | 6.8745 | 6.8738 | 6.8732 | 6.8726 | 6.8719 | 6.8713 | 6.8706 | 6.87 | 6.8694 | 6.8687 | 6.8681 | 6.8674 | 6.8669 | 6.8663 | 6.8656 | 6.865 | 6.8644 | 6.8637 | 6.8631 | 6.8624 | 6.8618 | 6.8612 | 6.8605 | 6.8599 | 6.8593 | 6.8586
RA4BierDedicd | R&D | Advanced | 45 | Biopower | Dedicated | Biopower - Dedicated | 5.235 | 5.235 | 5.235 | 5.235 | 5.235 | 5.235 | 5.235 | 5.235 | 5.235 | 5.235 | 5.235 | 5.235 | 5.235 | 5.235 | 5.235 | 5.235 | 5.235 | 5.235 | 5.235 | 5.235 | 5.235 | 5.235 | 5.235 | 5.235 | 5.235 | 5.235 | 5.235 | 5.235 | 5.235 | 5.235
RM4BierDedicd | R&D | Moderate | 45 | Biopower | Dedicated | Biopower - Dedicated | 5.235 | 5.235 | 5.235 | 5.235 | 5.235 | 5.235 | 5.235 | 5.235 | 5.235 | 5.235 | 5.235 | 5.235 | 5.235 | 5.235 | 5.235 | 5.235 | 5.235 | 5.235 | 5.235 | 5.235 | 5.235 | 5.235 | 5.235 | 5.235 | 5.235 | 5.235 | 5.235 | 5.235 | 5.235 | 5.235
RC4BierDedicd | R&D | Conservative | 45 | Biopower | Dedicated | Biopower - Dedicated | 5.235 | 5.235 | 5.235 | 5.235 | 5.235 | 5.235 | 5.235 | 5.235 | 5.235 | 5.235 | 5.235 | 5.235 | 5.235 | 5.235 | 5.235 | 5.235 | 5.235 | 5.235 | 5.235 | 5.235 | 5.235 | 5.235 | 5.235 | 5.235 | 5.235 | 5.235 | 5.235 | 5.235 | 5.235 | 5.235

## LCOE Range
Technology | Min | Difference | Max
Nuclear | 91.6341 | 0 | 91.6341
Land-Based Wind | 25.9258 | 40.1126 | 66.0384
Offshore Wind | 72.7421 | 120.5321 | 193.2742
Distributed Wind | 42.679 | 236.6559 | 279.3349
Solar - Utility PV | 35.3069 | 20.858 | 56.1649
Solar - PV Dist. Commercial | 73.5 | 42.7657 | 116.2657
Solar - PV Dist. Residential | 122.95 | 67.7899 | 190.7398
Solar - Utility PV Plus Battery | 67.8962 | 42.7334 | 110.6296
Solar - CSP | 94.1901 | 26.7702 | 120.9603
Geothermal (EGS) | 138.1475 | 299.5009 | 437.6485
Geothermal (Hydrothermal) | 68.5908 | 33.9708 | 102.5617
Hydropower | 57.3872 | 262.8827 | 320.2699
Biopower | 160.5742 | 0 | 160.5742
Conventional

## PV OCC (hidden)
|  | 2016 | 2017 | 2018 | 2019 | 2020 | 2021 | 2022 | 2023
Tariff Schedule ($/Wdc) |  | 0 | 0 | 0.1 | 0.09 | 0.06 | 0.04 | 0.04 | 0.04 | 0.04 | 0.04 | 0.04 | 0.04 | 0.04 | 0.04 | 0.04 | 0.04 | 0.04 | 0.04 | 0.04 | 0.04 | 0.04 | 0.04 | 0.04 | 0.04 | 0.04 | 0.04 | 0.04 | 0.04 | 0.04 | 0.04 | 0.04 | 0.04 | 0.04 | 0.04 | 0.04
Util PV |  | 2016 | 2017 | 2018 | 2019 | 2020 | 2021 | 2022 | 2023
| With Tariff | 1753.9224 | 1195.5123 | 1027.7761 | 971.2528 | 900.1935 | 845.2637 | 822.4566 | 799.6495 | 776.8424 | 754.0354 | 731.2283 | 708.4212 | 685.6141 | 662.8071 | 640 | 630 | 620 | 610 | 601.8734 | 585.6757 | 572.915 | 560.1543 | 547.3936 | 534.6329 | 521.8723 | 514.8272 | 502.7809 | 488.4826 | 474.1843 | 473.8801 | 447.7141 | 435.5422 | 423.3703 | 411.1983 | 406.5582
|  | 1753.9224 | 1195.5123 | 1150.232 | 1100.6006 | 1011.1535 | 941.6142 | 931.4349 | 921.2555 | 911.0762 | 900.8968 | 890.7174 | 880.5381 | 870.3587 | 860.1794 | 850 | 843 | 836 | 829 | 822 | 815 | 808 | 801 | 794 | 787 | 780 | 772 | 764 | 756 | 748 | 740 | 732 | 724 | 716 | 708 | 700
|  | 1753.9224 | 1195.5123 | 1195.5123 | 1195.5123 | 1195.5123 | 1195.5123 | 1195.5123 | 1195.5123 | 1195.5123 | 1195.5123 | 1195.5123 | 1195.5123 | 1195.5123 | 1195.5123 | 1195.5123 | 1195.5123 | 1195.5123 | 1195.5123 | 1195.5123 | 1195.5123 | 1195.5123 | 1195.5123 | 1195.5123 | 1195.5123 | 1195.5123 | 1195.5123 | 1195.5123 | 1195.5123 | 1195.5123 | 1195.5123 | 1195.5123 | 1195.5123 | 1195.5123 | 1195.5123 | 1195.5123
|  | 1753.9224 | 1195.5123 | 1027.7761 | 971.2528 | 900.1935 | 845.2637 | 822.4566 | 799.6495 | 776.8424 | 754.0354 | 731.2283 | 708.4212 | 685.6141 | 662.8071 | 640 | 630 | 620 | 610 | 601.8734 | 585.6757 | 572.915 | 560.1543 | 547.3936 | 534.6329 | 521.8723 | 514.8272 | 502.7809 | 488.4826 | 474.1843 | 473.8801 | 447.7141 | 435.5422 | 423.3703 | 411.1983 | 406.5582
|  | 1753.9224 | 1195.5123 | 1150.232 | 1100.6006 | 1011.1535 | 941.6142 | 931.4349 | 921.2555 | 911.0762 | 900.8968 | 890.7174 | 880.5381 | 870.3587 | 860.1794 | 850 | 843 | 836 | 829 | 822 | 815 | 808 | 801 | 794 | 787 | 780 | 772 | 764 | 756 | 748 | 740 | 732 | 724 | 716 | 708 | 700
|  | 1753.9224 | 1195.5123 | 1195.5123 | 1195.5123 | 1195.5123 | 1195.5123 | 1195.5123 | 1195.5123 | 1195.5123 | 1195.5123 | 1195.5123 | 1195.5123 | 1195.5123 | 1195.5123 | 1195.5123 | 1195.5123 | 1195.5123 | 1195.5123 | 1195.5123 | 1195.5123 | 1195.5123 | 1195.5123 | 1195.5123 | 1195.5123 | 1195.5123 | 1195.5123 | 1195.5123 | 1195.5123 | 1195.5123 | 1195.5123 | 1195.5123 | 1195.5123 | 1195.5123 | 1195.5123 | 1195.5123
|  | 1753.9224 | 1195.5123 | 1027.7761 | 971.2528 | 900.1935 | 845.2637 | 822.4566 | 799.6495 | 776.8424 | 754.0354 | 731.2283 | 708.4212 | 685.6141 | 662.8071 | 640 | 630 | 620 | 610 | 601.8734 | 585.6757 | 572.915 | 560.1543 | 547.3936 | 534.6329 | 521.8723 | 514.8272 | 502.7809 | 488.4826 | 474.1843 | 473.8801 | 447.7141 | 435.5422 | 423.3703 | 411.1983 | 406.5582
|  | 1753.9224 | 1195.5123 | 1150.232 | 1100.6006 | 1011.1535 | 941.6142 | 931.4349 | 921.2555 | 911.0762 | 900.8968 | 890.7174 | 880.5381 | 870.3587 | 860.1794 | 850 | 843 | 836 | 829 | 822 | 815 | 808 | 801 | 794 | 787 | 780 | 772 | 764 | 756 | 748 | 740 | 732 | 724 | 716 | 708 | 700
|  | 1753.9224 | 1195.5123 | 1195.5123 | 1195.5123 | 1195.5123 | 1195.5123 | 1195.5123 | 1195.5123 | 1195.5123 | 1195.5123 | 1195.5123 | 1195.5123 | 1195.5123 | 1195.5123 | 1195.5123 | 1195.5123 | 1195.5123 | 1195.5123 | 1195.5123 | 1195.5123 | 1195.5123 | 1195.5123 | 1195.5123 | 1195.5123 | 1195.5123 | 1195.5123 | 1195.5123 | 1195.5123 | 1195.5123 | 1195.5123 | 1195.5123 | 1195.5123 | 1195.5123 | 1195.5123 | 1195.5123
|  | 1753.9224 | 1195.5123 | 1027.7761 | 971.2528 | 900.1935 | 845.2637 | 822.4566 | 799.6495 | 776.8424 | 754.0354 | 731.2283 | 708.4212 | 685.6141 | 662.8071 | 640 | 630 | 620 | 610 | 601.8734 | 585.6757 | 572.915 | 560.1543 | 547.3936 | 534.6329 | 521.8723 | 514.8272 | 502.7809 | 488.4826 | 474.1843 | 473.8801 | 447.7141 | 435.5422 | 423.3703 | 411.1983 | 406.5582
|  | 1753.9224 | 1195.5123 | 1150.232 | 1100.6006 | 1011.1535 | 941.6142 | 931.4349 | 921.2555 | 911.0762 | 900.8968 | 890.7174 | 880.5381 | 870.3587 | 860.1794 | 850 | 843 | 836 | 829 | 822 | 815 | 808 | 801 | 794 | 787 | 780 | 772 | 764 | 756 | 748 | 740 | 732 | 724 | 716 | 708 | 700
|  | 1753.9224 | 1195.5123 | 1195.5123 | 1195.5123 | 1195.5123 | 1195.5123 | 1195.5123 | 1195.5123 | 1195.5123 | 1195.5123 | 1195.5123 | 1195.5123 | 1195.5123 | 1195.5123 | 1195.5123 | 1195.5123 | 1195.5123 | 1195.5123 | 1195.5123 | 1195.5123 | 1195.5123 | 1195.5123 | 1195.5123 | 1195.5123 | 1195.5123 | 1195.5123 | 1195.5123 | 1195.5123 | 1195.5123 | 1195.5123 | 1195.5123 | 1195.5123 | 1195.5123 | 1195.5123 | 1195.5123
|  | 1753.9224 | 1195.5123 | 1027.7761 | 971.2528 | 900.1935 | 845.2637 | 822.4566 | 799.6495 | 776.8424 | 754.0354 | 731.2283 | 708.4212 | 685.6141 | 662.8071 | 640 | 630 | 620 | 610 | 601.8734 | 585.6757 | 572.915 | 560.1543 | 547.3936 | 534.6329 | 521.8723 | 514.8272 | 502.7809 | 488.4826 | 474.1843 | 473.8801 | 447.7141 | 435.5422 | 423.3703 | 411.1983 | 406.5582
|  | 1753.9224 | 1195.5123 | 1150.232 | 1100.6006 | 1011.1535 | 941.6142 | 931.4349 | 921.2555 | 911.0762 | 900.8968 | 890.7174 | 880.5381 | 870.3587 | 860.1794 | 850 | 843 | 836 | 829 | 822 | 815 | 808 | 801 | 794 | 787 | 780 | 772 | 764 | 756 | 748 | 740 | 732 | 724 | 716 | 708 | 700
|  | 1753.9224 | 1195.5123 | 1195.5123 | 1195.5123 | 1195.5123 | 1195.5123 | 1195.5123 | 1195.5123 | 1195.5123 | 1195.5123 | 1195.5123 | 1195.5123 | 1195.5123 | 1195.5123 | 1195.5123 | 1195.5123 | 1195.5123 | 1195.5123 | 1195.5123 | 1195.5123 | 1195.5123 | 1195.5123 | 1195.5123 | 1195.5123 | 1195.5123 | 1195.5123 | 1195.5123 | 1195.5123 | 1195.5123 | 1195.5123 | 1195.5123 | 1195.5123 | 1195.5123 | 1195.5123 | 1195.5123
| No Tariff | 1753.9224 | 1195.5123 | 927.7761 | 881.2528 | 840.1935 | 805.2637 | 782.4566 | 759.6495 | 736.8424 | 714.0354 | 691.2283 | 668.4212 | 645.6141 | 622.8071 | 600 | 590 | 580 | 570 | 561.8734 | 545.6757 | 532.915 | 520.1543 | 507.3936 | 494.6329 | 481.8723 | 474.8272 | 462.7809 | 448.4826 | 434.1843 | 433.8801 | 407.7141 | 395.5422 | 383.3703 | 371.1983 | 366.5582
|  | 1753.9224 | 1195.5123 | 1050.232 | 1010.6006 | 951.1535 | 901.6142 | 891.4349 | 881.2555 | 871.0762 | 860.8968 | 850.7174 | 840.5381 | 830.3587 | 820.1794 | 810 | 803 | 796 | 789 | 782 | 775 | 768 | 761 | 754 | 747 | 740 | 732 | 724 | 716 | 708 | 700 | 692 | 684 | 676 | 668 | 660
|  | 1753.9224 | 1195.5123 | 1095.5123 | 1105.5123 | 1135.5123 | 1155.5123 | 1155.5123 | 1155.5123 | 1155.5123 | 1155.5123 | 1155.5123 | 1155.5123 | 1155.5123 | 1155.5123 | 1155.5123 | 1155.5123 | 1155.5123 | 1155.5123 | 1155.5123 | 1155.5123 | 1155.5123 | 1155.5123 | 1155.5123 | 1155.5123 | 1155.5123 | 1155.5123 | 1155.5123 | 1155.5123 | 1155.5123 | 1155.5123 | 1155.5123 | 1155.5123 | 1155.5123 | 1155.5123 | 1155.5123
|  | 1753.9224 | 1195.5123 | 927.7761 | 881.2528 | 840.1935 | 805.2637 | 782.4566 | 759.6495 | 736.8424 | 714.0354 | 691.2283 | 668.4212 | 645.6141 | 622.8071 | 600 | 590 | 580 | 570 | 561.8734 | 545.6757 | 532.915 | 520.1543 | 507.3936 | 494.6329 | 481.8723 | 474.8272 | 462.7809 | 448.4826 | 434.1843 | 433.8801 | 407.7141 | 395.5422 | 383.3703 | 371.1983 | 366.5582
|  | 1753.9224 | 1195.5123 | 1050.232 | 1010.6006 | 951.1535 | 901.6142 | 891.4349 | 881.2555 | 871.0762 | 860.8968 | 850.7174 | 840.5381 | 830.3587 | 820.1794 | 810 | 803 | 796 | 789 | 782 | 775 | 768 | 761 | 754 | 747 | 740 | 732 | 724 | 716 | 708 | 700 | 692 | 684 | 676 | 668 | 660
|  | 1753.9224 | 1195.5123 | 1095.5123 | 1105.5123 | 1135.5123 | 1155.5123 | 1155.5123 | 1155.5123 | 1155.5123 | 1155.5123 | 1155.5123 | 1155.5123 | 1155.5123 | 1155.5123 | 1155.5123 | 1155.5123 | 1155.5123 | 1155.5123 | 1155.5123 | 1155.5123 | 1155.5123 | 1155.5123 | 1155.5123 | 1155.5123 | 1155.5123 | 1155.5123 | 1155.5123 | 1155.5123 | 1155.5123 | 1155.5123 | 1155.5123 | 1155.5123 | 1155.5123 | 1155.5123 | 1155.5123
|  | 1753.9224 | 1195.5123 | 927.7761 | 881.2528 | 840.1935 | 805.2637 | 782.4566 | 759.6495 | 736.8424 | 714.0354 | 691.2283 | 668.4212 | 645.6141 | 622.8071 | 600 | 590 | 580 | 570 | 561.8734 | 545.6757 | 532.915 | 520.1543 | 507.3936 | 494.6329 | 481.8723 | 474.8272 | 462.7809 | 448.4826 | 434.1843 | 433.8801 | 407.7141 | 395.5422 | 383.3703 | 371.1983 | 366.5582
|  | 1753.9224 | 1195.5123 | 1050.232 | 1010.6006 | 951.1535 | 901.6142 | 891.4349 | 881.2555 | 871.0762 | 860.8968 | 850.7174 | 840.5381 | 830.3587 | 820.1794 | 810 | 803 | 796 | 789 | 782 | 775 | 768 | 761 | 754 | 747 | 740 | 732 | 724 | 716 | 708 | 700 | 692 | 684 | 676 | 668 | 660
|  | 1753.9224 | 1195.5123 | 1095.5123 | 1105.5123 | 1135.5123 | 1155.5123 | 1155.5123 | 1155.5123 | 1155.5123 | 1155.5123 | 1155.5123 | 1155.5123 | 1155.5123 | 1155.5123 | 1155.5123 | 1155.5123 | 1155.5123 | 1155.5123 | 1155.5123 | 1155.5123 | 1155.5123 | 1155.5123 | 1155.5123 | 1155.5123 | 1155.5123 | 1155.5123 | 1155.5123 | 1155.5123 | 1155.5123 | 1155.5123 | 1155.5123 | 1155.5123 | 1155.5123 | 1155.5123 | 1155.5123
|  | 1753.9224 | 1195.5123 | 927.7761 | 881.2528 | 840.1935 | 805.2637 | 782.4566 | 759.6495 | 736.8424 | 714.0354 | 691.2283 | 668.4212 | 645.6141 | 622.8071 | 600 | 590 | 580 | 570 | 561.8734 | 545.6757 | 532.915 | 520.1543 | 507.3936 | 494.6329 | 481.8723 | 474.8272 | 462.7809 | 448.4826 | 434.1843 | 433.8801 | 407.7141 | 395.5422 | 383.3703 | 371.1983 | 366.5582
|  | 1753.9224 | 1195.5123 | 1050.232 | 1010.6006 | 951.1535 | 901.6142 | 891.4349 | 881.2555 | 871.0762 | 860.8968 | 850.7174 | 840.5381 | 830.3587 | 820.1794 | 810 | 803 | 796 | 789 | 782 | 775 | 768 | 761 | 754 | 747 | 740 | 732 | 724 | 716 | 708 | 700 | 692 | 684 | 676 | 668 | 660
|  | 1753.9224 | 1195.5123 | 1095.5123 | 1105.5123 | 1135.5123 | 1155.5123 | 1155.5123 | 1155.5123 | 1155.5123 | 1155.5123 | 1155.5123 | 1155.5123 | 1155.5123 | 1155.5123 | 1155.5123 | 1155.5123 | 1155.5123 | 1155.5123 | 1155.5123 | 1155.5123 | 1155.5123 | 1155.5123 | 1155.5123 | 1155.5123 | 1155.5123 | 1155.5123 | 1155.5123 | 1155.5123 | 1155.5123 | 1155.5123 | 1155.5123 | 1155.5123 | 1155.5123 | 1155.5123 | 1155.5123
|  | 1753.9224 | 1195.5123 | 927.7761 | 881.2528 | 840.1935 | 805.2637 | 782.4566 | 759.6495 | 736.8424 | 714.0354 | 691.2283 | 668.4212 | 645.6141 | 622.8071 | 600 | 590 | 580 | 570 | 561.8734 | 545.6757 | 532.915 | 520.1543 | 507.3936 | 494.6329 | 481.8723 | 474.8272 | 462.7809 | 448.4826 | 434.1843 | 433.8801 | 407.7141 | 395.5422 | 383.3703 | 371.1983 | 366.5582
|  | 1753.9224 | 1195.5123 | 1050.232 | 1010.6006 | 951.1535 | 901.6142 | 891.4349 | 881.2555 | 871.0762 | 860.8968 | 850.7174 | 840.5381 | 830.3587 | 820.1794 | 810 | 803 | 796 | 789 | 782 | 775 | 768 | 761 | 754 | 747 | 740 | 732 | 724 | 716 | 708 | 700 | 692 | 684 | 676 | 668 | 660
|  | 1753.9224 | 1195.5123 | 1095.5123 | 1105.5123 | 1135.5123 | 1155.5123 | 1155.5123 | 1155.5123 | 1155.5123 | 1155.5123 | 1155.5123 | 1155.5123 | 1155.5123 | 1155.5123 | 1155.5123 | 1155.5123 | 1155.5123 | 1155.5123 | 1155.5123 | 1155.5123 | 1155.5123 | 1155.5123 | 1155.5123 | 1155.5123 | 1155.5123 | 1155.5123 | 1155.5123 | 1155.5123 | 1155.5123 | 1155.5123 | 1155.5123 | 1155.5123 | 1155.5123 | 1155.5123 | 1155.5123
Dist PV | With Tariff | 2562.1909 | 1950.1478 | 1521.5046 | 1404.6547 | 1291.0139 | 1147.6112 | 1104.7877 | 1061.9641 | 1019.1406 | 976.317 | 933.4934 | 890.6699 | 847.8463 | 805.0228 | 762.1992 | 743.5495 | 724.8998 | 706.2502 | 687.6005 | 668.9508 | 650.3011 | 631.6514 | 613.0017 | 594.352 | 575.7024 | 573.1321 | 570.5619 | 567.9917 | 565.4214 | 562.8512 | 560.2809 | 557.7107 | 555.1405 | 552.5702 | 550
|  | 2562.1909 | 1950.1478 | 1898.2745 | 1789.1961 | 1650.2097 | 1560.8548 | 1513.6589 | 1466.4631 | 1419.2673 | 1372.0714 | 1324.8756 | 1277.6797 | 1230.4839 | 1183.2881 | 1136.0922 | 1125.7641 | 1115.436 | 1105.1079 | 1094.7798 | 1084.4517 | 1074.1236 | 1063.7954 | 1053.4673 | 1043.1392 | 1032.8111 | 1027.6471 | 1022.483 | 1017.3189 | 1012.1549 | 1006.9908 | 1001.8268 | 996.6627 | 991.4987 | 986.3346 | 981.1706
|  | 2562.1909 | 1950.1478 | 1950.1478 | 1950.1478 | 1950.1478 | 1950.1478 | 1950.1478 | 1950.1478 | 1950.1478 | 1950.1478 | 1950.1478 | 1950.1478 | 1950.1478 | 1950.1478 | 1950.1478 | 1950.1478 | 1950.1478 | 1950.1478 | 1950.1478 | 1950.1478 | 1950.1478 | 1950.1478 | 1950.1478 | 1950.1478 | 1950.1478 | 1950.1478 | 1950.1478 | 1950.1478 | 1950.1478 | 1950.1478 | 1950.1478 | 1950.1478 | 1950.1478 | 1950.1478 | 1950.1478
|  | 2562.1909 | 1950.1478 | 1521.5046 | 1404.6547 | 1291.0139 | 1147.6112 | 1104.7877 | 1061.9641 | 1019.1406 | 976.317 | 933.4934 | 890.6699 | 847.8463 | 805.0228 | 762.1992 | 743.5495 | 724.8998 | 706.2502 | 687.6005 | 668.9508 | 650.3011 | 631.6514 | 613.0017 | 594.352 | 575.7024 | 573.1321 | 570.5619 | 567.9917 | 565.4214 | 562.8512 | 560.2809 | 557.7107 | 555.1405 | 552.5702 | 550
|  | 2562.1909 | 1950.1478 | 1898.2745 | 1789.1961 | 1650.2097 | 1560.8548 | 1513.6589 | 1466.4631 | 1419.2673 | 1372.0714 | 1324.8756 | 1277.6797 | 1230.4839 | 1183.2881 | 1136.0922 | 1125.7641 | 1115.436 | 1105.1079 | 1094.7798 | 1084.4517 | 1074.1236 | 1063.7954 | 1053.4673 | 1043.1392 | 1032.8111 | 1027.6471 | 1022.483 | 1017.3189 | 1012.1549 | 1006.9908 | 1001.8268 | 996.6627 | 991.4987 | 986.3346 | 981.1706
|  | 2562.1909 | 1950.1478 | 1950.1478 | 1950.1478 | 1950.1478 | 1950.1478 | 1950.1478 | 1950.1478 | 1950.1478 | 1950.1478 | 1950.1478 | 1950.1478 | 1950.1478 | 1950.1478 | 1950.1478 | 1950.1478 | 1950.1478 | 1950.1478 | 1950.1478 | 1950.1478 | 1950.1478 | 1950.1478 | 1950.1478 | 1950.1478 | 1950.1478 | 1950.1478 | 1950.1478 | 1950.1478 | 1950.1478 | 1950.1478 | 1950.1478 | 1950.1478 | 1950.1478 | 1950.1478 | 1950.1478
|  | 2562.1909 | 1950.1478 | 1521.5046 | 1404.6547 | 1291.0139 | 1147.6112 | 1104.7877 | 1061.9641 | 1019.1406 | 976.317 | 933.4934 | 890.6699 | 847.8463 | 805.0228 | 762.1992 | 743.5495 | 724.8998 | 706.2502 | 687.6005 | 668.9508 | 650.3011 | 631.6514 | 613.0017 | 594.352 | 575.7024 | 573.1321 | 570.5619 | 567.9917 | 565.4214 | 562.8512 | 560.2809 | 557.7107 | 555.1405 | 552.5702 | 550
|  | 2562.1909 | 1950.1478 | 1898.2745 | 1789.1961 | 1650.2097 | 1560.8548 | 1513.6589 | 1466.4631 | 1419.2673 | 1372.0714 | 1324.8756 | 1277.6797 | 1230.4839 | 1183.2881 | 1136.0922 | 1125.7641 | 1115.436 | 1105.1079 | 1094.7798 | 1084.4517 | 1074.1236 | 1063.7954 | 1053.4673 | 1043.1392 | 1032.8111 | 1027.6471 | 1022.483 | 1017.3189 | 1012.1549 | 1006.9908 | 1001.8268 | 996.6627 | 991.4987 | 986.3346 | 981.1706
|  | 2562.1909 | 1950.1478 | 1950.1478 | 1950.1478 | 1950.1478 | 1950.1478 | 1950.1478 | 1950.1478 | 1950.1478 | 1950.1478 | 1950.1478 | 1950.1478 | 1950.1478 | 1950.1478 | 1950.1478 | 1950.1478 | 1950.1478 | 1950.1478 | 1950.1478 | 1950.1478 | 1950.1478 | 1950.1478 | 1950.1478 | 1950.1478 | 1950.1478 | 1950.1478 | 1950.1478 | 1950.1478 | 1950.1478 | 1950.1478 | 1950.1478 | 1950.1478 | 1950.1478 | 1950.1478 | 1950.1478
|  | 2562.1909 | 1950.1478 | 1521.5046 | 1404.6547 | 1291.0139 | 1147.6112 | 1104.7877 | 1061.9641 | 1019.1406 | 976.317 | 933.4934 | 890.6699 | 847.8463 | 805.0228 | 762.1992 | 743.5495 | 724.8998 | 706.2502 | 687.6005 | 668.9508 | 650.3011 | 631.6514 | 613.0017 | 594.352 | 575.7024 | 573.1321 | 570.5619 | 567.9917 | 565.4214 | 562.8512 | 560.2809 | 557.7107 | 555.1405 | 552.5702 | 550
|  | 2562.1909 | 1950.1478 | 1898.2745 | 1789.1961 | 1650.2097 | 1560.8548 | 1513.6589 | 1466.4631 | 1419.2673 | 1372.0714 | 1324.8756 | 1277.6797 | 1230.4839 | 1183.2881 | 1136.0922 | 1125.7641 | 1115.436 | 1105.1079 | 1094.7798 | 1084.4517 | 1074.1236 | 1063.7954 | 1053.4673 | 1043.1392 | 1032.8111 | 1027.6471 | 1022.483 | 1017.3189 | 1012.1549 | 1006.9908 | 1001.8268 | 996.6627 | 991.4987 | 986.3346 | 981.1706
|  | 2562.1909 | 1950.1478 | 1950.1478 | 1950.1478 | 1950.1478 | 1950.1478 | 1950.1478 | 1950.1478 | 1950.1478 | 1950.1478 | 1950.1478 | 1950.1478 | 1950.1478 | 1950.1478 | 1950.1478 | 1950.1478 | 1950.1478 | 1950.1478 | 1950.1478 | 1950.1478 | 1950.1478 | 1950.1478 | 1950.1478 | 1950.1478 | 1950.1478 | 1950.1478 | 1950.1478 | 1950.1478 | 1950.1478 | 1950.1478 | 1950.1478 | 1950.1478 | 1950.1478 | 1950.1478 | 1950.1478
|  | 2562.1909 | 1950.1478 | 1521.5046 | 1404.6547 | 1291.0139 | 1147.6112 | 1104.7877 | 1061.9641 | 1019.1406 | 976.317 | 933.4934 | 890.6699 | 847.8463 | 805.0228 | 762.1992 | 743.5495 | 724.8998 | 706.2502 | 687.6005 | 668.9508 | 650.3011 | 631.6514 | 613.0017 | 594.352 | 575.7024 | 573.1321 | 570.5619 | 567.9917 | 565.4214 | 562.8512 | 560.2809 | 557.7107 | 555.1405 | 552.5702 | 550
|  | 2562.1909 | 1950.1478 | 1898.2745 | 1789.1961 | 1650.2097 | 1560.8548 | 1513.6589 | 1466.4631 | 1419.2673 | 1372.0714 | 1324.8756 | 1277.6797 | 1230.4839 | 1183.2881 | 1136.0922 | 1125.7641 | 1115.436 | 1105.1079 | 1094.7798 | 1084.4517 | 1074.1236 | 1063.7954 | 1053.4673 | 1043.1392 | 1032.8111 | 1027.6471 | 1022.483 | 1017.3189 | 1012.1549 | 1006.9908 | 1001.8268 | 996.6627 | 991.4987 | 986.3346 | 981.1706
|  | 2562.1909 | 1950.1478 | 1950.1478 | 1950.1478 | 1950.1478 | 1950.1478 | 1950.1478 | 1950.1478 | 1950.1478 | 1950.1478 | 1950.1478 | 1950.1478 | 1950.1478 | 1950.1478 | 1950.1478 | 1950.1478 | 1950.1478 | 1950.1478 | 1950.1478 | 1950.1478 | 1950.1478 | 1950.1478 | 1950.1478 | 1950.1478 | 1950.1478 | 1950.1478 | 1950.1478 | 1950.1478 | 1950.1478 | 1950.1478 | 1950.1478 | 1950.1478 | 1950.1478 | 1950.1478 | 1950.1478
| No Tariff | 2562.1909 | 1950.1478 | 1421.5046 | 1314.6547 | 1231.0139 | 1107.6112 | 1064.7877 | 1021.9641 | 979.1406 | 936.317 | 893.4934 | 850.6699 | 807.8463 | 765.0228 | 722.1992 | 703.5495 | 684.8998 | 666.2502 | 647.6005 | 628.9508 | 610.3011 | 591.6514 | 573.0017 | 554.352 | 535.7024 | 533.1321 | 530.5619 | 527.9917 | 525.4214 | 522.8512 | 520.2809 | 517.7107 | 515.1405 | 512.5702 | 510
|  | 2562.1909 | 1950.1478 | 1798.2745 | 1699.1961 | 1590.2097 | 1520.8548 | 1473.6589 | 1426.4631 | 1379.2673 | 1332.0714 | 1284.8756 | 1237.6797 | 1190.4839 | 1143.2881 | 1096.0922 | 1085.7641 | 1075.436 | 1065.1079 | 1054.7798 | 1044.4517 | 1034.1236 | 1023.7954 | 1013.4673 | 1003.1392 | 992.8111 | 987.6471 | 982.483 | 977.3189 | 972.1549 | 966.9908 | 961.8268 | 956.6627 | 951.4987 | 946.3346 | 941.1706
|  | 2562.1909 | 1950.1478 | 1850.1478 | 1860.1478 | 1890.1478 | 1910.1478 | 1910.1478 | 1910.1478 | 1910.1478 | 1910.1478 | 1910.1478 | 1910.1478 | 1910.1478 | 1910.1478 | 1910.1478 | 1910.1478 | 1910.1478 | 1910.1478 | 1910.1478 | 1910.1478 | 1910.1478 | 1910.1478 | 1910.1478 | 1910.1478 | 1910.1478 | 1910.1478 | 1910.1478 | 1910.1478 | 1910.1478 | 1910.1478 | 1910.1478 | 1910.1478 | 1910.1478 | 1910.1478 | 1910.1478
|  | 2562.1909 | 1950.1478 | 1421.5046 | 1314.6547 | 1231.0139 | 1107.6112 | 1064.7877 | 1021.9641 | 979.1406 | 936.317 | 893.4934 | 850.6699 | 807.8463 | 765.0228 | 722.1992 | 703.5495 | 684.8998 | 666.2502 | 647.6005 | 628.9508 | 610.3011 | 591.6514 | 573.0017 | 554.352 | 535.7024 | 533.1321 | 530.5619 | 527.9917 | 525.4214 | 522.8512 | 520.2809 | 517.7107 | 515.1405 | 512.5702 | 510
|  | 2562.1909 | 1950.1478 | 1798.2745 | 1699.1961 | 1590.2097 | 1520.8548 | 1473.6589 | 1426.4631 | 1379.2673 | 1332.0714 | 1284.8756 | 1237.6797 | 1190.4839 | 1143.2881 | 1096.0922 | 1085.7641 | 1075.436 | 1065.1079 | 1054.7798 | 1044.4517 | 1034.1236 | 1023.7954 | 1013.4673 | 1003.1392 | 992.8111 | 987.6471 | 982.483 | 977.3189 | 972.1549 | 966.9908 | 961.8268 | 956.6627 | 951.4987 | 946.3346 | 941.1706
|  | 2562.1909 | 1950.1478 | 1850.1478 | 1860.1478 | 1890.1478 | 1910.1478 | 1910.1478 | 1910.1478 | 1910.1478 | 1910.1478 | 1910.1478 | 1910.1478 | 1910.1478 | 1910.1478 | 1910.1478 | 1910.1478 | 1910.1478 | 1910.1478 | 1910.1478 | 1910.1478 | 1910.1478 | 1910.1478 | 1910.1478 | 1910.1478 | 1910.1478 | 1910.1478 | 1910.1478 | 1910.1478 | 1910.1478 | 1910.1478 | 1910.1478 | 1910.1478 | 1910.1478 | 1910.1478 | 1910.1478
|  | 2562.1909 | 1950.1478 | 1421.5046 | 1314.6547 | 1231.0139 | 1107.6112 | 1064.7877 | 1021.9641 | 979.1406 | 936.317 | 893.4934 | 850.6699 | 807.8463 | 765.0228 | 722.1992 | 703.5495 | 684.8998 | 666.2502 | 647.6005 | 628.9508 | 610.3011 | 591.6514 | 573.0017 | 554.352 | 535.7024 | 533.1321 | 530.5619 | 527.9917 | 525.4214 | 522.8512 | 520.2809 | 517.7107 | 515.1405 | 512.5702 | 510
|  | 2562.1909 | 1950.1478 | 1798.2745 | 1699.1961 | 1590.2097 | 1520.8548 | 1473.6589 | 1426.4631 | 1379.2673 | 1332.0714 | 1284.8756 | 1237.6797 | 1190.4839 | 1143.2881 | 1096.0922 | 1085.7641 | 1075.436 | 1065.1079 | 1054.7798 | 1044.4517 | 1034.1236 | 1023.7954 | 1013.4673 | 1003.1392 | 992.8111 | 987.6471 | 982.483 | 977.3189 | 972.1549 | 966.9908 | 961.8268 | 956.6627 | 951.4987 | 946.3346 | 941.1706
|  | 2562.1909 | 1950.1478 | 1850.1478 | 1860.1478 | 1890.1478 | 1910.1478 | 1910.1478 | 1910.1478 | 1910.1478 | 1910.1478 | 1910.1478 | 1910.1478 | 1910.1478 | 1910.1478 | 1910.1478 | 1910.1478 | 1910.1478 | 1910.1478 | 1910.1478 | 1910.1478 | 1910.1478 | 1910.1478 | 1910.1478 | 1910.1478 | 1910.1478 | 1910.1478 | 1910.1478 | 1910.1478 | 1910.1478 | 1910.1478 | 1910.1478 | 1910.1478 | 1910.1478 | 1910.1478 | 1910.1478
|  | 2562.1909 | 1950.1478 | 1421.5046 | 1314.6547 | 1231.0139 | 1107.6112 | 1064.7877 | 1021.9641 | 979.1406 | 936.317 | 893.4934 | 850.6699 | 807.8463 | 765.0228 | 722.1992 | 703.5495 | 684.8998 | 666.2502 | 647.6005 | 628.9508 | 610.3011 | 591.6514 | 573.0017 | 554.352 | 535.7024 | 533.1321 | 530.5619 | 527.9917 | 525.4214 | 522.8512 | 520.2809 | 517.7107 | 515.1405 | 512.5702 | 510
|  | 2562.1909 | 1950.1478 | 1798.2745 | 1699.1961 | 1590.2097 | 1520.8548 | 1473.6589 | 1426.4631 | 1379.2673 | 1332.0714 | 1284.8756 | 1237.6797 | 1190.4839 | 1143.2881 | 1096.0922 | 1085.7641 | 1075.436 | 1065.1079 | 1054.7798 | 1044.4517 | 1034.1236 | 1023.7954 | 1013.4673 | 1003.1392 | 992.8111 | 987.6471 | 982.483 | 977.3189 | 972.1549 | 966.9908 | 961.8268 | 956.6627 | 951.4987 | 946.3346 | 941.1706
|  | 2562.1909 | 1950.1478 | 1850.1478 | 1860.1478 | 1890.1478 | 1910.1478 | 1910.1478 | 1910.1478 | 1910.1478 | 1910.1478 | 1910.1478 | 1910.1478 | 1910.1478 | 1910.1478 | 1910.1478 | 1910.1478 | 1910.1478 | 1910.1478 | 1910.1478 | 1910.1478 | 1910.1478 | 1910.1478 | 1910.1478 | 1910.1478 | 1910.1478 | 1910.1478 | 1910.1478 | 1910.1478 | 1910.1478 | 1910.1478 | 1910.1478 | 1910.1478 | 1910.1478 | 1910.1478 | 1910.1478
|  | 2562.1909 | 1950.1478 | 1421.5046 | 1314.6547 | 1231.0139 | 1107.6112 | 1064.7877 | 1021.9641 | 979.1406 | 936.317 | 893.4934 | 850.6699 | 807.8463 | 765.0228 | 722.1992 | 703.5495 | 684.8998 | 666.2502 | 647.6005 | 628.9508 | 610.3011 | 591.6514 | 573.0017 | 554.352 | 535.7024 | 533.1321 | 530.5619 | 527.9917 | 525.4214 | 522.8512 | 520.2809 | 517.7107 | 515.1405 | 512.5702 | 510
|  | 2562.1909 | 1950.1478 | 1798.2745 | 1699.1961 | 1590.2097 | 1520.8548 | 1473.6589 | 1426.4631 | 1379.2673 | 1332.0714 | 1284.8756 | 1237.6797 | 1190.4839 | 1143.2881 | 1096.0922 | 1085.7641 | 1075.436 | 1065.1079 | 1054.7798 | 1044.4517 | 1034.1236 | 1023.7954 | 1013.4673 | 1003.1392 | 992.8111 | 987.6471 | 982.483 | 977.3189 | 972.1549 | 966.9908 | 961.8268 | 956.6627 | 951.4987 | 946.3346 | 941.1706
|  | 2562.1909 | 1950.1478 | 1850.1478 | 1860.1478 | 1890.1478 | 1910.1478 | 1910.1478 | 1910.1478 | 1910.1478 | 1910.1478 | 1910.1478 | 1910.1478 | 1910.1478 | 1910.1478 | 1910.1478 | 1910.1478 | 1910.1478 | 1910.1478 | 1910.1478 | 1910.1478 | 1910.1478 | 1910.1478 | 1910.1478 | 1910.1478 | 1910.1478 | 1910.1478 | 1910.1478 | 1910.1478 | 1910.1478 | 1910.1478 | 1910.1478 | 1910.1478 | 1910.1478 | 1910.1478 | 1910.1478
|  | 2016 | 2017 | 2018 | 2019 | 2020 | 2021 | 2022 | 2023 | 2024 | 2025 | 2026 | 2027 | 2028 | 2029 | 2030 | 2031 | 2032 | 2033 | 2034 | 2035 | 2036 | 2037 | 2038 | 2039 | 2040 | 2041 | 2042 | 2043 | 2044 | 2045 | 2046 | 2047 | 2048 | 2049 | 2050
Res PV | With Tariff | 3782.0442 | 2897.3828 | 2559.7319 | 2414.4467 | 2256.6021 | 2011.6619 | 1921.4772 | 1831.2926 | 1741.1079 | 1650.9233 | 1560.7386 | 1470.554 | 1380.3693 | 1290.1847 | 1200 | 1141.7655 | 1083.5309 | 1025.2964 | 967.0619 | 908.8273 | 850.5928 | 792.3582 | 734.1237 | 675.8892 | 617.6546 | 615.8892 | 614.1237 | 612.3582 | 610.5928 | 608.8273 | 607.0619 | 605.2964 | 603.5309 | 601.7655 | 600
|  | 3782.0442 | 2897.3828 | 2725.5799 | 2586.7779 | 2305.8132 | 2115.789 | 2051.074 | 1986.3589 | 1921.6439 | 1856.9289 | 1792.2138 | 1727.4988 | 1662.7837 | 1598.0687 | 1533.3537 | 1508.0183 | 1482.6829 | 1457.3476 | 1432.0122 | 1406.6768 | 1381.3415 | 1356.0061 | 1330.6707 | 1305.3354 | 1280 | 1270 | 1260 | 1250 | 1240 | 1230 | 1220 | 1210 | 1200 | 1190 | 1180
|  | 3782.0442 | 2897.3828 | 2897.3828 | 2897.3828 | 2897.3828 | 2897.3828 | 2897.3828 | 2897.3828 | 2897.3828 | 2897.3828 | 2897.3828 | 2897.3828 | 2897.3828 | 2897.3828 | 2897.3828 | 2897.3828 | 2897.3828 | 2897.3828 | 2897.3828 | 2897.3828 | 2897.3828 | 2897.3828 | 2897.3828 | 2897.3828 | 2897.3828 | 2897.3828 | 2897.3828 | 2897.3828 | 2897.3828 | 2897.3828 | 2897.3828 | 2897.3828 | 2897.3828 | 2897.3828 | 2897.3828
|  | 3782.0442 | 2897.3828 | 2559.7319 | 2414.4467 | 2256.6021 | 2011.6619 | 1921.4772 | 1831.2926 | 1741.1079 | 1650.9233 | 1560.7386 | 1470.554 | 1380.3693 | 1290.1847 | 1200 | 1141.7655 | 1083.5309 | 1025.2964 | 967.0619 | 908.8273 | 850.5928 | 792.3582 | 734.1237 | 675.8892 | 617.6546 | 615.8892 | 614.1237 | 612.3582 | 610.5928 | 608.8273 | 607.0619 | 605.2964 | 603.5309 | 601.7655 | 600
|  | 3782.0442 | 2897.3828 | 2725.5799 | 2586.7779 | 2305.8132 | 2115.789 | 2051.074 | 1986.3589 | 1921.6439 | 1856.9289 | 1792.2138 | 1727.4988 | 1662.7837 | 1598.0687 | 1533.3537 | 1508.0183 | 1482.6829 | 1457.3476 | 1432.0122 | 1406.6768 | 1381.3415 | 1356.0061 | 1330.6707 | 1305.3354 | 1280 | 1270 | 1260 | 1250 | 1240 | 1230 | 1220 | 1210 | 1200 | 1190 | 1180
|  | 3782.0442 | 2897.3828 | 2897.3828 | 2897.3828 | 2897.3828 | 2897.3828 | 2897.3828 | 2897.3828 | 2897.3828 | 2897.3828 | 2897.3828 | 2897.3828 | 2897.3828 | 2897.3828 | 2897.3828 | 2897.3828 | 2897.3828 | 2897.3828 | 2897.3828 | 2897.3828 | 2897.3828 | 2897.3828 | 2897.3828 | 2897.3828 | 2897.3828 | 2897.3828 | 2897.3828 | 2897.3828 | 2897.3828 | 2897.3828 | 2897.3828 | 2897.3828 | 2897.3828 | 2897.3828 | 2897.3828
|  | 3782.0442 | 2897.3828 | 2559.7319 | 2414.4467 | 2256.6021 | 2011.6619 | 1921.4772 | 1831.2926 | 1741.1079 | 1650.9233 | 1560.7386 | 1470.554 | 1380.3693 | 1290.1847 | 1200 | 1141.7655 | 1083.5309 | 1025.2964 | 967.0619 | 908.8273 | 850.5928 | 792.3582 | 734.1237 | 675.8892 | 617.6546 | 615.8892 | 614.1237 | 612.3582 | 610.5928 | 608.8273 | 607.0619 | 605.2964 | 603.5309 | 601.7655 | 600
|  | 3782.0442 | 2897.3828 | 2725.5799 | 2586.7779 | 2305.8132 | 2115.789 | 2051.074 | 1986.3589 | 1921.6439 | 1856.9289 | 1792.2138 | 1727.4988 | 1662.7837 | 1598.0687 | 1533.3537 | 1508.0183 | 1482.6829 | 1457.3476 | 1432.0122 | 1406.6768 | 1381.3415 | 1356.0061 | 1330.6707 | 1305.3354 | 1280 | 1270 | 1260 | 1250 | 1240 | 1230 | 1220 | 1210 | 1200 | 1190 | 1180
|  | 3782.0442 | 2897.3828 | 2897.3828 | 2897.3828 | 2897.3828 | 2897.3828 | 2897.3828 | 2897.3828 | 2897.3828 | 2897.3828 | 2897.3828 | 2897.3828 | 2897.3828 | 2897.3828 | 2897.3828 | 2897.3828 | 2897.3828 | 2897.3828 | 2897.3828 | 2897.3828 | 2897.3828 | 2897.3828 | 2897.3828 | 2897.3828 | 2897.3828 | 2897.3828 | 2897.3828 | 2897.3828 | 2897.3828 | 2897.3828 | 2897.3828 | 2897.3828 | 2897.3828 | 2897.3828 | 2897.3828
|  | 3782.0442 | 2897.3828 | 2559.7319 | 2414.4467 | 2256.6021 | 2011.6619 | 1921.4772 | 1831.2926 | 1741.1079 | 1650.9233 | 1560.7386 | 1470.554 | 1380.3693 | 1290.1847 | 1200 | 1141.7655 | 1083.5309 | 1025.2964 | 967.0619 | 908.8273 | 850.5928 | 792.3582 | 734.1237 | 675.8892 | 617.6546 | 615.8892 | 614.1237 | 612.3582 | 610.5928 | 608.8273 | 607.0619 | 605.2964 | 603.5309 | 601.7655 | 600
|  | 3782.0442 | 2897.3828 | 2725.5799 | 2586.7779 | 2305.8132 | 2115.789 | 2051.074 | 1986.3589 | 1921.6439 | 1856.9289 | 1792.2138 | 1727.4988 | 1662.7837 | 1598.0687 | 1533.3537 | 1508.0183 | 1482.6829 | 1457.3476 | 1432.0122 | 1406.6768 | 1381.3415 | 1356.0061 | 1330.6707 | 1305.3354 | 1280 | 1270 | 1260 | 1250 | 1240 | 1230 | 1220 | 1210 | 1200 | 1190 | 1180
|  | 3782.0442 | 2897.3828 | 2897.3828 | 2897.3828 | 2897.3828 | 2897.3828 | 2897.3828 | 2897.3828 | 2897.3828 | 2897.3828 | 2897.3828 | 2897.3828 | 2897.3828 | 2897.3828 | 2897.3828 | 2897.3828 | 2897.3828 | 2897.3828 | 2897.3828 | 2897.3828 | 2897.3828 | 2897.3828 | 2897.3828 | 2897.3828 | 2897.3828 | 2897.3828 | 2897.3828 | 2897.3828 | 2897.3828 | 2897.3828 | 2897.3828 | 2897.3828 | 2897.3828 | 2897.3828 | 2897.3828
|  | 3782.0442 | 2897.3828 | 2559.7319 | 2414.4467 | 2256.6021 | 2011.6619 | 1921.4772 | 1831.2926 | 1741.1079 | 1650.9233 | 1560.7386 | 1470.554 | 1380.3693 | 1290.1847 | 1200 | 1141.7655 | 1083.5309 | 1025.2964 | 967.0619 | 908.8273 | 850.5928 | 792.3582 | 734.1237 | 675.8892 | 617.6546 | 615.8892 | 614.1237 | 612.3582 | 610.5928 | 608.8273 | 607.0619 | 605.2964 | 603.5309 | 601.7655 | 600
|  | 3782.0442 | 2897.3828 | 2725.5799 | 2586.7779 | 2305.8132 | 2115.789 | 2051.074 | 1986.3589 | 1921.6439 | 1856.9289 | 1792.2138 | 1727.4988 | 1662.7837 | 1598.0687 | 1533.3537 | 1508.0183 | 1482.6829 | 1457.3476 | 1432.0122 | 1406.6768 | 1381.3415 | 1356.0061 | 1330.6707 | 1305.3354 | 1280 | 1270 | 1260 | 1250 | 1240 | 1230 | 1220 | 1210 | 1200 | 1190 | 1180
|  | 3782.0442 | 2897.3828 | 2897.3828 | 2897.3828 | 2897.3828 | 2897.3828 | 2897.3828 | 2897.3828 | 2897.3828 | 2897.3828 | 2897.3828 | 2897.3828 | 2897.3828 | 2897.3828 | 2897.3828 | 2897.3828 | 2897.3828 | 2897.3828 | 2897.3828 | 2897.3828 | 2897.3828 | 2897.3828 | 2897.3828 | 2897.3828 | 2897.3828 | 2897.3828 | 2897.3828 | 2897.3828 | 2897.3828 | 2897.3828 | 2897.3828 | 2897.3828 | 2897.3828 | 2897.3828 | 2897.3828
| No Tariff | 3782.0442 | 2897.3828 | 2459.7319 | 2324.4467 | 2196.6021 | 1971.6619 | 1881.4772 | 1791.2926 | 1701.1079 | 1610.9233 | 1520.7386 | 1430.554 | 1340.3693 | 1250.1847 | 1160 | 1101.7655 | 1043.5309 | 985.2964 | 927.0619 | 868.8273 | 810.5928 | 752.3582 | 694.1237 | 635.8892 | 577.6546 | 575.8892 | 574.1237 | 572.3582 | 570.5928 | 568.8273 | 567.0619 | 565.2964 | 563.5309 | 561.7655 | 560
|  | 3782.0442 | 2897.3828 | 2625.5799 | 2496.7779 | 2245.8132 | 2075.789 | 2011.074 | 1946.3589 | 1881.6439 | 1816.9289 | 1752.2138 | 1687.4988 | 1622.7837 | 1558.0687 | 1493.3537 | 1468.0183 | 1442.6829 | 1417.3476 | 1392.0122 | 1366.6768 | 1341.3415 | 1316.0061 | 1290.6707 | 1265.3354 | 1240 | 1230 | 1220 | 1210 | 1200 | 1190 | 1180 | 1170 | 1160 | 1150 | 1140
|  | 3782.0442 | 2897.3828 | 2797.3828 | 2807.3828 | 2837.3828 | 2857.3828 | 2857.3828 | 2857.3828 | 2857.3828 | 2857.3828 | 2857.3828 | 2857.3828 | 2857.3828 | 2857.3828 | 2857.3828 | 2857.3828 | 2857.3828 | 2857.3828 | 2857.3828 | 2857.3828 | 2857.3828 | 2857.3828 | 2857.3828 | 2857.3828 | 2857.3828 | 2857.3828 | 2857.3828 | 2857.3828 | 2857.3828 | 2857.3828 | 2857.3828 | 2857.3828 | 2857.3828 | 2857.3828 | 2857.3828
|  | 3782.0442 | 2897.3828 | 2459.7319 | 2324.4467 | 2196.6021 | 1971.6619 | 1881.4772 | 1791.2926 | 1701.1079 | 1610.9233 | 1520.7386 | 1430.554 | 1340.3693 | 1250.1847 | 1160 | 1101.7655 | 1043.5309 | 985.2964 | 927.0619 | 868.8273 | 810.5928 | 752.3582 | 694.1237 | 635.8892 | 577.6546 | 575.8892 | 574.1237 | 572.3582 | 570.5928 | 568.8273 | 567.0619 | 565.2964 | 563.5309 | 561.7655 | 560
|  | 3782.0442 | 2897.3828 | 2625.5799 | 2496.7779 | 2245.8132 | 2075.789 | 2011.074 | 1946.3589 | 1881.6439 | 1816.9289 | 1752.2138 | 1687.4988 | 1622.7837 | 1558.0687 | 1493.3537 | 1468.0183 | 1442.6829 | 1417.3476 | 1392.0122 | 1366.6768 | 1341.3415 | 1316.0061 | 1290.6707 | 1265.3354 | 1240 | 1230 | 1220 | 1210 | 1200 | 1190 | 1180 | 1170 | 1160 | 1150 | 1140
|  | 3782.0442 | 2897.3828 | 2797.3828 | 2807.3828 | 2837.3828 | 2857.3828 | 2857.3828 | 2857.3828 | 2857.3828 | 2857.3828 | 2857.3828 | 2857.3828 | 2857.3828 | 2857.3828 | 2857.3828 | 2857.3828 | 2857.3828 | 2857.3828 | 2857.3828 | 2857.3828 | 2857.3828 | 2857.3828 | 2857.3828 | 2857.3828 | 2857.3828 | 2857.3828 | 2857.3828 | 2857.3828 | 2857.3828 | 2857.3828 | 2857.3828 | 2857.3828 | 2857.3828 | 2857.3828 | 2857.3828
|  | 3782.0442 | 2897.3828 | 2459.7319 | 2324.4467 | 2196.6021 | 1971.6619 | 1881.4772 | 1791.2926 | 1701.1079 | 1610.9233 | 1520.7386 | 1430.554 | 1340.3693 | 1250.1847 | 1160 | 1101.7655 | 1043.5309 | 985.2964 | 927.0619 | 868.8273 | 810.5928 | 752.3582 | 694.1237 | 635.8892 | 577.6546 | 575.8892 | 574.1237 | 572.3582 | 570.5928 | 568.8273 | 567.0619 | 565.2964 | 563.5309 | 561.7655 | 560
|  | 3782.0442 | 2897.3828 | 2625.5799 | 2496.7779 | 2245.8132 | 2075.789 | 2011.074 | 1946.3589 | 1881.6439 | 1816.9289 | 1752.2138 | 1687.4988 | 1622.7837 | 1558.0687 | 1493.3537 | 1468.0183 | 1442.6829 | 1417.3476 | 1392.0122 | 1366.6768 | 1341.3415 | 1316.0061 | 1290.6707 | 1265.3354 | 1240 | 1230 | 1220 | 1210 | 1200 | 1190 | 1180 | 1170 | 1160 | 1150 | 1140
|  | 3782.0442 | 2897.3828 | 2797.3828 | 2807.3828 | 2837.3828 | 2857.3828 | 2857.3828 | 2857.3828 | 2857.3828 | 2857.3828 | 2857.3828 | 2857.3828 | 2857.3828 | 2857.3828 | 2857.3828 | 2857.3828 | 2857.3828 | 2857.3828 | 2857.3828 | 2857.3828 | 2857.3828 | 2857.3828 | 2857.3828 | 2857.3828 | 2857.3828 | 2857.3828 | 2857.3828 | 2857.3828 | 2857.3828 | 2857.3828 | 2857.3828 | 2857.3828 | 2857.3828 | 2857.3828 | 2857.3828
|  | 3782.0442 | 2897.3828 | 2459.7319 | 2324.4467 | 2196.6021 | 1971.6619 | 1881.4772 | 1791.2926 | 1701.1079 | 1610.9233 | 1520.7386 | 1430.554 | 1340.3693 | 1250.1847 | 1160 | 1101.7655 | 1043.5309 | 985.2964 | 927.0619 | 868.8273 | 810.5928 | 752.3582 | 694.1237 | 635.8892 | 577.6546 | 575.8892 | 574.1237 | 572.3582 | 570.5928 | 568.8273 | 567.0619 | 565.2964 | 563.5309 | 561.7655 | 560
|  | 3782.0442 | 2897.3828 | 2625.5799 | 2496.7779 | 2245.8132 | 2075.789 | 2011.074 | 1946.3589 | 1881.6439 | 1816.9289 | 1752.2138 | 1687.4988 | 1622.7837 | 1558.0687 | 1493.3537 | 1468.0183 | 1442.6829 | 1417.3476 | 1392.0122 | 1366.6768 | 1341.3415 | 1316.0061 | 1290.6707 | 1265.3354 | 1240 | 1230 | 1220 | 1210 | 1200 | 1190 | 1180 | 1170 | 1160 | 1150 | 1140
|  | 3782.0442 | 2897.3828 | 2797.3828 | 2807.3828 | 2837.3828 | 2857.3828 | 2857.3828 | 2857.3828 | 2857.3828 | 2857.3828 | 2857.3828 | 2857.3828 | 2857.3828 | 2857.3828 | 2857.3828 | 2857.3828 | 2857.3828 | 2857.3828 | 2857.3828 | 2857.3828 | 2857.3828 | 2857.3828 | 2857.3828 | 2857.3828 | 2857.3828 | 2857.3828 | 2857.3828 | 2857.3828 | 2857.3828 | 2857.3828 | 2857.3828 | 2857.3828 | 2857.3828 | 2857.3828 | 2857.3828
|  | 3782.0442 | 2897.3828 | 2459.7319 | 2324.4467 | 2196.6021 | 1971.6619 | 1881.4772 | 1791.2926 | 1701.1079 | 1610.9233 | 1520.7386 | 1430.554 | 1340.3693 | 1250.1847 | 1160 | 1101.7655 | 1043.5309 | 985.2964 | 927.0619 | 868.8273 | 810.5928 | 752.3582 | 694.1237 | 635.8892 | 577.6546 | 575.8892 | 574.1237 | 572.3582 | 570.5928 | 568.8273 | 567.0619 | 565.2964 | 563.5309 | 561.7655 | 560
|  | 3782.0442 | 2897.3828 | 2625.5799 | 2496.7779 | 2245.8132 | 2075.789 | 2011.074 | 1946.3589 | 1881.6439 | 1816.9289 | 1752.2138 | 1687.4988 | 1622.7837 | 1558.0687 | 1493.3537 | 1468.0183 | 1442.6829 | 1417.3476 | 1392.0122 | 1366.6768 | 1341.3415 | 1316.0061 | 1290.6707 | 1265.3354 | 1240 | 1230 | 1220 | 1210 | 1200 | 1190 | 1180 | 1170 | 1160 | 1150 | 1140
|  | 3782.0442 | 2897.3828 | 2797.3828 | 2807.3828 | 2837.3828 | 2857.3828 | 2857.3828 | 2857.3828 | 2857.3828 | 2857.3828 | 2857.3828 | 2857.3828 | 2857.3828 | 2857.3828 | 2857.3828 | 2857.3828 | 2857.3828 | 2857.3828 | 2857.3828 | 2857.3828 | 2857.3828 | 2857.3828 | 2857.3828 | 2857.3828 | 2857.3828 | 2857.3828 | 2857.3828 | 2857.3828 | 2857.3828 | 2857.3828 | 2857.3828 | 2857.3828 | 2857.3828 | 2857.3828 | 2857.3828

## Program Goals (hidden)
|  |  | Inputs | [16 empty] | Current
Calculated
Land-Based Wind Program Goal
|  |  |  | 2000 | 2001 | 2002 | 2003 | 2004 | 2005 | 2006 | 2007 | 2008 | 2009 | 2010 | 2011 | 2012 | 2010 | 2011 | 2012 | 2013 | 2014 | 2015 | 2016 | 2017 | 2018 | 2019 | 2020 | 2021 | 2022 | 2023 | 2024 | 2025 | 2026 | 2027 | 2028 | 2029 | 2030 | 2031 | 2032 | 2033 | 2034 | 2035 | 2036 | 2037 | 2038 | 2039 | 2040 | 2041 | 2042 | 2043 | 2044 | 2045 | 2046 | 2047 | 2048 | 2049 | 2050
| Techno-Economic Cost and Performance Parameters | Net Capacity Factor (%) | TRG 1 - Program Goal | [17 empty] | 51.16% | 52.71% | 53.83% | 55.03% | 56.33% | 57.73% | 59.25% | 59.76% | 60.29% | 60.85% | 61.44% | 62.07% | 62.74% | 63.45% | 64.21% | 65.02% | 65.89% | 66.03% | 66.14% | 66.23% | 66.3% | 66.36% | 66.4% | 66.42% | 66.44% | 66.45% | 66.46% | 66.46% | 66.46% | 66.46% | 66.46% | 66.47% | 66.59% | 66.72% | 66.86% | 67.01% | 67.17%
|  |  | TRG 2 - Program Goal | [17 empty] | 46.8% | 48.22% | 49.25% | 50.35% | 51.54% | 52.82% | 54.21% | 54.67% | 55.16% | 55.67% | 56.21% | 56.79% | 57.4% | 58.05% | 58.75% | 59.49% | 60.29% | 60.41% | 60.52% | 60.6% | 60.66% | 60.71% | 60.75% | 60.77% | 60.79% | 60.8% | 60.8% | 60.8% | 60.8% | 60.8% | 60.81% | 60.81% | 60.93% | 61.04% | 61.17% | 61.31% | 61.45%
|  |  | TRG 3 - Program Goal | [17 empty] | 44.19% | 45.5% | 46.52% | 47.63% | 48.82% | 50.1% | 51.5% | 52.04% | 52.61% | 53.21% | 53.85% | 54.53% | 55.25% | 56.03% | 56.85% | 57.74% | 58.69% | 58.84% | 58.96% | 59.06% | 59.14% | 59.21% | 59.26% | 59.31% | 59.34% | 59.37% | 59.4% | 59.42% | 59.44% | 59.47% | 59.49% | 59.52% | 59.65% | 59.78% | 59.92% | 60.07% | 60.23%
|  |  | TRG 4 - Program Goal | [17 empty] | 38.21% | 39.33% | 40.34% | 41.42% | 42.59% | 43.86% | 45.24% | 45.92% | 46.65% | 47.42% | 48.24% | 49.12% | 50.06% | 51.07% | 52.15% | 53.32% | 54.57% | 54.74% | 54.88% | 55.01% | 55.12% | 55.21% | 55.3% | 55.37% | 55.44% | 55.5% | 55.56% | 55.62% | 55.69% | 55.75% | 55.81% | 55.88% | 56.04% | 56.2% | 56.36% | 56.54% | 56.72%
|  |  | TRG 5 - Program Goal | [17 empty] | 32.28% | 33.23% | 34.08% | 34.99% | 35.98% | 37.05% | 38.22% | 38.79% | 39.41% | 40.06% | 40.75% | 41.5% | 42.29% | 43.14% | 44.06% | 45.04% | 46.1% | 46.24% | 46.36% | 46.47% | 46.56% | 46.64% | 46.71% | 46.78% | 46.84% | 46.89% | 46.94% | 46.99% | 47.04% | 47.09% | 47.15% | 47.21% | 47.34% | 47.47% | 47.61% | 47.76% | 47.92%
|  | Overnight Capital Cost (OCC) ($/kW) | TRG 1 - Program Goal | [17 empty] | 1640.7816 | 1504.5967 | 1482.0242 | 1459.4518 | 1436.8793 | 1414.3068 | 1391.7344 | 1362.4347 | 1333.135 | 1303.8353 | 1274.5357 | 1245.236 | 1215.9363 | 1186.6367 | 1157.337 | 1128.0373 | 1098.7377 | 1096.7843 | 1094.831 | 1092.8777 | 1090.9244 | 1088.9711 | 1087.0178 | 1085.0645 | 1083.1112 | 1081.1578 | 1079.2045 | 1076.7629 | 1074.3213 | 1071.8796 | 1069.438 | 1066.9963 | 1064.5547 | 1062.1131 | 1059.6714 | 1057.2298 | 1054.7881
|  |  | TRG 2 - Program Goal | [17 empty] | 1640.7816 | 1504.5967 | 1482.0242 | 1459.4518 | 1436.8793 | 1414.3068 | 1391.7344 | 1362.4347 | 1333.135 | 1303.8353 | 1274.5357 | 1245.236 | 1215.9363 | 1186.6367 | 1157.337 | 1128.0373 | 1098.7377 | 1096.7843 | 1094.831 | 1092.8777 | 1090.9244 | 1088.9711 | 1087.0178 | 1085.0645 | 1083.1112 | 1081.1578 | 1079.2045 | 1076.7629 | 1074.3213 | 1071.8796 | 1069.438 | 1066.9963 | 1064.5547 | 1062.1131 | 1059.6714 | 1057.2298 | 1054.7881
|  |  | TRG 3 - Program Goal | [17 empty] | 1728.6806 | 1585.2001 | 1563.9732 | 1542.7905 | 1521.6515 | 1500.5557 | 1479.5027 | 1452.2305 | 1425.029 | 1397.8975 | 1370.835 | 1343.8407 | 1316.9137 | 1290.0532 | 1263.2583 | 1236.5283 | 1209.8622 | 1208.0887 | 1206.3155 | 1204.5425 | 1202.7698 | 1200.9974 | 1199.2253 | 1197.4534 | 1195.6818 | 1193.9105 | 1192.1395 | 1189.9261 | 1187.713 | 1185.5005 | 1183.2883 | 1181.0766 | 1178.8653 | 1176.6544 | 1174.444 | 1172.2339 | 1170.0243
|  |  | TRG 4 - Program Goal | [17 empty] | 1757.9802 | 1612.0679 | 1596.5437 | 1581.169 | 1565.9423 | 1550.8623 | 1535.9275 | 1516.7284 | 1497.7693 | 1479.0472 | 1460.5591 | 1442.3021 | 1424.2733 | 1406.4699 | 1388.889 | 1371.5279 | 1354.3838 | 1353.2551 | 1352.1274 | 1351.0007 | 1349.8748 | 1348.7499 | 1347.626 | 1346.5029 | 1345.3809 | 1344.2597 | 1343.1395 | 1341.7404 | 1340.3427 | 1338.9466 | 1337.5518 | 1336.1585 | 1334.7667 | 1333.3763 | 1331.9874 | 1330.5999 | 1329.2139
|  |  | TRG 5 - Program Goal | [17 empty] | 1757.9802 | 1612.0679 | 1596.5437 | 1581.169 | 1565.9423 | 1550.8623 | 1535.9275 | 1516.7284 | 1497.7693 | 1479.0472 | 1460.5591 | 1442.3021 | 1424.2733 | 1406.4699 | 1388.889 | 1371.5279 | 1354.3838 | 1353.2551 | 1352.1274 | 1351.0007 | 1349.8748 | 1348.7499 | 1347.626 | 1346.5029 | 1345.3809 | 1344.2597 | 1343.1395 | 1341.7404 | 1340.3427 | 1338.9466 | 1337.5518 | 1336.1585 | 1334.7667 | 1333.3763 | 1331.9874 | 1330.5999 | 1329.2139
|  | Fixed Operation and Maintenance Expenses ($/kW) | TRG 1 - Program Goal | [17 empty] | 50.7324 | 50.0559 | 49.3795 | 48.7031 | 48.0267 | 47.3502 | 46.6738 | 46.2679 | 45.8621 | 45.4562 | 45.0504 | 44.6445 | 44.2386 | 43.8328 | 43.4269 | 43.0211 | 42.6152 | 42.3311 | 42.047 | 41.7629 | 41.4788 | 41.1947 | 40.9106 | 40.6265 | 40.3424 | 40.0583 | 39.7742 | 39.5307 | 39.2872 | 39.0436 | 38.8001 | 38.5566 | 38.5566 | 38.5566 | 38.5566 | 38.5566 | 38.5566
|  |  | TRG 2 - Program Goal | [17 empty] | 50.7324 | 50.0559 | 49.3795 | 48.7031 | 48.0267 | 47.3502 | 46.6738 | 46.2679 | 45.8621 | 45.4562 | 45.0504 | 44.6445 | 44.2386 | 43.8328 | 43.4269 | 43.0211 | 42.6152 | 42.3311 | 42.047 | 41.7629 | 41.4788 | 41.1947 | 40.9106 | 40.6265 | 40.3424 | 40.0583 | 39.7742 | 39.5307 | 39.2872 | 39.0436 | 38.8001 | 38.5566 | 38.5566 | 38.5566 | 38.5566 | 38.5566 | 38.5566
|  |  | TRG 3 - Program Goal | [17 empty] | 50.7324 | 50.0559 | 49.3795 | 48.7031 | 48.0267 | 47.3502 | 46.6738 | 46.2679 | 45.8621 | 45.4562 | 45.0504 | 44.6445 | 44.2386 | 43.8328 | 43.4269 | 43.0211 | 42.6152 | 42.3311 | 42.047 | 41.7629 | 41.4788 | 41.1947 | 40.9106 | 40.6265 | 40.3424 | 40.0583 | 39.7742 | 39.5307 | 39.2872 | 39.0436 | 38.8001 | 38.5566 | 38.5566 | 38.5566 | 38.5566 | 38.5566 | 38.5566
|  |  | TRG 4 - Program Goal | [17 empty] | 50.7324 | 50.0559 | 49.3795 | 48.7031 | 48.0267 | 47.3502 | 46.6738 | 46.2679 | 45.8621 | 45.4562 | 45.0504 | 44.6445 | 44.2386 | 43.8328 | 43.4269 | 43.0211 | 42.6152 | 42.3311 | 42.047 | 41.7629 | 41.4788 | 41.1947 | 40.9106 | 40.6265 | 40.3424 | 40.0583 | 39.7742 | 39.5307 | 39.2872 | 39.0436 | 38.8001 | 38.5566 | 38.5566 | 38.5566 | 38.5566 | 38.5566 | 38.5566
|  |  | TRG 5 - Program Goal | [17 empty] | 50.7324 | 50.0559 | 49.3795 | 48.7031 | 48.0267 | 47.3502 | 46.6738 | 46.2679 | 45.8621 | 45.4562 | 45.0504 | 44.6445 | 44.2386 | 43.8328 | 43.4269 | 43.0211 | 42.6152 | 42.3311 | 42.047 | 41.7629 | 41.4788 | 41.1947 | 40.9106 | 40.6265 | 40.3424 | 40.0583 | 39.7742 | 39.5307 | 39.2872 | 39.0436 | 38.8001 | 38.5566 | 38.5566 | 38.5566 | 38.5566 | 38.5566 | 38.5566
|  | Variable Operation and Maintenance Expenses ($/MWh) | TRG 1 - Program Goal | [17 empty] | 0 | 0 | 0 | 0 | 0 | 0 | 0 | 0 | 0 | 0 | 0 | 0 | 0 | 0 | 0 | 0 | 0 | 0 | 0 | 0 | 0 | 0 | 0 | 0 | 0 | 0 | 0 | 0 | 0 | 0 | 0 | 0 | 0 | 0 | 0 | 0 | 0
|  |  | TRG 2 - Program Goal | [17 empty] | 0 | 0 | 0 | 0 | 0 | 0 | 0 | 0 | 0 | 0 | 0 | 0 | 0 | 0 | 0 | 0 | 0 | 0 | 0 | 0 | 0 | 0 | 0 | 0 | 0 | 0 | 0 | 0 | 0 | 0 | 0 | 0 | 0 | 0 | 0 | 0 | 0
|  |  | TRG 3 - Program Goal | [17 empty] | 0 | 0 | 0 | 0 | 0 | 0 | 0 | 0 | 0 | 0 | 0 | 0 | 0 | 0 | 0 | 0 | 0 | 0 | 0 | 0 | 0 | 0 | 0 | 0 | 0 | 0 | 0 | 0 | 0 | 0 | 0 | 0 | 0 | 0 | 0 | 0 | 0
|  |  | TRG 4 - Program Goal | [17 empty] | 0 | 0 | 0 | 0 | 0 | 0 | 0 | 0 | 0 | 0 | 0 | 0 | 0 | 0 | 0 | 0 | 0 | 0 | 0 | 0 | 0 | 0 | 0 | 0 | 0 | 0 | 0 | 0 | 0 | 0 | 0 | 0 | 0 | 0 | 0 | 0 | 0
|  |  | TRG 5 - Program Goal | [17 empty] | 0 | 0 | 0 | 0 | 0 | 0 | 0 | 0 | 0 | 0 | 0 | 0 | 0 | 0 | 0 | 0 | 0 | 0 | 0 | 0 | 0 | 0 | 0 | 0 | 0 | 0 | 0 | 0 | 0 | 0 | 0 | 0 | 0 | 0 | 0 | 0 | 0
| Grid Connection Costs | Grid Connection Costs (GCC) ($/kW) | TRG 1 - Program Goal | [17 empty] | 0 | 0 | 0 | 0 | 0 | 0 | 0 | 0 | 0 | 0 | 0 | 0 | 0 | 0 | 0 | 0 | 0 | 0 | 0 | 0 | 0 | 0 | 0 | 0 | 0 | 0 | 0 | 0 | 0 | 0 | 0 | 0 | 0 | 0 | 0 | 0 | 0
|  |  | TRG 2 - Program Goal | [17 empty] | 0 | 0 | 0 | 0 | 0 | 0 | 0 | 0 | 0 | 0 | 0 | 0 | 0 | 0 | 0 | 0 | 0 | 0 | 0 | 0 | 0 | 0 | 0 | 0 | 0 | 0 | 0 | 0 | 0 | 0 | 0 | 0 | 0 | 0 | 0 | 0 | 0
|  |  | TRG 3 - Program Goal | [17 empty] | 0 | 0 | 0 | 0 | 0 | 0 | 0 | 0 | 0 | 0 | 0 | 0 | 0 | 0 | 0 | 0 | 0 | 0 | 0 | 0 | 0 | 0 | 0 | 0 | 0 | 0 | 0 | 0 | 0 | 0 | 0 | 0 | 0 | 0 | 0 | 0 | 0
|  |  | TRG 4 - Program Goal | [17 empty] | 0 | 0 | 0 | 0 | 0 | 0 | 0 | 0 | 0 | 0 | 0 | 0 | 0 | 0 | 0 | 0 | 0 | 0 | 0 | 0 | 0 | 0 | 0 | 0 | 0 | 0 | 0 | 0 | 0 | 0 | 0 | 0 | 0 | 0 | 0 | 0 | 0
|  |  | TRG 5 - Program Goal | [17 empty] | 0 | 0 | 0 | 0 | 0 | 0 | 0 | 0 | 0 | 0 | 0 | 0 | 0 | 0 | 0 | 0 | 0 | 0 | 0 | 0 | 0 | 0 | 0 | 0 | 0 | 0 | 0 | 0 | 0 | 0 | 0 | 0 | 0 | 0 | 0 | 0 | 0
| LCOE | Levelized Cost of Energy ($/MWh) | TRG 1 - Program Goal | [17 empty] | #REF! | #REF! | #REF! | #REF! | #REF! | #REF! | #REF! | #REF! | #REF! | #REF! | #REF! | #REF! | #REF! | #REF! | #REF! | #REF! | #REF! | #REF! | #REF! | #REF! | #REF! | #REF! | #REF! | #REF! | #REF! | #REF! | #REF! | #REF! | #REF! | #REF! | #REF! | #REF! | #REF! | #REF! | #REF! | #REF! | #REF!
|  |  | TRG 2 - Program Goal | [17 empty] | #REF! | #REF! | #REF! | #REF! | #REF! | #REF! | #REF! | #REF! | #REF! | #REF! | #REF! | #REF! | #REF! | #REF! | #REF! | #REF! | #REF! | #REF! | #REF! | #REF! | #REF! | #REF! | #REF! | #REF! | #REF! | #REF! | #REF! | #REF! | #REF! | #REF! | #REF! | #REF! | #REF! | #REF! | #REF! | #REF! | #REF!
|  |  | TRG 3 - Program Goal | [17 empty] | #REF! | #REF! | #REF! | #REF! | #REF! | #REF! | #REF! | #REF! | #REF! | #REF! | #REF! | #REF! | #REF! | #REF! | #REF! | #REF! | #REF! | #REF! | #REF! | #REF! | #REF! | #REF! | #REF! | #REF! | #REF! | #REF! | #REF! | #REF! | #REF! | #REF! | #REF! | #REF! | #REF! | #REF! | #REF! | #REF! | #REF!
|  |  | TRG 4 - Program Goal | [17 empty] | #REF! | #REF! | #REF! | #REF! | #REF! | #REF! | #REF! | #REF! | #REF! | #REF! | #REF! | #REF! | #REF! | #REF! | #REF! | #REF! | #REF! | #REF! | #REF! | #REF! | #REF! | #REF! | #REF! | #REF! | #REF! | #REF! | #REF! | #REF! | #REF! | #REF! | #REF! | #REF! | #REF! | #REF! | #REF! | #REF! | #REF!
|  |  | TRG 5 - Program Goal | [17 empty] | #REF! | #REF! | #REF! | #REF! | #REF! | #REF! | #REF! | #REF! | #REF! | #REF! | #REF! | #REF! | #REF! | #REF! | #REF! | #REF! | #REF! | #REF! | #REF! | #REF! | #REF! | #REF! | #REF! | #REF! | #REF! | #REF! | #REF! | #REF! | #REF! | #REF! | #REF! | #REF! | #REF! | #REF! | #REF! | #REF! | #REF!
Notes:
Land-based wind program goals inputs from file: PHASE 4 WV Wind Inputs 091714 OCC 2013$.xlsx
File location: \\nrel.gov\shared\Wind\Public\Projects\Projects T-Z\TAMA\WindVision\SupplyCurveData-Sep2014\
From program goal tab
Offshore Wind Program Goal
|  |  |  | 2000 | 2001 | 2002 | 2003 | 2004 | 2005 | 2006 | 2007 | 2008 | 2009 | 2010 | 2011 | 2012 | 2010 | 2011 | 2012 | 2013 | 2014 | 2015 | 2016 | 2017 | 2018 | 2019 | 2020 | 2021 | 2022 | 2023 | 2024 | 2025 | 2026 | 2027 | 2028 | 2029 | 2030 | 2031 | 2032 | 2033 | 2034 | 2035 | 2036 | 2037 | 2038 | 2039 | 2040 | 2041 | 2042 | 2043 | 2044 | 2045 | 2046 | 2047 | 2048 | 2049 | 2050
| Techno-Economic Cost and Performance Parameters | Net Capacity Factor (%) | TRG 1 - Program Goal | [17 empty] | 47.43% | 47.52% | 47.52% | 47.89% | 48.09% | 48.29% | 48.49% | 48.55% | 48.7% | 48.84% | 49.04% | 49.39% | 49.75% | 50.1% | 50.46% | 50.81% | 51.17% | 51.16% | 51.22% | 51.28% | 51.34% | 51.4% | 51.46% | 51.52% | 51.58% | 51.64% | 51.7% | 51.76% | 51.82% | 51.87% | 51.93% | 51.99% | 52.05% | 52.1% | 52.16% | 52.22% | 52.27%
|  |  | TRG 2 - Program Goal | [17 empty] | 43.48% | 43.57% | 43.57% | 43.91% | 44.09% | 44.27% | 44.46% | 44.52% | 44.65% | 44.78% | 44.96% | 45.28% | 45.61% | 45.93% | 46.26% | 46.58% | 46.91% | 46.91% | 46.96% | 47.02% | 47.07% | 47.13% | 47.18% | 47.24% | 47.29% | 47.35% | 47.4% | 47.45% | 47.51% | 47.56% | 47.61% | 47.66% | 47.72% | 47.77% | 47.82% | 47.87% | 47.93%
|  |  | TRG 3 - Program Goal | [17 empty] | 39.74% | 39.82% | 39.82% | 40.13% | 40.3% | 40.46% | 40.63% | 40.69% | 40.81% | 40.93% | 41.09% | 41.39% | 41.68% | 41.98% | 42.28% | 42.58% | 42.87% | 42.87% | 42.92% | 42.97% | 43.02% | 43.07% | 43.12% | 43.17% | 43.22% | 43.27% | 43.32% | 43.37% | 43.42% | 43.47% | 43.52% | 43.56% | 43.61% | 43.66% | 43.71% | 43.75% | 43.8%
|  |  | TRG 4 - Program Goal | [17 empty] | 33.75% | 33.82% | 33.82% | 34.09% | 34.23% | 34.37% | 34.51% | 34.56% | 34.66% | 34.76% | 34.9% | 35.15% | 35.41% | 35.66% | 35.91% | 36.16% | 36.42% | 36.41% | 36.46% | 36.5% | 36.54% | 36.58% | 36.63% | 36.67% | 36.71% | 36.75% | 36.8% | 36.84% | 36.88% | 36.92% | 36.96% | 37% | 37.04% | 37.08% | 37.12% | 37.16% | 37.21%
|  |  | TRG 5 - Program Goal | [17 empty] | 46.95% | 47.05% | 47.05% | 47.39% | 47.58% | 47.77% | 47.96% | 48.03% | 48.18% | 48.33% | 48.52% | 48.87% | 49.21% | 49.55% | 49.89% | 50.23% | 50.58% | 50.58% | 50.63% | 50.69% | 50.75% | 50.81% | 50.86% | 50.92% | 50.98% | 51.04% | 51.1% | 51.15% | 51.21% | 51.26% | 51.32% | 51.37% | 51.42% | 51.48% | 51.53% | 51.59% | 51.64%
|  |  | TRG 6 - Program Goal | [17 empty] | 44.14% | 44.23% | 44.24% | 44.56% | 44.73% | 44.91% | 45.09% | 45.16% | 45.3% | 45.44% | 45.62% | 45.94% | 46.26% | 46.58% | 46.91% | 47.23% | 47.55% | 47.55% | 47.6% | 47.66% | 47.71% | 47.77% | 47.82% | 47.87% | 47.93% | 47.98% | 48.04% | 48.09% | 48.14% | 48.19% | 48.24% | 48.3% | 48.35% | 48.4% | 48.45% | 48.5% | 48.55%
|  |  | TRG 7 - Program Goal | [17 empty] | 42.06% | 42.14% | 42.15% | 42.45% | 42.62% | 42.79% | 42.96% | 43.03% | 43.16% | 43.29% | 43.47% | 43.77% | 44.08% | 44.39% | 44.69% | 45% | 45.31% | 45.31% | 45.36% | 45.41% | 45.46% | 45.51% | 45.56% | 45.62% | 45.67% | 45.72% | 45.77% | 45.82% | 45.87% | 45.92% | 45.97% | 46.02% | 46.07% | 46.11% | 46.16% | 46.21% | 46.26%
|  |  | TRG 8 - Program Goal | [17 empty] | 49.44% | 49.54% | 49.56% | 49.92% | 50.11% | 50.3% | 50.49% | 50.56% | 50.71% | 50.86% | 51.06% | 51.42% | 51.79% | 52.15% | 52.51% | 52.87% | 53.23% | 53.23% | 53.29% | 53.35% | 53.41% | 53.47% | 53.53% | 53.59% | 53.66% | 53.72% | 53.78% | 53.84% | 53.89% | 53.95% | 54.01% | 54.07% | 54.13% | 54.18% | 54.24% | 54.3% | 54.36%
|  |  | TRG 9 - Program Goal | [17 empty] | 46.97% | 47.07% | 47.09% | 47.43% | 47.61% | 47.8% | 47.98% | 48.04% | 48.19% | 48.33% | 48.52% | 48.86% | 49.21% | 49.55% | 49.89% | 50.24% | 50.58% | 50.58% | 50.64% | 50.69% | 50.75% | 50.81% | 50.87% | 50.93% | 50.98% | 51.04% | 51.1% | 51.15% | 51.21% | 51.26% | 51.32% | 51.37% | 51.43% | 51.48% | 51.54% | 51.59% | 51.65%
|  |  | TRG 10 - Program Goal | [17 empty] | 43.59% | 43.68% | 43.69% | 44.01% | 44.18% | 44.35% | 44.52% | 44.58% | 44.71% | 44.85% | 45.02% | 45.34% | 45.66% | 45.98% | 46.3% | 46.62% | 46.93% | 46.93% | 46.99% | 47.04% | 47.09% | 47.15% | 47.2% | 47.25% | 47.31% | 47.36% | 47.42% | 47.47% | 47.52% | 47.57% | 47.62% | 47.67% | 47.72% | 47.77% | 47.82% | 47.88% | 47.93%
|  | Overnight Capital Cost (OCC) ($/kW) | TRG 1 - Program Goal | [17 empty] | 5306.6069 | 5146.7044 | 4986.5064 | 4871.6028 | 4756.6993 | 4641.7957 | 4526.8922 | 4459.2913 | 4391.6904 | 4324.0895 | 4256.4886 | 4188.8877 | 4121.2868 | 4053.6859 | 3986.085 | 3918.4841 | 3850.8832 | 3840.4831 | 3830.0829 | 3819.6828 | 3809.2826 | 3798.8825 | 3788.4824 | 3778.0822 | 3767.6821 | 3757.282 | 3746.8818 | 3735.0607 | 3723.2395 | 3711.4184 | 3699.5973 | 3687.7761 | 3675.955 | 3664.1339 | 3652.3127 | 3640.4916 | 3628.6705
|  |  | TRG 2 - Program Goal | [17 empty] | 5306.6069 | 5146.7044 | 4986.5064 | 4871.6028 | 4756.6993 | 4641.7957 | 4526.8922 | 4459.2913 | 4391.6904 | 4324.0895 | 4256.4886 | 4188.8877 | 4121.2868 | 4053.6859 | 3986.085 | 3918.4841 | 3850.8832 | 3840.4831 | 3830.0829 | 3819.6828 | 3809.2826 | 3798.8825 | 3788.4824 | 3778.0822 | 3767.6821 | 3757.282 | 3746.8818 | 3735.0607 | 3723.2395 | 3711.4184 | 3699.5973 | 3687.7761 | 3675.955 | 3664.1339 | 3652.3127 | 3640.4916 | 3628.6705
|  |  | TRG 3 - Program Goal | [17 empty] | 5306.6069 | 5146.7044 | 4986.5064 | 4871.6028 | 4756.6993 | 4641.7957 | 4526.8922 | 4459.2913 | 4391.6904 | 4324.0895 | 4256.4886 | 4188.8877 | 4121.2868 | 4053.6859 | 3986.085 | 3918.4841 | 3850.8832 | 3840.4831 | 3830.0829 | 3819.6828 | 3809.2826 | 3798.8825 | 3788.4824 | 3778.0822 | 3767.6821 | 3757.282 | 3746.8818 | 3735.0607 | 3723.2395 | 3711.4184 | 3699.5973 | 3687.7761 | 3675.955 | 3664.1339 | 3652.3127 | 3640.4916 | 3628.6705
|  |  | TRG 4 - Program Goal | [17 empty] | 5306.6069 | 5146.7044 | 4986.5064 | 4871.6028 | 4756.6993 | 4641.7957 | 4526.8922 | 4459.2913 | 4391.6904 | 4324.0895 | 4256.4886 | 4188.8877 | 4121.2868 | 4053.6859 | 3986.085 | 3918.4841 | 3850.8832 | 3840.4831 | 3830.0829 | 3819.6828 | 3809.2826 | 3798.8825 | 3788.4824 | 3778.0822 | 3767.6821 | 3757.282 | 3746.8818 | 3735.0607 | 3723.2395 | 3711.4184 | 3699.5973 | 3687.7761 | 3675.955 | 3664.1339 | 3652.3127 | 3640.4916 | 3628.6705
|  |  | TRG 5 - Program Goal | [17 empty] | 5859.5899 | 5685.6523 | 5511.4191 | 5382.7962 | 5254.1734 | 5125.5505 | 4996.9277 | 4922.138 | 4847.3483 | 4772.5586 | 4697.769 | 4622.9793 | 4548.1896 | 4473.3999 | 4398.6103 | 4323.8206 | 4249.0309 | 4237.5248 | 4226.0187 | 4214.5126 | 4203.0065 | 4191.5004 | 4179.9943 | 4168.4882 | 4156.9821 | 4145.476 | 4133.9699 | 4120.8917 | 4107.8134 | 4094.7352 | 4081.657 | 4068.5788 | 4055.5006 | 4042.4224 | 4029.3442 | 4016.266 | 4003.1877
|  |  | TRG 6 - Program Goal | [17 empty] | 5859.5899 | 5685.6523 | 5511.4191 | 5382.7962 | 5254.1734 | 5125.5505 | 4996.9277 | 4922.138 | 4847.3483 | 4772.5586 | 4697.769 | 4622.9793 | 4548.1896 | 4473.3999 | 4398.6103 | 4323.8206 | 4249.0309 | 4237.5248 | 4226.0187 | 4214.5126 | 4203.0065 | 4191.5004 | 4179.9943 | 4168.4882 | 4156.9821 | 4145.476 | 4133.9699 | 4120.8917 | 4107.8134 | 4094.7352 | 4081.657 | 4068.5788 | 4055.5006 | 4042.4224 | 4029.3442 | 4016.266 | 4003.1877
|  |  | TRG 7 - Program Goal | [17 empty] | 5859.5899 | 5685.6523 | 5511.4191 | 5382.7962 | 5254.1734 | 5125.5505 | 4996.9277 | 4922.138 | 4847.3483 | 4772.5586 | 4697.769 | 4622.9793 | 4548.1896 | 4473.3999 | 4398.6103 | 4323.8206 | 4249.0309 | 4237.5248 | 4226.0187 | 4214.5126 | 4203.0065 | 4191.5004 | 4179.9943 | 4168.4882 | 4156.9821 | 4145.476 | 4133.9699 | 4120.8917 | 4107.8134 | 4094.7352 | 4081.657 | 4068.5788 | 4055.5006 | 4042.4224 | 4029.3442 | 4016.266 | 4003.1877
|  |  | TRG 8 - Program Goal | [17 empty] | 6859.0177 | 6655.2551 | 6451.1969 | 6300.008 | 6148.8191 | 5997.6302 | 5846.4414 | 5758.6591 | 5670.8769 | 5583.0946 | 5495.3124 | 5407.5302 | 5319.7479 | 5231.9657 | 5144.1835 | 5056.4012 | 4968.619 | 4955.114 | 4941.6091 | 4928.1041 | 4914.5991 | 4901.0942 | 4887.5892 | 4874.0843 | 4860.5793 | 4847.0743 | 4833.5694 | 4818.2192 | 4802.869 | 4787.5189 | 4772.1687 | 4756.8185 | 4741.4683 | 4726.1181 | 4710.768 | 4695.4178 | 4680.0676
|  |  | TRG 9 - Program Goal | [17 empty] | 6859.0177 | 6655.2551 | 6451.1969 | 6300.008 | 6148.8191 | 5997.6302 | 5846.4414 | 5758.6591 | 5670.8769 | 5583.0946 | 5495.3124 | 5407.5302 | 5319.7479 | 5231.9657 | 5144.1835 | 5056.4012 | 4968.619 | 4955.114 | 4941.6091 | 4928.1041 | 4914.5991 | 4901.0942 | 4887.5892 | 4874.0843 | 4860.5793 | 4847.0743 | 4833.5694 | 4818.2192 | 4802.869 | 4787.5189 | 4772.1687 | 4756.8185 | 4741.4683 | 4726.1181 | 4710.768 | 4695.4178 | 4680.0676
|  |  | TRG 10 - Program Goal | [17 empty] | 6859.0177 | 6655.2551 | 6451.1969 | 6300.008 | 6148.8191 | 5997.6302 | 5846.4414 | 5758.6591 | 5670.8769 | 5583.0946 | 5495.3124 | 5407.5302 | 5319.7479 | 5231.9657 | 5144.1835 | 5056.4012 | 4968.619 | 4955.114 | 4941.6091 | 4928.1041 | 4914.5991 | 4901.0942 | 4887.5892 | 4874.0843 | 4860.5793 | 4847.0743 | 4833.5694 | 4818.2192 | 4802.869 | 4787.5189 | 4772.1687 | 4756.8185 | 4741.4683 | 4726.1181 | 4710.768 | 4695.4178 | 4680.0676
|  | Fixed Operation and Maintenance Expenses ($/kW) | TRG 1 - Program Goal | [17 empty] | 131.9042 | 130.5851 | 129.2661 | 125.6387 | 122.0114 | 118.384 | 114.7566 | 112.1186 | 109.4805 | 106.8424 | 106.0887 | 105.3349 | 104.5812 | 103.8274 | 103.0737 | 102.32 | 101.5662 | 101.4343 | 101.3024 | 101.1705 | 101.0386 | 100.9067 | 100.7748 | 100.6429 | 100.511 | 100.3791 | 100.2472 | 100.1036 | 99.9599 | 99.8163 | 99.6727 | 99.5291 | 99.3855 | 99.2419 | 99.0982 | 98.9546 | 98.811
|  |  | TRG 2 - Program Goal | [17 empty] | 131.9042 | 130.5851 | 129.2661 | 125.6387 | 122.0114 | 118.384 | 114.7566 | 112.1186 | 109.4805 | 106.8424 | 106.0887 | 105.3349 | 104.5812 | 103.8274 | 103.0737 | 102.32 | 101.5662 | 101.4343 | 101.3024 | 101.1705 | 101.0386 | 100.9067 | 100.7748 | 100.6429 | 100.511 | 100.3791 | 100.2472 | 100.1036 | 99.9599 | 99.8163 | 99.6727 | 99.5291 | 99.3855 | 99.2419 | 99.0982 | 98.9546 | 98.811
|  |  | TRG 3 - Program Goal | [17 empty] | 131.9042 | 130.5851 | 129.2661 | 125.6387 | 122.0114 | 118.384 | 114.7566 | 112.1186 | 109.4805 | 106.8424 | 106.0887 | 105.3349 | 104.5812 | 103.8274 | 103.0737 | 102.32 | 101.5662 | 101.4343 | 101.3024 | 101.1705 | 101.0386 | 100.9067 | 100.7748 | 100.6429 | 100.511 | 100.3791 | 100.2472 | 100.1036 | 99.9599 | 99.8163 | 99.6727 | 99.5291 | 99.3855 | 99.2419 | 99.0982 | 98.9546 | 98.811
|  |  | TRG 4 - Program Goal | [17 empty] | 131.9042 | 130.5851 | 129.2661 | 125.6387 | 122.0114 | 118.384 | 114.7566 | 112.1186 | 109.4805 | 106.8424 | 106.0887 | 105.3349 | 104.5812 | 103.8274 | 103.0737 | 102.32 | 101.5662 | 101.4343 | 101.3024 | 101.1705 | 101.0386 | 100.9067 | 100.7748 | 100.6429 | 100.511 | 100.3791 | 100.2472 | 100.1036 | 99.9599 | 99.8163 | 99.6727 | 99.5291 | 99.3855 | 99.2419 | 99.0982 | 98.9546 | 98.811
|  |  | TRG 5 - Program Goal | [17 empty] | 131.9042 | 130.5851 | 129.2661 | 125.6387 | 122.0114 | 118.384 | 114.7566 | 112.1186 | 109.4805 | 106.8424 | 106.0887 | 105.3349 | 104.5812 | 103.8274 | 103.0737 | 102.32 | 101.5662 | 101.4343 | 101.3024 | 101.1705 | 101.0386 | 100.9067 | 100.7748 | 100.6429 | 100.511 | 100.3791 | 100.2472 | 100.1036 | 99.9599 | 99.8163 | 99.6727 | 99.5291 | 99.3855 | 99.2419 | 99.0982 | 98.9546 | 98.811
|  |  | TRG 6 - Program Goal | [17 empty] | 131.9042 | 130.5851 | 129.2661 | 125.6387 | 122.0114 | 118.384 | 114.7566 | 112.1186 | 109.4805 | 106.8424 | 106.0887 | 105.3349 | 104.5812 | 103.8274 | 103.0737 | 102.32 | 101.5662 | 101.4343 | 101.3024 | 101.1705 | 101.0386 | 100.9067 | 100.7748 | 100.6429 | 100.511 | 100.3791 | 100.2472 | 100.1036 | 99.9599 | 99.8163 | 99.6727 | 99.5291 | 99.3855 | 99.2419 | 99.0982 | 98.9546 | 98.811
|  |  | TRG 7 - Program Goal | [17 empty] | 131.9042 | 130.5851 | 129.2661 | 125.6387 | 122.0114 | 118.384 | 114.7566 | 112.1186 | 109.4805 | 106.8424 | 106.0887 | 105.3349 | 104.5812 | 103.8274 | 103.0737 | 102.32 | 101.5662 | 101.4343 | 101.3024 | 101.1705 | 101.0386 | 100.9067 | 100.7748 | 100.6429 | 100.511 | 100.3791 | 100.2472 | 100.1036 | 99.9599 | 99.8163 | 99.6727 | 99.5291 | 99.3855 | 99.2419 | 99.0982 | 98.9546 | 98.811
|  |  | TRG 8 - Program Goal | [17 empty] | 162.3436 | 160.7202 | 159.0967 | 154.6323 | 150.1678 | 145.7034 | 141.2389 | 137.9921 | 134.7452 | 131.4983 | 130.5707 | 129.643 | 128.7153 | 127.7876 | 126.8599 | 125.9323 | 125.0046 | 124.8422 | 124.6799 | 124.5176 | 124.3552 | 124.1929 | 124.0305 | 123.8682 | 123.7058 | 123.5435 | 123.3811 | 123.2044 | 123.0276 | 122.8509 | 122.6741 | 122.4973 | 122.3206 | 122.1438 | 121.9671 | 121.7903 | 121.6136
|  |  | TRG 9 - Program Goal | [17 empty] | 162.3436 | 160.7202 | 159.0967 | 154.6323 | 150.1678 | 145.7034 | 141.2389 | 137.9921 | 134.7452 | 131.4983 | 130.5707 | 129.643 | 128.7153 | 127.7876 | 126.8599 | 125.9323 | 125.0046 | 124.8422 | 124.6799 | 124.5176 | 124.3552 | 124.1929 | 124.0305 | 123.8682 | 123.7058 | 123.5435 | 123.3811 | 123.2044 | 123.0276 | 122.8509 | 122.6741 | 122.4973 | 122.3206 | 122.1438 | 121.9671 | 121.7903 | 121.6136
|  |  | TRG 10 - Program Goal | [17 empty] | 162.3436 | 160.7202 | 159.0967 | 154.6323 | 150.1678 | 145.7034 | 141.2389 | 137.9921 | 134.7452 | 131.4983 | 130.5707 | 129.643 | 128.7153 | 127.7876 | 126.8599 | 125.9323 | 125.0046 | 124.8422 | 124.6799 | 124.5176 | 124.3552 | 124.1929 | 124.0305 | 123.8682 | 123.7058 | 123.5435 | 123.3811 | 123.2044 | 123.0276 | 122.8509 | 122.6741 | 122.4973 | 122.3206 | 122.1438 | 121.9671 | 121.7903 | 121.6136
|  | Variable Operation and Maintenance Expenses ($/MWh) | TRG 1 - Program Goal | [17 empty] | 0 | 0 | 0 | 0 | 0 | 0 | 0 | 0 | 0 | 0 | 0 | 0 | 0 | 0 | 0 | 0 | 0 | 0 | 0 | 0 | 0 | 0 | 0 | 0 | 0 | 0 | 0 | 0 | 0 | 0 | 0 | 0 | 0 | 0 | 0 | 0 | 0
|  |  | TRG 2 - Program Goal | [17 empty] | 0 | 0 | 0 | 0 | 0 | 0 | 0 | 0 | 0 | 0 | 0 | 0 | 0 | 0 | 0 | 0 | 0 | 0 | 0 | 0 | 0 | 0 | 0 | 0 | 0 | 0 | 0 | 0 | 0 | 0 | 0 | 0 | 0 | 0 | 0 | 0 | 0
|  |  | TRG 3 - Program Goal | [17 empty] | 0 | 0 | 0 | 0 | 0 | 0 | 0 | 0 | 0 | 0 | 0 | 0 | 0 | 0 | 0 | 0 | 0 | 0 | 0 | 0 | 0 | 0 | 0 | 0 | 0 | 0 | 0 | 0 | 0 | 0 | 0 | 0 | 0 | 0 | 0 | 0 | 0
|  |  | TRG 4 - Program Goal | [17 empty] | 0 | 0 | 0 | 0 | 0 | 0 | 0 | 0 | 0 | 0 | 0 | 0 | 0 | 0 | 0 | 0 | 0 | 0 | 0 | 0 | 0 | 0 | 0 | 0 | 0 | 0 | 0 | 0 | 0 | 0 | 0 | 0 | 0 | 0 | 0 | 0 | 0
|  |  | TRG 5 - Program Goal | [17 empty] | 0 | 0 | 0 | 0 | 0 | 0 | 0 | 0 | 0 | 0 | 0 | 0 | 0 | 0 | 0 | 0 | 0 | 0 | 0 | 0 | 0 | 0 | 0 | 0 | 0 | 0 | 0 | 0 | 0 | 0 | 0 | 0 | 0 | 0 | 0 | 0 | 0
|  |  | TRG 6 - Program Goal | [17 empty] | 0 | 0 | 0 | 0 | 0 | 0 | 0 | 0 | 0 | 0 | 0 | 0 | 0 | 0 | 0 | 0 | 0 | 0 | 0 | 0 | 0 | 0 | 0 | 0 | 0 | 0 | 0 | 0 | 0 | 0 | 0 | 0 | 0 | 0 | 0 | 0 | 0
|  |  | TRG 7 - Program Goal | [17 empty] | 0 | 0 | 0 | 0 | 0 | 0 | 0 | 0 | 0 | 0 | 0 | 0 | 0 | 0 | 0 | 0 | 0 | 0 | 0 | 0 | 0 | 0 | 0 | 0 | 0 | 0 | 0 | 0 | 0 | 0 | 0 | 0 | 0 | 0 | 0 | 0 | 0
|  |  | TRG 8 - Program Goal | [17 empty] | 0 | 0 | 0 | 0 | 0 | 0 | 0 | 0 | 0 | 0 | 0 | 0 | 0 | 0 | 0 | 0 | 0 | 0 | 0 | 0 | 0 | 0 | 0 | 0 | 0 | 0 | 0 | 0 | 0 | 0 | 0 | 0 | 0 | 0 | 0 | 0 | 0
|  |  | TRG 9 - Program Goal | [17 empty] | 0 | 0 | 0 | 0 | 0 | 0 | 0 | 0 | 0 | 0 | 0 | 0 | 0 | 0 | 0 | 0 | 0 | 0 | 0 | 0 | 0 | 0 | 0 | 0 | 0 | 0 | 0 | 0 | 0 | 0 | 0 | 0 | 0 | 0 | 0 | 0 | 0
|  |  | TRG 10 - Program Goal | [17 empty] | 0 | 0 | 0 | 0 | 0 | 0 | 0 | 0 | 0 | 0 | 0 | 0 | 0 | 0 | 0 | 0 | 0 | 0 | 0 | 0 | 0 | 0 | 0 | 0 | 0 | 0 | 0 | 0 | 0 | 0 | 0 | 0 | 0 | 0 | 0 | 0 | 0
| Grid Connection Costs | Grid Connection Costs (GCC) ($/kW) | TRG 1 - Program Goal | [17 empty] | 243 | 243 | 243 | 243 | 243 | 243 | 243 | 243 | 243 | 243 | 243 | 243 | 243 | 243 | 243 | 243 | 243 | 243 | 243 | 243 | 243 | 243 | 243 | 243 | 243 | 243 | 243 | 243 | 243 | 243 | 243 | 243 | 243 | 243 | 243 | 243 | 243
|  |  | TRG 2 - Program Goal | [17 empty] | 243 | 243 | 243 | 243 | 243 | 243 | 243 | 243 | 243 | 243 | 243 | 243 | 243 | 243 | 243 | 243 | 243 | 243 | 243 | 243 | 243 | 243 | 243 | 243 | 243 | 243 | 243 | 243 | 243 | 243 | 243 | 243 | 243 | 243 | 243 | 243 | 243
|  |  | TRG 3 - Program Goal | [17 empty] | 243 | 243 | 243 | 243 | 243 | 243 | 243 | 243 | 243 | 243 | 243 | 243 | 243 | 243 | 243 | 243 | 243 | 243 | 243 | 243 | 243 | 243 | 243 | 243 | 243 | 243 | 243 | 243 | 243 | 243 | 243 | 243 | 243 | 243 | 243 | 243 | 243
|  |  | TRG 4 - Program Goal | [17 empty] | 243 | 243 | 243 | 243 | 243 | 243 | 243 | 243 | 243 | 243 | 243 | 243 | 243 | 243 | 243 | 243 | 243 | 243 | 243 | 243 | 243 | 243 | 243 | 243 | 243 | 243 | 243 | 243 | 243 | 243 | 243 | 243 | 243 | 243 | 243 | 243 | 243
|  |  | TRG 5 - Program Goal | [17 empty] | 243 | 243 | 243 | 243 | 243 | 243 | 243 | 243 | 243 | 243 | 243 | 243 | 243 | 243 | 243 | 243 | 243 | 243 | 243 | 243 | 243 | 243 | 243 | 243 | 243 | 243 | 243 | 243 | 243 | 243 | 243 | 243 | 243 | 243 | 243 | 243 | 243
|  |  | TRG 6 - Program Goal | [17 empty] | 243 | 243 | 243 | 243 | 243 | 243 | 243 | 243 | 243 | 243 | 243 | 243 | 243 | 243 | 243 | 243 | 243 | 243 | 243 | 243 | 243 | 243 | 243 | 243 | 243 | 243 | 243 | 243 | 243 | 243 | 243 | 243 | 243 | 243 | 243 | 243 | 243
|  |  | TRG 7 - Program Goal | [17 empty] | 243 | 243 | 243 | 243 | 243 | 243 | 243 | 243 | 243 | 243 | 243 | 243 | 243 | 243 | 243 | 243 | 243 | 243 | 243 | 243 | 243 | 243 | 243 | 243 | 243 | 243 | 243 | 243 | 243 | 243 | 243 | 243 | 243 | 243 | 243 | 243 | 243
|  |  | TRG 8 - Program Goal | [17 empty] | 243 | 243 | 243 | 243 | 243 | 243 | 243 | 243 | 243 | 243 | 243 | 243 | 243 | 243 | 243 | 243 | 243 | 243 | 243 | 243 | 243 | 243 | 243 | 243 | 243 | 243 | 243 | 243 | 243 | 243 | 243 | 243 | 243 | 243 | 243 | 243 | 243
|  |  | TRG 9 - Program Goal | [17 empty] | 243 | 243 | 243 | 243 | 243 | 243 | 243 | 243 | 243 | 243 | 243 | 243 | 243 | 243 | 243 | 243 | 243 | 243 | 243 | 243 | 243 | 243 | 243 | 243 | 243 | 243 | 243 | 243 | 243 | 243 | 243 | 243 | 243 | 243 | 243 | 243 | 243
|  |  | TRG 10 - Program Goal | [17 empty] | 243 | 243 | 243 | 243 | 243 | 243 | 243 | 243 | 243 | 243 | 243 | 243 | 243 | 243 | 243 | 243 | 243 | 243 | 243 | 243 | 243 | 243 | 243 | 243 | 243 | 243 | 243 | 243 | 243 | 243 | 243 | 243 | 243 | 243 | 243 | 243 | 243
|  | Offshore Spur Line Costs ($/kW) | TRG 1 - Program Goal | [17 empty] | 243 | 243 | 243 | 243 | 243 | 243 | 243 | 243 | 243 | 243 | 243 | 243 | 243 | 243 | 243 | 243 | 243 | 243 | 243 | 243 | 243 | 243 | 243 | 243 | 243 | 243 | 243 | 243 | 243 | 243 | 243 | 243 | 243 | 243 | 243 | 243 | 243
|  |  | TRG 2 - Program Goal | [17 empty] | 243 | 243 | 243 | 243 | 243 | 243 | 243 | 243 | 243 | 243 | 243 | 243 | 243 | 243 | 243 | 243 | 243 | 243 | 243 | 243 | 243 | 243 | 243 | 243 | 243 | 243 | 243 | 243 | 243 | 243 | 243 | 243 | 243 | 243 | 243 | 243 | 243
|  |  | TRG 3 - Program Goal | [17 empty] | 243 | 243 | 243 | 243 | 243 | 243 | 243 | 243 | 243 | 243 | 243 | 243 | 243 | 243 | 243 | 243 | 243 | 243 | 243 | 243 | 243 | 243 | 243 | 243 | 243 | 243 | 243 | 243 | 243 | 243 | 243 | 243 | 243 | 243 | 243 | 243 | 243
|  |  | TRG 4 - Program Goal | [17 empty] | 243 | 243 | 243 | 243 | 243 | 243 | 243 | 243 | 243 | 243 | 243 | 243 | 243 | 243 | 243 | 243 | 243 | 243 | 243 | 243 | 243 | 243 | 243 | 243 | 243 | 243 | 243 | 243 | 243 | 243 | 243 | 243 | 243 | 243 | 243 | 243 | 243
|  |  | TRG 5 - Program Goal | [17 empty] | 243 | 243 | 243 | 243 | 243 | 243 | 243 | 243 | 243 | 243 | 243 | 243 | 243 | 243 | 243 | 243 | 243 | 243 | 243 | 243 | 243 | 243 | 243 | 243 | 243 | 243 | 243 | 243 | 243 | 243 | 243 | 243 | 243 | 243 | 243 | 243 | 243
|  |  | TRG 6 - Program Goal | [17 empty] | 243 | 243 | 243 | 243 | 243 | 243 | 243 | 243 | 243 | 243 | 243 | 243 | 243 | 243 | 243 | 243 | 243 | 243 | 243 | 243 | 243 | 243 | 243 | 243 | 243 | 243 | 243 | 243 | 243 | 243 | 243 | 243 | 243 | 243 | 243 | 243 | 243
|  |  | TRG 7 - Program Goal | [17 empty] | 243 | 243 | 243 | 243 | 243 | 243 | 243 | 243 | 243 | 243 | 243 | 243 | 243 | 243 | 243 | 243 | 243 | 243 | 243 | 243 | 243 | 243 | 243 | 243 | 243 | 243 | 243 | 243 | 243 | 243 | 243 | 243 | 243 | 243 | 243 | 243 | 243
|  |  | TRG 8 - Program Goal | [17 empty] | 243 | 243 | 243 | 243 | 243 | 243 | 243 | 243 | 243 | 243 | 243 | 243 | 243 | 243 | 243 | 243 | 243 | 243 | 243 | 243 | 243 | 243 | 243 | 243 | 243 | 243 | 243 | 243 | 243 | 243 | 243 | 243 | 243 | 243 | 243 | 243 | 243
|  |  | TRG 9 - Program Goal | [17 empty] | 243 | 243 | 243 | 243 | 243 | 243 | 243 | 243 | 243 | 243 | 243 | 243 | 243 | 243 | 243 | 243 | 243 | 243 | 243 | 243 | 243 | 243 | 243 | 243 | 243 | 243 | 243 | 243 | 243 | 243 | 243 | 243 | 243 | 243 | 243 | 243 | 243
|  |  | TRG 10 - Program Goal | [17 empty] | 243 | 243 | 243 | 243 | 243 | 243 | 243 | 243 | 243 | 243 | 243 | 243 | 243 | 243 | 243 | 243 | 243 | 243 | 243 | 243 | 243 | 243 | 243 | 243 | 243 | 243 | 243 | 243 | 243 | 243 | 243 | 243 | 243 | 243 | 243 | 243 | 243
| LCOE | Levelized Cost of Energy ($/MWh) | TRG 1 - Program Goal | [17 empty] | #REF! | #REF! | #REF! | #REF! | #REF! | #REF! | #REF! | #REF! | #REF! | #REF! | #REF! | #REF! | #REF! | #REF! | #REF! | #REF! | #REF! | #REF! | #REF! | #REF! | #REF! | #REF! | #REF! | #REF! | #REF! | #REF! | #REF! | #REF! | #REF! | #REF! | #REF! | #REF! | #REF! | #REF! | #REF! | #REF! | #REF!
|  |  | TRG 2 - Program Goal | [17 empty] | #REF! | #REF! | #REF! | #REF! | #REF! | #REF! | #REF! | #REF! | #REF! | #REF! | #REF! | #REF! | #REF! | #REF! | #REF! | #REF! | #REF! | #REF! | #REF! | #REF! | #REF! | #REF! | #REF! | #REF! | #REF! | #REF! | #REF! | #REF! | #REF! | #REF! | #REF! | #REF! | #REF! | #REF! | #REF! | #REF! | #REF!
|  |  | TRG 3 - Program Goal | [17 empty] | #REF! | #REF! | #REF! | #REF! | #REF! | #REF! | #REF! | #REF! | #REF! | #REF! | #REF! | #REF! | #REF! | #REF! | #REF! | #REF! | #REF! | #REF! | #REF! | #REF! | #REF! | #REF! | #REF! | #REF! | #REF! | #REF! | #REF! | #REF! | #REF! | #REF! | #REF! | #REF! | #REF! | #REF! | #REF! | #REF! | #REF!
|  |  | TRG 4 - Program Goal | [17 empty] | #REF! | #REF! | #REF! | #REF! | #REF! | #REF! | #REF! | #REF! | #REF! | #REF! | #REF! | #REF! | #REF! | #REF! | #REF! | #REF! | #REF! | #REF! | #REF! | #REF! | #REF! | #REF! | #REF! | #REF! | #REF! | #REF! | #REF! | #REF! | #REF! | #REF! | #REF! | #REF! | #REF! | #REF! | #REF! | #REF! | #REF!
|  |  | TRG 5 - Program Goal | [17 empty] | #REF! | #REF! | #REF! | #REF! | #REF! | #REF! | #REF! | #REF! | #REF! | #REF! | #REF! | #REF! | #REF! | #REF! | #REF! | #REF! | #REF! | #REF! | #REF! | #REF! | #REF! | #REF! | #REF! | #REF! | #REF! | #REF! | #REF! | #REF! | #REF! | #REF! | #REF! | #REF! | #REF! | #REF! | #REF! | #REF! | #REF!
|  |  | TRG 6 - Program Goal | [17 empty] | #REF! | #REF! | #REF! | #REF! | #REF! | #REF! | #REF! | #REF! | #REF! | #REF! | #REF! | #REF! | #REF! | #REF! | #REF! | #REF! | #REF! | #REF! | #REF! | #REF! | #REF! | #REF! | #REF! | #REF! | #REF! | #REF! | #REF! | #REF! | #REF! | #REF! | #REF! | #REF! | #REF! | #REF! | #REF! | #REF! | #REF!
|  |  | TRG 7 - Program Goal | [17 empty] | #REF! | #REF! | #REF! | #REF! | #REF! | #REF! | #REF! | #REF! | #REF! | #REF! | #REF! | #REF! | #REF! | #REF! | #REF! | #REF! | #REF! | #REF! | #REF! | #REF! | #REF! | #REF! | #REF! | #REF! | #REF! | #REF! | #REF! | #REF! | #REF! | #REF! | #REF! | #REF! | #REF! | #REF! | #REF! | #REF! | #REF!
|  |  | TRG 8 - Program Goal | [17 empty] | #REF! | #REF! | #REF! | #REF! | #REF! | #REF! | #REF! | #REF! | #REF! | #REF! | #REF! | #REF! | #REF! | #REF! | #REF! | #REF! | #REF! | #REF! | #REF! | #REF! | #REF! | #REF! | #REF! | #REF! | #REF! | #REF! | #REF! | #REF! | #REF! | #REF! | #REF! | #REF! | #REF! | #REF! | #REF! | #REF! | #REF!
|  |  | TRG 9 - Program Goal | [17 empty] | #REF! | #REF! | #REF! | #REF! | #REF! | #REF! | #REF! | #REF! | #REF! | #REF! | #REF! | #REF! | #REF! | #REF! | #REF! | #REF! | #REF! | #REF! | #REF! | #REF! | #REF! | #REF! | #REF! | #REF! | #REF! | #REF! | #REF! | #REF! | #REF! | #REF! | #REF! | #REF! | #REF! | #REF! | #REF! | #REF! | #REF!
|  |  | TRG 10 - Program Goal | [17 empty] | #REF! | #REF! | #REF! | #REF! | #REF! | #REF! | #REF! | #REF! | #REF! | #REF! | #REF! | #REF! | #REF! | #REF! | #REF! | #REF! | #REF! | #REF! | #REF! | #REF! | #REF! | #REF! | #REF! | #REF! | #REF! | #REF! | #REF! | #REF! | #REF! | #REF! | #REF! | #REF! | #REF! | #REF! | #REF! | #REF! | #REF!
Notes:
Offshore wind program goals inputs from file: PHASE 4 WV Wind Inputs 091714 OCC 2013$.xlsx
File location: \\nrel.gov\shared\Wind\Public\Projects\Projects T-Z\TAMA\WindVision\SupplyCurveData-Sep2014\
From program goal tab
Solar PV Program Goal
|  |  |  | 2000 | 2001 | 2002 | 2003 | 2004 | 2005 | 2006 | 2007 | 2008 | 2009 | 2010 | 2011 | 2012 | 2010 | 2011 | 2012 | 2013 | 2014 | 2015 | 2016 | 2017 | 2018 | 2019 | 2020 | 2021 | 2022 | 2023 | 2024 | 2025 | 2026 | 2027 | 2028 | 2029 | 2030 | 2031 | 2032 | 2033 | 2034 | 2035 | 2036 | 2037 | 2038 | 2039 | 2040 | 2041 | 2042 | 2043 | 2044 | 2045 | 2046 | 2047 | 2048 | 2049 | 2050
| Techno-Economic Cost and Performance Parameters | Net Capacity Factor (%) | Utility PV - 14% - Program Goal | [17 empty] | 14% | 14% | 14% | 14% | 14% | 14% | 14% | 14% | 14% | 14% | 14% | 14% | 14% | 14% | 14% | 14% | 14% | 14% | 14% | 14% | 14% | 14% | 14% | 14% | 14% | 14% | 14% | 14% | 14% | 14% | 14% | 14% | 14% | 14% | 14% | 14% | 14%
|  |  | Utility PV - 20% - Program Goal | [17 empty] | 20% | 20% | 20% | 20% | 20% | 20% | 20% | 20% | 20% | 20% | 20% | 20% | 20% | 20% | 20% | 20% | 20% | 20% | 20% | 20% | 20% | 20% | 20% | 20% | 20% | 20% | 20% | 20% | 20% | 20% | 20% | 20% | 20% | 20% | 20% | 20% | 20%
|  |  | Utility PV - 28% - Program Goal | [17 empty] | 28% | 28% | 28% | 28% | 28% | 28% | 28% | 28% | 28% | 28% | 28% | 28% | 28% | 28% | 28% | 28% | 28% | 28% | 28% | 28% | 28% | 28% | 28% | 28% | 28% | 28% | 28% | 28% | 28% | 28% | 28% | 28% | 28% | 28% | 28% | 28% | 28%
|  | Overnight Capital Cost ($/kW) | Utility PV - 14% - Program Goal | [17 empty] | 1977.6526 | 1897.7474 | 1718.1979 | 1538.6485 | 1359.099 | 1179.5495 | 1000 | 950 | 900 | 850 | 800 | 750 | 700 | 650 | 600 | 550 | 500 | 500 | 500 | 500 | 500 | 500 | 500 | 500 | 500 | 500 | 500 | 500 | 500 | 500 | 500 | 500 | 500 | 500 | 500 | 500 | 500
|  |  | Utility PV - 20% - Program Goal | [17 empty] | 1977.6526 | 1897.7474 | 1718.1979 | 1538.6485 | 1359.099 | 1179.5495 | 1000 | 950 | 900 | 850 | 800 | 750 | 700 | 650 | 600 | 550 | 500 | 500 | 500 | 500 | 500 | 500 | 500 | 500 | 500 | 500 | 500 | 500 | 500 | 500 | 500 | 500 | 500 | 500 | 500 | 500 | 500
|  |  | Utility PV - 28% - Program Goal | [17 empty] | 1977.6526 | 1897.7474 | 1718.1979 | 1538.6485 | 1359.099 | 1179.5495 | 1000 | 950 | 900 | 850 | 800 | 750 | 700 | 650 | 600 | 550 | 500 | 500 | 500 | 500 | 500 | 500 | 500 | 500 | 500 | 500 | 500 | 500 | 500 | 500 | 500 | 500 | 500 | 500 | 500 | 500 | 500
|  | Fixed Operation and Maintenance Expenses ($/kW) | Utility PV - 14% - Program Goal | [17 empty] | 17 | 16 | 15 | 13 | 11 | 9 | 8 | 8 | 8 | 8 | 8 | 8 | 8 | 8 | 8 | 8 | 8 | 8 | 8 | 8 | 8 | 8 | 8 | 8 | 8 | 8 | 8 | 8 | 8 | 8 | 8 | 8 | 8 | 8 | 8 | 8 | 8
|  |  | Utility PV - 20% - Program Goal | [17 empty] | 17 | 16 | 15 | 13 | 11 | 9 | 8 | 8 | 8 | 8 | 8 | 8 | 8 | 8 | 8 | 8 | 8 | 8 | 8 | 8 | 8 | 8 | 8 | 8 | 8 | 8 | 8 | 8 | 8 | 8 | 8 | 8 | 8 | 8 | 8 | 8 | 8
|  |  | Utility PV - 28% - Program Goal | [17 empty] | 17 | 16 | 15 | 13 | 11 | 9 | 8 | 8 | 8 | 8 | 8 | 8 | 8 | 8 | 8 | 8 | 8 | 8 | 8 | 8 | 8 | 8 | 8 | 8 | 8 | 8 | 8 | 8 | 8 | 8 | 8 | 8 | 8 | 8 | 8 | 8 | 8
|  | Variable Operation and Maintenance Expenses ($/MWh) | Utility PV - 14% - Program Goal | [17 empty] | 0 | 0 | 0 | 0 | 0 | 0 | 0 | 0 | 0 | 0 | 0 | 0 | 0 | 0 | 0 | 0 | 0 | 0 | 0 | 0 | 0 | 0 | 0 | 0 | 0 | 0 | 0 | 0 | 0 | 0 | 0 | 0 | 0 | 0 | 0 | 0 | 0
|  |  | Utility PV - 20% - Program Goal | [17 empty] | 0 | 0 | 0 | 0 | 0 | 0 | 0 | 0 | 0 | 0 | 0 | 0 | 0 | 0 | 0 | 0 | 0 | 0 | 0 | 0 | 0 | 0 | 0 | 0 | 0 | 0 | 0 | 0 | 0 | 0 | 0 | 0 | 0 | 0 | 0 | 0 | 0
|  |  | Utility PV - 28% - Program Goal | [17 empty] | 0 | 0 | 0 | 0 | 0 | 0 | 0 | 0 | 0 | 0 | 0 | 0 | 0 | 0 | 0 | 0 | 0 | 0 | 0 | 0 | 0 | 0 | 0 | 0 | 0 | 0 | 0 | 0 | 0 | 0 | 0 | 0 | 0 | 0 | 0 | 0 | 0
| Grid Connection Costs | Grid Connection Costs (GCC) ($/kW) | Utility PV - 14% - Program Goal | [17 empty] | 0 | 0 | 0 | 0 | 0 | 0 | 0 | 0 | 0 | 0 | 0 | 0 | 0 | 0 | 0 | 0 | 0 | 0 | 0 | 0 | 0 | 0 | 0 | 0 | 0 | 0 | 0 | 0 | 0 | 0 | 0 | 0 | 0 | 0 | 0 | 0 | 0
|  |  | Utility PV - 20% - Program Goal | [17 empty] | 0 | 0 | 0 | 0 | 0 | 0 | 0 | 0 | 0 | 0 | 0 | 0 | 0 | 0 | 0 | 0 | 0 | 0 | 0 | 0 | 0 | 0 | 0 | 0 | 0 | 0 | 0 | 0 | 0 | 0 | 0 | 0 | 0 | 0 | 0 | 0 | 0
|  |  | Utility PV - 28% - Program Goal | [17 empty] | 0 | 0 | 0 | 0 | 0 | 0 | 0 | 0 | 0 | 0 | 0 | 0 | 0 | 0 | 0 | 0 | 0 | 0 | 0 | 0 | 0 | 0 | 0 | 0 | 0 | 0 | 0 | 0 | 0 | 0 | 0 | 0 | 0 | 0 | 0 | 0 | 0
| LCOE | Levelized Cost of Energy ($/MWh) | Utility PV - 14% - Program Goal | [17 empty] | #REF! | #REF! | #REF! | #REF! | #REF! | #REF! | #REF! | #REF! | #REF! | #REF! | #REF! | #REF! | #REF! | #REF! | #REF! | #REF! | #REF! | #REF! | #REF! | #REF! | #REF! | #REF! | #REF! | #REF! | #REF! | #REF! | #REF! | #REF! | #REF! | #REF! | #REF! | #REF! | #REF! | #REF! | #REF! | #REF! | #REF!
|  |  | Utility PV - 20% - Program Goal | [17 empty] | #REF! | #REF! | #REF! | #REF! | #REF! | #REF! | #REF! | #REF! | #REF! | #REF! | #REF! | #REF! | #REF! | #REF! | #REF! | #REF! | #REF! | #REF! | #REF! | #REF! | #REF! | #REF! | #REF! | #REF! | #REF! | #REF! | #REF! | #REF! | #REF! | #REF! | #REF! | #REF! | #REF! | #REF! | #REF! | #REF! | #REF!
|  |  | Utility PV - 28% - Program Goal | [17 empty] | #REF! | #REF! | #REF! | #REF! | #REF! | #REF! | #REF! | #REF! | #REF! | #REF! | #REF! | #REF! | #REF! | #REF! | #REF! | #REF! | #REF! | #REF! | #REF! | #REF! | #REF! | #REF! | #REF! | #REF! | #REF! | #REF! | #REF! | #REF! | #REF! | #REF! | #REF! | #REF! | #REF! | #REF! | #REF! | #REF! | #REF!
Notes:
Program goal is the low case
Solar CSP Program Goal | bar: 2013
|  |  |  | 2000 | 2001 | 2002 | 2003 | 2004 | 2005 | 2006 | 2007 | 2008 | 2009 | 2010 | 2011 | 2012 | 2010 | 2011 | 2012 | 2013 | 2014 | 2015 | 2016 | 2017 | 2018 | 2019 | 2020 | 2021 | 2022 | 2023 | 2024 | 2025 | 2026 | 2027 | 2028 | 2029 | 2030 | 2031 | 2032 | 2033 | 2034 | 2035 | 2036 | 2037 | 2038 | 2039 | 2040 | 2041 | 2042 | 2043 | 2044 | 2045 | 2046 | 2047 | 2048 | 2049 | 2050
| Techno-Economic Cost and Performance Parameters | Net Capacity Factor (%) | 12 hrs TES - Class 1 - Program Goal | [17 empty] | #REF! | #REF! | #REF! | #REF! | #REF! | #REF! | #REF! | #REF! | #REF! | #REF! | #REF! | #REF! | #REF! | #REF! | #REF! | #REF! | #REF! | #REF! | #REF! | #REF! | #REF! | #REF! | #REF! | #REF! | #REF! | #REF! | #REF! | #REF! | #REF! | #REF! | #REF! | #REF! | #REF! | #REF! | #REF! | #REF! | #REF!
|  |  | 12 hrs TES - Class 3 - Program Goal | [17 empty] | #REF! | #REF! | #REF! | #REF! | #REF! | #REF! | #REF! | #REF! | #REF! | #REF! | #REF! | #REF! | #REF! | #REF! | #REF! | #REF! | #REF! | #REF! | #REF! | #REF! | #REF! | #REF! | #REF! | #REF! | #REF! | #REF! | #REF! | #REF! | #REF! | #REF! | #REF! | #REF! | #REF! | #REF! | #REF! | #REF! | #REF!
|  |  | 12 hrs TES - Class 5 - Program Goal | [17 empty] | #REF! | #REF! | #REF! | #REF! | #REF! | #REF! | #REF! | #REF! | #REF! | #REF! | #REF! | #REF! | #REF! | #REF! | #REF! | #REF! | #REF! | #REF! | #REF! | #REF! | #REF! | #REF! | #REF! | #REF! | #REF! | #REF! | #REF! | #REF! | #REF! | #REF! | #REF! | #REF! | #REF! | #REF! | #REF! | #REF! | #REF!
|  | Overnight Capital Cost ($/kW) | 12 hrs TES - Class 1 - Program Goal | [17 empty] | #REF! | #REF! | #REF! | #REF! | #REF! | #REF! | #REF! | #REF! | #REF! | #REF! | #REF! | #REF! | #REF! | #REF! | #REF! | #REF! | #REF! | #REF! | #REF! | #REF! | #REF! | #REF! | #REF! | #REF! | #REF! | #REF! | #REF! | #REF! | #REF! | #REF! | #REF! | #REF! | #REF! | #REF! | #REF! | #REF! | #REF!
|  |  | 12 hrs TES - Class 3 - Program Goal | [17 empty] | #REF! | #REF! | #REF! | #REF! | #REF! | #REF! | #REF! | #REF! | #REF! | #REF! | #REF! | #REF! | #REF! | #REF! | #REF! | #REF! | #REF! | #REF! | #REF! | #REF! | #REF! | #REF! | #REF! | #REF! | #REF! | #REF! | #REF! | #REF! | #REF! | #REF! | #REF! | #REF! | #REF! | #REF! | #REF! | #REF! | #REF!
|  |  | 12 hrs TES - Class 5 - Program Goal | [17 empty] | #REF! | #REF! | #REF! | #REF! | #REF! | #REF! | #REF! | #REF! | #REF! | #REF! | #REF! | #REF! | #REF! | #REF! | #REF! | #REF! | #REF! | #REF! | #REF! | #REF! | #REF! | #REF! | #REF! | #REF! | #REF! | #REF! | #REF! | #REF! | #REF! | #REF! | #REF! | #REF! | #REF! | #REF! | #REF! | #REF! | #REF!
|  | Fixed Operation and Maintenance Expenses ($/kW) | 12 hrs TES - Class 1 - Program Goal | [17 empty] | #REF! | #REF! | #REF! | #REF! | #REF! | #REF! | #REF! | #REF! | #REF! | #REF! | #REF! | #REF! | #REF! | #REF! | #REF! | #REF! | #REF! | #REF! | #REF! | #REF! | #REF! | #REF! | #REF! | #REF! | #REF! | #REF! | #REF! | #REF! | #REF! | #REF! | #REF! | #REF! | #REF! | #REF! | #REF! | #REF! | #REF!
|  |  | 12 hrs TES - Class 3 - Program Goal | [17 empty] | #REF! | #REF! | #REF! | #REF! | #REF! | #REF! | #REF! | #REF! | #REF! | #REF! | #REF! | #REF! | #REF! | #REF! | #REF! | #REF! | #REF! | #REF! | #REF! | #REF! | #REF! | #REF! | #REF! | #REF! | #REF! | #REF! | #REF! | #REF! | #REF! | #REF! | #REF! | #REF! | #REF! | #REF! | #REF! | #REF! | #REF!
|  |  | 12 hrs TES - Class 5 - Program Goal | [17 empty] | #REF! | #REF! | #REF! | #REF! | #REF! | #REF! | #REF! | #REF! | #REF! | #REF! | #REF! | #REF! | #REF! | #REF! | #REF! | #REF! | #REF! | #REF! | #REF! | #REF! | #REF! | #REF! | #REF! | #REF! | #REF! | #REF! | #REF! | #REF! | #REF! | #REF! | #REF! | #REF! | #REF! | #REF! | #REF! | #REF! | #REF!
|  | Variable Operation and Maintenance Expenses ($/MWh) | 12 hrs TES - Class 1 - Program Goal | [17 empty] | #REF! | #REF! | #REF! | #REF! | #REF! | #REF! | #REF! | #REF! | #REF! | #REF! | #REF! | #REF! | #REF! | #REF! | #REF! | #REF! | #REF! | #REF! | #REF! | #REF! | #REF! | #REF! | #REF! | #REF! | #REF! | #REF! | #REF! | #REF! | #REF! | #REF! | #REF! | #REF! | #REF! | #REF! | #REF! | #REF! | #REF!
|  |  | 12 hrs TES - Class 3 - Program Goal | [17 empty] | #REF! | #REF! | #REF! | #REF! | #REF! | #REF! | #REF! | #REF! | #REF! | #REF! | #REF! | #REF! | #REF! | #REF! | #REF! | #REF! | #REF! | #REF! | #REF! | #REF! | #REF! | #REF! | #REF! | #REF! | #REF! | #REF! | #REF! | #REF! | #REF! | #REF! | #REF! | #REF! | #REF! | #REF! | #REF! | #REF! | #REF!
|  |  | 12 hrs TES - Class 5 - Program Goal | [17 empty] | #REF! | #REF! | #REF! | #REF! | #REF! | #REF! | #REF! | #REF! | #REF! | #REF! | #REF! | #REF! | #REF! | #REF! | #REF! | #REF! | #REF! | #REF! | #REF! | #REF! | #REF! | #REF! | #REF! | #REF! | #REF! | #REF! | #REF! | #REF! | #REF! | #REF! | #REF! | #REF! | #REF! | #REF! | #REF! | #REF! | #REF!
| Grid Connection Costs | Grid Connection Costs (GCC) ($/kW) | 12 hrs TES - Class 1 - Program Goal | [17 empty] | #REF! | #REF! | #REF! | #REF! | #REF! | #REF! | #REF! | #REF! | #REF! | #REF! | #REF! | #REF! | #REF! | #REF! | #REF! | #REF! | #REF! | #REF! | #REF! | #REF! | #REF! | #REF! | #REF! | #REF! | #REF! | #REF! | #REF! | #REF! | #REF! | #REF! | #REF! | #REF! | #REF! | #REF! | #REF! | #REF! | #REF!
|  |  | 12 hrs TES - Class 3 - Program Goal | [17 empty] | #REF! | #REF! | #REF! | #REF! | #REF! | #REF! | #REF! | #REF! | #REF! | #REF! | #REF! | #REF! | #REF! | #REF! | #REF! | #REF! | #REF! | #REF! | #REF! | #REF! | #REF! | #REF! | #REF! | #REF! | #REF! | #REF! | #REF! | #REF! | #REF! | #REF! | #REF! | #REF! | #REF! | #REF! | #REF! | #REF! | #REF!
|  |  | 12 hrs TES - Class 5 - Program Goal | [17 empty] | #REF! | #REF! | #REF! | #REF! | #REF! | #REF! | #REF! | #REF! | #REF! | #REF! | #REF! | #REF! | #REF! | #REF! | #REF! | #REF! | #REF! | #REF! | #REF! | #REF! | #REF! | #REF! | #REF! | #REF! | #REF! | #REF! | #REF! | #REF! | #REF! | #REF! | #REF! | #REF! | #REF! | #REF! | #REF! | #REF! | #REF!
| LCOE | Levelized Cost of Energy ($/MWh) | 12 hrs TES - Class 1 - Program Goal | [17 empty] | #REF! | #REF! | #REF! | #REF! | #REF! | #REF! | #REF! | #REF! | #REF! | #REF! | #REF! | #REF! | #REF! | #REF! | #REF! | #REF! | #REF! | #REF! | #REF! | #REF! | #REF! | #REF! | #REF! | #REF! | #REF! | #REF! | #REF! | #REF! | #REF! | #REF! | #REF! | #REF! | #REF! | #REF! | #REF! | #REF! | #REF!
|  |  | 12 hrs TES - Class 3 - Program Goal | [17 empty] | #REF! | #REF! | #REF! | #REF! | #REF! | #REF! | #REF! | #REF! | #REF! | #REF! | #REF! | #REF! | #REF! | #REF! | #REF! | #REF! | #REF! | #REF! | #REF! | #REF! | #REF! | #REF! | #REF! | #REF! | #REF! | #REF! | #REF! | #REF! | #REF! | #REF! | #REF! | #REF! | #REF! | #REF! | #REF! | #REF! | #REF!
|  |  | 12 hrs TES - Class 5 - Program Goal | [17 empty] | #REF! | #REF! | #REF! | #REF! | #REF! | #REF! | #REF! | #REF! | #REF! | #REF! | #REF! | #REF! | #REF! | #REF! | #REF! | #REF! | #REF! | #REF! | #REF! | #REF! | #REF! | #REF! | #REF! | #REF! | #REF! | #REF! | #REF! | #REF! | #REF! | #REF! | #REF! | #REF! | #REF! | #REF! | #REF! | #REF! | #REF!
Notes:
Program goal is the low case
Geothermal Program Goal | bar: 2013
|  |  |  | 2000 | 2001 | 2002 | 2003 | 2004 | 2005 | 2006 | 2007 | 2008 | 2009 | 2010 | 2011 | 2012 | 2010 | 2011 | 2012 | 2013 | 2014 | 2015 | 2016 | 2017 | 2018 | 2019 | 2020 | 2021 | 2022 | 2023 | 2024 | 2025 | 2026 | 2027 | 2028 | 2029 | 2030 | 2031 | 2032 | 2033 | 2034 | 2035 | 2036 | 2037 | 2038 | 2039 | 2040 | 2041 | 2042 | 2043 | 2044 | 2045 | 2046 | 2047 | 2048 | 2049 | 2050
| Techno-Economic Cost and Performance Parameters | Net Capacity Factor (%) | Hydro / Flash - Program Goal | 2013: 90%; 2014: 90%
|  |  | Hydro / Binary - Program Goal | 2013: 80%; 2014: 80%
NF EGS / Flash - Program Goal | bar: 2010 to 2050
NF EGS / Binary - Program Goal | bar: 2010 to 2050
Deep EGS / Flash - Program Goal | bar: 2010 to 2050
Deep EGS / Binary - Program Goal | bar: 2010 to 2050
|  | CAPEX ($/kW) | Hydro / Flash - Program Goal | 2013: #REF!; 2014: #REF!
|  |  | Hydro / Binary - Program Goal | 2013: #REF!; 2014: #REF!
NF EGS / Flash - Program Goal
NF EGS / Binary - Program Goal
Deep EGS / Flash - Program Goal
Deep EGS / Binary - Program Goal
|  | Overnight Capital Cost ($/kW) | Hydro / Flash - Program Goal | 2013: 5992; 2014: 5992
|  |  | Hydro / Binary - Program Goal | 2013: 6291; 2014: 6291
NF EGS / Flash - Program Goal | bar: 2010 to 2050
NF EGS / Binary - Program Goal | bar: 2010 to 2050
Deep EGS / Flash - Program Goal | bar: 2010 to 2050
Deep EGS / Binary - Program Goal | bar: 2010 to 2050
|  | Fixed Operation and Maintenance Expenses ($/kW) | Hydro / Flash - Program Goal | 2013: 160; 2014: 160
|  |  | Hydro / Binary - Program Goal | 2013: 200; 2014: 200
NF EGS / Flash - Program Goal | bar: 2010 to 2050
NF EGS / Binary - Program Goal | bar: 2010 to 2050
Deep EGS / Flash - Program Goal | bar: 2010 to 2050
Deep EGS / Binary - Program Goal | bar: 2010 to 2050
|  | Variable Operation and Maintenance Expenses ($/MWh) | Hydro / Flash - Program Goal | 2013: 0; 2014: 0
|  |  | Hydro / Binary - Program Goal | 2013: 0; 2014: 0
NF EGS / Flash - Program Goal | bar: 2010 to 2050
NF EGS / Binary - Program Goal | bar: 2010 to 2050
Deep EGS / Flash - Program Goal | bar: 2010 to 2050
Deep EGS / Binary - Program Goal | bar: 2010 to 2050
| Grid Connection Costs | Grid Connection Costs (GCC) ($/kW) | Hydro / Flash - Program Goal | 2013: 0; 2014: 0
|  |  | Hydro / Binary - Program Goal | 2013: 0; 2014: 0
NF EGS / Flash - Program Goal | bar: 2010 to 2050
NF EGS / Binary - Program Goal | bar: 2010 to 2050
Deep EGS / Flash - Program Goal | bar: 2010 to 2050
Deep EGS / Binary - Program Goal | bar: 2010 to 2050
| LCOE | Levelized Cost of Energy ($/MWh) | Hydro / Flash - Program Goal | 2013: #REF!; 2014: #REF!
|  |  | Hydro / Binary - Program Goal | 2013: #REF!; 2014: #REF!
NF EGS / Flash - Program Goal
NF EGS / Binary - Program Goal
Deep EGS / Flash - Program Goal
Deep EGS / Binary - Program Goal
Notes:
Geothermal data from ATB spreadsheet version: 2014.10.24_Model Inputs_ldp_from REEDS folder.xlsm
File location: Y:\6A20\Public\Gelman\ATA Annual Technology Assessment
Targets from low case
Future Projections
Base (2014)
Future Projections
Current (2013)
Future Projections
Current (2013)
Future Projections
Current (2013)
Future Projections
Current (2013)
Future Projections
Current (2013)
Future Projections
Current (2013)
Future Projections
Current (2013)
Note: NF EGS = Deep EGS
Note: NF EGS = Deep EGS