{"text_format":"1","workbook":"xlsx","n_sheets":46,"sheets":["Introduction","Table of Contents","Regional Definitions","PV Capacity by Sector","PV Capacity over Time","Energy Community","Capacity Additions by Type","State Solar Market Penetration","Solar Capacity&Generation by BA","PV Capacity by Region","PV+Storage Capacity by Region","PV Capacity by Technology","PV Capacity by Develop-Offtaker","PV Irradiance","PV ILR","CapEx Trend (PV-only)","CapEx Trend by Mount Type (PV)","CapEx by Size (PV-only)","CapEx Trend by Region (PV only)","CapEx Trend by State (PV only)","PV+Storage CapEx","CSP CapEx","O&M Cost Time Trend","O&M Cost by Project Age","CF by GHI, Mount, ILR","CF by Region","CF by Project Vintage","CF for CSP Plants","PPA Price by Project (PV only)","PPA Price for CSP Plants","Annual Average PPA Price","LevelTen Solar PPA Prices","PV+Battery Hybrid PPA Price","LCOE of Utility-Scale PV","LCOE vs. PPA Price","PV & Wind PPAs vs. Gas","Recent PV PPAs vs. Gas Forecast","PV Curtailment","Energy and Capacity Value","Solar Value vs. PPA Prices","Value Factor vs. Penetration","Value Difference vs. Flat Block","All Capacity in Queues","Solar GW in Queues by Region","All Hybrid Capacity in Queues","Individual_Project_Data"],"not_rendered":{"charts":84,"images":19,"macros":1,"external_links":0,"defined_names":62,"comments":5,"pivot_tables":0},"unopened":[],"bounds":{"document_bytes":16777216,"sheet_cells":100000,"rows_first":2000,"rows_last":500,"rows_between":2000,"halvings":0,"cell_chars":16384,"cell_head_chars":4096},"cells_cut":0,"cells_raw":0,"read":"whole","date_system":"1900"}

{"sheet":"Introduction","index":0,"n_rows":51,"n_cols":6,"rows_kept":51,"cut":false,"hidden":false,"merged":[[45,0,45,18],[50,0,50,18],[42,0,42,18],[29,0,29,18],[30,0,30,18]]}
[]
[]
[]
[]
[]
[]
[]
[]
[]
[]
[]
[null,null,null,null,null,"Utility-Scale Solar, 2023 Edition"]
[]
[null,null,null,null,null,"Mark Bolinger1, Joachim Seel1 "]
[null,null,null,null,null,"Julie Mulvaney Kemp, Cody Warner, Anjali Katta, Dana Robson"]
[]
[null,null,null,null,null,"Lawrence Berkeley National Laboratory "]
[null,null,null,null,null,"1 Corresponding authors"]
[]
[null,null,null,null,null,"October 2023"]
[]
[]
[]
[null,null,null,null,null,"For additional details and related products, see: utilityscalesolar.lbl.gov"]
[]
[null,null,null,null,null,"Contact the corresponding authors: Mark Bolinger (mabolinger@lbl.gov) and Joachim Seel (jseel@lbl.gov)"]
[]
["Photo source: Enel Green Power - Roadrunner Solar Project"]
[]
["Purpose, Scope, and Data"]
["Summarize publicly available data on key trends in the U.S. utility-scale solar power sector.  Focus on ground-mounted projects >5 MWAC in size (projects below this capacity threshold, as well as rooftop projects, are covered under LBNL's Tracking the Sun series). Focus on historical data, with some emphasis on the most recent year. Data sources include EIA, FERC, SEC, trade press, developers/owners."]
[]
["Outline of Data File"]
["•  Deployment and technology trends"]
["•  Installed costs"]
["•  Performance (capacity factors)"]
["•  Power purchase agreement (PPA) prices and LCOE"]
["•  Wholesale market value"]
["•  PV, PV+battery, and concentrating solar thermal power (CSP) plants"]
["•  Capacity in interconnection queues"]
[]
["Acknowledgments"]
["This material is based upon work supported by the U.S. Department of Energy’s Office of Energy Efficiency and Renewable Energy (EERE) under Solar Energy Technologies Office (SETO) Agreement Number 38444 and Contract No. DE-AC02-05CH11231. The authors thank Ammar Qusaibaty, Juan Botero, Michele Boyd, and Becca Jones-Albertus of the U.S. Department of Energy Solar Energy Technologies Office for supporting this work. The authors are solely responsible for any omissions or errors contained herein."]
[]
["Disclaimer "]
["This document was prepared as an account of work sponsored by the United States Government. While this document is believed to contain correct information, neither the United States Government nor any agency thereof, nor The Regents of the University of California, nor any of their employees, makes any warranty, express or implied, or assumes any legal responsibility for the accuracy, completeness, or usefulness of any information, apparatus, product, or process disclosed, or represents that its use would not infringe privately owned rights. Reference herein to any specific commercial product, process, or service by its trade name, trademark, manufacturer, or otherwise, does not necessarily constitute or imply its endorsement, recommendation, or favoring by the United States Government or any agency thereof, or The Regents of the University of California. The views and opinions of authors expressed herein do not necessarily state or reflect those of the United States Government or any agency thereof, or The Regents of the University of California."]
[]
["Ernest Orlando Lawrence Berkeley National Laboratory is an equal opportunity employer. "]
[]
["Copyright Notice "]
["This manuscript has been authored by an author at Lawrence Berkeley National Laboratory under Contract No. DE-AC02-05CH11231 with the U.S. Department of Energy. The U.S. Government retains, and the publisher, by accepting the article for publication, acknowledges, that the U.S. Government retains a non-exclusive, paid-up, irrevocable, worldwide license to publish or reproduce the published form of this manuscript, or allow others to do so, for U.S. Government purposes."]

{"sheet":"Table of Contents","index":1,"n_rows":49,"n_cols":3,"rows_kept":49,"cut":false,"hidden":false,"merged":[]}
[]
[null,"Table of Contents"]
[]
[null,"#","Sheet Name"]
[null,1,"Introduction"]
[null,2,"Regional Definitions"]
[null,3,"PV Capacity by Sector"]
[null,4,"PV Capacity over Time"]
[null,5,"Energy Community"]
[null,6,"Capacity Additions by Type"]
[null,7,"State Solar Market Penetration"]
[null,8,"Solar Capacity&Generation by BA"]
[null,9,"PV Capacity by Region"]
[null,10,"PV+Storage Capacity by Region"]
[null,11,"PV Capacity by Technology"]
[null,12,"PV Capacity by Develop-Offtaker"]
[null,13,"PV Irradiance"]
[null,14,"PV ILR"]
[null,15,"CapEx Trend (PV-only)"]
[null,16,"CapEx Trend by Mount Type (PV)"]
[null,17,"CapEx by Size (PV-only)"]
[null,18,"CapEx Trend by Region (PV only)"]
[null,19,"CapEx Trend by State (PV only)"]
[null,20,"PV+Storage CapEx"]
[null,21,"CSP CapEx"]
[null,22,"O&M Cost Time Trend"]
[null,23,"O&M Cost by Project Age"]
[null,24,"CF by GHI, Mount, ILR"]
[null,25,"CF by Region"]
[null,26,"CF by Project Vintage"]
[null,27,"CF for CSP Plants"]
[null,28,"PPA Price by Project (PV only)"]
[null,29,"PPA Price for CSP Plants"]
[null,30,"Annual Average PPA Price"]
[null,31,"LevelTen Solar PPA Prices"]
[null,32,"PV+Battery Hybrid PPA Price"]
[null,33,"LCOE of Utility-Scale PV"]
[null,34,"LCOE vs. PPA Price"]
[null,35,"PV & Wind PPAs vs. Gas"]
[null,36,"Recent PV PPAs vs. Gas Forecast"]
[null,37,"PV Curtailment"]
[null,38,"Energy and Capacity Value"]
[null,39,"Solar Value vs. PPA Prices"]
[null,40,"Value Factor vs. Penetration"]
[null,41,"Value Difference vs. Flat Block"]
[null,42,"All Capacity in Queues"]
[null,43,"Solar GW in Queues by Region"]
[null,44,"All Hybrid Capacity in Queues"]
[null,45,"Individual_Project_Data"]

{"sheet":"Regional Definitions","index":2,"n_rows":32,"n_cols":1,"rows_kept":32,"cut":false,"hidden":false,"merged":[]}
["Regional boundaries overlaid on a map of average annual global horizontal irradiance (GHI)"]
[]
[]
[]
[]
[]
[]
[]
[]
[]
[]
[]
[]
[]
[]
[]
[]
[]
[]
[]
[]
[]
[]
[]
[]
[]
[]
[]
[]
[]
[]
["Sources: National Renewable Energy Laboratory (NREL)"]

{"sheet":"PV Capacity by Sector","index":3,"n_rows":55,"n_cols":13,"rows_kept":55,"cut":false,"hidden":false,"merged":[[26,0,27,0],[26,1,26,2],[26,3,26,4],[26,5,26,6],[26,7,26,8]]}
["Historical and projected PV and CSP capacity by sector in the United States"]
[]
[]
[]
[]
[]
[]
[]
[]
[]
[]
[]
[]
[]
[]
[]
[]
[]
[]
[]
[]
[]
["Sources: Total U.S. PV capacity additions are based on Wood Mackenzie and SEIA (2010 - 2022), IREC's data collection, LBNL's Tracking the Sun Database and LBNL's Utility-Scale Solar Database. "]
["Note: Wood Mackenzie and SEIA's definition of utility-scale PV capacity differs from LBNL both in size threshholds and treatment of project phase completion. "]
["We used Woodmac's 2023.03 Base Case Scenario projection."]
[]
["Installation Year","Residential PV ",null,"Commercial PV",null,"Utility PV",null,"Utility CSP"]
[null,"Annual \nCapacity MWDC","Cumulative \nCapacity MWDC","Annual \nCapacity MWDC","Cumulative \nCapacity MWDC","Annual \nCapacity MWDC","Cumulative \nCapacity MWDC","Annual \nCapacity MWAC","Cumulative \nCapacity MWAC"]
[2007,58,191.1279752791018,93,263.74,9,13.66,68.5,425.1]
[2008,77,{"$f":"B30+C29","v":268.1279752791018},190,{"$f":"E29+D30","v":453.74},21.5,{"$f":"G29+F30","v":35.159999999999997},0,{"$f":"I29+H30","v":425.1}]
[2009,157,{"$f":"B31+C30","v":425.1279752791018},208,{"$f":"E30+D31","v":661.74},69.5,{"$f":"G30+F31","v":104.66},0,{"$f":"I30+H31","v":425.1}]
[2010,245.53688562500002,670.66486090410183,336.80107500000008,998.54107500000009,264.39999999999998,369.05999999999995,75,500.1]
[2011,305.17506160499994,975.83992250910183,849.96753279699988,1848.508607797,787.09460999999988,1156.1546099999998,0,500.1]
[2012,495.52947265229875,1471.3693951614005,1075.1495344149428,2923.6581422119425,1802.6759999999997,2958.8306099999995,0,500.1]
[2013,798.95041698643684,2270.3198121478372,1109.3416131057468,4032.9997553176891,2889.9100000000008,5848.7406100000007,250,750.1,null,{"$f":"F35/SUM(F35,D35,B35)","v":0.60229018742349183}]
[2014,1267.7345639544415,3538.0543761022786,1055.1740047974631,5088.1737601151526,3916.741,9765.4816100000007,877,1627.1,null,0.62771810449339893]
[2015,2171.3991644181156,5709.4535405203942,1069.6787157635285,6157.8524758786807,4232.880000000001,13998.361610000002,110,1737.1,null,0.56635052911177586]
[2016,2638.4647128689089,8347.9182533893036,1714.8479983645557,7872.7004742432364,10871.348425702876,24869.710035702876,0,1737.1,null,0.71406176649331443]
[2017,2239.1755139334964,10587.0937673228,2365.7083752786466,10238.408849521882,6475.5621763345271,31345.272212037402,0,1737.1,null,0.58441349184213065]
[2018,2416.6201661160858,13003.713933438885,2196.0599372595902,12434.468786781472,6118.7750969831295,37464.047309020534,0,1737.1,null,0.57017198345836151]
[2019,2863.7798168454324,15867.493750284317,2185.3612097377782,14619.829996519249,8489.6930831765931,45953.740392197127,0,1737.1,null,0.62706234631064639]
[2020,3253.3675970607446,19120.86134734506,2346.9870917864464,16966.817088305696,14312.198699763368,60265.939091960492,0,{"$f":"I41","v":1737.1},null,0.71875255877277688,0.62546628386516567]
[2021,4250.1371454509135,23370.998492795974,2696.1703961683356,19662.98748447403,17164.207348777432,77430.146440737924,0,1737.1,null,0.71189717128828334,0.64276515246925947]
[2022,5938.9401469296345,{"$f":"B44+C43","v":29309.938639725609},2416.043701877989,{"$f":"E43+D44","v":22079.031186352018},11838.777722461609,{"$f":"G43+F44","v":89268.924163199539},0,1737.1,null,{"$f":"F44/SUM(F44,D44,B44)","v":0.58625916130976241},{"$f":"G44/SUM(G44,E44,C44)","v":0.63465278507585798},{"$f":"(F44-F43)/F43","v":-0.31026365028706909}]
["2023e",6379.3476551574113,35689.286294883022,2723.8721437532413,24802.903330105259,19330.906967631912,108599.83113083144,{"$error":"#N/A"},1737.1]
["2024e",6193.5607005627617,41882.846995445783,3237.3115038655437,28040.214833970804,23297.768218161127,131897.59934899257,{"$error":"#N/A"},1737.1]
["2025e",6576.0915387148771,48458.938534160661,3267.3671673190565,31307.582001289862,28380.936756050054,160278.53610504261,{"$error":"#N/A"},1737.1,null,null,{"$f":"G47/SUM(G47,E47,C47)","v":0.66770188208910297}]
["2026e",7114.8247983809852,55573.763332541646,3529.9745854447783,34837.556586734638,32449.88020326024,192728.41630830284,{"$error":"#N/A"},1737.1]
["2027e",7713.4858110406622,63287.24914358231,3945.3205159870017,38782.877102721643,35622.651698302427,228351.06800660526,{"$error":"#N/A"},1737.1]
["2028e",8439.0787049552455,71726.327848537563,4371.2780735805172,43154.155176302156,40325.006303421862,268676.07431002712,{"$error":"#N/A"},1737.1]
["2029e",9194.2617926471685,80920.589641184735,4725.9695227220109,47880.124699024163,44169.802151159834,312845.87646118697,{"$error":"#N/A"},1737.1]
["2030e",10059.446753392611,90980.036394577342,5111.5651611820886,52991.68986020625,47919.465204384433,360765.34166557138,{"$error":"#N/A"},1737.1,null,null,{"$f":"G52/SUM(G52,E52,C52)","v":0.714758959852139}]
["2031e",10680.628267487677,{"$f":"B53+C52","v":101660.66466206501},5423.9084900603557,58415.598350266606,50585.989925826856,411351.33159139822,{"$error":"#N/A"},1737.1]
["2032e",11071.234360309292,{"$f":"B54+C53","v":112731.8990223743},5595.5201108923648,{"$f":"E53+D54","v":64011.118461158971},52092.031608409357,{"$f":"G53+F54","v":463443.36319980759},{"$error":"#N/A"},{"$f":"I52","v":1737.1}]
["2033e",11499.63600681658,{"$f":"B55+C54","v":124231.53502919088},5708.3835955973173,{"$f":"E54+D55","v":69719.50205675629},54571.728267946026,{"$f":"G54+F55","v":518015.09146775363},{"$error":"#N/A"},{"$f":"I53","v":1737.1},null,null,{"$f":"G55/SUM(G55,E55,C55)","v":0.72758389857682926}]

{"sheet":"PV Capacity over Time","index":4,"n_rows":37,"n_cols":20,"rows_kept":37,"cut":false,"hidden":false,"merged":[[23,0,23,19]]}
["Cumulative monthly capacity additions of utility-scale PV projects  "]
[]
[]
[]
[]
[]
[]
[]
[]
[]
[]
[]
[]
[]
[]
[]
[]
[]
[]
[]
[]
["Sources: Berkeley Lab: Historical Capacity, EIA: Capacity Projections"]
[]
["Cumulative Capacity Additions over the Months of a Year (MWAC)"]
["Month",2007,2008,2009,2010,2011,2012,2013,2014,2015,2016,2017,2018,2019,2020,2021,2022,2023,"2023 Projections","2024 Projections"]
[1,null,null,null,null,null,20.5,80,95.29,276.89999999999998,34.4,256.14999999999998,594.6,607.70000000000005,1084.3,309.3,981.6,1411.1,null,2494.1]
[2,null,null,null,null,null,50.2,106,491.39,357.7,145.34,461.05,645.76,757.7,1453.2,977.4,1158.3,1927.1,null,4092.1]
[3,null,null,null,10.08,null,72,172.14,704.11,377.7,347.44,822.15,1092.22,938.7,1649,2533.6,1955.4,2579.6,null,6988.1]
[4,null,null,null,20.079999999999998,null,154,192.64,744.25,409.7,563.1,1307.99,1322.22,1030.2,2281,2906,2619,3437.3,null,8876.8000000000011]
[5,null,null,null,null,7,208.8,null,826.02,537.91999999999996,625.1,1504.65,1672.62,1074,2612.77,3492.7,3239.1,4464.5,null,11776.8]
[6,null,null,null,68.08,12.2,230.8,321.64,847.75,1185.02,1208.2,1720.55,1784.22,1307.9000000000001,3834.27,4082.81,4408.2,6059.3,null,15276.8]
[7,null,null,null,76.33,27.24,290.8,341.64,863.57,1253.3699999999999,1857.78,1783.59,1835.02,1511.13,4227.07,4988.8100000000004,4931.3,7995.5,null,16541.8]
[8,null,null,null,null,101.4,334.4,608.84,1314.67,1478.94,2291.79,2035.25,1875.82,1689.13,4829.07,6577.85,5613.7,8633.2999999999993,8633.2999999999993,17870.599999999999]
[9,null,null,null,88.93,171.2,354.4,616.34,1326.67,1523.94,3266.4,2154.65,2148.3200000000002,1871.98,5391.87,7556.05,6356.8,null,11802.4,18790.599999999999]
[10,null,null,25,null,259.8,410.42,676.34,2511.7199999999998,1610.82,4348.55,2445.8200000000002,2254.8200000000002,2294.38,5693.02,8352.4500000000007,6852.03,null,14180.3,22465.4]
[11,null,null,null,102.83,337.6,569.91999999999996,1193.3399999999999,2665.21,1860.18,4871.1499999999996,2789.94,2728.62,2845.08,6503.93,9231.16,7622.43,null,17231.099999999999,25849]
[12,18.899999999999999,10,46,175.07,485.15,961.14,1343.79,3184.08,2886.68,7442.26,4078.74,3963.62,4606.16,9623.14,12448.95,10429.129999999999,null,24148.3,35497.800000000003]

{"sheet":"Energy Community","index":5,"n_rows":45,"n_cols":5,"rows_kept":45,"cut":false,"hidden":false,"merged":[[23,0,23,5],[25,3,25,4],[25,1,25,2],[25,7,25,8]]}
["Annual capacity additions of utility-scale PV projects built in 2023 Energy Communities"]
[]
[]
[]
[]
[]
[]
[]
[]
[]
[]
[]
[]
[]
[]
[]
[]
[]
[]
[]
[]
[]
["Sources: Berkeley Lab: Capacity Information, DOE: Energy Community Tax Credit Bonus Eligibility Map"]
["Note: 2023 Energy Communities are defined based on fossil fuel employment+unemployment rates and coal closures. PV projects built at brownfield sites are not yet included. "]
[]
[null,"Annual Capacity Additions (MWAC)",null,"Annual Capacity Share"]
["Solar COD","In \nEnergy Community","Not in \nEnergy Community","In \nEnergy Community","Not in \nEnergy Community"]
[2007,null,87.4,{"$f":"B28/SUM(B28:C28)","v":0},{"$f":"C28/SUM(B28:C28)","v":1}]
[2008,null,10,0,1]
[2009,null,54.25,0,1]
[2010,54.62,89.6,0.37872694494522258,0.62127305505477737]
[2011,77.86,394.68,0.16476912007449104,0.83523087992550893]
[2012,203.92,708.72,0.22343969144460027,0.77656030855539981]
[2013,534.79999999999995,1497.55,0.26314365143799051,0.73685634856200954]
[2014,928.7,2671.28,0.2579736554091967,0.74202634459080319]
[2015,1313.15,1790.49,0.42309997293500534,0.57690002706499455]
[2016,2768.8,4726.8999999999996,0.36938511413210245,0.6306148858678976]
[2017,1576.25,2466.29,0.38991574604085549,0.61008425395914445]
[2018,1059.56,2907.25,0.26710631464577328,0.73289368535422672]
[2019,1628.4,3021.85,0.35017472178915116,0.6498252782108489]
[2020,3010.9,6621.24,0.31258889509496335,0.68741110490503665]
[2021,5060.4399999999996,7263,0.4106353420798089,0.58936465792019122]
[2022,4733.2,5638.12,0.45637392347357908,0.54362607652642092]
["2023*",3944.8,3688.7,0.51677474290954351,0.48322525709045649]
["* only includes project phases with commercial operation date prior to July 31st 2023"]

{"sheet":"Capacity Additions by Type","index":6,"n_rows":36,"n_cols":26,"rows_kept":36,"cut":false,"hidden":false,"merged":[[22,1,22,25]]}
["Annual capacity additions of different resources"]
[]
[]
[]
[]
[]
[]
[]
[]
[]
[]
[]
[]
[]
[]
[]
[]
[]
[]
[]
["Sources: Hitachi, ACP, EIA, Berkeley Lab"]
[]
[null,"Nameplate Capacity Additions (GW-AC)"]
["Resource Type",1998,1999,2000,2001,2002,2003,2004,2005,2006,2007,2008,2009,2010,2011,2012,2013,2014,2015,2016,2017,2018,2019,2020,2021,2022]
["Wind",0.14232,0.88527,7.0955000000000004E-2,1.6919999999999999,0.40899999999999997,1.665,0.39600000000000002,2.3820000000000001,2.4660000000000002,5.2530000000000001,8.3699999999999992,9.9969999999999999,5.218,6.6040000000000001,13.34,1.087,4.8570000000000002,8.5990000000000002,8.2329999999999988,7.0170000000000003,7.5880000000000001,9.1319999999999997,17.213000000000001,13.413,8.5110819999999983]
["Utility-Scale Solar",0,0,0,0,0,0,0,0,0,8.2900000000000001E-2,0.01,5.5E-2,0.14909999999999998,0.52129999999999999,1.3216999999999999,3.231599999999998,3.3718999999999992,3.1055999999999995,7.5126000000000008,4.4803999999999959,4.1259999999999986,4.9228999999999985,9.8238000000000003,12.704799999999999,10.539600000000004]
["Distributed Solar",1.6116919195678272E-3,2.457953912124851E-3,3.8227107760751273E-3,1.1127183096768124E-2,2.2280932395311072E-2,4.4504863686651124E-2,5.6587204046324419E-2,7.7616039921333202E-2,0.10258654652475371,0.15854107990925126,0.29296078431372552,0.36676094049107338,0.74164577507459195,1.4055,1.8458199999999985,2.6285499999999997,2.1674480000000003,3.6486179999999995,2.7988849999999994,4.2410030000000019,4.2212989999999992,4.8264789999999911,5.314715000000005,6.5822589999999987,8.7610270000000003]
["Storage",0,0,0,0,0.32800000000000001,0.04,0,0,0,0,0,0,4.0000000000000001E-3,3.6999999999999998E-2,0.1265,0.29629999999999929,3.1299999999999273E-2,0.251,0.23346999999999751,0.15680500000000394,0.35471800000000075,0.35877100000000062,0.72432799999999775,3.8502519999999931,4.5239279999999962]
["Other RE",0.34938700000000006,0.40942000000000012,0.17577000000000001,0.62333999999999778,0.42131500000000011,0.33204000000000056,0.20831499999999997,0.11659999999999997,0.42244399999999993,0.55429500000000087,0.46920800000000107,0.69165999999999916,0.42108600000000102,0.80460400000000021,1.1651980000000002,1.4719469999999981,0.68162500000000037,0.49753700000000034,0.51558800000000016,0.535833,0.37910000000000005,0.28527300000000017,0.33606999999999998,0.10661799999999999,0.13801999999999998]
["Gas",3.0108999999999999,10.600925,28.882732999999995,49.29940000000002,71.517495000000039,55.470125999999993,27.229130000000005,19.47868999999999,10.773480000000001,8.440016,10.521252,12.027625,7.3611120000000021,12.032776999999999,9.7510380000000012,7.8740479999999993,9.0261099999999992,6.6867999999999999,9.5373000000000001,12.593720000000003,21.919691999999998,8.9285070000000015,7.7279630000000061,6.3801740000000118,6.7992000000000017]
["Coal",7.0499999999999993E-2,0.37119999999999997,0.18049999999999999,0,0.5242,0.09,0.74199999999999999,0.37269999999999998,0.60470000000000002,1.513504,1.591,3.5987000000000005,6.0042979999999995,1.7349989999999997,4.76,1.8125,0.1062,5.4999999999999997E-3,0,0,0,1.7000000000000001E-2,0,0,0]
["Other non-RE",0.22756000000000018,0.30192300000000022,1.3348009999999977,0.81949999999999856,1.2325500000000005,0.40589999999999993,0.52429999999999999,0.25777000000000017,0.34459800000000013,0.37298499999999996,0.14530100000000004,0.25318499999999994,1.2189899999999985,0.84347499999999975,0.30758000000000008,0.30049000000000076,0.19394799999999998,0.18890000000000007,1.4442000000000002,0.11104999999999994,9.1400000000000009E-2,9.4199999999999992E-2,4.859999999999999E-2,3.9389999999999994E-2,3.8600000000000009E-2]
["Total",{"$f":"SUM(B25:B32)","v":3.8022786919195677},{"$f":"SUM(C25:C32)","v":12.571195953912126},30.648581710776067,52.445367183096785,74.454840932395342,58.047570863686651,29.156332204046329,22.685376039921323,14.713808546524753,16.375241079909252,21.39972178431373,26.989930940491071,21.118231775074591,23.983654999999999,32.617836000000004,18.702434999999994,20.435530999999997,22.982954999999997,30.275042999999993,29.135811000000004,38.680208999999998,{"$f":"SUM(W25:W32)","v":28.565129999999993},{"$f":"SUM(X25:X32)","v":41.188476000000016},43.076492999999992,39.311456999999997]
["Utility-Scale Solar % of Total",{"$f":"B26/B33","v":0},{"$f":"C26/C33","v":0},0,0,0,0,0,0,0,5.0625208872014616E-3,4.6729579481403019E-4,2.0377969888573304E-3,7.0602501946199683E-3,2.1735636207241973E-2,4.0520775197962232E-2,0.17279033452061185,0.16500182941172412,0.13512622724101403,0.24814498199061197,0.15377639565275858,0.10666953738538483,{"$f":"W26/W33","v":0.17233949224106454},{"$f":"X26/X33","v":0.23850846047326432},0.29493580176083511,0.26810504632275534]
["Distributed Solar % of Total",{"$f":"B27/B33","v":4.2387527326519296E-4},{"$f":"C27/C33","v":1.9552267907811444E-4},1.2472716721932548E-4,2.1216713113898132E-4,2.9925431464613639E-4,7.6669640132163454E-4,1.9408203902434348E-3,3.4214129748057018E-3,6.9721273183878402E-3,9.6817554706883045E-3,1.3689934255522403E-2,1.3588806184785307E-2,3.5118743982625523E-2,5.8602410683442539E-2,5.6589284463874248E-2,0.14054587009659442,0.10606271987745268,0.15875321515444815,9.24485887600556E-2,0.14555980610939578,0.10913330380402028,{"$f":"W27/W33","v":0.16896401311669129},{"$f":"X27/X33","v":0.12903402883855189},0.15280396665531709,0.2228619254686999]
["Total Solar % of Total",{"$f":"SUM(B26:B27)/B33","v":4.2387527326519296E-4},{"$f":"SUM(C26:C27)/C33","v":1.9552267907811444E-4},1.2472716721932548E-4,2.1216713113898132E-4,2.9925431464613639E-4,7.6669640132163454E-4,1.9408203902434348E-3,3.4214129748057018E-3,6.9721273183878402E-3,1.4744276357889765E-2,1.4157230050336433E-2,1.5626603173642638E-2,4.2178994177245493E-2,8.0338046890684522E-2,9.7110059661836487E-2,0.31333620461720624,0.27106454928917678,0.29387944239546221,0.3405935707506676,0.29933620176215442,0.2158028411894051,{"$f":"SUM(W26:W27)/W33","v":0.34130350535775589},{"$f":"SUM(X26:X27)/X33","v":0.36754248931181621},{"$f":"SUM(Y26:Y27)/Y33","v":0.44773976841615226},0.49096697179145526]

{"sheet":"State Solar Market Penetration","index":7,"n_rows":59,"n_cols":13,"rows_kept":59,"cut":false,"hidden":false,"merged":[[2,8,5,8],[2,9,3,10],[2,11,3,12],[4,9,5,9],[4,10,5,10],[4,11,5,11],[4,12,5,12],[2,0,5,0],[4,1,5,1],[4,3,5,3],[2,1,3,2],[2,3,3,4],[4,2,5,2],[4,4,5,4]]}
["U.S. solar penetration rankings in 2022: the top 20 states",null,null,null,null,null,null,null,"U.S. solar penetration rankings in 2022: all 50 states"]
[]
["State","Solar generation as a %\nof in-state generation",null,"Solar generation as a %\nof in-state load",null,null,null,null,"State","Solar generation as a %\nof in-state generation",null,"Solar generation as a %\nof in-state load"]
[]
[null,"All Solar","Utility-Scale\nSolar Only","All Solar","Utility-Scale\nSolar Only",null,null,null,null,"All Solar","Utility-Scale\nSolar Only","All Solar","Utility-Scale\nSolar Only"]
[]
["California",0.27338469827114203,0.17222876816133087,0.2477296542088718,0.15606642746007049,null,null,null,"California",0.27338469827114203,0.17222876816133087,0.2477296542088718,0.15606642746007049]
["Nevada",0.23321771067129157,0.203926636287379,0.25664246688122144,0.22440935059751016,null,null,null,"Nevada",0.23321771067129157,0.203926636287379,0.25664246688122144,0.22440935059751016]
["Massachusetts",0.19327522822090959,8.4679251518030491E-2,9.2202494728752443E-2,4.0396476639013142E-2,null,null,null,"Massachusetts",0.19327522822090959,8.4679251518030491E-2,9.2202494728752443E-2,4.0396476639013142E-2]
["Vermont",0.18436250555308753,9.418036428254109E-2,7.5854505574849199E-2,3.874977152257357E-2,null,null,null,"Vermont",0.18436250555308753,9.418036428254109E-2,7.5854505574849199E-2,3.874977152257357E-2]
["Hawaii",0.17024240735580942,5.2753784712547602E-2,0.20382519737573668,6.3160235738908041E-2,null,null,null,"Hawaii",0.17024240735580942,5.2753784712547602E-2,0.20382519737573668,6.3160235738908041E-2]
["Utah",0.11535964035964036,9.6078921078921076E-2,0.13956369349770364,0.11623761179598743,null,null,null,"Utah",0.11535964035964036,9.6078921078921076E-2,0.13956369349770364,0.11623761179598743]
["Rhode Island",0.10960334029227557,4.9408489909533754E-2,0.12536481825417883,5.6513664101883791E-2,null,null,null,"Rhode Island",0.10960334029227557,4.9408489909533754E-2,0.12536481825417883,5.6513664101883791E-2]
["Arizona",9.8562269461793903E-2,6.5107208889461241E-2,0.12796627375108977,8.453059128420097E-2,null,null,null,"Arizona",9.8562269461793903E-2,6.5107208889461241E-2,0.12796627375108977,8.453059128420097E-2]
["North Carolina",8.9241249879932913E-2,8.4800614743499758E-2,8.5987057089767407E-2,8.1708350241700659E-2,null,null,null,"North Carolina",8.9241249879932913E-2,8.4800614743499758E-2,8.5987057089767407E-2,8.1708350241700659E-2]
["Maine",7.02441463211399E-2,4.2246479460044999E-2,7.1756894790602654E-2,4.3156281920326861E-2,null,null,null,"Maine",7.02441463211399E-2,4.2246479460044999E-2,7.1756894790602654E-2,4.3156281920326861E-2]
["New Jersey",6.7971148619863975E-2,2.4062403596139439E-2,6.291557320207225E-2,2.2272684007995324E-2,null,null,null,"New Jersey",6.7971148619863975E-2,2.4062403596139439E-2,6.291557320207225E-2,2.2272684007995324E-2]
["Colorado",6.3273129006879703E-2,4.0943405701277177E-2,6.5960528382222064E-2,4.2682394820877032E-2,null,null,null,"Colorado",6.3273129006879703E-2,4.0943405701277177E-2,6.5960528382222064E-2,4.2682394820877032E-2]
["New Mexico",6.1370708995730106E-2,4.754782524787108E-2,9.2331143614125505E-2,7.1534860087830721E-2,null,null,null,"New Mexico",6.1370708995730106E-2,4.754782524787108E-2,9.2331143614125505E-2,7.1534860087830721E-2]
["Georgia",5.7997466741143429E-2,5.445719815276652E-2,5.1478290015781462E-2,4.8335963576945098E-2,null,null,null,"Georgia",5.7997466741143429E-2,5.445719815276652E-2,5.1478290015781462E-2,4.8335963576945098E-2]
["Virginia",5.5641980718667834E-2,5.1369412795793164E-2,3.9036800196759612E-2,3.6039290435638083E-2,null,null,null,"Virginia",5.5641980718667834E-2,5.1369412795793164E-2,3.9036800196759612E-2,3.6039290435638083E-2]
["Florida",5.3810732289884367E-2,4.3498731095621419E-2,5.4170070438816872E-2,4.3789207601843433E-2,null,null,null,"Florida",5.3810732289884367E-2,4.3498731095621419E-2,5.4170070438816872E-2,4.3789207601843433E-2]
["Maryland",4.8520679237420566E-2,1.9845817272632568E-2,3.1251572643550905E-2,1.2782446781742238E-2,null,null,null,"Maryland",4.8520679237420566E-2,1.9845817272632568E-2,3.1251572643550905E-2,1.2782446781742238E-2]
["Texas",4.8069761138982127E-2,4.2147038923182764E-2,5.6327924774692742E-2,4.9387706152253963E-2,null,null,null,"Texas",4.8069761138982127E-2,4.2147038923182764E-2,5.6327924774692742E-2,4.9387706152253963E-2]
["New York",4.2535322980738574E-2,1.6399816483798475E-2,3.8383540688658263E-2,1.4799065322190177E-2,null,null,null,"New York",4.2535322980738574E-2,1.6399816483798475E-2,3.8383540688658263E-2,1.4799065322190177E-2]
["Idaho",4.1217501585288523E-2,3.0898714475125381E-2,2.7468305800998849E-2,2.0591625048021513E-2,null,null,null,"Idaho",4.1217501585288523E-2,3.0898714475125381E-2,2.7468305800998849E-2,2.0591625048021513E-2]
["Rest of U.S.",1.0492511888432919E-2,7.0675084174360529E-3,1.2809754935376597E-2,8.6283486541360917E-3,null,null,null,"Delaware",4.0104947526236882E-2,1.2556221889055473E-2,1.8464193270060398E-2,5.7808455565142363E-3]
["TOTAL U.S.",4.7448991096674276E-2,3.384677185573632E-2,5.2214423233856583E-2,3.7246095858486476E-2,null,null,null,"Minnesota",3.7808489634748275E-2,3.3810463968410663E-2,3.4591242304276487E-2,3.0933421642858217E-2]
[null,null,null,null,null,null,null,null,"Oregon",3.1760264275601698E-2,2.581406323737612E-2,3.7787759685569904E-2,3.0713082537900057E-2]
["Source: EIA",null,null,null,null,null,null,null,"Connecticut",3.1676258666787513E-2,9.9469796528753335E-3,5.0509429872100588E-2,1.5860972613628153E-2]
[null,null,null,null,null,null,null,null,"South Carolina",2.8502702321883271E-2,2.3611348745458387E-2,3.3872761850084324E-2,2.8059851447845275E-2]
[null,null,null,null,null,null,null,null,"Wisconsin",1.7128635565098575E-2,1.3517470232285771E-2,1.5019255455712453E-2,1.1852802738553702E-2]
[null,null,null,null,null,null,null,null,"Illinois",1.4793969217224518E-2,8.5001126710372542E-3,2.072748098328879E-2,1.1909307174953743E-2]
[null,null,null,null,null,null,null,null,"Arkansas",1.4702482777752091E-2,1.1173270454790636E-2,1.931213182453086E-2,1.4676410453652908E-2]
[null,null,null,null,null,null,null,null,"Indiana",1.4682523520547388E-2,1.1831548079664399E-2,1.4377586120943217E-2,1.1585821825614438E-2]
[null,null,null,null,null,null,null,null,"New Hampshire",1.2691837926822791E-2,2.1241569752004672E-4,2.2096893491124259E-2,3.6982248520710058E-4]
[null,null,null,null,null,null,null,null,"Iowa",9.8011839606835689E-3,5.5009494024349384E-3,1.287081515162627E-2,7.2237908400865384E-3]
[null,null,null,null,null,null,null,null,"Michigan",9.7791743938457319E-3,7.6756645373995463E-3,1.134801235428913E-2,8.9070439374315039E-3]
[null,null,null,null,null,null,null,null,"Tennessee",9.7334907437642854E-3,8.6157092260932908E-3,7.5743508048358565E-3,6.7045221317643842E-3]
[null,null,null,null,null,null,null,null,"Ohio",9.2880168391303707E-3,6.9034546712395308E-3,8.4028018217167811E-3,6.2455056329400486E-3]
[null,null,null,null,null,null,null,null,"Missouri",8.6707381437080601E-3,2.0231722335318806E-3,8.5880712934382156E-3,2.0038833018022504E-3]
[null,null,null,null,null,null,null,null,"Mississippi",7.814688665752495E-3,7.4755606670500289E-3,1.0672573499798631E-2,1.0209424083769634E-2]
[null,null,null,null,null,null,null,null,"Alabama",6.3313838004855436E-3,6.1658574266166407E-3,1.0487233677957388E-2,1.0213057634089221E-2]
[null,null,null,null,null,null,null,null,"Wyoming",4.5395308427454385E-3,4.0399652476107734E-3,1.2604788613473252E-2,1.1217658766057535E-2]
[null,null,null,null,null,null,null,null,"Louisiana",4.4257453012071079E-3,1.832980350070755E-3,4.8560888685104516E-3,2.0112127717221398E-3]
[null,null,null,null,null,null,null,null,"Pennsylvania",4.2533219911413574E-3,1.060187649023412E-3,7.0052660275655492E-3,1.7461402019449102E-3]
[null,null,null,null,null,null,null,null,"Washington",4.0553594031043898E-3,7.8275930983945103E-4,5.3940897611979973E-3,1.0411590093482787E-3]
[null,null,null,null,null,null,null,null,"Montana",3.1113876789047915E-3,1.1713459497053333E-3,5.4602685167341172E-3,2.05563050041755E-3]
[null,null,null,null,null,null,null,null,"Nebraska",3.0112304084906824E-3,2.1226706158213007E-3,3.6680697534576066E-3,2.5856885147324113E-3]
[null,null,null,null,null,null,null,null,"Alaska",2.764127764127764E-3,0,2.9980013324450365E-3,0]
[null,null,null,null,null,null,null,null,"Kansas",2.4578651685393258E-3,1.0693309499489275E-3,3.6548319726599581E-3,1.5900892348585532E-3]
[null,null,null,null,null,null,null,null,"Kentucky",2.2677047072927649E-3,7.3664293039446506E-4,2.0900449958731596E-3,6.7893181394605825E-4]
[null,null,null,null,null,null,null,null,"Oklahoma",1.9426284810273829E-3,9.5386548170206824E-4,2.4096385542168677E-3,1.1831758170406175E-3]
[null,null,null,null,null,null,null,null,"West Virginia",5.8433969614335804E-4,0,1.0002121662170765E-3,0]
[null,null,null,null,null,null,null,null,"South Dakota",2.1243826013064954E-4,1.0621913006532477E-4,2.9788501638367589E-4,1.4894250819183795E-4]
[null,null,null,null,null,null,null,null,"North Dakota",4.4327223564352046E-5,0,7.9029517524795511E-5,0]
[null,null,null,null,null,null,null,null,"TOTAL U.S.",4.7448991096674276E-2,3.384677185573632E-2,5.2214423233856583E-2,3.7246095858486476E-2]
[]
[null,null,null,null,null,null,null,null,"Source: EIA"]

{"sheet":"Solar Capacity&Generation by BA","index":8,"n_rows":307,"n_cols":10,"rows_kept":307,"cut":false,"hidden":false,"merged":[[0,0,0,6],[22,0,22,9],[26,0,27,0],[26,1,27,1],[26,2,27,2],[26,3,26,5],[26,6,26,9],[28,0,104,0],[94,1,104,1],[28,1,38,1],[39,1,49,1],[50,1,60,1],[61,1,71,1],[72,1,82,1],[83,1,93,1],[107,0,108,0],[107,1,108,1],[107,2,108,2],[107,3,107,5],[107,6,107,9],[109,0,216,0],[142,1,152,1],[109,1,119,1],[120,1,130,1],[131,1,141,1],[208,1,218,1],[153,1,163,1],[175,1,185,1],[186,1,196,1],[197,1,207,1],[164,1,174,1],[285,1,295,1],[252,1,262,1],[263,1,273,1],[274,1,284,1],[219,0,306,0],[296,1,306,1],[219,1,229,1],[230,1,240,1],[241,1,251,1]]}
["Annual solar capacity and generation by balancing authority"]
[]
[]
[]
[]
[]
[]
[]
[]
[]
[]
[]
[]
[]
[]
[]
[]
[]
[]
[]
[]
["Sources: Capacity Information: EIA 860/861, DPV Generation: EIA 861, Utility-Scale Generation: Berkeley Lab hourly modeling"]
["Notes: \nCapacity penetration based on reported peak load, not including coincident hourly DPV generation. \nGeneration penetration based on annual load, including annual DPV generation. \nCurtailment based on ISO reports."]
[]
[]
[]
["Region","BA","Date","Capacity (MWAC)",null,null,"Generation (MWh)"]
[null,null,null,"DPV","Utility-Scale","Penetration (right axis)","DPV","Utility-Scale","Curtailment","Penetration (right axis)"]
["ISOs","CAISO",2012,1354.68,1139.82,5.3436013881153335E-2,2108116.9,1487265.279718962,0,1.5099760109126935E-2]
[null,null,2013,1887.49,2425.62,9.6009037485531107E-2,2935767.64,3632545.0294620935,0,2.7679622906465789E-2]
[null,null,2014,2586.7199999999998,5708.67,0.18569967092744732,4253413.26,10839276.427815309,0,6.3688917667766895E-2]
[null,null,2015,3588.03,7213.33,0.2285905358503344,5533132.2300000004,16606637.699418368,130976.51258995305,9.3571807568908941E-2]
[null,null,2016,4837.22,10370.32,0.33073530371240295,7571800.9199999999,21161302.572577499,232936.20765837756,0.1213673521874037]
[null,null,2017,6088.37,10982.11,0.3420320984191228,9756830.75,26269457.720389418,347795.6785572134,0.15102214333781025]
[null,null,2018,7239.73,11872.710000000001,0.41113515606513656,11885158.4,28374861.171429146,421968.0341690284,0.17047969816697348]
[null,null,2019,8418.77,12901.51,0.48313535316911776,13948585.720000001,28780697.142617896,1053506.9468248,0.18762699739300912]
[null,null,2020,9702.67,14714.41,0.51987736070006607,16014711.810000001,31394764.305428483,1661767.5787957378,0.20874464468971957]
[null,null,2021,11314.79,15986.51,0.62630588883026317,18459155.109999999,35482737.734649584,1425583.1140378446,0.23186968675122169]
[null,null,2022,13213.33,17881.11,0.60622397254932547,21477638.890000001,39414160.161710627,2057180.2578873138,0.25564384187176936]
[null,"ERCOT",2012,31.4,75.599999999999994,1.6078532964598977E-3,44805.46,121143.21943049814,0,5.1107389835142267E-4]
[null,null,2013,43.63,126.3,2.5270430636809499E-3,65711.23,161286.03216117233,269.06731310010264,6.8530470003237991E-4]
[null,null,2014,105.58,170.3,4.1516305247475587E-3,155498.9,284356.02659589489,201.14070259378309,1.2937918871541911E-3]
[null,null,2015,136.87,304.16000000000003,6.311609136184098E-3,207839.03,393720.32339314668,545.88592570547894,1.7310504326184585E-3]
[null,null,2016,209.82,579.66000000000008,1.1102392102265535E-2,306376.09999999998,704968.56776696094,1809.6583711668798,2.879408750163365E-3]
[null,null,2017,272.04000000000002,1248.9100000000001,2.1880347536365946E-2,419177.26,2146005.6419687737,40773.51710386607,7.2851110579908668E-3]
[null,null,2018,412.95,1907.5100000000002,3.1582473187780603E-2,622628,3112584.930394968,268076.38217829389,1.0616274679028257E-2]
[null,null,2019,583.29,2406.9100000000003,3.9965404837842861E-2,870841.25,4226457.4394370709,265627.85489246284,1.3932431087682998E-2]
[null,null,2020,938.65,4902.3100000000004,7.8533018446175731E-2,1372067.32,8036134.6459725006,611066.65865031339,2.6145478890445519E-2]
[null,null,2021,1059.8699999999999,8859.5499999999993,0.13461540288389651,1576102.68,15731512.665695768,1880022.5507567641,4.864380231391504E-2]
[null,null,2022,1497.52,11255.449999999999,0.15911805494470529,2156229.9700000002,22567626.227060638,2797426.7685559681,6.36692276999965E-2]
[null,"SPP",2012,6.56,0,1.3903468809496408E-4,8628.59,122328.31162949676,0,5.7294546398667509E-4]
[null,null,2013,22.21,52.96,1.6589893076075595E-3,26563.4,124032.25450439026,0,6.5207335845554864E-4]
[null,null,2014,61.18,60.660000000000004,2.6942114257207856E-3,84645.33,130009.22800379674,0,9.15809504517321E-4]
[null,null,2015,66.349999999999994,69.960000000000008,2.9861673699600895E-3,102429.68,134346.19808072291,0,9.9743524301255156E-4]
[null,null,2016,87.98,253.66,6.7952805380372804E-3,137049.29,193253.61882313484,0,1.2809073914304876E-3]
[null,null,2017,114.05,307.44,8.3630312312558998E-3,176691.72,615176.25848307984,0,3.0896575152545569E-3]
[null,null,2018,148.91,328.14,9.6933050868465674E-3,228260.27,739023.3554202317,0,3.5585660713437772E-3]
[null,null,2019,200.92,351.64,1.0908152667548304E-2,296778.26,704989.13407159946,0,3.6998864128799276E-3]
[null,null,2020,249.22,387.53999999999996,1.3059597797367036E-2,398051.01,828065.13098486443,0,4.6618454156088828E-3]
[null,null,2021,393.57,404.23999999999995,1.5745164412348408E-2,594194.91,894745.58975150227,0,5.5423093817101622E-3]
[null,null,2022,521.67999999999995,418.53999999999996,1.7755189061736964E-2,776491.73,872172.93614685477,0,5.8137351127659507E-3]
[null,"MISO",2012,35.85,11.3,4.7917153629610065E-4,43998.41,7750.684211122446,0,1.0123937449391885E-4]
[null,null,2013,59.16,56.8,1.2129960877842632E-3,71885.63,40425.077545205771,0,2.1762140597727207E-4]
[null,null,2014,215.65,100.81,2.7551562323155816E-3,278673.24,113121.22904123779,0,5.7129461303835562E-4]
[null,null,2015,271.81,143.91,3.4636406052122909E-3,381430.52,170195.88239826058,0,8.1543792961715107E-4]
[null,null,2016,333.62,440.11,6.4069590275247588E-3,479570.74,264110.29753948428,0,1.1008122453753659E-3]
[null,null,2017,454.37,849.1,1.0841200003326874E-2,614205.89,982166.96009991411,0,2.3992419095700407E-3]
[null,null,2018,579.79,1203.1199999999999,1.4695928123969667E-2,818357.72,1794431.122038963,0,3.7702525759589203E-3]
[null,null,2019,786.39,1426.12,1.8236976590834154E-2,1033830.01,2014239.8723273361,0,4.4927284650131613E-3]
[null,null,2020,1058.3499999999999,2051.92,2.6601693465617516E-2,1394099.52,2642106.9229557333,0,6.1909315803719295E-3]
[null,null,2021,1531.28,3203.02,3.9664041554959791E-2,2065525.52,4190018.3752615959,0,9.3052891944704636E-3]
[null,null,2022,1898.77,4321.92,5.1220172910662831E-2,2597808.4,6644716.9014668874,0,1.3474545487770374E-2]
[null,"PJM",2012,1009.1,478.16999999999996,9.6364016990420995E-3,1180687.77,562272.50518709258,0,2.2287619985441208E-3]
[null,null,2013,1296.03,609.27,1.2096457775216793E-2,1660732.56,838125.9510120682,0,3.1519052584956225E-3]
[null,null,2014,1467.09,772.32999999999993,1.5806413885352505E-2,2165773.2599999998,967536.86078187008,0,3.9185176689597373E-3]
[null,null,2015,1750.88,1144.23,2.0156256222441979E-2,2357187.98,1314315.0605659836,0,4.618140769087049E-3]
[null,null,2016,2022.12,1636.16,2.4039598560231572E-2,2562752.75,2172953.8264142131,0,5.9578865160510204E-3]
[null,null,2017,2520.1999999999998,2250.0500000000002,3.2712937892358948E-2,3234425.09,2909251.5358949467,0,7.9007288831034663E-3]
[null,null,2018,2913.07,2724.15,3.7299235782578488E-2,3768780.47,3863102.5676139048,0,9.4033135638903146E-3]
[null,null,2019,3460.92,3320.77,4.4637781283698309E-2,4446073.12,4882310.1414016178,0,1.1747352475314631E-2]
[null,null,2020,4056.71,4644.12,6.0026957121591493E-2,5189919.92,6094254.093602716,0,1.4771675334106827E-2]
[null,null,2021,4562.76,6419.7199999999993,7.3649059530141961E-2,5849160.6299999999,9927679.8450469226,0,1.9939177363804489E-2]
[null,null,2022,5295.25,7341.2199999999993,8.5323943097069657E-2,6669852.8200000003,12382986.023064237,0,2.3685611457789482E-2]
[null,"NYISO",2012,106.73,43.5,4.631111028906296E-3,120567.79,59821.376412496611,0,1.107604794359612E-3]
[null,null,2013,164.96,47.1,6.245177554350066E-3,189856.42,66937.116467113126,0,1.5686931188667716E-3]
[null,null,2014,321.58999999999997,57.8,1.2738817145811928E-2,350159.19,75313.37197100358,0,2.6529312484828279E-3]
[null,null,2015,536.74,83.3,1.9912391131207768E-2,588516.52,98624.885573452775,0,4.2371726230394733E-3]
[null,null,2016,727.84,120.5,2.644822372215554E-2,873428.91,151744.10990918722,0,6.3418486396888797E-3]
[null,null,2017,983.54,165.9,3.8702465369670765E-2,1181575.57,186846.95917884423,0,8.6865680181895354E-3]
[null,null,2018,1227.0999999999999,305.8,4.8112262993198554E-2,1496725.1,323023.33074239217,0,1.1189350931675121E-2]
[null,null,2019,1515.29,529.79999999999995,6.727955811283387E-2,1852105.73,552355.7432373052,0,1.5248657440930657E-2]
[null,null,2020,1811.61,693.5,8.1705891926605559E-2,2290435.34,933411.91571943765,0,2.1141743755235979E-2]
[null,null,2021,2207.92,881.7,9.9926452847348579E-2,2702377.67,1240404.2640304263,0,2.548876275233581E-2]
[null,null,2022,2642.84,1041.6200000000001,0.12078359226661911,3361159.38,1638660.4076407673,0,3.2040978370202741E-2]
[null,"ISO-NE",2012,196.69,73.5,1.0573833684894356E-2,198408.11,54693.115421586495,0,2.0067479240360154E-3]
[null,null,2013,396,205.2,2.2334663308294141E-2,421291.55,149956.40226330498,0,4.4760914147242634E-3]
[null,null,2014,701.35,382.65,4.5001473756751259E-2,823192.49,419882.19218664803,0,9.8644803819385955E-3]
[null,null,2015,1034.03,451.45,6.1757332612717486E-2,1171252.6200000001,605110.74900370522,0,1.4077394596941404E-2]
[null,null,2016,1344.11,612.66,7.7832757242240661E-2,1705874.88,759658.52827454614,0,1.9881502100988085E-2]
[null,null,2017,1791.72,872.96,0.11332650032109488,2216909.46,1016040.4812705151,0,2.6682263950077917E-2]
[null,null,2018,2308.98,1087.25,0.1329420238230378,2972212.61,1342688.9379615835,0,3.4697122570841336E-2]
[null,null,2019,2563.5700000000002,1317.53,0.16218621891441251,3255324.47,1733909.0259812642,0,4.1476169019411056E-2]
[null,null,2020,2893.37,1589.03,0.18137675412330251,3776045.52,2133131.0650787363,0,4.983150303841543E-2]
[null,null,2021,3345.95,2045.83,0.21327543439040567,4297958.55,2565014.7010302567,0,5.6719029412290373E-2]
[null,null,2022,3804.47,2196.4299999999998,0.24552646276024456,4880107.68,3440433.9494944653,0,6.8350546855457217E-2]
[]
[]
["Region","BA","Date","Capacity (GWAC)",null,null,"Generation (TWh)"]
[null,null,null,"DPV","Utility-Scale","Penetration (right axis)","DPV","Utility-Scale","Curtailment","Penetration (right axis)"]
["West","AZPS",2012,186.22,158.19999999999999,4.6543243243243236E-2,297171.42,239862.5176474796,0,1.6763405924289352E-2]
[null,null,2013,287.24,619.83999999999992,0.12742178369145013,480868.74,694920.57581309532,0,3.7031747037456E-2]
[null,null,2014,381.5,656.95999999999992,0.14447134112409571,682815,1572667.5337604454,0,7.1361253908184707E-2]
[null,null,2015,453.68,679.3599999999999,0.15478688524590165,808346.03,1638216.2784258325,0,7.6019789877057972E-2]
[null,null,2016,549.26,679.3599999999999,0.16888247422680411,1010155.26,1671444.8166552137,0,8.4666676264134696E-2]
[null,null,2017,651.83000000000004,719.3599999999999,0.1861765105227427,1154434.71,1741898.4605885197,0,9.2483953514178027E-2]
[null,null,2018,788.33,725.95999999999992,0.20863736566547258,1427082.67,1732161.3953095272,0,0.100627601388542]
[null,null,2019,946.03,727.75999999999988,0.23822801024765158,1697240.67,1753621.0996708302,0,0.11030607873713999]
[null,null,2020,1088.19,727.75999999999988,0.24193312017053023,1921951.86,1765969.7240700296,0,0.11305278214610376]
[null,null,2021,1215.01,727.75999999999988,0.25952043815121562,2089776.73,1688312.0211666508,0,0.11483708205201393]
[null,null,2022,1304.54,727.75999999999988,0.26914315984637793,2255280.58,1681151.727441093,0,0.11487732460047072]
[null,"BPAT",2012,51.59,4.4000000000000004,6.1513952977367611E-3,77751.48,616.74763873567599,0,1.4416300131562553E-3]
[null,null,2013,71.34,4.4000000000000004,7.1704811720432662E-3,107892.48,10168.388774469522,0,2.1417929503192556E-3]
[null,null,2014,99.28,4.4000000000000004,9.7832086999598972E-3,156591.37,10185.43454250124,0,3.0228944072453849E-3]
[null,null,2015,137.1,4.4000000000000004,1.4835426369105408E-2,202696.8,9957.5518489507667,0,3.9169427298474608E-3]
[null,null,2016,186.1,4.4000000000000004,1.9711273813909018E-2,280842.11,10343.468210112038,0,5.3672819339966177E-3]
[null,null,2017,235.78,4.4000000000000004,2.2035448649551228E-2,363647.72,9814.1285450499527,0,6.5756652164160392E-3]
[null,null,2018,287.35000000000002,4.4000000000000004,2.8841705254083808E-2,449087.13,10052.473265392047,0,8.2142569236932257E-3]
[null,null,2019,337.76,14.8,3.4486097865160298E-2,533856.62,10614.463597825177,0,9.6394449871160422E-3]
[null,null,2020,389.52,87.899999999999991,5.1001887653124772E-2,615156.51,139169.63185934679,0,1.357320628780641E-2]
[null,null,2021,327.14,87.899999999999991,4.1435631208505963E-2,504118.23,235538.26082287915,0,1.310995577987319E-2]
[null,null,2022,392.84,137.89999999999998,4.8275774246128771E-2,597111.49,298943.2173744248,0,1.5490237350667015E-2]
[null,"IPCO",2012,0.08,0,2.2302759966545861E-5,135.80000000000001,0,0,7.952238876729745E-6]
[null,null,2013,0.09,0,2.384737678855326E-5,142.07,0,0,8.0645664528043955E-6]
[null,null,2014,2.13,0,5.9999999999999995E-4,3027.93,0,0,1.7828142930369719E-4]
[null,null,2015,4.09,0,1.0860329261816251E-3,5455.63,0,0,3.1876717772263833E-4]
[null,null,2016,6.68,169.5,4.8176100628930817E-2,9039.99,26999.808284110906,0,2.1007516760710469E-3]
[null,null,2017,11.84,289.5,7.9174986862848129E-2,14455.66,595784.53156754409,0,3.4605263477496859E-2]
[null,null,2018,22.58,289.5,8.2889774236387784E-2,28633.46,669331.66317441524,0,3.9241869070275714E-2]
[null,null,2019,37.049999999999997,291.5,9.3470839260312952E-2,48773.68,660752.74857334187,0,4.0419430471717317E-2]
[null,null,2020,51.74,318.3,9.5766045548654255E-2,74023.09,751912.8273891412,0,4.7075839884601414E-2]
[null,null,2021,75.61,318.3,9.6855175805261873E-2,100159.28,758919.55046682572,0,4.703339405673302E-2]
[null,null,2022,104.24,438.3,0.13950629982000512,150012.48000000001,727198.99411995395,0,4.6242934597958744E-2]
[null,"LDWP",2012,59.55,17.100000000000001,1.3257667480749141E-2,92664.48,22609.637671246357,0,4.2380542982520669E-3]
[null,null,2013,103.71,30.1,2.2826680313886048E-2,161305.91,54568.8452478213,0,8.0773768600779002E-3]
[null,null,2014,113.7,34.6,2.3381541668177616E-2,186963.22,62117.950363128941,0,9.0523068767346827E-3]
[null,null,2015,156,295.90000000000003,6.5764197732088386E-2,240570.97,598012.20489032019,0,2.8759193748350429E-2]
[null,null,2016,210.31,728.2,0.14023393490584926,329208.74,886365.17285244691,0,4.2063953169132508E-2]
[null,null,2017,264.70999999999998,878.6,0.16116577389343106,424210.03,1915503.6226256222,0,7.9913806872798407E-2]
[null,null,2018,314.77,884.2,0.17536492613719468,516746.02,2201373.8408010905,0,9.6159744748452639E-2]
[null,null,2019,366.03,975.1,0.21589343206696718,606460.25,2274022.3943458032,0,0.10544037674955437]
[null,null,2020,421.86,987.2,0.22415844734330256,696291.82,2509656.7379482994,0,0.11860282079828181]
[null,null,2021,608.32000000000005,991.6,0.28952587766920018,992427.69,2516253.2496868367,0,0.13146826687756955]
[null,null,2022,710.39,994,0.27623824959481358,1154711.77,2570893.3044978445,0,0.13789790106899086]
[null,"NEVP",2012,36.049999999999997,175.3,2.5938880706921946E-2,62512.42,310732.69875980041,0,1.0035777701072463E-2]
[null,null,2013,43.52,208.60000000000002,3.093496932515338E-2,75492.429999999993,420189.01013137039,0,1.3715278938777841E-2]
[null,null,2014,59.06,246.09000000000003,3.9262738033968098E-2,103524.74,531846.58143245184,0,1.7562564927929802E-2]
[null,null,2015,151.41,394.49,6.6850355131031103E-2,186237.19,613547.64625270676,0,2.1793447015971509E-2]
[null,null,2016,209.53,761.39,0.11389090909090908,372148.41,1028014.3652382217,0,3.804489056843699E-2]
[null,null,2017,227.3,1065.03,0.15263139246486357,412005.82,2380444.391921191,0,7.4776355141906226E-2]
[null,null,2018,301.55,1088.1299999999999,0.16153434848308729,496071.72,2753453.5201565432,0,8.464795655789599E-2]
[null,null,2019,413.75,1405.4299999999998,0.2193897732754462,680498.05,2993172.9589813398,0,9.6876464329958736E-2]
[null,null,2020,516.95000000000005,1560.0299999999997,0.23991914057987751,872340.55,3533551.4999938952,0,0.1145017883746107]
[null,null,2021,637.20000000000005,2011.0299999999997,0.28302126750026713,1070628.05,4575436.3588824039,0,0.14188574818869346]
[null,null,2022,773.42,2322.7299999999996,0.34516722408026751,1292352.52,5747092.4099819558,0,0.17253163227907475]
[null,"PACE",2012,21.38,1.3,2.3068731189270397E-3,26200.16,1618.9999999999998,0,4.6878221218827688E-4]
[null,null,2013,28.4,1.3,2.82666544844048E-3,37727.1,2100,0,6.5740046495756327E-4]
[null,null,2014,58.26,1.3,5.774943957058307E-3,78929.59,2235,0,1.3521922459096654E-3]
[null,null,2015,88,166.4,2.0309755708127097E-2,113614.06,21837.3591449745,0,1.930363422861861E-3]
[null,null,2016,175.09,855.88,8.5218217887254089E-2,225224.6,1016456.1084740969,0,1.7702092123462208E-2]
[null,null,2017,258.67,855.88,9.0621188714529635E-2,377891.93,2211105,0,3.6153995823961081E-2]
[null,null,2018,316.56,937.88,0.10029903254177661,497615.29,2167941.2286142651,0,3.7065527430026092E-2]
[null,null,2019,367.06,995.48,0.140179012345679,582946.36,2350997.8188373181,0,6.7197428535096207E-2]
[null,null,2020,431.97,1274.48,0.19865541327124564,690921.18,2632535.3708995879,0,6.9442432106153099E-2]
[null,null,2021,518.87,1534.58,0.22692562714112055,823998.23,3470309.6741815377,0,8.5374737401451059E-2]
[null,null,2022,636.1,1616.08,0.23722140299136296,983741.51,3970680.0902518556,0,9.6012693202765037E-2]
[null,"PACW",2012,0,2,5.1626226122870422E-4,0,252.46674489205563,0,1.2251898876736536E-5]
[null,null,2013,0,2,5.1626226122870422E-4,0,4648.2308321540904,0,2.2455660761256876E-4]
[null,null,2014,0,4.9000000000000004,1.2648425400103253E-3,0,8612.4708538840769,0,4.1606953439833372E-4]
[null,null,2015,0,11.3,2.9168817759421786E-3,0,10145.655996703737,0,4.9013789867404336E-4]
[null,null,2016,0,42,1.0841507485802787E-2,0,28454.623262349007,0,1.3794389878661576E-3]
[null,null,2017,0,148.69999999999999,3.8384099122354153E-2,0,104382.05572454445,0,5.0427100493775088E-3]
[null,null,2018,0,220.6,5.6943727413526067E-2,0,414867.31347652612,0,2.0042291333551506E-2]
[null,null,2019,0,283.5,7.318017552916882E-2,0,518858.39853050956,0,2.5066113541376514E-2]
[null,null,2020,0,293.5,7.926005941128815E-2,0,687411.16788366658,0,3.3529770888840398E-2]
[null,null,2021,0,403.2,9.7297297297297289E-2,0,915250.04525470198,0,4.2578627881731022E-2]
[null,null,2022,0,403.2,0.10151057401812688,0,898984.78355837136,0,4.1762177402431815E-2]
[null,"PNM",2012,18.61,18,1.8159722222222223E-2,30898.46,36398.712624073036,0,6.09602152374728E-3]
[null,null,2013,30.58,54.5,4.0766650694777189E-2,49218.37,68063.505990010934,0,1.0767217358274956E-2]
[null,null,2014,47.87,62.08,5.5840528186896894E-2,89763.98,126099.28754577921,0,2.0489262042319701E-2]
[null,null,2015,58.47,122.6,9.2241467142129385E-2,108241.65,177667.39444189306,0,2.7302667268454796E-2]
[null,null,2016,69.58,122.6,9.6282565130260525E-2,123910.03,286615.35790525889,0,3.9771456314712683E-2]
[null,null,2017,94.05,162.6,0.13374153204794162,165484.85,351361.98878673289,0,5.3659716401263789E-2]
[null,null,2018,111.19,196.6,0.1573568507157464,205354.57,455804.48695497954,0,6.7185576872421271E-2]
[null,null,2019,139.78,306.3,0.17243138770776964,249527.66,508668.87840003159,0,5.4430902082981319E-2]
[null,null,2020,169.36,368.40000000000003,0.20588055130168453,299467.49,838322.49210874666,0,8.1442186681348658E-2]
[null,null,2021,39.340000000000003,368.40000000000003,0.10990296495956874,69373.759999999995,903830.45717256761,0,6.9223606696837928E-2]
[null,null,2022,47.55,485.40000000000003,0.19122712594187299,85914.86,1052033.6517572587,0,7.913729786731194E-2]
[null,"PSCO",2012,142.44,101.19999999999999,2.8373122161406777E-2,218666.47,216905.68266594192,0,9.755479663123864E-3]
[null,null,2013,184.25,102.19999999999999,3.3991930698943872E-2,281682.02,227726.42139850371,0,1.1398127853181773E-2]
[null,null,2014,195.61,106.89999999999999,3.7564882652427668E-2,325033.64,231647.8084408869,0,1.3029624896656895E-2]
[null,null,2015,225.63,162.79999999999998,4.5271561771561768E-2,352100.53,222432.2471525945,0,1.2181453974634167E-2]
[null,null,2016,250.18,372.23,6.867593512082093E-2,410300.63,480823.07956133602,0,1.8768037502798415E-2]
[null,null,2017,287.98,408.63,7.5891709336529029E-2,466960.08,862444.36461247189,0,2.7979300530013351E-2]
[null,null,2018,303.88,472.13,8.3370935719258438E-2,501635.76,996768.70307268167,0,3.1028921622824997E-2]
[null,null,2019,313.20999999999998,506.13,8.4993775933609947E-2,513082.9,1106718.8357688691,0,3.3506632252590055E-2]
[null,null,2020,364.84,517.92999999999995,9.2913377539206393E-2,560548.46,1156056.5772946435,0,3.5041002326828885E-2]
[null,null,2021,620.95000000000005,889.82999999999993,0.15174568099638408,908299.99,1331626.0296459137,0,4.47159006209202E-2]
[null,null,2022,738.68,1089.83,0.19990270033890892,1147369.28,2010658.0299634454,0,6.6653747418385187E-2]
[null,"WACM",2012,9.1300000000000008,40.14,6.2780326197757396E-3,14025.46,83347.898161906298,0,2.0750398438268338E-3]
[null,null,2013,13.91,40.14,6.6221514334721876E-3,21274.43,86673.808205420544,0,2.108762059171362E-3]
[null,null,2014,17.739999999999998,40.14,6.9960160903535223E-3,29355.65,83693.034587614005,0,2.2044074730681838E-3]
[null,null,2015,25.9,50.14,9.2261958928625577E-3,40368.46,83902.198593971407,0,2.4016921268268363E-3]
[null,null,2016,31.95,68.64,1.2063812639719075E-2,52276.27,115686.84598481318,0,3.2876072148382406E-3]
[null,null,2017,41,74.94,1.3556222544673913E-2,66103.16,158601.42001878924,0,4.3095232184475587E-3]
[null,null,2018,57.26,81.94,1.5664932495619555E-2,93689.17,166448.52713293783,0,4.8042915734923817E-3]
[null,null,2019,78.790000000000006,127.03999999999999,2.1451797811360081E-2,128232.35,183047.26074683215,0,1.3814173507382614E-2]
[null,null,2020,95.89,194.64,4.5868329649510577E-2,147766.29,401648.02759795357,0,2.7147923955627973E-2]
[null,null,2021,107.13,201.64,5.7445581395348833E-2,156950.67000000001,465888.6549151885,0,2.9951447614733593E-2]
[null,null,2022,128.19999999999999,226.64,3.9452968645763843E-2,198536.7,503075.00990818714,0,2.6561888199061887E-2]
["Southeast","CPLE",2012,31.38,82.7,8.4359979294535235E-3,48948.44,81596.611436217412,0,1.964064161402847E-3]
[null,null,2013,26.98,199.10000000000002,1.7670783179615446E-2,38857.019999999997,203415.61264898512,0,3.6041643552926269E-3]
[null,null,2014,31.45,375.8,2.8649314104818854E-2,39944.53,444746.34855049493,0,7.2212238658901891E-3]
[null,null,2015,29.2,661.8,4.4383068919005716E-2,36437.230000000003,758005.66988927964,0,1.1952424653882054E-2]
[null,null,2016,51.39,846.16,6.7495112046924349E-2,77742.98,1338072.1223175675,0,2.1148252775186133E-2]
[null,null,2017,64.87,1147.94,8.3446401541213702E-2,101037.98,1732040.9814570877,0,2.7866499556168229E-2]
[null,null,2018,86.04,1345.74,9.2259810554803784E-2,125982.39999999999,2122509.9240620648,0,3.2701437083368701E-2]
[null,null,2019,104.25,1505.74,0.12713123815540114,154769.26999999999,2530009.7491097725,0,4.3438153626222234E-2]
[null,null,2020,132.91999999999999,1587.8600000000001,0.13799358460304734,198707.43,2660324.7486021621,0,4.7844794604789465E-2]
[null,null,2021,143.76,1817.8600000000001,0.16053850560602342,213181.34,2963701.5686276774,0,5.1692350528259774E-2]
[null,null,2022,188.51,1904.5600000000002,0.16341895690193631,278809.27,3420714.2974952045,0,5.9609391728187619E-2]
[null,"DUK",2012,6.75,31.1,1.9437169414060495E-3,10502.06,34979.751633561864,0,4.6731513208794653E-4]
[null,null,2013,23.13,134.19999999999999,8.6260211634409771E-3,33246.49,114681.49716109366,0,1.4998058015138402E-3]
[null,null,2014,27.03,246.6,1.3155920957738352E-2,34394.47,289310.29405052809,0,3.1742322359912013E-3]
[null,null,2015,40.619999999999997,625.66,3.1575754703568548E-2,50688.38,486779.41899118654,0,5.2189952884356943E-3]
[null,null,2016,79.33,1051.1599999999999,5.4689661845096986E-2,104925.31,1320273.3411938271,0,1.3563413859208498E-2]
[null,null,2017,111.96,1531.54,8.1684890656063616E-2,152928.38,2355121.3428898207,0,2.4467272657933158E-2]
[null,null,2018,156.76,1861.44,9.3348751156336729E-2,215962.25,2911044.881621005,0,2.8845808090591028E-2]
[null,null,2019,194.36,1966.44,0.10490848181774046,283442.2,3405002.211163817,0,3.4535484729586868E-2]
[null,null,2020,237.23,2095.54,0.11444684295736643,346513.15,3487335.8834952931,0,3.7771538726578895E-2]
[null,null,2021,294.24,2352.14,0.13029935992122108,429830.81,3970163.3387290663,0,4.1887368473965889E-2]
[null,null,2022,365.26,2516.7399999999998,0.13552786268516342,533581.26,4550872.9240598846,0,4.6985277233226444E-2]
[null,"FPC",2012,8.94,0,1.108768448468312E-3,12514.01,25225.648832922776,0,9.6487636312450587E-4]
[null,null,2013,13.02,0,1.5760803776782471E-3,18887.52,24759.762615921685,0,1.1212929863701326E-3]
[null,null,2014,17.45,0,2.0655776515151516E-3,27364,24275.505375655601,0,1.3002771393441494E-3]
[null,null,2015,27.34,17.399999999999999,5.2728344136711838E-3,40568.730000000003,24815.522159562468,0,1.5981599545835919E-3]
[null,null,2016,34.5,32.700000000000003,7.6225045372050821E-3,53270.95,44839.984754685451,0,2.476571271582885E-3]
[null,null,2017,55.78,43.400000000000006,1.159186535764376E-2,84862.14,58051.685919611285,0,3.521073357500844E-3]
[null,null,2018,78.87,177.56,2.7508045483801761E-2,120232.97,86314.011247608199,0,4.9409795232777977E-3]
[null,null,2019,167.28,297.46000000000004,3.6866571473901315E-2,234090.92,387494.89193403098,0,1.1373609360517021E-2]
[null,null,2020,287.52,446.86,6.3555170921678922E-2,413430.57,911108.14833644161,0,2.3916722918297165E-2]
[null,null,2021,462.98,671.16000000000008,9.8202441769850213E-2,664951.06000000006,1275868.820619036,0,3.5119224701689732E-2]
[null,null,2022,724.45,970.7600000000001,0.14228722511331207,1050493.6000000001,1735822.5584141917,0,4.8283601455878802E-2]
[null,"FPL",2012,14.53,0,6.7890851322306321E-4,20335.27,70556,0,8.2208401181484668E-4]
[null,null,2013,23.68,0,1.0980246684596123E-3,34340.949999999997,67996,0,9.1751080172433283E-4]
[null,null,2014,32.619999999999997,0,1.4263226934849147E-3,51158.78,64972,0,1.0042385467154181E-3]
[null,null,2015,44.17,36,3.5082268510414844E-3,65534.1,68066.769036652724,0,1.0924507851048286E-3]
[null,null,2016,53.08,262.5,1.3301580611169652E-2,81955.3,72795.648163128615,0,1.2781560380818442E-3]
[null,null,2017,71.16,262.5,1.4350350522558168E-2,108272.39,567399.08340275858,0,5.6213638617735257E-3]
[null,null,2018,98.59,858.5,4.1470167684908361E-2,150291.22,1699676.9165525762,0,1.5168291843614415E-2]
[null,null,2019,152.52000000000001,1156.5,5.2379656676403506E-2,213435.84,2365137.4376808284,0,2.0077654601767345E-2]
[null,null,2020,225.35,2274,9.8632596685082868E-2,324040.18,3630467.2066559959,0,3.0342461136262492E-2]
[null,null,2021,368.01,2944.5,0.10659383447033081,528550.84,5468374.8096607653,0,4.639072194700615E-2]
[null,null,2022,575.85,3391.5,0.12145196840751851,835007.74,6883828.3114620708,0,5.567454746636518E-2]
[null,"SCEG",2012,7.0000000000000007E-2,0,1.4702793530770848E-5,87.78,0,0,3.7070298137826316E-6]
[null,null,2013,0.16,0,3.4980323567993004E-5,184.59,0,0,7.8394853287803386E-6]
[null,null,2014,0.88,0,1.8133113538017722E-4,1155.1600000000001,0,0,4.7097939196637149E-5]
[null,null,2015,2.1800000000000002,0,4.3863179074446685E-4,2730.06,0,0,1.1202148308501333E-4]
[null,null,2016,22.15,6.8,6.02246723528188E-3,16899.560000000001,39.664695206249533,0,6.8741104884315941E-4]
[null,null,2017,51.95,238.62000000000003,6.1810253137630305E-2,57880.08,56978.639405831738,0,4.7534491767620294E-3]
[null,null,2018,76.02,315.40000000000003,8.2300252312867958E-2,97079.67,550936.72629512008,0,2.5915991315459106E-2]
[null,null,2019,90.25,576.29999999999995,0.13953317981997068,128147.96,845922.74722938566,0,3.9441317798592355E-2]
[null,null,2020,100.35,903.56999999999994,0.21566487647690655,140951.16,1753099.6110712029,0,7.8337925472814401E-2]
[null,null,2021,128.83000000000001,903.56999999999994,0.22216483752958896,183949.61,2083268.7490092763,0,9.2388894720055223E-2]
[null,null,2022,146.44999999999999,903.56999999999994,0.1802918956043956,209329.84,2085071.8481153059,0,9.1701188588945645E-2]
[null,"SOCO",2012,18.579999999999998,2,4.8917306458130295E-4,25280.98,2008.8763099904518,0,1.2837281623028323E-4]
[null,null,2013,22.94,60.85,2.1232008919521593E-3,35479.43,9620.2197005808157,0,2.1222288027716927E-4]
[null,null,2014,61.74,70.95,2.8934342222900629E-3,104471.35,123002.51480641028,0,9.8042046260993069E-4]
[null,null,2015,110.21,228.18,7.5604361231511683E-3,149134.79,140163.66465695959,0,1.2539222551752409E-3]
[null,null,2016,113.56,957.90000000000009,2.472561960585222E-2,192748.71,796737.8401008721,0,4.2918238522959475E-3]
[null,null,2017,154.71,1289.4000000000001,3.4215751314978914E-2,232157.56,2109641.5069484734,0,1.047772171214985E-2]
[null,null,2018,179.95,1331.3600000000001,3.4539491726848892E-2,289827.45,2625523.927922653,0,1.2539655201731179E-2]
[null,null,2019,203.94,1826.8600000000001,4.4618257717236078E-2,335145.45,2698629.2468620357,0,1.2735134439511684E-2]
[null,null,2020,263.04000000000002,2632.5600000000004,6.5179516038266744E-2,416830.88,4425755.6567723099,0,2.1250524476269385E-2]
[null,null,2021,331.46,3578.3600000000006,8.6746095136670226E-2,511472.5,5543981.1278050691,0,2.5934714595295956E-2]
[null,null,2022,423.01,4143.76,9.4996567719925956E-2,667271.78,8157442.3480161894,0,3.6526860821873453E-2]
[null,"TEC",2012,3.35,6.8,2.6079136690647484E-3,4692.75,6708.7299314661041,0,5.9220567767985662E-4]
[null,null,2013,6.51,6.8,3.4366124451329716E-3,9443.76,12668.751738309826,0,1.1520106770449624E-3]
[null,null,2014,7.59,6.8,3.5495806610754813E-3,11897.39,12544.450712526917,0,1.2641986762855131E-3]
[null,null,2015,9.4700000000000006,8.4,4.4530276601046602E-3,14043.02,12419.067086663705,0,1.315145617797377E-3]
[null,null,2016,10.62,9.8000000000000007,4.9252291365171254E-3,16391.060000000001,15963.611065349678,0,1.603559048602589E-3]
[null,null,2017,17.309999999999999,28.8,1.1205346294046173E-2,26336.53,54603.542641036853,0,3.9842478379855557E-3]
[null,null,2018,28.17,173.5,4.9868941641938676E-2,42940.35,123165.7834764852,0,8.0317577162648639E-3]
[null,null,2019,49.2,451.2,0.11339225016995241,68850.27,868801.40949009603,0,4.3657637370225509E-2]
[null,null,2020,85.48,600.20000000000005,0.15733822854520424,122911.79,1210675.6877049317,0,6.2252947206057729E-2]
[null,null,2021,130.59,734.7,0.19292976588628763,187550.3,1433799.9700862311,0,7.6399905944572855E-2]
[null,null,2022,204.33,1013.5,0.27207998212689899,296293.07,1803582.8390232651,0,9.3460810544542791E-2]
[null,"TVA",2012,0,11.8,3.3141440647190549E-4,0,5850.7412750124467,0,3.1110688277436264E-5]
[null,null,2013,0,11.8,3.5694180729316813E-4,0,20394,0,1.1320206219866377E-4]
[null,null,2014,0,43.480000000000004,1.2072077074714719E-3,0,25758.160222722039,0,1.4240027157362927E-4]
[null,null,2015,0,43.480000000000004,1.2229508611706073E-3,0,76147,0,4.2700845808301438E-4]
[null,null,2016,0,146.68,4.2912691630416057E-3,0,109845.34643324466,0,6.0220645696954856E-4]
[null,null,2017,0,175.68,5.1254746417667254E-3,0,237324.48813917811,0,1.3490088276600679E-3]
[null,null,2018,0,280.48,7.8018668514399153E-3,0,336171.42674981436,0,1.8129316943933892E-3]
[null,null,2019,0,289.68,9.7970779220779222E-3,0,525919.56151547062,0,3.3447200681898082E-3]
[null,null,2020,0,291.18,1.0066376270483303E-2,0,514731.11019178614,0,3.3658693695384875E-3]
[null,null,2021,0,527.18000000000006,1.7375741595253791E-2,0,662163.9085668124,0,4.4309683982116516E-3]
[null,null,2022,0,697.88000000000011,2.0878982797307408E-2,0,1403612.7682488775,0,8.5012776769240392E-3]

{"sheet":"PV Capacity by Region","index":9,"n_rows":137,"n_cols":17,"rows_kept":137,"cut":false,"hidden":false,"merged":[[119,1,119,11],[24,1,24,11],[24,13,24,16],[43,1,43,11],[62,1,62,11],[81,1,81,11],[100,1,100,11]]}
["Annual and cumulative utility-scale PV capacity by region"]
[]
[]
[]
[]
[]
[]
[]
[]
[]
[]
[]
[]
[]
[]
[]
[]
[]
[]
[]
[]
[]
["Sources: Berkeley Lab: Capacity Information, NREL: Long-Term Annual Average Solar Resource"]
[]
[null,"Annual Capacity Additions (MWAC)",null,null,null,null,null,null,null,null,null,null,null,"State-level Statistics (MWAC)"]
["Solar COD","CAISO","ERCOT","HI","ISO-NE","MISO","NYISO","PJM","SPP","Southeast (non-ISO)","West (non-ISO)","Total",null,"State","Cumulative Capacity","2022 Annual Capacity","2022 Annual New Project Count"]
[2007,null,null,null,null,null,null,null,null,null,18.899999999999999,18.899999999999999,null,"CA",15614.2,2088.4,20]
[2008,10,null,null,null,null,null,null,null,null,null,10,null,"TX",11324.07,2504.1,14]
[2009,21,null,null,null,null,null,null,null,25,null,46,null,"FL",5935.46,1112.2,16]
[2010,48,13.9,null,null,null,null,23.43,null,40.1,49.64,175.07,null,"GA",3500.77,547.29999999999995,5]
[2011,95,30,null,null,null,31.5,73.58,49.86,5.5,199.71,485.15,null,"NC",3432.94,208.3,7]
[2012,425.42,30.4,5.76,null,null,null,107.4,null,40.1,352.06,961.14,null,"NV",3207.13,300,2]
[2013,900.1,50.7,null,null,38.799999999999997,null,17.3,null,43.65,293.24,1343.79,null,"VA",2825.3,645.6,10]
[2014,2676.44,39.6,12,20.25,16.71,null,102.45,null,61.68,254.95,3184.08,null,"AZ",2573.7399999999998,212.5,3]
[2015,1337.16,130.26,22.2,null,20.399999999999999,null,246.15,null,415.1,715.41,2886.68,null,"UT",1487.06,80,1]
[2016,3102.19,269.5,6.5,26.61,110.6,9.5,368.79,165,1334.89,2048.6799999999998,7442.26,null,"SC",1129.5899999999999,113.2,4]
[2017,528.89,660.75,45.6,27.2,273.29000000000002,15,472.79,18.68,1200.7,835.84,4078.74,null,"CO",1106.6300000000001,207.8,2]
[2018,835.8,646,20,64.59,111.62,32.6,360.9,18.399999999999999,1377.3,494.9,3962.12,null,"NM",779.8,114.5,3]
[2019,978.8,497.7,129.35,110.48,13.2,65,492.13,16,1548.2,755.3,4606.16,null,"WI",699.5,265.5,5]
[2020,1754.7,2495.4,14,98.1,440.9,27,1131.95,30,2815.39,815.7,9623.14,null,"IL",665.15,219,2]
[2021,1179,3945.34,null,287.31,998,30,1706.9,5,2567.8000000000002,1759.6,12478.96,null,"MI",648.03,354,6]
[2022,2068.4,2504.1,39,85.21,1253,93.53,886.8,8,2227.8000000000002,1263.3,10429.129999999999,null,"OR",623.79999999999995,50,1]
[null,null,{"$f":"C42/L42","v":0.24010631759312617},null,null,null,null,null,null,null,null,null,null,"NJ",531.04999999999995,17.2,2]
[null,"Cumulative Capacity (MWAC)",null,null,null,null,null,null,null,null,null,null,null,"AL",525.1,100,1]
["Solar COD","CAISO","ERCOT","HI","ISO-NE","MISO","NYISO","PJM","SPP","Southeast (non-ISO)","West (non-ISO)","Total",null,"IN",513.37,19,3]
[2007,null,null,null,null,null,null,null,null,null,18.899999999999999,18.899999999999999,null,"OH",420.58]
[2008,10,null,null,null,null,null,null,null,null,18.899999999999999,28.9,null,"ID",360,120,1]
[2009,31,null,null,null,null,null,null,null,25,18.899999999999999,74.900000000000006,null,"TN",328.08,156.80000000000001,2]
[2010,79,13.9,null,null,null,null,23.43,null,65.099999999999994,68.540000000000006,249.97,null,"MD",318.3,79.599999999999994,1]
[2011,174,43.9,null,null,null,31.5,97.01,49.86,70.599999999999994,268.25,735.12,null,"AR",308.5,100,1]
[2012,599.41999999999996,74.3,5.76,null,null,31.5,204.41,49.86,110.7,620.30999999999995,1696.26,null,"MS",307.10000000000002,100,1]
[2013,1499.52,125,5.76,null,38.799999999999997,31.5,221.71,49.86,154.35,913.55,3040.05,null,"NY",304.14,93.53,8]
[2014,4175.96,164.6,17.760000000000002,20.25,55.51,31.5,324.16000000000003,49.86,216.03,1168.5,6224.14,null,"HI",294.41000000000003,39,1]
[2015,5513.12,294.86,39.96,20.25,75.91,31.5,570.32000000000005,49.86,631.13,1883.91,9110.82,null,"MN",285.68,15.6,2]
[2016,8615.31,564.36,46.46,46.86,186.51,41,939.11,214.86,1966.01,3932.59,16553.080000000002,null,"IA",231,131,3]
[2017,9144.2000000000007,1225.1099999999999,92.06,74.06,459.8,56,1411.9,233.54,3166.71,4768.42,20631.82,null,"ME",193.7,21,3]
[2018,9980,1871.11,112.06,138.65,571.42999999999995,88.6,1772.8,251.94,4544.01,5263.32,24593.94,null,"MA",191.09,30.01,6]
[2019,10958.8,2368.81,241.41,249.13,584.63,153.6,2264.9299999999998,267.94,6092.22,6018.62,29200.1,null,"WA",169.2,150,1]
[2020,12713.5,4864.21,255.41,347.23,1025.53,180.6,3396.88,297.95,8907.6,6834.32,38823.24,null,"CT",166.5,15,1]
[2021,13892.5,8809.5499999999993,255.41,634.54999999999995,2023.53,210.61,5103.78,302.95,11475.4,8593.92,51302.2,null,"RI",138.88,19.2,2]
[2022,15960.9,11313.65,294.41000000000003,719.75,3276.53,304.14,5990.58,310.95,13703.2,9857.2199999999993,61731.33,{"$f":"B61-C61","v":4647.25},"LA",120,50,1]
[null,null,null,null,null,null,null,null,null,null,null,null,null,"PA",108.5,20,1]
[null,"Annual Capacity Additions (MWDC)",null,null,null,null,null,null,null,null,null,null,null,"WY",80]
["Solar COD","CAISO","ERCOT","HI","ISO-NE","MISO","NYISO","PJM","SPP","Southeast (non-ISO)","West (non-ISO)","Total",null,"KY",76.099999999999994,57.6,1]
[2007,null,null,null,null,null,null,null,null,null,22.28,22.28,null,"DE",72,50,1]
[2008,12.14,null,null,null,null,null,null,null,null,null,12.14,null,"MO",40.020000000000003,13.7,2]
[2009,25.2,null,null,null,null,null,null,null,27.6,null,52.8,null,"VT",29.59]
[2010,60.5,16.600000000000001,null,null,null,null,28.17,null,48.3,57.15,210.72,null,"KS",26]
[2011,118.41,34.99,null,null,null,37.69,85.32,54,5.92,242.82,579.15,null,"OK",25]
[2012,560.54999999999995,35.43,7.2,null,null,null,133.72999999999999,null,49.31,431.2,1217.42,null,"NE",14.26,8.5,1]
[2013,1171.33,61.67,null,null,52.27,null,21.36,null,55,392.52,1754.16,null,"KY",18.5]
[2014,3463.02,48.1,14.26,24.66,22.06,null,139.33000000000001,null,78.599999999999994,322.10000000000002,4112.13,null,"NE",5.76]
[2015,1697.12,162.37,28.83,null,27.27,null,332.86,null,563.24,939.58,3751.27]
[2016,3981.58,344.1,8.1300000000000008,36.54,152.15,14.25,469.58,223.6,1794.3,2647.55,9671.7800000000007]
[2017,700.8,855.63,63.59,34.56,385.09,19.02,621.27,24.73,1628.3,1091.58,5424.58]
[2018,1120.33,854.69,28.19,87.95,135.63999999999999,42.4,506.69,24.07,1959.88,655.38,5415.22]
[2019,1220.81,647.35,140.9,155.5,16.670000000000002,87.2,672.25,19.27,2156.79,978.34,6095.07]
[2020,2277.73,3246.09,19.3,140.9,626.48,35.479999999999997,1513.15,39.700000000000003,3858.09,1055.44,12812.37]
[2021,1547.8,5263.8,null,407.42,1319.03,41.43,2251.81,6.42,3516.4,2275.9699999999998,16630.080000000002]
[2022,2599.9,3087.44,50.1,121.24,1405.69,130.28,1137.8,10.8,2959.39,1679.96,13182.59]
[]
[null,"Cumulative Capacity (MWDC)"]
["Solar COD","CAISO","ERCOT","HI","ISO-NE","MISO","NYISO","PJM","SPP","Southeast (non-ISO)","West (non-ISO)","Total"]
[2007,null,null,null,null,null,null,null,null,null,22.28,22.28]
[2008,12.14,null,null,null,null,null,null,null,null,22.28,34.42]
[2009,37.340000000000003,null,null,null,null,null,null,null,27.6,22.28,87.22]
[2010,97.84,16.600000000000001,null,null,null,null,28.17,null,75.900000000000006,79.430000000000007,297.94]
[2011,216.25,51.59,null,null,null,37.69,113.5,54,81.81,322.25,877.09]
[2012,776.79,87.02,7.2,null,null,37.69,247.23,54,131.13,753.45,2094.5100000000002]
[2013,1948.13,148.69999999999999,7.2,null,52.27,37.69,268.58999999999997,54,186.13,1145.97,3848.68]
[2014,5411.14,196.8,21.46,24.66,74.33,37.69,407.92,54,264.73,1468.07,7960.81]
[2015,7108.27,359.17,50.29,24.66,101.6,37.69,740.78,54,827.97,2407.66,11712.08]
[2016,11089.85,703.27,58.42,61.2,253.75,51.94,1210.3599999999999,277.60000000000002,2622.27,5055.21,21383.86]
[2017,11790.65,1558.9,122.01,95.76,638.84,70.959999999999994,1831.63,302.33,4250.57,6146.79,26808.44]
[2018,12910.98,2413.59,150.19999999999999,183.72,774.48,113.36,2338.3200000000002,326.39999999999998,6210.45,6802.17,32223.66]
[2019,14131.78,3060.94,291.10000000000002,339.22,791.15,200.56,3010.57,345.67,8367.23,7780.51,38318.730000000003]
[2020,16409.509999999998,6307.03,310.39999999999998,480.12,1417.63,236.04,4523.72,385.37,12225.32,8835.9500000000007,51131.11]
[2021,17957.310000000001,11570.83,310.39999999999998,887.54,2736.66,277.47000000000003,6775.53,391.79,15741.72,11111.92,67761.179999999993]
[2022,20557.21,14658.27,360.5,1008.78,4142.3599999999997,407.75,7913.32,402.59,18701.12,12791.88,80943.78]
[]
[null,"Annual New Project Count"]
["Solar COD","CAISO","ERCOT","HI","ISO-NE","MISO","NYISO","PJM","SPP","Southeast (non-ISO)","West (non-ISO)","Total"]
[2007,null,null,null,null,null,null,null,null,null,2,2]
[2008,1,null,null,null,null,null,null,null,null,null,1]
[2009,1,null,null,null,null,null,null,null,1,null,2]
[2010,1,1,null,null,null,null,3,null,3,2,10]
[2011,6,1,null,null,null,1,7,5,1,14,35]
[2012,10,3,1,null,null,null,9,null,3,18,44]
[2013,16,2,null,null,4,null,2,null,3,11,38]
[2014,32,1,1,2,2,null,9,null,3,15,65]
[2015,34,3,2,null,3,null,13,null,16,18,89]
[2016,45,2,1,2,3,1,23,3,30,42,152]
[2017,24,15,3,4,17,2,23,3,47,28,166]
[2018,7,10,1,4,4,2,15,2,29,22,96]
[2019,11,9,4,9,2,5,20,3,26,22,111]
[2020,19,16,1,6,11,5,34,3,45,24,164]
[2021,13,20,null,24,16,3,29,1,32,17,155]
[2022,19,14,1,12,24,8,18,1,34,16,147]
[]
[null,"Cumulative Project Count"]
["Solar COD","CAISO","ERCOT","HI","ISO-NE","MISO","NYISO","PJM","SPP","Southeast (non-ISO)","West (non-ISO)","Total"]
[2007,null,null,null,null,null,null,null,null,null,2,2]
[2008,1,null,null,null,null,null,null,null,null,2,3]
[2009,2,null,null,null,null,null,null,null,1,2,5]
[2010,3,1,null,null,null,null,3,null,4,4,15]
[2011,9,2,null,null,null,1,10,5,5,18,50]
[2012,19,5,1,null,null,1,19,5,8,36,94]
[2013,35,7,1,null,4,1,21,5,11,47,132]
[2014,67,8,2,2,6,1,30,5,14,62,197]
[2015,101,11,4,2,9,1,43,5,30,80,286]
[2016,146,13,5,4,12,2,66,8,60,122,438]
[2017,170,28,8,8,29,4,89,11,107,150,604]
[2018,177,38,9,12,33,6,104,13,136,172,700]
[2019,188,47,13,21,35,11,124,16,162,194,811]
[2020,207,63,14,27,46,16,158,19,207,218,975]
[2021,220,83,14,51,62,19,187,20,239,235,1130]
[2022,239,97,15,63,86,27,205,21,273,251,1277]

{"sheet":"PV+Storage Capacity by Region","index":10,"n_rows":518,"n_cols":27,"rows_kept":518,"cut":false,"hidden":false,"merged":[[24,14,25,14],[24,15,24,20],[24,21,24,26],[37,1,37,11],[48,14,48,19],[50,1,50,11],[63,1,63,11],[76,1,76,11],[89,1,89,11],[24,1,24,11]]}
["Annual and cumulative storage capacity that is coupled with utility-scale PV by region",null,null,null,null,null,null,null,null,null,null,null,null,null,"Annual and cumulative utility-scale PV capacity with/without hybrid capabilities"]
[]
[]
[]
[]
[]
[]
[]
[]
[]
[]
[]
[]
[]
[]
[]
[]
[]
[]
[]
[]
[]
["Sources: Berkeley Lab"]
[]
[null,"Annual Capacity Additions (Storage MW)",null,null,null,null,null,null,null,null,null,null,null,null,"Installation Year","PV standalone",null,null,null,null,null,"PV-storage hybrid"]
["Storage COD","CAISO","ERCOT","HI","ISO-NE","MISO","NYISO","PJM","SPP","Southeast (non-ISO)","West (non-ISO)","Total",null,null,null,"Annual New Project Count","Annual Retrofit Project Count","Cumulative Net Project Count","Annual New Solar \nCapacity GWAC","Annual Retrofit Solar \nCapacity GWAC","Cumulative Net Solar\nCapacity GWAC","Annual New Project Count","Annual Retrofit Project Count","Cumulative  Project Count","Annual New Solar \nCapacity GWAC","Annual Retrofit Solar \nCapacity GWAC","Cumulative   Solar\nCapacity GWAC"]
[2012,null,null,3,null,null,null,null,null,null,null,3,null,null,2007,2,null,2,0.02,null,0.02]
[2013,null,null,null,null,null,null,33,null,null,null,33,null,null,2008,1,null,3,0.01,null,0.03]
[2015,null,null,6,null,null,null,null,null,null,null,6,null,null,2009,2,null,5,0.05,null,7.0000000000000007E-2]
[2016,null,1,null,null,null,null,null,null,null,null,1,null,null,2010,10,null,15,0.18,null,0.25]
[2017,null,null,13.6,null,null,null,null,null,1,null,14.6,null,null,2011,35,null,50,0.49,null,0.74]
[2018,null,null,20,null,9,null,null,null,14,46,89,null,null,2012,43,null,93,0.96,null,1.69,1,null,1,0.01,null,0.01]
[2019,null,20,null,13.3,null,null,null,12,2,1.5,48.8,null,null,2013,38,-1,130,1.34,-0.02,3.01,null,1,2,null,0.02,0.03]
[2020,null,null,null,2.2000000000000002,null,5.82,null,null,null,null,8.02,null,null,2014,65,null,195,3.18,null,6.2]
[2021,1044.7,90,14,50.98,null,7.5,10,null,527,146,1890.18,null,null,2015,87,null,282,2.86,null,9.06,1,null,3,0.01,null,0.04]
[2022,1239.6500000000001,277,39,24.19,10,19,null,null,40,118.5,1767.34,null,null,2016,151,-1,432,7.39,-0.04,16.41,null,1,4,null,0.04,0.08]
[null,null,null,null,null,null,null,null,null,null,null,null,null,null,2017,162,null,594,4.04,null,20.45,2,null,6,0.02,null,0.1]
[null,"Cumulative Capacity (Storage MW)",null,null,null,null,null,null,null,null,null,null,null,null,2018,92,-3,683,3.91,-0.2,24.15,3,3,12,0.05,0.2,0.35]
["Storage COD","CAISO","ERCOT","HI","ISO-NE","MISO","NYISO","PJM","SPP","Southeast (non-ISO)","West (non-ISO)","Total",null,null,2019,98,-3,778,4.42,-0.19,28.38,8,3,23,0.13,0.19,0.67]
[2012,null,null,3,null,null,null,null,null,null,null,3,null,null,2020,156,-1,933,9.5500000000000007,-0.01,37.93,2,1,26,0.01,0.01,0.68]
[2013,null,null,3,null,null,null,33,null,null,null,36,null,null,2021,129,-13,1049,11.05,-1.42,47.57,26,13,65,1.39,1.42,3.49]
[2015,null,null,9,null,null,null,33,null,null,null,42,null,null,2022,120,-9,1160,7.99,-1.34,54.21,26,9,100,2.2400000000000002,1.34,7.07]
[2016,null,1,9,null,null,null,33,null,null,null,43]
[2017,null,1,22.6,null,null,null,33,null,1,null,57.6]
[2018,null,1,42.6,null,9,null,33,null,15,46,146.6]
[2019,null,21,42.6,13.3,9,null,33,12,17,47.5,195.4]
[2020,null,21,42.6,15.5,9,5.82,33,12,17,47.5,203.42]
[2021,1044.7,111,56.6,66.48,9,13.32,43,12,544,193.5,2093.6]
[2022,2284.35,388,95.6,90.67,19,32.32,43,12,584,312,3860.94,null,null,"State-level Hybrid Statistics"]
[null,null,null,null,null,null,null,null,null,null,null,null,null,null,"State","2022 Annual New Project Count","2022 Annual Capacity MW","Cumulative Capacity MW","2022 Annual Energy MWh","Cumulative Energy MWh"]
[null,"Annual Energy Additions (Storage MWh)",null,null,null,null,null,null,null,null,null,null,null,null,"CA",13,1239.6500000000001,2321.85,4270.5,8451.9]
["Storage COD","CAISO","ERCOT","HI","ISO-NE","MISO","NYISO","PJM","SPP","Southeast (non-ISO)","West (non-ISO)","Total",null,null,"FL",null,null,503,null,1146]
[2012,null,null,2.0099999999999998,null,null,null,null,null,null,null,2.0099999999999998,null,null,"TX",3,277,388,326.7,493.95]
[2013,null,null,null,null,null,null,13.5,null,null,null,13.5,null,null,"NV",2,75,190,300,760]
[2015,null,null,4.63,null,null,null,null,null,null,null,4.63,null,null,"HI",1,39,95.6,156,389.76]
[2016,null,0.25,null,null,null,null,null,null,null,null,0.25,null,null,"MA",6,24.19,86.67,47.49,214.47]
[2017,null,null,57.12,null,null,null,null,null,2,null,59.12,null,null,"GA",1,40,80,80,160]
[2018,null,null,100,null,18,null,null,null,56,58,232,null,null,"AZ",null,null,40,null,70]
[2019,null,52,null,35.200000000000003,null,null,null,26.2,4,1.5,118.9,null,null,"IL",null,null,33,null,13.5]
[2020,null,null,null,4.7,null,13.2,null,null,null,null,17.899999999999999,null,null,"NY",5,19,32.32,75.599999999999994,117.8]
[2021,4161.8999999999996,115,70,143.08000000000001,null,29,10,null,1166,492,6186.98,null,null,"OR",1,30,30,120,120]
[2022,4270.5,326.7,156,47.49,30,75.599999999999994,null,null,80,447.1,5433.39,null,null,"AR",1,10,22,30,56.2]
[null,null,null,null,null,null,null,null,null,null,null,null,null,null,"NM",1,12.5,12.5,25,25]
[null,"Cumulative Energy (Storage MWh)",null,null,null,null,null,null,null,null,null,null,null,null,"NC",null,null,10,null,10]
["Storage COD","CAISO","ERCOT","HI","ISO-NE","MISO","NYISO","PJM","SPP","Southeast (non-ISO)","West (non-ISO)","Total",null,null,"MN",null,null,9,null,18]
[2012,null,null,2.0099999999999998,null,null,null,null,null,null,null,2.0099999999999998,null,null,"VT",null,null,4,null,16]
[2013,null,null,2.0099999999999998,null,null,null,13.5,null,null,null,15.51,null,null,"CO",null,null,1,null,2]
[2015,null,null,6.64,null,null,null,13.5,null,null,null,20.14,null,null,"AL",null,null,1,null,2]
[2016,null,0.25,6.64,null,null,null,13.5,null,null,null,20.39,null,null,"NE",1,1,1,2.1,2.1]
[2017,null,0.25,63.76,null,null,null,13.5,null,2,null,79.510000000000005]
[2018,null,0.25,163.76,null,18,null,13.5,null,58,58,311.51]
[2019,null,52.25,163.76,35.200000000000003,18,null,13.5,26.2,62,59.5,430.41]
[2020,null,52.25,163.76,39.9,18,13.2,13.5,26.2,62,59.5,448.31]
[2021,4161.8999999999996,167.25,233.76,182.98,18,42.2,23.5,26.2,1228,551.5,6635.29]
[2022,8432.4,493.95,389.76,230.47,48,117.8,23.5,26.2,1308,998.6,12068.68]
[]
[null,"Annual New Project Count"]
["Storage COD","CAISO","ERCOT","HI","ISO-NE","MISO","NYISO","PJM","SPP","Southeast (non-ISO)","West (non-ISO)","Total"]
[2012,null,null,1,null,null,null,null,null,null,null,1]
[2013,null,null,null,null,null,null,1,null,null,null,1]
[2015,null,null,1,null,null,null,null,null,null,null,1]
[2016,null,1,null,null,null,null,null,null,null,null,1]
[2017,null,null,1,null,null,null,null,null,1,null,2]
[2018,null,null,1,null,1,null,null,null,2,2,6]
[2019,null,2,null,5,null,null,null,2,1,1,11]
[2020,null,null,null,1,null,2,null,null,null,null,3]
[2021,10,2,1,14,null,2,1,null,5,4,39]
[2022,13,3,1,6,1,5,null,null,1,5,35]
[]
[null,"Cumulative Project Count"]
["Storage COD","CAISO","ERCOT","HI","ISO-NE","MISO","NYISO","PJM","SPP","Southeast (non-ISO)","West (non-ISO)","Total"]
[2012,null,null,1,null,null,null,null,null,null,null,1]
[2013,null,null,1,null,null,null,1,null,null,null,2]
[2015,null,null,2,null,null,null,1,null,null,null,3]
[2016,null,1,2,null,null,null,1,null,null,null,4]
[2017,null,1,3,null,null,null,1,null,1,null,6]
[2018,null,1,4,null,1,null,1,null,3,2,12]
[2019,null,3,4,5,1,null,1,2,4,3,23]
[2020,null,3,4,6,1,2,1,2,4,3,26]
[2021,10,5,5,20,1,4,2,2,9,7,65]
[2022,23,8,6,26,2,9,2,2,10,12,100]
[]
[]
[]
[]
[]
[]
[]
[]
[]
[]
[]
[]
[]
[]
[]
[]
[]
[]
[]
[]
[]
[]
[]
[]
[]
[]
[]
[]
[]
[]
[]
[]
[]
[]
[]
[]
[]
[]
[]
[]
[]
[]
[]
[]
[]
[]
[]
[]
[]
[]
[]
[]
[]
[]
[]
[]
[]
[]
[]
[]
[]
[]
[]
[]
[]
[]
[]
[]
[]
[]
[]
[]
[]
[]
[]
[]
[]
[]
[]
[]
[]
[]
[]
[]
[]
[]
[]
[]
[]
[]
[]
[]
[]
[]
[]
[]
[]
[]
[]
[]
[]
[]
[]
[]
[]
[]
[]
[]
[]
[]
[]
[]
[]
[]
[]
[]
[]
[]
[]
[]
[]
[]
[]
[]
[]
[]
[]
[]
[]
[]
[]
[]
[]
[]
[]
[]
[]
[]
[]
[]
[]
[]
[]
[]
[]
[]
[]
[]
[]
[]
[]
[]
[]
[]
[]
[]
[]
[]
[]
[]
[]
[]
[]
[]
[]
[]
[]
[]
[]
[]
[]
[]
[]
[]
[]
[]
[]
[]
[]
[]
[]
[]
[]
[]
[]
[]
[]
[]
[]
[]
[]
[]
[]
[]
[]
[]
[]
[]
[]
[]
[]
[]
[]
[]
[]
[]
[]
[]
[]
[]
[]
[]
[]
[]
[]
[]
[]
[]
[]
[]
[]
[]
[]
[]
[]
[]
[]
[]
[]
[]
[]
[]
[]
[]
[]
[]
[]
[]
[]
[]
[]
[]
[]
[]
[]
[]
[]
[]
[]
[]
[]
[]
[]
[]
[]
[]
[]
[]
[]
[]
[]
[]
[]
[]
[]
[]
[]
[]
[]
[]
[]
[]
[]
[]
[]
[]
[]
[]
[]
[]
[]
[]
[]
[]
[]
[]
[]
[]
[]
[]
[]
[]
[]
[]
[]
[]
[]
[]
[]
[]
[]
[]
[]
[]
[]
[]
[]
[]
[]
[]
[]
[]
[]
[]
[]
[]
[]
[]
[]
[]
[]
[]
[]
[]
[]
[]
[]
[]
[]
[]
[]
[]
[]
[]
[]
[]
[]
[]
[]
[]
[]
[]
[]
[]
[]
[]
[]
[]
[]
[]
[]
[]
[]
[]
[]
[]
[]
[]
[]
[]
[]
[]
[]
[]
[]
[]
[]
[]
[]
[]
[]
[]
[]
[]
[]
[]
[]
[]
[]
[]
[]
[]
[]
[]
[]
[]
[]
[]
[]
[]
[]
[]
[]
[]
[]
[]
[]
[]
[]
[null,null,null,null,null,null,null,null,null,null,null,null,null,null,"State","2021 Annual New Project Count","2021 Annual Capacity MW","Cumulative Capacity MW","2021 Annual Energy MWh","Cumulative Energy MWh"]
[null,null,null,null,null,null,null,null,null,null,null,null,null,null,"CA",14,1221.95,1259.45,4799.3999999999996,4818.8999999999996]
[null,null,null,null,null,null,null,null,null,null,null,null,null,null,"FL",4,487,503,1086,1146]
[null,null,null,null,null,null,null,null,null,null,null,null,null,null,"TX",3,185,206,231,283.25]
[null,null,null,null,null,null,null,null,null,null,null,null,null,null,"NV",2,115,115,460,460]
[null,null,null,null,null,null,null,null,null,null,null,null,null,null,"MA",14,50.88,64.28,142.88,170.58]
[null,null,null,null,null,null,null,null,null,null,null,null,null,null,"HI",1,14,56.6,70,233.76]
[null,null,null,null,null,null,null,null,null,null,null,null,null,null,"SC",1,50,50,0,0]
[null,null,null,null,null,null,null,null,null,null,null,null,null,null,"AZ",1,30,40,30,70]
[null,null,null,null,null,null,null,null,null,null,null,null,null,null,"GA",1,40,40,80,80]
[null,null,null,null,null,null,null,null,null,null,null,null,null,null,"IL",null,null,33,null,13.5]
[null,null,null,null,null,null,null,null,null,null,null,null,null,null,"NY",4,13.5,19.32,37.6,50.8]
[null,null,null,null,null,null,null,null,null,null,null,null,null,null,"AR",null,null,12,null,26.2]
[null,null,null,null,null,null,null,null,null,null,null,null,null,null,"NC",1,10,10,10,10]
[null,null,null,null,null,null,null,null,null,null,null,null,null,null,"MN",null,null,9,null,18]
[null,null,null,null,null,null,null,null,null,null,null,null,null,null,"VT",null,null,4,null,16]
[null,null,null,null,null,null,null,null,null,null,null,null,null,null,"CO",1,1,1,2,2]
[null,null,null,null,null,null,null,null,null,null,null,null,null,null,"AL",null,null,1,null,2]

{"sheet":"PV Capacity by Technology","index":11,"n_rows":124,"n_cols":33,"rows_kept":124,"cut":false,"hidden":false,"merged":[[23,21,23,24],[23,25,23,28],[23,29,23,32],[46,0,47,0],[23,0,24,0],[23,1,23,4],[23,5,23,8],[23,9,23,12],[23,13,23,16],[23,17,23,20],[46,1,46,16]]}
["Annual and cumulative utility-scale PV capacity by module and/or mounting type",null,null,null,null,null,null,null,null,"Annual and cumulative utility-scale PV capacity by mounting type",null,null,null,null,null,null,null,null,null,"Annual and cumulative utility-scale PV capacity by module type",null,null,null,null,null,null,null,null,null,null,"2022 utility-scale PV capacity by module manufacturer"]
[]
[]
[]
[]
[]
[]
[]
[]
[]
[]
[]
[]
[]
[]
[]
[]
[]
[]
[]
[]
[]
["Sources: Berkeley Lab"]
["Installation Year","Tracking c-Si",null,null,null,"Fixed-Tilt c-Si",null,null,null,"Tracking Thin-Film",null,null,null,"Fixed-Tilt Thin-Film",null,null,null,"Total Tracking",null,null,null,"Total Fixed-Tilt",null,null,null,"Total c-Si",null,null,null,"Total Thin-Film"]
[null,"Annual Project Count","Cumulative Project Count","Annual \nCapacity GWAC","Cumulative \nCapacity GWAC","Annual Project Count","Cumulative Project Count","Annual \nCapacity GWAC","Cumulative \nCapacity GWAC","Annual Project Count","Cumulative Project Count","Annual \nCapacity GWAC","Cumulative \nCapacity GWAC","Annual Project Count","Cumulative Project Count","Annual \nCapacity GWAC","Cumulative \nCapacity GWAC","Annual Project Count","Cumulative Project Count","Annual \nCapacity GWAC","Cumulative \nCapacity GWAC","Annual Project Count","Cumulative Project Count","Annual \nCapacity GWAC","Cumulative \nCapacity GWAC","Annual Project Count","Cumulative Project Count","Annual \nCapacity GWAC","Cumulative \nCapacity GWAC","Annual Project Count","Cumulative Project Count","Annual \nCapacity GWAC","Cumulative \nCapacity GWAC"]
[2007,1,1,0.01,0.01,null,null,null,null,null,null,null,null,null,null,null,null,1,1,0.01,0.01,null,null,null,null,1,1,0.01,0.01]
[2008,null,1,null,0.01,null,null,null,null,null,null,null,null,1,1,0.01,0.01,null,1,null,0.01,1,1,0.01,0.01,null,1,null,0.01,1,1,0.01,0.01]
[2009,1,2,0.02,0.04,null,null,null,null,null,null,null,null,1,2,0.02,0.03,1,2,0.02,0.04,1,2,0.02,0.03,1,2,0.02,0.04,1,2,0.02,0.03]
[2010,3,5,0.04,0.08,2,2,0.02,0.02,null,null,null,null,5,7,0.12,0.15,3,5,0.04,0.08,7,9,0.13,0.16,5,7,0.06,0.1,5,7,0.12,0.15]
[2011,17,22,0.23,0.31,9,11,0.14000000000000001,0.15,1,1,0.02,0.02,7,14,0.1,0.24,19,24,0.25,0.33,16,25,0.23,0.39,26,33,0.36,0.46,8,15,0.12,0.26]
[2012,21,43,0.35,0.66,15,26,0.35,0.5,1,2,0.03,0.05,6,20,0.2,0.44,23,47,0.41,0.74,21,46,0.55000000000000004,0.95,36,69,0.7,1.1599999999999999,7,22,0.23,0.49]
[2013,20,63,0.74,1.4,10,36,0.11,0.61,null,2,null,0.05,8,28,0.5,0.94,20,67,0.74,1.48,18,64,0.61,1.55,30,99,0.85,2.0099999999999998,8,30,0.5,0.99]
[2014,29,92,0.75,2.14,18,54,0.2,0.82,11,13,0.53,0.57999999999999996,5,33,1.68,2.62,41,108,1.29,2.77,23,87,1.88,3.44,47,146,0.95,2.96,16,46,2.2200000000000002,3.2]
[2015,43,135,1.66,3.8,26,80,0.67,1.48,12,25,0.34,0.92,7,40,0.21,2.83,56,164,2.0099999999999998,4.78,33,120,0.87,4.3099999999999996,69,215,2.33,5.29,19,65,0.54,3.74]
[2016,93,228,4.79,8.59,38,118,0.92,2.41,15,40,1.1100000000000001,2.02,6,46,0.62,3.45,108,272,5.9,10.68,44,164,1.54,5.86,131,346,5.72,11,21,86,1.73,5.47]
[2017,105,333,2.54,11.13,36,154,0.62,3.03,16,56,0.65,2.68,9,55,0.26,3.71,121,393,3.2,13.87,45,209,0.88,6.74,141,487,3.17,14.17,25,111,0.91,6.38]
[2018,41,374,1.75,12.89,33,187,1.22,4.26,21,77,0.94,3.62,1,56,0.05,3.76,62,455,2.69,16.559999999999999,34,243,1.27,8.01,74,561,2.98,17.14,22,133,0.99,7.37]
[2019,60,434,2.36,15.24,28,215,0.56000000000000005,4.82,22,99,1.64,5.26,1,57,0.04,3.8,82,537,4,20.56,29,272,0.61,8.6199999999999992,88,649,2.92,20.059999999999999,23,156,1.69,9.06]
[2020,102,536,6.15,21.39,25,240,0.75,5.57,33,132,2.5499999999999998,7.81,4,61,0.17,3.97,135,672,8.6999999999999993,29.26,29,301,0.92,9.5399999999999991,127,776,6.9,26.96,37,193,2.73,11.78]
[2021,83,619,7.32,28.7,39,279,1.29,6.86,33,165,3.87,11.68,null,61,null,3.97,116,788,11.19,40.450000000000003,39,340,1.29,10.84,122,898,8.61,35.57,33,226,3.87,15.65]
[2022,84,703,6.2,34.9,22,301,0.28000000000000003,7.15,35,200,3.57,15.25,6,67,0.38,4.3499999999999996,119,907,9.77,50.21,28,368,0.66,11.5,106,1004,6.48,42.05,41,267,3.95,19.600000000000001]
[]
[]
[]
[]
[]
["Installation Year","Project Capacity MWAC by Module Manufacturer"]
[null,2007,2008,2009,2010,2011,2012,2013,2014,2015,2016,2017,2018,2019,2020,2021,2022]
["ASE",null,null,null,null,null,null,null,14]
["AUO",null,null,null,null,null,null,null,6]
["Adani",null,null,null,null,null,null,null,null,null,null,null,20]
["Amonix",null,null,null,null,5,30]
["Astroenergy",null,null,null,null,null,5,null,null,null,null,null,null,16,null,330,5]
["BP Solar",null,null,null,null,32,null,null,14]
["BYD",null,null,null,null,null,null,null,49,79,166,28]
["Bosch",null,null,null,null,null,12]
["Boviet",null,null,null,null,null,null,null,null,null,null,null,10,23,77,null,20]
["CSUN",null,null,null,null,null,null,null,null,null,6,null,7,9,8]
["Canadian Solar",null,null,null,null,null,82,55,175,113,826,175,295,400,200,654,547]
["Chaori",null,null,null,null,null,null,null,null,null,7]
["ET Solar",null,null,null,null,null,6,null,30,null,39,null,6,null,65]
["EcoSolargy",null,null,null,null,null,null,null,null,null,7]
["First Solar",null,10,21,115,72,203,469,2229,496,1682,882,819,1394,2420,3048,2367]
["Flextronics",null,null,null,null,null,null,null,null,null,null,5]
["GCL",null,null,null,null,null,null,null,null,null,null,50]
["GE",null,null,null,null,null,20,10,null,10]
["GES",null,null,null,null,null,null,10,null,10]
["Gloria Solar",null,null,null,null,null,null,null,14]
["HT Solar",null,null,null,null,null,null,null,null,null,null,null,null,null,null,null,5]
["Hanwha",null,null,null,null,null,39,null,8,100,259,459,877,215,434,313,469]
["Hyundai",null,null,null,null,null,null,129,null,null,15,28,null,null,null,14]
["JA Solar",null,null,null,null,null,8,9,40,30,80,63,57,110,21,451,217]
["Jinko Solar",null,null,null,null,null,null,29,143,495,912,542,316,230,659,1246,20]
["Kyocera",null,null,null,null,null,null,129]
["LDK",null,null,null,null,12,6,null,8]
["LG",null,null,null,null,null,null,null,null,null,12,13,9,30,null,null,5]
["LG Solar",null,null,null,null,null,null,null,null,null,null,null,null,14]
["LONGi",null,null,null,null,null,null,null,null,null,null,null,null,400,221,579,594]
["Lightway",null,null,null,null,null,null,null,7]
["MEMC",null,null,null,null,20,67,30]
["Mission Solar Energy",null,null,null,null,null,null,null,null,100,null,160,50]
["Phono Solar",null,null,null,null,null,null,null,null,null,20]
["REC",null,null,null,null,null,null,null,null,12,265,20,12,20,null,5]
["Renesola",null,null,null,null,null,null,null,59,14,14]
["Risen Energy",null,null,null,null,null,null,null,null,null,null,null,122,null,100,100]
["S-Energy",null,null,null,null,null,null,null,null,null,62]
["SAAE",null,null,null,null,null,null,null,null,null,null,null,null,13]
["Seraphim",null,null,null,null,null,null,null,null,null,null,10,10]
["Sharp",null,null,null,null,45,null,38]
["Soitec",null,null,null,null,null,null,null,6]
["Solar Frontier",null,null,null,null,null,null,110,null,45,45,30,168]
["SolarWorld",null,null,null,null,null,16,20,null,13,56,55]
["Solarfun Power",null,null,null,null,20]
["Solon",7,null,null,null,32]
["SunEdison",null,null,null,null,null,null,null,131,20,245]
["SunModule",null,null,null,null,null,null,null,null,null,12]
["SunPower",12,null,25,37,74,57,296,null,794,429,151,30,46,30]
["Suniva",null,null,null,null,null,null,16,12,null,5,48]
["Suntech Power",null,null,null,null,68,253,37,6,27]
["Talesun",null,null,null,null,null,null,null,null,null,null,null,75,null,null,null,19]
["Topoint",null,null,null,null,null,null,null,7]
["Trina",null,null,null,null,50,90,14,37,596,1220,299,56,80,400,40,348]
["VSUN",null,null,null,null,null,null,null,null,null,null,null,null,null,null,130,367]
["Vikram",null,null,null,null,null,null,null,null,null,null,null,null,null,null,5,5]
["Waaree Solar",null,null,null,null,null,null,null,null,null,null,null,null,null,null,290]
["Yes! Solar",null,null,null,null,10]
["Yingli",null,null,null,5,20,67,110,262,85,382,null,65,null,null,16]
["ZNShine",null,null,null,null,null,null,null,null,null,null,null,null,null,null,null,56]
["Unknown",null,null,null,18,25,82,131,157,135,864,1185,958,2021,5238,5919,5397]
["All PV Projects",19,10,46,175,485,961,1344,3184,2887,7442,4079,3962,4606,9623,12479,10429]
["Note: Some projects are assigned to multiple modules manufacturers. The sum of the annual project capacity may thus exceed the capacity of \"All PV Projects\"."]
[]
[]
[null,2022]
["ZNShine",56]
["Other",79]
["JA Solar",217]
["Trina",348]
["VSUN",367]
["Hanwha",469]
["Canadian Solar",547]
["LONGi",594]
["First Solar",2367]
["Unknown",5397]

{"sheet":"PV Capacity by Develop-Offtaker","index":12,"n_rows":137,"n_cols":22,"rows_kept":137,"cut":false,"hidden":false,"merged":[[26,0,27,0],[124,0,125,0],[26,1,26,17],[124,1,124,17]]}
["Developers of utility-scale solar project capacity coming online in 2022",null,null,null,null,null,null,null,"PPA Offtakers of utility-scale solar project capacity coming online in 2022"]
[]
[]
[]
[]
[]
[]
[]
[]
[]
[]
[]
[]
[]
[]
[]
[]
[]
[]
[]
[]
[]
[]
[]
[]
[]
["Installation Year","Project Capacity MWAC by Developer"]
[null,2007,2008,2009,2010,2011,2012,2013,2014,2015,2016,2017,2018,2019,2020,2021,2022,"Total",null,null,null,2022]
["Advanced Power",null,null,null,null,null,null,null,null,null,null,null,null,null,null,null,111,111,null,null,"Idemitsu Renewables",56]
["Southern Current",null,null,null,null,null,null,null,null,null,null,null,null,28,65,null,18,112,null,null,"Ecoplexus",90]
["Indiana Municipal Power Agency",null,null,null,null,null,null,null,null,null,null,13,8,15,24,35,19,113,null,null,"Recurrent",100]
["Duke Energy Carolinas",null,null,null,null,null,null,null,null,null,15,null,6,null,25,69,null,116,null,null,"Engie",101]
["Geronimo Energy",null,null,null,null,null,null,null,null,null,null,76,null,null,40,null,null,116,null,null,"Advanced Power",111]
["Virginia Solar",null,null,null,null,null,null,null,null,null,17,80,null,null,null,null,20,117,null,null,"Open Road Renewables",120]
["NJR Clean Energy",null,null,null,null,12,null,null,8,null,6,18,44,15,17,null,null,119,null,null,"Avangrid",150]
["NRG Energy",null,null,null,null,20,26,26,6,null,20,21,null,null,null,null,null,120,null,null,"SunEnergy1",150]
["McCarthy",null,null,null,null,null,null,null,null,null,null,null,null,null,null,135,null,135,null,null,"174 Power Global",180]
["Energix",null,null,null,null,null,null,null,null,null,null,null,null,null,67,49,20,136,null,null,"RWE Renewables",196]
["Gulf Power",null,null,null,null,null,null,null,null,null,null,null,null,null,74,74,null,149,null,null,"Calhoun Solar Energy LLC",200]
["Florida Municipal Power Agency",null,null,null,null,null,null,null,null,null,null,null,null,null,149,null,null,149,null,null,"Tampa Electric",217]
["Sun Streams 2 LLC",null,null,null,null,null,null,null,null,null,null,null,null,null,null,150,null,150,null,null,"Duke Energy Florida",225]
["Avangrid",null,null,null,null,null,null,null,null,null,null,null,10,null,null,null,150,160,null,null,"Plus Renewable Technologies",228]
["Scatec Solar",null,null,null,null,null,null,null,null,80,80,null,null,null,null,null,null,160,null,null,"Avondale Solar",228]
["Lendlease Energy",null,null,null,null,null,null,null,null,null,null,null,null,null,null,160,null,160,null,null,"Ranger Power",228]
["D.E. Shaw",null,null,null,null,null,null,null,null,null,null,null,null,null,180,null,null,180,null,null,"Alpin Sun",250]
["Skylar Resources",null,null,null,null,null,null,null,null,null,null,null,null,null,null,180,null,180,null,null,"EDF Renewables",277]
["GCL New Energy",null,null,null,null,null,70,20,null,null,null,60,38,null,null,null,null,188,null,null,"Canadian Solar",300]
["ConEdison Development",null,null,null,null,null,null,null,null,null,null,null,null,null,10,181,null,191,null,null,"LightSource BP",320]
["Open Road Renewables",null,null,null,null,null,null,null,null,null,null,null,75,null,null,null,120,195,null,null,"National Grid Renewables",325]
["Calhoun Solar Energy LLC",null,null,null,null,null,null,null,null,null,null,null,null,null,null,null,200,200,null,null,"Silicon Ranch Corporation",405]
["RES Americas",null,null,null,null,30,null,null,null,null,null,102,null,73,null,null,null,205,null,null,"AES",417]
["PNM",null,null,null,null,null,null,null,null,20,null,10,20,100,55,null,null,205,null,null,"Duke Energy Corp",445]
["Abengoa",null,null,null,null,null,null,null,207,null,null,null,null,null,null,null,null,207,null,null,"Cypress Creek Renewables/ Pine Gate Renewables",449]
["Hecate",null,null,null,null,null,null,null,null,null,126,86,null,null,null,null,null,212,null,null,"Intersect Power",474]
["Plus Renewable Technologies",null,null,null,null,null,null,null,null,null,null,null,null,null,null,null,228,228,null,null,"Pine Gate Renewables",489]
["Avondale Solar",null,null,null,null,null,null,null,null,null,null,null,null,null,null,null,228,228,null,null,"Invenergy",500]
["EDP Renewables",null,null,null,null,null,null,null,30,null,null,null,null,null,null,200,null,230,null,null,"Savion",553]
["Copenhagen Infrastructure Partners",null,null,null,null,null,null,null,null,null,null,null,null,null,240,null,null,240,null,null,"Terra Gen Power",644]
["Belltown Power",null,null,null,null,null,null,null,null,null,null,null,null,null,120,124,null,243,null,null,"NextEra",1433]
["Ecoplexus",null,null,null,null,null,null,null,null,20,20,49,null,10,59,null,90,249,null,null,"Other",1517]
["Skyline Renewables",null,null,null,null,null,null,null,null,null,null,null,null,null,null,250,null,250]
["CIM Group",null,null,null,null,null,null,null,null,null,null,null,null,null,null,250,null,250]
["Alpin Sun",null,null,null,null,null,null,null,null,null,null,null,null,null,null,null,250,250]
["OnPeak",null,null,null,null,null,null,null,null,null,null,null,null,null,null,255,null,255]
["SunEnergy1",null,null,null,null,null,null,null,null,null,null,null,null,null,25,80,150,255]
["7X Energy",null,null,null,null,null,null,null,null,null,null,null,null,null,null,255,null,255]
["SunPin / Intersect Power",null,null,null,null,null,null,null,null,null,null,null,null,null,null,260,null,260]
["Urban Grid Solar",null,null,null,null,null,null,null,null,null,null,null,null,142,98,20,null,260]
["LS Power Group",null,null,null,null,null,null,129,170,null,null,null,null,null,null,null,null,299]
["Signal Energy / Intersect Power",null,null,null,null,null,null,null,null,null,null,null,null,null,null,300,null,300]
["Swinerton",null,null,null,null,null,null,null,18,55,30,null,null,null,null,203,null,306]
["Juwi",null,null,null,37,null,31,15,10,70,145,null,null,null,null,null,null,308]
["Strata Solar",null,null,null,null,null,null,null,32,65,22,146,25,null,12,20,null,322]
["RWE Renewables",null,null,null,null,null,null,null,18,19,null,null,null,100,null,null,196,332]
["DEPCOM Power",null,null,null,null,null,null,null,null,15,40,55,52,null,70,102,null,334]
["Dominion Resources",null,null,null,null,null,null,36,null,null,20,null,20,20,160,88,null,345]
["Coronal Energy",null,null,null,null,null,null,null,null,40,94,140,67,10,null,null,null,351]
["Southern Company",null,null,null,null,null,null,null,null,54,90,7,31,null,50,128,11,371]
["SunPin",null,null,null,null,null,null,null,null,null,null,null,75,null,75,260,null,410]
["BayWa RE",null,null,null,null,null,null,null,null,null,null,56,null,40,100,223,null,419]
["Canadian Solar",null,null,null,null,null,null,null,null,null,null,null,null,null,null,144,300,444]
["Duke Energy Corp",null,null,null,null,null,null,null,null,null,null,null,null,null,null,null,445,445]
["Idemitsu Renewables",null,null,null,null,null,null,null,null,null,20,30,70,null,150,120,56,446]
["Innergex Renewable Energy",null,null,null,null,null,null,null,null,null,null,null,null,250,null,200,null,450]
["Sunenergy1",null,null,null,null,null,12,null,40,128,75,60,80,null,80,null,null,475]
["Ranger Power",null,null,null,null,null,null,null,null,null,null,null,null,null,50,209,228,487]
["Clearway",null,null,null,null,null,null,null,null,null,null,null,154,109,192,5,39,499]
["OCI Solar Power",null,null,null,null,null,null,41,40,100,112,160,50,null,null,null,null,503]
["Origis Energy",null,null,null,null,null,null,16,null,null,null,144,18,42,304,null,null,524]
["National Grid Renewables",null,null,null,null,null,null,null,null,null,null,null,null,null,null,200,325,525]
["Savion",null,null,null,null,null,null,null,null,null,null,null,null,null,null,null,553,553]
["Duke Energy Renewables",null,null,null,null,6,null,null,null,105,45,28,null,121,260,null,null,564]
["Orsted",null,null,null,null,null,null,null,null,null,null,null,null,null,null,647,null,647]
["Longroad Energy",null,null,null,null,null,null,null,null,null,null,null,null,null,403,250,null,653]
["Duke Energy Florida",null,null,null,null,null,null,null,null,null,5,null,75,75,74,224,225,678]
["Engie",null,null,null,null,null,null,null,null,null,null,50,7,null,225,300,101,683]
["Clenera",null,null,null,null,null,null,null,29,20,160,113,80,200,null,100,null,702]
["Community Energy",null,null,null,null,null,null,null,7,15,403,104,null,8,null,180,null,716]
["Terra Gen Power",null,null,null,null,null,null,null,null,null,null,null,null,null,null,165,644,809]
["Enel Green Power",null,null,null,null,null,22,null,null,null,null,null,40,null,410,371,null,843]
["Tampa Electric",null,null,null,null,null,null,null,null,null,null,19,145,203,149,134,217,867]
["174 Power Global",null,null,null,null,null,30,null,8,null,null,7,182,300,280,null,180,987]
["LightSource BP",null,null,null,null,null,null,null,null,null,null,null,null,14,287,367,320,988]
["Sempra",null,null,null,null,null,170,null,null,316,348,null,200,null,null,null,null,1034]
["Consolidated Edison",null,null,null,null,26,null,null,null,40,96,193,320,null,152,250,null,1078]
["SunEdison",7,null,null,18,76,132,44,337,40,545,null,null,null,null,null,null,1199]
["Unknown",null,null,null,null,null,null,10,20,91,5,239,21,313,41,501,5,1246]
["8 Minute Solar Energy",null,null,null,null,null,null,null,207,58,260,20,252,90,408,null,null,1295]
["EDF Renewables",null,null,null,null,null,null,130,20,42,null,null,111,111,375,253,277,1320]
["Silicon Ranch Corporation",null,null,null,null,null,null,null,30,34,96,32,69,195,186,277,405,1324]
["Intersect Power",null,null,null,null,null,null,null,null,null,null,null,null,null,null,940,474,1414]
["Invenergy",null,null,null,null,null,20,null,null,20,null,50,25,155,171,538,500,1479]
["Recurrent",null,null,null,null,24,60,35,225,null,905,71,95,null,null,250,100,1764]
["SunPower",12,null,25,37,66,57,270,null,822,429,151,10,null,30,null,null,1910]
["AES",null,null,null,null,null,null,null,26,153,335,91,125,140,374,345,417,2006]
["Cypress Creek Renewables/ Pine Gate Renewables",null,null,null,null,null,null,null,null,22,207,445,265,183,449,245,449,2265]
["Pine Gate Renewables",null,null,null,null,null,null,null,null,22,207,445,265,183,449,245,489,2305]
["Other",0,0,0,0,235,164,263,217,210,465,459,367,270,591,596,1385,5222]
["First Solar",null,10,21,79,34,177,359,1911,205,1105,600,null,592,446,null,null,5539]
["NextEra",null,null,null,5,5,null,null,20,47,1189,122,807,682,1975,1511,1433,7796]
["All PV Projects",19,10,46,175,485,961,1344,3184,2887,7442,4079,3962,4606,9623,12479,10429,61731]
["Note: Some projects are assigned to multiple developers. The sum of annual project capacity may thus exceed the capacity of \"All PV Projects\"."]
[]
[]
[null,"Project Capacity MWAC by Offtaker Type"]
[null,2007,2008,2009,2010,2011,2012,2013,2014,2015,2016,2017,2018,2019,2020,2021,2022,"Total",null,null,null,2022]
["Other",null,null,null,null,null,21,null,15,45,38,null,36,null,10,null,20,185,null,null,"Other",20]
["Non-IOU Retailer",null,null,null,null,null,null,null,null,null,null,null,85,null,20,null,443,548,null,null,"Education",186]
["Military",12,null,null,null,null,11,null,30,41,170,116,88,null,70,128,null,665,null,null,"Non-IOU Retailer",443]
["Education",null,null,null,null,null,18,8,34,46,60,20,32,19,71,247,186,740,null,null,"Unknown",914]
["Unknown",null,null,null,null,null,null,10,null,null,58,74,38,354,1075,2930,914,5453,null,null,"Monopoly Investor-owned Utility",1734]
["Corporate",null,null,null,null,20,28,10,13,112,411,841,405,684,2282,3948,2861,11614,null,null,"Public Utilities (Munis, Coops...)",2217]
["Monopoly Investor-owned Utility",null,null,25,28,92,34,133,110,478,1193,1026,1325,1525,2543,1725,1734,11969,null,null,"Corporate",2861]
["Public Utilities (Munis, Coops...)",null,null,null,57,147,204,77,119,336,1992,1177,935,734,1769,2692,2217,12455,null,null,"Investor-owned Utility",4232]
["Investor-owned Utility",7,10,46,118,318,679,1240,2973,2307,4714,1852,2429,2815,4132,2264,4232,30134]
["All PV Projects",19,10,46,175,485,961,1344,3184,2887,7442,4079,3962,4606,9623,12479,10429,61731]
["Note: Some projects are assigned to multiple offtakers. The sum of annual project capacity may thus exceed the capacity of \"All PV Projects\"."]

{"sheet":"PV Irradiance","index":13,"n_rows":43,"n_cols":18,"rows_kept":43,"cut":false,"hidden":false,"merged":[[24,3,24,11]]}
["Global horizontal irradiance by mounting type and installation year"]
[null,null,null,null,null,null,null,null,null,null,"Graph Support","Fixed-Tilt","Tracking","x-Axis","Fixed Tilt 20th Perc Error","Fixed Tilt 80th Perc Error","Tracking 20th Perc Error","Tracking 80th Perc Error"]
[null,null,null,null,null,null,null,null,null,null,2010,0.55000000000000004,1.3,{"$f":"A30&\"\n\"&B30&\" \n\"&TEXT(ROUND(C30/1000,1),\"0#.##\")&\"\"","v":"2010\n10 \n0.2"},0.62,0.5,0.35,0.53]
[null,null,null,null,null,null,null,null,null,null,2011,{"$f":"L3+2","v":2.5499999999999998},{"$f":"M3+2","v":3.3},{"$f":"A31&\"\n\"&B31&\" \n\"&TEXT(ROUND(C31/1000,1),\"0#.##\")&\"\"","v":"2011\n35 \n0.5"},1.32,0.04,0.72,0.2]
[null,null,null,null,null,null,null,null,null,null,2012,{"$f":"L4+2","v":4.55},5.3,{"$f":"A32&\"\n\"&B32&\" \n\"&TEXT(ROUND(C32/1000,1),\"##\")&\"\"","v":"2012\n44 \n1"},1.23,0.25,0.44,0.45]
[null,null,null,null,null,null,null,null,null,null,2013,6.55,7.3,{"$f":"A33&\"\n\"&B33&\" \n\"&TEXT(ROUND(C33/1000,1),\"#.##\")&\"\"","v":"2013\n38 \n1.3"},1.31,0.33,0.49,0.05]
[null,null,null,null,null,null,null,null,null,null,2014,8.5500000000000007,9.3000000000000007,"2014\n65 \n3.2",0.4,1.34,0.31,0.15]
[null,null,null,null,null,null,null,null,null,null,2015,10.55,11.3,"2015\n89 \n2.9",0.28999999999999998,0.98,0.47,0.41]
[null,null,null,null,null,null,null,null,null,null,2016,12.55,13.3,"2016\n152 \n7.4",0.48,0.34,0.75,0.45]
[null,null,null,null,null,null,null,null,null,null,2017,14.55,15.3,"2017\n166 \n4.1",0.49,0.23,0.28000000000000003,0.8]
[null,null,null,null,null,null,null,null,null,null,2018,16.55,17.3,{"$f":"A38&\"\n\"&B38&\" \n\"&TEXT(ROUND(C38/1000,1),\"##\")&\"\"","v":"2018\n96 \n4"},0.48,0.49,0.3,0.91]
[null,null,null,null,null,null,null,null,null,null,2019,18.55,19.3,"2019\n111 \n4.6",0.12,0.82,0.4,0.59]
[null,null,null,null,null,null,null,null,null,null,2020,20.55,21.3,"2020\n164 \n9.6",0.55000000000000004,0.53,0.36,0.66]
[null,null,null,null,null,null,null,null,null,null,2021,22.55,23.3,"2021\n155 \n12.5",0.05,0.68,0.54,0.68]
[null,null,null,null,null,null,null,null,null,null,2022,24.55,25.3,"2022\n147 \n10.4",0.21,0.89,0.51,0.72]
[null,null,null,null,null,null,null,null,null,null,null,null,null,"Total\n1277 \n61.7"]
[]
[]
[]
[]
[]
[]
["Sources: Berkeley Lab: Project Information, NREL: Long-Term Annual Average Solar Resource"]
[]
[null,null,null,"Long-Term Average Global Horizontal Irradiance (kWh/m2/day)"]
["Installation Year","All Count","All Capacity MWAC","All Median","All 20th Percentile","All 80th Percentile","Fixed Tilt Median","Fixed Tilt 20th Percentile","Fixed Tilt 80th Percentile","Tracking Median","Tracking 20th Percentile","Tracking 80th Percentile"]
[2007,2,18.899999999999999,5.5,5.42,5.57,null,null,null,5.62,5.62,5.62]
[2008,1,10,5.66,5.66,5.66,5.66,5.66,5.66]
[2009,2,46,5.36,5.17,5.55,5.68,5.68,5.68,5.04,5.04,5.04]
[2010,10,175.07,4.76,4,5.36,4.79,4.16,5.29,4.4800000000000004,4.13,5.0199999999999996]
[2011,35,485.15,5.35,4.1500000000000004,5.65,5.32,4,5.36,5.58,4.8600000000000003,5.78]
[2012,44,961.14,5.32,4.28,5.79,5.27,4.04,5.51,5.34,4.9000000000000004,5.8]
[2013,38,1343.79,5.62,4.72,5.82,5.35,4.03,5.68,5.8,5.31,5.85]
[2014,65,3184.08,5.55,4.43,5.84,4.37,3.98,5.71,5.69,5.38,5.84]
[2015,89,2886.68,5.28,4.43,5.64,4.4800000000000004,4.1900000000000004,5.47,5.36,4.8899999999999997,5.78]
[2016,152,7442.26,5.0599999999999996,4.41,5.76,4.45,3.97,4.79,5.33,4.58,5.78]
[2017,166,4078.74,4.63,4.26,5.37,4.4400000000000004,3.95,4.68,4.68,4.4000000000000004,5.48]
[2018,96,3962.12,4.63,4.24,5.3,4.43,3.95,4.92,4.6900000000000004,4.3899999999999997,5.6]
[2019,111,4606.16,4.74,3.98,5.44,3.93,3.81,4.75,4.8899999999999997,4.5,5.48]
[2020,164,9623.14,4.6500000000000004,4.08,5.27,4.42,3.88,4.95,4.67,4.3099999999999996,5.32]
[2021,155,12478.96,4.4400000000000004,3.86,5.07,3.88,3.83,4.5599999999999996,4.68,4.13,5.36]
[2022,147,10429.129999999999,4.5599999999999996,3.87,5.07,3.92,3.71,4.8099999999999996,4.59,4.08,5.32]
["Total",1277,61731.33]

{"sheet":"PV ILR","index":14,"n_rows":43,"n_cols":18,"rows_kept":43,"cut":false,"hidden":false,"merged":[[24,3,24,11]]}
["Inverter loading ratio by mounting type and installation year"]
[null,null,null,null,null,null,null,null,null,null,"Graph Support","Fixed-Tilt","Tracking","x-Axis","Fixed Tilt 20th Perc Error","Fixed Tilt 80th Perc Error","Tracking 20th Perc Error","Tracking 80th Perc Error"]
[null,null,null,null,null,null,null,null,null,null,2010,0.55000000000000004,1.3,{"$f":"A30&\"\n\"&B30&\" \n\"&TEXT(ROUND(C30/1000,1),\"#.##\")","v":"2010\n10 \n.2"},0,0.01,0.08,0.04]
[null,null,null,null,null,null,null,null,null,null,2011,{"$f":"L3+2","v":2.5499999999999998},{"$f":"M3+2","v":3.3},{"$f":"A31&\"\n\"&B31&\" \n\"&TEXT(ROUND(C31/1000,1),\"0#.##\")","v":"2011\n35 \n0.5"},0.06,0.05,0.06,7.0000000000000007E-2]
[null,null,null,null,null,null,null,null,null,null,2012,{"$f":"L4+2","v":4.55},5.3,{"$f":"A32&\"\n\"&B32&\" \n\"&TEXT(ROUND(C32/1000,1),\"##\")","v":"2012\n44 \n1"},0.05,0.05,0.09,0.06]
[null,null,null,null,null,null,null,null,null,null,2013,6.55,7.3,{"$f":"A33&\"\n\"&B33&\" \n\"&TEXT(ROUND(C33/1000,1),\"#.##\")","v":"2013\n38 \n1.3"},0.03,0.08,0.03,7.0000000000000007E-2]
[null,null,null,null,null,null,null,null,null,null,2014,8.5500000000000007,9.3000000000000007,"2014\n65 \n3.2",0.06,0.06,0.05,7.0000000000000007E-2]
[null,null,null,null,null,null,null,null,null,null,2015,10.55,11.3,"2015\n89 \n2.9",0.04,0.08,0.06,7.0000000000000007E-2]
[null,null,null,null,null,null,null,null,null,null,2016,12.55,13.3,"2016\n150 \n7.4",0.08,0.12,0.06,0.04]
[null,null,null,null,null,null,null,null,null,null,2017,14.55,15.3,"2017\n166 \n4.1",0.06,0.13,0.08,0.09]
[null,null,null,null,null,null,null,null,null,null,2018,16.55,17.3,{"$f":"A38&\"\n\"&B38&\" \n\"&TEXT(ROUND(C38/1000,1),\"##\")","v":"2018\n96 \n4"},0.12,0.14000000000000001,0.06,0.11]
[null,null,null,null,null,null,null,null,null,null,2019,18.55,19.3,"2019\n111 \n4.6",0.05,0.18,0.12,0.09]
[null,null,null,null,null,null,null,null,null,null,2020,20.55,21.3,"2020\n164 \n9.6",0.11,0.12,0.08,0.09]
[null,null,null,null,null,null,null,null,null,null,2021,22.55,23.3,"2021\n155 \n12.5",7.0000000000000007E-2,0.13,0.06,0.08]
[null,null,null,null,null,null,null,null,null,null,2022,24.55,25.3,"2022\n146 \n10.2",0.06,0.11,0.08,0.09]
[null,null,null,null,null,null,null,null,null,null,null,null,null,"Total\n1274 \n61.5"]
[]
[]
[]
[]
[]
[]
["Sources: Berkeley Lab"]
["Notes: The Inverter Loading Ratio describes the ratio of project capacity measured in MWDC at the inverter to the nominal inverter capacity measured in MWAC"]
[null,null,null,"Inverter Loading Ratio"]
["Installation Year","All Count","All Capacity MWAC","All Median","All 20th Percentile","All 80th Percentile","Fixed Tilt Median","Fixed Tilt 20th Percentile","Fixed Tilt 80th Percentile","Tracking Median","Tracking 20th Percentile","Tracking 80th Percentile"]
[2007,2,18.899999999999999,1.18,1.18,1.19,null,null,null,1.17,1.17,1.17]
[2008,1,10,1.21,1.21,1.21,1.21,1.21,1.21]
[2009,2,46,1.1499999999999999,1.1200000000000001,1.18,1.2,1.2,1.2,1.1000000000000001,1.1000000000000001,1.1000000000000001]
[2010,10,175.07,1.2,1.17,1.22,1.19,1.19,1.21,1.21,1.1299999999999999,1.25]
[2011,35,485.15,1.18,1.1100000000000001,1.25,1.23,1.17,1.28,1.1499999999999999,1.0900000000000001,1.22]
[2012,44,961.14,1.24,1.1599999999999999,1.29,1.24,1.2,1.29,1.22,1.1299999999999999,1.29]
[2013,38,1343.79,1.29,1.25,1.36,1.3,1.26,1.37,1.29,1.25,1.35]
[2014,65,3184.08,1.28,1.22,1.34,1.26,1.2,1.33,1.29,1.24,1.36]
[2015,89,2886.68,1.3,1.24,1.38,1.3,1.26,1.38,1.29,1.23,1.36]
[2016,150,7381.8,1.31,1.25,1.37,1.3,1.23,1.43,1.31,1.25,1.35]
[2017,166,4078.74,1.33,1.24,1.41,1.27,1.21,1.4,1.33,1.25,1.42]
[2018,96,3962.12,1.33,1.26,1.46,1.38,1.26,1.52,1.32,1.26,1.43]
[2019,111,4606.16,1.31,1.21,1.42,1.31,1.26,1.49,1.31,1.19,1.4]
[2020,164,9623.14,1.34,1.26,1.45,1.35,1.24,1.47,1.34,1.26,1.43]
[2021,155,12478.96,1.34,1.27,1.43,1.37,1.3,1.5,1.33,1.27,1.41]
[2022,146,10229.129999999999,1.32,1.23,1.4,1.4,1.34,1.51,1.3,1.22,1.39]
["Total",1274,61470.87]

{"sheet":"CapEx Trend (PV-only)","index":15,"n_rows":82,"n_cols":18,"rows_kept":82,"cut":false,"hidden":false,"merged":[[26,0,26,5],[46,0,46,5]]}
["Installed costs by year (in both DC and AC terms)",null,null,null,null,null,null,null,null,null,null,"Installed costs by year (in both DC and AC Watt as well as nominal and real $ terms)"]
[]
[]
[]
[]
[]
[]
[]
[]
[]
[]
[]
[]
[]
[]
[]
[]
[]
[]
[]
[]
[]
[]
["Sources: Berkeley Lab, Energy Information Administration",null,null,null,null,null,null,null,null,null,null,"Sources: Berkeley Lab, Energy Information Administration"]
[]
[]
["Installed Costs 2022 $/WAC"]
["Commercial Operation Year","All Count","All Capacity (MWAC)","All \nCapacity-weighted Mean","All Median","All \n20th Percentile","All \n80th Percentile",null,null,null,null,"Commercial Operation Year","Count","Capacity (MWAC)","Median \nnominal $/WDC","Median \n2022 $/WDC","Median \nnominal $/WAC","Median \n2022 $/WAC"]
[2007,2,18.899999999999999,11.64,11.71,11.56,11.86,null,null,null,null,2007,2,18.899999999999999,7.21,9.91,8.51,11.71]
[2008,1,10,5.4,5.4,5.4,5.4,null,null,null,null,2008,1,10,3.3,4.45,4,5.4]
[2009,2,46,5.98,5.81,4.63,6.99,null,null,null,null,2009,2,46,3.83,5.12,4.34,5.81]
[2010,10,175.07,5.57,6.03,5.34,7.73,null,null,null,null,2010,10,175.07,3.93,5.23,4.55,6.03]
[2011,29,427.79,5.26,5.28,4.57,5.96,null,null,null,null,2011,29,427.79,3.35,4.3499999999999996,4.08,5.28]
[2012,41,929.64,4.3,4.8899999999999997,4.12,5.39,null,null,null,null,2012,41,929.64,3.12,3.96,3.84,4.8899999999999997]
[2013,38,1343.79,4.6500000000000004,4.3499999999999996,3.75,5.15,null,null,null,null,2013,38,1343.79,2.72,3.4,3.48,4.3499999999999996]
[2014,65,3184.08,4.49,3.79,3.07,4.9400000000000004,null,null,null,null,2014,65,3184.08,2.37,2.9,3.09,3.79]
[2015,87,2869.68,3.69,3.31,2.61,4.0599999999999996,null,null,null,null,2015,87,2869.68,2.0699999999999998,2.52,2.73,3.31]
[2016,146,7389.29,2.74,2.74,2.37,3.23,null,null,null,null,2016,146,7389.29,1.75,2.1,2.2799999999999998,2.74]
[2017,163,4045.84,2.58,2.54,1.97,3.22,null,null,null,null,2017,163,4045.84,1.63,1.93,2.15,2.54]
[2018,94,3950.92,2.1800000000000002,2.06,1.67,3,null,null,null,null,2018,94,3950.92,1.31,1.52,1.78,2.06]
[2019,103,4532.66,1.86,1.77,1.42,2.5099999999999998,null,null,null,null,2019,103,4532.66,1.22,1.39,1.56,1.77]
[2020,158,9441.5400000000009,1.66,1.81,1.46,2.54,null,null,null,null,2020,158,9441.5400000000009,1.22,1.36,1.62,1.81]
[2021,128,11228.24,1.56,1.52,1.23,1.98,null,null,null,null,2021,128,11228.24,1.08,1.1599999999999999,1.42,1.52]
[2022,59,4621.5,1.27,1.32,1.06,1.74,null,null,null,null,2022,59,4621.5,1.02,1.07,1.3,1.32]
["Total",1126,54214.96]
[]
["Installed Costs 2022 $/WDC"]
["Commercial Operation Year","All Count","All Capacity (MWDC)","All \nCapacity-weighted Mean","All Median","All \n20th Percentile","All \n80th Percentile"]
[2007,2,22.28,9.8800000000000008,9.91,9.83,9.99]
[2008,1,12.14,4.45,4.45,4.45,4.45]
[2009,2,52.8,5.21,5.12,3.97,6.28]
[2010,10,210.72,4.63,5.23,4.46,6.27]
[2011,29,516.70000000000005,4.3600000000000003,4.3499999999999996,3.84,4.9800000000000004]
[2012,41,1181.4100000000001,3.39,3.96,3.19,4.37]
[2013,38,1754.16,3.57,3.4,2.91,3.93]
[2014,65,4112.13,3.48,2.9,2.34,3.88]
[2015,87,3728.47,2.84,2.52,1.96,3.23]
[2016,145,9618.4699999999993,2.1,2.1,1.79,2.52]
[2017,163,5381.86,1.94,1.93,1.54,2.2599999999999998]
[2018,94,5400.59,1.59,1.52,1.22,2.29]
[2019,103,5996.07,1.4,1.39,1.1200000000000001,1.83]
[2020,158,12521.67,1.25,1.36,1.08,1.93]
[2021,128,15012.66,1.1599999999999999,1.1599999999999999,0.94,1.45]
[2022,59,5954.16,0.98,1.07,0.79,1.33]
["Total",1125,71476.3]
[]
[]
[]
["Graph Support","x-Axis","DC-Annual","AC"]
[2010,{"$f":"A32&\"\n\"&B32&\" \n\"&TEXT(ROUND(C32/1000,1),\"0#.##\")","v":"2010\n10 \n0.2"},0.7,{"$f":"C70+0.6","v":1.2999999999999998}]
[2011,{"$f":"A33&\"\n\"&B33&\" \n\"&TEXT(ROUND(C33/1000,1),\"0#.##\")","v":"2011\n29 \n0.4"},{"$f":"C70+2","v":2.7},3.3000000000000003]
[2012,"2012\n41 \n0.9",4.7,5.3]
[2013,{"$f":"A35&\"\n\"&B35&\" \n\"&TEXT(ROUND(C35/1000,1),\"#.##\")","v":"2013\n38 \n1.3"},6.7,7.3]
[2014,{"$f":"A36&\"\n\"&B36&\" \n\"&TEXT(ROUND(C36/1000,1),\"#.##\")","v":"2014\n65 \n3.2"},8.6999999999999993,9.2999999999999989]
[2015,"2015\n87 \n2.9",10.7,11.299999999999999]
[2016,"2016\n146 \n7.4",12.7,13.299999999999999]
[2017,{"$f":"A39&\"\n\"&B39&\" \n\"&TEXT(ROUND(C39/1000,1),\"##\")","v":"2017\n163 \n4"},14.7,15.299999999999999]
[2018,"2018\n94 \n4.",16.7,17.3]
[2019,"2019\n103 \n4.5",18.7,19.3]
[2020,"2020\n158 \n9.4",20.7,21.3]
[2021,"2021\n128 \n11.2",22.7,23.3]
[2022,"2022\n59 \n4.6",24.7,25.3]

{"sheet":"CapEx Trend by Mount Type (PV)","index":16,"n_rows":63,"n_cols":27,"rows_kept":63,"cut":false,"hidden":false,"merged":[[0,23,0,26],[18,23,18,26],[24,3,24,11],[44,3,44,11]]}
["Installed costs by mounting type and installation year",null,null,null,null,null,null,null,null,null,null,null,null,null,null,null,null,null,null,null,null,null,null,"$/WAC"]
[null,null,null,null,null,null,null,null,null,null,null,null,null,null,null,null,null,null,null,"Graph Support","Fixed-Tilt","Tracking","x-Axis","Fixed Tilt 20th Perc Error","Fixed Tilt 80th Perc Error","Tracking 20th Perc Error","Tracking 80th Perc Error"]
[null,null,null,null,null,null,null,null,null,null,null,null,null,null,null,null,null,null,null,2010,0.55000000000000004,1.3,{"$f":"A30&\"\n\"&B30&\" \n\"&TEXT(ROUND(C30/1000,1),\"0#.##\")","v":"2010\n10 \n0.2"},1.1000000000000001,0.59,1.03,1.4]
[null,null,null,null,null,null,null,null,null,null,null,null,null,null,null,null,null,null,null,2011,{"$f":"U3+2","v":2.5499999999999998},{"$f":"V3+2","v":3.3},{"$f":"A31&\"\n\"&B31&\" \n\"&TEXT(ROUND(C31/1000,1),\"0#.##\")","v":"2011\n29 \n0.4"},0.86,0.62,0.54,0.69]
[null,null,null,null,null,null,null,null,null,null,null,null,null,null,null,null,null,null,null,2012,{"$f":"U4+2","v":4.55},5.3,"2012\n41 \n0.9",0.59,0.91,0.1,0.66]
[null,null,null,null,null,null,null,null,null,null,null,null,null,null,null,null,null,null,null,2013,6.55,7.3,{"$f":"A33&\"\n\"&B33&\" \n\"&TEXT(ROUND(C33/1000,1),\"#.##\")","v":"2013\n38 \n1.3"},0.76,0.74,0.51,0.64]
[null,null,null,null,null,null,null,null,null,null,null,null,null,null,null,null,null,null,null,2014,8.5500000000000007,9.3000000000000007,{"$f":"A34&\"\n\"&B34&\" \n\"&TEXT(ROUND(C34/1000,1),\"#.##\")","v":"2014\n65 \n3.2"},0.56000000000000005,0.98,0.74,1.18]
[null,null,null,null,null,null,null,null,null,null,null,null,null,null,null,null,null,null,null,2015,10.55,11.3,"2015\n87 \n2.9",0.56999999999999995,0.87,0.71,0.76]
[null,null,null,null,null,null,null,null,null,null,null,null,null,null,null,null,null,null,null,2016,12.55,13.3,"2016\n146 \n7.4",0.43,0.9,0.34,0.4]
[null,null,null,null,null,null,null,null,null,null,null,null,null,null,null,null,null,null,null,2017,14.55,15.3,{"$f":"A37&\"\n\"&B37&\" \n\"&TEXT(ROUND(C37/1000,1),\"#.0\")","v":"2017\n163 \n4.0"},0.46,0.45,0.62,0.72]
[null,null,null,null,null,null,null,null,null,null,null,null,null,null,null,null,null,null,null,2018,16.55,17.3,"2018\n94 \n4.",0.68,0.98,0.3,0.83]
[null,null,null,null,null,null,null,null,null,null,null,null,null,null,null,null,null,null,null,2019,18.55,19.3,"2019\n103 \n4.5",0.53,1,0.32,0.43]
[null,null,null,null,null,null,null,null,null,null,null,null,null,null,null,null,null,null,null,2020,20.55,21.3,"2020\n158 \n9.4",0.6,0.65,0.33,0.68]
[null,null,null,null,null,null,null,null,null,null,null,null,null,null,null,null,null,null,null,2021,22.55,23.3,"2021\n128 \n11.2",0.3,0.8,0.28000000000000003,0.39]
[null,null,null,null,null,null,null,null,null,null,null,null,null,null,null,null,null,null,null,2022,24.55,25.3,"2022\n59 \n4.6",0.1,0.7,0.33,0.37]
[]
[]
[]
[null,null,null,null,null,null,null,null,null,null,null,null,null,null,null,null,null,null,null,null,null,null,null,"$/WDC"]
[null,null,null,null,null,null,null,null,null,null,null,null,null,null,null,null,null,null,null,null,null,null,"x-Axis","Fixed Tilt 20th Perc Error","Fixed Tilt 80th Perc Error","Tracking 20th Perc Error","Tracking 80th Perc Error"]
[null,null,null,null,null,null,null,null,null,null,null,null,null,null,null,null,null,null,null,null,null,null,{"$f":"A50&\"\n\"&B50&\" \n\"&TEXT(ROUND(C50/1000,1),\"0#.##\")","v":"2010\n10 \n0.2"},0.88,0.56000000000000005,0.28000000000000003,1.34]
[null,null,null,null,null,null,null,null,null,null,null,null,null,null,null,null,null,null,null,null,null,null,{"$f":"A51&\"\n\"&B51&\" \n\"&TEXT(ROUND(C51/1000,1),\"0#.##\")","v":"2011\n29 \n0.5"},0.72,0.74,0.32,0.42]
["Sources: Berkeley Lab, Energy Information Administration",null,null,null,null,null,null,null,null,null,null,null,null,null,null,null,null,null,null,null,null,null,{"$f":"A52&\"\n\"&B52&\" \n\"&TEXT(ROUND(C52/1000,1),\"#.##\")","v":"2012\n41 \n1.2"},0.33,0.78,0.34,0.3]
["Note: ",null,null,null,null,null,null,null,null,null,null,null,null,null,null,null,null,null,null,null,null,null,{"$f":"A53&\"\n\"&B53&\" \n\"&TEXT(ROUND(C53/1000,1),\"#.##\")","v":"2013\n38 \n1.8"},0.66,0.57999999999999996,0.38,0.49]
[null,null,null,"Installed Costs 2022 $/WAC",null,null,null,null,null,null,null,null,null,null,null,null,null,null,null,null,null,null,"2014\n65 \n4.1",0.54,0.81,0.55000000000000004,0.97]
["Commercial Operation Year","All Count","All Capacity (MWAC)","All \nCapacity-weighted Mean","All Median","All 20th Percentile","All 80th Percentile","Fixed-Tilt \nCapacity-weighted Mean","Fixed Tilt Median","Fixed Tilt 20th Percentile","Fixed Tilt 80th Percentile","Tracking \nCapacity-weighted Mean","Tracking Median","Tracking 20th Percentile","Tracking 80th Percentile",null,null,null,null,null,null,null,"2015\n87 \n3.7",0.28999999999999998,0.64,0.56999999999999995,0.66]
[2007,2,18.899999999999999,11.64,11.71,11.56,11.86,null,null,null,null,11.46,11.46,11.46,11.46,null,null,null,null,null,null,null,"2016\n145 \n9.6",0.39,0.89,0.27,0.37]
[2008,1,10,5.4,5.4,5.4,5.4,5.4,5.4,5.4,5.4,null,null,null,null,null,null,null,null,null,null,null,"2017\n163 \n5.4",0.28000000000000003,0.36,0.41,0.33]
[2009,2,46,5.98,5.81,4.63,6.99,3.85,3.85,3.85,3.85,7.78,7.78,7.78,7.78,null,null,null,null,null,null,null,"2018\n94 \n5.4",0.52,0.97,0.24,0.7]
[2010,10,175.07,5.57,6.03,5.34,7.73,4.9800000000000004,5.67,4.57,6.26,7.31,7.61,6.58,9.01,null,null,null,null,null,null,null,"2019\n103 \n6.",0.38,0.59,0.24,0.33]
[2011,29,427.79,5.26,5.28,4.57,5.96,5.2,5.28,4.42,5.91,5.34,5.27,4.7300000000000004,5.96,null,null,null,null,null,null,null,"2020\n158 \n12.5",0.45,0.78,0.26,0.45]
[2012,41,929.64,4.3,4.8899999999999997,4.12,5.39,3.74,4.28,3.69,5.19,5.13,4.9800000000000004,4.88,5.64,null,null,null,null,null,null,null,"2021\n128 \n15.",0.22,0.61,0.22,0.24]
[2013,38,1343.79,4.6500000000000004,4.3499999999999996,3.75,5.15,4.43,4.32,3.56,5.0599999999999996,4.84,4.51,4.01,5.15,null,null,null,null,null,null,null,"2022\n59 \n6.",0.11,0.39,0.33,0.2]
[2014,65,3184.08,4.49,3.79,3.07,4.9400000000000004,4.5,3.7,3.14,4.68,4.46,3.8,3.06,4.9800000000000004]
[2015,87,2869.68,3.69,3.31,2.61,4.0599999999999996,2.91,2.96,2.39,3.83,4.03,3.45,2.74,4.21]
[2016,146,7389.29,2.74,2.74,2.37,3.23,2.9,2.68,2.2400000000000002,3.58,2.71,2.74,2.41,3.14]
[2017,163,4045.84,2.58,2.54,1.97,3.22,2.63,2.54,2.08,2.99,2.57,2.5299999999999998,1.92,3.26]
[2018,94,3950.92,2.1800000000000002,2.06,1.67,3,1.83,2.04,1.35,3.01,2.35,2.08,1.78,2.92]
[2019,103,4532.66,1.86,1.77,1.42,2.5099999999999998,1.68,1.89,1.36,2.89,1.88,1.74,1.43,2.1800000000000002]
[2020,158,9441.5400000000009,1.66,1.81,1.46,2.54,1.67,1.97,1.38,2.62,1.66,1.8,1.47,2.48]
[2021,128,11228.24,1.56,1.52,1.23,1.98,1.48,1.4,1.0900000000000001,2.19,1.57,1.55,1.27,1.93]
[2022,59,4621.5,1.27,1.32,1.06,1.74,1.17,1.19,1.0900000000000001,1.89,1.28,1.36,1.03,1.73]
["Total",1126,54214.96]
[]
[null,null,null,"Installed Costs 2022 $/WDC"]
["Commercial Operation Year","All Count","All Capacity (MWDC)","All \nCapacity-weighted Mean","All Median","All 20th Percentile","All 80th Percentile","Fixed-Tilt \nCapacity-weighted Mean","Fixed Tilt Median","Fixed Tilt 20th Percentile","Fixed Tilt 80th Percentile","Tracking \nCapacity-weighted Mean","Tracking Median","Tracking 20th Percentile","Tracking 80th Percentile"]
[2007,2,22.28,9.8800000000000008,9.91,9.83,9.99,null,null,null,null,9.7799999999999994,9.7799999999999994,9.7799999999999994,9.7799999999999994]
[2008,1,12.14,4.45,4.45,4.45,4.45,4.45,4.45,4.45,4.45]
[2009,2,52.8,5.21,5.12,3.97,6.28,3.2,3.2,3.2,3.2,7.04,7.04,7.04,7.04]
[2010,10,210.72,4.63,5.23,4.46,6.27,4.0999999999999996,4.7,3.81,5.26,6.21,5.97,5.69,7.31]
[2011,29,516.70000000000005,4.3600000000000003,4.3499999999999996,3.84,4.9800000000000004,4.25,4.2699999999999996,3.55,5,4.4800000000000004,4.45,4.1399999999999997,4.87]
[2012,41,1181.4100000000001,3.39,3.96,3.19,4.37,2.9,3.37,3.04,4.1500000000000004,4.1100000000000003,4.2,3.86,4.5]
[2013,38,1754.16,3.57,3.4,2.91,3.93,3.36,3.26,2.61,3.85,3.73,3.46,3.08,3.95]
[2014,65,4112.13,3.48,2.9,2.34,3.88,3.47,2.87,2.33,3.69,3.47,2.9,2.35,3.88]
[2015,87,3728.47,2.84,2.52,1.96,3.23,2.19,2.19,1.9,2.82,3.13,2.68,2.12,3.35]
[2016,145,9618.4699999999993,2.1,2.1,1.79,2.52,2.15,2.08,1.69,2.97,2.08,2.1,1.84,2.48]
[2017,163,5381.86,1.94,1.93,1.54,2.2599999999999998,1.94,1.95,1.68,2.3199999999999998,1.94,1.93,1.52,2.2599999999999998]
[2018,94,5400.59,1.59,1.52,1.22,2.29,1.28,1.41,0.89,2.37,1.75,1.55,1.31,2.2400000000000002]
[2019,103,5996.07,1.4,1.39,1.1200000000000001,1.83,1.1599999999999999,1.46,1.0900000000000001,2.0499999999999998,1.44,1.36,1.1299999999999999,1.69]
[2020,158,12521.67,1.25,1.36,1.08,1.93,1.2,1.45,1,2.2400000000000002,1.26,1.36,1.0900000000000001,1.81]
[2021,128,15012.66,1.1599999999999999,1.1599999999999999,0.94,1.45,1.08,1.02,0.8,1.63,1.17,1.19,0.97,1.43]
[2022,59,5954.16,0.98,1.07,0.79,1.33,0.84,0.9,0.79,1.28,1,1.1200000000000001,0.79,1.32]
["Total",1125,71476.3]

{"sheet":"CapEx by Size (PV-only)","index":17,"n_rows":37,"n_cols":9,"rows_kept":37,"cut":false,"hidden":false,"merged":[[24,1,24,5],[31,1,31,5]]}
["Installed costs by project size in 2022"]
[]
[]
[]
[]
[]
[]
[]
[]
[]
[]
[]
[]
[]
[]
[]
[]
[]
[]
[]
[]
[]
["Sources: Berkeley Lab"]
[]
[null,"Installed Costs in $2022/WAC"]
["Project Size Bin","Project Count in 2022","Project Capacity MWAC","Median","20th Percentile","80th Percentile","20th Error","80th Error","x-Axis"]
["5-20 MW",14,108.3,1.68,1.31,2.04,0.37,0.35,{"$f":"A27&\"\nn=\"&B27&\" \n\"&TEXT(C27,\"0#\")&\" MW\"","v":"5-20 MW\nn=14 \n108 MW"}]
["20-50 MW",8,189.8,1.28,1.07,1.54,0.21,0.26,{"$f":"A28&\"\nn=\"&B28&\" \n\"&TEXT(C28,\"0#\")&\" MW\"","v":"20-50 MW\nn=8 \n190 MW"}]
["50-100 MW",20,1325.5,1.29,1.08,1.5,0.21,0.22,{"$f":"A29&\"\nn=\"&B29&\" \n\"&TEXT(C29,\"0#\")&\" MW\"","v":"50-100 MW\nn=20 \n1326 MW"}]
["100-300 MW",17,2997.9,1.22,0.92,1.69,0.3,0.47,{"$f":"A30&\"\nn=\"&B30&\" \n\"&TEXT(C30,\"0#\")&\" MW\"","v":"100-300 MW\nn=17 \n2998 MW"}]
[]
[null,"Installed Costs in $2022/WDC"]
["Project Size Bin","Project Count in 2022","Project Capacity MWDC","Median","20th Percentile","80th Percentile","20th Error","80th Error","x-Axis"]
["5-20 MW",14,143.55000000000001,1.26,0.99,1.55,0.28000000000000003,0.28999999999999998,{"$f":"A34&\"\nn=\"&B34&\" \n\"&TEXT(C34,\"0#\")&\" MW\"","v":"5-20 MW\nn=14 \n144 MW"}]
["20-50 MW",7,187.5,1.02,0.79,1.21,0.23,0.19,{"$f":"A35&\"\nn=\"&B35&\" \n\"&TEXT(C35,\"0#\")&\" MW\"","v":"20-50 MW\nn=7 \n188 MW"}]
["50-100 MW",13,968.82,1.2,0.92,1.33,0.28000000000000003,0.13,{"$f":"A36&\"\nn=\"&B36&\" \n\"&TEXT(C36,\"0#\")&\" MW\"","v":"50-100 MW\nn=13 \n969 MW"}]
["100-400 MW",25,4654.28,0.82,0.72,1.23,0.1,0.4,{"$f":"A37&\"\nn=\"&B37&\" \n\"&TEXT(C37,\"0#\")&\" MW\"","v":"100-400 MW\nn=25 \n4654 MW"}]

{"sheet":"CapEx Trend by Region (PV only)","index":18,"n_rows":60,"n_cols":25,"rows_kept":60,"cut":false,"hidden":false,"merged":[[4,1,4,11],[4,14,4,24],[23,1,23,11],[23,14,23,24],[42,1,42,11],[42,14,42,24]]}
["Installed costs by region and installation year"]
[]
["Sources: Berkeley Lab (some data points suppressed to protect confidentiality), Energy Information Administration"]
[]
[null,"Median Project Cost (2022 $/WAC)",null,null,null,null,null,null,null,null,null,null,null,null,"Median Project Cost (2022 $/WDC)"]
["Commercial Operation Year","National","CAISO","ERCOT","Hawaii","ISO-NE","MISO","NYISO","PJM","SPP","Southeast\n(non-ISO)","West\n(non-ISO)",null,"Commercial Operation Year","National","CAISO","ERCOT","HI","ISO-NE","MISO","NYISO","PJM","SPP","Southeast\n(non-ISO)","West\n(non-ISO)"]
[2007,11.71,null,null,null,null,null,null,null,null,null,null,null,2007,9.91]
[2008,5.4,null,null,null,null,null,null,null,null,null,null,null,2008,4.45]
[2009,5.81,null,null,null,null,null,null,null,null,null,null,null,2009,5.12]
[2010,6.03,null,null,null,null,null,null,6.16,null,7.61,null,null,2010,5.23,null,null,null,null,null,null,5.17,null,5.97]
[2011,5.28,4.9800000000000004,null,null,null,null,null,5.71,null,null,4.96,null,2011,4.3499999999999996,4.05,null,null,null,null,null,5.04,null,null,4.3]
[2012,4.8899999999999997,4.12,4.9000000000000004,null,null,null,null,4.9800000000000004,null,4.24,4.96,null,2012,3.96,3.19,4.2,null,null,null,null,3.99,null,3.37,3.98]
[2013,4.3499999999999996,4.4800000000000004,null,null,null,3.62,null,null,null,4.3099999999999996,4.1100000000000003,null,2013,3.4,3.46,null,null,null,2.62,null,null,null,3.4,3.08]
[2014,3.79,3.86,null,null,null,null,null,3.33,null,2.42,3.66,null,2014,2.9,2.97,null,null,null,null,null,2.61,null,1.91,2.91]
[2015,3.31,3.53,3.88,null,null,4.4400000000000004,null,3.2,null,2.65,3.31,null,2015,2.52,2.73,3.12,null,null,3.33,null,2.35,null,1.95,2.4300000000000002]
[2016,2.74,2.87,null,null,null,2.81,null,2.96,2.37,2.4700000000000002,2.59,null,2016,2.1,2.19,null,null,null,2.08,null,2.2999999999999998,1.73,1.87,2.1]
[2017,2.54,3.02,2.2999999999999998,4.74,2.87,3.39,null,2.41,2.58,2.27,2.65,null,2017,1.93,2.23,1.69,3.32,2.27,2.23,null,1.84,1.84,1.69,1.99]
[2018,2.06,3.26,1.78,null,2.67,1.68,null,2.57,null,1.71,2.2799999999999998,null,2018,1.52,2.4300000000000002,1.31,null,1.91,1.32,null,2.27,null,1.29,1.76]
[2019,1.77,1.91,1.81,3.24,2.66,null,2.0699999999999998,1.95,1.42,1.61,1.57,null,2019,1.39,1.52,1.3,3.23,1.79,null,1.48,1.45,1.22,1.1399999999999999,1.22]
[2020,1.81,1.86,1.43,null,2.62,1.73,3.19,2.23,1.71,1.54,2.1,null,2020,1.36,1.37,1.06,null,1.75,1.37,2.36,1.7,1.4,1.1000000000000001,1.68]
[2021,1.52,1.81,1.47,null,2.0499999999999998,1.41,null,1.65,null,1.41,1.39,null,2021,1.1599999999999999,1.33,1.07,null,1.46,1.1100000000000001,null,1.24,null,1.04,1.05]
[2022,1.32,null,1.07,null,null,1.72,1.48,1.46,null,1.1200000000000001,1.25,null,2022,1.07,null,0.71,null,null,1.35,1.06,1.1399999999999999,null,0.88,0.93]
[]
[null,"$/WAC Cost Sample Project Capacity",null,null,null,null,null,null,null,null,null,null,null,null,"$/WDC Cost Sample Project Capacity"]
["Commercial Operation Year","National","CAISO","ERCOT","Hawaii","ISO-NE","MISO","NYISO","PJM","SPP","Southeast\n(non-ISO)","West\n(non-ISO)",null,"Commercial Operation Year","National","CAISO","ERCOT","Hawaii","ISO-NE","MISO","NYISO","PJM","SPP","Southeast\n(non-ISO)","West\n(non-ISO)"]
[2007,19,null,null,null,null,null,null,null,null,null,null,null,2007,22]
[2008,10,null,null,null,null,null,null,null,null,null,null,null,2008,12]
[2009,46,null,null,null,null,null,null,null,null,null,null,null,2009,53]
[2010,175,null,null,null,null,null,null,23,null,40,null,null,2010,211,null,null,null,null,null,null,28,null,48]
[2011,428,95,null,null,null,null,null,66,null,null,200,null,2011,517,118,null,null,null,null,null,77,null,null,243]
[2012,930,419,30,null,null,null,null,107,null,40,327,null,2012,1181,553,35,null,null,null,null,134,null,49,403]
[2013,1344,900,null,null,null,39,null,null,null,44,293,null,2013,1754,1171,null,null,null,52,null,null,null,55,393]
[2014,3184,2676,null,null,null,null,null,102,null,62,255,null,2014,4112,3463,null,null,null,null,null,139,null,79,322]
[2015,2870,1337,130,null,null,20,null,239,null,415,715,null,2015,3728,1697,162,null,null,27,null,324,null,563,940]
[2016,7389,3102,null,null,null,111,null,327,165,1335,2038,null,2016,9618,3982,null,null,null,152,null,430,224,1794,2634]
[2017,4046,529,651,46,27,273,null,464,19,1201,822,null,2017,5382,701,841,64,35,385,null,610,25,1628,1074]
[2018,3951,837,646,null,60,112,null,361,null,1377,495,null,2018,5401,1122,855,null,82,136,null,507,null,1960,655]
[2019,4533,979,488,129,94,null,65,456,16,1548,743,null,2019,5996,1221,633,141,134,null,87,625,19,2157,962]
[2020,9442,1755,2495,null,74,441,27,1052,30,2738,816,null,2020,12522,2278,3246,null,108,626,35,1363,40,3751,1055]
[2021,11228,1059,3319,null,189,898,null,1446,null,2558,1730,null,2021,15013,1392,4452,null,263,1192,null,1929,null,3502,2242]
[2022,4622,null,1571,null,null,622,55,571,null,1198,240,null,2022,5954,null,1953,null,null,825,76,732,null,1515,344]
[]
[null,"$/WAC Cost Sample Project Count",null,null,null,null,null,null,null,null,null,null,null,null,"$/WDC Cost Sample Project Count"]
["Commercial Operation Year","National","CAISO","ERCOT","Hawaii","ISO-NE","MISO","NYISO","PJM","SPP","Southeast\n(non-ISO)","West\n(non-ISO)",null,"Commercial Operation Year","National","CAISO","ERCOT","Hawaii","ISO-NE","MISO","NYISO","PJM","SPP","Southeast\n(non-ISO)","West\n(non-ISO)"]
[2007,2,null,null,null,null,null,null,null,null,null,2,null,2007,2,null,null,null,null,null,null,null,null,null,2]
[2008,1,1,null,null,null,null,null,null,null,null,null,null,2008,1,1]
[2009,2,1,null,null,null,null,null,null,null,1,null,null,2009,2,1,null,null,null,null,null,null,null,1]
[2010,10,1,1,null,null,null,null,3,null,3,2,null,2010,10,1,1,null,null,null,null,3,null,3,2]
[2011,29,6,1,null,null,null,1,6,null,1,14,null,2011,29,6,1,null,null,null,1,6,null,1,14]
[2012,41,9,3,1,null,null,null,9,null,3,16,null,2012,41,9,3,1,null,null,null,9,null,3,16]
[2013,38,16,2,null,null,4,null,2,null,3,11,null,2013,38,16,2,null,null,4,null,2,null,3,11]
[2014,65,32,1,1,2,2,null,9,null,3,15,null,2014,65,32,1,1,2,2,null,9,null,3,15]
[2015,87,34,3,1,null,3,null,12,null,16,18,null,2015,87,34,3,1,null,3,null,12,null,16,18]
[2016,146,45,2,1,2,3,1,18,3,30,41,null,2016,145,45,2,1,2,3,1,18,3,29,41]
[2017,163,24,14,3,4,17,2,22,3,47,27,null,2017,163,24,14,3,4,17,2,22,3,47,27]
[2018,94,7,10,1,3,4,1,15,2,29,22,null,2018,94,7,10,1,3,4,1,15,2,29,22]
[2019,103,11,8,4,8,2,5,16,3,26,20,null,2019,103,11,8,4,8,2,5,16,3,26,20]
[2020,158,19,16,1,3,11,5,33,3,43,24,null,2020,158,19,16,1,3,11,5,33,3,43,24]
[2021,128,10,17,null,8,15,2,27,1,31,17,null,2021,128,10,17,null,8,15,2,27,1,31,17]
[2022,59,2,8,null,2,10,4,10,null,19,4,null,2022,59,2,8,null,2,10,4,10,null,19,4]

{"sheet":"CapEx Trend by State (PV only)","index":19,"n_rows":62,"n_cols":93,"rows_kept":62,"cut":false,"hidden":false,"merged":[[5,1,5,45],[5,48,5,92],[24,1,24,45],[24,48,24,92],[44,1,44,45],[44,48,44,92]]}
["Installed costs by state and installation year"]
[]
["Sources: Berkeley Lab (some data points suppressed to protect confidentiality), Energy Information Administration"]
[]
[]
[null,"Median Project Cost (2021 $/WAC)",null,null,null,null,null,null,null,null,null,null,null,null,null,null,null,null,null,null,null,null,null,null,null,null,null,null,null,null,null,null,null,null,null,null,null,null,null,null,null,null,null,null,null,null,null,null,"Median Project Cost (2021 $/WDC)"]
["Solar COD","National","AL","AR","AZ","CA","CO","CT","DE","FL","GA","HI","IA","ID","IL","IN","KS","KY","LA","MA","MD","ME","MI","MN","MO","MS","NC","NE","NJ","NM","NV","NY","OH","OK","OR","PA","RI","SC","TN","TX","UT","VA","VT","WA","WI","WY","Solar COD","National","AL","AR","AZ","CA","CO","CT","DE","FL","GA","HI","IA","ID","IL","IN","KS","KY","LA","MA","MD","ME","MI","MN","MO","MS","NC","NE","NJ","NM","NV","NY","OH","OK","OR","PA","RI","SC","TN","TX","UT","VA","VT","WA","WI","WY","WI"]
[2007,11.71,null,null,null,null,null,null,null,null,null,null,null,null,null,null,null,null,null,null,null,null,null,null,null,null,null,null,null,null,null,null,null,null,null,null,null,null,null,null,null,null,null,null,null,null,2007,9.91]
[2008,5.4,null,null,null,null,null,null,null,null,null,null,null,null,null,null,null,null,null,null,null,null,null,null,null,null,null,null,null,null,null,null,null,null,null,null,null,null,null,null,null,null,null,null,null,null,2008,4.45]
[2009,5.81,null,null,null,null,null,null,null,null,null,null,null,null,null,null,null,null,null,null,null,null,null,null,null,null,null,null,null,null,null,null,null,null,null,null,null,null,null,null,null,null,null,null,null,null,2009,5.12]
[2010,6.03,null,null,null,null,null,null,null,null,null,null,null,null,null,null,null,null,null,null,null,null,null,null,null,null,null,null,null,null,null,null,null,null,null,null,null,null,null,null,null,null,null,null,null,null,2010,5.23]
[2011,5.28,null,null,5.68,5.08,null,null,null,null,null,null,null,null,null,null,null,null,null,null,null,null,null,null,null,null,null,null,5.94,4.58,null,null,null,null,null,null,null,null,null,null,null,null,null,null,null,null,2011,4.3499999999999996,null,null,4.43,4.0599999999999996,null,null,null,null,null,null,null,null,null,null,null,null,null,null,null,null,null,null,null,null,null,null,5.04,3.73]
[2012,4.8899999999999997,null,null,4.8600000000000003,4.8499999999999996,null,null,null,null,null,null,null,null,null,null,null,null,null,null,4.5599999999999996,null,null,null,null,null,null,null,5.34,null,4.25,null,null,null,null,null,null,null,null,4.9000000000000004,null,null,null,null,null,null,2012,3.96,null,null,3.81,3.73,null,null,null,null,null,null,null,null,null,null,null,null,null,null,3.78,null,null,null,null,null,null,null,4.28,null,3.51,null,null,null,null,null,null,null,null,4.2]
[2013,4.3499999999999996,null,null,4.3899999999999997,4.4800000000000004,null,null,null,null,null,null,null,null,null,3.62,null,null,null,null,null,null,null,null,null,null,null,null,null,null,null,null,null,null,null,null,null,null,null,null,null,null,null,null,null,null,2013,3.4,null,null,3.22,3.46,null,null,null,null,null,null,null,null,null,2.62]
[2014,3.79,null,null,4.6399999999999997,3.86,null,null,null,null,null,null,null,null,null,null,null,null,null,null,null,null,null,null,null,null,3.18,null,3.41,2.5099999999999998,null,null,null,null,null,null,null,null,null,null,null,null,null,null,null,null,2014,2.9,null,null,3.54,2.99,null,null,null,null,null,null,null,null,null,null,null,null,null,null,null,null,null,null,null,null,2.2599999999999998,null,2.81,2.0499999999999998]
[2015,3.31,null,null,3.41,3.62,null,null,null,null,2.73,null,null,null,null,4.4400000000000004,null,null,null,null,null,null,null,null,null,null,2.88,null,3.73,2.27,3.22,null,null,null,null,null,null,null,null,3.88,null,null,null,null,null,null,2015,2.52,null,null,2.46,2.79,null,null,null,null,1.89,null,null,null,null,3.33,null,null,null,null,null,null,null,null,null,null,2.0299999999999998,null,2.87,1.85,2.56,null,null,null,null,null,null,null,null,3.12]
[2016,2.74,null,null,2.39,2.91,2.54,null,null,2.21,2.57,null,null,null,null,2.81,null,null,null,null,3.06,null,null,null,null,null,2.48,null,3.54,2.37,2.83,null,null,null,2.76,null,null,null,null,null,2.2200000000000002,2.81,null,null,null,null,2016,2.1,null,null,1.87,2.2599999999999998,1.95,null,null,1.34,1.92,null,null,null,null,2.09,null,null,null,null,2.33,null,null,null,null,null,1.91,null,3.06,1.73,2.1800000000000002,null,null,null,2.1,null,null,null,null,null,1.73,2.09]
[2017,2.54,3.27,null,2.27,2.98,null,null,null,2.69,null,4.74,null,2.91,null,1.81,null,null,null,2.85,null,null,null,3.39,null,2.2999999999999998,2.36,null,3.2,null,2.77,null,null,null,2.44,null,null,1.67,null,2.2999999999999998,null,2.27,null,null,null,null,2017,1.93,2.64,null,1.65,2.23,null,null,null,2.0099999999999998,null,3.32,null,2.1800000000000002,null,1.46,null,null,null,2.4300000000000002,null,null,null,2.23,null,1.71,1.76,null,2.64,null,2.08,null,null,null,1.82,null,null,1.2,null,1.69,null,1.68]
[2018,2.06,null,null,null,3.16,null,null,null,1.34,null,null,null,null,null,null,null,null,null,null,null,null,null,null,null,null,2.1,null,3.01,1.87,null,null,null,null,2.25,null,null,1.88,null,1.78,null,2.0499999999999998,null,null,null,null,2018,1.52,null,null,null,2.39,null,null,null,0.89,null,null,null,null,null,null,null,null,null,null,null,null,null,null,null,null,1.43,null,2.42,1.51,null,null,null,null,1.72,null,null,1.29,null,1.31,null,1.6]
[2019,1.77,null,null,null,1.91,null,null,null,1.65,1.27,3.24,null,null,null,1.67,null,null,null,null,null,null,null,null,null,null,1.87,null,3.28,1.42,1.75,2.0699999999999998,null,null,2.54,null,1.9,1.67,null,1.81,null,null,null,null,null,null,2019,1.39,null,null,null,1.56,null,null,null,1.19,0.88,3.23,null,null,null,1.29,null,null,null,null,null,null,null,null,null,null,1.39,null,2.4900000000000002,1.1200000000000001,1.33,1.48,null,null,1.86,null,1.5,1.26,null,1.3]
[2020,1.81,null,null,1.39,1.86,null,null,null,1.34,1.76,null,null,null,null,1.61,null,null,null,null,null,null,2.34,null,null,null,2.09,null,2.5499999999999998,null,1.83,3.19,null,null,3.16,1.67,null,1.85,null,1.43,1.7,1.84,null,null,1.73,null,2020,1.36,null,null,1.08,1.37,null,null,null,1,1.23,null,null,null,null,1.17,null,null,null,null,null,null,1.71,null,null,null,1.53,null,2.23,null,1.4,2.36,null,null,2.2000000000000002,1.25,null,1.34,null,1.06,1.32,1.47,null,null,1.37,null,1.37]
[2021,1.52,null,null,1.48,1.79,2.1800000000000002,null,null,1.1299999999999999,2.59,null,null,null,1.41,1.39,null,null,null,null,null,1.91,null,null,null,null,1.62,null,null,null,1.49,null,1.4,null,0.73,null,null,null,null,1.47,1.36,1.69,null,null,1.49,null,2021,1.1599999999999999,null,null,1.1000000000000001,1.32,1.61,null,null,0.92,1.81,null,null,null,1.1100000000000001,1.05,null,null,null,null,null,1.42,null,null,null,null,1.23,null,null,null,1.1399999999999999,null,1.0900000000000001,null,0.62,null,null,null,null,1.07,0.97,1.28,null,null,1.17]
[2022,1.32,null,null,null,1.32,null,null,null,1.26,null,null,1.7,null,null,null,null,null,null,null,null,null,null,null,null,null,null,null,null,null,null,1.48,null,null,null,null,null,null,null,1.07,null,1.7,null,null,1.75,null,2022,1.07,null,null,null,1.06,null,null,null,1.07,null,null,1.44,null,null,null,null,null,null,null,null,null,null,null,null,null,null,null,null,null,null,1.06,null,null,null,null,null,null,null,0.71,null,1.31,null,null,1.35,null,1.35]
[]
[null,"$/WAC Cost Sample Project Capacity",null,null,null,null,null,null,null,null,null,null,null,null,null,null,null,null,null,null,null,null,null,null,null,null,null,null,null,null,null,null,null,null,null,null,null,null,null,null,null,null,null,null,null,null,null,null,"$/WDC Cost Sample Project Capacity"]
["Solar COD","National","AL","AR","AZ","CA","CO","CT","DE","FL","GA","HI","IA","ID","IL","IN","KS","KY","LA","MA","MD","ME","MI","MN","MO","MS","NC","NE","NJ","NM","NV","NY","OH","OK","OR","PA","RI","SC","TN","TX","UT","VA","VT","WA","WI","WY","Solar COD","National","AL","AR","AZ","CA","CO","CT","DE","FL","GA","HI","IA","ID","IL","IN","KS","KY","LA","MA","MD","ME","MI","MN","MO","MS","NC","NE","NJ","NM","NV","NY","OH","OK","OR","PA","RI","SC","TN","TX","UT","VA","VT","WA","WI","WY","WI"]
[2007,19,null,null,null,null,null,null,null,null,null,null,null,null,null,null,null,null,null,null,null,null,null,null,null,null,null,null,null,null,null,null,null,null,null,null,null,null,null,null,null,null,null,null,null,null,2007,22]
[2008,10,null,null,null,null,null,null,null,null,null,null,null,null,null,null,null,null,null,null,null,null,null,null,null,null,null,null,null,null,null,null,null,null,null,null,null,null,null,null,null,null,null,null,null,null,2008,12]
[2009,46,null,null,null,null,null,null,null,null,null,null,null,null,null,null,null,null,null,null,null,null,null,null,null,null,null,null,null,null,null,null,null,null,null,null,null,null,null,null,null,null,null,null,null,null,2009,53]
[2010,175,null,null,null,null,null,null,null,null,null,null,null,null,null,null,null,null,null,null,null,null,null,null,null,null,null,null,null,null,null,null,null,null,null,null,null,null,null,null,null,null,null,null,null,null,2010,211]
[2011,428,null,null,96,122,null,null,null,null,null,null,null,null,null,null,null,null,null,null,null,null,null,null,null,null,null,null,48,41,null,null,null,null,null,null,null,null,null,null,null,null,null,null,null,null,2011,517,null,null,118,152,null,null,null,null,null,null,null,null,null,null,null,null,null,null,null,null,null,null,null,null,null,null,56,50]
[2012,930,null,null,269,250,null,null,null,null,null,null,null,null,null,null,null,null,null,null,38,null,null,null,null,null,null,null,27,null,186,null,null,null,null,null,null,null,null,30,null,null,null,null,null,null,2012,1181,null,null,357,320,null,null,null,null,null,null,null,null,null,null,null,null,null,null,52,null,null,null,null,null,null,null,33,null,229,null,null,null,null,null,null,null,null,35]
[2013,1344,null,null,219,929,null,null,null,null,null,null,null,null,null,39,null,null,null,null,null,null,null,null,null,null,null,null,null,null,null,null,null,null,null,null,null,null,null,null,null,null,null,null,null,null,2013,1754,null,null,300,1206,null,null,null,null,null,null,null,null,null,52]
[2014,3184,null,null,406,2402,null,null,null,null,null,null,null,null,null,null,null,null,null,null,null,null,null,null,null,null,59,null,43,75,null,null,null,null,null,null,null,null,null,null,null,null,null,null,null,null,2014,4112,null,null,547,3085,null,null,null,null,null,null,null,null,null,null,null,null,null,null,null,null,null,null,null,null,86,null,54,93]
[2015,2870,null,null,122,1346,null,null,null,null,177,null,null,null,null,20,null,null,null,null,null,null,null,null,null,null,420,null,41,40,349,null,null,null,null,null,null,null,null,130,null,null,null,null,null,null,2015,3728,null,null,165,1714,null,null,null,null,246,null,null,null,null,27,null,null,null,null,null,null,null,null,null,null,568,null,53,49,462,null,null,null,null,null,null,null,null,162]
[2016,7389,null,null,371,2963,225,null,null,229,726,null,null,null,null,16,null,null,null,null,39,null,null,null,null,null,349,null,51,165,708,null,null,null,73,null,null,null,null,null,680,137,null,null,null,null,2016,9618,null,null,491,3736,287,null,null,376,925,null,null,null,null,21,null,null,null,null,50,null,null,null,null,null,456,null,62,224,960,null,null,null,97,null,null,null,null,null,882,180]
[2017,4046,107,null,87,696,null,null,null,175,null,46,null,120,null,30,null,null,null,17,null,null,null,156,null,155,675,null,39,null,290,null,null,null,104,null,null,223,null,651,null,271,null,null,null,null,2017,5382,146,null,120,913,null,null,null,237,null,64,null,160,null,41,null,null,null,21,null,null,null,229,null,216,910,null,46,null,378,null,null,null,136,null,null,305,null,841,null,356]
[2018,3951,null,null,null,982,null,null,null,875,null,null,null,null,null,null,null,null,null,null,null,null,null,null,null,null,472,null,54,33,null,null,null,null,82,null,null,71,null,646,null,58,null,null,null,null,2018,5401,null,null,null,1311,null,null,null,1262,null,null,null,null,null,null,null,null,null,null,null,null,null,null,null,null,682,null,67,41,null,null,null,null,109,null,null,101,null,855,null,77]
[2019,4533,null,null,null,999,null,null,null,743,412,129,null,null,null,20,null,null,null,null,null,null,null,null,null,null,297,null,21,100,417,65,null,null,73,null,48,270,null,488,null,null,null,null,null,null,2019,5996,null,null,null,1255,null,null,null,1008,594,141,null,null,null,25,null,null,null,null,null,null,null,null,null,null,407,null,26,131,529,87,null,null,96,null,59,374,null,633]
[2020,9442,null,null,290,1610,null,null,null,1639,610,null,null,null,null,24,null,null,null,null,null,null,105,null,null,null,281,null,66,null,155,27,null,null,115,65,null,426,null,2495,279,665,null,null,164,null,2020,12522,null,null,363,2095,null,null,null,2260,816,null,null,null,null,32,null,null,null,null,null,null,150,null,null,null,379,null,86,null,192,35,null,null,168,83,null,587,null,3246,358,854,null,null,231,null,231]
[2021,11228,null,null,350,1069,351,null,null,1104,866,null,null,null,418,321,null,null,null,null,null,113,null,null,null,null,522,null,null,null,631,null,364,null,128,null,null,null,null,3319,260,647,null,null,270,null,2021,15013,null,null,468,1405,451,null,null,1483,1216,null,null,null,548,424,null,null,null,null,null,165,null,null,null,null,731,null,null,null,810,null,477,null,150,null,null,null,null,4452,349,860,null,null,357]
[2022,4622,null,null,null,370,null,null,null,888,null,null,131,null,null,null,null,null,null,null,null,null,null,null,null,null,null,null,null,null,null,55,null,null,null,null,null,null,null,1571,null,401,null,null,258,null,2022,5954,null,null,null,515,null,null,null,1146,null,null,157,null,null,null,null,null,null,null,null,null,null,null,null,null,null,null,null,null,null,76,null,null,null,null,null,null,null,1953,null,518,null,null,337,null,337]
[]
[]
[null,"$/WAC Cost Sample Project Count",null,null,null,null,null,null,null,null,null,null,null,null,null,null,null,null,null,null,null,null,null,null,null,null,null,null,null,null,null,null,null,null,null,null,null,null,null,null,null,null,null,null,null,null,null,null,"$/WDC Cost Sample Project Count"]
["Solar COD","National","AL","AR","AZ","CA","CO","CT","DE","FL","GA","HI","IA","ID","IL","IN","KS","KY","LA","MA","MD","ME","MI","MN","MO","MS","NC","NE","NJ","NM","NV","NY","OH","OK","OR","PA","RI","SC","TN","TX","UT","VA","VT","WA","WI","WY","Solar COD","National","AL","AR","AZ","CA","CO","CT","DE","FL","GA","HI","IA","ID","IL","IN","KS","KY","LA","MA","MD","ME","MI","MN","MO","MS","NC","NE","NJ","NM","NV","NY","OH","OK","OR","PA","RI","SC","TN","TX","UT","VA","VT","WA","WI","WY","WI"]
[2007,2,null,null,null,null,1,null,null,null,null,null,null,null,null,null,null,null,null,null,null,null,null,null,null,null,null,null,null,null,1,null,null,null,null,null,null,null,null,null,null,null,null,null,null,null,2007,2,null,null,null,null,1,null,null,null,null,null,null,null,null,null,null,null,null,null,null,null,null,null,null,null,null,null,null,null,1]
[2008,1,null,null,null,null,null,null,null,null,null,null,null,null,null,null,null,null,null,null,null,null,null,null,null,null,null,null,null,null,1,null,null,null,null,null,null,null,null,null,null,null,null,null,null,null,2008,1,null,null,null,null,null,null,null,null,null,null,null,null,null,null,null,null,null,null,null,null,null,null,null,null,null,null,null,null,1]
[2009,2,null,null,null,1,null,null,null,1,null,null,null,null,null,null,null,null,null,null,null,null,null,null,null,null,null,null,null,null,null,null,null,null,null,null,null,null,null,null,null,null,null,null,null,null,2009,2,null,null,null,1,null,null,null,1]
[2010,10,null,null,null,null,1,null,null,2,null,null,null,null,1,null,null,null,null,null,null,null,null,null,null,null,1,null,1,1,1,null,1,null,null,null,null,null,null,1,null,null,null,null,null,null,2010,10,null,null,null,null,1,null,null,2,null,null,null,null,1,null,null,null,null,null,null,null,null,null,null,null,1,null,1,1,1,null,1,null,null,null,null,null,null,1]
[2011,29,null,null,6,8,2,null,1,1,null,null,null,null,null,null,null,null,null,null,null,null,null,null,null,null,null,null,4,4,null,1,1,null,null,null,null,null,null,1,null,null,null,null,null,null,2011,29,null,null,6,8,2,null,1,1,null,null,null,null,null,null,null,null,null,null,null,null,null,null,null,null,null,null,4,4,null,1,1,null,null,null,null,null,null,1]
[2012,41,null,null,7,12,1,null,1,null,null,1,null,null,1,null,null,null,null,null,3,null,null,null,null,null,2,null,3,1,4,null,null,null,null,1,null,null,1,3,null,null,null,null,null,null,2012,41,null,null,7,12,1,null,1,null,null,1,null,null,1,null,null,null,null,null,3,null,null,null,null,null,2,null,3,1,4,null,null,null,null,1,null,null,1,3]
[2013,38,null,null,6,18,null,null,null,null,2,null,null,null,null,4,null,null,null,null,null,null,null,null,null,null,1,null,2,2,1,null,null,null,null,null,null,null,null,2,null,null,null,null,null,null,2013,38,null,null,6,18,null,null,null,null,2,null,null,null,null,4,null,null,null,null,null,null,null,null,null,null,1,null,2,2,1,null,null,null,null,null,null,null,null,2]
[2014,65,null,null,7,33,null,null,null,null,1,1,null,null,null,2,null,null,null,2,null,null,null,null,null,null,3,null,6,4,2,null,null,null,null,null,null,null,2,2,null,null,null,null,null,null,2014,65,null,null,7,33,null,null,null,null,1,1,null,null,null,2,null,null,null,2,null,null,null,null,null,null,3,null,6,4,2,null,null,null,null,null,null,null,2,2]
[2015,87,null,1,4,36,1,null,null,1,6,1,null,null,null,3,null,null,null,null,1,null,null,null,null,null,16,null,4,4,4,null,null,null,null,null,null,null,null,3,2,null,null,null,null,null,2015,87,null,1,4,36,1,null,null,1,6,1,null,null,null,3,null,null,null,null,1,null,null,null,null,null,16,null,4,4,4,null,null,null,null,null,null,null,null,3,2]
[2016,146,1,null,6,48,7,null,null,4,14,1,null,2,null,3,null,1,null,2,3,null,null,1,null,null,9,null,7,3,5,1,null,null,8,null,null,2,2,2,10,4,null,null,null,null,2016,145,1,null,6,48,7,null,null,4,13,1,null,2,null,3,null,1,null,2,3,null,null,1,null,null,9,null,7,3,5,1,null,null,8,null,null,2,2,2,10,4]
[2017,163,4,null,3,28,1,null,null,7,null,3,null,6,null,3,null,1,null,3,null,1,2,13,1,3,22,1,4,2,5,2,1,1,6,null,null,14,2,14,null,10,null,null,null,null,2017,163,4,null,3,28,1,null,null,7,null,3,null,6,null,3,null,1,null,3,null,1,2,13,1,3,22,1,4,2,5,2,1,1,6,null,null,14,2,14,null,10]
[2018,94,1,1,2,10,1,2,null,13,1,1,null,null,null,1,null,null,null,null,2,null,2,1,1,null,9,null,6,4,1,1,null,1,9,null,null,5,2,10,null,4,1,1,null,1,2018,94,1,1,2,10,1,2,null,13,1,1,null,null,null,1,null,null,null,null,2,null,2,1,1,null,9,null,6,4,1,1,null,1,9,null,null,5,2,10,null,4,1,1,null,1]
[2019,103,null,2,1,12,2,1,null,13,4,4,null,null,null,3,1,null,null,2,1,null,null,null,null,1,7,null,3,6,5,5,2,null,4,1,3,7,null,8,1,2,2,null,null,null,2019,103,null,2,1,12,2,1,null,13,4,4,null,null,null,3,1,null,null,2,1,null,null,null,null,1,7,null,3,6,5,5,2,null,4,1,3,7,null,8,1,2,2]
[2020,158,null,1,3,19,2,1,null,22,6,1,null,null,null,3,1,null,2,1,2,1,4,null,null,null,8,null,6,1,4,5,null,2,11,4,null,12,null,16,3,14,null,null,3,null,2020,158,null,1,3,19,2,1,null,22,6,1,null,null,null,3,1,null,2,1,2,1,4,null,null,null,8,null,6,1,4,5,null,2,11,4,null,12,null,16,3,14,null,null,3,null,3]
[2021,128,1,1,3,10,4,2,null,15,8,null,null,null,5,8,null,null,null,2,1,4,2,1,1,null,10,null,null,null,4,2,3,null,3,null,null,null,1,17,3,14,null,null,3,null,2021,128,1,1,3,10,4,2,null,15,8,null,null,null,5,8,null,null,null,2,1,4,2,1,1,null,10,null,null,null,4,2,3,null,3,null,null,null,1,17,3,14,null,null,3,null,1]
[2022,59,1,null,1,3,2,null,null,13,2,null,3,null,1,1,null,1,null,null,1,1,1,null,1,null,null,null,1,null,null,4,null,null,null,1,1,2,1,8,null,5,null,null,4,null,2022,59,1,null,1,3,2,null,null,13,2,null,3,null,1,1,null,1,null,null,1,1,1,null,1,null,null,null,1,null,null,4,null,null,null,1,1,2,1,8,null,5,null,null,4,null,4]

{"sheet":"PV+Storage CapEx","index":20,"n_rows":84,"n_cols":59,"rows_kept":84,"cut":false,"hidden":false,"merged":[[38,0,39,0],[40,0,41,0],[42,0,43,0],[44,0,45,0],[46,0,47,0],[22,0,22,6],[24,0,24,4],[35,12,35,14],[35,16,35,18],[36,0,37,0],[36,1,37,1],[36,2,36,4],[36,5,36,7],[36,8,36,10]]}
["Installed Costs of Solar and Battery Projects"]
["Battery Costs of Hybrid Projects in $/kWh terms in the LBNL sample",null,null,null,null,null,null,"Battery cost adder relative to full project costs as a function of battery:PV capacity, 2018-2022",null,null,null,null,"Battery cost adder relative to PV capacity as a function of battery:PV capacity, 2018-2022",null,null,null,null,"Battery cost adder relative to PV capacity by battery installation year",null,null,null,null,"Battery cost adder relative to full project price by battery installation year"]
[]
[]
[]
[]
[]
[]
[]
[]
[]
[]
[]
[]
[]
[]
[]
[]
[]
[]
[]
[]
["Sources: Berkeley Lab (some data points suppressed to protect confidentiality), Energy Information Administration\n\nNote: Some of the PV-battery projects are retrofits to earlier PV projects: \nThe solar online date of the 2018 battery projects ranged from 2016 to 2018, \nthe solar online date of the 2019 battery projects ranged from 2017 to 2019, \nthe solar online date of the 2020 battery projects ranged from 2019 to 2020, \nthe solar online date of the 2021 battery projects ranged from 2016 to 2021, \nthe solar online date of the 2022 battery projects ranged from 2016 to 2022."]
[]
["Sample with separate cost estimates for PV and storage components"]
[null,"Battery Count","Battery Capacity (MW)","Battery Energy (MWh)","Median Battery Capacity Ratio","Median Battery Duration (h)","Battery Price ($/kWh) Median","Battery Price ($/kWh) 20th Percentile","Battery Price ($/kWh) 80th Percentile","Battery Price Contribution (Adder/Total) Median","Battery Price Contribution (Adder/Total) 20th Percentile","Battery Price Contribution (Adder/Total) 80th Percentile","Battery Price Adder ($/WAC-PV) Median","Battery Price Adder ($/WAC-PV) 20th Percentile","Battery Price Adder ($/WAC-PV) 80th Percentile","Battery Price Adder ($/WDC-PV) Median","Battery Price Adder ($/WDC-PV) 20th Percentile","Battery Price Adder ($/WDC-PV) 80th Percentile"]
[2017,2,14.600000000000001,59.12,0.57307692307692315,3.0999999999999996]
[2018,6,89,232,0.5714285714285714,4,475.74041352360911,424.37310509900624,684.22475278644129,0.1747249318214828,0.10358062207056971,0.28238616307800912,0.60220289869338606,0.2476799698967464,1.859025743419765,0.44403450392236055,0.15001754274233828,1.3932178224158307]
[2019,11,48.8,118.9,0.59988002399520091,2.1833333333333331,570.72389442000463,544.54604101529014,860.82889557767999,0.25279565288457018,0.11065577170218259,0.47331671870747916,0.91297563594481856,0.49419817356278695,1.4264253423915818,0.71638931930666128,0.27460945177638862,1.2299229547069483]
[2020,3,8.02,17.900000000000002,0.43991201759648069,2.2564102564102568,894.26984461787231,650.83536589263224,989.12428595577126,0.25672817445846402,0.24745094153016173,0.26233237512598612,0.8596685218957052,0.81594747070412954,0.93728009344345009,0.7243811757372236,0.63621990225294467,0.83931855105609787]
[2021,21,1647.07,5426.2,0.57377049180327866,4,757.40725850540389,359.45196994547007,1046.6769233357163,0.49999999999999994,0.18739657832865522,0.56198046389579792,1.3965380051539209,0.30516441889964946,3.2371788727574988,0.99346892799071951,0.20076606506555883,2.3720014649585361]
[2022,3,314,1256,0.83969465648854957,4,320.29722228433832,320.29722228433826,359.90547932263956,0.17205804958965931,0.17205804958965931,0.17205804958965931,1.0758074641611359,0.75547904040271263,1.4450245858612383,0.8593340110067611,0.60277333291556601,1.0909365500557116]
["Total",46,2121.4899999999998,7110.1200000000008,0.58682525789923978,2.7275386055217599]
[null,null,null,null,null,null,null,null,null,null,null,null,null,null,null,null,null,null,null,null,null,null,null,null,null,null,null,null,null,null,null,null,null,null,null,null,null,null,null,null,null,null,null,null,null,null,null,null,null,null,null,null,null,null,null,2.1218655254950312,null,null,0.28238616307800912]
[null,null,null,null,null,null,null,null,null,null,null,null,null,null,null,null,null,null,null,null,null,null,null,null,null,null,null,null,null,null,null,null,null,null,null,null,null,null,null,null,null,null,null,null,null,null,null,null,null,null,null,null,null,null,null,1.859025743419765,null,null,0.54423848652780427]
["Cost comparison of solar standalone projects vs. component costs of solar+storage projects",null,null,null,null,null,null,null,null,null,null,null,null,null,null,null,null,null,null,null,null,null,null,null,null,null,null,null,null,null,null,null,null,null,null,null,null,null,null,null,null,null,null,null,null,null,null,null,null,null,null,null,null,null,0.50416367293802178,null,null,0.17190893064399759]
["Storage COD Year","Type","Median ($/WAC-PV) - medians do not sum",null,null,"Mean  ($/WAC-PV)",null,null,"Sample Count",null,null,null,null,null,null,null,null,null,null,null,null,null,null,null,null,null,null,null,null,null,null,null,null,null,null,null,null,null,null,null,null,null,null,null,null,null,null,null,null,null,null,null,null,4.3337197396516688E-2,null,null,2.8570429991013838E-2]
[null,null,"PV","Battery Adder","Total","PV","Battery Adder","Total","PV","Battery Adder","Total",null,null,null,null,null,null,null,null,null,null,null,null,null,null,null,null,null,null,null,null,null,null,null,null,null,null,null,null,null,null,null,null,null,null,null,null,null,null,null,null,null,null,null,0.9965499375234933]
[2018,"PV only",2.0556115651270304,null,null,2.3003943941361897,null,null,94,null,null,null,null,null,null,null,null,null,null,null,null,null,null,null,null,null,null,null,null,null,null,null,null,null,null,null,null,null,null,null,null,null,null,null,null,null,null,null,null,null,null,null,null,6.2926088858017537E-2,null,null,1.6499635358058585E-2]
[null,"PV+Bat",2.2242392468335757,0.60220289869338606,3.0439765917272625,2.8423215520553935,0.92304165397451199,3.7653632060299054,6,6,6,null,null,null,null,null,null,null,null,null,null,null,null,null,null,null,null,null,null,null,null,null,null,null,null,null,null,null,null,null,null,null,null,null,null,null,null,null,null,null,null,null,null,null,null,1.4264253423915818,null,null,0.50155291869077001]
[2019,"PV only",1.7682105116925213,null,null,1.9799649671199866,null,null,103,null,null,null,null,null,null,null,null,null,null,null,null,null,null,null,null,null,null,null,null,null,null,null,null,null,null,null,null,null,null,null,null,null,null,null,null,null,null,null,null,null,null,null,null,null,null,1.4264253423915818,null,null,0.50155291869077001]
[null,"PV+Bat",2.5058380064334913,0.91297563594481856,3.5939214565051802,2.3858144521393605,0.88797493955417583,3.262931891896605,10,11,10,null,null,null,null,null,null,null,null,null,null,null,null,null,null,null,null,null,null,null,null,null,null,null,null,null,null,null,null,null,null,null,null,null,null,null,null,null,null,null,null,null,null,null,0.9050485341690635,null,null,0.24444852266470915]
[2020,"PV only",1.8011653343198113,null,null,1.991983681217746,null,null,156,null,null,null,null,null,null,null,null,null,null,null,null,null,null,null,null,null,null,null,null,null,null,null,null,null,null,null,null,null,null,null,null,null,null,null,null,null,null,null,null,null,null,null,null,null,0.91297563594481856,null,null,0.26114278310443118]
[null,"PV+Bat",2.3713358740615851,0.8596685218957052,3.2310043959572905,2.586510246728579,0.87849658876024372,3.4650068354888224,3,3,3,null,null,null,null,null,null,null,null,null,null,null,null,null,null,null,null,null,null,null,null,null,null,null,null,null,null,null,null,null,null,null,null,null,null,null,null,null,null,null,null,null,null,null,1.2743608814703835,null,null,0.31698619178267412]
[2021,"PV only",1.5238549504498708,null,null,1.6563149506022201,null,null,128,null,null,null,null,null,null,null,null,null,null,null,null,null,null,null,null,null,null,null,null,null,null,null,null,null,null,null,null,null,null,null,null,null,null,null,null,null,null,null,null,null,null,null,null,null,0.49419817356278695,null,null,0.13117710712997477]
[null,"PV+Bat",1.6632506451235298,1.3965380051539209,3.4375161149125462,2.0609168328516891,2.0954768938003205,4.1521746151100318,24,21,21,null,null,null,null,null,null,null,null,null,null,null,null,null,null,null,null,null,null,null,null,null,null,null,null,null,null,null,null,null,null,null,null,null,null,null,null,null,null,null,null,null,null,null,null,1.7213135284496699,null,null,0.46625766871165641]
[2022,"PV only",1.3188500000000001,null,null,1.3864396971639366,null,null,59,null,null,null,null,null,null,null,null,null,null,null,null,null,null,null,null,null,null,null,null,null,null,null,null,null,null,null,null,null,null,null,null,null,null,null,null,null,null,null,null,null,null,null,null,null,null,0.8596685218957052,null,null,0.2660685089043342]
[null,"PV+Bat",null,null,2,null,null,2.1936646257913242,7,3,11,null,null,null,null,null,null,null,null,null,null,null,null,null,null,null,null,null,null,null,null,null,null,null,null,null,null,null,null,null,null,null,null,null,null,null,null,null,null,null,null,null,null,null,0.78680010324307914,null,null,0.25672817445846402]
["Note: Total system costs are at times based on a slightly different sample than individual component costs, e.g. in 2019 the storage average cost number is based on 11 datapoints while solar and total system costs are based on 10 datapoints, resulting in a slight mismatch of the sums. ",null,null,null,null,null,null,null,null,null,null,null,null,null,null,null,null,null,null,null,null,null,null,null,null,null,null,null,null,null,null,null,null,null,null,null,null,null,null,null,null,null,null,null,null,null,null,null,null,null,null,null,null,null,0.98902114114194672,null,null,0.24126611957796021]
[null,null,null,null,null,null,null,null,null,null,null,null,null,null,null,null,null,null,null,null,null,null,null,null,null,null,null,null,null,null,null,null,null,null,null,null,null,null,null,null,null,null,null,null,null,null,null,null,null,null,null,null,null,null,null,2.97420582801342,null,null,0.5277436343514792]
[null,null,null,null,null,null,null,null,null,null,null,null,null,null,null,null,null,null,null,null,null,null,null,null,null,null,null,null,null,null,null,null,null,null,null,null,null,null,null,null,null,null,null,null,null,null,null,null,null,null,null,null,null,null,0.69969673445681702,null,null,0.20354718670885938]
[null,null,null,null,null,null,null,null,null,null,null,null,null,null,null,null,null,null,null,null,null,null,null,null,null,null,null,null,null,null,null,null,null,null,null,null,null,null,null,null,null,null,null,null,null,null,null,null,null,null,null,null,null,null,null,3.3632973550140068,null,null,0.56198046389579792]
[null,null,null,null,null,null,null,null,null,null,null,null,null,null,null,null,null,null,null,null,null,null,null,null,null,null,null,null,null,null,null,null,null,null,null,null,null,null,null,null,null,null,null,null,null,null,null,null,null,null,null,null,null,null,3.2371788727574988,null,null,0.52717166682008632]
[]
[]
[null,null,null,null,null,null,null,null,null,null,null,null,null,null,null,null,null,null,null,null,null,null,null,null,null,null,null,null,null,null,null,null,null,null,null,null,null,null,null,null,null,null,null,null,null,null,null,null,null,null,null,null,null,null,0.66360363682240631,null,null,0.15324407592303696]
[null,null,null,null,null,null,null,null,null,null,null,null,null,null,null,null,null,null,null,null,null,null,null,null,null,null,null,null,null,null,null,null,null,null,null,null,null,null,null,null,null,null,null,null,null,null,null,null,null,null,null,null,null,null,0.30516441889964946,null,null,0.18739657832865522]
[]
[null,null,null,null,null,null,null,null,null,null,null,null,null,null,null,null,null,null,null,null,null,null,null,null,null,null,null,null,null,null,null,null,null,null,null,null,null,null,null,null,null,null,null,null,null,null,null,null,null,null,null,null,null,null,null,2.4590244826618819,null,null,0.62456083983111721]
[null,null,null,null,null,null,null,null,null,null,null,null,null,null,null,null,null,null,null,null,null,null,null,null,null,null,null,null,null,null,null,null,null,null,null,null,null,null,null,null,null,null,null,null,null,null,null,null,null,null,null,null,null,null,0.2848126563984747,null,null,0.15715765093159248]
[null,null,null,null,null,null,null,null,null,null,null,null,null,null,null,null,null,null,null,null,null,null,null,null,null,null,null,null,null,null,null,null,null,null,null,null,null,null,null,null,null,null,null,null,null,null,null,null,null,null,null,null,null,null,2.7915867527770604,null,null,0.4890167842406456]
[null,null,null,null,null,null,null,null,null,null,null,null,null,null,null,null,null,null,null,null,null,null,null,null,null,null,null,null,null,null,null,null,null,null,null,null,null,null,null,null,null,null,null,null,null,null,null,null,null,null,null,null,null,null,null,5.6295868599544603,null,null,0.54587641492419892]
[null,null,null,null,null,null,null,null,null,null,null,null,null,null,null,null,null,null,null,null,null,null,null,null,null,null,null,null,null,null,null,null,null,null,null,null,null,null,null,null,null,null,null,null,null,null,null,null,null,null,null,null,null,9.3500163465562849E-2,null,null,6.4732187336167632E-2]
[null,null,null,null,null,null,null,null,null,null,null,null,null,null,null,null,null,null,null,null,null,null,null,null,null,null,null,null,null,null,null,null,null,null,null,null,null,null,null,null,null,null,null,null,null,null,null,null,null,null,null,null,null,0.11614441827098397,null,null,9.6773518580515569E-2]
[null,null,null,null,null,null,null,null,null,null,null,null,null,null,null,null,null,null,null,null,null,null,null,null,null,null,null,null,null,null,null,null,null,null,null,null,null,null,null,null,null,null,null,null,null,null,null,null,null,null,null,null,null,null,1.6972044133806206,null,null,0.51754031132675249]
[null,null,null,null,null,null,null,null,null,null,null,null,null,null,null,null,null,null,null,null,null,null,null,null,null,null,null,null,null,null,null,null,null,null,null,null,null,null,null,null,null,null,null,null,null,null,null,null,null,null,null,null,null,null,0.25362338338870433,null,null,0.18750019771911233]
[null,null,null,null,null,null,null,null,null,null,null,null,null,null,null,null,null,null,null,null,null,null,null,null,null,null,null,null,null,null,null,null,null,null,null,null,null,null,null,null,null,null,null,null,null,null,null,null,null,null,null,null,null,0.43216742180782697,null,null,0.19841276016339235]
[]
[]
[null,null,null,null,null,null,null,null,null,null,null,null,null,null,null,null,null,null,null,null,null,null,null,null,null,null,null,null,null,null,null,null,null,null,null,null,null,null,null,null,null,null,null,null,null,null,null,null,null,null,null,null,null,null,null,2.0929352596195088,null,null,0.66666666666666663]
[null,"Note: the sum of medians of component costs is not the same as the median of the sums",null,null,null,null,null,null,null,null,null,null,null,null,null,null,null,null,null,null,null,null,null,null,null,null,null,null,null,null,null,null,null,null,null,null,null,null,null,null,null,null,null,null,null,null,null,null,null,null,null,null,null,null,1.3965380051539209,null,null,0.49999999999999994]
[null,null,null,null,null,null,null,null,null,null,null,null,null,null,null,null,null,null,null,null,null,null,null,null,null,null,null,null,null,null,null,null,null,null,null,null,null,null,null,null,null,null,null,null,null,null,null,null,null,null,null,null,null,null,0.90870696881272228,null,null,0.24203749074126832]
[null,null,null,null,null,null,null,null,null,null,null,null,null,null,null,null,null,null,null,null,null,null,null,null,null,null,null,null,null,null,null,null,null,null,null,null,null,null,null,null,null,null,null,null,null,null,null,null,null,null,null,null,null,null,1.0842234631420156,null,null,0.5]
[]
[null,null,null,null,null,null,null,null,null,null,null,null,null,null,null,null,null,null,null,null,null,null,null,null,null,null,null,null,null,null,null,null,null,null,null,null,null,null,null,null,null,null,null,null,null,null,null,null,null,null,null,null,null,null,0.5419267578970971,null,null,0.17205804958965931]
[]
[]
[]
[]
[]
[]
[]
[null,null,null,null,null,null,null,null,null,null,null,null,null,null,null,null,null,null,null,null,null,null,null,null,null,null,null,null,null,null,null,null,null,null,null,null,null,null,null,null,null,null,null,null,null,null,null,null,null,null,null,null,null,null,null,1.0758074641611359]
[null,null,null,null,null,null,null,null,null,null,null,null,null,null,null,null,null,null,null,null,null,null,null,null,null,null,null,null,null,null,null,null,null,null,null,null,null,null,null,null,null,null,null,null,null,null,null,null,null,null,null,null,null,null,null,1.6911693336613063]

{"sheet":"CSP CapEx","index":21,"n_rows":33,"n_cols":9,"rows_kept":33,"cut":false,"hidden":false,"merged":[[10,0,10,6],[10,8,10,9]]}
["Installed costs of individual CSP projects"]
[]
[]
[]
[]
[]
[]
[]
[]
[]
[]
[]
[]
[]
[]
[]
[]
[]
[]
["Solar Tech Sub","Solar Capacity AC","Solar COD","Solar Price AC","Core Size",null,null,"PV Median Cost","Bubble Size"]
["Tower",370,2014,7.5627675675675663,1,null,2010,6.0264534273371275,10]
["Tower",110,2015,10.77557382974878,1,null,2011,5.2841708211541212,10]
[null,null,null,null,null,null,2012,4.8868760539733325,10]
[null,null,null,null,null,null,2013,4.3514526295513738,10]
[null,null,null,null,null,null,2014,3.7896981603386442,10]
["Solar Tech Sub","Solar Capacity AC","Solar COD","Solar Price AC","Core Size",null,2015,3.3144191517561299,10]
["Trough",68.5,2007,5.5348896855366752,1,null,2016,2.7390838787180138,10]
["Trough",75,2010,7.0181598947616814,1,null,2017,2.5362233590195893,10]
["Trough",250,2013,8.3332186755195128,1,null,2018,2.0556115651270304,10]
["Trough",250,2014,6.3104695978311831,1,null,2019,1.7682105116925213,10]
["Trough",250,2014,7.5599945965765443,1,null,2020,1.8062361878239672,10]
[null,null,null,null,null,null,2021,1.5238549504498708,10]
[null,null,null,null,null,null,2022,1.3188500000000001,10]

{"sheet":"O&M Cost Time Trend","index":22,"n_rows":509,"n_cols":22,"rows_kept":509,"cut":false,"hidden":false,"merged":[[22,0,24,9]]}
["PV Operation and Maintenance Costs over Time",null,null,null,null,null,null,null,null,null,null,null,null,null,null,"Project-Level Data"]
[null,null,null,null,null,null,null,null,null,null,null,null,null,null,null,"Utility Name","Plant Name","Commerical Operation Year","Report Year","Capacity (MW_AC)","Net Generation (MWh)","O&M Costs ($2022)"]
[null,null,null,null,null,null,null,null,null,null,null,null,null,null,null,"Alabama Power Company","Anniston Army Dept",2017,2019,7.38,8869.8989999999994,271727.30514711642]
[null,null,null,null,null,null,null,null,null,null,null,null,null,null,null,"Alabama Power Company","Anniston Army Dept",2017,2020,7.38,11736.089,220052.77715252875]
[null,null,null,null,null,null,null,null,null,null,null,null,null,null,null,"Alabama Power Company","Fort Rucker",2017,2019,10.56,14222.656999999999,391292.43924668693]
[null,null,null,null,null,null,null,null,null,null,null,null,null,null,null,"Alabama Power Company","Fort Rucker",2017,2020,10.56,14919.264999999999,287041.25817587803]
[null,null,null,null,null,null,null,null,null,null,null,null,null,null,null,"Allete Inc",12,2016,2021,10,17200.41,105698.6087208844]
[null,null,null,null,null,null,null,null,null,null,null,null,null,null,null,"Allete Inc","Camp Ripley Solar Array",2016,2022,10,16111.71,67008]
[null,null,null,null,null,null,null,null,null,null,null,null,null,null,null,"Allete, Inc.","Camp Ripley Solar Array",2016,2017,10,17065.75,252713.93757757603]
[null,null,null,null,null,null,null,null,null,null,null,null,null,null,null,"Allete, Inc.","Camp Ripley Solar Array",2016,2018,10,16678.3,232853.75758230861]
[null,null,null,null,null,null,null,null,null,null,null,null,null,null,null,"Allete, Inc.","Camp Ripley Solar Array",2016,2019,10,14011.8,234437.46383207376]
[null,null,null,null,null,null,null,null,null,null,null,null,null,null,null,"Allete, Inc.","Camp Ripley Solar Array",2016,2020,10,16164.64,96246.185372027016]
[null,null,null,null,null,null,null,null,null,null,null,null,null,null,null,"Arizona Public Service Company","Total Solar Operation/Maint.",999,2017,237.02,580142,5960423.5635672258]
[null,null,null,null,null,null,null,null,null,null,null,null,null,null,null,"Arizona Public Service Company","Total Solar Operation/Maint.",999,2018,237.88,595043,5753831.9157203324]
[null,null,null,null,null,null,null,null,null,null,null,null,null,null,null,"Arizona Public Service Company","Total Solar Operation/Maint.",999,2019,240,564463,5195149.6486398177]
[null,null,null,null,null,null,null,null,null,null,null,null,null,null,null,"Arizona Public Service Company","Total Solar Operation/Maint.",999,2020,245,553376,5169995.2424939014]
[null,null,null,null,null,null,null,null,null,null,null,null,null,null,null,"Arizona Public Service Company","Total Solar Operation/Maint.",999,2021,247,586981,5415967.8622719683]
[null,null,null,null,null,null,null,null,null,null,null,null,null,null,null,"Arizona Public Service Company","Total Solar Operation/Maint.",999,2022,264,554913,6641331]
[null,null,null,null,null,null,null,null,null,null,null,null,null,null,null,"Arizona Public Service Company","Total Solar Operation/Maintenance",999,2011,50.88,33088,630112.94385478273]
[null,null,null,null,null,null,null,null,null,null,null,null,null,null,null,"Arizona Public Service Company","Total Solar Operation/Maintenance",999,2012,95.75,145283,1558260.5254626966]
[null,null,null,null,null,null,null,null,null,null,null,null,null,null,null,"Arizona Public Service Company","Total Solar Operation/Maintenance",999,2013,135.69,265251,3185001.095913412]
["Sources: Berkeley Lab, FERC",null,null,null,null,null,null,null,null,null,null,null,null,null,null,"Arizona Public Service Company","Total Solar Operation/Maintenance",999,2014,167.69,425840,3457760.9161237511]
["Note: Included in cost scope are project supervision, engineering, maintenance, rents, and training. \nExcluded are payments for property taxes, insurance, land royalties, performance bonds, various admnistrative and other fees, and overhead.",null,null,null,null,null,null,null,null,null,null,null,null,null,null,"Arizona Public Service Company","Total Solar Operation/Maintenance",999,2015,190.76,495570,3950789.8270997582]
[null,null,null,null,null,null,null,null,null,null,null,null,null,null,null,"Arizona Public Service Company","Total Solar Operation/Maintenance",999,2016,237.16,501155,4947751.4834765615]
[null,null,null,null,null,null,null,null,null,null,null,null,null,null,null,"Dte Electric Company","Demille (Lapeer)",2017,2018,28.56,39708,671160.7444221623]
[null,null,null,null,null,null,null,null,null,null,null,null,null,null,null,"Dte Electric Company","Demille (Lapeer)",2017,2019,28.56,40099,758689.29535853164]
[null,"Project Count","Capacity\nGW_AC","Net Generation\nGWh","$2022/kW_AC-yr\n50th Percentile","$2022/kW_AC-yr\n20th Percentile","$2022/kW_AC-yr\n80th Percentile","$2022/kW_AC-yr\nMean","$2022/MWh\n50th Percentile","$2022/MWh\n20th Percentile","$2022/MWh\n80th Percentile","$2022/MWh\nMean",null,null,null,"Dte Electric Company","Demille (Lapeer)",2017,2020,28.56,43186,566696.25140249298]
[2011,3,8.788E-2,103.776,40.834281594589541,23.76428980593467,46.825717627466545,34.679528396935169,21.265803897269123,19.932450859949405,24.688460809361786,22.426528272142978,null,null,null,"Dte Electric Company","Demille (Lapeer)",2017,2021,28.56,39369,434121.9991625775]
[2012,7,0.19764999999999999,338.08600000000001,38.141488415807125,24.115491597372568,45.800545971818757,34.880333900784947,21.268944911218888,13.789477636262509,22.60611388186647,19.185864932653118,null,null,null,"Dte Electric Company","Demille (Lapeer)",2017,2022,28.56,38302,207722]
[2013,12,0.30469000000000002,598.33705599999996,39.51498972958818,21.206467826357155,42.340813323105976,33.963029391574807,18.226105786756591,12.302489734144297,19.803102006364316,17.904370972768707,null,null,null,"Dte Electric Company","Turrill (Lapeer)",2017,2018,19.72,26497,983370.41689352668]
[2014,18,0.40619,918.31500000000005,40.923324483433866,16.679976114042013,40.970374544074659,31.736604260757751,17.592561466167862,7.5798543541176739,19.146366160771542,15.905678033800882,null,null,null,"Dte Electric Company","Turrill (Lapeer)",2017,2019,19.72,26777,525931.63574474433]
[2015,22,0.48736000000000002,1058.3816939999999,14.753004885951507,11.754900400868582,27.293230184504317,17.924470036396507,6.8182167728081797,5.1146191755801773,12.987945163496715,8.8923378932409491,null,null,null,"Dte Electric Company","Turrill (Lapeer)",2017,2020,19.72,27233,390128.06857963244]
[2016,26,0.60465999999999998,1230.5709999999999,25.009385536275094,12.602427912408499,25.009520177415311,22.14961105309731,10.073213072921579,8.5133932139551387,11.341392774021587,10.945021581413492,null,null,null,"Dte Electric Company","Turrill (Lapeer)",2017,2021,19.72,26636,298637.43925414782]
[2017,31,0.71011999999999997,1494.31375,22.570112022378105,8.6409371532839803,22.865269064395559,18.61166691411761,9.0357842628868301,4.8494447850773073,12.15370752319278,9.3948795787933097,null,null,null,"Dte Electric Company","Turrill (Lapeer)",2017,2022,19.72,25994,117912]
[2018,41,0.93662000000000001,1918.4397020000001,21.214283438858299,15.314463845797443,23.352136008609744,21.145137505461136,9.3277476531733221,7.8142356790109107,15.297077691509569,11.390110374873663,null,null,null,"Florida Power & Light Company","Babcock",2016,2019,74.5,161060,597952.53366201173]
[2019,60,2.04779,4152.4063269999997,18.909690877362515,7.0989949415039186,26.585793239367558,18.147489362319298,7.9384420569470713,3.6347454455655455,17.323576535466845,10.246596056858952,null,null,null,"Florida Power & Light Company","Babcock Preserve Solar Energy Center",2020,2021,75,168237,166900.19940099842]
[2020,79,2.9841700000000002,5960.8271949999998,19.24497629650309,6.7954308401970778,21.123682807629653,16.042014933065357,8.0186711494748177,3.8483692270009882,12.106701416838629,8.4928641561656484,null,null,null,"Florida Power & Light Company","Babcock Preserve Solar Energy Center",2020,2022,75,165982.51999999999,182621]
[2021,86,3.9243999999999999,7885.764099,10.98627625471425,3.8923619577436228,22.358367632323731,13.944706732629996,5.9746538133752285,1.9329113744077251,10.303418703757151,7.6847656905566488,null,null,null,"Florida Power & Light Company","Babcock Ranch",2016,2020,74.5,157073,326464.86033241212]
[2022,122,6.35846,12228.610771,10.803322459180272,4.2838666666666674,23.323799999999999,14.292353219363115,6.2778247744069127,2.0941966421571951,12.203274963635238,7.8529726585812973,null,null,null,"Florida Power & Light Company","Babcock Ranch Solar Energy Center",2016,2022,75,155026.06,413592]
[null,null,null,null,{"$f":"(E28-E39)/E28","v":0.7354349816549316},null,null,null,null,null,null,null,null,null,null,"Florida Power & Light Company","Babcock Solar Energy Center",2016,2021,75,157960,480920.69779698236]
[null,null,null,null,null,null,null,null,null,null,null,null,null,null,null,"Florida Power & Light Company","Barefoot Bay",2018,2019,74.5,162477,276795.03547254705]
[null,null,null,null,null,"Negative Error","Positive Error",null,null,"Negative Error","Positive Error","x-axis",null,null,null,"Florida Power & Light Company","Barefoot Bay",2018,2020,74.5,160660,261453.20589554441]
[null,null,null,null,null,{"$f":"E28-F28","v":17.069991788654871},{"$f":"G28-E28","v":5.9914360328770044},null,null,{"$f":"I28-J28","v":1.3333530373197178},{"$f":"K28-I28","v":3.4226569120926627},1.2,null,null,null,"Florida Power & Light Company","Barefoot Bay Solar Energy Center",2018,2021,75,166112,233698.15898148829]
[null,null,null,null,null,{"$f":"E29-F29","v":14.025996818434557},{"$f":"G29-E29","v":7.6590575560116321},null,null,{"$f":"I29-J29","v":7.4794672749563791},{"$f":"K29-I29","v":1.337168970647582},{"$f":"L43+1","v":2.2000000000000002},null,null,null,"Florida Power & Light Company","Barefoot Bay Solar Energy Center",2018,2022,75,160276,326487]
[null,null,null,null,null,18.308521903231025,2.8258235935177964,null,null,5.9236160526122941,1.5769962196077252,{"$f":"L44+1","v":3.2},null,null,null,"Florida Power & Light Company","Blue Cypress",2018,2019,74.5,152835,395777.95826517267]
[null,null,null,null,null,24.243348369391853,4.7050060640792424E-2,null,null,10.012707112050187,1.5538046946036808,4.2,null,null,null,"Florida Power & Light Company","Blue Cypress",2018,2020,74.5,157493,275446.40992824594]
[null,null,null,null,null,2.9981044850829246,12.54022529855281,null,null,1.7035975972280024,6.169728390688535,5.2,null,null,null,"Florida Power & Light Company","Blue Cypress Solar Energy Center",2018,2021,75,159162,357178.88211660704]
[null,null,null,null,null,12.406957623866594,1.3464114021743967E-4,null,null,1.5598198589664403,1.2681797011000082,6.2,null,null,null,"Florida Power & Light Company","Blue Cypress Solar Energy Center",2018,2022,75,149972.07999999999,269701]
[null,null,null,null,null,13.929174869094124,0.29515704201745407,null,null,4.1863394778095229,3.1179232603059504,7.2,null,null,null,"Florida Power & Light Company","Blue Heron Solar Energy Center",2020,2021,75,167388,285001.77407298348]
[null,null,null,null,null,5.8998195930608563,2.1378525697514448,null,null,1.5135119741624115,5.9693300383362473,8.1999999999999993,null,null,null,"Florida Power & Light Company","Blue Heron Solar Energy Center",2020,2022,75,162995.32,228328]
[null,null,null,null,null,11.810695935858597,7.676102362005043,null,null,4.3036966113815254,9.3851344785197739,9.1999999999999993,null,null,null,"Florida Power & Light Company","Blue Indigo Solar Energy Center",2020,2022,74.5,164060.59,454316]
[null,null,null,null,null,12.449545456306012,1.8787065111265626,null,null,4.1703019224738291,4.0880302673638109,10.199999999999999,null,null,null,"Florida Power & Light Company","Blue Springs Solar Energy Center",2021,2022,74.5,150619.35,190767]
[null,null,null,null,null,7.0939142969706275,11.372091377609481,null,null,4.0417424389675034,4.3287648903819225,11.2,null,null,null,"Florida Power & Light Company","Cattle Ranch Solar Energy Center",2020,2021,75,160612,287133.31649163523]
[null,null,null,null,null,6.5194557925136047,12.520477540819726,null,null,4.1836281322497175,5.9254501892283251,12.2,null,null,null,"Florida Power & Light Company","Cattle Ranch Solar Energy Center",2020,2022,75,147633.79,280213]
[null,null,null,null,null,null,null,null,null,null,null,null,null,null,null,"Florida Power & Light Company","Citrus",2016,2019,74.5,163838,415687.54609040596]
[null,null,null,null,null,null,null,null,null,null,null,null,null,null,null,"Florida Power & Light Company","Citrus",2016,2020,74.5,155917,384842.74093579862]
[null,null,null,null,null,null,null,null,null,null,null,null,null,null,null,"Florida Power & Light Company","Citrus Solar Energy Center",2016,2021,75,159604,412161.33397282352]
[null,null,null,null,null,null,null,null,null,null,null,null,null,null,null,"Florida Power & Light Company","Citrus Solar Energy Center",2016,2022,75,153528.57999999999,471148]
[null,null,null,null,null,null,null,null,null,null,null,null,null,null,null,"Florida Power & Light Company","Coral Farms",2018,2019,74.5,154754,271787.3386087275]
[null,null,null,null,null,null,null,null,null,null,null,null,null,null,null,"Florida Power & Light Company","Coral Farms",2018,2020,74.5,149472,322034.89034619054]
[null,null,null,null,null,null,null,null,null,null,null,null,null,null,null,"Florida Power & Light Company","Coral Farms Solar Energy Center",2018,2021,75,137996,329510.56267931871]
[null,null,null,null,null,null,null,null,null,null,null,null,null,null,null,"Florida Power & Light Company","Coral Farms Solar Energy Center",2018,2022,75,145814.09,429100]
[null,null,null,null,null,null,null,null,null,null,null,null,null,null,null,"Florida Power & Light Company","Cotton Creek Solar Energy Center",2021,2022,74.5,153378.59,379241]
[null,null,null,null,null,null,null,null,null,null,null,null,null,null,null,"Florida Power & Light Company","De Soto",2009,2017,22.5,48199,585796.54891036882]
[null,null,null,null,null,null,null,null,null,null,null,null,null,null,null,"Florida Power & Light Company","Desoto",2009,2011,27,51845,1102525.6030539176]
[null,null,null,null,null,null,null,null,null,null,null,null,null,null,null,"Florida Power & Light Company","Desoto",2009,2012,27,52025,1029820.1872267923]
[null,null,null,null,null,null,null,null,null,null,null,null,null,null,null,"Florida Power & Light Company","Desoto",2009,2013,27,49829,991057.60948912811]
[null,null,null,null,null,null,null,null,null,null,null,null,null,null,null,"Florida Power & Light Company","Desoto",2009,2014,23,50714,1055602.0683459495]
[null,null,null,null,null,null,null,null,null,null,null,null,null,null,null,"Florida Power & Light Company","Desoto",2009,2015,23,50003,1090568.2535674307]
[null,null,null,null,null,null,null,null,null,null,null,null,null,null,null,"Florida Power & Light Company","Desoto",2009,2016,23,48651,935687.22886968625]
[null,null,null,null,null,null,null,null,null,null,null,null,null,null,null,"Florida Power & Light Company","Desoto",2009,2018,22.5,46881,717142.29925566015]
[null,null,null,null,null,null,null,null,null,null,null,null,null,null,null,"Florida Power & Light Company","Desoto",2009,2019,22.5,45754,832831.75315499702]
[null,null,null,null,null,null,null,null,null,null,null,null,null,null,null,"Florida Power & Light Company","Desoto",2009,2020,23,43355,594896.21935365291]
[null,null,null,null,null,null,null,null,null,null,null,null,null,null,null,"Florida Power & Light Company","Desoto Solar Energy Center",2009,2021,23,43744,652069.00131547451]
[null,null,null,null,null,null,null,null,null,null,null,null,null,null,null,"Florida Power & Light Company","Desoto Solar Energy Center",2009,2022,23,37524.559999999998,617016]
[null,null,null,null,null,null,null,null,null,null,null,null,null,null,null,"Florida Power & Light Company","Discovery Solar Energy Center",2021,2022,75,149822.95000000001,142422]
[null,null,null,null,null,null,null,null,null,null,null,null,null,null,null,"Florida Power & Light Company","Echo River Solar Energy Center",2020,2021,75,157043,352865.50486279919]
[null,null,null,null,null,null,null,null,null,null,null,null,null,null,null,"Florida Power & Light Company","Echo River Solar Energy Center",2020,2022,75,175986.87,240307]
[null,null,null,null,null,null,null,null,null,null,null,null,null,null,null,"Florida Power & Light Company","Egret Solar Energy Center",2020,2021,75,148907,202011.79648092817]
[null,null,null,null,null,null,null,null,null,null,null,null,null,null,null,"Florida Power & Light Company","Egret Solar Energy Center",2020,2022,75,148907,203081]
[null,null,null,null,null,null,null,null,null,null,null,null,null,null,null,"Florida Power & Light Company","Fort Drum Solar Energy Center",2021,2022,75,138412,271326]
[null,null,null,null,null,null,null,null,null,null,null,null,null,null,null,"Florida Power & Light Company","Hammock",2018,2019,74.5,157053,316442.03968594043]
[null,null,null,null,null,null,null,null,null,null,null,null,null,null,null,"Florida Power & Light Company","Hammock",2018,2020,74.5,159621,323718.77091137221]
[null,null,null,null,null,null,null,null,null,null,null,null,null,null,null,"Florida Power & Light Company","Hammock Creek Solar Energy Center",2018,2022,75,155227,320023]
[null,null,null,null,null,null,null,null,null,null,null,null,null,null,null,"Florida Power & Light Company","Hammock Solar Energy Center",2018,2021,75,159741,228092.15961837757]
[null,null,null,null,null,null,null,null,null,null,null,null,null,null,null,"Florida Power & Light Company","Hibiscus Solar Energy Center",2020,2021,75,160573,105117.5708025471]
[null,null,null,null,null,null,null,null,null,null,null,null,null,null,null,"Florida Power & Light Company","Hibiscus Solar Energy Center",2020,2022,75,137982.13,218690]
[null,null,null,null,null,null,null,null,null,null,null,null,null,null,null,"Florida Power & Light Company","Horizon",2018,2019,74.5,156045,336506.80834590417]
[null,null,null,null,null,null,null,null,null,null,null,null,null,null,null,"Florida Power & Light Company","Horizon",2018,2020,74.5,150955,414025.53160727368]
[null,null,null,null,null,null,null,null,null,null,null,null,null,null,null,"Florida Power & Light Company","Horizon Solar Energy Center",2018,2021,75,142500,360933.69253179233]
[null,null,null,null,null,null,null,null,null,null,null,null,null,null,null,"Florida Power & Light Company","Horizon Solar Energy Center",2018,2022,75,148251.16,375002]
[null,null,null,null,null,null,null,null,null,null,null,null,null,null,null,"Florida Power & Light Company","Indian River",2018,2019,74.5,157633,289001.08419557795]
[null,null,null,null,null,null,null,null,null,null,null,null,null,null,null,"Florida Power & Light Company","Indian River",2018,2020,74.5,157675,271118.18836926972]
[null,null,null,null,null,null,null,null,null,null,null,null,null,null,null,"Florida Power & Light Company","Indian River Solar Energy Center",2018,2021,75,160331,202069.57925733741]
[null,null,null,null,null,null,null,null,null,null,null,null,null,null,null,"Florida Power & Light Company","Indian River Solar Energy Center",2018,2022,75,152154.42000000001,244318]
[null,null,null,null,null,null,null,null,null,null,null,null,null,null,null,"Florida Power & Light Company","Interstate",2019,2020,74.5,151909,284840.80867237371]
[null,null,null,null,null,null,null,null,null,null,null,null,null,null,null,"Florida Power & Light Company","Interstate Solar Energy Center",2019,2021,75,155105,471200.35074325115]
[null,null,null,null,null,null,null,null,null,null,null,null,null,null,null,"Florida Power & Light Company","Interstate Solar Energy Center",2019,2022,75,145853.39000000001,274899]
[null,null,null,null,null,null,null,null,null,null,null,null,null,null,null,"Florida Power & Light Company","Lakeside Solar Energy Center",2020,2021,75,157993,225742.32671106872]
[null,null,null,null,null,null,null,null,null,null,null,null,null,null,null,"Florida Power & Light Company","Lakeside Solar Energy Center",2020,2022,75,151906,300747]
[null,null,null,null,null,null,null,null,null,null,null,null,null,null,null,"Florida Power & Light Company","Loggerhead",2018,2019,74.5,155527,294887.76155392907]
[null,null,null,null,null,null,null,null,null,null,null,null,null,null,null,"Florida Power & Light Company","Loggerhead",2018,2020,74.5,158223,329324.99744113372]
[null,null,null,null,null,null,null,null,null,null,null,null,null,null,null,"Florida Power & Light Company","Loggerhead Solar Energy Center",2018,2021,75,157382,322601.24069275527]
[null,null,null,null,null,null,null,null,null,null,null,null,null,null,null,"Florida Power & Light Company","Loggerhead Solar Energy Center",2018,2022,75,147558,347709]
[null,null,null,null,null,null,null,null,null,null,null,null,null,null,null,"Florida Power & Light Company","Magnolia Springs Solar Energy Center",2021,2022,75,158143,330875]
[null,null,null,null,null,null,null,null,null,null,null,null,null,null,null,"Florida Power & Light Company","Manatee",2016,2019,74.5,164300,338293.08700553852]
[null,null,null,null,null,null,null,null,null,null,null,null,null,null,null,"Florida Power & Light Company","Manatee",2016,2020,74.5,161541,313411.99066579144]
[null,null,null,null,null,null,null,null,null,null,null,null,null,null,null,"Florida Power & Light Company","Manatee Solar Energy Center",2016,2021,75,161150,291927.1468307717]
[null,null,null,null,null,null,null,null,null,null,null,null,null,null,null,"Florida Power & Light Company","Manatee Solar Energy Center",2016,2022,75,96835.01,384866]
[null,null,null,null,null,null,null,null,null,null,null,null,null,null,null,"Florida Power & Light Company","Miami-Dade",2019,2020,74.5,153245,299611.10234172951]
[null,null,null,null,null,null,null,null,null,null,null,null,null,null,null,"Florida Power & Light Company","Miami-Dade Solar Energy Center",2019,2021,75,151774,372184.2131089532]
[null,null,null,null,null,null,null,null,null,null,null,null,null,null,null,"Florida Power & Light Company","Miami-Dade Solar Energy Center",2019,2022,75,144699.94,365652]
[null,null,null,null,null,null,null,null,null,null,null,null,null,null,null,"Florida Power & Light Company","Nassau Solar Energy Center",2020,2021,75,142627,196717.18207957831]
[null,null,null,null,null,null,null,null,null,null,null,null,null,null,null,"Florida Power & Light Company","Nassau Solar Energy Center",2020,2022,75,153691,372338]
[null,null,null,null,null,null,null,null,null,null,null,null,null,null,null,"Florida Power & Light Company","Northern Preserve Solar Energy Center",2020,2021,75,130104,191159.33503014196]
[null,null,null,null,null,null,null,null,null,null,null,null,null,null,null,"Florida Power & Light Company","Northern Preserve Solar Energy Center",2020,2022,75,133987.38,337201]
[null,null,null,null,null,null,null,null,null,null,null,null,null,null,null,"Florida Power & Light Company","Okeechobee Solar Energy Center",2020,2021,75,172334,164470.11263756562]
[null,null,null,null,null,null,null,null,null,null,null,null,null,null,null,"Florida Power & Light Company","Okeechobee Solar Energy Center",2020,2022,75,162372.04999999999,260426]
[null,null,null,null,null,null,null,null,null,null,null,null,null,null,null,"Florida Power & Light Company","Orange Blossom Solar Energy Center",2021,2022,75,155789,188511]
[null,null,null,null,null,null,null,null,null,null,null,null,null,null,null,"Florida Power & Light Company","Palm Bay Solar Energy Center",2021,2022,75,164037,121748]
[null,null,null,null,null,null,null,null,null,null,null,null,null,null,null,"Florida Power & Light Company","Pelican Solar Energy Center",2021,2022,74.5,159009,104192]
[null,null,null,null,null,null,null,null,null,null,null,null,null,null,null,"Florida Power & Light Company","Pioneer Trail",2019,2020,74.5,145362,247297.87524800131]
[null,null,null,null,null,null,null,null,null,null,null,null,null,null,null,"Florida Power & Light Company","Pioneer Trail Solar Energy Center",2019,2021,75,148209,299198.14619560033]
[null,null,null,null,null,null,null,null,null,null,null,null,null,null,null,"Florida Power & Light Company","Pioneer Trail Solar Energy Center",2019,2022,75,134814.91,326358]
[null,null,null,null,null,null,null,null,null,null,null,null,null,null,null,"Florida Power & Light Company","Rodeo Solar Energy Center",2021,2022,75,155964.5,154206]
[null,null,null,null,null,null,null,null,null,null,null,null,null,null,null,"Florida Power & Light Company","Sabal Palm Solar Energy Center",2021,2022,75,161637,339757]
[null,null,null,null,null,null,null,null,null,null,null,null,null,null,null,"Florida Power & Light Company","Southfork Solar Energy Center",2020,2021,75,179139,430263.39376013866]
[null,null,null,null,null,null,null,null,null,null,null,null,null,null,null,"Florida Power & Light Company","Southfork Solar Energy Center",2020,2022,75,179991.15,305026]
[null,null,null,null,null,null,null,null,null,null,null,null,null,null,null,"Florida Power & Light Company","Space Coast",2010,2011,10,18843,508200.08316051209]
[null,null,null,null,null,null,null,null,null,null,null,null,null,null,null,"Florida Power & Light Company","Space Coast",2010,2012,10,18509,227441.69458388761]
[null,null,null,null,null,null,null,null,null,null,null,null,null,null,null,"Florida Power & Light Company","Space Coast",2010,2013,10,18163,206399.27409681256]
[null,null,null,null,null,null,null,null,null,null,null,null,null,null,null,"Florida Power & Light Company","Space Coast",2010,2014,10,17552,236076.74774737327]
[null,null,null,null,null,null,null,null,null,null,null,null,null,null,null,"Florida Power & Light Company","Space Coast",2010,2015,10,17685,292701.3279871401]
[null,null,null,null,null,null,null,null,null,null,null,null,null,null,null,"Florida Power & Light Company","Space Coast",2010,2016,10,18300,260641.64228723908]
[null,null,null,null,null,null,null,null,null,null,null,null,null,null,null,"Florida Power & Light Company","Space Coast",2010,2017,10,17555,228652.6906439556]
[null,null,null,null,null,null,null,null,null,null,null,null,null,null,null,"Florida Power & Light Company","Space Coast",2010,2018,10,17546,331610.50101843005]
[null,null,null,null,null,null,null,null,null,null,null,null,null,null,null,"Florida Power & Light Company","Space Coast",2010,2019,10,16553,283611.66513245797]
[null,null,null,null,null,null,null,null,null,null,null,null,null,null,null,"Florida Power & Light Company","Space Coast",2010,2020,10,15937,208429.97604026884]
[null,null,null,null,null,null,null,null,null,null,null,null,null,null,null,"Florida Power & Light Company","Space Coast Solar Energy Center",2010,2021,10,16431,153234.57278021451]
[null,null,null,null,null,null,null,null,null,null,null,null,null,null,null,"Florida Power & Light Company","Space Coast Solar Energy Center",2010,2022,10,14878.49,127952]
[null,null,null,null,null,null,null,null,null,null,null,null,null,null,null,"Florida Power & Light Company","Sunshine Gateway",2019,2020,74.5,152223,252478.1001208344]
[null,null,null,null,null,null,null,null,null,null,null,null,null,null,null,"Florida Power & Light Company","Sunshine Gateway Solar Energy Center",2019,2021,75,143807,277966.18601945171]
[null,null,null,null,null,null,null,null,null,null,null,null,null,null,null,"Florida Power & Light Company","Sunshine Gateway Solar Energy Center",2019,2022,75,150502.76,434259]
[null,null,null,null,null,null,null,null,null,null,null,null,null,null,null,"Florida Power & Light Company","Sweetbay Solar Energy Center",2020,2021,75,144673,370401.50745158683]
[null,null,null,null,null,null,null,null,null,null,null,null,null,null,null,"Florida Power & Light Company","Sweetbay Solar Energy Center",2020,2022,75,137457.37,299230]
[null,null,null,null,null,null,null,null,null,null,null,null,null,null,null,"Florida Power & Light Company","Trailside Solar Energy Center",2020,2021,75,150410,218717.4391716868]
[null,null,null,null,null,null,null,null,null,null,null,null,null,null,null,"Florida Power & Light Company","Trailside Solar Energy Center",2020,2022,75,153540.54999999999,425347]
[null,null,null,null,null,null,null,null,null,null,null,null,null,null,null,"Florida Power & Light Company","Twin Lakes Solar Energy Center",2020,2021,75,144119,208621.50407129558]
[null,null,null,null,null,null,null,null,null,null,null,null,null,null,null,"Florida Power & Light Company","Twin Lakes Solar Energy Center",2020,2022,75,145817.25,265927]
[null,null,null,null,null,null,null,null,null,null,null,null,null,null,null,"Florida Power & Light Company","Union Springs Solar Energy Center",2020,2021,75,146305,275104.86853577959]
[null,null,null,null,null,null,null,null,null,null,null,null,null,null,null,"Florida Power & Light Company","Union Springs Solar Energy Center",2020,2022,75,160493,279176]
[null,null,null,null,null,null,null,null,null,null,null,null,null,null,null,"Florida Power & Light Company","Wildflower",2018,2019,74.5,162578,288683.92628517997]
[null,null,null,null,null,null,null,null,null,null,null,null,null,null,null,"Florida Power & Light Company","Wildflower",2018,2020,74.5,158320,309565.67649299931]
[null,null,null,null,null,null,null,null,null,null,null,null,null,null,null,"Florida Power & Light Company","Wildflower Solar Energy Center",2018,2021,75,159204,265215.45335848065]
[null,null,null,null,null,null,null,null,null,null,null,null,null,null,null,"Florida Power & Light Company","Wildflower Solar Energy Center",2018,2022,75,148633,332455]
[null,null,null,null,null,null,null,null,null,null,null,null,null,null,null,"Florida Power & Light Company","Willow Solar Energy Center",2021,2022,75,166371.99,202188]
[null,null,null,null,null,null,null,null,null,null,null,null,null,null,null,"Georgia Power Company","Dalton",2011,2014,8,1623,16070.255060082969]
[null,null,null,null,null,null,null,null,null,null,null,null,null,null,null,"Georgia Power Company","Dalton",2011,2015,8,10823.694,23293.610623837503]
[null,null,null,null,null,null,null,null,null,null,null,null,null,null,null,"Georgia Power Company","Fort Benning",2015,2016,30,60634,254740.06328813045]
[null,null,null,null,null,null,null,null,null,null,null,null,null,null,null,"Georgia Power Company","Fort Benning",2015,2017,30,56460,157393.47415112384]
[null,null,null,null,null,null,null,null,null,null,null,null,null,null,null,"Georgia Power Company","Fort Benning",2015,2018,30,55294,515768.47873456567]
[null,null,null,null,null,null,null,null,null,null,null,null,null,null,null,"Georgia Power Company","Fort Benning",2015,2019,30.01,53291,636139.47878075158]
[null,null,null,null,null,null,null,null,null,null,null,null,null,null,null,"Georgia Power Company","Fort Benning",2015,2020,30.01,51095,602847.13216839847]
[null,null,null,null,null,null,null,null,null,null,null,null,null,null,null,"Georgia Power Company","Fort Benning",2015,2021,30.01,48077,551886.50763884198]
[null,null,null,null,null,null,null,null,null,null,null,null,null,null,null,"Georgia Power Company","Fort Benning",2015,2022,30.01,52960,320064]
[null,null,null,null,null,null,null,null,null,null,null,null,null,null,null,"Georgia Power Company","Fort Gordon",2016,2017,30,58891,259228.1145985194]
[null,null,null,null,null,null,null,null,null,null,null,null,null,null,null,"Georgia Power Company","Fort Gordon",2016,2018,30,56530,337350.26831352653]
[null,null,null,null,null,null,null,null,null,null,null,null,null,null,null,"Georgia Power Company","Fort Gordon",2016,2019,30,56554,484193.65473637002]
[null,null,null,null,null,null,null,null,null,null,null,null,null,null,null,"Georgia Power Company","Fort Gordon",2016,2020,30,53884,619886.08033095056]
[null,null,null,null,null,null,null,null,null,null,null,null,null,null,null,"Georgia Power Company","Fort Gordon",2016,2021,30,56403,782245.03615415958]
[null,null,null,null,null,null,null,null,null,null,null,null,null,null,null,"Georgia Power Company","Fort Gordon",2016,2022,30,57016,328242]
[null,null,null,null,null,null,null,null,null,null,null,null,null,null,null,"Georgia Power Company","Fort Stewart",2016,2017,30,58299,307931.53561716573]
[null,null,null,null,null,null,null,null,null,null,null,null,null,null,null,"Georgia Power Company","Fort Stewart",2016,2018,30,52716,361099.16083604604]
[null,null,null,null,null,null,null,null,null,null,null,null,null,null,null,"Georgia Power Company","Fort Stewart",2016,2019,30,54268,465208.35567858227]
[null,null,null,null,null,null,null,null,null,null,null,null,null,null,null,"Georgia Power Company","Fort Stewart",2016,2020,30,50513,648305.19874079281]
[null,null,null,null,null,null,null,null,null,null,null,null,null,null,null,"Georgia Power Company","Fort Stewart",2016,2021,30,47724,660437.87343207863]
[null,null,null,null,null,null,null,null,null,null,null,null,null,null,null,"Georgia Power Company","Fort Stewart",2016,2022,30,53215,393136]
[null,null,null,null,null,null,null,null,null,null,null,null,null,null,null,"Georgia Power Company","King'S Bay",2016,2017,30,59697,109560.26311334306]
[null,null,null,null,null,null,null,null,null,null,null,null,null,null,null,"Georgia Power Company","King'S Bay",2016,2018,30.16,55206,562954.94654985855]
[null,null,null,null,null,null,null,null,null,null,null,null,null,null,null,"Georgia Power Company","King'S Bay",2016,2019,30.16,59430,553003.32881085784]
[null,null,null,null,null,null,null,null,null,null,null,null,null,null,null,"Georgia Power Company","King'S Bay",2016,2020,30.16,55713,727229.552960234]
[null,null,null,null,null,null,null,null,null,null,null,null,null,null,null,"Georgia Power Company","King'S Bay",2016,2021,30.16,47450,2598901.2848152071]
[null,null,null,null,null,null,null,null,null,null,null,null,null,null,null,"Georgia Power Company","King'S Bay",2016,2022,30.16,56817,1256785]
[null,null,null,null,null,null,null,null,null,null,null,null,null,null,null,"Georgia Power Company","Moody Afb",2020,2022,49.5,98807,419711]
[null,null,null,null,null,null,null,null,null,null,null,null,null,null,null,"Georgia Power Company","Robins Afb",2021,2022,128,255400,1526481]
[null,null,null,null,null,null,null,null,null,null,null,null,null,null,null,"Indiana Michigan Power Company","St. Joseph",2020,2021,20,27221,284887.27857158001]
[null,null,null,null,null,null,null,null,null,null,null,null,null,null,null,"Indiana Michigan Power Company","St. Joseph",2020,2022,20,24276,681728]
[null,null,null,null,null,null,null,null,null,null,null,null,null,null,null,"Kentucky Utilities Company","Brown Solar",2016,2017,6.1,10643,144022.70369885582]
[null,null,null,null,null,null,null,null,null,null,null,null,null,null,null,"Kentucky Utilities Company","Brown Solar",2016,2018,6.1,10389,93418.229459364404]
[null,null,null,null,null,null,null,null,null,null,null,null,null,null,null,"Kentucky Utilities Company","Brown Solar",2016,2019,6.1,10666.62,105539.95821904263]
[null,null,null,null,null,null,null,null,null,null,null,null,null,null,null,"Kentucky Utilities Company","Brown Solar",2016,2020,6.1,10128.879999999999,72354.312917311312]
[null,null,null,null,null,null,null,null,null,null,null,null,null,null,null,"Kentucky Utilities Company","Brown Solar",2016,2021,6.1,10083,63526.812404878212]
[null,null,null,null,null,null,null,null,null,null,null,null,null,null,null,"Kentucky Utilities Company","Brown Solar",2016,2022,6.1,10396,62215]
[null,null,null,null,null,null,null,null,null,null,null,null,null,null,null,"Liberty Utilities (Calpeco Electric) Llc","Luning Solar Facility",2017,2018,50,129359,1042964.6058543666]
[null,null,null,null,null,null,null,null,null,null,null,null,null,null,null,"Liberty Utilities (Calpeco Electric) Llc","Luning Solar Facility",2017,2019,50,129678,1014503.2023514294]
[null,null,null,null,null,null,null,null,null,null,null,null,null,null,null,"Liberty Utilities (Calpeco Electric) Llc","Luning Solar Facility",2017,2020,50,137784,1467465.0147745139]
[null,null,null,null,null,null,null,null,null,null,null,null,null,null,null,"Liberty Utilities (Calpeco Electric) Llc","Turquoise Solar Facility",2019,2020,10,16186,381383.29440945591]
[null,null,null,null,null,null,null,null,null,null,null,null,null,null,null,"Madison Gas And Electric Company","Badger Hollow Solar Park",2021,2022,50,98626.5,814569]
[null,null,null,null,null,null,null,null,null,null,null,null,null,null,null,"Madison Gas And Electric Company","Dane County Pv Generation",2020,2021,34,48310.7,395480.30246460956]
[null,null,null,null,null,null,null,null,null,null,null,null,null,null,null,"Madison Gas And Electric Company","Dane County Pv Generation",2020,2022,34,76914.399999999994,539972]
[null,null,null,null,null,null,null,null,null,null,null,null,null,null,null,"Madison Gas And Electric Company","Two Creeks Solar Park",2020,2021,50,95564.3,1019947.3275305248]
[null,null,null,null,null,null,null,null,null,null,null,null,null,null,null,"Madison Gas And Electric Company","Two Creeks Solar Park",2020,2022,50,94793.600000000006,1024280]
[null,null,null,null,null,null,null,null,null,null,null,null,null,null,null,"Nevada Power Company","Nellis Solar",2015,2021,15,37312,310014.22589827701]
[null,null,null,null,null,null,null,null,null,null,null,null,null,null,null,"Nevada Power Company","Nellis Solar",2015,2022,15,38364,456189]
[null,null,null,null,null,null,null,null,null,null,null,null,null,null,null,"Nevada Power Company, D/B/A Nv Energy","Nellis Solar",2015,2018,15,40614,691302.96918673452]
[null,null,null,null,null,null,null,null,null,null,null,null,null,null,null,"Nevada Power Company, D/B/A Nv Energy","Nellis Solar",2015,2019,15,39324,284023.97041597532]
[null,null,null,null,null,null,null,null,null,null,null,null,null,null,null,"Nevada Power Company, D/B/A Nv Energy","Nellis Solar",2015,2020,15,40088,186187.32259859625]
[null,null,null,null,null,null,null,null,null,null,null,null,null,null,null,"Pacific Gas And Electric Company","Cantua Solar Station",2012,2013,20,48175,846482.84141380293]
[null,null,null,null,null,null,null,null,null,null,null,null,null,null,null,"Pacific Gas And Electric Company","Cantua Solar Station",2012,2014,20,43209,818671.05514972424]
[null,null,null,null,null,null,null,null,null,null,null,null,null,null,null,"Pacific Gas And Electric Company","Cantua Solar Station",2012,2015,20,42547,303645.72788688343]
[null,null,null,null,null,null,null,null,null,null,null,null,null,null,null,"Pacific Gas And Electric Company","Cantua Solar Station",2012,2016,20,43802,252048.55824816998]
[null,null,null,null,null,null,null,null,null,null,null,null,null,null,null,"Pacific Gas And Electric Company","Cantua Solar Station",2012,2017,20,39822,193114.59023134853]
[null,null,null,null,null,null,null,null,null,null,null,null,null,null,null,"Pacific Gas And Electric Company","Cantua Solar Station",2012,2018,20,42223.391000000003,463376.095021852]
[null,null,null,null,null,null,null,null,null,null,null,null,null,null,null,"Pacific Gas And Electric Company","Cantua Solar Station",2012,2019,20,40364.940999999999,130340.57410534193]
[null,null,null,null,null,null,null,null,null,null,null,null,null,null,null,"Pacific Gas And Electric Company","Cantua Solar Station",2012,2020,20,42368.078000000001,257288.22906599479]
[null,null,null,null,null,null,null,null,null,null,null,null,null,null,null,"Pacific Gas And Electric Company","Cantua Solar Station",2012,2021,20,42368.078000000001,191026.64865468373]
[null,null,null,null,null,null,null,null,null,null,null,null,null,null,null,"Pacific Gas And Electric Company","Cantua Solar Station",2012,2022,20,36603.442999999999,167066]
[null,null,null,null,null,null,null,null,null,null,null,null,null,null,null,"Pacific Gas And Electric Company","Five Points - Schindler Solar Station #1",2011,2012,15,29948,687008.18957728136]
[null,null,null,null,null,null,null,null,null,null,null,null,null,null,null,"Pacific Gas And Electric Company","Five Points - Schindler Solar Station #1",2011,2013,15,28338,635174.71704314894]
[null,null,null,null,null,null,null,null,null,null,null,null,null,null,null,"Pacific Gas And Electric Company","Five Points - Schindler Solar Station #1",2011,2014,15,28299,613696.44314072281]
[null,null,null,null,null,null,null,null,null,null,null,null,null,null,null,"Pacific Gas And Electric Company","Five Points - Schindler Solar Station #1",2011,2015,15,25471,424854.40992111631]
[null,null,null,null,null,null,null,null,null,null,null,null,null,null,null,"Pacific Gas And Electric Company","Five Points - Schindler Solar Station #1",2011,2016,15,29839,299705.16223913722]
[null,null,null,null,null,null,null,null,null,null,null,null,null,null,null,"Pacific Gas And Electric Company","Five Points - Schindler Solar Station #1",2011,2017,15,27708,193013.04605447681]
[null,null,null,null,null,null,null,null,null,null,null,null,null,null,null,"Pacific Gas And Electric Company","Five Points - Schindler Solar Station #1",2011,2018,15,28699.173999999999,198995.12628047899]
[null,null,null,null,null,null,null,null,null,null,null,null,null,null,null,"Pacific Gas And Electric Company","Five Points - Schindler Solar Station #1",2011,2019,15,26209.055,201673.9189811394]
[null,null,null,null,null,null,null,null,null,null,null,null,null,null,null,"Pacific Gas And Electric Company","Five Points - Schindler Solar Station #1",2011,2020,15,24139.525000000001,185036.78269051397]
[null,null,null,null,null,null,null,null,null,null,null,null,null,null,null,"Pacific Gas And Electric Company","Five Points - Schindler Solar Station #1",2011,2021,15,24139.525000000001,247879.55038429538]
[null,null,null,null,null,null,null,null,null,null,null,null,null,null,null,"Pacific Gas And Electric Company","Five Points - Schindler Solar Station #1",2011,2022,15,17983.548999999999,304250]
[null,null,null,null,null,null,null,null,null,null,null,null,null,null,null,"Pacific Gas And Electric Company","Gates Solar Station",2013,2014,20,47646,818671.05514972424]
[null,null,null,null,null,null,null,null,null,null,null,null,null,null,null,"Pacific Gas And Electric Company","Gates Solar Station",2013,2015,20,43228,215736.89551429468]
[null,null,null,null,null,null,null,null,null,null,null,null,null,null,null,"Pacific Gas And Electric Company","Gates Solar Station",2013,2016,20,43717,159910.53211713207]
[null,null,null,null,null,null,null,null,null,null,null,null,null,null,null,"Pacific Gas And Electric Company","Gates Solar Station",2013,2017,20,42378,114844.10254939916]
[null,null,null,null,null,null,null,null,null,null,null,null,null,null,null,"Pacific Gas And Electric Company","Gates Solar Station",2013,2018,20,43311.245000000003,121169.27792428643]
[null,null,null,null,null,null,null,null,null,null,null,null,null,null,null,"Pacific Gas And Electric Company","Gates Solar Station",2013,2019,20,33234.616000000002,137601.22483981002]
[null,null,null,null,null,null,null,null,null,null,null,null,null,null,null,"Pacific Gas And Electric Company","Gates Solar Station",2013,2020,20,30953.94,113554.59914959157]
[null,null,null,null,null,null,null,null,null,null,null,null,null,null,null,"Pacific Gas And Electric Company","Gates Solar Station",2013,2021,20,30953.94,337534.87824029737]
[null,null,null,null,null,null,null,null,null,null,null,null,null,null,null,"Pacific Gas And Electric Company","Gates Solar Station",2013,2022,20,27186.01,293748]
[null,null,null,null,null,null,null,null,null,null,null,null,null,null,null,"Pacific Gas And Electric Company","Giffen Solar Station",2012,2013,10,24000,423866.59267249511]
[null,null,null,null,null,null,null,null,null,null,null,null,null,null,null,"Pacific Gas And Electric Company","Giffen Solar Station",2012,2014,10,21518,409949.22401800286]
[null,null,null,null,null,null,null,null,null,null,null,null,null,null,null,"Pacific Gas And Electric Company","Giffen Solar Station",2012,2015,10,21772,199693.37258775553]
[null,null,null,null,null,null,null,null,null,null,null,null,null,null,null,"Pacific Gas And Electric Company","Giffen Solar Station",2012,2016,10,20678,234671.08516272123]
[null,null,null,null,null,null,null,null,null,null,null,null,null,null,null,"Pacific Gas And Electric Company","Giffen Solar Station",2012,2017,10,18175,145473.84083112687]
[null,null,null,null,null,null,null,null,null,null,null,null,null,null,null,"Pacific Gas And Electric Company","Giffen Solar Station",2012,2018,10,18948.349999999999,119671.49614117468]
[null,null,null,null,null,null,null,null,null,null,null,null,null,null,null,"Pacific Gas And Electric Company","Giffen Solar Station",2012,2019,10,17464.493999999999,125801.81786618225]
[null,null,null,null,null,null,null,null,null,null,null,null,null,null,null,"Pacific Gas And Electric Company","Giffen Solar Station",2012,2020,10,19036.013999999999,134641.12211025628]
[null,null,null,null,null,null,null,null,null,null,null,null,null,null,null,"Pacific Gas And Electric Company","Giffen Solar Station",2012,2021,10,19036.013999999999,117715.28611117517]
[null,null,null,null,null,null,null,null,null,null,null,null,null,null,null,"Pacific Gas And Electric Company","Giffen Solar Station",2012,2022,10,17190.931,112550]
[null,null,null,null,null,null,null,null,null,null,null,null,null,null,null,"Pacific Gas And Electric Company","Guernsey Solar Station",2013,2014,20,46332,818671.05514972424]
[null,null,null,null,null,null,null,null,null,null,null,null,null,null,null,"Pacific Gas And Electric Company","Guernsey Solar Station",2013,2015,20,46157,629323.65321795375]
[null,null,null,null,null,null,null,null,null,null,null,null,null,null,null,"Pacific Gas And Electric Company","Guernsey Solar Station",2013,2016,20,45922,425591.07610636239]
[null,null,null,null,null,null,null,null,null,null,null,null,null,null,null,"Pacific Gas And Electric Company","Guernsey Solar Station",2013,2017,20,44076,326754.99221819511]
[null,null,null,null,null,null,null,null,null,null,null,null,null,null,null,"Pacific Gas And Electric Company","Guernsey Solar Station",2013,2018,20,43716.766000000003,467042.72017219488]
[null,null,null,null,null,null,null,null,null,null,null,null,null,null,null,"Pacific Gas And Electric Company","Guernsey Solar Station",2013,2019,20,43082.968000000001,143177.54052870025]
[null,null,null,null,null,null,null,null,null,null,null,null,null,null,null,"Pacific Gas And Electric Company","Guernsey Solar Station",2013,2020,20,41821.843999999997,190610.5838973072]
[null,null,null,null,null,null,null,null,null,null,null,null,null,null,null,"Pacific Gas And Electric Company","Guernsey Solar Station",2013,2021,20,41821.843999999997,174413.03038561388]
[null,null,null,null,null,null,null,null,null,null,null,null,null,null,null,"Pacific Gas And Electric Company","Guernsey Solar Station",2013,2022,20,31281.017,395740]
[null,null,null,null,null,null,null,null,null,null,null,null,null,null,null,"Pacific Gas And Electric Company","Huron Solar Station",2012,2013,20,45047,846482.84141380293]
[null,null,null,null,null,null,null,null,null,null,null,null,null,null,null,"Pacific Gas And Electric Company","Huron Solar Station",2012,2014,20,44014,818671.05514972424]
[null,null,null,null,null,null,null,null,null,null,null,null,null,null,null,"Pacific Gas And Electric Company","Huron Solar Station",2012,2015,20,42785,264307.37910222966]
[null,null,null,null,null,null,null,null,null,null,null,null,null,null,null,"Pacific Gas And Electric Company","Huron Solar Station",2012,2016,20,42504,210484.83826362193]
[null,null,null,null,null,null,null,null,null,null,null,null,null,null,null,"Pacific Gas And Electric Company","Huron Solar Station",2012,2017,20,40413,148540.23882340346]
[null,null,null,null,null,null,null,null,null,null,null,null,null,null,null,"Pacific Gas And Electric Company","Huron Solar Station",2012,2018,20,41312.76,356582.75495117402]
[null,null,null,null,null,null,null,null,null,null,null,null,null,null,null,"Pacific Gas And Electric Company","Huron Solar Station",2012,2019,20,39941.300999999999,160623.49101423493]
[null,null,null,null,null,null,null,null,null,null,null,null,null,null,null,"Pacific Gas And Electric Company","Huron Solar Station",2012,2020,20,37664.438000000002,185394.57935775045]
[null,null,null,null,null,null,null,null,null,null,null,null,null,null,null,"Pacific Gas And Electric Company","Huron Solar Station",2012,2021,20,37664.438000000002,127775.90951487186]
[null,null,null,null,null,null,null,null,null,null,null,null,null,null,null,"Pacific Gas And Electric Company","Huron Solar Station",2012,2022,20,29274.170999999998,206195]
[null,null,null,null,null,null,null,null,null,null,null,null,null,null,null,"Pacific Gas And Electric Company","Stroud Solar Station",2011,2012,20,43065,916010.91943637514]
[null,null,null,null,null,null,null,null,null,null,null,null,null,null,null,"Pacific Gas And Electric Company","Stroud Solar Station",2011,2013,20,44933,846482.84141380293]
[null,null,null,null,null,null,null,null,null,null,null,null,null,null,null,"Pacific Gas And Electric Company","Stroud Solar Station",2011,2014,20,42715,818671.05514972424]
[null,null,null,null,null,null,null,null,null,null,null,null,null,null,null,"Pacific Gas And Electric Company","Stroud Solar Station",2011,2015,20,40966,266267.55199122429]
[null,null,null,null,null,null,null,null,null,null,null,null,null,null,null,"Pacific Gas And Electric Company","Stroud Solar Station",2011,2016,20,38539,375636.40567537525]
[null,null,null,null,null,null,null,null,null,null,null,null,null,null,null,"Pacific Gas And Electric Company","Stroud Solar Station",2011,2017,20,34562,615118.02035519143]
[null,null,null,null,null,null,null,null,null,null,null,null,null,null,null,"Pacific Gas And Electric Company","Stroud Solar Station",2011,2018,20,37339.125999999997,249126.42448381451]
[null,null,null,null,null,null,null,null,null,null,null,null,null,null,null,"Pacific Gas And Electric Company","Stroud Solar Station",2011,2019,20,33508.633000000002,178357.14903277351]
[null,null,null,null,null,null,null,null,null,null,null,null,null,null,null,"Pacific Gas And Electric Company","Stroud Solar Station",2011,2020,20,33705.355000000003,908567.61260319082]
[null,null,null,null,null,null,null,null,null,null,null,null,null,null,null,"Pacific Gas And Electric Company","Stroud Solar Station",2011,2021,20,33705.355000000003,170528.74374921535]
[null,null,null,null,null,null,null,null,null,null,null,null,null,null,null,"Pacific Gas And Electric Company","Stroud Solar Station",2011,2022,20,29512.392,398401]
[null,null,null,null,null,null,null,null,null,null,null,null,null,null,null,"Pacific Gas And Electric Company","West Gates Solar Station",2013,2014,10,23405,409949.22401800286]
[null,null,null,null,null,null,null,null,null,null,null,null,null,null,null,"Pacific Gas And Electric Company","West Gates Solar Station",2013,2015,10,22148,143237.23377558842]
[null,null,null,null,null,null,null,null,null,null,null,null,null,null,null,"Pacific Gas And Electric Company","West Gates Solar Station",2013,2016,10,22441,125790.86295164318]
[null,null,null,null,null,null,null,null,null,null,null,null,null,null,null,"Pacific Gas And Electric Company","West Gates Solar Station",2013,2017,10,21555,49612.595625520793]
[null,null,null,null,null,null,null,null,null,null,null,null,null,null,null,"Pacific Gas And Electric Company","West Gates Solar Station",2013,2018,10,21698.973000000002,128486.38585009644]
[null,null,null,null,null,null,null,null,null,null,null,null,null,null,null,"Pacific Gas And Electric Company","West Gates Solar Station",2013,2019,10,18063.327000000001,92123.045902385158]
[null,null,null,null,null,null,null,null,null,null,null,null,null,null,null,"Pacific Gas And Electric Company","West Gates Solar Station",2013,2020,10,19002.096000000001,75405.647620087388]
[null,null,null,null,null,null,null,null,null,null,null,null,null,null,null,"Pacific Gas And Electric Company","West Gates Solar Station",2013,2021,10,19002.096000000001,74983.852905131396]
[null,null,null,null,null,null,null,null,null,null,null,null,null,null,null,"Pacific Gas And Electric Company","West Gates Solar Station",2013,2022,10,19739.031999999999,115284]
[null,null,null,null,null,null,null,null,null,null,null,null,null,null,null,"Pacific Gas And Electric Company","Westside - Schindler Solar Station #2",2011,2012,15,32301,687008.18957728136]
[null,null,null,null,null,null,null,null,null,null,null,null,null,null,null,"Pacific Gas And Electric Company","Westside - Schindler Solar Station #2",2011,2013,15,32642,635174.71704314894]
[null,null,null,null,null,null,null,null,null,null,null,null,null,null,null,"Pacific Gas And Electric Company","Westside - Schindler Solar Station #2",2011,2014,15,32102,613696.44314072281]
[null,null,null,null,null,null,null,null,null,null,null,null,null,null,null,"Pacific Gas And Electric Company","Westside - Schindler Solar Station #2",2011,2015,15,28713,270373.82861361303]
[null,null,null,null,null,null,null,null,null,null,null,null,null,null,null,"Pacific Gas And Electric Company","Westside - Schindler Solar Station #2",2011,2016,15,30612,278834.8688000876]
[null,null,null,null,null,null,null,null,null,null,null,null,null,null,null,"Pacific Gas And Electric Company","Westside - Schindler Solar Station #2",2011,2017,15,25383,693214.93833946483]
[null,null,null,null,null,null,null,null,null,null,null,null,null,null,null,"Pacific Gas And Electric Company","Westside - Schindler Solar Station #2",2011,2018,15,28707.717000000001,307335.82828567276]
[null,null,null,null,null,null,null,null,null,null,null,null,null,null,null,"Pacific Gas And Electric Company","Westside - Schindler Solar Station #2",2011,2019,15,27663.216,145301.36582154388]
[null,null,null,null,null,null,null,null,null,null,null,null,null,null,null,"Pacific Gas And Electric Company","Westside - Schindler Solar Station #2",2011,2020,15,24388.942999999999,196363.28343771867]
[null,null,null,null,null,null,null,null,null,null,null,null,null,null,null,"Pacific Gas And Electric Company","Westside - Schindler Solar Station #2",2011,2021,15,24388.942999999999,687572.23721328902]
[null,null,null,null,null,null,null,null,null,null,null,null,null,null,null,"Pacific Gas And Electric Company","Westside - Schindler Solar Station #2",2011,2022,15,17699.297999999999,326834]
[null,null,null,null,null,null,null,null,null,null,null,null,null,null,null,"Public Service Company Of New Mexico","Cibola Solar",2014,2015,8,18284,91118.26609846286]
[null,null,null,null,null,null,null,null,null,null,null,null,null,null,null,"Public Service Company Of New Mexico","Cibola Solar",2014,2016,8,19149,200076.16141932248]
[null,null,null,null,null,null,null,null,null,null,null,null,null,null,null,"Public Service Company Of New Mexico","Cibola Solar",2014,2017,8,19983,180562.07692526752]
[null,null,null,null,null,null,null,null,null,null,null,null,null,null,null,"Public Service Company Of New Mexico","Cibola Solar",2014,2018,8,19678,169714.01128269374]
[null,null,null,null,null,null,null,null,null,null,null,null,null,null,null,"Public Service Company Of New Mexico","Cibola Solar",2014,2019,8,19762,151277.52701890012]
[null,null,null,null,null,null,null,null,null,null,null,null,null,null,null,"Public Service Company Of New Mexico","Cibola Solar",2014,2020,8,20437,163877.58228181684]
[null,null,null,null,null,null,null,null,null,null,null,null,null,null,null,"Public Service Company Of New Mexico","Cibola Solar",2014,2021,8,19854,178866.58437478487]
[null,null,null,null,null,null,null,null,null,null,null,null,null,null,null,"Public Service Company Of New Mexico","Cibola Solar",2014,2022,8,20004,186591]
[null,null,null,null,null,null,null,null,null,null,null,null,null,null,null,"Public Service Company Of New Mexico","Deming Solar",2011,2013,9,12417.236000000001,167414.80066632369]
[null,null,null,null,null,null,null,null,null,null,null,null,null,null,null,"Public Service Company Of New Mexico","Deming Solar",2011,2014,9,21061,150119.96913531105]
[null,null,null,null,null,null,null,null,null,null,null,null,null,null,null,"Public Service Company Of New Mexico","Deming Solar",2011,2015,9,19987,127563.14206929375]
[null,null,null,null,null,null,null,null,null,null,null,null,null,null,null,"Public Service Company Of New Mexico","Deming Solar",2011,2016,9,20863,225085.38080270114]
[null,null,null,null,null,null,null,null,null,null,null,null,null,null,null,"Public Service Company Of New Mexico","Deming Solar",2011,2017,9,17638,203130.8606081226]
[null,null,null,null,null,null,null,null,null,null,null,null,null,null,null,"Public Service Company Of New Mexico","Deming Solar",2011,2018,9,20161,190928.55094972468]
[null,null,null,null,null,null,null,null,null,null,null,null,null,null,null,"Public Service Company Of New Mexico","Deming Solar",2011,2019,9,18808,170186.93471955691]
[null,null,null,null,null,null,null,null,null,null,null,null,null,null,null,"Public Service Company Of New Mexico","Deming Solar",2011,2020,9,20172,184362.55959569023]
[null,null,null,null,null,null,null,null,null,null,null,null,null,null,null,"Public Service Company Of New Mexico","Deming Solar",2011,2021,9,19470,201225.30869091357]
[null,null,null,null,null,null,null,null,null,null,null,null,null,null,null,"Public Service Company Of New Mexico","Deming Solar",2011,2022,9,18596,209915]
[null,null,null,null,null,null,null,null,null,null,null,null,null,null,null,"Public Service Company Of New Mexico","Los Lunas Solar",2011,2013,7,12161.82,130212.06733777672]
[null,null,null,null,null,null,null,null,null,null,null,null,null,null,null,"Public Service Company Of New Mexico","Los Lunas Solar",2011,2014,7,16172,116759.43048618136]
[null,null,null,null,null,null,null,null,null,null,null,null,null,null,null,"Public Service Company Of New Mexico","Los Lunas Solar",2011,2015,7,15286,31890.177900184877]
[null,null,null,null,null,null,null,null,null,null,null,null,null,null,null,"Public Service Company Of New Mexico","Los Lunas Solar",2011,2016,7,15436,175065.73885979722]
[null,null,null,null,null,null,null,null,null,null,null,null,null,null,null,"Public Service Company Of New Mexico","Los Lunas Solar",2011,2017,7,13437,157992.11249616975]
[null,null,null,null,null,null,null,null,null,null,null,null,null,null,null,"Public Service Company Of New Mexico","Los Lunas Solar",2011,2018,7,14973,148500.62464243965]
[null,null,null,null,null,null,null,null,null,null,null,null,null,null,null,"Public Service Company Of New Mexico","Los Lunas Solar",2011,2019,7,15071,132368.11931824332]
[null,null,null,null,null,null,null,null,null,null,null,null,null,null,null,"Public Service Company Of New Mexico","Los Lunas Solar",2011,2020,7,15487,143392.60496794345]
[null,null,null,null,null,null,null,null,null,null,null,null,null,null,null,"Public Service Company Of New Mexico","Los Lunas Solar",2011,2021,7,15190,156508.93011007112]
[null,null,null,null,null,null,null,null,null,null,null,null,null,null,null,"Public Service Company Of New Mexico","Los Lunas Solar",2011,2022,7,14715,163267]
[null,null,null,null,null,null,null,null,null,null,null,null,null,null,null,"Public Service Company Of New Mexico","Manzano Solar",2013,2014,8,18744,133439.69981074621]
[null,null,null,null,null,null,null,null,null,null,null,null,null,null,null,"Public Service Company Of New Mexico","Manzano Solar",2013,2015,8,18080,111616.8378849242]
[null,null,null,null,null,null,null,null,null,null,null,null,null,null,null,"Public Service Company Of New Mexico","Manzano Solar",2013,2016,8,18799,200076.16141932248]
[null,null,null,null,null,null,null,null,null,null,null,null,null,null,null,"Public Service Company Of New Mexico","Manzano Solar",2013,2017,8,18902,180560.89617902483]
[null,null,null,null,null,null,null,null,null,null,null,null,null,null,null,"Public Service Company Of New Mexico","Manzano Solar",2013,2018,8,18631,169714.01128269374]
[null,null,null,null,null,null,null,null,null,null,null,null,null,null,null,"Public Service Company Of New Mexico","Manzano Solar",2013,2019,8,18051,151277.52701890012]
[null,null,null,null,null,null,null,null,null,null,null,null,null,null,null,"Public Service Company Of New Mexico","Manzano Solar",2013,2020,8.4,18472,172071.12596153215]
[null,null,null,null,null,null,null,null,null,null,null,null,null,null,null,"Public Service Company Of New Mexico","Manzano Solar",2013,2021,8.4,16268.999999999998,187811.14415265134]
[null,null,null,null,null,null,null,null,null,null,null,null,null,null,null,"Public Service Company Of New Mexico","Manzano Solar",2013,2022,8.4,15861,195920]
[null,null,null,null,null,null,null,null,null,null,null,null,null,null,null,"Public Service Company Of New Mexico","Meadowlake Solar",2014,2015,9,21316,119591.2052113861]
[null,null,null,null,null,null,null,null,null,null,null,null,null,null,null,"Public Service Company Of New Mexico","Meadowlake Solar",2014,2016,9,14604,225085.38080270114]
[null,null,null,null,null,null,null,null,null,null,null,null,null,null,null,"Public Service Company Of New Mexico","Meadowlake Solar",2014,2017,9,24793,203130.8606081226]
[null,null,null,null,null,null,null,null,null,null,null,null,null,null,null,"Public Service Company Of New Mexico","Meadowlake Solar",2014,2018,9,24828,190928.55094972468]
[null,null,null,null,null,null,null,null,null,null,null,null,null,null,null,"Public Service Company Of New Mexico","Meadowlake Solar",2014,2019,9,23743,170186.93471955691]
[null,null,null,null,null,null,null,null,null,null,null,null,null,null,null,"Public Service Company Of New Mexico","Meadowlake Solar",2014,2020,8.9,24856,182314.17367576141]
[null,null,null,null,null,null,null,null,null,null,null,null,null,null,null,"Public Service Company Of New Mexico","Meadowlake Solar",2014,2021,8.9,24404,198989.97128500821]
[null,null,null,null,null,null,null,null,null,null,null,null,null,null,null,"Public Service Company Of New Mexico","Meadowlake Solar",2014,2022,8.9,23632,207583]
[null,null,null,null,null,null,null,null,null,null,null,null,null,null,null,"Public Service Company Of New Mexico","Otero Solar",2013,2014,7.5,18251,125099.56514846379]
[null,null,null,null,null,null,null,null,null,null,null,null,null,null,null,"Public Service Company Of New Mexico","Otero Solar",2013,2015,7.5,17747,127563.14206929375]
[null,null,null,null,null,null,null,null,null,null,null,null,null,null,null,"Public Service Company Of New Mexico","Otero Solar",2013,2016,7.5,18567,187570.34855148653]
[null,null,null,null,null,null,null,null,null,null,null,null,null,null,null,"Public Service Company Of New Mexico","Otero Solar",2013,2017,7.5,18690,169276.50433759729]
[null,null,null,null,null,null,null,null,null,null,null,null,null,null,null,"Public Service Company Of New Mexico","Otero Solar",2013,2018,7.5,17968,159108.47098934354]
[null,null,null,null,null,null,null,null,null,null,null,null,null,null,null,"Public Service Company Of New Mexico","Otero Solar",2013,2019,7.5,17222,141822.82316857172]
[null,null,null,null,null,null,null,null,null,null,null,null,null,null,null,"Public Service Company Of New Mexico","Otero Solar",2013,2020,8,17615,163877.58228181684]
[null,null,null,null,null,null,null,null,null,null,null,null,null,null,null,"Public Service Company Of New Mexico","Otero Solar",2013,2021,8,17664,178866.58437478487]
[null,null,null,null,null,null,null,null,null,null,null,null,null,null,null,"Public Service Company Of New Mexico","Otero Solar",2013,2022,8,16718,186591]
[null,null,null,null,null,null,null,null,null,null,null,null,null,null,null,"Public Service Company Of New Mexico","Rio Communities Solar",2015,2016,10,23594,250094.60018607977]
[null,null,null,null,null,null,null,null,null,null,null,null,null,null,null,"Public Service Company Of New Mexico","Rio Communities Solar",2015,2017,10,24101,225702.00578346304]
[null,null,null,null,null,null,null,null,null,null,null,null,null,null,null,"Public Service Company Of New Mexico","Rio Communities Solar",2015,2018,10,23515,212144.24364353245]
[null,null,null,null,null,null,null,null,null,null,null,null,null,null,null,"Public Service Company Of New Mexico","Rio Communities Solar",2015,2019,10,24131,189098.60783385942]
[null,null,null,null,null,null,null,null,null,null,null,null,null,null,null,"Public Service Company Of New Mexico","Rio Communities Solar",2015,2020,10,24599,204848.65502414873]
[null,null,null,null,null,null,null,null,null,null,null,null,null,null,null,"Public Service Company Of New Mexico","Rio Communities Solar",2015,2021,10,23607,223585.10305845729]
[null,null,null,null,null,null,null,null,null,null,null,null,null,null,null,"Public Service Company Of New Mexico","Rio Communities Solar",2015,2022,10,23260,233238]
[null,null,null,null,null,null,null,null,null,null,null,null,null,null,null,"Public Service Company Of New Mexico","Rio Del Oro Solar",2019,2020,10,24245,204848.65502414873]
[null,null,null,null,null,null,null,null,null,null,null,null,null,null,null,"Public Service Company Of New Mexico","Rio Del Oro Solar",2019,2021,10,27736,223585.10305845729]
[null,null,null,null,null,null,null,null,null,null,null,null,null,null,null,"Public Service Company Of New Mexico","Rio Del Oro Solar",2019,2022,10,27179,233238]
[null,null,null,null,null,null,null,null,null,null,null,null,null,null,null,"Public Service Company Of New Mexico","Rio Rancho Solar",2019,2020,10,25806,204848.65502414873]
[null,null,null,null,null,null,null,null,null,null,null,null,null,null,null,"Public Service Company Of New Mexico","Rio Rancho Solar",2019,2021,10,27651,223585.10305845729]
[null,null,null,null,null,null,null,null,null,null,null,null,null,null,null,"Public Service Company Of New Mexico","Rio Rancho Solar",2019,2022,10,27330,233238]
[null,null,null,null,null,null,null,null,null,null,null,null,null,null,null,"Public Service Company Of New Mexico","San Miguel 1 Solar",2019,2020,10,25402,204848.65502414873]
[null,null,null,null,null,null,null,null,null,null,null,null,null,null,null,"Public Service Company Of New Mexico","San Miguel 1 Solar",2019,2021,10,26407,223585.10305845729]
[null,null,null,null,null,null,null,null,null,null,null,null,null,null,null,"Public Service Company Of New Mexico","San Miguel 1 Solar",2019,2022,10,26190,233238]
[null,null,null,null,null,null,null,null,null,null,null,null,null,null,null,"Public Service Company Of New Mexico","San Miguel 2 Solar",2019,2020,10,25558,204848.65502414873]
[null,null,null,null,null,null,null,null,null,null,null,null,null,null,null,"Public Service Company Of New Mexico","San Miguel 2 Solar",2019,2021,10,27320,223585.10305845729]
[null,null,null,null,null,null,null,null,null,null,null,null,null,null,null,"Public Service Company Of New Mexico","San Miguel 2 Solar",2019,2022,10,26407,233238]
[null,null,null,null,null,null,null,null,null,null,null,null,null,null,null,"Public Service Company Of New Mexico","Sandoval Solar",2014,2015,6,15329,159453.31996947865]
[null,null,null,null,null,null,null,null,null,null,null,null,null,null,null,"Public Service Company Of New Mexico","Sandoval Solar",2014,2016,6,16243,150057.72265256516]
[null,null,null,null,null,null,null,null,null,null,null,null,null,null,null,"Public Service Company Of New Mexico","Sandoval Solar",2014,2017,6,16354,135422.14806707198]
[null,null,null,null,null,null,null,null,null,null,null,null,null,null,null,"Public Service Company Of New Mexico","Sandoval Solar",2014,2018,6,16289,127286.08497540872]
[null,null,null,null,null,null,null,null,null,null,null,null,null,null,null,"Public Service Company Of New Mexico","Sandoval Solar",2014,2019,6,15319,113458.71161758652]
[null,null,null,null,null,null,null,null,null,null,null,null,null,null,null,"Public Service Company Of New Mexico","Sandoval Solar",2014,2020,6.1,15138,124957.13168858402]
[null,null,null,null,null,null,null,null,null,null,null,null,null,null,null,"Public Service Company Of New Mexico","Sandoval Solar",2014,2021,6.1,14156,136385.54319984777]
[null,null,null,null,null,null,null,null,null,null,null,null,null,null,null,"Public Service Company Of New Mexico","Sandoval Solar",2014,2022,6.1,15819,142276]
[null,null,null,null,null,null,null,null,null,null,null,null,null,null,null,"Public Service Company Of New Mexico","Santa Fe Solar",2015,2016,9.5,22187,237589.99049439045]
[null,null,null,null,null,null,null,null,null,null,null,null,null,null,null,"Public Service Company Of New Mexico","Santa Fe Solar",2015,2017,9.5,21598,214416.43319579281]
[null,null,null,null,null,null,null,null,null,null,null,null,null,null,null,"Public Service Company Of New Mexico","Santa Fe Solar",2015,2018,9.5,24097,201536.39729662857]
[null,null,null,null,null,null,null,null,null,null,null,null,null,null,null,"Public Service Company Of New Mexico","Santa Fe Solar",2015,2019,9.5,23901,179642.77127670817]
[null,null,null,null,null,null,null,null,null,null,null,null,null,null,null,"Public Service Company Of New Mexico","Santa Fe Solar",2015,2020,9.5,21551,194604.48919533438]
[null,null,null,null,null,null,null,null,null,null,null,null,null,null,null,"Public Service Company Of New Mexico","Santa Fe Solar",2015,2021,9.5,22564,212404.13582327045]
[null,null,null,null,null,null,null,null,null,null,null,null,null,null,null,"Public Service Company Of New Mexico","Santa Fe Solar",2015,2022,9.5,22499,221577]
[null,null,null,null,null,null,null,null,null,null,null,null,null,null,null,"Public Service Company Of New Mexico","Santolina Solar",2015,2016,10.5,25344,262599.20987776911]
[null,null,null,null,null,null,null,null,null,null,null,null,null,null,null,"Public Service Company Of New Mexico","Santolina Solar",2015,2017,10.5,26382,236987.57837113328]
[null,null,null,null,null,null,null,null,null,null,null,null,null,null,null,"Public Service Company Of New Mexico","Santolina Solar",2015,2018,10.5,26573,222750.93696365948]
[null,null,null,null,null,null,null,null,null,null,null,null,null,null,null,"Public Service Company Of New Mexico","Santolina Solar",2015,2019,10.5,24694,198553.31168418782]
[null,null,null,null,null,null,null,null,null,null,null,null,null,null,null,"Public Service Company Of New Mexico","Santolina Solar",2015,2020,10.5,26052,215089.46650920773]
[null,null,null,null,null,null,null,null,null,null,null,null,null,null,null,"Public Service Company Of New Mexico","Santolina Solar",2015,2021,10.5,25940,234763.93019081416]
[null,null,null,null,null,null,null,null,null,null,null,null,null,null,null,"Public Service Company Of New Mexico","Santolina Solar",2015,2022,10.5,23626,244901]
[null,null,null,null,null,null,null,null,null,null,null,null,null,null,null,"Public Service Company Of New Mexico","South Valley Solar",2015,2016,10,24990,250094.60018607977]
[null,null,null,null,null,null,null,null,null,null,null,null,null,null,null,"Public Service Company Of New Mexico","South Valley Solar",2015,2017,10,19000,225702.00578346304]
[null,null,null,null,null,null,null,null,null,null,null,null,null,null,null,"Public Service Company Of New Mexico","South Valley Solar",2015,2018,10,25253,212144.24364353245]
[null,null,null,null,null,null,null,null,null,null,null,null,null,null,null,"Public Service Company Of New Mexico","South Valley Solar",2015,2019,10,24158,189098.60783385942]
[null,null,null,null,null,null,null,null,null,null,null,null,null,null,null,"Public Service Company Of New Mexico","South Valley Solar",2015,2020,10,26321,204848.65502414873]
[null,null,null,null,null,null,null,null,null,null,null,null,null,null,null,"Public Service Company Of New Mexico","South Valley Solar",2015,2021,10,23016,223585.10305845729]
[null,null,null,null,null,null,null,null,null,null,null,null,null,null,null,"Public Service Company Of New Mexico","South Valley Solar",2015,2022,10,21628,233238]
[null,null,null,null,null,null,null,null,null,null,null,null,null,null,null,"Public Service Company Of New Mexico","Vista Solar",2019,2020,10,26082,204848.65502414873]
[null,null,null,null,null,null,null,null,null,null,null,null,null,null,null,"Public Service Company Of New Mexico","Vista Solar",2019,2021,10,23577,223585.10305845729]
[null,null,null,null,null,null,null,null,null,null,null,null,null,null,null,"Public Service Company Of New Mexico","Vista Solar",2019,2022,10,25460,233238]
[null,null,null,null,null,null,null,null,null,null,null,null,null,null,null,"Public Service Electric And Gas Company","-Extension - Landfills",2014,2020,42,48612,509028.37356065394]
[null,null,null,null,null,null,null,null,null,null,null,null,null,null,null,"Public Service Electric And Gas Company","-Extension - Landfills And Pilot Projects",2014,2015,35.1,25153,35387.622149736439]
[null,null,null,null,null,null,null,null,null,null,null,null,null,null,null,"Public Service Electric And Gas Company","-Extension - Landfills And Pilot Projects",2014,2016,44,43489,370238.95748169505]
[null,null,null,null,null,null,null,null,null,null,null,null,null,null,null,"Public Service Electric And Gas Company","-Extension - Landfills And Pilot Projects",2014,2017,44,53294,307367.13891315792]
[null,null,null,null,null,null,null,null,null,null,null,null,null,null,null,"Public Service Electric And Gas Company","-Extension - Landfills And Pilot Projects",2014,2018,42,49005,469667.00911627675]
[null,null,null,null,null,null,null,null,null,null,null,null,null,null,null,"Public Service Electric And Gas Company","-Extension - Landfills And Pilot Projects",2014,2019,42,52748,500585.05516983138]
[null,null,null,null,null,null,null,null,null,null,null,null,null,null,null,"Public Service Electric And Gas Company","-Extension 2 - Landfills And Pilot Projects",2019,2020,33,39100,317206.87156766834]
[null,null,null,null,null,null,null,null,null,null,null,null,null,null,null,"Public Service Electric And Gas Company","-Segment 1A- Pse&G Owned Sites",2010,2015,16,19331,439562.39037710056]
[null,null,null,null,null,null,null,null,null,null,null,null,null,null,null,"Public Service Electric And Gas Company","-Segment 1A- Pse&G Owned Sites",2010,2016,16,20512,807551.37560830545]
[null,null,null,null,null,null,null,null,null,null,null,null,null,null,null,"Public Service Electric And Gas Company","-Segment 1A- Pse&G Owned Sites",2010,2017,16,19118,359380.19165007584]
[null,null,null,null,null,null,null,null,null,null,null,null,null,null,null,"Public Service Electric And Gas Company","-Segment 1A- Pse&G Owned Sites",2010,2018,16,17991,366363.8810990855]
[null,null,null,null,null,null,null,null,null,null,null,null,null,null,null,"Public Service Electric And Gas Company","-Segment 1A- Pse&G Owned Sites",2010,2019,16,19402,404730.87299297855]
[null,null,null,null,null,null,null,null,null,null,null,null,null,null,null,"Public Service Electric And Gas Company","-Segment 1A- Pse&G Owned Sites",2010,2020,16,19602,382853.61508888082]
[null,null,null,null,null,null,null,null,null,null,null,null,null,null,null,"Public Service Electric And Gas Company","Extension - Landfills",2014,2021,41.99,52323,480945.30897952704]
[null,null,null,null,null,null,null,null,null,null,null,null,null,null,null,"Public Service Electric And Gas Company","Extension - Landfills",2014,2022,41.99,53546.561000000002,444456]
[null,null,null,null,null,null,null,null,null,null,null,null,null,null,null,"Public Service Electric And Gas Company","Extension 2 - Landfills And Pilots",2019,2021,32.96,38007,329355.40522414574]
[null,null,null,null,null,null,null,null,null,null,null,null,null,null,null,"Public Service Electric And Gas Company","Extension 2 - Landfills And Pilots",2019,2022,32.96,39114.008999999998,490472]
[null,null,null,null,null,null,null,null,null,null,null,null,null,null,null,"Public Service Electric And Gas Company","Segement 1A - Pse&G Owned Sites",2010,2021,16,14675,864281.59793546249]
[null,null,null,null,null,null,null,null,null,null,null,null,null,null,null,"Public Service Electric And Gas Company","Segement 1A - Pse&G Owned Sites",2010,2022,16,20143.024000000001,328583]
[null,null,null,null,null,null,null,null,null,null,null,null,null,null,null,"Public Service Electric And Gas Company","Segment 1A- Pse&G Owned Sites",2010,2012,14.9,16955,441051.62428428599]
[null,null,null,null,null,null,null,null,null,null,null,null,null,null,null,"Public Service Electric And Gas Company","Segment 1A- Pse&G Owned Sites",2010,2013,16,17380,567768.67571284156]
[null,null,null,null,null,null,null,null,null,null,null,null,null,null,null,"Public Service Electric And Gas Company","Segment 1A- Pse&G Owned Sites",2010,2014,16,19118,702769.5722910536]
[null,null,null,null,null,null,null,null,null,null,null,null,null,null,null,"Tampa Electric Company"," Balm Solar",2018,2021,74.400000000000006,149124,751450.02648228267]
[null,null,null,null,null,null,null,null,null,null,null,null,null,null,null,"Tampa Electric Company"," Bonnie Mine Solar",2019,2021,37.5,71674,416009.23886111251]
[null,null,null,null,null,null,null,null,null,null,null,null,null,null,null,"Tampa Electric Company"," Grange Hall Solar",2019,2021,61.1,122960,664705.23847504205]
[null,null,null,null,null,null,null,null,null,null,null,null,null,null,null,"Tampa Electric Company"," Lake Hancock",2019,2021,49.5,94628,658888.43898317916]
[null,null,null,null,null,null,null,null,null,null,null,null,null,null,null,"Tampa Electric Company"," Lithia Solar",2019,2021,74.5,152613,838749.10112248582]
[null,null,null,null,null,null,null,null,null,null,null,null,null,null,null,"Tampa Electric Company"," Little Manatee Solar",2020,2021,74.5,130717,1605005.4290339272]
[null,null,null,null,null,null,null,null,null,null,null,null,null,null,null,"Tampa Electric Company"," Payne Creek Solar",2018,2021,70.3,132614,670482.44606455055]
[null,null,null,null,null,null,null,null,null,null,null,null,null,null,null,"Tampa Electric Company"," Peace Creek Solar",2019,2021,55.4,110975,529634.78846421186]
[null,null,null,null,null,null,null,null,null,null,null,null,null,null,null,"Tampa Electric Company"," Wimauma Solar",2020,2021,74.8,135768,511636.52366415039]
[null,null,null,null,null,null,null,null,null,null,null,null,null,null,null,"Tampa Electric Company","Balm Solar",2018,2019,74.400000000000006,137401,553382.78559651249]
[null,null,null,null,null,null,null,null,null,null,null,null,null,null,null,"Tampa Electric Company","Balm Solar",2018,2020,74.400000000000006,149517,792956.80073157465]
[null,null,null,null,null,null,null,null,null,null,null,null,null,null,null,"Tampa Electric Company","Balm Solar",2018,2022,74.400000000000006,126730,616767]
[null,null,null,null,null,null,null,null,null,null,null,null,null,null,null,"Tampa Electric Company","Bonnie Mine Solar",2019,2020,37.5,67636,482440.72684122843]
[null,null,null,null,null,null,null,null,null,null,null,null,null,null,null,"Tampa Electric Company","Bonnie Mine Solar",2019,2022,37.5,60848,396251]
[null,null,null,null,null,null,null,null,null,null,null,null,null,null,null,"Tampa Electric Company","Durrance Solar",2021,2022,60,99114,430014]
[null,null,null,null,null,null,null,null,null,null,null,null,null,null,null,"Tampa Electric Company","Grange Hall Solar",2019,2020,61.1,118872,587469.70227932581]
[null,null,null,null,null,null,null,null,null,null,null,null,null,null,null,"Tampa Electric Company","Grange Hall Solar",2019,2022,61.1,112045,566612]
[null,null,null,null,null,null,null,null,null,null,null,null,null,null,null,"Tampa Electric Company","Lake Hancock",2019,2022,49.5,93306,641964]
[null,null,null,null,null,null,null,null,null,null,null,null,null,null,null,"Tampa Electric Company","Lake Hancock Solar",2019,2020,49.5,83191,608877.12412591826]
[null,null,null,null,null,null,null,null,null,null,null,null,null,null,null,"Tampa Electric Company","Lithia Solar",2019,2020,74.5,143290,852735.67891010898]
[null,null,null,null,null,null,null,null,null,null,null,null,null,null,null,"Tampa Electric Company","Lithia Solar",2019,2022,74.5,148010,720522]
[null,null,null,null,null,null,null,null,null,null,null,null,null,null,null,"Tampa Electric Company","Little Manatee Solar",2020,2022,74.5,104102,1428140]
[null,null,null,null,null,null,null,null,null,null,null,null,null,null,null,"Tampa Electric Company","Magnolia Solar",2021,2022,74.5,128652,311549]
[null,null,null,null,null,null,null,null,null,null,null,null,null,null,null,"Tampa Electric Company","Payne Creek Solar",2018,2019,70.3,125417,502907.10415667377]
[null,null,null,null,null,null,null,null,null,null,null,null,null,null,null,"Tampa Electric Company","Payne Creek Solar",2018,2020,70.3,141497,676379.93785841996]
[null,null,null,null,null,null,null,null,null,null,null,null,null,null,null,"Tampa Electric Company","Payne Creek Solar",2018,2022,70.3,133328,604691]
[null,null,null,null,null,null,null,null,null,null,null,null,null,null,null,"Tampa Electric Company","Peace Creek Solar",2019,2020,55.4,103555,451319.1254791657]
[null,null,null,null,null,null,null,null,null,null,null,null,null,null,null,"Tampa Electric Company","Peace Creek Solar",2019,2022,55.4,99657,550980]
[null,null,null,null,null,null,null,null,null,null,null,null,null,null,null,"Tampa Electric Company","Wimauma Solar",2020,2022,74.8,120908,656254]
[null,null,null,null,null,null,null,null,null,null,null,null,null,null,null,"Tucson Electric Power Company","Fort Huachuca Phase L & Ll",2014,2021,18,40063.694000000003,210438.4513739415]
[null,null,null,null,null,null,null,null,null,null,null,null,null,null,null,"Tucson Electric Power Company","Fort Huachuca Phase L & Ll",2014,2022,18,39893.906999999999,966359]
[null,null,null,null,null,null,null,null,null,null,null,null,null,null,null,"Tucson Electric Power Company","White Mountain Solar",2014,2021,8.5,11484.731,247761.84472864695]
[null,null,null,null,null,null,null,null,null,null,null,null,null,null,null,"Uns Electric Inc","Rio Rico",2014,2021,6,9914,122809.80089792266]
[null,null,null,null,null,null,null,null,null,null,null,null,null,null,null,"Virginia Electric And Power Company","Bedford",2021,2022,78.75,115860.817,1379540]
[null,null,null,null,null,null,null,null,null,null,null,null,null,null,null,"Virginia Electric And Power Company","Belcher",2021,2022,88.2,173764.06899999999,2164843]
[null,null,null,null,null,null,null,null,null,null,null,null,null,null,null,"Virginia Electric And Power Company","Chestnut",2020,2022,80.599999999999994,137549.772,1686640]
[null,null,null,null,null,null,null,null,null,null,null,null,null,null,null,"Virginia Electric And Power Company","Colonial Trail West",2019,2020,161.28,301358.40100000001,3541340.5929001844]
[null,null,null,null,null,null,null,null,null,null,null,null,null,null,null,"Virginia Electric And Power Company","Colonial Trail West",2019,2022,161.28,275537.777,3391910]
[null,null,null,null,null,null,null,null,null,null,null,null,null,null,null,"Virginia Electric And Power Company","Gloucester Solar",2019,2020,19.8,37432.241999999998,415814.5149434561]
[null,null,null,null,null,null,null,null,null,null,null,null,null,null,null,"Virginia Electric And Power Company","Gloucester Solar",2019,2022,21.6,40810.019999999997,595112]
[null,null,null,null,null,null,null,null,null,null,null,null,null,null,null,"Virginia Electric And Power Company","Grasshopper",2020,2022,88.2,165238.50599999999,917643]
[null,null,null,null,null,null,null,null,null,null,null,null,null,null,null,"Virginia Electric And Power Company","Gutenberg Solar",2019,2020,79.900000000000006,153680.443,2012247.3384233578]
[null,null,null,null,null,null,null,null,null,null,null,null,null,null,null,"Virginia Electric And Power Company","Gutenberg Solar",2019,2022,79.900000000000006,160737.26199999999,2380501]
[null,null,null,null,null,null,null,null,null,null,null,null,null,null,null,"Virginia Electric And Power Company","Hollyfield Solar",2018,2019,17,32080.1,545223.89835152449]
[null,null,null,null,null,null,null,null,null,null,null,null,null,null,null,"Virginia Electric And Power Company","Hollyfield Solar",2018,2020,17,32796.705999999998,359654.97367693577]
[null,null,null,null,null,null,null,null,null,null,null,null,null,null,null,"Virginia Electric And Power Company","Hollyfield Solar",2018,2022,17,29300.775000000001,618061]
[null,null,null,null,null,null,null,null,null,null,null,null,null,null,null,"Virginia Electric And Power Company","Montross Solar",2018,2019,20,39935.199999999997,789449.08183984447]
[null,null,null,null,null,null,null,null,null,null,null,null,null,null,null,"Virginia Electric And Power Company","Montross Solar",2018,2020,20,39371.351999999999,567611.98724770139]
[null,null,null,null,null,null,null,null,null,null,null,null,null,null,null,"Virginia Electric And Power Company","Montross Solar",2018,2022,22.4,40690.190999999999,485484]
[null,null,null,null,null,null,null,null,null,null,null,null,null,null,null,"Virginia Electric And Power Company","Morgans Corner",2015,2018,19.8,27862.09,573847.59051064122]
[null,null,null,null,null,null,null,null,null,null,null,null,null,null,null,"Virginia Electric And Power Company","Morgans Corner",2015,2019,19.8,29487.5,737499.748823478]
[null,null,null,null,null,null,null,null,null,null,null,null,null,null,null,"Virginia Electric And Power Company","Morgans Corner",2015,2020,19.8,30783.57,647329.08470798831]
[null,null,null,null,null,null,null,null,null,null,null,null,null,null,null,"Virginia Electric And Power Company","Morgans Corner",2015,2022,19.8,25147.322,742142]
[null,null,null,null,null,null,null,null,null,null,null,null,null,null,null,"Virginia Electric And Power Company","Oceana Solar",2017,2018,17.600000000000001,27423.27,291955.60410943895]
[null,null,null,null,null,null,null,null,null,null,null,null,null,null,null,"Virginia Electric And Power Company","Oceana Solar",2017,2019,17.600000000000001,32767.8,422134.91332606779]
[null,null,null,null,null,null,null,null,null,null,null,null,null,null,null,"Virginia Electric And Power Company","Oceana Solar",2017,2020,17.600000000000001,30132.994999999999,277154.88901430013]
[null,null,null,null,null,null,null,null,null,null,null,null,null,null,null,"Virginia Electric And Power Company","Oceana Solar",2017,2022,18.329999999999998,32470.654999999999,539014]
[null,null,null,null,null,null,null,null,null,null,null,null,null,null,null,"Virginia Electric And Power Company","Pecan Solar",2018,2019,74.900000000000006,142741,2581282.5357334469]
[null,null,null,null,null,null,null,null,null,null,null,null,null,null,null,"Virginia Electric And Power Company","Pecan Solar",2018,2020,74.900000000000006,158082.16399999999,1441448.7246080814]
[null,null,null,null,null,null,null,null,null,null,null,null,null,null,null,"Virginia Electric And Power Company","Pecan Solar",2018,2022,74.900000000000006,147576.671,1839866]
[null,null,null,null,null,null,null,null,null,null,null,null,null,null,null,"Virginia Electric And Power Company","Puller Solar",2018,2019,15,29008.7,306718.88431859663]
[null,null,null,null,null,null,null,null,null,null,null,null,null,null,null,"Virginia Electric And Power Company","Puller Solar",2018,2020,15,28668.482,164969.98023147322]
[null,null,null,null,null,null,null,null,null,null,null,null,null,null,null,"Virginia Electric And Power Company","Puller Solar",2018,2022,15,26865.656999999999,307809]
[null,null,null,null,null,null,null,null,null,null,null,null,null,null,null,"Virginia Electric And Power Company","Remington Solar",2017,2018,19.8,36142.813000000002,307915.80075442191]
[null,null,null,null,null,null,null,null,null,null,null,null,null,null,null,"Virginia Electric And Power Company","Remington Solar",2017,2019,19.8,34188.400000000001,437146.676849298]
[null,null,null,null,null,null,null,null,null,null,null,null,null,null,null,"Virginia Electric And Power Company","Remington Solar",2017,2020,19.8,33403.387999999999,342006.65306549659]
[null,null,null,null,null,null,null,null,null,null,null,null,null,null,null,"Virginia Electric And Power Company","Remington Solar",2017,2022,19.8,35453.938000000002,359217]
[null,null,null,null,null,null,null,null,null,null,null,null,null,null,null,"Virginia Electric And Power Company","Rochambeau",2021,2022,21,33345.572999999997,415136]
[null,null,null,null,null,null,null,null,null,null,null,null,null,null,null,"Virginia Electric And Power Company","Sadler",2021,2022,110.25,187045.93400000001,1391868]
[null,null,null,null,null,null,null,null,null,null,null,null,null,null,null,"Virginia Electric And Power Company","Scott Timber Solar",2016,2018,17,17701.215,453028.83272651338]
[null,null,null,null,null,null,null,null,null,null,null,null,null,null,null,"Virginia Electric And Power Company","Scott Timber Solar",2016,2019,17,21110.9,932400.08100397477]
[null,null,null,null,null,null,null,null,null,null,null,null,null,null,null,"Virginia Electric And Power Company","Scott Timber Solar",2016,2020,17,31912.19,221109.39543546145]
[null,null,null,null,null,null,null,null,null,null,null,null,null,null,null,"Virginia Electric And Power Company","Scott Timber Solar",2016,2022,17.329999999999998,31034.005000000001,1174001]
[null,null,null,null,null,null,null,null,null,null,null,null,null,null,null,"Virginia Electric And Power Company","Spring Grove 1",2020,2022,97.9,178003.796,1742812]
[null,null,null,null,null,null,null,null,null,null,null,null,null,null,null,"Virginia Electric And Power Company","Whitehouse Solar",2016,2018,20,28466.124,462673.90171475807]
[null,null,null,null,null,null,null,null,null,null,null,null,null,null,null,"Virginia Electric And Power Company","Whitehouse Solar",2016,2019,20,37031.4,677192.17216130171]
[null,null,null,null,null,null,null,null,null,null,null,null,null,null,null,"Virginia Electric And Power Company","Whitehouse Solar",2016,2020,20,34076.33,428302.73674459424]
[null,null,null,null,null,null,null,null,null,null,null,null,null,null,null,"Virginia Electric And Power Company","Whitehouse Solar",2016,2022,20.16,31480.855,727161]
[null,null,null,null,null,null,null,null,null,null,null,null,null,null,null,"Virginia Electric And Power Company","Woodland Solar",2016,2018,20,33463.387999999999,397957.96781120653]
[null,null,null,null,null,null,null,null,null,null,null,null,null,null,null,"Virginia Electric And Power Company","Woodland Solar",2016,2019,20,32632.799999999999,631074.01386896672]
[null,null,null,null,null,null,null,null,null,null,null,null,null,null,null,"Virginia Electric And Power Company","Woodland Solar",2016,2020,20,32395.825000000001,554795.03975853976]
[null,null,null,null,null,null,null,null,null,null,null,null,null,null,null,"Virginia Electric And Power Company","Woodland Solar",2016,2022,19.16,28058.52,445116]
[null,null,null,null,null,null,null,null,null,null,null,null,null,null,null,"Wisconsin Public Service Corporation","Badger Hollow I",2021,2022,100,197533.606,1413647]
[null,null,null,null,null,null,null,null,null,null,null,null,null,null,null,"Wisconsin Public Service Corporation","Two Creeks",2020,2021,100,191311.03099999999,1792726.6888677198]
[null,null,null,null,null,null,null,null,null,null,null,null,null,null,null,"Wisconsin Public Service Corporation","Two Creeks",2020,2022,100,189869.696,1875749]

{"sheet":"O&M Cost by Project Age","index":23,"n_rows":40,"n_cols":22,"rows_kept":40,"cut":false,"hidden":false,"merged":[[27,12,27,14],[27,15,27,17],[27,18,27,19],[23,0,25,9],[27,0,28,0],[27,1,27,3],[27,4,27,6],[27,7,27,9],[27,11,28,11]]}
["PV Operation and Maintenance Costs by project age"]
[]
[]
[]
[]
[]
[]
[]
[]
[]
[]
[]
[]
[]
[]
[]
[]
[]
[]
[]
[]
["Source: FERC, Berkeley Lab"]
[null,null,null,null,null,null,null,null,null,null,null,"Note: Only projects with commercial operation date after 2010 are shown",null,null,null,null,null,null,"Note: Only projects with commercial operation date after 2010 are shown"]
["Note: Included in cost scope are project supervision, engineering, maintenance, rents, and training. \nExcluded are payments for property taxes, insurance, land royalties, performance bonds, various admnistrative and other fees, and overhead."]
[]
[]
[]
["Years post COD","Median $/kW-AC",null,null,"Cost Sample Project Count",null,null,"Cost Sample Capacity (MW-AC)",null,null,null,"Years post COD","$/kW-AC-year",null,null,"$/MWh",null,null,"Cost Sample"]
[null,"2011-2014","2015-2017","2018-2021","2011-2014","2015-2017","2018-2021","2011-2014","2015-2017","2018-2021",null,null,"50th Percentile","20th Percentile","80th Percentile","50th Percentile","20th Percentile","80th Percentile","Project Count","Capacity (MW)","$/kW-AC Range","$/MWh Range"]
[1,40.933552757486211,23.500026065201762,5.2014695185582056,15,15,74,223.6,311.77999999999997,4810.08,null,"1-2",1,1,1,1,1,1,null,null,{"$f":"O30-N30","v":0},{"$f":"R30-Q30","v":0}]
[2,25.009520177415311,22.570200578346306,6.282671343243349,17,20,55,248.5,386.88,3397.56,null,3,0.95780394769151311,0.80639662794435407,1.327682330022909,1.0067407239022519,0.72798921332900202,1.2372302868024052,65,2303.8199999999997,0.52128570207855496,{"$f":"R31-Q31","v":0.50924107347340319}]
[3,20.624445532046835,21.21435761017143,9.6044410657879489,18,25,28,256.5,645.18000000000006,1668.44,null,4,0.82249785918522333,0.4428527549265579,1.3451651459247416,0.79573201321920661,0.45270965246491079,1.4101893367821472,45,1327.0500000000002,0.90231239099818361,0.9574796843172364]
[4,15.255716031526754,18.909849995701915,5.3606800000000003,18,20,14,254.5,539.85,874,null,5,0.86107307225749707,0.40721069416709704,1.3979865390890354,0.77720389388014754,0.44154097667336389,1.3786671473270526,30,499.18,0.99077584492193838,0.93712617065368875]
[5,18.9096594132841,20.088208336167892,null,17,19,null,246.5,522.48,null,null,6,0.93983479601689146,0.39019813695733474,1.2133410858401936,0.9123230539109175,0.44712670415228467,1.2901461433185966,29,437.42,0.82314294888285888,0.84301943916631195]
[6,18.909709755809562,20.667615059885133,null,17,17,null,246.5,472.92,null,null,7,0.98041052447074517,0.27262289796769845,1.1676210211202034,0.77572159514784134,0.33089751897384473,1.0717088819084941,21,275.40999999999997,0.89499812315250493,0.74081136293464933]
[7,16.867320950842853,23.323894736842107,null,20,7,null,279.89,104.81,null,null,8,0.48778316757315188,0.24090285603630332,1.2180426624618332,0.52822918266859298,0.26644328057843708,0.98357490241076595,16,205.4,0.97713980642552989,0.71713162183232892]
[8,15.17042806152025,null,null,18,null,null,265.39,null,null,null,9,0.54660420747824001,0.280878819729448,1.1012287358762507,0.67788317480217219,0.33733415787803767,1.1963305552000718,13,182.4,0.82034991614680264,0.85899639732203414]
[9,14.6874,null,null,13,null,null,182.4,null,null,null,10,0.32245935161545392,0.21946031580274319,1.1371949320922641,0.41478367027209212,0.29403492141617782,0.88402931440462995,8,116,0.91773461628952091,0.58999439298845213]
[10,13.890151679476514,null,null,8,null,null,116,null,null,null,11,0.49438545660131855,0.45859658314166862,1.253856014567498,0.8372497393558932,0.73146557668325585,0.93269852743171711,5,66,0.79525943142582933,0.20123295074846126]
[11,21.788933333333333,null,null,5,null,null,66]

{"sheet":"CF by GHI, Mount, ILR","index":24,"n_rows":1075,"n_cols":9,"rows_kept":1075,"cut":false,"hidden":false,"merged":[[25,7,25,8],[52,1,55,1],[56,1,59,1],[28,0,35,0],[36,0,43,0],[44,0,51,0],[52,0,59,0],[28,1,31,1],[32,1,35,1],[36,1,39,1],[40,1,43,1],[44,1,47,1],[48,1,51,1]]}
["Cumulative capacity factor by resource strength, fixed-tilt vs. tracking, and inverter loading ratio"]
[]
[]
[]
[]
[]
[]
[]
[]
[]
[]
[]
[]
[]
[]
[]
[]
[]
[]
[]
[]
[]
[]
["Source: EIA, FERC, Berkeley Lab"]
[]
[null,null,null,"Median",null,null,null,"Individual Projects"]
["GHI","Mount","DC:AC (ILR)","Capacity","Sample","Sample",null,null,"Capacity"]
["Quartile","Type","Quartile","Factor","Projects","MW",null,"Bin","Factor"]
["1st Quartile GHI","\nFixed-Tilt",1,0.16744929122648711,53,561.96,null,1,9.5739541237048531E-2]
[null,null,2,0.18482257263485874,31,382.21700000000004,null,1,0.10470176940639273]
[null,null,3,0.18034317909977549,26,359.22900000000004,null,1,0.1321102413568167]
[null,null,4,0.19423779096303057,19,357.37000000000006,null,1,0.13216151318560959]
[null,"\nTracking",1,0.19288010628372068,27,786.64,null,1,0.14156199802023628]
[null,null,2,0.21560957918100421,30,1270.0000000000002,null,1,0.14520878829991396]
[null,null,3,0.21638226852602721,38,1390.85,null,1,0.14786753892185203]
[null,null,4,0.22465924827821449,38,1423.8000000000002,null,1,0.149632203786733]
["2nd Quartile GHI","\nFixed-Tilt",1,0.18914271047227926,10,221.56200000000001,null,1,0.15206223696290247]
[null,null,2,0.1992887183664494,20,507.55299999999994,null,1,0.15237239659724261]
[null,null,3,0.2055672880166011,15,748.9,null,1,0.15396390916463909]
[null,null,4,0.22099176769903464,28,991.76299999999992,null,1,0.15506852409638555]
[null,"\nTracking",1,0.21941762065235745,19,1057.2,null,1,0.15510375887115566]
[null,null,2,0.23859039279271019,32,1584.81,null,1,0.15596849190052473]
[null,null,3,0.24543743698253689,50,2196.15,null,1,0.15624621473098307]
[null,null,4,0.24449664336727983,87,3066.9050000000002,null,1,0.15766980593607305]
["3rd Quartile GHI","\nFixed-Tilt",1,0.20685760775520812,10,214.73999999999998,null,1,0.15864507299270073]
[null,null,2,0.22306573544051772,12,349.76,null,1,0.16057494866529773]
[null,null,3,0.21147863435884071,13,526.69999999999993,null,1,0.1609049116046378]
[null,null,4,0.23742759952192696,23,1659,null,1,0.16169129663548518]
[null,"\nTracking",1,0.22652690687307109,49,2040.6359999999997,null,1,0.16175228310502285]
[null,null,2,0.27225772743238497,62,4261.085,null,1,0.16510381017567877]
[null,null,3,0.28225315685379582,55,3252.9879999999998,null,1,0.16545540102478304]
[null,null,4,0.27843882654429619,38,2223.422,null,1,0.16571589387854449]
["4th Quartile GHI","\nFixed-Tilt",1,0.22852427496547453,15,761.5,null,1,0.16645073498256244]
[null,null,2,0.24915431543545422,13,1313.66,null,1,0.16648694978986953]
[null,null,3,0.27192853244424492,6,1109.7,null,1,0.16744929122648711]
[null,null,4,0.27094411249589428,6,501.49,null,1,0.16806114383422746]
[null,"\nTracking",1,0.28257746788811372,73,3544.1780000000008,null,1,0.16843324766787637]
[null,null,2,0.30095496655765153,66,4977.7759999999998,null,1,0.16847277528897739]
[null,null,3,0.30539404220045058,60,5061.16,null,1,0.1685235886125688]
[null,null,4,0.31567483315770989,23,1908.64,null,1,0.16953661754455837]
[null,null,null,null,null,null,null,1,0.16971812871319988]
[null,null,null,"Total:",{"$f":"SUM(E29:E60)","v":1047},{"$f":"SUM(F29:F60)","v":50613.343999999997},null,1,0.17144043171440429]
[null,null,null,null,null,null,null,1,0.17187943693967789]
[null,null,null,null,null,null,null,1,0.17246061746831765]
[null,null,null,null,null,null,null,1,0.17256593339137027]
[null,null,null,null,null,null,null,1,0.17333383119253876]
[null,null,null,null,null,null,null,1,0.17476522787972779]
[null,null,null,null,null,null,null,1,0.17505590543994157]
[null,null,null,null,null,null,null,1,0.17523544520547946]
[null,null,null,null,null,null,null,1,0.17633648471366645]
[null,null,null,null,null,null,null,1,0.1768451992077319]
[null,null,null,null,null,null,null,1,0.17754871611391113]
[null,null,null,null,null,null,null,1,0.17921271864316771]
[null,null,null,null,null,null,null,1,0.17949142995665068]
[null,null,null,null,null,null,null,1,0.18330212456643519]
[null,null,null,null,null,null,null,1,0.18362850787132101]
[null,null,null,null,null,null,null,1,0.18474884629037983]
[null,null,null,null,null,null,null,1,0.18663465049007216]
[null,null,null,null,null,null,null,1,0.18742570402287731]
[null,null,null,null,null,null,null,1,0.191752772315989]
[null,null,null,null,null,null,null,1,0.19751743579715814]
[null,null,null,null,null,null,null,2,0.13727368766645376]
[null,null,null,null,null,null,null,2,0.14270595509893461]
[null,null,null,null,null,null,null,2,0.15411667942936549]
[null,null,null,null,null,null,null,2,0.16211441323308523]
[null,null,null,null,null,null,null,2,0.16437845106093554]
[null,null,null,null,null,null,null,2,0.16575425790754261]
[null,null,null,null,null,null,null,2,0.16689986737910059]
[null,null,null,null,null,null,null,2,0.16914359598418011]
[null,null,null,null,null,null,null,2,0.17403775318096248]
[null,null,null,null,null,null,null,2,0.17669360796071787]
[null,null,null,null,null,null,null,2,0.17732033975484893]
[null,null,null,null,null,null,null,2,0.17758069423791367]
[null,null,null,null,null,null,null,2,0.17771279243404681]
[null,null,null,null,null,null,null,2,0.17993301878844048]
[null,null,null,null,null,null,null,2,0.18237119601400256]
[null,null,null,null,null,null,null,2,0.18482257263485874]
[null,null,null,null,null,null,null,2,0.18542576775118991]
[null,null,null,null,null,null,null,2,0.18751900851581513]
[null,null,null,null,null,null,null,2,0.18808662681027136]
[null,null,null,null,null,null,null,2,0.18822153775952544]
[null,null,null,null,null,null,null,2,0.18824468778516493]
[null,null,null,null,null,null,null,2,0.1893368930266521]
[null,null,null,null,null,null,null,2,0.19090092402464068]
[null,null,null,null,null,null,null,2,0.19402476215020512]
[null,null,null,null,null,null,null,2,0.19508762686484388]
[null,null,null,null,null,null,null,2,0.20028384548932493]
[null,null,null,null,null,null,null,2,0.20087096228648738]
[null,null,null,null,null,null,null,2,0.20301652488510799]
[null,null,null,null,null,null,null,2,0.20950510185942331]
[null,null,null,null,null,null,null,2,0.22690853310502282]
[null,null,null,null,null,null,null,2,0.23267837491879453]
[null,null,null,null,null,null,null,3,0.11972031963470325]
[null,null,null,null,null,null,null,3,0.12937214611872147]
[null,null,null,null,null,null,null,3,0.14900827625570781]
[null,null,null,null,null,null,null,3,0.15693513078683102]
[null,null,null,null,null,null,null,3,0.15755443539690914]
[null,null,null,null,null,null,null,3,0.17022851620828192]
[null,null,null,null,null,null,null,3,0.17076865625673712]
[null,null,null,null,null,null,null,3,0.1724551450578847]
[null,null,null,null,null,null,null,3,0.17730166724781421]
[null,null,null,null,null,null,null,3,0.17774618213576879]
[null,null,null,null,null,null,null,3,0.17843162909966334]
[null,null,null,null,null,null,null,3,0.17928914887229525]
[null,null,null,null,null,null,null,3,0.18000659262640095]
[null,null,null,null,null,null,null,3,0.18067976557315002]
[null,null,null,null,null,null,null,3,0.18437089497503681]
[null,null,null,null,null,null,null,3,0.18684103480584052]
[null,null,null,null,null,null,null,3,0.18715278822337875]
[null,null,null,null,null,null,null,3,0.18824353834620774]
[null,null,null,null,null,null,null,3,0.19029991573921284]
[null,null,null,null,null,null,null,3,0.19629794147778207]
[null,null,null,null,null,null,null,3,0.19847229828404528]
[null,null,null,null,null,null,null,3,0.19861892442064516]
[null,null,null,null,null,null,null,3,0.20316113964735219]
[null,null,null,null,null,null,null,3,0.20415735036884936]
[null,null,null,null,null,null,null,3,0.2117177953566145]
[null,null,null,null,null,null,null,3,0.23242009132420091]
[null,null,null,null,null,null,null,4,0.1641084873374401]
[null,null,null,null,null,null,null,4,0.17083506295835069]
[null,null,null,null,null,null,null,4,0.17183887063405137]
[null,null,null,null,null,null,null,4,0.17731521118721469]
[null,null,null,null,null,null,null,4,0.17894036037196917]
[null,null,null,null,null,null,null,4,0.18057456407137065]
[null,null,null,null,null,null,null,4,0.18783502509124086]
[null,null,null,null,null,null,null,4,0.18899941772261725]
[null,null,null,null,null,null,null,4,0.19334156651674891]
[null,null,null,null,null,null,null,4,0.19423779096303057]
[null,null,null,null,null,null,null,4,0.19847595327047382]
[null,null,null,null,null,null,null,4,0.19934510770354141]
[null,null,null,null,null,null,null,4,0.20170033710474269]
[null,null,null,null,null,null,null,4,0.21007180697076647]
[null,null,null,null,null,null,null,4,0.21115582191780827]
[null,null,null,null,null,null,null,4,0.21386636846519422]
[null,null,null,null,null,null,null,4,0.21465986006540419]
[null,null,null,null,null,null,null,4,0.2203256901665526]
[null,null,null,null,null,null,null,4,0.22710187086470454]
[null,null,null,null,null,null,null,5,0.10995596868884541]
[null,null,null,null,null,null,null,5,0.17621131405377979]
[null,null,null,null,null,null,null,5,0.17622936424306285]
[null,null,null,null,null,null,null,5,0.17709090494208238]
[null,null,null,null,null,null,null,5,0.18030327018515688]
[null,null,null,null,null,null,null,5,0.18378057685286603]
[null,null,null,null,null,null,null,5,0.18605498477929985]
[null,null,null,null,null,null,null,5,0.18689117199391173]
[null,null,null,null,null,null,null,5,0.18741826338199516]
[null,null,null,null,null,null,null,5,0.18859099804305285]
[null,null,null,null,null,null,null,5,0.18919392885117764]
[null,null,null,null,null,null,null,5,0.18930649236260816]
[null,null,null,null,null,null,null,5,0.19088724732636242]
[null,null,null,null,null,null,null,5,0.19288010628372068]
[null,null,null,null,null,null,null,5,0.19452612929303181]
[null,null,null,null,null,null,null,5,0.19463165777403352]
[null,null,null,null,null,null,null,5,0.19609273892483819]
[null,null,null,null,null,null,null,5,0.19790580465762947]
[null,null,null,null,null,null,null,5,0.19865100899465626]
[null,null,null,null,null,null,null,5,0.20017760409493646]
[null,null,null,null,null,null,null,5,0.20059360730593609]
[null,null,null,null,null,null,null,5,0.20167808219178082]
[null,null,null,null,null,null,null,5,0.20849773858893317]
[null,null,null,null,null,null,null,5,0.2106012176560122]
[null,null,null,null,null,null,null,5,0.21815101314348304]
[null,null,null,null,null,null,null,5,0.21976598173515982]
[null,null,null,null,null,null,null,5,0.2214882256297919]
[null,null,null,null,null,null,null,6,0.13394977168949773]
[null,null,null,null,null,null,null,6,0.15027777777777779]
[null,null,null,null,null,null,null,6,0.19089740942153693]
[null,null,null,null,null,null,null,6,0.19528450502346092]
[null,null,null,null,null,null,null,6,0.19528861510381018]
[null,null,null,null,null,null,null,6,0.1955323746232342]
[null,null,null,null,null,null,null,6,0.19950255567725447]
[null,null,null,null,null,null,null,6,0.20286600949251551]
[null,null,null,null,null,null,null,6,0.20332952815829528]
[null,null,null,null,null,null,null,6,0.20565442238953535]
[null,null,null,null,null,null,null,6,0.21108875570776256]
[null,null,null,null,null,null,null,6,0.21306849315068493]
[null,null,null,null,null,null,null,6,0.21411085743277522]
[null,null,null,null,null,null,null,6,0.21438389192431964]
[null,null,null,null,null,null,null,6,0.21544611327068419]
[null,null,null,null,null,null,null,6,0.21577304509132419]
[null,null,null,null,null,null,null,6,0.21885838809784594]
[null,null,null,null,null,null,null,6,0.2204639689287777]
[null,null,null,null,null,null,null,6,0.22263582820461908]
[null,null,null,null,null,null,null,6,0.2277524330900243]
[null,null,null,null,null,null,null,6,0.22842294520547946]
[null,null,null,null,null,null,null,6,0.23223744292237444]
[null,null,null,null,null,null,null,6,0.23322781200091264]
[null,null,null,null,null,null,null,6,0.23423570341378561]
[null,null,null,null,null,null,null,6,0.2350980135532095]
[null,null,null,null,null,null,null,6,0.23605022831050229]
[null,null,null,null,null,null,null,6,0.24154109589041092]
[null,null,null,null,null,null,null,6,0.24178082191780823]
[null,null,null,null,null,null,null,6,0.24271461187214616]
[null,null,null,null,null,null,null,6,0.24726027397260275]
[null,null,null,null,null,null,null,7,0.13999771897810223]
[null,null,null,null,null,null,null,7,0.16283578767123286]
[null,null,null,null,null,null,null,7,0.16427801213385154]
[null,null,null,null,null,null,null,7,0.17054721856793836]
[null,null,null,null,null,null,null,7,0.18435866022884687]
[null,null,null,null,null,null,null,7,0.18615069709960219]
[null,null,null,null,null,null,null,7,0.18812281302297276]
[null,null,null,null,null,null,null,7,0.19500000000000001]
[null,null,null,null,null,null,null,7,0.19717465753424654]
[null,null,null,null,null,null,null,7,0.20511415525114152]
[null,null,null,null,null,null,null,7,0.20899194342273647]
[null,null,null,null,null,null,null,7,0.20939259090217557]
[null,null,null,null,null,null,null,7,0.21002861133639725]
[null,null,null,null,null,null,null,7,0.21116087109237794]
[null,null,null,null,null,null,null,7,0.21126141552511415]
[null,null,null,null,null,null,null,7,0.2113202524906837]
[null,null,null,null,null,null,null,7,0.21149270049520877]
[null,null,null,null,null,null,null,7,0.21260045662100457]
[null,null,null,null,null,null,null,7,0.21591534699957896]
[null,null,null,null,null,null,null,7,0.21684919005247549]
[null,null,null,null,null,null,null,7,0.2173376199794986]
[null,null,null,null,null,null,null,7,0.22059048379735283]
[null,null,null,null,null,null,null,7,0.22086037010334053]
[null,null,null,null,null,null,null,7,0.22252359208523592]
[null,null,null,null,null,null,null,7,0.22316103757797051]
[null,null,null,null,null,null,null,7,0.22367111579440349]
[null,null,null,null,null,null,null,7,0.22657333880978464]
[null,null,null,null,null,null,null,7,0.22795662100456621]
[null,null,null,null,null,null,null,7,0.22799340436326743]
[null,null,null,null,null,null,null,7,0.22900684931506854]
[null,null,null,null,null,null,null,7,0.22975580804194004]
[null,null,null,null,null,null,null,7,0.23618036529680367]
[null,null,null,null,null,null,null,7,0.23794292237442924]
[null,null,null,null,null,null,null,7,0.24559233891425669]
[null,null,null,null,null,null,null,7,0.24941019786910196]
[null,null,null,null,null,null,null,7,0.25526398401826483]
[null,null,null,null,null,null,null,7,0.26803998893039988]
[null,null,null,null,null,null,null,7,0.26970273511369403]
[null,null,null,null,null,null,null,8,0.14711643835616442]
[null,null,null,null,null,null,null,8,0.19034880781868729]
[null,null,null,null,null,null,null,8,0.19557379599381411]
[null,null,null,null,null,null,null,8,0.19691063720121124]
[null,null,null,null,null,null,null,8,0.19870458606313282]
[null,null,null,null,null,null,null,8,0.19952537422416944]
[null,null,null,null,null,null,null,8,0.1999018802482658]
[null,null,null,null,null,null,null,8,0.20066021662407205]
[null,null,null,null,null,null,null,8,0.20962899543378993]
[null,null,null,null,null,null,null,8,0.21138127853881278]
[null,null,null,null,null,null,null,8,0.21144910219389956]
[null,null,null,null,null,null,null,8,0.2116899415845199]
[null,null,null,null,null,null,null,8,0.21286950252343187]
[null,null,null,null,null,null,null,8,0.21375361586204963]
[null,null,null,null,null,null,null,8,0.21542990142387733]
[null,null,null,null,null,null,null,8,0.21765927345746619]
[null,null,null,null,null,null,null,8,0.21929223744292234]
[null,null,null,null,null,null,null,8,0.22253767123287671]
[null,null,null,null,null,null,null,8,0.22350873378270633]
[null,null,null,null,null,null,null,8,0.22580976277372267]
[null,null,null,null,null,null,null,8,0.22589567362359247]
[null,null,null,null,null,null,null,8,0.22629638077858874]
[null,null,null,null,null,null,null,8,0.22684259766338077]
[null,null,null,null,null,null,null,8,0.22703767123287671]
[null,null,null,null,null,null,null,8,0.22764352866009493]
[null,null,null,null,null,null,null,8,0.23021244067177807]
[null,null,null,null,null,null,null,8,0.23081758853596207]
[null,null,null,null,null,null,null,8,0.23100078527179133]
[null,null,null,null,null,null,null,8,0.23203767123287672]
[null,null,null,null,null,null,null,8,0.23473329182233288]
[null,null,null,null,null,null,null,8,0.23808980213089795]
[null,null,null,null,null,null,null,8,0.23932933789954339]
[null,null,null,null,null,null,null,8,0.24813852289147473]
[null,null,null,null,null,null,null,8,0.25550913242009132]
[null,null,null,null,null,null,null,8,0.26590182648401822]
[null,null,null,null,null,null,null,8,0.27168253877737225]
[null,null,null,null,null,null,null,8,0.27655973933594918]
[null,null,null,null,null,null,null,8,0.29804366438356167]
[null,null,null,null,null,null,null,9,0.17675162695696575]
[null,null,null,null,null,null,null,9,0.17675655099181412]
[null,null,null,null,null,null,null,9,0.18273442847364818]
[null,null,null,null,null,null,null,9,0.18693246634725072]
[null,null,null,null,null,null,null,9,0.18849247091033539]
[null,null,null,null,null,null,null,9,0.18979295003422311]
[null,null,null,null,null,null,null,9,0.18995527564804671]
[null,null,null,null,null,null,null,9,0.19285779481562618]
[null,null,null,null,null,null,null,9,0.19428473648186173]
[null,null,null,null,null,null,null,9,0.20738501616156202]
[null,null,null,null,null,null,null,10,0.16878710045662101]
[null,null,null,null,null,null,null,10,0.17006732162811022]
[null,null,null,null,null,null,null,10,0.17156335549472038]
[null,null,null,null,null,null,null,10,0.18740951423928767]
[null,null,null,null,null,null,null,10,0.19127069482466433]
[null,null,null,null,null,null,null,10,0.19138622380685444]
[null,null,null,null,null,null,null,10,0.19252585158150853]
[null,null,null,null,null,null,null,10,0.19400881401811979]
[null,null,null,null,null,null,null,10,0.19760590846852827]
[null,null,null,null,null,null,null,10,0.19818309216529789]
[null,null,null,null,null,null,null,10,0.20039434456760091]
[null,null,null,null,null,null,null,10,0.2026478822528881]
[null,null,null,null,null,null,null,10,0.20387162642844051]
[null,null,null,null,null,null,null,10,0.20542499070412062]
[null,null,null,null,null,null,null,10,0.2058745439752811]
[null,null,null,null,null,null,null,10,0.20627994524298426]
[null,null,null,null,null,null,null,10,0.21091111256548067]
[null,null,null,null,null,null,null,10,0.22182621717483589]
[null,null,null,null,null,null,null,10,0.22216519667477697]
[null,null,null,null,null,null,null,10,0.23135332077076695]
[null,null,null,null,null,null,null,11,0.18387535034545691]
[null,null,null,null,null,null,null,11,0.18661749209694412]
[null,null,null,null,null,null,null,11,0.18781205904699874]
[null,null,null,null,null,null,null,11,0.19946061643835616]
[null,null,null,null,null,null,null,11,0.20233060586558793]
[null,null,null,null,null,null,null,11,0.20409936693882388]
[null,null,null,null,null,null,null,11,0.20490429322556816]
[null,null,null,null,null,null,null,11,0.2055672880166011]
[null,null,null,null,null,null,null,11,0.20874224169404898]
[null,null,null,null,null,null,null,11,0.21398991119066013]
[null,null,null,null,null,null,null,11,0.2220551878898524]
[null,null,null,null,null,null,null,11,0.22296942022969421]
[null,null,null,null,null,null,null,11,0.227775399543379]
[null,null,null,null,null,null,null,11,0.22803367579908676]
[null,null,null,null,null,null,null,11,0.23745053272450531]
[null,null,null,null,null,null,null,12,0.17272351990772009]
[null,null,null,null,null,null,null,12,0.17692576431667806]
[null,null,null,null,null,null,null,12,0.19070104172843905]
[null,null,null,null,null,null,null,12,0.20084499721081192]
[null,null,null,null,null,null,null,12,0.20592274035784777]
[null,null,null,null,null,null,null,12,0.20593856212102396]
[null,null,null,null,null,null,null,12,0.20847488584474888]
[null,null,null,null,null,null,null,12,0.21228653369834441]
[null,null,null,null,null,null,null,12,0.21265403925148332]
[null,null,null,null,null,null,null,12,0.21350290407742115]
[null,null,null,null,null,null,null,12,0.21405396518634837]
[null,null,null,null,null,null,null,12,0.21437024521790515]
[null,null,null,null,null,null,null,12,0.21500583193873929]
[null,null,null,null,null,null,null,12,0.21987951807228914]
[null,null,null,null,null,null,null,12,0.22210401732578014]
[null,null,null,null,null,null,null,12,0.22253861947594838]
[null,null,null,null,null,null,null,12,0.22271499047787419]
[null,null,null,null,null,null,null,12,0.22287237794151807]
[null,null,null,null,null,null,null,12,0.22296460478300609]
[null,null,null,null,null,null,null,12,0.22379381287481268]
[null,null,null,null,null,null,null,12,0.22476913073237509]
[null,null,null,null,null,null,null,12,0.22660353651435752]
[null,null,null,null,null,null,null,12,0.22999502208947786]
[null,null,null,null,null,null,null,12,0.23105737919538569]
[null,null,null,null,null,null,null,12,0.23179063349613177]
[null,null,null,null,null,null,null,12,0.23251767068273094]
[null,null,null,null,null,null,null,12,0.23310085797736402]
[null,null,null,null,null,null,null,12,0.23810862338678138]
[null,null,null,null,null,null,null,13,0.14929787761681379]
[null,null,null,null,null,null,null,13,0.18656782010195669]
[null,null,null,null,null,null,null,13,0.19692210400041729]
[null,null,null,null,null,null,null,13,0.20571841453344344]
[null,null,null,null,null,null,null,13,0.20721400933120196]
[null,null,null,null,null,null,null,13,0.21328002236554167]
[null,null,null,null,null,null,null,13,0.21404937933552393]
[null,null,null,null,null,null,null,13,0.21593673965936747]
[null,null,null,null,null,null,null,13,0.217803564515237]
[null,null,null,null,null,null,null,13,0.21941762065235745]
[null,null,null,null,null,null,null,13,0.22059061762203411]
[null,null,null,null,null,null,null,13,0.2234236421787929]
[null,null,null,null,null,null,null,13,0.22645587915531507]
[null,null,null,null,null,null,null,13,0.2312072622983847]
[null,null,null,null,null,null,null,13,0.25328078656171576]
[null,null,null,null,null,null,null,13,0.2607070745471749]
[null,null,null,null,null,null,null,13,0.26192909662263175]
[null,null,null,null,null,null,null,13,0.26718351130766188]
[null,null,null,null,null,null,null,13,0.28921545630825046]
[null,null,null,null,null,null,null,14,0.20026120193456201]
[null,null,null,null,null,null,null,14,0.21555432127856139]
[null,null,null,null,null,null,null,14,0.21766217507516045]
[null,null,null,null,null,null,null,14,0.21805789097491118]
[null,null,null,null,null,null,null,14,0.21843286955611693]
[null,null,null,null,null,null,null,14,0.22238870297130109]
[null,null,null,null,null,null,null,14,0.22702108424504305]
[null,null,null,null,null,null,null,14,0.2283549374947563]
[null,null,null,null,null,null,null,14,0.22841395547945206]
[null,null,null,null,null,null,null,14,0.22871235573607565]
[null,null,null,null,null,null,null,14,0.23234994554432004]
[null,null,null,null,null,null,null,14,0.23387290715372905]
[null,null,null,null,null,null,null,14,0.23400134688912061]
[null,null,null,null,null,null,null,14,0.23444270785449417]
[null,null,null,null,null,null,null,14,0.23581534910771457]
[null,null,null,null,null,null,null,14,0.23796845681829709]
[null,null,null,null,null,null,null,14,0.23921232876712328]
[null,null,null,null,null,null,null,14,0.24225127992251275]
[null,null,null,null,null,null,null,14,0.24296546244068401]
[null,null,null,null,null,null,null,14,0.24641995051596163]
[null,null,null,null,null,null,null,14,0.2486895634485996]
[null,null,null,null,null,null,null,14,0.25158852384211727]
[null,null,null,null,null,null,null,14,0.25213039014373717]
[null,null,null,null,null,null,null,14,0.25379090563165907]
[null,null,null,null,null,null,null,14,0.2551264012923482]
[null,null,null,null,null,null,null,14,0.25763652052694669]
[null,null,null,null,null,null,null,14,0.26006960292104064]
[null,null,null,null,null,null,null,14,0.26378621948437142]
[null,null,null,null,null,null,null,14,0.26818735298187352]
[null,null,null,null,null,null,null,14,0.27824023366192041]
[null,null,null,null,null,null,null,14,0.27885405257393214]
[null,null,null,null,null,null,null,14,0.29839721651836643]
[null,null,null,null,null,null,null,15,0.1811620409597223]
[null,null,null,null,null,null,null,15,0.18631762852358971]
[null,null,null,null,null,null,null,15,0.19255162898344316]
[null,null,null,null,null,null,null,15,0.1995239912819321]
[null,null,null,null,null,null,null,15,0.19976809610705595]
[null,null,null,null,null,null,null,15,0.20695599415709143]
[null,null,null,null,null,null,null,15,0.21559637309568852]
[null,null,null,null,null,null,null,15,0.21732782217995372]
[null,null,null,null,null,null,null,15,0.21846194824961945]
[null,null,null,null,null,null,null,15,0.21865759194391887]
[null,null,null,null,null,null,null,15,0.22084774033746388]
[null,null,null,null,null,null,null,15,0.22182505707762556]
[null,null,null,null,null,null,null,15,0.22371092858772532]
[null,null,null,null,null,null,null,15,0.22510364512167841]
[null,null,null,null,null,null,null,15,0.22619833662964656]
[null,null,null,null,null,null,null,15,0.22850002851927903]
[null,null,null,null,null,null,null,15,0.22915753924790067]
[null,null,null,null,null,null,null,15,0.22971138489618981]
[null,null,null,null,null,null,null,15,0.22986998175182483]
[null,null,null,null,null,null,null,15,0.23065423021770304]
[null,null,null,null,null,null,null,15,0.23078876042796198]
[null,null,null,null,null,null,null,15,0.23893543763207287]
[null,null,null,null,null,null,null,15,0.24308310693819599]
[null,null,null,null,null,null,null,15,0.24359115045326793]
[null,null,null,null,null,null,null,15,0.24469468429173341]
[null,null,null,null,null,null,null,15,0.24618018967334035]
[null,null,null,null,null,null,null,15,0.24752148758011222]
[null,null,null,null,null,null,null,15,0.24781872813022976]
[null,null,null,null,null,null,null,15,0.24911235852500913]
[null,null,null,null,null,null,null,15,0.24935159817351599]
[null,null,null,null,null,null,null,15,0.24964818195648869]
[null,null,null,null,null,null,null,15,0.25038795070743958]
[null,null,null,null,null,null,null,15,0.25093441949616652]
[null,null,null,null,null,null,null,15,0.25240786902128753]
[null,null,null,null,null,null,null,15,0.25299125454686172]
[null,null,null,null,null,null,null,15,0.25334692832452399]
[null,null,null,null,null,null,null,15,0.25511182108626196]
[null,null,null,null,null,null,null,15,0.25576054216867472]
[null,null,null,null,null,null,null,15,0.25631584702571125]
[null,null,null,null,null,null,null,15,0.2615462328767123]
[null,null,null,null,null,null,null,15,0.26490188452906122]
[null,null,null,null,null,null,null,15,0.26708538700255569]
[null,null,null,null,null,null,null,15,0.2671917808219178]
[null,null,null,null,null,null,null,15,0.2674354366347178]
[null,null,null,null,null,null,null,15,0.26818428756082724]
[null,null,null,null,null,null,null,15,0.2719799653158087]
[null,null,null,null,null,null,null,15,0.27198338809784595]
[null,null,null,null,null,null,null,15,0.27977493917274943]
[null,null,null,null,null,null,null,15,0.28011992356833221]
[null,null,null,null,null,null,null,15,0.29536386986301372]
[null,null,null,null,null,null,null,16,0.17459217430983345]
[null,null,null,null,null,null,null,16,0.18204711384896188]
[null,null,null,null,null,null,null,16,0.18732573645290337]
[null,null,null,null,null,null,null,16,0.19231068384045785]
[null,null,null,null,null,null,null,16,0.19329796942733285]
[null,null,null,null,null,null,null,16,0.19439623955024365]
[null,null,null,null,null,null,null,16,0.20446319951338199]
[null,null,null,null,null,null,null,16,0.20537303216974676]
[null,null,null,null,null,null,null,16,0.20591277767039637]
[null,null,null,null,null,null,null,16,0.20949479737130342]
[null,null,null,null,null,null,null,16,0.21309533994980606]
[null,null,null,null,null,null,null,16,0.21418561558373839]
[null,null,null,null,null,null,null,16,0.2166704683698297]
[null,null,null,null,null,null,null,16,0.21706856331456972]
[null,null,null,null,null,null,null,16,0.21769436727463065]
[null,null,null,null,null,null,null,16,0.21793263381995134]
[null,null,null,null,null,null,null,16,0.22114363050864649]
[null,null,null,null,null,null,null,16,0.22282360876256346]
[null,null,null,null,null,null,null,16,0.22372292679293071]
[null,null,null,null,null,null,null,16,0.22380887185104054]
[null,null,null,null,null,null,null,16,0.22412511006593216]
[null,null,null,null,null,null,null,16,0.22469332927818331]
[null,null,null,null,null,null,null,16,0.22675832496653281]
[null,null,null,null,null,null,null,16,0.22815638668757024]
[null,null,null,null,null,null,null,16,0.22818064214901562]
[null,null,null,null,null,null,null,16,0.22831564734520002]
[null,null,null,null,null,null,null,16,0.23004437400658642]
[null,null,null,null,null,null,null,16,0.23040273540406306]
[null,null,null,null,null,null,null,16,0.23169099756690997]
[null,null,null,null,null,null,null,16,0.23268802395938959]
[null,null,null,null,null,null,null,16,0.2327291206131713]
[null,null,null,null,null,null,null,16,0.23275333417403979]
[null,null,null,null,null,null,null,16,0.23300644646321469]
[null,null,null,null,null,null,null,16,0.23522817875781191]
[null,null,null,null,null,null,null,16,0.235268400243309]
[null,null,null,null,null,null,null,16,0.23554898298048985]
[null,null,null,null,null,null,null,16,0.23601557152635186]
[null,null,null,null,null,null,null,16,0.23710315862379994]
[null,null,null,null,null,null,null,16,0.23739733259723678]
[null,null,null,null,null,null,null,16,0.23970708006852587]
[null,null,null,null,null,null,null,16,0.2410125126173141]
[null,null,null,null,null,null,null,16,0.24245148401826483]
[null,null,null,null,null,null,null,16,0.24432748000367749]
[null,null,null,null,null,null,null,16,0.24449664336727983]
[null,null,null,null,null,null,null,16,0.24469523424862238]
[null,null,null,null,null,null,null,16,0.24647929500342233]
[null,null,null,null,null,null,null,16,0.24653267083674191]
[null,null,null,null,null,null,null,16,0.24730146052031038]
[null,null,null,null,null,null,null,16,0.24731156029074974]
[null,null,null,null,null,null,null,16,0.24868721461187215]
[null,null,null,null,null,null,null,16,0.24877635542168672]
[null,null,null,null,null,null,null,16,0.24995816599732262]
[null,null,null,null,null,null,null,16,0.25120557468800275]
[null,null,null,null,null,null,null,16,0.25123978838048056]
[null,null,null,null,null,null,null,16,0.25133181126331816]
[null,null,null,null,null,null,null,16,0.25244292237442922]
[null,null,null,null,null,null,null,16,0.25245576484018262]
[null,null,null,null,null,null,null,16,0.25374304973130801]
[null,null,null,null,null,null,null,16,0.25406392694063928]
[null,null,null,null,null,null,null,16,0.25457785854067644]
[null,null,null,null,null,null,null,16,0.25514694615549627]
[null,null,null,null,null,null,null,16,0.25770766832771475]
[null,null,null,null,null,null,null,16,0.25776255707762558]
[null,null,null,null,null,null,null,16,0.25808945585192256]
[null,null,null,null,null,null,null,16,0.26121656881930855]
[null,null,null,null,null,null,null,16,0.26395662100456618]
[null,null,null,null,null,null,null,16,0.26468797564687974]
[null,null,null,null,null,null,null,16,0.26558983465376168]
[null,null,null,null,null,null,null,16,0.26581381792376318]
[null,null,null,null,null,null,null,16,0.26591894977168945]
[null,null,null,null,null,null,null,16,0.26908675799086756]
[null,null,null,null,null,null,null,16,0.26920894884717878]
[null,null,null,null,null,null,null,16,0.26924543378995436]
[null,null,null,null,null,null,null,16,0.27143378995433792]
[null,null,null,null,null,null,null,16,0.27438911514253983]
[null,null,null,null,null,null,null,16,0.27458712072717961]
[null,null,null,null,null,null,null,16,0.27495433789954343]
[null,null,null,null,null,null,null,16,0.27596033105022832]
[null,null,null,null,null,null,null,16,0.27630593607305937]
[null,null,null,null,null,null,null,16,0.27689839391481719]
[null,null,null,null,null,null,null,16,0.27898972602739724]
[null,null,null,null,null,null,null,16,0.28049328905493282]
[null,null,null,null,null,null,null,16,0.28083904109589036]
[null,null,null,null,null,null,null,16,0.28309705851120309]
[null,null,null,null,null,null,null,16,0.2834424523233951]
[null,null,null,null,null,null,null,16,0.28622146118721464]
[null,null,null,null,null,null,null,16,0.28754566210045657]
[null,null,null,null,null,null,null,17,0.18706800473378993]
[null,null,null,null,null,null,null,17,0.19470682181154458]
[null,null,null,null,null,null,null,17,0.19624543691535476]
[null,null,null,null,null,null,null,17,0.1988150544770754]
[null,null,null,null,null,null,null,17,0.205587899543379]
[null,null,null,null,null,null,null,17,0.20812731596703724]
[null,null,null,null,null,null,null,17,0.2107264992717954]
[null,null,null,null,null,null,null,17,0.21311960759913717]
[null,null,null,null,null,null,null,17,0.21708555857106865]
[null,null,null,null,null,null,null,17,0.23698552858808272]
[null,null,null,null,null,null,null,18,0.19547982487279611]
[null,null,null,null,null,null,null,18,0.19857039060884499]
[null,null,null,null,null,null,null,18,0.20370414384950816]
[null,null,null,null,null,null,null,18,0.21208513376850235]
[null,null,null,null,null,null,null,18,0.21536715041986121]
[null,null,null,null,null,null,null,18,0.22301725568276096]
[null,null,null,null,null,null,null,18,0.22311421519827446]
[null,null,null,null,null,null,null,18,0.22563922873385553]
[null,null,null,null,null,null,null,18,0.22957157304403789]
[null,null,null,null,null,null,null,18,0.2367216813710577]
[null,null,null,null,null,null,null,18,0.23871318684686341]
[null,null,null,null,null,null,null,18,0.23929467871485943]
[null,null,null,null,null,null,null,19,0.1546197203196347]
[null,null,null,null,null,null,null,19,0.16560617857366591]
[null,null,null,null,null,null,null,19,0.18911662901170198]
[null,null,null,null,null,null,null,19,0.19413668660656613]
[null,null,null,null,null,null,null,19,0.20601535001955418]
[null,null,null,null,null,null,null,19,0.21126995801538415]
[null,null,null,null,null,null,null,19,0.21147863435884071]
[null,null,null,null,null,null,null,19,0.21192314518991834]
[null,null,null,null,null,null,null,19,0.21436023222796877]
[null,null,null,null,null,null,null,19,0.21526539180533846]
[null,null,null,null,null,null,null,19,0.21731870664476086]
[null,null,null,null,null,null,null,19,0.22702913928441038]
[null,null,null,null,null,null,null,19,0.23814959773863872]
[null,null,null,null,null,null,null,20,0.21731913078267115]
[null,null,null,null,null,null,null,20,0.21932160460021904]
[null,null,null,null,null,null,null,20,0.22510554047287643]
[null,null,null,null,null,null,null,20,0.22791542154509381]
[null,null,null,null,null,null,null,20,0.22873571144004171]
[null,null,null,null,null,null,null,20,0.22883869495779147]
[null,null,null,null,null,null,null,20,0.22902225297604467]
[null,null,null,null,null,null,null,20,0.23109558451313705]
[null,null,null,null,null,null,null,20,0.23452000608550125]
[null,null,null,null,null,null,null,20,0.23684017106973712]
[null,null,null,null,null,null,null,20,0.23713378566058307]
[null,null,null,null,null,null,null,20,0.23742759952192696]
[null,null,null,null,null,null,null,20,0.24032449963020638]
[null,null,null,null,null,null,null,20,0.24068472300698091]
[null,null,null,null,null,null,null,20,0.24179831472115415]
[null,null,null,null,null,null,null,20,0.24364714535257881]
[null,null,null,null,null,null,null,20,0.24509994619028219]
[null,null,null,null,null,null,null,20,0.24588947871963507]
[null,null,null,null,null,null,null,20,0.24767399099016274]
[null,null,null,null,null,null,null,20,0.24822032042654124]
[null,null,null,null,null,null,null,20,0.2531204989120775]
[null,null,null,null,null,null,null,20,0.25476540712819101]
[null,null,null,null,null,null,null,20,0.25566945542582203]
[null,null,null,null,null,null,null,21,0.1515178800102446]
[null,null,null,null,null,null,null,21,0.17990484508596119]
[null,null,null,null,null,null,null,21,0.18141184393465418]
[null,null,null,null,null,null,null,21,0.19233147804576378]
[null,null,null,null,null,null,null,21,0.19278063165905629]
[null,null,null,null,null,null,null,21,0.19329498895490127]
[null,null,null,null,null,null,null,21,0.19419735876471905]
[null,null,null,null,null,null,null,21,0.19440110355659349]
[null,null,null,null,null,null,null,21,0.19586171953214668]
[null,null,null,null,null,null,null,21,0.19713156201158408]
[null,null,null,null,null,null,null,21,0.20051699115268581]
[null,null,null,null,null,null,null,21,0.20291768045417682]
[null,null,null,null,null,null,null,21,0.2082296505197965]
[null,null,null,null,null,null,null,21,0.20851969133152046]
[null,null,null,null,null,null,null,21,0.21091323119043859]
[null,null,null,null,null,null,null,21,0.21514806105701642]
[null,null,null,null,null,null,null,21,0.2155884974833896]
[null,null,null,null,null,null,null,21,0.21560391907560147]
[null,null,null,null,null,null,null,21,0.21616883283369834]
[null,null,null,null,null,null,null,21,0.21618049705139006]
[null,null,null,null,null,null,null,21,0.2197384428223845]
[null,null,null,null,null,null,null,21,0.22018581181980001]
[null,null,null,null,null,null,null,21,0.22251504388251656]
[null,null,null,null,null,null,null,21,0.22281830671970176]
[null,null,null,null,null,null,null,21,0.22652690687307109]
[null,null,null,null,null,null,null,21,0.22666575392479005]
[null,null,null,null,null,null,null,21,0.22717276030529043]
[null,null,null,null,null,null,null,21,0.23340106809496955]
[null,null,null,null,null,null,null,21,0.23898286905090252]
[null,null,null,null,null,null,null,21,0.24007361329199714]
[null,null,null,null,null,null,null,21,0.24463124123329424]
[null,null,null,null,null,null,null,21,0.24575882011353264]
[null,null,null,null,null,null,null,21,0.24882983759751356]
[null,null,null,null,null,null,null,21,0.25078151467553672]
[null,null,null,null,null,null,null,21,0.25123361901352587]
[null,null,null,null,null,null,null,21,0.26223044082107438]
[null,null,null,null,null,null,null,21,0.26258527788641206]
[null,null,null,null,null,null,null,21,0.2658746218543705]
[null,null,null,null,null,null,null,21,0.26766679702776691]
[null,null,null,null,null,null,null,21,0.27129859598390066]
[null,null,null,null,null,null,null,21,0.27742674071393641]
[null,null,null,null,null,null,null,21,0.27970099604622872]
[null,null,null,null,null,null,null,21,0.27996023986442442]
[null,null,null,null,null,null,null,21,0.28002646597666209]
[null,null,null,null,null,null,null,21,0.28073525292261031]
[null,null,null,null,null,null,null,21,0.28189255937013419]
[null,null,null,null,null,null,null,21,0.28422945205479455]
[null,null,null,null,null,null,null,21,0.29849690220859154]
[null,null,null,null,null,null,null,21,0.30529409105294092]
[null,null,null,null,null,null,null,22,0.1819823568180633]
[null,null,null,null,null,null,null,22,0.19643245122322164]
[null,null,null,null,null,null,null,22,0.2221315620115841]
[null,null,null,null,null,null,null,22,0.232869050902516]
[null,null,null,null,null,null,null,22,0.23496575342465756]
[null,null,null,null,null,null,null,22,0.23505025895620729]
[null,null,null,null,null,null,null,22,0.2361603996199933]
[null,null,null,null,null,null,null,22,0.23907010340632603]
[null,null,null,null,null,null,null,22,0.24164258188824664]
[null,null,null,null,null,null,null,22,0.24495814307458144]
[null,null,null,null,null,null,null,22,0.24720106509380166]
[null,null,null,null,null,null,null,22,0.24911616820489677]
[null,null,null,null,null,null,null,22,0.2497723766863022]
[null,null,null,null,null,null,null,22,0.2510730593607306]
[null,null,null,null,null,null,null,22,0.25209204496455179]
[null,null,null,null,null,null,null,22,0.25492936164996477]
[null,null,null,null,null,null,null,22,0.2550337899543379]
[null,null,null,null,null,null,null,22,0.25522790806720647]
[null,null,null,null,null,null,null,22,0.25608493025681134]
[null,null,null,null,null,null,null,22,0.25966073330290584]
[null,null,null,null,null,null,null,22,0.26011006887391319]
[null,null,null,null,null,null,null,22,0.26073932501648156]
[null,null,null,null,null,null,null,22,0.26209752167465206]
[null,null,null,null,null,null,null,22,0.2652508367564278]
[null,null,null,null,null,null,null,22,0.26840372832746706]
[null,null,null,null,null,null,null,22,0.26890590539204501]
[null,null,null,null,null,null,null,22,0.26989242661823776]
[null,null,null,null,null,null,null,22,0.27070990803137018]
[null,null,null,null,null,null,null,22,0.27119583967529171]
[null,null,null,null,null,null,null,22,0.27188498402555911]
[null,null,null,null,null,null,null,22,0.27189954337899541]
[null,null,null,null,null,null,null,22,0.27261591148577452]
[null,null,null,null,null,null,null,22,0.27305149948031537]
[null,null,null,null,null,null,null,22,0.27364818617385356]
[null,null,null,null,null,null,null,22,0.27482404364934487]
[null,null,null,null,null,null,null,22,0.27591870160810011]
[null,null,null,null,null,null,null,22,0.27680092803894724]
[null,null,null,null,null,null,null,22,0.27885580652521108]
[null,null,null,null,null,null,null,22,0.2798311658681269]
[null,null,null,null,null,null,null,22,0.27994006849315067]
[null,null,null,null,null,null,null,22,0.28021118498240127]
[null,null,null,null,null,null,null,22,0.28073083067092652]
[null,null,null,null,null,null,null,22,0.28101697953330734]
[null,null,null,null,null,null,null,22,0.28209784978954311]
[null,null,null,null,null,null,null,22,0.28239206827309238]
[null,null,null,null,null,null,null,22,0.28278889057904882]
[null,null,null,null,null,null,null,22,0.28314316141792178]
[null,null,null,null,null,null,null,22,0.28942868370347835]
[null,null,null,null,null,null,null,22,0.2898122800156433]
[null,null,null,null,null,null,null,22,0.29072051817330297]
[null,null,null,null,null,null,null,22,0.29112123545516772]
[null,null,null,null,null,null,null,22,0.29112277498858968]
[null,null,null,null,null,null,null,22,0.29400608828006086]
[null,null,null,null,null,null,null,22,0.29686739312338356]
[null,null,null,null,null,null,null,22,0.29729318734793186]
[null,null,null,null,null,null,null,22,0.30071718583599577]
[null,null,null,null,null,null,null,22,0.30222779805352795]
[null,null,null,null,null,null,null,22,0.30338314653383153]
[null,null,null,null,null,null,null,22,0.30713059360730594]
[null,null,null,null,null,null,null,22,0.31001993038401082]
[null,null,null,null,null,null,null,22,0.31142922374429222]
[null,null,null,null,null,null,null,22,0.3156117146905999]
[null,null,null,null,null,null,null,23,0.12256468797564686]
[null,null,null,null,null,null,null,23,0.19418872266973533]
[null,null,null,null,null,null,null,23,0.19590548594173357]
[null,null,null,null,null,null,null,23,0.21460734713746762]
[null,null,null,null,null,null,null,23,0.2234055365296804]
[null,null,null,null,null,null,null,23,0.23316438356164385]
[null,null,null,null,null,null,null,23,0.23669663242009134]
[null,null,null,null,null,null,null,23,0.23925911058177987]
[null,null,null,null,null,null,null,23,0.23964579055441479]
[null,null,null,null,null,null,null,23,0.24482394042474948]
[null,null,null,null,null,null,null,23,0.24714611872146119]
[null,null,null,null,null,null,null,23,0.2495005707762557]
[null,null,null,null,null,null,null,23,0.25098769108596386]
[null,null,null,null,null,null,null,23,0.25211266458088905]
[null,null,null,null,null,null,null,23,0.26210120133819947]
[null,null,null,null,null,null,null,23,0.26236884124087589]
[null,null,null,null,null,null,null,23,0.26313231307077628]
[null,null,null,null,null,null,null,23,0.26746902382256299]
[null,null,null,null,null,null,null,23,0.26776808122290668]
[null,null,null,null,null,null,null,23,0.26871271206212705]
[null,null,null,null,null,null,null,23,0.27110844748858448]
[null,null,null,null,null,null,null,23,0.27124961965616923]
[null,null,null,null,null,null,null,23,0.27769667477696675]
[null,null,null,null,null,null,null,23,0.27813454385724717]
[null,null,null,null,null,null,null,23,0.28070801004107715]
[null,null,null,null,null,null,null,23,0.28108642156383429]
[null,null,null,null,null,null,null,23,0.28179927988234699]
[null,null,null,null,null,null,null,23,0.28225315685379582]
[null,null,null,null,null,null,null,23,0.28246234596074854]
[null,null,null,null,null,null,null,23,0.2831873334246075]
[null,null,null,null,null,null,null,23,0.28374520743330178]
[null,null,null,null,null,null,null,23,0.28436580975560294]
[null,null,null,null,null,null,null,23,0.28565068493150686]
[null,null,null,null,null,null,null,23,0.28618045798960096]
[null,null,null,null,null,null,null,23,0.28672690385531596]
[null,null,null,null,null,null,null,23,0.2891942541856925]
[null,null,null,null,null,null,null,23,0.28995527564804674]
[null,null,null,null,null,null,null,23,0.29125922023182299]
[null,null,null,null,null,null,null,23,0.29159389269406394]
[null,null,null,null,null,null,null,23,0.29160230087341937]
[null,null,null,null,null,null,null,23,0.29244880789413641]
[null,null,null,null,null,null,null,23,0.29403977445610835]
[null,null,null,null,null,null,null,23,0.29448932092004382]
[null,null,null,null,null,null,null,23,0.29466496462802372]
[null,null,null,null,null,null,null,23,0.29487741174488169]
[null,null,null,null,null,null,null,23,0.29645234487029071]
[null,null,null,null,null,null,null,23,0.29809693318729463]
[null,null,null,null,null,null,null,23,0.29852175070347547]
[null,null,null,null,null,null,null,23,0.2991354309295603]
[null,null,null,null,null,null,null,23,0.30066565636813974]
[null,null,null,null,null,null,null,23,0.30097092917123036]
[null,null,null,null,null,null,null,23,0.31414546249809833]
[null,null,null,null,null,null,null,23,0.31513573849563292]
[null,null,null,null,null,null,null,23,0.31953619221411195]
[null,null,null,null,null,null,null,23,0.32156050319488816]
[null,null,null,null,null,null,null,24,0.14662788929440387]
[null,null,null,null,null,null,null,24,0.17996645673603506]
[null,null,null,null,null,null,null,24,0.19594653960529873]
[null,null,null,null,null,null,null,24,0.21225188227241618]
[null,null,null,null,null,null,null,24,0.24232018632588645]
[null,null,null,null,null,null,null,24,0.2486675228310502]
[null,null,null,null,null,null,null,24,0.25135147559069598]
[null,null,null,null,null,null,null,24,0.25226812960670997]
[null,null,null,null,null,null,null,24,0.25387773722627732]
[null,null,null,null,null,null,null,24,0.25736216581156873]
[null,null,null,null,null,null,null,24,0.25776626254725593]
[null,null,null,null,null,null,null,24,0.25837646542421855]
[null,null,null,null,null,null,null,24,0.26104014598540143]
[null,null,null,null,null,null,null,24,0.26412129967558801]
[null,null,null,null,null,null,null,24,0.26500208673958009]
[null,null,null,null,null,null,null,24,0.26969230184086412]
[null,null,null,null,null,null,null,24,0.27514480095614602]
[null,null,null,null,null,null,null,24,0.27618001673512854]
[null,null,null,null,null,null,null,24,0.27736281290594395]
[null,null,null,null,null,null,null,24,0.27951484018264838]
[null,null,null,null,null,null,null,24,0.27951717691765499]
[null,null,null,null,null,null,null,24,0.27953173362753209]
[null,null,null,null,null,null,null,24,0.28137366818873666]
[null,null,null,null,null,null,null,24,0.2814417921514944]
[null,null,null,null,null,null,null,24,0.28193303673283143]
[null,null,null,null,null,null,null,24,0.28663127853881282]
[null,null,null,null,null,null,null,24,0.28811783323349988]
[null,null,null,null,null,null,null,24,0.28855999869638899]
[null,null,null,null,null,null,null,24,0.2892058420812415]
[null,null,null,null,null,null,null,24,0.28922485927278263]
[null,null,null,null,null,null,null,24,0.29091038812785386]
[null,null,null,null,null,null,null,24,0.29507330497003481]
[null,null,null,null,null,null,null,24,0.3004473963378072]
[null,null,null,null,null,null,null,24,0.30639216860597762]
[null,null,null,null,null,null,null,24,0.3064022070015221]
[null,null,null,null,null,null,null,24,0.31107343987823438]
[null,null,null,null,null,null,null,24,0.31779591969756227]
[null,null,null,null,null,null,null,24,0.3409755830804147]
[null,null,null,null,null,null,null,25,0.16086991535281589]
[null,null,null,null,null,null,null,25,0.17507530120481929]
[null,null,null,null,null,null,null,25,0.1927104722792608]
[null,null,null,null,null,null,null,25,0.20239616613418529]
[null,null,null,null,null,null,null,25,0.20329472843450477]
[null,null,null,null,null,null,null,25,0.20347792607802875]
[null,null,null,null,null,null,null,25,0.21481896274887602]
[null,null,null,null,null,null,null,25,0.22852427496547453]
[null,null,null,null,null,null,null,25,0.23446965251972096]
[null,null,null,null,null,null,null,25,0.23794730152522489]
[null,null,null,null,null,null,null,25,0.24667373763311085]
[null,null,null,null,null,null,null,25,0.24780720085315791]
[null,null,null,null,null,null,null,25,0.25184500816173416]
[null,null,null,null,null,null,null,25,0.2585813095037493]
[null,null,null,null,null,null,null,25,0.28184961776141787]
[null,null,null,null,null,null,null,26,0.20569678008082387]
[null,null,null,null,null,null,null,26,0.21730190106433536]
[null,null,null,null,null,null,null,26,0.24104722396506698]
[null,null,null,null,null,null,null,26,0.24745285888077859]
[null,null,null,null,null,null,null,26,0.24827183585730175]
[null,null,null,null,null,null,null,26,0.24892618256152527]
[null,null,null,null,null,null,null,26,0.24915431543545422]
[null,null,null,null,null,null,null,26,0.25272195017539228]
[null,null,null,null,null,null,null,26,0.25281003476778735]
[null,null,null,null,null,null,null,26,0.256174893519927]
[null,null,null,null,null,null,null,26,0.27215123550687897]
[null,null,null,null,null,null,null,26,0.27509391911202069]
[null,null,null,null,null,null,null,26,0.27840870450785565]
[null,null,null,null,null,null,null,27,0.25346177248367696]
[null,null,null,null,null,null,null,27,0.2680159040542302]
[null,null,null,null,null,null,null,27,0.26864738256293136]
[null,null,null,null,null,null,null,27,0.27520968232555848]
[null,null,null,null,null,null,null,27,0.27845052796245595]
[null,null,null,null,null,null,null,27,0.28494757526139397]
[null,null,null,null,null,null,null,28,0.21706394464720194]
[null,null,null,null,null,null,null,28,0.24692634173055858]
[null,null,null,null,null,null,null,28,0.26062312383571906]
[null,null,null,null,null,null,null,28,0.28126510115606951]
[null,null,null,null,null,null,null,28,0.28336916172219689]
[null,null,null,null,null,null,null,28,0.28694938785813451]
[null,null,null,null,null,null,null,29,0.22520605179101072]
[null,null,null,null,null,null,null,29,0.23262205058010688]
[null,null,null,null,null,null,null,29,0.23831235090574837]
[null,null,null,null,null,null,null,29,0.23902777777777776]
[null,null,null,null,null,null,null,29,0.24032120036513005]
[null,null,null,null,null,null,null,29,0.24335856130910147]
[null,null,null,null,null,null,null,29,0.2467010537630922]
[null,null,null,null,null,null,null,29,0.24848804596820293]
[null,null,null,null,null,null,null,29,0.25031732205077156]
[null,null,null,null,null,null,null,29,0.25149089468098196]
[null,null,null,null,null,null,null,29,0.25216645002166455]
[null,null,null,null,null,null,null,29,0.26065735003238288]
[null,null,null,null,null,null,null,29,0.26540423861852425]
[null,null,null,null,null,null,null,29,0.2654759713856949]
[null,null,null,null,null,null,null,29,0.26719301448217114]
[null,null,null,null,null,null,null,29,0.26747894279663087]
[null,null,null,null,null,null,null,29,0.26768348324859864]
[null,null,null,null,null,null,null,29,0.26780372173207578]
[null,null,null,null,null,null,null,29,0.26884331407472545]
[null,null,null,null,null,null,null,29,0.26903573891525701]
[null,null,null,null,null,null,null,29,0.2692553622688395]
[null,null,null,null,null,null,null,29,0.26945157426420263]
[null,null,null,null,null,null,null,29,0.2711610831816475]
[null,null,null,null,null,null,null,29,0.27151447008212748]
[null,null,null,null,null,null,null,29,0.2719168903041469]
[null,null,null,null,null,null,null,29,0.27227545820974974]
[null,null,null,null,null,null,null,29,0.27254732450994512]
[null,null,null,null,null,null,null,29,0.27399315068493152]
[null,null,null,null,null,null,null,29,0.27455028447121821]
[null,null,null,null,null,null,null,29,0.27631370527249322]
[null,null,null,null,null,null,null,29,0.27718664435655616]
[null,null,null,null,null,null,null,29,0.27735875995555309]
[null,null,null,null,null,null,null,29,0.27848415191867948]
[null,null,null,null,null,null,null,29,0.27851999201460192]
[null,null,null,null,null,null,null,29,0.28022021907804662]
[null,null,null,null,null,null,null,29,0.28120396463132763]
[null,null,null,null,null,null,null,29,0.28257746788811372]
[null,null,null,null,null,null,null,29,0.2846101054577081]
[null,null,null,null,null,null,null,29,0.28476184360730594]
[null,null,null,null,null,null,null,29,0.28641432613571172]
[null,null,null,null,null,null,null,29,0.28655388456930186]
[null,null,null,null,null,null,null,29,0.28680388492355402]
[null,null,null,null,null,null,null,29,0.28725428049595275]
[null,null,null,null,null,null,null,29,0.28825829634326777]
[null,null,null,null,null,null,null,29,0.28999727500251327]
[null,null,null,null,null,null,null,29,0.29053828952172323]
[null,null,null,null,null,null,null,29,0.29061168792393638]
[null,null,null,null,null,null,null,29,0.29069145603295204]
[null,null,null,null,null,null,null,29,0.29105056589996348]
[null,null,null,null,null,null,null,29,0.29153003710045661]
[null,null,null,null,null,null,null,29,0.29300979337031829]
[null,null,null,null,null,null,null,29,0.29465304399415843]
[null,null,null,null,null,null,null,29,0.29527656078860898]
[null,null,null,null,null,null,null,29,0.29534806065207053]
[null,null,null,null,null,null,null,29,0.29713368530830403]
[null,null,null,null,null,null,null,29,0.29759720157033048]
[null,null,null,null,null,null,null,29,0.29849937733499377]
[null,null,null,null,null,null,null,29,0.30109228838694957]
[null,null,null,null,null,null,null,29,0.30276446695874404]
[null,null,null,null,null,null,null,29,0.30283196440793975]
[null,null,null,null,null,null,null,29,0.30286665145291342]
[null,null,null,null,null,null,null,29,0.30352543651505776]
[null,null,null,null,null,null,null,29,0.30406680638655087]
[null,null,null,null,null,null,null,29,0.30455842081241435]
[null,null,null,null,null,null,null,29,0.30464274741353409]
[null,null,null,null,null,null,null,29,0.30479952148802009]
[null,null,null,null,null,null,null,29,0.30519635556995134]
[null,null,null,null,null,null,null,29,0.30563689450021975]
[null,null,null,null,null,null,null,29,0.30598051558958672]
[null,null,null,null,null,null,null,29,0.30981591358588156]
[null,null,null,null,null,null,null,29,0.3120858044403893]
[null,null,null,null,null,null,null,29,0.3123638674748131]
[null,null,null,null,null,null,null,29,0.33790068493150682]
[null,null,null,null,null,null,null,30,0.21208643911415984]
[null,null,null,null,null,null,null,30,0.24322802615571776]
[null,null,null,null,null,null,null,30,0.24929399367755531]
[null,null,null,null,null,null,null,30,0.25028605025609818]
[null,null,null,null,null,null,null,30,0.2529657534246576]
[null,null,null,null,null,null,null,30,0.25621836982968366]
[null,null,null,null,null,null,null,30,0.25650075967953651]
[null,null,null,null,null,null,null,30,0.26042156247623394]
[null,null,null,null,null,null,null,30,0.26299766141911934]
[null,null,null,null,null,null,null,30,0.26858901227056081]
[null,null,null,null,null,null,null,30,0.27143008399613977]
[null,null,null,null,null,null,null,30,0.27424151150054765]
[null,null,null,null,null,null,null,30,0.27632152365653767]
[null,null,null,null,null,null,null,30,0.27669365875912405]
[null,null,null,null,null,null,null,30,0.27849329480061857]
[null,null,null,null,null,null,null,30,0.27933894669587445]
[null,null,null,null,null,null,null,30,0.2813318926067267]
[null,null,null,null,null,null,null,30,0.28346838772109556]
[null,null,null,null,null,null,null,30,0.28495666058394159]
[null,null,null,null,null,null,null,30,0.28593750000000001]
[null,null,null,null,null,null,null,30,0.28645453163017032]
[null,null,null,null,null,null,null,30,0.28797977493917276]
[null,null,null,null,null,null,null,30,0.29137337548296455]
[null,null,null,null,null,null,null,30,0.29170723667528781]
[null,null,null,null,null,null,null,30,0.29492643702848553]
[null,null,null,null,null,null,null,30,0.29527304415667005]
[null,null,null,null,null,null,null,30,0.29661037577970489]
[null,null,null,null,null,null,null,30,0.2966267869891106]
[null,null,null,null,null,null,null,30,0.29677573932092005]
[null,null,null,null,null,null,null,30,0.29765897212543546]
[null,null,null,null,null,null,null,30,0.29925980864479268]
[null,null,null,null,null,null,null,30,0.30053677783975974]
[null,null,null,null,null,null,null,30,0.30089240442145831]
[null,null,null,null,null,null,null,30,0.30101752869384468]
[null,null,null,null,null,null,null,30,0.30198179079956189]
[null,null,null,null,null,null,null,30,0.30218127186977028]
[null,null,null,null,null,null,null,30,0.30223701269765108]
[null,null,null,null,null,null,null,30,0.30308502470047954]
[null,null,null,null,null,null,null,30,0.3032353811101714]
[null,null,null,null,null,null,null,30,0.30429502099306316]
[null,null,null,null,null,null,null,30,0.30435807727411007]
[null,null,null,null,null,null,null,30,0.30460763422341874]
[null,null,null,null,null,null,null,30,0.30486872146118721]
[null,null,null,null,null,null,null,30,0.30668162458168541]
[null,null,null,null,null,null,null,30,0.30734048802604602]
[null,null,null,null,null,null,null,30,0.30735099488864548]
[null,null,null,null,null,null,null,30,0.3080939758687119]
[null,null,null,null,null,null,null,30,0.30831812652068125]
[null,null,null,null,null,null,null,30,0.3120998782899741]
[null,null,null,null,null,null,null,30,0.31232233939481291]
[null,null,null,null,null,null,null,30,0.31360965312642636]
[null,null,null,null,null,null,null,30,0.31521363054136425]
[null,null,null,null,null,null,null,30,0.31523714506387002]
[null,null,null,null,null,null,null,30,0.31563271135449417]
[null,null,null,null,null,null,null,30,0.3164531986916172]
[null,null,null,null,null,null,null,30,0.31759660733302908]
[null,null,null,null,null,null,null,30,0.32323701578608011]
[null,null,null,null,null,null,null,30,0.3255134641716112]
[null,null,null,null,null,null,null,30,0.32786300009394587]
[null,null,null,null,null,null,null,30,0.32880251141552513]
[null,null,null,null,null,null,null,30,0.33136980830670926]
[null,null,null,null,null,null,null,30,0.33240719610527925]
[null,null,null,null,null,null,null,30,0.33434032776510064]
[null,null,null,null,null,null,null,30,0.33954713727876668]
[null,null,null,null,null,null,null,30,0.34557856497336381]
[null,null,null,null,null,null,null,30,0.35130136986301369]
[null,null,null,null,null,null,null,31,0.17970677768824425]
[null,null,null,null,null,null,null,31,0.2025236464448793]
[null,null,null,null,null,null,null,31,0.23030029207740052]
[null,null,null,null,null,null,null,31,0.25327534246575345]
[null,null,null,null,null,null,null,31,0.2553117692830284]
[null,null,null,null,null,null,null,31,0.25610703413785607]
[null,null,null,null,null,null,null,31,0.26122461053999163]
[null,null,null,null,null,null,null,31,0.26227415166980034]
[null,null,null,null,null,null,null,31,0.26369874581607489]
[null,null,null,null,null,null,null,31,0.26523678505919623]
[null,null,null,null,null,null,null,31,0.26725783150851579]
[null,null,null,null,null,null,null,31,0.27080877623046301]
[null,null,null,null,null,null,null,31,0.27144960762510817]
[null,null,null,null,null,null,null,31,0.27481369863013699]
[null,null,null,null,null,null,null,31,0.2769096509240247]
[null,null,null,null,null,null,null,31,0.2774964139010237]
[null,null,null,null,null,null,null,31,0.27999826128534477]
[null,null,null,null,null,null,null,31,0.28288152610441769]
[null,null,null,null,null,null,null,31,0.28933495539334952]
[null,null,null,null,null,null,null,31,0.29118810129057493]
[null,null,null,null,null,null,null,31,0.29389830025096964]
[null,null,null,null,null,null,null,31,0.29392797197931669]
[null,null,null,null,null,null,null,31,0.29432274552756482]
[null,null,null,null,null,null,null,31,0.29823600622586033]
[null,null,null,null,null,null,null,31,0.30051369863013699]
[null,null,null,null,null,null,null,31,0.30092846270928464]
[null,null,null,null,null,null,null,31,0.30153842254663421]
[null,null,null,null,null,null,null,31,0.3022265308191403]
[null,null,null,null,null,null,null,31,0.30294499322625745]
[null,null,null,null,null,null,null,31,0.30451182869313859]
[null,null,null,null,null,null,null,31,0.30627625570776257]
[null,null,null,null,null,null,null,31,0.3080068493150685]
[null,null,null,null,null,null,null,31,0.30814791571580713]
[null,null,null,null,null,null,null,31,0.30927225011410314]
[null,null,null,null,null,null,null,31,0.30954337899543377]
[null,null,null,null,null,null,null,31,0.31039942269974219]
[null,null,null,null,null,null,null,31,0.31087642758968648]
[null,null,null,null,null,null,null,31,0.31142552867792483]
[null,null,null,null,null,null,null,31,0.31418785065904442]
[null,null,null,null,null,null,null,31,0.31587705291970802]
[null,null,null,null,null,null,null,31,0.31607796778895725]
[null,null,null,null,null,null,null,31,0.31671991480298195]
[null,null,null,null,null,null,null,31,0.31750418282759146]
[null,null,null,null,null,null,null,31,0.31760945296336868]
[null,null,null,null,null,null,null,31,0.31763512828313556]
[null,null,null,null,null,null,null,31,0.31830132153565377]
[null,null,null,null,null,null,null,31,0.31907179253175144]
[null,null,null,null,null,null,null,31,0.31958642651413732]
[null,null,null,null,null,null,null,31,0.32195472218915966]
[null,null,null,null,null,null,null,31,0.32325881995133821]
[null,null,null,null,null,null,null,31,0.32699832648714439]
[null,null,null,null,null,null,null,31,0.32845566769326034]
[null,null,null,null,null,null,null,31,0.3290208561518802]
[null,null,null,null,null,null,null,31,0.33019430321991916]
[null,null,null,null,null,null,null,31,0.3327071290944123]
[null,null,null,null,null,null,null,31,0.33286783497626865]
[null,null,null,null,null,null,null,31,0.33928481735159821]
[null,null,null,null,null,null,null,31,0.35009703196347031]
[null,null,null,null,null,null,null,31,0.3505154282551543]
[null,null,null,null,null,null,null,31,0.3505964611872146]
[null,null,null,null,null,null,null,32,0.24607671232876713]
[null,null,null,null,null,null,null,32,0.25703259766615932]
[null,null,null,null,null,null,null,32,0.27195201259583796]
[null,null,null,null,null,null,null,32,0.2936188113164499]
[null,null,null,null,null,null,null,32,0.30398772840374472]
[null,null,null,null,null,null,null,32,0.30614984719221111]
[null,null,null,null,null,null,null,32,0.30628536390600047]
[null,null,null,null,null,null,null,32,0.31029185692541855]
[null,null,null,null,null,null,null,32,0.31157956792940822]
[null,null,null,null,null,null,null,32,0.31181914546640577]
[null,null,null,null,null,null,null,32,0.31291831457255853]
[null,null,null,null,null,null,null,32,0.31567483315770989]
[null,null,null,null,null,null,null,32,0.31714927893391759]
[null,null,null,null,null,null,null,32,0.32047403351023668]
[null,null,null,null,null,null,null,32,0.32242063492063494]
[null,null,null,null,null,null,null,32,0.32328390410958907]
[null,null,null,null,null,null,null,32,0.32666409993155376]
[null,null,null,null,null,null,null,32,0.3283041255932822]
[null,null,null,null,null,null,null,32,0.33298801369863013]
[null,null,null,null,null,null,null,32,0.33925870987372586]
[null,null,null,null,null,null,null,32,0.34699716791159518]
[null,null,null,null,null,null,null,32,0.35143264840182648]
[null,null,null,null,null,null,null,32,0.3529945242984257]

{"sheet":"CF by Region","index":25,"n_rows":39,"n_cols":11,"rows_kept":39,"cut":false,"hidden":false,"merged":[]}
["Cumulative capacity factor by region and fixed-tilt vs. tracking"]
[]
[]
[]
[]
[]
[]
[]
[]
[]
[]
[]
[]
[]
[]
[]
[]
[]
[]
[]
[]
[]
[]
["Source: EIA, FERC, Berkeley Lab"]
[]
[null,"Fixed-Tilt","Fixed-Tilt","Fixed-Tilt",null,"Tracking","Tracking","Tracking",null,"Fixed-Tilt","Tracking"]
[null,"Average","# projects","# MW",null,"Average","# projects","# MW",null,"Labels","Labels"]
["NYISO",0.18016774328105989,9,127.9,null,0.17584813775792335,2,27.7,null,{"$f":"C28&\" projects, \"&TEXT(D28,\"#,##0\")&\" MW\"","v":"9 projects, 128 MW"},{"$f":"G28&\" projects, \"&TEXT(H28,\"#,##0\")&\" MW\"","v":"2 projects, 28 MW"}]
["ISO-NE",0.16758760192517672,24,433.32700000000006,null,0.18765529757789431,4,85.800000000000011,null,{"$f":"C29&\" projects, \"&TEXT(D29,\"#,##0\")&\" MW\"","v":"24 projects, 433 MW"},{"$f":"G29&\" projects, \"&TEXT(H29,\"#,##0\")&\" MW\"","v":"4 projects, 86 MW"}]
["Hawaii",0.2112058875993226,6,74,null,0.21490793225757243,6,171.2,null,"6 projects, 74 MW","6 projects, 171 MW"]
["PJM",0.17868171325137003,76,905.39099999999985,null,0.21573977905907124,101,4102.1760000000004,null,"76 projects, 905 MW","101 projects, 4,102 MW"]
["MISO",0.17638280492182556,21,358.09699999999987,null,0.21747332864827115,37,1638.21,null,"21 projects, 358 MW","37 projects, 1,638 MW"]
["Southeast\n(non-ISO)",0.21376464565927986,100,4435.5789999999997,null,0.23450498710799281,136,7010.5310000000018,null,"100 projects, 4,436 MW","136 projects, 7,011 MW"]
["ERCOT",0.20218495289906263,2,43.660000000000004,null,0.24438020465703592,77,8717.9890000000014,null,"2 projects, 44 MW","77 projects, 8,718 MW"]
["SPP",0.2117511761768838,3,22.32,null,0.25241252362248612,11,250.62,null,"3 projects, 22 MW","11 projects, 251 MW"]
["West\n(non-ISO)",0.22603505862475509,23,1005.74,null,0.28126450569415623,196,7355.8390000000009,null,"23 projects, 1,006 MW","196 projects, 7,356 MW"]
["CAISO",0.23919566350383958,36,3161.0899999999997,null,0.28762335519878124,177,10686.174999999999,null,"36 projects, 3,161 MW","177 projects, 10,686 MW"]
[]
["Total",null,{"$f":"SUM(C28:C37)","v":300},{"$f":"SUM(D28:D37)","v":10567.103999999999},null,null,{"$f":"SUM(G28:G37)","v":747},{"$f":"SUM(H28:H37)","v":40046.240000000005}]

{"sheet":"CF by Project Vintage","index":26,"n_rows":41,"n_cols":17,"rows_kept":41,"cut":false,"hidden":false,"merged":[]}
["Cumulative and 2022 capacity factor by project vintage: 2010-2021 projects",null,null,null,null,null,null,null,null,null,null,null,"2022 capacity factor by project vintage: 2010-2021 projects"]
[]
[]
[]
[]
[]
[]
[]
[]
[]
[]
[]
[]
[]
[]
[]
[]
[]
[]
[]
[]
[]
[]
["Source: EIA, FERC, Berkeley Lab"]
[null,null,null,"Average","Average"]
[null,null,null,2022,"Cumulative"]
["Sample","Sample","Project","Capacity","Capacity","Average","Average","%",null,null,null,null,null,null,"ILR","GHI","Tracking"]
["GW","Projects","Vintage","Factor","Factor","ILR","GHI","Tracking",null,null,null,null,null,null,"Index","Index","Index"]
[0.14421999999999999,7,2010,0.19621394286258648,0.2105079320423914,1.1727426807393735,4.9688673515857147,0.14285714285714285,null,{"$f":"TEXT($F29,\"#.#0\")&\" ILR; \"&TEXT($H29,\"#0%\")&\" tracking;\"","v":"1.17 ILR; 14% tracking;"},null,null,{"$f":"TEXT($G29,\"#.00\")&\" GHI\"","v":"4.97 GHI"},null,100,100,100]
[0.4499999999999999,31,2011,0.20902750911756579,0.22384040531121155,1.1797435343240046,5.1002277139290317,0.4838709677419355,null,"1.18 ILR; 48% tracking;",null,null,{"$f":"TEXT($G30,\"#.00\")&\" GHI\"","v":"5.10 GHI"},null,{"$f":"(F30-F29)*100+O29","v":100.70008535846311},{"$f":"(G30-G29)*100+P29","v":113.1360362343317},{"$f":"(H30-H29)*100+Q29","v":134.10138248847926}]
[0.88628399999999996,36,2012,0.21632527709198074,0.23517253910657793,1.230226119256848,5.1040702562166667,0.5,null,"1.23 ILR; 50% tracking;",null,null,"5.10 GHI",null,{"$f":"(F31-F30)*100+O30","v":105.74834385174745},{"$f":"(G31-G30)*100+P30","v":113.52029046309519},{"$f":"(H31-H30)*100+Q30","v":135.71428571428572}]
[1.693889,46,2013,0.24865656158102004,0.26074767184231928,1.283477559541975,5.350353335313045,0.56521739130434778,null,"1.28 ILR; 57% tracking;",null,null,"5.35 GHI",null,111.07348788026015,138.14859837273303,142.2360248447205]
[2.7392130000000003,51,2014,0.24238712940765436,0.25186468847569943,1.2907481036828661,5.186956464317646,0.60784313725490191,null,"1.29 ILR; 61% tracking;",null,null,"5.19 GHI",null,111.80054229434926,121.80891127319313,146.49859943977592]
[2.773177,85,2015,0.24329352696593418,0.25123204360475332,1.3069017970632248,5.0985514531270573,0.6470588235294118,null,"1.31 ILR; 65% tracking;",null,null,"5.10 GHI",null,113.41591163238513,112.96841015413426,150.42016806722691]
[7.5202449999999974,149,2016,0.2477907494744106,0.2533693607977181,1.3094185375589062,5.0114503141214781,0.72483221476510062,null,"1.31 ILR; 72% tracking;",null,null,"5.01 GHI",null,113.66758568195327,104.25829625357635,158.19750719079579]
[3.8334780000000022,146,2017,0.22914263764462117,0.23122349286432139,1.3372136233611811,4.7342447332123312,0.76712328767123283,null,"1.34 ILR; 77% tracking;",null,null,"4.73 GHI",null,116.44709426218076,76.537738162661654,162.42661448140902]
[3.9334150000000005,93,2018,0.22994581601774158,0.23154938811757259,1.3576181196209587,4.7024172214784938,0.65591397849462363,null,"1.36 ILR; 66% tracking;",null,null,"4.70 GHI",null,118.48754388815851,73.354986989277918,151.30568356374809]
[4.5122749999999989,96,2019,0.23495652050506424,0.23352318492691312,1.3077881078129794,4.8154699332687496,0.78125,null,"1.31 ILR; 78% tracking;",null,null,"4.82 GHI",null,{"$f":"(F38-F37)*100+O37","v":113.50454270736059},{"$f":"(G38-G37)*100+P37","v":84.6602581683035},{"$f":"(H38-H37)*100+Q37","v":163.83928571428572}]
[9.5576699999999999,155,2020,0.2422481650632802,0.24282922277739827,1.3490197922471423,4.734893835262584,0.83225806451612905,null,"1.35 ILR; 83% tracking;",null,null,"4.73 GHI",null,117.62771115077688,76.602648367686939,168.94009216589862]
[12.309536000000001,131,2021,0.2409516688969581,0.24075494844580647,1.3330066221441847,4.6457787022900758,0.80916030534351147,null,"1.33 ILR; 81% tracking;",null,null,"4.65 GHI",null,116.02639414048112,67.691135070436118,166.63031624863686]
[null,null,2022,null,null,1.3191886531703763,4.586467972789114,0.80952380952380953,null,"1.32 ILR; 81% tracking;",null,null,"4.59 GHI",null,114.64459724310026,61.760062120339938,166.66666666666666]

{"sheet":"CF for CSP Plants","index":27,"n_rows":43,"n_cols":23,"rows_kept":43,"cut":false,"hidden":false,"merged":[[26,21,26,22],[26,19,26,20]]}
["Capacity factor of CSP projects (solar portion only) over time"]
[]
[]
[]
[]
[]
[]
[]
[]
[]
[]
[]
[]
[]
[]
[]
[]
[]
[]
[]
[]
[]
[]
["Source: EIA, FERC, Berkeley Lab"]
[]
[null,null,null,null,null,null,null,null,null,null,null,null,null,null,null,null,null,"Average"]
[null,null,null,null,null,null,null,null,null,null,null,null,null,null,null,null,null,"PV in",null,"SEGS I&II",null,"SEGS III-IX"]
[null,"SEGS I","SEGS II","SEGS III","SEGS IV","SEGS V","SEGS VI","SEGS VII","SEGS VIII","SEGS IX","Nevada Solar One","Genesis","Solana","Ivanpah","Mojave","Crescent Dunes",null,"CA/NV/AZ",null,"Min","Add","Min","Add"]
[2008,8.8311092632190266E-2,0.10640558591378263,0.22972389991371869,0.23080907338169343,0.23073584081636997,0.21843611761644549,0.21202511059068435,0.17528253849975162,0.19451947756251034,0.21823592611566484,null,null,null,null,null,null,0.30832574377656347,null,8.8311092632190266E-2,1.8094493281592364E-2,6.8876952585968987E-2,5.5526534881941814E-2]
[2009,7.4722056779829252E-2,7.0909436834094369E-2,0.21018919063259361,0.21216521135410821,0.19967155331250497,0.20466405740378343,0.19227005870841488,0.1705505396430054,0.18129410543794106,0.21144948262808114,null,null,null,null,null,null,0.27608828006088282,null,7.0909436834094369E-2,3.8126199457348825E-3,9.5828482863176148E-2,4.1614671711102807E-2]
[2010,8.8081530011250062E-2,8.6868340943683411E-2,0.2003691687361478,0.2105663702635584,0.18133995567304864,0.20735812133072407,0.19189823874755382,0.20227921336654214,0.21261285803237859,0.22164450221644502,null,null,null,null,null,null,0.27260679601362586,null,8.6868340943683411E-2,1.2131890675666501E-3,9.325842566179858E-2,3.1272902359329946E-2]
[2011,9.2349943749586369E-2,9.9687975646879756E-2,0.20477849875831125,0.19254185692541853,0.20177775107479501,0.19349967384213959,0.18714285714285714,0.19777786425902863,0.20821139476961395,0.21375029163750292,null,null,null,null,null,null,0.27231020744149548,null,9.2349943749586369E-2,7.3380318972933872E-3,8.7454881495977382E-2,2.1068537626756811E-2]
[2012,9.6238879649428469E-2,9.5347601700060722E-2,0.18932948263189847,0.20776078782262269,0.20930200044738437,0.18241608118657299,0.17612217017954723,0.18790233275376719,0.21242522561682398,0.2142831026551261,null,null,null,null,null,null,0.26133947800836083,null,9.5347601700060722E-2,8.9127794936774696E-4,7.9883290530118764E-2,3.6303055437276743E-2]
[2013,7.778274104956652E-2,8.8177321156773208E-2,0.18967128628267774,0.19465473043338938,0.19278885951560787,0.17136007827788649,0.15715264187866929,0.18336965545869655,0.19987806143628062,0.18796453687964537,null,null,null,null,null,null,0.27523155953268513,null,7.778274104956652E-2,1.0394580107206688E-2,6.8975320721896077E-2,4.2725419557611333E-2]
[2014,7.0999602938256884E-2,2.8961187214611873E-2,0.18160364762743994,0.18131659056316587,0.1881024860476915,0.16486301369863013,0.15251793868232225,0.18877776048152761,0.19183660232461602,0.19369229743692298,0.28731150740188777,0.2756013698630137,0.12689855019803059,null,null,null,0.28618740141797805,null,2.8961187214611873E-2,4.2038415723645015E-2,8.1518335744065362E-2,3.9318663642293777E-2]
[2015,0.10391436701740452,"-",0.17381305241795506,0.17729779166332876,0.17572565355550213,0.15308871493803,0.12319308545335943,0.17920947488584474,0.18921622042341221,0.17606905976069059,0.28376894977168948,0.32823881278538813,0.19515582040381285,0.22995302100456619,null,null,0.2839862706237446,null,0.10391436701740452,0,1.9278718435954911E-2,6.6023134970052785E-2]
[2016,"-","-",0.15505997081349393,0.16322207309408918,0.16691033138401556,0.13310889929742389,9.9141295862607337E-2,0.18221275252525251,0.18482338756416625,0.19425996835653411,0.28357059776867033,0.29311020036429875,0.20249470945485643,0.28456541347905284,0.13210711520947177,null,0.2840540078211547,null,0,0,9.9141295862607337E-2,8.568209170155891E-2]
[2017,"-","-",0.14725026035408154,0.14413602499399181,0.1466461053699698,0.11865622961513372,0.10633072407045009,0.16025970319634703,0.17028331257783313,0.19668866446688665,0.28668082191780819,0.33057808219178081,0.20799238157528191,0.27124657534246577,4.3616645911166457E-2,null,0.28594217706847064,null,0,0,0.10633072407045009,6.3952588507383043E-2]
[2018,"-","-",0.14636238617853611,0.14822158135063684,0.15815842879649653,0.11174820613176778,9.1180691454664051E-2,0.17236275425487754,0.17845060190950601,0.18394660533946605,0.28453972602739724,0.35434383561643834,0.23057816455312913,0.27633789954337901,0.20320672478206725,null,0.28737202820265756,null,0,0,9.1180691454664051E-2,8.7269910454841962E-2]
[2019,"-","-",0.12764693316243422,0.13974004646318991,0.13826804454057515,"-","-",0.15635377750103777,0.16134158364466583,0.18371662833716629,0.28175479452054797,0.36148036529680366,0.22391416251831933,0.23492420091324201,5.2063096720630968E-2,null,0.27742236108502155,null,0,0,0.12764693316243422,3.3694650482231608E-2]
[2020,"-","-","-","-","-","-","-",0.14819946390130817,0.15788649817850636,0.1784365734646936,0.27738114754098359,0.35323497267759563,0.2463536910611529,0.25428688524590165,"-",null,0.27147036128484636,null,0,0,0.14819946390130817,9.6870342771981921E-3]
[2021,"-","-","-","-","-","-","-","-",0.15049424034869241,0.15949905009499049,0.24593926940639269,0.31715479452054796,0.21368439858047794,0.26848264840182651,7.7543586550435861E-2,null,0.27342548415255502,null,0,0,0.15049424034869241,2E-3]
[2022,"-","-","-","-","-","-","-","-",0.1571969696969697,0.15291137552911377,0.28023150684931508,0.31764748858447489,0.21763108171941425,0.27201004566210046,0.10446865919468659,null,0.27121107101179093,null,0,0,0.1571969696969697,2E-3]

{"sheet":"PPA Price by Project (PV only)","index":28,"n_rows":446,"n_cols":46,"rows_kept":446,"cut":false,"hidden":false,"merged":[]}
["Levelized PPA prices by region, contract size, and PPA execution date: full sample (PV only--no PV+battery included here)",null,null,null,null,null,null,null,null,null,null,"Levelized PPA prices by region, contract size, and PPA execution date: recent sample (PV only)",null,null,null,null,null,null,null,null,null,null,"Levelized PPA prices by consolidated region, contract size, and PPA execution date: full sample (PV only)",null,null,null,null,null,null,null,null,null,null,"Levelized PPA prices by consolidated region, contract size, and PPA execution date: recent sample (PV only)",null,null,null,null,null,null,null,null,null,null,null,"Levelized PPA prices by region, contract size, and PPA execution date (with non-Hawaii time trend) -- PV only"]
[]
[]
[]
[]
[]
[]
[]
[]
[]
[]
[]
[]
[]
[]
[]
[]
[]
[]
[]
[]
["Source: Berkeley Lab, FERC",null,null,null,null,null,null,null,null,null,null,"Source: Berkeley Lab, FERC",null,null,null,null,null,null,null,null,null,null,"Source: Berkeley Lab, FERC",null,null,null,null,null,null,null,null,null,null,"Source: Berkeley Lab, FERC"]
[]
["PPA Execution Date","Capacity (MW)","CAISO","West (non-ISO)","MISO","SPP","ERCOT","PJM","NYISO","ISO-NE","Southeast (non-ISO)","Hawaii",null,"Hawaii","West","Central","Northeast","Southeast","Note: Hawaii = Hawaii; West = CAISO, West (non-ISO); Central = MISO, SPP, ERCOT; Northeast = PJM, NYISO, ISO-NE; Southeast = Southeast (non-ISO)"]
["2006-09-01",7,{"$error":"#N/A"},264.86759553363152,{"$error":"#N/A"},{"$error":"#N/A"},{"$error":"#N/A"},{"$error":"#N/A"},{"$error":"#N/A"},{"$error":"#N/A"},{"$error":"#N/A"},{"$error":"#N/A"},null,{"$error":"#N/A"},264.86759553363152,{"$error":"#N/A"},{"$error":"#N/A"},{"$error":"#N/A"}]
["2007-06-25",5,239.02859736095726,{"$error":"#N/A"},{"$error":"#N/A"},{"$error":"#N/A"},{"$error":"#N/A"},{"$error":"#N/A"},{"$error":"#N/A"},{"$error":"#N/A"},{"$error":"#N/A"},{"$error":"#N/A"},null,{"$error":"#N/A"},239.02859736095726,{"$error":"#N/A"},{"$error":"#N/A"},{"$error":"#N/A"},null,null,"Non-HI Gen-Wgtd Avg",null,null,"LevelTen National Avg"]
["2008-07-01",550,161.72502956481713,{"$error":"#N/A"},{"$error":"#N/A"},{"$error":"#N/A"},{"$error":"#N/A"},{"$error":"#N/A"},{"$error":"#N/A"},{"$error":"#N/A"},{"$error":"#N/A"},{"$error":"#N/A"},null,{"$error":"#N/A"},161.72502956481713,{"$error":"#N/A"},{"$error":"#N/A"},{"$error":"#N/A"},null,null,"2022 $/MWh",null,null,"2022 $/MWh"]
["2008-07-23",210,139.67150430517898,{"$error":"#N/A"},{"$error":"#N/A"},{"$error":"#N/A"},{"$error":"#N/A"},{"$error":"#N/A"},{"$error":"#N/A"},{"$error":"#N/A"},{"$error":"#N/A"},{"$error":"#N/A"},null,{"$error":"#N/A"},139.67150430517898,{"$error":"#N/A"},{"$error":"#N/A"},{"$error":"#N/A"},null,2009,176.25878317475832]
["2008-12-19",10,185.7245610594257,{"$error":"#N/A"},{"$error":"#N/A"},{"$error":"#N/A"},{"$error":"#N/A"},{"$error":"#N/A"},{"$error":"#N/A"},{"$error":"#N/A"},{"$error":"#N/A"},{"$error":"#N/A"},null,{"$error":"#N/A"},185.7245610594257,{"$error":"#N/A"},{"$error":"#N/A"},{"$error":"#N/A"},null,{"$f":"T28+1","v":2010},144.20876879923733]
["2009-02-23",30,{"$error":"#N/A"},143.36888252492218,{"$error":"#N/A"},{"$error":"#N/A"},{"$error":"#N/A"},{"$error":"#N/A"},{"$error":"#N/A"},{"$error":"#N/A"},{"$error":"#N/A"},{"$error":"#N/A"},null,{"$error":"#N/A"},143.36888252492218,{"$error":"#N/A"},{"$error":"#N/A"},{"$error":"#N/A"},null,{"$f":"T29+1","v":2011},116.87385148777319]
["2009-03-01",30,{"$error":"#N/A"},{"$error":"#N/A"},{"$error":"#N/A"},{"$error":"#N/A"},170.03291525504525,{"$error":"#N/A"},{"$error":"#N/A"},{"$error":"#N/A"},{"$error":"#N/A"},{"$error":"#N/A"},null,{"$error":"#N/A"},{"$error":"#N/A"},170.03291525504525,{"$error":"#N/A"},{"$error":"#N/A"},null,2012,90.736930134845323]
["2009-03-05",19,{"$error":"#N/A"},161.83604522900268,{"$error":"#N/A"},{"$error":"#N/A"},{"$error":"#N/A"},{"$error":"#N/A"},{"$error":"#N/A"},{"$error":"#N/A"},{"$error":"#N/A"},{"$error":"#N/A"},null,{"$error":"#N/A"},161.83604522900268,{"$error":"#N/A"},{"$error":"#N/A"},{"$error":"#N/A"},null,2013,71.5347971442621]
["2009-05-01",12.6,{"$error":"#N/A"},{"$error":"#N/A"},{"$error":"#N/A"},{"$error":"#N/A"},{"$error":"#N/A"},{"$error":"#N/A"},{"$error":"#N/A"},{"$error":"#N/A"},221.76392102478758,{"$error":"#N/A"},null,{"$error":"#N/A"},{"$error":"#N/A"},{"$error":"#N/A"},{"$error":"#N/A"},221.76392102478758,null,2014,58.122964407422501]
["2009-05-08",230,156.01652489580917,{"$error":"#N/A"},{"$error":"#N/A"},{"$error":"#N/A"},{"$error":"#N/A"},{"$error":"#N/A"},{"$error":"#N/A"},{"$error":"#N/A"},{"$error":"#N/A"},{"$error":"#N/A"},null,{"$error":"#N/A"},156.01652489580917,{"$error":"#N/A"},{"$error":"#N/A"},{"$error":"#N/A"},null,2015,47.586650736583422]
["2009-06-01",20,{"$error":"#N/A"},138.26131450627759,{"$error":"#N/A"},{"$error":"#N/A"},{"$error":"#N/A"},{"$error":"#N/A"},{"$error":"#N/A"},{"$error":"#N/A"},{"$error":"#N/A"},{"$error":"#N/A"},null,{"$error":"#N/A"},138.26131450627759,{"$error":"#N/A"},{"$error":"#N/A"},{"$error":"#N/A"},null,2016,38.569517727120591]
["2009-06-01",14,{"$error":"#N/A"},{"$error":"#N/A"},{"$error":"#N/A"},{"$error":"#N/A"},213.41393043670851,{"$error":"#N/A"},{"$error":"#N/A"},{"$error":"#N/A"},{"$error":"#N/A"},{"$error":"#N/A"},null,{"$error":"#N/A"},{"$error":"#N/A"},213.41393043670851,{"$error":"#N/A"},{"$error":"#N/A"},null,2017,34.478147967716964]
["2009-06-01",10.08,{"$error":"#N/A"},{"$error":"#N/A"},{"$error":"#N/A"},{"$error":"#N/A"},{"$error":"#N/A"},244.63038660428137,{"$error":"#N/A"},{"$error":"#N/A"},{"$error":"#N/A"},{"$error":"#N/A"},null,{"$error":"#N/A"},{"$error":"#N/A"},{"$error":"#N/A"},244.63038660428137,{"$error":"#N/A"},null,2018,26.026490735301611,null,null,28]
["2009-06-22",48,183.2741009151639,{"$error":"#N/A"},{"$error":"#N/A"},{"$error":"#N/A"},{"$error":"#N/A"},{"$error":"#N/A"},{"$error":"#N/A"},{"$error":"#N/A"},{"$error":"#N/A"},{"$error":"#N/A"},null,{"$error":"#N/A"},183.2741009151639,{"$error":"#N/A"},{"$error":"#N/A"},{"$error":"#N/A"},null,2019,21.784792272338212,null,null,25.970421846336485]
["2009-08-17",250,154.40196529889906,{"$error":"#N/A"},{"$error":"#N/A"},{"$error":"#N/A"},{"$error":"#N/A"},{"$error":"#N/A"},{"$error":"#N/A"},{"$error":"#N/A"},{"$error":"#N/A"},{"$error":"#N/A"},null,{"$error":"#N/A"},154.40196529889906,{"$error":"#N/A"},{"$error":"#N/A"},{"$error":"#N/A"},null,2020,23.004683117773777,null,null,26.298842360346701]
["2009-09-08",250,221.34730305678042,{"$error":"#N/A"},{"$error":"#N/A"},{"$error":"#N/A"},{"$error":"#N/A"},{"$error":"#N/A"},{"$error":"#N/A"},{"$error":"#N/A"},{"$error":"#N/A"},{"$error":"#N/A"},null,{"$error":"#N/A"},221.34730305678042,{"$error":"#N/A"},{"$error":"#N/A"},{"$error":"#N/A"},null,2021,23.960369076235462,null,null,28.512824058351526]
["2009-11-20",21,128.78568406045051,{"$error":"#N/A"},{"$error":"#N/A"},{"$error":"#N/A"},{"$error":"#N/A"},{"$error":"#N/A"},{"$error":"#N/A"},{"$error":"#N/A"},{"$error":"#N/A"},{"$error":"#N/A"},null,{"$error":"#N/A"},128.78568406045051,{"$error":"#N/A"},{"$error":"#N/A"},{"$error":"#N/A"},null,2022,25.49260516566169,null,null,35.2009006766163]
["2009-12-23",50,{"$error":"#N/A"},{"$error":"#N/A"},{"$error":"#N/A"},141.77179692908382,{"$error":"#N/A"},{"$error":"#N/A"},{"$error":"#N/A"},{"$error":"#N/A"},{"$error":"#N/A"},{"$error":"#N/A"},null,{"$error":"#N/A"},{"$error":"#N/A"},141.77179692908382,{"$error":"#N/A"},{"$error":"#N/A"}]
["2009-12-24",6,271.93453660806165,{"$error":"#N/A"},{"$error":"#N/A"},{"$error":"#N/A"},{"$error":"#N/A"},{"$error":"#N/A"},{"$error":"#N/A"},{"$error":"#N/A"},{"$error":"#N/A"},{"$error":"#N/A"},null,{"$error":"#N/A"},271.93453660806165,{"$error":"#N/A"},{"$error":"#N/A"},{"$error":"#N/A"}]
["2009-12-24",19,271.93453660806165,{"$error":"#N/A"},{"$error":"#N/A"},{"$error":"#N/A"},{"$error":"#N/A"},{"$error":"#N/A"},{"$error":"#N/A"},{"$error":"#N/A"},{"$error":"#N/A"},{"$error":"#N/A"},null,{"$error":"#N/A"},271.93453660806165,{"$error":"#N/A"},{"$error":"#N/A"},{"$error":"#N/A"}]
["2009-12-24",20,271.93453660806165,{"$error":"#N/A"},{"$error":"#N/A"},{"$error":"#N/A"},{"$error":"#N/A"},{"$error":"#N/A"},{"$error":"#N/A"},{"$error":"#N/A"},{"$error":"#N/A"},{"$error":"#N/A"},null,{"$error":"#N/A"},271.93453660806165,{"$error":"#N/A"},{"$error":"#N/A"},{"$error":"#N/A"}]
["2010-01-26",50,175.43119537617974,{"$error":"#N/A"},{"$error":"#N/A"},{"$error":"#N/A"},{"$error":"#N/A"},{"$error":"#N/A"},{"$error":"#N/A"},{"$error":"#N/A"},{"$error":"#N/A"},{"$error":"#N/A"},null,{"$error":"#N/A"},175.43119537617974,{"$error":"#N/A"},{"$error":"#N/A"},{"$error":"#N/A"}]
["2010-01-26",20,175.43119537617972,{"$error":"#N/A"},{"$error":"#N/A"},{"$error":"#N/A"},{"$error":"#N/A"},{"$error":"#N/A"},{"$error":"#N/A"},{"$error":"#N/A"},{"$error":"#N/A"},{"$error":"#N/A"},null,{"$error":"#N/A"},175.43119537617972,{"$error":"#N/A"},{"$error":"#N/A"},{"$error":"#N/A"}]
["2010-01-26",20,179.03860528589612,{"$error":"#N/A"},{"$error":"#N/A"},{"$error":"#N/A"},{"$error":"#N/A"},{"$error":"#N/A"},{"$error":"#N/A"},{"$error":"#N/A"},{"$error":"#N/A"},{"$error":"#N/A"},null,{"$error":"#N/A"},179.03860528589612,{"$error":"#N/A"},{"$error":"#N/A"},{"$error":"#N/A"}]
["2010-02-02",50,{"$error":"#N/A"},147.66409840511398,{"$error":"#N/A"},{"$error":"#N/A"},{"$error":"#N/A"},{"$error":"#N/A"},{"$error":"#N/A"},{"$error":"#N/A"},{"$error":"#N/A"},{"$error":"#N/A"},null,{"$error":"#N/A"},147.66409840511398,{"$error":"#N/A"},{"$error":"#N/A"},{"$error":"#N/A"}]
["2010-02-24",300,151.35301222219812,{"$error":"#N/A"},{"$error":"#N/A"},{"$error":"#N/A"},{"$error":"#N/A"},{"$error":"#N/A"},{"$error":"#N/A"},{"$error":"#N/A"},{"$error":"#N/A"},{"$error":"#N/A"},null,{"$error":"#N/A"},151.35301222219812,{"$error":"#N/A"},{"$error":"#N/A"},{"$error":"#N/A"}]
["2010-03-06",40,144.26490495565002,{"$error":"#N/A"},{"$error":"#N/A"},{"$error":"#N/A"},{"$error":"#N/A"},{"$error":"#N/A"},{"$error":"#N/A"},{"$error":"#N/A"},{"$error":"#N/A"},{"$error":"#N/A"},null,{"$error":"#N/A"},144.26490495565002,{"$error":"#N/A"},{"$error":"#N/A"},{"$error":"#N/A"}]
["2010-04-19",29,{"$error":"#N/A"},112.53996570452863,{"$error":"#N/A"},{"$error":"#N/A"},{"$error":"#N/A"},{"$error":"#N/A"},{"$error":"#N/A"},{"$error":"#N/A"},{"$error":"#N/A"},{"$error":"#N/A"},null,{"$error":"#N/A"},112.53996570452863,{"$error":"#N/A"},{"$error":"#N/A"},{"$error":"#N/A"}]
["2010-04-21",66,150.98345601746777,{"$error":"#N/A"},{"$error":"#N/A"},{"$error":"#N/A"},{"$error":"#N/A"},{"$error":"#N/A"},{"$error":"#N/A"},{"$error":"#N/A"},{"$error":"#N/A"},{"$error":"#N/A"},null,{"$error":"#N/A"},150.98345601746777,{"$error":"#N/A"},{"$error":"#N/A"},{"$error":"#N/A"}]
["2010-04-29",25,{"$error":"#N/A"},141.46199213136791,{"$error":"#N/A"},{"$error":"#N/A"},{"$error":"#N/A"},{"$error":"#N/A"},{"$error":"#N/A"},{"$error":"#N/A"},{"$error":"#N/A"},{"$error":"#N/A"},null,{"$error":"#N/A"},141.46199213136791,{"$error":"#N/A"},{"$error":"#N/A"},{"$error":"#N/A"}]
["2010-05-10",125,142.61966565255162,{"$error":"#N/A"},{"$error":"#N/A"},{"$error":"#N/A"},{"$error":"#N/A"},{"$error":"#N/A"},{"$error":"#N/A"},{"$error":"#N/A"},{"$error":"#N/A"},{"$error":"#N/A"},null,{"$error":"#N/A"},142.61966565255162,{"$error":"#N/A"},{"$error":"#N/A"},{"$error":"#N/A"}]
["2010-05-20",25.8,170.53800809365998,{"$error":"#N/A"},{"$error":"#N/A"},{"$error":"#N/A"},{"$error":"#N/A"},{"$error":"#N/A"},{"$error":"#N/A"},{"$error":"#N/A"},{"$error":"#N/A"},{"$error":"#N/A"},null,{"$error":"#N/A"},170.53800809365998,{"$error":"#N/A"},{"$error":"#N/A"},{"$error":"#N/A"}]
["2010-06-01",32,{"$error":"#N/A"},{"$error":"#N/A"},{"$error":"#N/A"},{"$error":"#N/A"},{"$error":"#N/A"},{"$error":"#N/A"},341.44670799560487,{"$error":"#N/A"},{"$error":"#N/A"},{"$error":"#N/A"},null,{"$error":"#N/A"},{"$error":"#N/A"},{"$error":"#N/A"},341.44670799560487,{"$error":"#N/A"}]
["2010-06-01",20,{"$error":"#N/A"},141.46199213136796,{"$error":"#N/A"},{"$error":"#N/A"},{"$error":"#N/A"},{"$error":"#N/A"},{"$error":"#N/A"},{"$error":"#N/A"},{"$error":"#N/A"},{"$error":"#N/A"},null,{"$error":"#N/A"},141.46199213136796,{"$error":"#N/A"},{"$error":"#N/A"},{"$error":"#N/A"}]
["2010-06-24",23,{"$error":"#N/A"},138.57574707239658,{"$error":"#N/A"},{"$error":"#N/A"},{"$error":"#N/A"},{"$error":"#N/A"},{"$error":"#N/A"},{"$error":"#N/A"},{"$error":"#N/A"},{"$error":"#N/A"},null,{"$error":"#N/A"},138.57574707239658,{"$error":"#N/A"},{"$error":"#N/A"},{"$error":"#N/A"}]
["2010-06-30",12,{"$error":"#N/A"},107.30482434444413,{"$error":"#N/A"},{"$error":"#N/A"},{"$error":"#N/A"},{"$error":"#N/A"},{"$error":"#N/A"},{"$error":"#N/A"},{"$error":"#N/A"},{"$error":"#N/A"},null,{"$error":"#N/A"},107.30482434444413,{"$error":"#N/A"},{"$error":"#N/A"},{"$error":"#N/A"}]
["2010-06-30",10,{"$error":"#N/A"},107.28939412908824,{"$error":"#N/A"},{"$error":"#N/A"},{"$error":"#N/A"},{"$error":"#N/A"},{"$error":"#N/A"},{"$error":"#N/A"},{"$error":"#N/A"},{"$error":"#N/A"},null,{"$error":"#N/A"},107.28939412908824,{"$error":"#N/A"},{"$error":"#N/A"},{"$error":"#N/A"}]
["2010-07-26",20,{"$error":"#N/A"},142.70706163513836,{"$error":"#N/A"},{"$error":"#N/A"},{"$error":"#N/A"},{"$error":"#N/A"},{"$error":"#N/A"},{"$error":"#N/A"},{"$error":"#N/A"},{"$error":"#N/A"},null,{"$error":"#N/A"},142.70706163513836,{"$error":"#N/A"},{"$error":"#N/A"},{"$error":"#N/A"}]
["2010-07-29",150,168.93293856178545,{"$error":"#N/A"},{"$error":"#N/A"},{"$error":"#N/A"},{"$error":"#N/A"},{"$error":"#N/A"},{"$error":"#N/A"},{"$error":"#N/A"},{"$error":"#N/A"},{"$error":"#N/A"},null,{"$error":"#N/A"},168.93293856178545,{"$error":"#N/A"},{"$error":"#N/A"},{"$error":"#N/A"}]
["2010-07-29",45,138.03621438469074,{"$error":"#N/A"},{"$error":"#N/A"},{"$error":"#N/A"},{"$error":"#N/A"},{"$error":"#N/A"},{"$error":"#N/A"},{"$error":"#N/A"},{"$error":"#N/A"},{"$error":"#N/A"},null,{"$error":"#N/A"},138.03621438469074,{"$error":"#N/A"},{"$error":"#N/A"},{"$error":"#N/A"}]
["2010-08-10",30,{"$error":"#N/A"},142.50552958940239,{"$error":"#N/A"},{"$error":"#N/A"},{"$error":"#N/A"},{"$error":"#N/A"},{"$error":"#N/A"},{"$error":"#N/A"},{"$error":"#N/A"},{"$error":"#N/A"},null,{"$error":"#N/A"},142.50552958940239,{"$error":"#N/A"},{"$error":"#N/A"},{"$error":"#N/A"}]
["2010-08-10",5.5,{"$error":"#N/A"},{"$error":"#N/A"},{"$error":"#N/A"},{"$error":"#N/A"},{"$error":"#N/A"},{"$error":"#N/A"},{"$error":"#N/A"},{"$error":"#N/A"},208.05157518313342,{"$error":"#N/A"},null,{"$error":"#N/A"},{"$error":"#N/A"},{"$error":"#N/A"},{"$error":"#N/A"},208.05157518313342]
["2010-08-24",23,{"$error":"#N/A"},120.81968807032149,{"$error":"#N/A"},{"$error":"#N/A"},{"$error":"#N/A"},{"$error":"#N/A"},{"$error":"#N/A"},{"$error":"#N/A"},{"$error":"#N/A"},{"$error":"#N/A"},null,{"$error":"#N/A"},120.81968807032149,{"$error":"#N/A"},{"$error":"#N/A"},{"$error":"#N/A"}]
["2010-09-20",62.5,137.58663178009448,{"$error":"#N/A"},{"$error":"#N/A"},{"$error":"#N/A"},{"$error":"#N/A"},{"$error":"#N/A"},{"$error":"#N/A"},{"$error":"#N/A"},{"$error":"#N/A"},{"$error":"#N/A"},null,{"$error":"#N/A"},137.58663178009448,{"$error":"#N/A"},{"$error":"#N/A"},{"$error":"#N/A"}]
["2010-11-10",130,139.65333720754586,{"$error":"#N/A"},{"$error":"#N/A"},{"$error":"#N/A"},{"$error":"#N/A"},{"$error":"#N/A"},{"$error":"#N/A"},{"$error":"#N/A"},{"$error":"#N/A"},{"$error":"#N/A"},null,{"$error":"#N/A"},139.65333720754586,{"$error":"#N/A"},{"$error":"#N/A"},{"$error":"#N/A"}]
["2010-11-15",14,85.326913367305082,{"$error":"#N/A"},{"$error":"#N/A"},{"$error":"#N/A"},{"$error":"#N/A"},{"$error":"#N/A"},{"$error":"#N/A"},{"$error":"#N/A"},{"$error":"#N/A"},{"$error":"#N/A"},null,{"$error":"#N/A"},85.326913367305082,{"$error":"#N/A"},{"$error":"#N/A"},{"$error":"#N/A"}]
["2010-11-15",20,82.666479626973455,{"$error":"#N/A"},{"$error":"#N/A"},{"$error":"#N/A"},{"$error":"#N/A"},{"$error":"#N/A"},{"$error":"#N/A"},{"$error":"#N/A"},{"$error":"#N/A"},{"$error":"#N/A"},null,{"$error":"#N/A"},82.666479626973455,{"$error":"#N/A"},{"$error":"#N/A"},{"$error":"#N/A"}]
["2010-12-01",9,{"$error":"#N/A"},148.12708748743785,{"$error":"#N/A"},{"$error":"#N/A"},{"$error":"#N/A"},{"$error":"#N/A"},{"$error":"#N/A"},{"$error":"#N/A"},{"$error":"#N/A"},{"$error":"#N/A"},null,{"$error":"#N/A"},148.12708748743785,{"$error":"#N/A"},{"$error":"#N/A"},{"$error":"#N/A"}]
["2010-12-01",7.65,{"$error":"#N/A"},{"$error":"#N/A"},{"$error":"#N/A"},{"$error":"#N/A"},{"$error":"#N/A"},{"$error":"#N/A"},{"$error":"#N/A"},{"$error":"#N/A"},156.40121200058223,{"$error":"#N/A"},null,{"$error":"#N/A"},{"$error":"#N/A"},{"$error":"#N/A"},{"$error":"#N/A"},156.40121200058223]
["2010-12-21",60,141.79238402519837,{"$error":"#N/A"},{"$error":"#N/A"},{"$error":"#N/A"},{"$error":"#N/A"},{"$error":"#N/A"},{"$error":"#N/A"},{"$error":"#N/A"},{"$error":"#N/A"},{"$error":"#N/A"},null,{"$error":"#N/A"},141.79238402519837,{"$error":"#N/A"},{"$error":"#N/A"},{"$error":"#N/A"}]
["2010-12-30",309,120.64225950101365,{"$error":"#N/A"},{"$error":"#N/A"},{"$error":"#N/A"},{"$error":"#N/A"},{"$error":"#N/A"},{"$error":"#N/A"},{"$error":"#N/A"},{"$error":"#N/A"},{"$error":"#N/A"},null,{"$error":"#N/A"},120.64225950101365,{"$error":"#N/A"},{"$error":"#N/A"},{"$error":"#N/A"}]
["2010-12-30",20,159.00147664446661,{"$error":"#N/A"},{"$error":"#N/A"},{"$error":"#N/A"},{"$error":"#N/A"},{"$error":"#N/A"},{"$error":"#N/A"},{"$error":"#N/A"},{"$error":"#N/A"},{"$error":"#N/A"},null,{"$error":"#N/A"},159.00147664446661,{"$error":"#N/A"},{"$error":"#N/A"},{"$error":"#N/A"}]
["2011-01-05",270,120.88595580488092,{"$error":"#N/A"},{"$error":"#N/A"},{"$error":"#N/A"},{"$error":"#N/A"},{"$error":"#N/A"},{"$error":"#N/A"},{"$error":"#N/A"},{"$error":"#N/A"},{"$error":"#N/A"},null,{"$error":"#N/A"},120.88595580488092,{"$error":"#N/A"},{"$error":"#N/A"},{"$error":"#N/A"}]
["2011-01-07",110,136.26881260302756,{"$error":"#N/A"},{"$error":"#N/A"},{"$error":"#N/A"},{"$error":"#N/A"},{"$error":"#N/A"},{"$error":"#N/A"},{"$error":"#N/A"},{"$error":"#N/A"},{"$error":"#N/A"},null,{"$error":"#N/A"},136.26881260302756,{"$error":"#N/A"},{"$error":"#N/A"},{"$error":"#N/A"}]
["2011-01-25",26,143.89315705464023,{"$error":"#N/A"},{"$error":"#N/A"},{"$error":"#N/A"},{"$error":"#N/A"},{"$error":"#N/A"},{"$error":"#N/A"},{"$error":"#N/A"},{"$error":"#N/A"},{"$error":"#N/A"},null,{"$error":"#N/A"},143.89315705464023,{"$error":"#N/A"},{"$error":"#N/A"},{"$error":"#N/A"}]
["2011-02-07",250,{"$error":"#N/A"},126.74197528628306,{"$error":"#N/A"},{"$error":"#N/A"},{"$error":"#N/A"},{"$error":"#N/A"},{"$error":"#N/A"},{"$error":"#N/A"},{"$error":"#N/A"},{"$error":"#N/A"},null,{"$error":"#N/A"},126.74197528628306,{"$error":"#N/A"},{"$error":"#N/A"},{"$error":"#N/A"}]
["2011-02-11",30,{"$error":"#N/A"},121.10631793024291,{"$error":"#N/A"},{"$error":"#N/A"},{"$error":"#N/A"},{"$error":"#N/A"},{"$error":"#N/A"},{"$error":"#N/A"},{"$error":"#N/A"},{"$error":"#N/A"},null,{"$error":"#N/A"},121.10631793024291,{"$error":"#N/A"},{"$error":"#N/A"},{"$error":"#N/A"}]
["2011-02-11",20,{"$error":"#N/A"},124.20859143826463,{"$error":"#N/A"},{"$error":"#N/A"},{"$error":"#N/A"},{"$error":"#N/A"},{"$error":"#N/A"},{"$error":"#N/A"},{"$error":"#N/A"},{"$error":"#N/A"},null,{"$error":"#N/A"},124.20859143826463,{"$error":"#N/A"},{"$error":"#N/A"},{"$error":"#N/A"}]
["2011-03-08",150,99.812519796492566,{"$error":"#N/A"},{"$error":"#N/A"},{"$error":"#N/A"},{"$error":"#N/A"},{"$error":"#N/A"},{"$error":"#N/A"},{"$error":"#N/A"},{"$error":"#N/A"},{"$error":"#N/A"},null,{"$error":"#N/A"},99.812519796492566,{"$error":"#N/A"},{"$error":"#N/A"},{"$error":"#N/A"}]
["2011-06-03",110,126.89010148884951,{"$error":"#N/A"},{"$error":"#N/A"},{"$error":"#N/A"},{"$error":"#N/A"},{"$error":"#N/A"},{"$error":"#N/A"},{"$error":"#N/A"},{"$error":"#N/A"},{"$error":"#N/A"},null,{"$error":"#N/A"},126.89010148884951,{"$error":"#N/A"},{"$error":"#N/A"},{"$error":"#N/A"}]
["2011-06-03",127,{"$error":"#N/A"},117.86925570042089,{"$error":"#N/A"},{"$error":"#N/A"},{"$error":"#N/A"},{"$error":"#N/A"},{"$error":"#N/A"},{"$error":"#N/A"},{"$error":"#N/A"},{"$error":"#N/A"},null,{"$error":"#N/A"},117.86925570042089,{"$error":"#N/A"},{"$error":"#N/A"},{"$error":"#N/A"}]
["2011-06-21",150,113.69776053369377,{"$error":"#N/A"},{"$error":"#N/A"},{"$error":"#N/A"},{"$error":"#N/A"},{"$error":"#N/A"},{"$error":"#N/A"},{"$error":"#N/A"},{"$error":"#N/A"},{"$error":"#N/A"},null,{"$error":"#N/A"},113.69776053369377,{"$error":"#N/A"},{"$error":"#N/A"},{"$error":"#N/A"}]
["2011-07-08",23,132.05882359781342,{"$error":"#N/A"},{"$error":"#N/A"},{"$error":"#N/A"},{"$error":"#N/A"},{"$error":"#N/A"},{"$error":"#N/A"},{"$error":"#N/A"},{"$error":"#N/A"},{"$error":"#N/A"},null,{"$error":"#N/A"},132.05882359781342,{"$error":"#N/A"},{"$error":"#N/A"},{"$error":"#N/A"}]
["2011-07-14",20,106.67137973445548,{"$error":"#N/A"},{"$error":"#N/A"},{"$error":"#N/A"},{"$error":"#N/A"},{"$error":"#N/A"},{"$error":"#N/A"},{"$error":"#N/A"},{"$error":"#N/A"},{"$error":"#N/A"},null,{"$error":"#N/A"},106.67137973445548,{"$error":"#N/A"},{"$error":"#N/A"},{"$error":"#N/A"}]
["2011-07-18",6,{"$error":"#N/A"},{"$error":"#N/A"},{"$error":"#N/A"},{"$error":"#N/A"},{"$error":"#N/A"},{"$error":"#N/A"},{"$error":"#N/A"},{"$error":"#N/A"},{"$error":"#N/A"},209.57332167610062,null,209.57332167610062,{"$error":"#N/A"},{"$error":"#N/A"},{"$error":"#N/A"},{"$error":"#N/A"}]
["2011-07-21",150,125.63472477332293,{"$error":"#N/A"},{"$error":"#N/A"},{"$error":"#N/A"},{"$error":"#N/A"},{"$error":"#N/A"},{"$error":"#N/A"},{"$error":"#N/A"},{"$error":"#N/A"},{"$error":"#N/A"},null,{"$error":"#N/A"},125.63472477332293,{"$error":"#N/A"},{"$error":"#N/A"},{"$error":"#N/A"}]
["2011-09-29",250,90.543891702749136,{"$error":"#N/A"},{"$error":"#N/A"},{"$error":"#N/A"},{"$error":"#N/A"},{"$error":"#N/A"},{"$error":"#N/A"},{"$error":"#N/A"},{"$error":"#N/A"},{"$error":"#N/A"},null,{"$error":"#N/A"},90.543891702749136,{"$error":"#N/A"},{"$error":"#N/A"},{"$error":"#N/A"}]
["2011-10-01",9,{"$error":"#N/A"},146.98424915753321,{"$error":"#N/A"},{"$error":"#N/A"},{"$error":"#N/A"},{"$error":"#N/A"},{"$error":"#N/A"},{"$error":"#N/A"},{"$error":"#N/A"},{"$error":"#N/A"},null,{"$error":"#N/A"},146.98424915753321,{"$error":"#N/A"},{"$error":"#N/A"},{"$error":"#N/A"}]
["2011-12-01",20,{"$error":"#N/A"},{"$error":"#N/A"},{"$error":"#N/A"},{"$error":"#N/A"},{"$error":"#N/A"},241.00931992751572,{"$error":"#N/A"},{"$error":"#N/A"},{"$error":"#N/A"},{"$error":"#N/A"},null,{"$error":"#N/A"},{"$error":"#N/A"},{"$error":"#N/A"},241.00931992751572,{"$error":"#N/A"}]
["2011-12-08",19,{"$error":"#N/A"},114.7416855843792,{"$error":"#N/A"},{"$error":"#N/A"},{"$error":"#N/A"},{"$error":"#N/A"},{"$error":"#N/A"},{"$error":"#N/A"},{"$error":"#N/A"},{"$error":"#N/A"},null,{"$error":"#N/A"},114.7416855843792,{"$error":"#N/A"},{"$error":"#N/A"},{"$error":"#N/A"}]
["2011-12-20",20,{"$error":"#N/A"},89.646188074226359,{"$error":"#N/A"},{"$error":"#N/A"},{"$error":"#N/A"},{"$error":"#N/A"},{"$error":"#N/A"},{"$error":"#N/A"},{"$error":"#N/A"},{"$error":"#N/A"},null,{"$error":"#N/A"},89.646188074226359,{"$error":"#N/A"},{"$error":"#N/A"},{"$error":"#N/A"}]
["2011-12-20",30,{"$error":"#N/A"},{"$error":"#N/A"},{"$error":"#N/A"},{"$error":"#N/A"},{"$error":"#N/A"},{"$error":"#N/A"},{"$error":"#N/A"},{"$error":"#N/A"},121.17494248875323,{"$error":"#N/A"},null,{"$error":"#N/A"},{"$error":"#N/A"},{"$error":"#N/A"},{"$error":"#N/A"},121.17494248875323]
["2011-12-20",20,{"$error":"#N/A"},88.024684149958574,{"$error":"#N/A"},{"$error":"#N/A"},{"$error":"#N/A"},{"$error":"#N/A"},{"$error":"#N/A"},{"$error":"#N/A"},{"$error":"#N/A"},{"$error":"#N/A"},null,{"$error":"#N/A"},88.024684149958574,{"$error":"#N/A"},{"$error":"#N/A"},{"$error":"#N/A"}]
["2012-01-01",15,{"$error":"#N/A"},90.755977946423187,{"$error":"#N/A"},{"$error":"#N/A"},{"$error":"#N/A"},{"$error":"#N/A"},{"$error":"#N/A"},{"$error":"#N/A"},{"$error":"#N/A"},{"$error":"#N/A"},null,{"$error":"#N/A"},90.755977946423187,{"$error":"#N/A"},{"$error":"#N/A"},{"$error":"#N/A"}]
["2012-01-01",15,{"$error":"#N/A"},81.424501752581762,{"$error":"#N/A"},{"$error":"#N/A"},{"$error":"#N/A"},{"$error":"#N/A"},{"$error":"#N/A"},{"$error":"#N/A"},{"$error":"#N/A"},{"$error":"#N/A"},null,{"$error":"#N/A"},81.424501752581762,{"$error":"#N/A"},{"$error":"#N/A"},{"$error":"#N/A"}]
["2012-02-03",200,93.74935354839711,{"$error":"#N/A"},{"$error":"#N/A"},{"$error":"#N/A"},{"$error":"#N/A"},{"$error":"#N/A"},{"$error":"#N/A"},{"$error":"#N/A"},{"$error":"#N/A"},{"$error":"#N/A"},null,{"$error":"#N/A"},93.74935354839711,{"$error":"#N/A"},{"$error":"#N/A"},{"$error":"#N/A"}]
["2012-02-27",20,85.416866638688688,{"$error":"#N/A"},{"$error":"#N/A"},{"$error":"#N/A"},{"$error":"#N/A"},{"$error":"#N/A"},{"$error":"#N/A"},{"$error":"#N/A"},{"$error":"#N/A"},{"$error":"#N/A"},null,{"$error":"#N/A"},85.416866638688688,{"$error":"#N/A"},{"$error":"#N/A"},{"$error":"#N/A"}]
["2012-07-03",20,96.469328073331241,{"$error":"#N/A"},{"$error":"#N/A"},{"$error":"#N/A"},{"$error":"#N/A"},{"$error":"#N/A"},{"$error":"#N/A"},{"$error":"#N/A"},{"$error":"#N/A"},{"$error":"#N/A"},null,{"$error":"#N/A"},96.469328073331241,{"$error":"#N/A"},{"$error":"#N/A"},{"$error":"#N/A"}]
["2012-07-03",20,102.45098867153942,{"$error":"#N/A"},{"$error":"#N/A"},{"$error":"#N/A"},{"$error":"#N/A"},{"$error":"#N/A"},{"$error":"#N/A"},{"$error":"#N/A"},{"$error":"#N/A"},{"$error":"#N/A"},null,{"$error":"#N/A"},102.45098867153942,{"$error":"#N/A"},{"$error":"#N/A"},{"$error":"#N/A"}]
["2012-08-03",20,98.488906157200276,{"$error":"#N/A"},{"$error":"#N/A"},{"$error":"#N/A"},{"$error":"#N/A"},{"$error":"#N/A"},{"$error":"#N/A"},{"$error":"#N/A"},{"$error":"#N/A"},{"$error":"#N/A"},null,{"$error":"#N/A"},98.488906157200276,{"$error":"#N/A"},{"$error":"#N/A"},{"$error":"#N/A"}]
["2012-08-13",20,99.98524709504315,{"$error":"#N/A"},{"$error":"#N/A"},{"$error":"#N/A"},{"$error":"#N/A"},{"$error":"#N/A"},{"$error":"#N/A"},{"$error":"#N/A"},{"$error":"#N/A"},{"$error":"#N/A"},null,{"$error":"#N/A"},99.98524709504315,{"$error":"#N/A"},{"$error":"#N/A"},{"$error":"#N/A"}]
["2012-08-16",102,97.823433672328562,{"$error":"#N/A"},{"$error":"#N/A"},{"$error":"#N/A"},{"$error":"#N/A"},{"$error":"#N/A"},{"$error":"#N/A"},{"$error":"#N/A"},{"$error":"#N/A"},{"$error":"#N/A"},null,{"$error":"#N/A"},97.823433672328562,{"$error":"#N/A"},{"$error":"#N/A"},{"$error":"#N/A"}]
["2012-08-29",20,94.114811069480197,{"$error":"#N/A"},{"$error":"#N/A"},{"$error":"#N/A"},{"$error":"#N/A"},{"$error":"#N/A"},{"$error":"#N/A"},{"$error":"#N/A"},{"$error":"#N/A"},{"$error":"#N/A"},null,{"$error":"#N/A"},94.114811069480197,{"$error":"#N/A"},{"$error":"#N/A"},{"$error":"#N/A"}]
["2012-08-31",250,{"$error":"#N/A"},97.168388621358446,{"$error":"#N/A"},{"$error":"#N/A"},{"$error":"#N/A"},{"$error":"#N/A"},{"$error":"#N/A"},{"$error":"#N/A"},{"$error":"#N/A"},{"$error":"#N/A"},null,{"$error":"#N/A"},97.168388621358446,{"$error":"#N/A"},{"$error":"#N/A"},{"$error":"#N/A"}]
["2012-09-17",20,92.357614293370148,{"$error":"#N/A"},{"$error":"#N/A"},{"$error":"#N/A"},{"$error":"#N/A"},{"$error":"#N/A"},{"$error":"#N/A"},{"$error":"#N/A"},{"$error":"#N/A"},{"$error":"#N/A"},null,{"$error":"#N/A"},92.357614293370148,{"$error":"#N/A"},{"$error":"#N/A"},{"$error":"#N/A"}]
["2012-09-17",20.8,110.01622419955176,{"$error":"#N/A"},{"$error":"#N/A"},{"$error":"#N/A"},{"$error":"#N/A"},{"$error":"#N/A"},{"$error":"#N/A"},{"$error":"#N/A"},{"$error":"#N/A"},{"$error":"#N/A"},null,{"$error":"#N/A"},110.01622419955176,{"$error":"#N/A"},{"$error":"#N/A"},{"$error":"#N/A"}]
["2012-10-17",10,94.606747486849457,{"$error":"#N/A"},{"$error":"#N/A"},{"$error":"#N/A"},{"$error":"#N/A"},{"$error":"#N/A"},{"$error":"#N/A"},{"$error":"#N/A"},{"$error":"#N/A"},{"$error":"#N/A"},null,{"$error":"#N/A"},94.606747486849457,{"$error":"#N/A"},{"$error":"#N/A"},{"$error":"#N/A"}]
["2012-10-25",50,{"$error":"#N/A"},59.267023006705834,{"$error":"#N/A"},{"$error":"#N/A"},{"$error":"#N/A"},{"$error":"#N/A"},{"$error":"#N/A"},{"$error":"#N/A"},{"$error":"#N/A"},{"$error":"#N/A"},null,{"$error":"#N/A"},59.267023006705834,{"$error":"#N/A"},{"$error":"#N/A"},{"$error":"#N/A"}]
["2012-11-01",20,75.205819193057408,{"$error":"#N/A"},{"$error":"#N/A"},{"$error":"#N/A"},{"$error":"#N/A"},{"$error":"#N/A"},{"$error":"#N/A"},{"$error":"#N/A"},{"$error":"#N/A"},{"$error":"#N/A"},null,{"$error":"#N/A"},75.205819193057408,{"$error":"#N/A"},{"$error":"#N/A"},{"$error":"#N/A"}]
["2012-11-15",20,85.95363073665844,{"$error":"#N/A"},{"$error":"#N/A"},{"$error":"#N/A"},{"$error":"#N/A"},{"$error":"#N/A"},{"$error":"#N/A"},{"$error":"#N/A"},{"$error":"#N/A"},{"$error":"#N/A"},null,{"$error":"#N/A"},85.95363073665844,{"$error":"#N/A"},{"$error":"#N/A"},{"$error":"#N/A"}]
["2012-12-12",250,{"$error":"#N/A"},83.74292592436872,{"$error":"#N/A"},{"$error":"#N/A"},{"$error":"#N/A"},{"$error":"#N/A"},{"$error":"#N/A"},{"$error":"#N/A"},{"$error":"#N/A"},{"$error":"#N/A"},null,{"$error":"#N/A"},83.74292592436872,{"$error":"#N/A"},{"$error":"#N/A"},{"$error":"#N/A"}]
["2012-12-13",20,{"$error":"#N/A"},90.098997123262023,{"$error":"#N/A"},{"$error":"#N/A"},{"$error":"#N/A"},{"$error":"#N/A"},{"$error":"#N/A"},{"$error":"#N/A"},{"$error":"#N/A"},{"$error":"#N/A"},null,{"$error":"#N/A"},90.098997123262023,{"$error":"#N/A"},{"$error":"#N/A"},{"$error":"#N/A"}]
["2013-02-04",28.8,{"$error":"#N/A"},{"$error":"#N/A"},107.06846962698376,{"$error":"#N/A"},{"$error":"#N/A"},{"$error":"#N/A"},{"$error":"#N/A"},{"$error":"#N/A"},{"$error":"#N/A"},{"$error":"#N/A"},null,{"$error":"#N/A"},{"$error":"#N/A"},107.06846962698376,{"$error":"#N/A"},{"$error":"#N/A"}]
["2013-02-28",45,84.904707696267423,{"$error":"#N/A"},{"$error":"#N/A"},{"$error":"#N/A"},{"$error":"#N/A"},{"$error":"#N/A"},{"$error":"#N/A"},{"$error":"#N/A"},{"$error":"#N/A"},{"$error":"#N/A"},null,{"$error":"#N/A"},84.904707696267423,{"$error":"#N/A"},{"$error":"#N/A"},{"$error":"#N/A"}]
["2013-03-22",20,95.649518304813853,{"$error":"#N/A"},{"$error":"#N/A"},{"$error":"#N/A"},{"$error":"#N/A"},{"$error":"#N/A"},{"$error":"#N/A"},{"$error":"#N/A"},{"$error":"#N/A"},{"$error":"#N/A"},null,{"$error":"#N/A"},95.649518304813853,{"$error":"#N/A"},{"$error":"#N/A"},{"$error":"#N/A"}]
["2013-03-22",20,94.180305538414601,{"$error":"#N/A"},{"$error":"#N/A"},{"$error":"#N/A"},{"$error":"#N/A"},{"$error":"#N/A"},{"$error":"#N/A"},{"$error":"#N/A"},{"$error":"#N/A"},{"$error":"#N/A"},null,{"$error":"#N/A"},94.180305538414601,{"$error":"#N/A"},{"$error":"#N/A"},{"$error":"#N/A"}]
["2013-03-25",20,80.369538590296017,{"$error":"#N/A"},{"$error":"#N/A"},{"$error":"#N/A"},{"$error":"#N/A"},{"$error":"#N/A"},{"$error":"#N/A"},{"$error":"#N/A"},{"$error":"#N/A"},{"$error":"#N/A"},null,{"$error":"#N/A"},80.369538590296017,{"$error":"#N/A"},{"$error":"#N/A"},{"$error":"#N/A"}]
["2013-04-10",20,92.294311954408911,{"$error":"#N/A"},{"$error":"#N/A"},{"$error":"#N/A"},{"$error":"#N/A"},{"$error":"#N/A"},{"$error":"#N/A"},{"$error":"#N/A"},{"$error":"#N/A"},{"$error":"#N/A"},null,{"$error":"#N/A"},92.294311954408911,{"$error":"#N/A"},{"$error":"#N/A"},{"$error":"#N/A"}]
["2013-04-16",20,67.668348014530224,{"$error":"#N/A"},{"$error":"#N/A"},{"$error":"#N/A"},{"$error":"#N/A"},{"$error":"#N/A"},{"$error":"#N/A"},{"$error":"#N/A"},{"$error":"#N/A"},{"$error":"#N/A"},null,{"$error":"#N/A"},67.668348014530224,{"$error":"#N/A"},{"$error":"#N/A"},{"$error":"#N/A"}]
["2013-06-01",20,60.944154142617847,{"$error":"#N/A"},{"$error":"#N/A"},{"$error":"#N/A"},{"$error":"#N/A"},{"$error":"#N/A"},{"$error":"#N/A"},{"$error":"#N/A"},{"$error":"#N/A"},{"$error":"#N/A"},null,{"$error":"#N/A"},60.944154142617847,{"$error":"#N/A"},{"$error":"#N/A"},{"$error":"#N/A"}]
["2013-06-03",48,{"$error":"#N/A"},69.237324673705757,{"$error":"#N/A"},{"$error":"#N/A"},{"$error":"#N/A"},{"$error":"#N/A"},{"$error":"#N/A"},{"$error":"#N/A"},{"$error":"#N/A"},{"$error":"#N/A"},null,{"$error":"#N/A"},69.237324673705757,{"$error":"#N/A"},{"$error":"#N/A"},{"$error":"#N/A"}]
["2013-06-03",40,{"$error":"#N/A"},70.165363550323292,{"$error":"#N/A"},{"$error":"#N/A"},{"$error":"#N/A"},{"$error":"#N/A"},{"$error":"#N/A"},{"$error":"#N/A"},{"$error":"#N/A"},{"$error":"#N/A"},null,{"$error":"#N/A"},70.165363550323292,{"$error":"#N/A"},{"$error":"#N/A"},{"$error":"#N/A"}]
["2013-06-19",12,{"$error":"#N/A"},{"$error":"#N/A"},{"$error":"#N/A"},{"$error":"#N/A"},{"$error":"#N/A"},{"$error":"#N/A"},{"$error":"#N/A"},{"$error":"#N/A"},{"$error":"#N/A"},161.15532684226596,null,161.15532684226596,{"$error":"#N/A"},{"$error":"#N/A"},{"$error":"#N/A"},{"$error":"#N/A"}]
["2013-07-03",50,{"$error":"#N/A"},59.338836266836473,{"$error":"#N/A"},{"$error":"#N/A"},{"$error":"#N/A"},{"$error":"#N/A"},{"$error":"#N/A"},{"$error":"#N/A"},{"$error":"#N/A"},{"$error":"#N/A"},null,{"$error":"#N/A"},59.338836266836473,{"$error":"#N/A"},{"$error":"#N/A"},{"$error":"#N/A"}]
["2013-07-10",40,60.741006962142436,{"$error":"#N/A"},{"$error":"#N/A"},{"$error":"#N/A"},{"$error":"#N/A"},{"$error":"#N/A"},{"$error":"#N/A"},{"$error":"#N/A"},{"$error":"#N/A"},{"$error":"#N/A"},null,{"$error":"#N/A"},60.741006962142436,{"$error":"#N/A"},{"$error":"#N/A"},{"$error":"#N/A"}]
["2013-07-10",20,65.157250015955313,{"$error":"#N/A"},{"$error":"#N/A"},{"$error":"#N/A"},{"$error":"#N/A"},{"$error":"#N/A"},{"$error":"#N/A"},{"$error":"#N/A"},{"$error":"#N/A"},{"$error":"#N/A"},null,{"$error":"#N/A"},65.157250015955313,{"$error":"#N/A"},{"$error":"#N/A"},{"$error":"#N/A"}]
["2013-07-17",20,89.059917879894186,{"$error":"#N/A"},{"$error":"#N/A"},{"$error":"#N/A"},{"$error":"#N/A"},{"$error":"#N/A"},{"$error":"#N/A"},{"$error":"#N/A"},{"$error":"#N/A"},{"$error":"#N/A"},null,{"$error":"#N/A"},89.059917879894186,{"$error":"#N/A"},{"$error":"#N/A"},{"$error":"#N/A"}]
["2013-07-17",12,89.059917879894144,{"$error":"#N/A"},{"$error":"#N/A"},{"$error":"#N/A"},{"$error":"#N/A"},{"$error":"#N/A"},{"$error":"#N/A"},{"$error":"#N/A"},{"$error":"#N/A"},{"$error":"#N/A"},null,{"$error":"#N/A"},89.059917879894144,{"$error":"#N/A"},{"$error":"#N/A"},{"$error":"#N/A"}]
["2013-09-06",15,69.942689165212414,{"$error":"#N/A"},{"$error":"#N/A"},{"$error":"#N/A"},{"$error":"#N/A"},{"$error":"#N/A"},{"$error":"#N/A"},{"$error":"#N/A"},{"$error":"#N/A"},{"$error":"#N/A"},null,{"$error":"#N/A"},69.942689165212414,{"$error":"#N/A"},{"$error":"#N/A"},{"$error":"#N/A"}]
["2013-09-19",20,{"$error":"#N/A"},{"$error":"#N/A"},{"$error":"#N/A"},{"$error":"#N/A"},{"$error":"#N/A"},{"$error":"#N/A"},{"$error":"#N/A"},103.56471374667741,{"$error":"#N/A"},{"$error":"#N/A"},null,{"$error":"#N/A"},{"$error":"#N/A"},{"$error":"#N/A"},103.56471374667741,{"$error":"#N/A"}]
["2013-09-27",20,66.765548261986837,{"$error":"#N/A"},{"$error":"#N/A"},{"$error":"#N/A"},{"$error":"#N/A"},{"$error":"#N/A"},{"$error":"#N/A"},{"$error":"#N/A"},{"$error":"#N/A"},{"$error":"#N/A"},null,{"$error":"#N/A"},66.765548261986837,{"$error":"#N/A"},{"$error":"#N/A"},{"$error":"#N/A"}]
["2013-10-09",20,69.590671362744146,{"$error":"#N/A"},{"$error":"#N/A"},{"$error":"#N/A"},{"$error":"#N/A"},{"$error":"#N/A"},{"$error":"#N/A"},{"$error":"#N/A"},{"$error":"#N/A"},{"$error":"#N/A"},null,{"$error":"#N/A"},69.590671362744146,{"$error":"#N/A"},{"$error":"#N/A"},{"$error":"#N/A"}]
["2013-10-22",20,67.00921814615468,{"$error":"#N/A"},{"$error":"#N/A"},{"$error":"#N/A"},{"$error":"#N/A"},{"$error":"#N/A"},{"$error":"#N/A"},{"$error":"#N/A"},{"$error":"#N/A"},{"$error":"#N/A"},null,{"$error":"#N/A"},67.00921814615468,{"$error":"#N/A"},{"$error":"#N/A"},{"$error":"#N/A"}]
["2013-12-01",7.3140000000000001,85.257794245409158,{"$error":"#N/A"},{"$error":"#N/A"},{"$error":"#N/A"},{"$error":"#N/A"},{"$error":"#N/A"},{"$error":"#N/A"},{"$error":"#N/A"},{"$error":"#N/A"},{"$error":"#N/A"},null,{"$error":"#N/A"},85.257794245409158,{"$error":"#N/A"},{"$error":"#N/A"},{"$error":"#N/A"}]
["2013-12-06",20,{"$error":"#N/A"},{"$error":"#N/A"},{"$error":"#N/A"},{"$error":"#N/A"},{"$error":"#N/A"},{"$error":"#N/A"},{"$error":"#N/A"},{"$error":"#N/A"},69.87705635808237,{"$error":"#N/A"},null,{"$error":"#N/A"},{"$error":"#N/A"},{"$error":"#N/A"},{"$error":"#N/A"},69.87705635808237]
["2013-12-19",150,57.700419436451874,{"$error":"#N/A"},{"$error":"#N/A"},{"$error":"#N/A"},{"$error":"#N/A"},{"$error":"#N/A"},{"$error":"#N/A"},{"$error":"#N/A"},{"$error":"#N/A"},{"$error":"#N/A"},null,{"$error":"#N/A"},57.700419436451874,{"$error":"#N/A"},{"$error":"#N/A"},{"$error":"#N/A"}]
["2014-01-30",7,72.34787327852986,{"$error":"#N/A"},{"$error":"#N/A"},{"$error":"#N/A"},{"$error":"#N/A"},{"$error":"#N/A"},{"$error":"#N/A"},{"$error":"#N/A"},{"$error":"#N/A"},{"$error":"#N/A"},null,{"$error":"#N/A"},72.34787327852986,{"$error":"#N/A"},{"$error":"#N/A"},{"$error":"#N/A"}]
["2014-02-20",10.416,{"$error":"#N/A"},51.094913297526027,{"$error":"#N/A"},{"$error":"#N/A"},{"$error":"#N/A"},{"$error":"#N/A"},{"$error":"#N/A"},{"$error":"#N/A"},{"$error":"#N/A"},{"$error":"#N/A"},null,{"$error":"#N/A"},51.094913297526027,{"$error":"#N/A"},{"$error":"#N/A"},{"$error":"#N/A"}]
["2014-03-17",20,66.28714692857622,{"$error":"#N/A"},{"$error":"#N/A"},{"$error":"#N/A"},{"$error":"#N/A"},{"$error":"#N/A"},{"$error":"#N/A"},{"$error":"#N/A"},{"$error":"#N/A"},{"$error":"#N/A"},null,{"$error":"#N/A"},66.28714692857622,{"$error":"#N/A"},{"$error":"#N/A"},{"$error":"#N/A"}]
["2014-03-26",26.66,61.954318761830145,{"$error":"#N/A"},{"$error":"#N/A"},{"$error":"#N/A"},{"$error":"#N/A"},{"$error":"#N/A"},{"$error":"#N/A"},{"$error":"#N/A"},{"$error":"#N/A"},{"$error":"#N/A"},null,{"$error":"#N/A"},61.954318761830145,{"$error":"#N/A"},{"$error":"#N/A"},{"$error":"#N/A"}]
["2014-04-01",10.3,{"$error":"#N/A"},{"$error":"#N/A"},{"$error":"#N/A"},{"$error":"#N/A"},{"$error":"#N/A"},68.522732529518848,{"$error":"#N/A"},{"$error":"#N/A"},{"$error":"#N/A"},{"$error":"#N/A"},null,{"$error":"#N/A"},{"$error":"#N/A"},{"$error":"#N/A"},68.522732529518848,{"$error":"#N/A"}]
["2014-05-01",157.5,{"$error":"#N/A"},{"$error":"#N/A"},{"$error":"#N/A"},{"$error":"#N/A"},45.563031023747001,{"$error":"#N/A"},{"$error":"#N/A"},{"$error":"#N/A"},{"$error":"#N/A"},{"$error":"#N/A"},null,{"$error":"#N/A"},{"$error":"#N/A"},45.563031023747001,{"$error":"#N/A"},{"$error":"#N/A"}]
["2014-05-27",30,{"$error":"#N/A"},65.431427866567319,{"$error":"#N/A"},{"$error":"#N/A"},{"$error":"#N/A"},{"$error":"#N/A"},{"$error":"#N/A"},{"$error":"#N/A"},{"$error":"#N/A"},{"$error":"#N/A"},null,{"$error":"#N/A"},65.431427866567319,{"$error":"#N/A"},{"$error":"#N/A"},{"$error":"#N/A"}]
["2014-06-01",20,{"$error":"#N/A"},{"$error":"#N/A"},{"$error":"#N/A"},{"$error":"#N/A"},{"$error":"#N/A"},{"$error":"#N/A"},{"$error":"#N/A"},{"$error":"#N/A"},68.4311494879572,{"$error":"#N/A"},null,{"$error":"#N/A"},{"$error":"#N/A"},{"$error":"#N/A"},{"$error":"#N/A"},68.4311494879572]
["2014-06-12",30,59.676593847649485,{"$error":"#N/A"},{"$error":"#N/A"},{"$error":"#N/A"},{"$error":"#N/A"},{"$error":"#N/A"},{"$error":"#N/A"},{"$error":"#N/A"},{"$error":"#N/A"},{"$error":"#N/A"},null,{"$error":"#N/A"},59.676593847649485,{"$error":"#N/A"},{"$error":"#N/A"},{"$error":"#N/A"}]
["2014-07-18",93.6,58.417567474057513,{"$error":"#N/A"},{"$error":"#N/A"},{"$error":"#N/A"},{"$error":"#N/A"},{"$error":"#N/A"},{"$error":"#N/A"},{"$error":"#N/A"},{"$error":"#N/A"},{"$error":"#N/A"},null,{"$error":"#N/A"},58.417567474057513,{"$error":"#N/A"},{"$error":"#N/A"},{"$error":"#N/A"}]
["2014-07-23",75,59.801478218667924,{"$error":"#N/A"},{"$error":"#N/A"},{"$error":"#N/A"},{"$error":"#N/A"},{"$error":"#N/A"},{"$error":"#N/A"},{"$error":"#N/A"},{"$error":"#N/A"},{"$error":"#N/A"},null,{"$error":"#N/A"},59.801478218667924,{"$error":"#N/A"},{"$error":"#N/A"},{"$error":"#N/A"}]
["2014-07-24",56,{"$error":"#N/A"},59.338836266836473,{"$error":"#N/A"},{"$error":"#N/A"},{"$error":"#N/A"},{"$error":"#N/A"},{"$error":"#N/A"},{"$error":"#N/A"},{"$error":"#N/A"},{"$error":"#N/A"},null,{"$error":"#N/A"},59.338836266836473,{"$error":"#N/A"},{"$error":"#N/A"},{"$error":"#N/A"}]
["2014-07-24",56,{"$error":"#N/A"},59.923365360430054,{"$error":"#N/A"},{"$error":"#N/A"},{"$error":"#N/A"},{"$error":"#N/A"},{"$error":"#N/A"},{"$error":"#N/A"},{"$error":"#N/A"},{"$error":"#N/A"},null,{"$error":"#N/A"},59.923365360430054,{"$error":"#N/A"},{"$error":"#N/A"},{"$error":"#N/A"}]
["2014-07-31",200,46.930812546547415,{"$error":"#N/A"},{"$error":"#N/A"},{"$error":"#N/A"},{"$error":"#N/A"},{"$error":"#N/A"},{"$error":"#N/A"},{"$error":"#N/A"},{"$error":"#N/A"},{"$error":"#N/A"},null,{"$error":"#N/A"},46.930812546547415,{"$error":"#N/A"},{"$error":"#N/A"},{"$error":"#N/A"}]
["2014-08-19",105,{"$error":"#N/A"},62.654212219562595,{"$error":"#N/A"},{"$error":"#N/A"},{"$error":"#N/A"},{"$error":"#N/A"},{"$error":"#N/A"},{"$error":"#N/A"},{"$error":"#N/A"},{"$error":"#N/A"},null,{"$error":"#N/A"},62.654212219562595,{"$error":"#N/A"},{"$error":"#N/A"},{"$error":"#N/A"}]
["2014-08-25",60,{"$error":"#N/A"},63.602198479421361,{"$error":"#N/A"},{"$error":"#N/A"},{"$error":"#N/A"},{"$error":"#N/A"},{"$error":"#N/A"},{"$error":"#N/A"},{"$error":"#N/A"},{"$error":"#N/A"},null,{"$error":"#N/A"},63.602198479421361,{"$error":"#N/A"},{"$error":"#N/A"},{"$error":"#N/A"}]
["2014-09-03",60,52.153991412523574,{"$error":"#N/A"},{"$error":"#N/A"},{"$error":"#N/A"},{"$error":"#N/A"},{"$error":"#N/A"},{"$error":"#N/A"},{"$error":"#N/A"},{"$error":"#N/A"},{"$error":"#N/A"},null,{"$error":"#N/A"},52.153991412523574,{"$error":"#N/A"},{"$error":"#N/A"},{"$error":"#N/A"}]
["2014-09-04",52,{"$error":"#N/A"},48.636508879899885,{"$error":"#N/A"},{"$error":"#N/A"},{"$error":"#N/A"},{"$error":"#N/A"},{"$error":"#N/A"},{"$error":"#N/A"},{"$error":"#N/A"},{"$error":"#N/A"},null,{"$error":"#N/A"},48.636508879899885,{"$error":"#N/A"},{"$error":"#N/A"},{"$error":"#N/A"}]
["2014-09-04",120,{"$error":"#N/A"},58.152535647524708,{"$error":"#N/A"},{"$error":"#N/A"},{"$error":"#N/A"},{"$error":"#N/A"},{"$error":"#N/A"},{"$error":"#N/A"},{"$error":"#N/A"},{"$error":"#N/A"},null,{"$error":"#N/A"},58.152535647524708,{"$error":"#N/A"},{"$error":"#N/A"},{"$error":"#N/A"}]
["2014-10-03",30,62.380281355222401,{"$error":"#N/A"},{"$error":"#N/A"},{"$error":"#N/A"},{"$error":"#N/A"},{"$error":"#N/A"},{"$error":"#N/A"},{"$error":"#N/A"},{"$error":"#N/A"},{"$error":"#N/A"},null,{"$error":"#N/A"},62.380281355222401,{"$error":"#N/A"},{"$error":"#N/A"},{"$error":"#N/A"}]
["2014-10-08",101.3,{"$error":"#N/A"},{"$error":"#N/A"},{"$error":"#N/A"},{"$error":"#N/A"},{"$error":"#N/A"},{"$error":"#N/A"},{"$error":"#N/A"},{"$error":"#N/A"},54.199208627953233,{"$error":"#N/A"},null,{"$error":"#N/A"},{"$error":"#N/A"},{"$error":"#N/A"},{"$error":"#N/A"},54.199208627953233]
["2014-10-08",51,{"$error":"#N/A"},{"$error":"#N/A"},{"$error":"#N/A"},{"$error":"#N/A"},{"$error":"#N/A"},{"$error":"#N/A"},{"$error":"#N/A"},{"$error":"#N/A"},54.985595954965106,{"$error":"#N/A"},null,{"$error":"#N/A"},{"$error":"#N/A"},{"$error":"#N/A"},{"$error":"#N/A"},54.985595954965106]
["2014-10-08",76.5,{"$error":"#N/A"},{"$error":"#N/A"},{"$error":"#N/A"},{"$error":"#N/A"},{"$error":"#N/A"},{"$error":"#N/A"},{"$error":"#N/A"},{"$error":"#N/A"},54.927327343711738,{"$error":"#N/A"},null,{"$error":"#N/A"},{"$error":"#N/A"},{"$error":"#N/A"},{"$error":"#N/A"},54.927327343711738]
["2014-10-08",30,{"$error":"#N/A"},{"$error":"#N/A"},{"$error":"#N/A"},{"$error":"#N/A"},{"$error":"#N/A"},{"$error":"#N/A"},{"$error":"#N/A"},{"$error":"#N/A"},58.968779885974001,{"$error":"#N/A"},null,{"$error":"#N/A"},{"$error":"#N/A"},{"$error":"#N/A"},{"$error":"#N/A"},58.968779885974001]
["2014-10-08",80,{"$error":"#N/A"},{"$error":"#N/A"},{"$error":"#N/A"},{"$error":"#N/A"},{"$error":"#N/A"},{"$error":"#N/A"},{"$error":"#N/A"},{"$error":"#N/A"},61.970515206884087,{"$error":"#N/A"},null,{"$error":"#N/A"},{"$error":"#N/A"},{"$error":"#N/A"},{"$error":"#N/A"},61.970515206884087]
["2014-10-08",103,{"$error":"#N/A"},{"$error":"#N/A"},{"$error":"#N/A"},{"$error":"#N/A"},{"$error":"#N/A"},{"$error":"#N/A"},{"$error":"#N/A"},{"$error":"#N/A"},59.231880078512106,{"$error":"#N/A"},null,{"$error":"#N/A"},{"$error":"#N/A"},{"$error":"#N/A"},{"$error":"#N/A"},59.231880078512106]
["2014-10-20",40,59.290087410812383,{"$error":"#N/A"},{"$error":"#N/A"},{"$error":"#N/A"},{"$error":"#N/A"},{"$error":"#N/A"},{"$error":"#N/A"},{"$error":"#N/A"},{"$error":"#N/A"},{"$error":"#N/A"},null,{"$error":"#N/A"},59.290087410812383,{"$error":"#N/A"},{"$error":"#N/A"},{"$error":"#N/A"}]
["2014-10-21",11.4,64.325382881391519,{"$error":"#N/A"},{"$error":"#N/A"},{"$error":"#N/A"},{"$error":"#N/A"},{"$error":"#N/A"},{"$error":"#N/A"},{"$error":"#N/A"},{"$error":"#N/A"},{"$error":"#N/A"},null,{"$error":"#N/A"},64.325382881391519,{"$error":"#N/A"},{"$error":"#N/A"},{"$error":"#N/A"}]
["2014-10-21",20,67.023238540072228,{"$error":"#N/A"},{"$error":"#N/A"},{"$error":"#N/A"},{"$error":"#N/A"},{"$error":"#N/A"},{"$error":"#N/A"},{"$error":"#N/A"},{"$error":"#N/A"},{"$error":"#N/A"},null,{"$error":"#N/A"},67.023238540072228,{"$error":"#N/A"},{"$error":"#N/A"},{"$error":"#N/A"}]
["2014-10-22",20,58.646559471953672,{"$error":"#N/A"},{"$error":"#N/A"},{"$error":"#N/A"},{"$error":"#N/A"},{"$error":"#N/A"},{"$error":"#N/A"},{"$error":"#N/A"},{"$error":"#N/A"},{"$error":"#N/A"},null,{"$error":"#N/A"},58.646559471953672,{"$error":"#N/A"},{"$error":"#N/A"},{"$error":"#N/A"}]
["2014-10-22",20,58.646559471953672,{"$error":"#N/A"},{"$error":"#N/A"},{"$error":"#N/A"},{"$error":"#N/A"},{"$error":"#N/A"},{"$error":"#N/A"},{"$error":"#N/A"},{"$error":"#N/A"},{"$error":"#N/A"},null,{"$error":"#N/A"},58.646559471953672,{"$error":"#N/A"},{"$error":"#N/A"},{"$error":"#N/A"}]
["2014-10-22",15,58.646559471953658,{"$error":"#N/A"},{"$error":"#N/A"},{"$error":"#N/A"},{"$error":"#N/A"},{"$error":"#N/A"},{"$error":"#N/A"},{"$error":"#N/A"},{"$error":"#N/A"},{"$error":"#N/A"},null,{"$error":"#N/A"},58.646559471953658,{"$error":"#N/A"},{"$error":"#N/A"},{"$error":"#N/A"}]
["2014-10-22",20,58.646559471953672,{"$error":"#N/A"},{"$error":"#N/A"},{"$error":"#N/A"},{"$error":"#N/A"},{"$error":"#N/A"},{"$error":"#N/A"},{"$error":"#N/A"},{"$error":"#N/A"},{"$error":"#N/A"},null,{"$error":"#N/A"},58.646559471953672,{"$error":"#N/A"},{"$error":"#N/A"},{"$error":"#N/A"}]
["2014-10-22",20,51.531293481585763,{"$error":"#N/A"},{"$error":"#N/A"},{"$error":"#N/A"},{"$error":"#N/A"},{"$error":"#N/A"},{"$error":"#N/A"},{"$error":"#N/A"},{"$error":"#N/A"},{"$error":"#N/A"},null,{"$error":"#N/A"},51.531293481585763,{"$error":"#N/A"},{"$error":"#N/A"},{"$error":"#N/A"}]
["2014-10-22",14.7,71.779325330505586,{"$error":"#N/A"},{"$error":"#N/A"},{"$error":"#N/A"},{"$error":"#N/A"},{"$error":"#N/A"},{"$error":"#N/A"},{"$error":"#N/A"},{"$error":"#N/A"},{"$error":"#N/A"},null,{"$error":"#N/A"},71.779325330505586,{"$error":"#N/A"},{"$error":"#N/A"},{"$error":"#N/A"}]
["2014-10-22",19.5,69.612598533520995,{"$error":"#N/A"},{"$error":"#N/A"},{"$error":"#N/A"},{"$error":"#N/A"},{"$error":"#N/A"},{"$error":"#N/A"},{"$error":"#N/A"},{"$error":"#N/A"},{"$error":"#N/A"},null,{"$error":"#N/A"},69.612598533520995,{"$error":"#N/A"},{"$error":"#N/A"},{"$error":"#N/A"}]
["2014-10-22",19.5,69.629932347896869,{"$error":"#N/A"},{"$error":"#N/A"},{"$error":"#N/A"},{"$error":"#N/A"},{"$error":"#N/A"},{"$error":"#N/A"},{"$error":"#N/A"},{"$error":"#N/A"},{"$error":"#N/A"},null,{"$error":"#N/A"},69.629932347896869,{"$error":"#N/A"},{"$error":"#N/A"},{"$error":"#N/A"}]
["2014-10-24",100,{"$error":"#N/A"},{"$error":"#N/A"},68.503897219962312,{"$error":"#N/A"},{"$error":"#N/A"},{"$error":"#N/A"},{"$error":"#N/A"},{"$error":"#N/A"},{"$error":"#N/A"},{"$error":"#N/A"},null,{"$error":"#N/A"},{"$error":"#N/A"},68.503897219962312,{"$error":"#N/A"},{"$error":"#N/A"}]
["2014-11-07",40,{"$error":"#N/A"},{"$error":"#N/A"},{"$error":"#N/A"},{"$error":"#N/A"},{"$error":"#N/A"},{"$error":"#N/A"},{"$error":"#N/A"},{"$error":"#N/A"},71.95189031595541,{"$error":"#N/A"},null,{"$error":"#N/A"},{"$error":"#N/A"},{"$error":"#N/A"},{"$error":"#N/A"},71.95189031595541]
["2014-11-07",50,{"$error":"#N/A"},{"$error":"#N/A"},{"$error":"#N/A"},{"$error":"#N/A"},{"$error":"#N/A"},{"$error":"#N/A"},{"$error":"#N/A"},{"$error":"#N/A"},71.95189031595541,{"$error":"#N/A"},null,{"$error":"#N/A"},{"$error":"#N/A"},{"$error":"#N/A"},{"$error":"#N/A"},71.95189031595541]
["2014-11-13",30,{"$error":"#N/A"},63.832403673837184,{"$error":"#N/A"},{"$error":"#N/A"},{"$error":"#N/A"},{"$error":"#N/A"},{"$error":"#N/A"},{"$error":"#N/A"},{"$error":"#N/A"},{"$error":"#N/A"},null,{"$error":"#N/A"},63.832403673837184,{"$error":"#N/A"},{"$error":"#N/A"},{"$error":"#N/A"}]
["2014-11-18",45,{"$error":"#N/A"},51.134930178169014,{"$error":"#N/A"},{"$error":"#N/A"},{"$error":"#N/A"},{"$error":"#N/A"},{"$error":"#N/A"},{"$error":"#N/A"},{"$error":"#N/A"},{"$error":"#N/A"},null,{"$error":"#N/A"},51.134930178169014,{"$error":"#N/A"},{"$error":"#N/A"},{"$error":"#N/A"}]
["2014-12-09",130,63.498988771656997,{"$error":"#N/A"},{"$error":"#N/A"},{"$error":"#N/A"},{"$error":"#N/A"},{"$error":"#N/A"},{"$error":"#N/A"},{"$error":"#N/A"},{"$error":"#N/A"},{"$error":"#N/A"},null,{"$error":"#N/A"},63.498988771656997,{"$error":"#N/A"},{"$error":"#N/A"},{"$error":"#N/A"}]
["2015-02-01",80,{"$error":"#N/A"},{"$error":"#N/A"},{"$error":"#N/A"},{"$error":"#N/A"},{"$error":"#N/A"},{"$error":"#N/A"},{"$error":"#N/A"},{"$error":"#N/A"},60.187377872744094,{"$error":"#N/A"},null,{"$error":"#N/A"},{"$error":"#N/A"},{"$error":"#N/A"},{"$error":"#N/A"},60.187377872744094]
["2015-03-02",6,{"$error":"#N/A"},{"$error":"#N/A"},{"$error":"#N/A"},{"$error":"#N/A"},{"$error":"#N/A"},{"$error":"#N/A"},{"$error":"#N/A"},{"$error":"#N/A"},105.47771151212254,{"$error":"#N/A"},null,{"$error":"#N/A"},{"$error":"#N/A"},{"$error":"#N/A"},{"$error":"#N/A"},105.47771151212254]
["2015-03-02",25,{"$error":"#N/A"},{"$error":"#N/A"},{"$error":"#N/A"},43.839682019519024,{"$error":"#N/A"},{"$error":"#N/A"},{"$error":"#N/A"},{"$error":"#N/A"},{"$error":"#N/A"},{"$error":"#N/A"},null,{"$error":"#N/A"},{"$error":"#N/A"},43.839682019519024,{"$error":"#N/A"},{"$error":"#N/A"}]
["2015-03-03",62.25,{"$error":"#N/A"},{"$error":"#N/A"},64.350143212934555,{"$error":"#N/A"},{"$error":"#N/A"},{"$error":"#N/A"},{"$error":"#N/A"},{"$error":"#N/A"},{"$error":"#N/A"},{"$error":"#N/A"},null,{"$error":"#N/A"},{"$error":"#N/A"},64.350143212934555,{"$error":"#N/A"},{"$error":"#N/A"}]
["2015-03-04",70,{"$error":"#N/A"},{"$error":"#N/A"},{"$error":"#N/A"},38.669916383582112,{"$error":"#N/A"},{"$error":"#N/A"},{"$error":"#N/A"},{"$error":"#N/A"},{"$error":"#N/A"},{"$error":"#N/A"},null,{"$error":"#N/A"},{"$error":"#N/A"},38.669916383582112,{"$error":"#N/A"},{"$error":"#N/A"}]
["2015-03-04",70,{"$error":"#N/A"},{"$error":"#N/A"},{"$error":"#N/A"},39.161625887627565,{"$error":"#N/A"},{"$error":"#N/A"},{"$error":"#N/A"},{"$error":"#N/A"},{"$error":"#N/A"},{"$error":"#N/A"},null,{"$error":"#N/A"},{"$error":"#N/A"},39.161625887627565,{"$error":"#N/A"},{"$error":"#N/A"}]
["2015-03-05",10.5,87.329142795515054,{"$error":"#N/A"},{"$error":"#N/A"},{"$error":"#N/A"},{"$error":"#N/A"},{"$error":"#N/A"},{"$error":"#N/A"},{"$error":"#N/A"},{"$error":"#N/A"},{"$error":"#N/A"},null,{"$error":"#N/A"},87.329142795515054,{"$error":"#N/A"},{"$error":"#N/A"},{"$error":"#N/A"}]
["2015-03-23",20,70.858191523229905,{"$error":"#N/A"},{"$error":"#N/A"},{"$error":"#N/A"},{"$error":"#N/A"},{"$error":"#N/A"},{"$error":"#N/A"},{"$error":"#N/A"},{"$error":"#N/A"},{"$error":"#N/A"},null,{"$error":"#N/A"},70.858191523229905,{"$error":"#N/A"},{"$error":"#N/A"},{"$error":"#N/A"}]
["2015-03-25",30,{"$error":"#N/A"},49.635785085502356,{"$error":"#N/A"},{"$error":"#N/A"},{"$error":"#N/A"},{"$error":"#N/A"},{"$error":"#N/A"},{"$error":"#N/A"},{"$error":"#N/A"},{"$error":"#N/A"},null,{"$error":"#N/A"},49.635785085502356,{"$error":"#N/A"},{"$error":"#N/A"},{"$error":"#N/A"}]
["2015-04-03",81,{"$error":"#N/A"},{"$error":"#N/A"},48.967251173687167,{"$error":"#N/A"},{"$error":"#N/A"},{"$error":"#N/A"},{"$error":"#N/A"},{"$error":"#N/A"},{"$error":"#N/A"},{"$error":"#N/A"},null,{"$error":"#N/A"},{"$error":"#N/A"},48.967251173687167,{"$error":"#N/A"},{"$error":"#N/A"}]
["2015-04-03",54,46.990659164671953,{"$error":"#N/A"},{"$error":"#N/A"},{"$error":"#N/A"},{"$error":"#N/A"},{"$error":"#N/A"},{"$error":"#N/A"},{"$error":"#N/A"},{"$error":"#N/A"},{"$error":"#N/A"},null,{"$error":"#N/A"},46.990659164671953,{"$error":"#N/A"},{"$error":"#N/A"},{"$error":"#N/A"}]
["2015-04-14",6.8,65.368693057930599,{"$error":"#N/A"},{"$error":"#N/A"},{"$error":"#N/A"},{"$error":"#N/A"},{"$error":"#N/A"},{"$error":"#N/A"},{"$error":"#N/A"},{"$error":"#N/A"},{"$error":"#N/A"},null,{"$error":"#N/A"},65.368693057930599,{"$error":"#N/A"},{"$error":"#N/A"},{"$error":"#N/A"}]
["2015-04-17",20,55.29874516069291,{"$error":"#N/A"},{"$error":"#N/A"},{"$error":"#N/A"},{"$error":"#N/A"},{"$error":"#N/A"},{"$error":"#N/A"},{"$error":"#N/A"},{"$error":"#N/A"},{"$error":"#N/A"},null,{"$error":"#N/A"},55.29874516069291,{"$error":"#N/A"},{"$error":"#N/A"},{"$error":"#N/A"}]
["2015-04-30",50.6,{"$error":"#N/A"},{"$error":"#N/A"},{"$error":"#N/A"},{"$error":"#N/A"},{"$error":"#N/A"},{"$error":"#N/A"},{"$error":"#N/A"},{"$error":"#N/A"},46.224156577233579,{"$error":"#N/A"},null,{"$error":"#N/A"},{"$error":"#N/A"},{"$error":"#N/A"},{"$error":"#N/A"},46.224156577233579]
["2015-04-30",52,{"$error":"#N/A"},{"$error":"#N/A"},{"$error":"#N/A"},{"$error":"#N/A"},{"$error":"#N/A"},{"$error":"#N/A"},{"$error":"#N/A"},{"$error":"#N/A"},61.159319275102526,{"$error":"#N/A"},null,{"$error":"#N/A"},{"$error":"#N/A"},{"$error":"#N/A"},{"$error":"#N/A"},61.159319275102526]
["2015-04-30",80,{"$error":"#N/A"},{"$error":"#N/A"},{"$error":"#N/A"},{"$error":"#N/A"},{"$error":"#N/A"},{"$error":"#N/A"},{"$error":"#N/A"},{"$error":"#N/A"},20.231088612638761,{"$error":"#N/A"},null,{"$error":"#N/A"},{"$error":"#N/A"},{"$error":"#N/A"},{"$error":"#N/A"},20.231088612638761]
["2015-05-27",4.9000000000000004,{"$error":"#N/A"},{"$error":"#N/A"},{"$error":"#N/A"},{"$error":"#N/A"},{"$error":"#N/A"},{"$error":"#N/A"},{"$error":"#N/A"},{"$error":"#N/A"},70.328971143652936,{"$error":"#N/A"},null,{"$error":"#N/A"},{"$error":"#N/A"},{"$error":"#N/A"},{"$error":"#N/A"},70.328971143652936]
["2015-06-01",3.6,{"$error":"#N/A"},{"$error":"#N/A"},{"$error":"#N/A"},76.997602979330395,{"$error":"#N/A"},{"$error":"#N/A"},{"$error":"#N/A"},{"$error":"#N/A"},{"$error":"#N/A"},{"$error":"#N/A"},null,{"$error":"#N/A"},{"$error":"#N/A"},76.997602979330395,{"$error":"#N/A"},{"$error":"#N/A"}]
["2015-06-05",100,{"$error":"#N/A"},43.66457139775752,{"$error":"#N/A"},{"$error":"#N/A"},{"$error":"#N/A"},{"$error":"#N/A"},{"$error":"#N/A"},{"$error":"#N/A"},{"$error":"#N/A"},{"$error":"#N/A"},null,{"$error":"#N/A"},43.66457139775752,{"$error":"#N/A"},{"$error":"#N/A"},{"$error":"#N/A"}]
["2015-06-09",80,{"$error":"#N/A"},{"$error":"#N/A"},{"$error":"#N/A"},{"$error":"#N/A"},{"$error":"#N/A"},70.402995032755342,{"$error":"#N/A"},{"$error":"#N/A"},{"$error":"#N/A"},{"$error":"#N/A"},null,{"$error":"#N/A"},{"$error":"#N/A"},{"$error":"#N/A"},70.402995032755342,{"$error":"#N/A"}]
["2015-06-19",100,{"$error":"#N/A"},45.505674386715881,{"$error":"#N/A"},{"$error":"#N/A"},{"$error":"#N/A"},{"$error":"#N/A"},{"$error":"#N/A"},{"$error":"#N/A"},{"$error":"#N/A"},{"$error":"#N/A"},null,{"$error":"#N/A"},45.505674386715881,{"$error":"#N/A"},{"$error":"#N/A"},{"$error":"#N/A"}]
["2015-06-23",46,{"$error":"#N/A"},50.184139063486363,{"$error":"#N/A"},{"$error":"#N/A"},{"$error":"#N/A"},{"$error":"#N/A"},{"$error":"#N/A"},{"$error":"#N/A"},{"$error":"#N/A"},{"$error":"#N/A"},null,{"$error":"#N/A"},50.184139063486363,{"$error":"#N/A"},{"$error":"#N/A"},{"$error":"#N/A"}]
["2015-06-25",100.815,57.124879608344109,{"$error":"#N/A"},{"$error":"#N/A"},{"$error":"#N/A"},{"$error":"#N/A"},{"$error":"#N/A"},{"$error":"#N/A"},{"$error":"#N/A"},{"$error":"#N/A"},{"$error":"#N/A"},null,{"$error":"#N/A"},57.124879608344109,{"$error":"#N/A"},{"$error":"#N/A"},{"$error":"#N/A"}]
["2015-06-30",7.06,{"$error":"#N/A"},{"$error":"#N/A"},{"$error":"#N/A"},{"$error":"#N/A"},{"$error":"#N/A"},{"$error":"#N/A"},{"$error":"#N/A"},{"$error":"#N/A"},63.293540915680609,{"$error":"#N/A"},null,{"$error":"#N/A"},{"$error":"#N/A"},{"$error":"#N/A"},{"$error":"#N/A"},63.293540915680609]
["2015-07-01",13,{"$error":"#N/A"},{"$error":"#N/A"},{"$error":"#N/A"},{"$error":"#N/A"},{"$error":"#N/A"},{"$error":"#N/A"},{"$error":"#N/A"},{"$error":"#N/A"},66.44608690963102,{"$error":"#N/A"},null,{"$error":"#N/A"},{"$error":"#N/A"},{"$error":"#N/A"},{"$error":"#N/A"},66.44608690963102]
["2015-07-01",20,{"$error":"#N/A"},{"$error":"#N/A"},67.846402393728951,{"$error":"#N/A"},{"$error":"#N/A"},{"$error":"#N/A"},{"$error":"#N/A"},{"$error":"#N/A"},{"$error":"#N/A"},{"$error":"#N/A"},null,{"$error":"#N/A"},{"$error":"#N/A"},67.846402393728951,{"$error":"#N/A"},{"$error":"#N/A"}]
["2015-07-01",27.6,{"$error":"#N/A"},{"$error":"#N/A"},{"$error":"#N/A"},{"$error":"#N/A"},{"$error":"#N/A"},{"$error":"#N/A"},{"$error":"#N/A"},{"$error":"#N/A"},{"$error":"#N/A"},135.43663393070855,null,135.43663393070855,{"$error":"#N/A"},{"$error":"#N/A"},{"$error":"#N/A"},{"$error":"#N/A"}]
["2015-07-15",125,54.285758923701728,{"$error":"#N/A"},{"$error":"#N/A"},{"$error":"#N/A"},{"$error":"#N/A"},{"$error":"#N/A"},{"$error":"#N/A"},{"$error":"#N/A"},{"$error":"#N/A"},{"$error":"#N/A"},null,{"$error":"#N/A"},54.285758923701728,{"$error":"#N/A"},{"$error":"#N/A"},{"$error":"#N/A"}]
["2015-07-16",150,50.689632335068865,{"$error":"#N/A"},{"$error":"#N/A"},{"$error":"#N/A"},{"$error":"#N/A"},{"$error":"#N/A"},{"$error":"#N/A"},{"$error":"#N/A"},{"$error":"#N/A"},{"$error":"#N/A"},null,{"$error":"#N/A"},50.689632335068865,{"$error":"#N/A"},{"$error":"#N/A"},{"$error":"#N/A"}]
["2015-07-16",180,51.100312682033682,{"$error":"#N/A"},{"$error":"#N/A"},{"$error":"#N/A"},{"$error":"#N/A"},{"$error":"#N/A"},{"$error":"#N/A"},{"$error":"#N/A"},{"$error":"#N/A"},{"$error":"#N/A"},null,{"$error":"#N/A"},51.100312682033682,{"$error":"#N/A"},{"$error":"#N/A"},{"$error":"#N/A"}]
["2015-07-21",20,{"$error":"#N/A"},{"$error":"#N/A"},{"$error":"#N/A"},{"$error":"#N/A"},{"$error":"#N/A"},{"$error":"#N/A"},{"$error":"#N/A"},{"$error":"#N/A"},46.935003340605803,{"$error":"#N/A"},null,{"$error":"#N/A"},{"$error":"#N/A"},{"$error":"#N/A"},{"$error":"#N/A"},46.935003340605803]
["2015-08-05",30,{"$error":"#N/A"},47.080292860235978,{"$error":"#N/A"},{"$error":"#N/A"},{"$error":"#N/A"},{"$error":"#N/A"},{"$error":"#N/A"},{"$error":"#N/A"},{"$error":"#N/A"},{"$error":"#N/A"},null,{"$error":"#N/A"},47.080292860235978,{"$error":"#N/A"},{"$error":"#N/A"},{"$error":"#N/A"}]
["2015-08-09",30,{"$error":"#N/A"},42.329210969505631,{"$error":"#N/A"},{"$error":"#N/A"},{"$error":"#N/A"},{"$error":"#N/A"},{"$error":"#N/A"},{"$error":"#N/A"},{"$error":"#N/A"},{"$error":"#N/A"},null,{"$error":"#N/A"},42.329210969505631,{"$error":"#N/A"},{"$error":"#N/A"},{"$error":"#N/A"}]
["2015-08-12",10,52.198147416580163,{"$error":"#N/A"},{"$error":"#N/A"},{"$error":"#N/A"},{"$error":"#N/A"},{"$error":"#N/A"},{"$error":"#N/A"},{"$error":"#N/A"},{"$error":"#N/A"},{"$error":"#N/A"},null,{"$error":"#N/A"},52.198147416580163,{"$error":"#N/A"},{"$error":"#N/A"},{"$error":"#N/A"}]
["2015-08-28",150,{"$error":"#N/A"},52.825440512008065,{"$error":"#N/A"},{"$error":"#N/A"},{"$error":"#N/A"},{"$error":"#N/A"},{"$error":"#N/A"},{"$error":"#N/A"},{"$error":"#N/A"},{"$error":"#N/A"},null,{"$error":"#N/A"},52.825440512008065,{"$error":"#N/A"},{"$error":"#N/A"},{"$error":"#N/A"}]
["2015-09-03",10.88,{"$error":"#N/A"},77.075682526690784,{"$error":"#N/A"},{"$error":"#N/A"},{"$error":"#N/A"},{"$error":"#N/A"},{"$error":"#N/A"},{"$error":"#N/A"},{"$error":"#N/A"},{"$error":"#N/A"},null,{"$error":"#N/A"},77.075682526690784,{"$error":"#N/A"},{"$error":"#N/A"},{"$error":"#N/A"}]
["2015-09-23",52,{"$error":"#N/A"},{"$error":"#N/A"},44.398719717422466,{"$error":"#N/A"},{"$error":"#N/A"},{"$error":"#N/A"},{"$error":"#N/A"},{"$error":"#N/A"},{"$error":"#N/A"},{"$error":"#N/A"},null,{"$error":"#N/A"},{"$error":"#N/A"},44.398719717422466,{"$error":"#N/A"},{"$error":"#N/A"}]
["2015-09-23",52,{"$error":"#N/A"},{"$error":"#N/A"},{"$error":"#N/A"},{"$error":"#N/A"},{"$error":"#N/A"},{"$error":"#N/A"},{"$error":"#N/A"},{"$error":"#N/A"},48.578673591941765,{"$error":"#N/A"},null,{"$error":"#N/A"},{"$error":"#N/A"},{"$error":"#N/A"},{"$error":"#N/A"},48.578673591941765]
["2015-09-24",25,{"$error":"#N/A"},42.505298147042211,{"$error":"#N/A"},{"$error":"#N/A"},{"$error":"#N/A"},{"$error":"#N/A"},{"$error":"#N/A"},{"$error":"#N/A"},{"$error":"#N/A"},{"$error":"#N/A"},null,{"$error":"#N/A"},42.505298147042211,{"$error":"#N/A"},{"$error":"#N/A"},{"$error":"#N/A"}]
["2015-09-28",46.2,{"$error":"#N/A"},19.90482677697738,{"$error":"#N/A"},{"$error":"#N/A"},{"$error":"#N/A"},{"$error":"#N/A"},{"$error":"#N/A"},{"$error":"#N/A"},{"$error":"#N/A"},{"$error":"#N/A"},null,{"$error":"#N/A"},19.90482677697738,{"$error":"#N/A"},{"$error":"#N/A"},{"$error":"#N/A"}]
["2015-09-28",71.400000000000006,{"$error":"#N/A"},19.90482677697738,{"$error":"#N/A"},{"$error":"#N/A"},{"$error":"#N/A"},{"$error":"#N/A"},{"$error":"#N/A"},{"$error":"#N/A"},{"$error":"#N/A"},{"$error":"#N/A"},null,{"$error":"#N/A"},19.90482677697738,{"$error":"#N/A"},{"$error":"#N/A"},{"$error":"#N/A"}]
["2015-10-01",118.5,{"$error":"#N/A"},{"$error":"#N/A"},{"$error":"#N/A"},{"$error":"#N/A"},37.72679443304429,{"$error":"#N/A"},{"$error":"#N/A"},{"$error":"#N/A"},{"$error":"#N/A"},{"$error":"#N/A"},null,{"$error":"#N/A"},{"$error":"#N/A"},37.72679443304429,{"$error":"#N/A"},{"$error":"#N/A"}]
["2015-10-01",170,{"$error":"#N/A"},{"$error":"#N/A"},{"$error":"#N/A"},{"$error":"#N/A"},34.706414932119245,{"$error":"#N/A"},{"$error":"#N/A"},{"$error":"#N/A"},{"$error":"#N/A"},{"$error":"#N/A"},null,{"$error":"#N/A"},{"$error":"#N/A"},34.706414932119245,{"$error":"#N/A"},{"$error":"#N/A"}]
["2015-10-01",146,{"$error":"#N/A"},{"$error":"#N/A"},{"$error":"#N/A"},{"$error":"#N/A"},{"$error":"#N/A"},{"$error":"#N/A"},{"$error":"#N/A"},{"$error":"#N/A"},60.965021863732694,{"$error":"#N/A"},null,{"$error":"#N/A"},{"$error":"#N/A"},{"$error":"#N/A"},{"$error":"#N/A"},60.965021863732694]
["2015-10-08",55,51.021102448466671,{"$error":"#N/A"},{"$error":"#N/A"},{"$error":"#N/A"},{"$error":"#N/A"},{"$error":"#N/A"},{"$error":"#N/A"},{"$error":"#N/A"},{"$error":"#N/A"},{"$error":"#N/A"},null,{"$error":"#N/A"},51.021102448466671,{"$error":"#N/A"},{"$error":"#N/A"},{"$error":"#N/A"}]
["2015-10-09",154.27199999999999,43.502542124429056,{"$error":"#N/A"},{"$error":"#N/A"},{"$error":"#N/A"},{"$error":"#N/A"},{"$error":"#N/A"},{"$error":"#N/A"},{"$error":"#N/A"},{"$error":"#N/A"},{"$error":"#N/A"},null,{"$error":"#N/A"},43.502542124429056,{"$error":"#N/A"},{"$error":"#N/A"},{"$error":"#N/A"}]
["2015-10-09",103.5,39.540147200978943,{"$error":"#N/A"},{"$error":"#N/A"},{"$error":"#N/A"},{"$error":"#N/A"},{"$error":"#N/A"},{"$error":"#N/A"},{"$error":"#N/A"},{"$error":"#N/A"},{"$error":"#N/A"},null,{"$error":"#N/A"},39.540147200978943,{"$error":"#N/A"},{"$error":"#N/A"},{"$error":"#N/A"}]
["2015-10-15",125,44.641240607080647,{"$error":"#N/A"},{"$error":"#N/A"},{"$error":"#N/A"},{"$error":"#N/A"},{"$error":"#N/A"},{"$error":"#N/A"},{"$error":"#N/A"},{"$error":"#N/A"},{"$error":"#N/A"},null,{"$error":"#N/A"},44.641240607080647,{"$error":"#N/A"},{"$error":"#N/A"},{"$error":"#N/A"}]
["2015-11-05",85,53.621992136072251,{"$error":"#N/A"},{"$error":"#N/A"},{"$error":"#N/A"},{"$error":"#N/A"},{"$error":"#N/A"},{"$error":"#N/A"},{"$error":"#N/A"},{"$error":"#N/A"},{"$error":"#N/A"},null,{"$error":"#N/A"},53.621992136072251,{"$error":"#N/A"},{"$error":"#N/A"},{"$error":"#N/A"}]
["2015-11-06",54,46.417337855442248,{"$error":"#N/A"},{"$error":"#N/A"},{"$error":"#N/A"},{"$error":"#N/A"},{"$error":"#N/A"},{"$error":"#N/A"},{"$error":"#N/A"},{"$error":"#N/A"},{"$error":"#N/A"},null,{"$error":"#N/A"},46.417337855442248,{"$error":"#N/A"},{"$error":"#N/A"},{"$error":"#N/A"}]
["2015-11-09",72,{"$error":"#N/A"},{"$error":"#N/A"},{"$error":"#N/A"},{"$error":"#N/A"},{"$error":"#N/A"},{"$error":"#N/A"},{"$error":"#N/A"},{"$error":"#N/A"},39.39653031028341,{"$error":"#N/A"},null,{"$error":"#N/A"},{"$error":"#N/A"},{"$error":"#N/A"},{"$error":"#N/A"},39.39653031028341]
["2015-11-10",30,{"$error":"#N/A"},{"$error":"#N/A"},{"$error":"#N/A"},{"$error":"#N/A"},45.563031023746987,{"$error":"#N/A"},{"$error":"#N/A"},{"$error":"#N/A"},{"$error":"#N/A"},{"$error":"#N/A"},null,{"$error":"#N/A"},{"$error":"#N/A"},45.563031023746987,{"$error":"#N/A"},{"$error":"#N/A"}]
["2015-11-20",86,{"$error":"#N/A"},45.290426571373203,{"$error":"#N/A"},{"$error":"#N/A"},{"$error":"#N/A"},{"$error":"#N/A"},{"$error":"#N/A"},{"$error":"#N/A"},{"$error":"#N/A"},{"$error":"#N/A"},null,{"$error":"#N/A"},45.290426571373203,{"$error":"#N/A"},{"$error":"#N/A"},{"$error":"#N/A"}]
["2015-11-30",50,{"$error":"#N/A"},47.714484902452639,{"$error":"#N/A"},{"$error":"#N/A"},{"$error":"#N/A"},{"$error":"#N/A"},{"$error":"#N/A"},{"$error":"#N/A"},{"$error":"#N/A"},{"$error":"#N/A"},null,{"$error":"#N/A"},47.714484902452639,{"$error":"#N/A"},{"$error":"#N/A"},{"$error":"#N/A"}]
["2015-12-17",90,{"$error":"#N/A"},42.371006833401772,{"$error":"#N/A"},{"$error":"#N/A"},{"$error":"#N/A"},{"$error":"#N/A"},{"$error":"#N/A"},{"$error":"#N/A"},{"$error":"#N/A"},{"$error":"#N/A"},null,{"$error":"#N/A"},42.371006833401772,{"$error":"#N/A"},{"$error":"#N/A"},{"$error":"#N/A"}]
["2015-12-17",20,69.145273487976979,{"$error":"#N/A"},{"$error":"#N/A"},{"$error":"#N/A"},{"$error":"#N/A"},{"$error":"#N/A"},{"$error":"#N/A"},{"$error":"#N/A"},{"$error":"#N/A"},{"$error":"#N/A"},null,{"$error":"#N/A"},69.145273487976979,{"$error":"#N/A"},{"$error":"#N/A"},{"$error":"#N/A"}]
["2015-12-18",20,54.47622783423045,{"$error":"#N/A"},{"$error":"#N/A"},{"$error":"#N/A"},{"$error":"#N/A"},{"$error":"#N/A"},{"$error":"#N/A"},{"$error":"#N/A"},{"$error":"#N/A"},{"$error":"#N/A"},null,{"$error":"#N/A"},54.47622783423045,{"$error":"#N/A"},{"$error":"#N/A"},{"$error":"#N/A"}]
["2015-12-18",20,54.46007462252701,{"$error":"#N/A"},{"$error":"#N/A"},{"$error":"#N/A"},{"$error":"#N/A"},{"$error":"#N/A"},{"$error":"#N/A"},{"$error":"#N/A"},{"$error":"#N/A"},{"$error":"#N/A"},null,{"$error":"#N/A"},54.46007462252701,{"$error":"#N/A"},{"$error":"#N/A"},{"$error":"#N/A"}]
["2015-12-18",20,54.54815729587061,{"$error":"#N/A"},{"$error":"#N/A"},{"$error":"#N/A"},{"$error":"#N/A"},{"$error":"#N/A"},{"$error":"#N/A"},{"$error":"#N/A"},{"$error":"#N/A"},{"$error":"#N/A"},null,{"$error":"#N/A"},54.54815729587061,{"$error":"#N/A"},{"$error":"#N/A"},{"$error":"#N/A"}]
["2015-12-18",20,52.668814049485022,{"$error":"#N/A"},{"$error":"#N/A"},{"$error":"#N/A"},{"$error":"#N/A"},{"$error":"#N/A"},{"$error":"#N/A"},{"$error":"#N/A"},{"$error":"#N/A"},{"$error":"#N/A"},null,{"$error":"#N/A"},52.668814049485022,{"$error":"#N/A"},{"$error":"#N/A"},{"$error":"#N/A"}]
["2016-01-06",26,29.284524992810113,{"$error":"#N/A"},{"$error":"#N/A"},{"$error":"#N/A"},{"$error":"#N/A"},{"$error":"#N/A"},{"$error":"#N/A"},{"$error":"#N/A"},{"$error":"#N/A"},{"$error":"#N/A"},null,{"$error":"#N/A"},29.284524992810113,{"$error":"#N/A"},{"$error":"#N/A"},{"$error":"#N/A"}]
["2016-04-12",8.16,{"$error":"#N/A"},{"$error":"#N/A"},{"$error":"#N/A"},{"$error":"#N/A"},{"$error":"#N/A"},{"$error":"#N/A"},{"$error":"#N/A"},{"$error":"#N/A"},50.21364521923779,{"$error":"#N/A"},null,{"$error":"#N/A"},{"$error":"#N/A"},{"$error":"#N/A"},{"$error":"#N/A"},50.21364521923779]
["2016-04-12",20.399999999999999,{"$error":"#N/A"},{"$error":"#N/A"},{"$error":"#N/A"},{"$error":"#N/A"},{"$error":"#N/A"},{"$error":"#N/A"},{"$error":"#N/A"},{"$error":"#N/A"},47.316704148897138,{"$error":"#N/A"},null,{"$error":"#N/A"},{"$error":"#N/A"},{"$error":"#N/A"},{"$error":"#N/A"},47.316704148897138]
["2016-05-19",100,{"$error":"#N/A"},35.350843007446514,{"$error":"#N/A"},{"$error":"#N/A"},{"$error":"#N/A"},{"$error":"#N/A"},{"$error":"#N/A"},{"$error":"#N/A"},{"$error":"#N/A"},{"$error":"#N/A"},null,{"$error":"#N/A"},35.350843007446514,{"$error":"#N/A"},{"$error":"#N/A"},{"$error":"#N/A"}]
["2016-08-02",128,31.860298629103497,{"$error":"#N/A"},{"$error":"#N/A"},{"$error":"#N/A"},{"$error":"#N/A"},{"$error":"#N/A"},{"$error":"#N/A"},{"$error":"#N/A"},{"$error":"#N/A"},{"$error":"#N/A"},null,{"$error":"#N/A"},31.860298629103497,{"$error":"#N/A"},{"$error":"#N/A"},{"$error":"#N/A"}]
["2016-08-04",20,42.226190633758009,{"$error":"#N/A"},{"$error":"#N/A"},{"$error":"#N/A"},{"$error":"#N/A"},{"$error":"#N/A"},{"$error":"#N/A"},{"$error":"#N/A"},{"$error":"#N/A"},{"$error":"#N/A"},null,{"$error":"#N/A"},42.226190633758009,{"$error":"#N/A"},{"$error":"#N/A"},{"$error":"#N/A"}]
["2016-08-09",16,{"$error":"#N/A"},46.827276923956774,{"$error":"#N/A"},{"$error":"#N/A"},{"$error":"#N/A"},{"$error":"#N/A"},{"$error":"#N/A"},{"$error":"#N/A"},{"$error":"#N/A"},{"$error":"#N/A"},null,{"$error":"#N/A"},46.827276923956774,{"$error":"#N/A"},{"$error":"#N/A"},{"$error":"#N/A"}]
["2016-08-26",60,{"$error":"#N/A"},{"$error":"#N/A"},{"$error":"#N/A"},{"$error":"#N/A"},{"$error":"#N/A"},53.346778043069001,{"$error":"#N/A"},{"$error":"#N/A"},{"$error":"#N/A"},{"$error":"#N/A"},null,{"$error":"#N/A"},{"$error":"#N/A"},{"$error":"#N/A"},53.346778043069001,{"$error":"#N/A"}]
["2016-08-29",20,{"$error":"#N/A"},{"$error":"#N/A"},{"$error":"#N/A"},{"$error":"#N/A"},{"$error":"#N/A"},44.117431659860422,{"$error":"#N/A"},{"$error":"#N/A"},{"$error":"#N/A"},{"$error":"#N/A"},null,{"$error":"#N/A"},{"$error":"#N/A"},{"$error":"#N/A"},44.117431659860422,{"$error":"#N/A"}]
["2016-09-15",100,43.127424975040441,{"$error":"#N/A"},{"$error":"#N/A"},{"$error":"#N/A"},{"$error":"#N/A"},{"$error":"#N/A"},{"$error":"#N/A"},{"$error":"#N/A"},{"$error":"#N/A"},{"$error":"#N/A"},null,{"$error":"#N/A"},43.127424975040441,{"$error":"#N/A"},{"$error":"#N/A"},{"$error":"#N/A"}]
["2016-09-20",100,{"$error":"#N/A"},{"$error":"#N/A"},{"$error":"#N/A"},{"$error":"#N/A"},{"$error":"#N/A"},43.205256520084461,{"$error":"#N/A"},{"$error":"#N/A"},{"$error":"#N/A"},{"$error":"#N/A"},null,{"$error":"#N/A"},{"$error":"#N/A"},{"$error":"#N/A"},43.205256520084461,{"$error":"#N/A"}]
["2016-09-22",24.9,{"$error":"#N/A"},{"$error":"#N/A"},{"$error":"#N/A"},{"$error":"#N/A"},{"$error":"#N/A"},{"$error":"#N/A"},153.7163036294707,{"$error":"#N/A"},{"$error":"#N/A"},{"$error":"#N/A"},null,{"$error":"#N/A"},{"$error":"#N/A"},{"$error":"#N/A"},153.7163036294707,{"$error":"#N/A"}]
["2016-09-23",40,37.100791619581244,{"$error":"#N/A"},{"$error":"#N/A"},{"$error":"#N/A"},{"$error":"#N/A"},{"$error":"#N/A"},{"$error":"#N/A"},{"$error":"#N/A"},{"$error":"#N/A"},{"$error":"#N/A"},null,{"$error":"#N/A"},37.100791619581244,{"$error":"#N/A"},{"$error":"#N/A"},{"$error":"#N/A"}]
["2016-09-23",20,37.100791619581244,{"$error":"#N/A"},{"$error":"#N/A"},{"$error":"#N/A"},{"$error":"#N/A"},{"$error":"#N/A"},{"$error":"#N/A"},{"$error":"#N/A"},{"$error":"#N/A"},{"$error":"#N/A"},null,{"$error":"#N/A"},37.100791619581244,{"$error":"#N/A"},{"$error":"#N/A"},{"$error":"#N/A"}]
["2016-09-23",50,37.100791619581244,{"$error":"#N/A"},{"$error":"#N/A"},{"$error":"#N/A"},{"$error":"#N/A"},{"$error":"#N/A"},{"$error":"#N/A"},{"$error":"#N/A"},{"$error":"#N/A"},{"$error":"#N/A"},null,{"$error":"#N/A"},37.100791619581244,{"$error":"#N/A"},{"$error":"#N/A"},{"$error":"#N/A"}]
["2016-09-23",50,37.100791619581244,{"$error":"#N/A"},{"$error":"#N/A"},{"$error":"#N/A"},{"$error":"#N/A"},{"$error":"#N/A"},{"$error":"#N/A"},{"$error":"#N/A"},{"$error":"#N/A"},{"$error":"#N/A"},null,{"$error":"#N/A"},37.100791619581244,{"$error":"#N/A"},{"$error":"#N/A"},{"$error":"#N/A"}]
["2016-11-15",105,39.774097756739337,{"$error":"#N/A"},{"$error":"#N/A"},{"$error":"#N/A"},{"$error":"#N/A"},{"$error":"#N/A"},{"$error":"#N/A"},{"$error":"#N/A"},{"$error":"#N/A"},{"$error":"#N/A"},null,{"$error":"#N/A"},39.774097756739337,{"$error":"#N/A"},{"$error":"#N/A"},{"$error":"#N/A"}]
["2016-11-18",150,{"$error":"#N/A"},{"$error":"#N/A"},{"$error":"#N/A"},{"$error":"#N/A"},35.312908308043653,{"$error":"#N/A"},{"$error":"#N/A"},{"$error":"#N/A"},{"$error":"#N/A"},{"$error":"#N/A"},null,{"$error":"#N/A"},{"$error":"#N/A"},35.312908308043653,{"$error":"#N/A"},{"$error":"#N/A"}]
["2016-11-18",80,34.766073611484025,{"$error":"#N/A"},{"$error":"#N/A"},{"$error":"#N/A"},{"$error":"#N/A"},{"$error":"#N/A"},{"$error":"#N/A"},{"$error":"#N/A"},{"$error":"#N/A"},{"$error":"#N/A"},null,{"$error":"#N/A"},34.766073611484025,{"$error":"#N/A"},{"$error":"#N/A"},{"$error":"#N/A"}]
["2016-11-18",125,29.14074742775777,{"$error":"#N/A"},{"$error":"#N/A"},{"$error":"#N/A"},{"$error":"#N/A"},{"$error":"#N/A"},{"$error":"#N/A"},{"$error":"#N/A"},{"$error":"#N/A"},{"$error":"#N/A"},null,{"$error":"#N/A"},29.14074742775777,{"$error":"#N/A"},{"$error":"#N/A"},{"$error":"#N/A"}]
["2016-12-13",7.8,{"$error":"#N/A"},42.245073744921164,{"$error":"#N/A"},{"$error":"#N/A"},{"$error":"#N/A"},{"$error":"#N/A"},{"$error":"#N/A"},{"$error":"#N/A"},{"$error":"#N/A"},{"$error":"#N/A"},null,{"$error":"#N/A"},42.245073744921164,{"$error":"#N/A"},{"$error":"#N/A"},{"$error":"#N/A"}]
["2016-12-15",200,{"$error":"#N/A"},32.397139149219157,{"$error":"#N/A"},{"$error":"#N/A"},{"$error":"#N/A"},{"$error":"#N/A"},{"$error":"#N/A"},{"$error":"#N/A"},{"$error":"#N/A"},{"$error":"#N/A"},null,{"$error":"#N/A"},32.397139149219157,{"$error":"#N/A"},{"$error":"#N/A"},{"$error":"#N/A"}]
["2017-01-03",7.2,{"$error":"#N/A"},{"$error":"#N/A"},{"$error":"#N/A"},{"$error":"#N/A"},{"$error":"#N/A"},{"$error":"#N/A"},{"$error":"#N/A"},{"$error":"#N/A"},53.362198414637241,{"$error":"#N/A"},null,{"$error":"#N/A"},{"$error":"#N/A"},{"$error":"#N/A"},{"$error":"#N/A"},53.362198414637241]
["2017-01-12",14.7,{"$error":"#N/A"},{"$error":"#N/A"},{"$error":"#N/A"},{"$error":"#N/A"},{"$error":"#N/A"},{"$error":"#N/A"},{"$error":"#N/A"},{"$error":"#N/A"},{"$error":"#N/A"},100.96219837912817,null,100.96219837912817,{"$error":"#N/A"},{"$error":"#N/A"},{"$error":"#N/A"},{"$error":"#N/A"}]
["2017-01-12",45.9,{"$error":"#N/A"},{"$error":"#N/A"},{"$error":"#N/A"},{"$error":"#N/A"},{"$error":"#N/A"},{"$error":"#N/A"},{"$error":"#N/A"},{"$error":"#N/A"},{"$error":"#N/A"},92.385677801467466,null,92.385677801467466,{"$error":"#N/A"},{"$error":"#N/A"},{"$error":"#N/A"},{"$error":"#N/A"}]
["2017-01-12",100,{"$error":"#N/A"},{"$error":"#N/A"},37.159142349744656,{"$error":"#N/A"},{"$error":"#N/A"},{"$error":"#N/A"},{"$error":"#N/A"},{"$error":"#N/A"},{"$error":"#N/A"},{"$error":"#N/A"},null,{"$error":"#N/A"},{"$error":"#N/A"},37.159142349744656,{"$error":"#N/A"},{"$error":"#N/A"}]
["2017-01-17",60,40.493787872550257,{"$error":"#N/A"},{"$error":"#N/A"},{"$error":"#N/A"},{"$error":"#N/A"},{"$error":"#N/A"},{"$error":"#N/A"},{"$error":"#N/A"},{"$error":"#N/A"},{"$error":"#N/A"},null,{"$error":"#N/A"},40.493787872550257,{"$error":"#N/A"},{"$error":"#N/A"},{"$error":"#N/A"}]
["2017-01-31",20,{"$error":"#N/A"},{"$error":"#N/A"},{"$error":"#N/A"},{"$error":"#N/A"},37.950207923529241,{"$error":"#N/A"},{"$error":"#N/A"},{"$error":"#N/A"},{"$error":"#N/A"},{"$error":"#N/A"},null,{"$error":"#N/A"},{"$error":"#N/A"},37.950207923529241,{"$error":"#N/A"},{"$error":"#N/A"}]
["2017-03-23",17,33.110546296651449,{"$error":"#N/A"},{"$error":"#N/A"},{"$error":"#N/A"},{"$error":"#N/A"},{"$error":"#N/A"},{"$error":"#N/A"},{"$error":"#N/A"},{"$error":"#N/A"},{"$error":"#N/A"},null,{"$error":"#N/A"},33.110546296651449,{"$error":"#N/A"},{"$error":"#N/A"},{"$error":"#N/A"}]
["2017-03-31",49,{"$error":"#N/A"},{"$error":"#N/A"},{"$error":"#N/A"},{"$error":"#N/A"},{"$error":"#N/A"},{"$error":"#N/A"},{"$error":"#N/A"},{"$error":"#N/A"},{"$error":"#N/A"},97.271373734252492,null,97.271373734252492,{"$error":"#N/A"},{"$error":"#N/A"},{"$error":"#N/A"},{"$error":"#N/A"}]
["2017-04-01",56,{"$error":"#N/A"},53.940336261243473,{"$error":"#N/A"},{"$error":"#N/A"},{"$error":"#N/A"},{"$error":"#N/A"},{"$error":"#N/A"},{"$error":"#N/A"},{"$error":"#N/A"},{"$error":"#N/A"},null,{"$error":"#N/A"},53.940336261243473,{"$error":"#N/A"},{"$error":"#N/A"},{"$error":"#N/A"}]
["2017-04-18",74.900000000000006,{"$error":"#N/A"},{"$error":"#N/A"},{"$error":"#N/A"},{"$error":"#N/A"},{"$error":"#N/A"},{"$error":"#N/A"},{"$error":"#N/A"},{"$error":"#N/A"},32.111539444768908,{"$error":"#N/A"},null,{"$error":"#N/A"},{"$error":"#N/A"},{"$error":"#N/A"},{"$error":"#N/A"},32.111539444768908]
["2017-05-22",130,{"$error":"#N/A"},21.802021253795118,{"$error":"#N/A"},{"$error":"#N/A"},{"$error":"#N/A"},{"$error":"#N/A"},{"$error":"#N/A"},{"$error":"#N/A"},{"$error":"#N/A"},{"$error":"#N/A"},null,{"$error":"#N/A"},21.802021253795118,{"$error":"#N/A"},{"$error":"#N/A"},{"$error":"#N/A"}]
["2017-05-25",78.400000000000006,{"$error":"#N/A"},{"$error":"#N/A"},{"$error":"#N/A"},{"$error":"#N/A"},{"$error":"#N/A"},{"$error":"#N/A"},{"$error":"#N/A"},74.178503996588418,{"$error":"#N/A"},{"$error":"#N/A"},null,{"$error":"#N/A"},{"$error":"#N/A"},{"$error":"#N/A"},74.178503996588418,{"$error":"#N/A"}]
["2017-05-25",49.36,{"$error":"#N/A"},{"$error":"#N/A"},{"$error":"#N/A"},{"$error":"#N/A"},{"$error":"#N/A"},{"$error":"#N/A"},{"$error":"#N/A"},69.020540843024847,{"$error":"#N/A"},{"$error":"#N/A"},null,{"$error":"#N/A"},{"$error":"#N/A"},{"$error":"#N/A"},69.020540843024847,{"$error":"#N/A"}]
["2017-05-25",9.4959999999999987,{"$error":"#N/A"},{"$error":"#N/A"},{"$error":"#N/A"},{"$error":"#N/A"},{"$error":"#N/A"},{"$error":"#N/A"},{"$error":"#N/A"},65.189345285011541,{"$error":"#N/A"},{"$error":"#N/A"},null,{"$error":"#N/A"},{"$error":"#N/A"},{"$error":"#N/A"},65.189345285011541,{"$error":"#N/A"}]
["2017-05-25",39.864000000000004,{"$error":"#N/A"},{"$error":"#N/A"},{"$error":"#N/A"},{"$error":"#N/A"},{"$error":"#N/A"},{"$error":"#N/A"},{"$error":"#N/A"},73.628042040082065,{"$error":"#N/A"},{"$error":"#N/A"},null,{"$error":"#N/A"},{"$error":"#N/A"},{"$error":"#N/A"},73.628042040082065,{"$error":"#N/A"}]
["2017-05-26",52.5,{"$error":"#N/A"},{"$error":"#N/A"},{"$error":"#N/A"},{"$error":"#N/A"},{"$error":"#N/A"},{"$error":"#N/A"},{"$error":"#N/A"},{"$error":"#N/A"},38.331196551690994,{"$error":"#N/A"},null,{"$error":"#N/A"},{"$error":"#N/A"},{"$error":"#N/A"},{"$error":"#N/A"},38.331196551690994]
["2017-06-01",40,{"$error":"#N/A"},{"$error":"#N/A"},{"$error":"#N/A"},{"$error":"#N/A"},{"$error":"#N/A"},{"$error":"#N/A"},{"$error":"#N/A"},{"$error":"#N/A"},28.535409643430089,{"$error":"#N/A"},null,{"$error":"#N/A"},{"$error":"#N/A"},{"$error":"#N/A"},{"$error":"#N/A"},28.535409643430089]
["2017-06-01",86,{"$error":"#N/A"},{"$error":"#N/A"},{"$error":"#N/A"},{"$error":"#N/A"},{"$error":"#N/A"},{"$error":"#N/A"},{"$error":"#N/A"},{"$error":"#N/A"},27.738972094431084,{"$error":"#N/A"},null,{"$error":"#N/A"},{"$error":"#N/A"},{"$error":"#N/A"},{"$error":"#N/A"},27.738972094431084]
["2017-06-01",74,{"$error":"#N/A"},{"$error":"#N/A"},{"$error":"#N/A"},{"$error":"#N/A"},{"$error":"#N/A"},{"$error":"#N/A"},{"$error":"#N/A"},{"$error":"#N/A"},27.73897209443108,{"$error":"#N/A"},null,{"$error":"#N/A"},{"$error":"#N/A"},{"$error":"#N/A"},{"$error":"#N/A"},27.73897209443108]
["2017-06-07",50,{"$error":"#N/A"},30.522844006358504,{"$error":"#N/A"},{"$error":"#N/A"},{"$error":"#N/A"},{"$error":"#N/A"},{"$error":"#N/A"},{"$error":"#N/A"},{"$error":"#N/A"},{"$error":"#N/A"},null,{"$error":"#N/A"},30.522844006358504,{"$error":"#N/A"},{"$error":"#N/A"},{"$error":"#N/A"}]
["2017-06-19",100,{"$error":"#N/A"},{"$error":"#N/A"},28.604258482263756,{"$error":"#N/A"},{"$error":"#N/A"},{"$error":"#N/A"},{"$error":"#N/A"},{"$error":"#N/A"},{"$error":"#N/A"},{"$error":"#N/A"},null,{"$error":"#N/A"},{"$error":"#N/A"},28.604258482263756,{"$error":"#N/A"},{"$error":"#N/A"}]
["2017-06-20",19.59,{"$error":"#N/A"},{"$error":"#N/A"},{"$error":"#N/A"},{"$error":"#N/A"},{"$error":"#N/A"},{"$error":"#N/A"},{"$error":"#N/A"},91.613484661205646,{"$error":"#N/A"},{"$error":"#N/A"},null,{"$error":"#N/A"},{"$error":"#N/A"},{"$error":"#N/A"},91.613484661205646,{"$error":"#N/A"}]
["2017-06-20",19.579999999999998,{"$error":"#N/A"},{"$error":"#N/A"},{"$error":"#N/A"},{"$error":"#N/A"},{"$error":"#N/A"},{"$error":"#N/A"},{"$error":"#N/A"},83.532776156441088,{"$error":"#N/A"},{"$error":"#N/A"},null,{"$error":"#N/A"},{"$error":"#N/A"},{"$error":"#N/A"},83.532776156441088,{"$error":"#N/A"}]
["2017-06-20",19.579999999999998,{"$error":"#N/A"},{"$error":"#N/A"},{"$error":"#N/A"},{"$error":"#N/A"},{"$error":"#N/A"},{"$error":"#N/A"},{"$error":"#N/A"},82.982010599365665,{"$error":"#N/A"},{"$error":"#N/A"},null,{"$error":"#N/A"},{"$error":"#N/A"},{"$error":"#N/A"},82.982010599365665,{"$error":"#N/A"}]
["2017-06-20",19.600000000000001,{"$error":"#N/A"},{"$error":"#N/A"},{"$error":"#N/A"},{"$error":"#N/A"},{"$error":"#N/A"},{"$error":"#N/A"},{"$error":"#N/A"},83.947969687510167,{"$error":"#N/A"},{"$error":"#N/A"},null,{"$error":"#N/A"},{"$error":"#N/A"},{"$error":"#N/A"},83.947969687510167,{"$error":"#N/A"}]
["2017-06-26",5,{"$error":"#N/A"},{"$error":"#N/A"},{"$error":"#N/A"},{"$error":"#N/A"},{"$error":"#N/A"},{"$error":"#N/A"},{"$error":"#N/A"},{"$error":"#N/A"},49.896335171661448,{"$error":"#N/A"},null,{"$error":"#N/A"},{"$error":"#N/A"},{"$error":"#N/A"},{"$error":"#N/A"},49.896335171661448]
["2017-07-17",40,27.382465312252037,{"$error":"#N/A"},{"$error":"#N/A"},{"$error":"#N/A"},{"$error":"#N/A"},{"$error":"#N/A"},{"$error":"#N/A"},{"$error":"#N/A"},{"$error":"#N/A"},{"$error":"#N/A"},null,{"$error":"#N/A"},27.382465312252037,{"$error":"#N/A"},{"$error":"#N/A"},{"$error":"#N/A"}]
["2017-07-28",8.4,{"$error":"#N/A"},{"$error":"#N/A"},{"$error":"#N/A"},{"$error":"#N/A"},{"$error":"#N/A"},85.140748564737024,{"$error":"#N/A"},{"$error":"#N/A"},{"$error":"#N/A"},{"$error":"#N/A"},null,{"$error":"#N/A"},{"$error":"#N/A"},{"$error":"#N/A"},85.140748564737024,{"$error":"#N/A"}]
["2017-07-28",8.4,{"$error":"#N/A"},{"$error":"#N/A"},{"$error":"#N/A"},{"$error":"#N/A"},{"$error":"#N/A"},84.733471282670806,{"$error":"#N/A"},{"$error":"#N/A"},{"$error":"#N/A"},{"$error":"#N/A"},null,{"$error":"#N/A"},{"$error":"#N/A"},{"$error":"#N/A"},84.733471282670806,{"$error":"#N/A"}]
["2017-08-08",252.32,49.405041282400937,{"$error":"#N/A"},{"$error":"#N/A"},{"$error":"#N/A"},{"$error":"#N/A"},{"$error":"#N/A"},{"$error":"#N/A"},{"$error":"#N/A"},{"$error":"#N/A"},{"$error":"#N/A"},null,{"$error":"#N/A"},49.405041282400937,{"$error":"#N/A"},{"$error":"#N/A"},{"$error":"#N/A"}]
["2017-08-25",100,28.179285384376044,{"$error":"#N/A"},{"$error":"#N/A"},{"$error":"#N/A"},{"$error":"#N/A"},{"$error":"#N/A"},{"$error":"#N/A"},{"$error":"#N/A"},{"$error":"#N/A"},{"$error":"#N/A"},null,{"$error":"#N/A"},28.179285384376044,{"$error":"#N/A"},{"$error":"#N/A"},{"$error":"#N/A"}]
["2017-09-23",200,30.342546105841048,{"$error":"#N/A"},{"$error":"#N/A"},{"$error":"#N/A"},{"$error":"#N/A"},{"$error":"#N/A"},{"$error":"#N/A"},{"$error":"#N/A"},{"$error":"#N/A"},{"$error":"#N/A"},null,{"$error":"#N/A"},30.342546105841048,{"$error":"#N/A"},{"$error":"#N/A"},{"$error":"#N/A"}]
["2017-09-26",62.5,29.052381904395197,{"$error":"#N/A"},{"$error":"#N/A"},{"$error":"#N/A"},{"$error":"#N/A"},{"$error":"#N/A"},{"$error":"#N/A"},{"$error":"#N/A"},{"$error":"#N/A"},{"$error":"#N/A"},null,{"$error":"#N/A"},29.052381904395197,{"$error":"#N/A"},{"$error":"#N/A"},{"$error":"#N/A"}]
["2017-09-26",50,28.526009117115095,{"$error":"#N/A"},{"$error":"#N/A"},{"$error":"#N/A"},{"$error":"#N/A"},{"$error":"#N/A"},{"$error":"#N/A"},{"$error":"#N/A"},{"$error":"#N/A"},{"$error":"#N/A"},null,{"$error":"#N/A"},28.526009117115095,{"$error":"#N/A"},{"$error":"#N/A"},{"$error":"#N/A"}]
["2017-10-06",25,{"$error":"#N/A"},27.998012576267147,{"$error":"#N/A"},{"$error":"#N/A"},{"$error":"#N/A"},{"$error":"#N/A"},{"$error":"#N/A"},{"$error":"#N/A"},{"$error":"#N/A"},{"$error":"#N/A"},null,{"$error":"#N/A"},27.998012576267147,{"$error":"#N/A"},{"$error":"#N/A"},{"$error":"#N/A"}]
["2017-10-06",25,{"$error":"#N/A"},27.998012576267147,{"$error":"#N/A"},{"$error":"#N/A"},{"$error":"#N/A"},{"$error":"#N/A"},{"$error":"#N/A"},{"$error":"#N/A"},{"$error":"#N/A"},{"$error":"#N/A"},null,{"$error":"#N/A"},27.998012576267147,{"$error":"#N/A"},{"$error":"#N/A"},{"$error":"#N/A"}]
["2017-10-30",50,{"$error":"#N/A"},30.521680235249175,{"$error":"#N/A"},{"$error":"#N/A"},{"$error":"#N/A"},{"$error":"#N/A"},{"$error":"#N/A"},{"$error":"#N/A"},{"$error":"#N/A"},{"$error":"#N/A"},null,{"$error":"#N/A"},30.521680235249175,{"$error":"#N/A"},{"$error":"#N/A"},{"$error":"#N/A"}]
["2017-11-08",5,30.453981552412948,{"$error":"#N/A"},{"$error":"#N/A"},{"$error":"#N/A"},{"$error":"#N/A"},{"$error":"#N/A"},{"$error":"#N/A"},{"$error":"#N/A"},{"$error":"#N/A"},{"$error":"#N/A"},null,{"$error":"#N/A"},30.453981552412948,{"$error":"#N/A"},{"$error":"#N/A"},{"$error":"#N/A"}]
["2017-11-13",150,{"$error":"#N/A"},{"$error":"#N/A"},{"$error":"#N/A"},{"$error":"#N/A"},{"$error":"#N/A"},{"$error":"#N/A"},{"$error":"#N/A"},{"$error":"#N/A"},26.7725922670631,{"$error":"#N/A"},null,{"$error":"#N/A"},{"$error":"#N/A"},{"$error":"#N/A"},{"$error":"#N/A"},26.7725922670631]
["2017-11-13",200,{"$error":"#N/A"},{"$error":"#N/A"},{"$error":"#N/A"},{"$error":"#N/A"},{"$error":"#N/A"},{"$error":"#N/A"},{"$error":"#N/A"},{"$error":"#N/A"},25.337569653113182,{"$error":"#N/A"},null,{"$error":"#N/A"},{"$error":"#N/A"},{"$error":"#N/A"},{"$error":"#N/A"},25.337569653113182]
["2017-11-14",15,30.453981552412955,{"$error":"#N/A"},{"$error":"#N/A"},{"$error":"#N/A"},{"$error":"#N/A"},{"$error":"#N/A"},{"$error":"#N/A"},{"$error":"#N/A"},{"$error":"#N/A"},{"$error":"#N/A"},null,{"$error":"#N/A"},30.453981552412955,{"$error":"#N/A"},{"$error":"#N/A"},{"$error":"#N/A"}]
["2017-12-08",45,19.688040221008904,{"$error":"#N/A"},{"$error":"#N/A"},{"$error":"#N/A"},{"$error":"#N/A"},{"$error":"#N/A"},{"$error":"#N/A"},{"$error":"#N/A"},{"$error":"#N/A"},{"$error":"#N/A"},null,{"$error":"#N/A"},19.688040221008904,{"$error":"#N/A"},{"$error":"#N/A"},{"$error":"#N/A"}]
["2017-12-14",150,{"$error":"#N/A"},{"$error":"#N/A"},{"$error":"#N/A"},{"$error":"#N/A"},20.349248472233871,{"$error":"#N/A"},{"$error":"#N/A"},{"$error":"#N/A"},{"$error":"#N/A"},{"$error":"#N/A"},null,{"$error":"#N/A"},{"$error":"#N/A"},20.349248472233871,{"$error":"#N/A"},{"$error":"#N/A"}]
["2017-12-15",50,{"$error":"#N/A"},{"$error":"#N/A"},{"$error":"#N/A"},{"$error":"#N/A"},{"$error":"#N/A"},{"$error":"#N/A"},{"$error":"#N/A"},{"$error":"#N/A"},35.740176583778783,{"$error":"#N/A"},null,{"$error":"#N/A"},{"$error":"#N/A"},{"$error":"#N/A"},{"$error":"#N/A"},35.740176583778783]
["2017-12-21",99,{"$error":"#N/A"},{"$error":"#N/A"},29.599486605030297,{"$error":"#N/A"},{"$error":"#N/A"},{"$error":"#N/A"},{"$error":"#N/A"},{"$error":"#N/A"},{"$error":"#N/A"},{"$error":"#N/A"},null,{"$error":"#N/A"},{"$error":"#N/A"},29.599486605030297,{"$error":"#N/A"},{"$error":"#N/A"}]
["2018-01-05",50,{"$error":"#N/A"},23.883298674767339,{"$error":"#N/A"},{"$error":"#N/A"},{"$error":"#N/A"},{"$error":"#N/A"},{"$error":"#N/A"},{"$error":"#N/A"},{"$error":"#N/A"},{"$error":"#N/A"},null,{"$error":"#N/A"},23.883298674767339,{"$error":"#N/A"},{"$error":"#N/A"},{"$error":"#N/A"}]
["2018-01-09",30,{"$error":"#N/A"},28.526285726946732,{"$error":"#N/A"},{"$error":"#N/A"},{"$error":"#N/A"},{"$error":"#N/A"},{"$error":"#N/A"},{"$error":"#N/A"},{"$error":"#N/A"},{"$error":"#N/A"},null,{"$error":"#N/A"},28.526285726946732,{"$error":"#N/A"},{"$error":"#N/A"},{"$error":"#N/A"}]
["2018-01-26",100,{"$error":"#N/A"},24.618039843162901,{"$error":"#N/A"},{"$error":"#N/A"},{"$error":"#N/A"},{"$error":"#N/A"},{"$error":"#N/A"},{"$error":"#N/A"},{"$error":"#N/A"},{"$error":"#N/A"},null,{"$error":"#N/A"},24.618039843162901,{"$error":"#N/A"},{"$error":"#N/A"},{"$error":"#N/A"}]
["2018-01-29",57.5,{"$error":"#N/A"},{"$error":"#N/A"},{"$error":"#N/A"},{"$error":"#N/A"},{"$error":"#N/A"},{"$error":"#N/A"},{"$error":"#N/A"},{"$error":"#N/A"},24.157262506709532,{"$error":"#N/A"},null,{"$error":"#N/A"},{"$error":"#N/A"},{"$error":"#N/A"},{"$error":"#N/A"},24.157262506709532]
["2018-01-29",120,{"$error":"#N/A"},{"$error":"#N/A"},{"$error":"#N/A"},{"$error":"#N/A"},{"$error":"#N/A"},{"$error":"#N/A"},{"$error":"#N/A"},{"$error":"#N/A"},26.638515207259388,{"$error":"#N/A"},null,{"$error":"#N/A"},{"$error":"#N/A"},{"$error":"#N/A"},{"$error":"#N/A"},26.638515207259388]
["2018-02-01",10,{"$error":"#N/A"},{"$error":"#N/A"},35.513809701470194,{"$error":"#N/A"},{"$error":"#N/A"},{"$error":"#N/A"},{"$error":"#N/A"},{"$error":"#N/A"},{"$error":"#N/A"},{"$error":"#N/A"},null,{"$error":"#N/A"},{"$error":"#N/A"},35.513809701470194,{"$error":"#N/A"},{"$error":"#N/A"}]
["2018-02-05",50,{"$error":"#N/A"},{"$error":"#N/A"},36.795373631941331,{"$error":"#N/A"},{"$error":"#N/A"},{"$error":"#N/A"},{"$error":"#N/A"},{"$error":"#N/A"},{"$error":"#N/A"},{"$error":"#N/A"},null,{"$error":"#N/A"},{"$error":"#N/A"},36.795373631941331,{"$error":"#N/A"},{"$error":"#N/A"}]
["2018-02-21",106.688,46.791155258491493,{"$error":"#N/A"},{"$error":"#N/A"},{"$error":"#N/A"},{"$error":"#N/A"},{"$error":"#N/A"},{"$error":"#N/A"},{"$error":"#N/A"},{"$error":"#N/A"},{"$error":"#N/A"},null,{"$error":"#N/A"},46.791155258491493,{"$error":"#N/A"},{"$error":"#N/A"},{"$error":"#N/A"}]
["2018-02-23",99,{"$error":"#N/A"},{"$error":"#N/A"},29.399412294391137,{"$error":"#N/A"},{"$error":"#N/A"},{"$error":"#N/A"},{"$error":"#N/A"},{"$error":"#N/A"},{"$error":"#N/A"},{"$error":"#N/A"},null,{"$error":"#N/A"},{"$error":"#N/A"},29.399412294391137,{"$error":"#N/A"},{"$error":"#N/A"}]
["2018-04-16",6.3,{"$error":"#N/A"},{"$error":"#N/A"},{"$error":"#N/A"},{"$error":"#N/A"},{"$error":"#N/A"},{"$error":"#N/A"},162.37648031077103,{"$error":"#N/A"},{"$error":"#N/A"},{"$error":"#N/A"},null,{"$error":"#N/A"},{"$error":"#N/A"},{"$error":"#N/A"},162.37648031077103,{"$error":"#N/A"}]
["2018-05-07",100,31.019154941143647,{"$error":"#N/A"},{"$error":"#N/A"},{"$error":"#N/A"},{"$error":"#N/A"},{"$error":"#N/A"},{"$error":"#N/A"},{"$error":"#N/A"},{"$error":"#N/A"},{"$error":"#N/A"},null,{"$error":"#N/A"},31.019154941143647,{"$error":"#N/A"},{"$error":"#N/A"},{"$error":"#N/A"}]
["2018-05-16",74.5,{"$error":"#N/A"},{"$error":"#N/A"},{"$error":"#N/A"},{"$error":"#N/A"},{"$error":"#N/A"},{"$error":"#N/A"},{"$error":"#N/A"},{"$error":"#N/A"},30.260472395009444,{"$error":"#N/A"},null,{"$error":"#N/A"},{"$error":"#N/A"},{"$error":"#N/A"},{"$error":"#N/A"},30.260472395009444]
["2018-05-16",74.5,{"$error":"#N/A"},{"$error":"#N/A"},{"$error":"#N/A"},{"$error":"#N/A"},{"$error":"#N/A"},{"$error":"#N/A"},{"$error":"#N/A"},{"$error":"#N/A"},30.260472395009444,{"$error":"#N/A"},null,{"$error":"#N/A"},{"$error":"#N/A"},{"$error":"#N/A"},{"$error":"#N/A"},30.260472395009444]
["2018-05-30",300,{"$error":"#N/A"},18.483569794393947,{"$error":"#N/A"},{"$error":"#N/A"},{"$error":"#N/A"},{"$error":"#N/A"},{"$error":"#N/A"},{"$error":"#N/A"},{"$error":"#N/A"},{"$error":"#N/A"},null,{"$error":"#N/A"},18.483569794393947,{"$error":"#N/A"},{"$error":"#N/A"},{"$error":"#N/A"}]
["2018-05-30",250,{"$error":"#N/A"},21.703164258172571,{"$error":"#N/A"},{"$error":"#N/A"},{"$error":"#N/A"},{"$error":"#N/A"},{"$error":"#N/A"},{"$error":"#N/A"},{"$error":"#N/A"},{"$error":"#N/A"},null,{"$error":"#N/A"},21.703164258172571,{"$error":"#N/A"},{"$error":"#N/A"},{"$error":"#N/A"}]
["2018-05-30",50,{"$error":"#N/A"},24.469608067386691,{"$error":"#N/A"},{"$error":"#N/A"},{"$error":"#N/A"},{"$error":"#N/A"},{"$error":"#N/A"},{"$error":"#N/A"},{"$error":"#N/A"},{"$error":"#N/A"},null,{"$error":"#N/A"},24.469608067386691,{"$error":"#N/A"},{"$error":"#N/A"},{"$error":"#N/A"}]
["2018-05-30",101,{"$error":"#N/A"},21.11098782125865,{"$error":"#N/A"},{"$error":"#N/A"},{"$error":"#N/A"},{"$error":"#N/A"},{"$error":"#N/A"},{"$error":"#N/A"},{"$error":"#N/A"},{"$error":"#N/A"},null,{"$error":"#N/A"},21.11098782125865,{"$error":"#N/A"},{"$error":"#N/A"},{"$error":"#N/A"}]
["2018-05-30",200,{"$error":"#N/A"},21.11895423175724,{"$error":"#N/A"},{"$error":"#N/A"},{"$error":"#N/A"},{"$error":"#N/A"},{"$error":"#N/A"},{"$error":"#N/A"},{"$error":"#N/A"},{"$error":"#N/A"},null,{"$error":"#N/A"},21.11895423175724,{"$error":"#N/A"},{"$error":"#N/A"},{"$error":"#N/A"}]
["2018-05-30",100,{"$error":"#N/A"},23.867365853770163,{"$error":"#N/A"},{"$error":"#N/A"},{"$error":"#N/A"},{"$error":"#N/A"},{"$error":"#N/A"},{"$error":"#N/A"},{"$error":"#N/A"},{"$error":"#N/A"},null,{"$error":"#N/A"},23.867365853770163,{"$error":"#N/A"},{"$error":"#N/A"},{"$error":"#N/A"}]
["2018-05-31",80,{"$error":"#N/A"},{"$error":"#N/A"},{"$error":"#N/A"},{"$error":"#N/A"},{"$error":"#N/A"},30.861136238869769,{"$error":"#N/A"},{"$error":"#N/A"},{"$error":"#N/A"},{"$error":"#N/A"},null,{"$error":"#N/A"},{"$error":"#N/A"},{"$error":"#N/A"},30.861136238869769,{"$error":"#N/A"}]
["2018-06-01",5.6814814814814811,{"$error":"#N/A"},{"$error":"#N/A"},{"$error":"#N/A"},61.033804123179351,{"$error":"#N/A"},{"$error":"#N/A"},{"$error":"#N/A"},{"$error":"#N/A"},{"$error":"#N/A"},{"$error":"#N/A"},null,{"$error":"#N/A"},{"$error":"#N/A"},61.033804123179351,{"$error":"#N/A"},{"$error":"#N/A"}]
["2018-06-04",80,{"$error":"#N/A"},21.355108890191797,{"$error":"#N/A"},{"$error":"#N/A"},{"$error":"#N/A"},{"$error":"#N/A"},{"$error":"#N/A"},{"$error":"#N/A"},{"$error":"#N/A"},{"$error":"#N/A"},null,{"$error":"#N/A"},21.355108890191797,{"$error":"#N/A"},{"$error":"#N/A"},{"$error":"#N/A"}]
["2018-06-06",60,{"$error":"#N/A"},25.025680673861554,{"$error":"#N/A"},{"$error":"#N/A"},{"$error":"#N/A"},{"$error":"#N/A"},{"$error":"#N/A"},{"$error":"#N/A"},{"$error":"#N/A"},{"$error":"#N/A"},null,{"$error":"#N/A"},25.025680673861554,{"$error":"#N/A"},{"$error":"#N/A"},{"$error":"#N/A"}]
["2018-06-08",30,{"$error":"#N/A"},21.847033763992275,{"$error":"#N/A"},{"$error":"#N/A"},{"$error":"#N/A"},{"$error":"#N/A"},{"$error":"#N/A"},{"$error":"#N/A"},{"$error":"#N/A"},{"$error":"#N/A"},null,{"$error":"#N/A"},21.847033763992275,{"$error":"#N/A"},{"$error":"#N/A"},{"$error":"#N/A"}]
["2018-06-13",58,{"$error":"#N/A"},19.770526424469342,{"$error":"#N/A"},{"$error":"#N/A"},{"$error":"#N/A"},{"$error":"#N/A"},{"$error":"#N/A"},{"$error":"#N/A"},{"$error":"#N/A"},{"$error":"#N/A"},null,{"$error":"#N/A"},19.770526424469342,{"$error":"#N/A"},{"$error":"#N/A"},{"$error":"#N/A"}]
["2018-06-13",122,{"$error":"#N/A"},23.364423360428784,{"$error":"#N/A"},{"$error":"#N/A"},{"$error":"#N/A"},{"$error":"#N/A"},{"$error":"#N/A"},{"$error":"#N/A"},{"$error":"#N/A"},{"$error":"#N/A"},null,{"$error":"#N/A"},23.364423360428784,{"$error":"#N/A"},{"$error":"#N/A"},{"$error":"#N/A"}]
["2018-06-13",99,{"$error":"#N/A"},21.342344674365041,{"$error":"#N/A"},{"$error":"#N/A"},{"$error":"#N/A"},{"$error":"#N/A"},{"$error":"#N/A"},{"$error":"#N/A"},{"$error":"#N/A"},{"$error":"#N/A"},null,{"$error":"#N/A"},21.342344674365041,{"$error":"#N/A"},{"$error":"#N/A"},{"$error":"#N/A"}]
["2018-06-13",80,{"$error":"#N/A"},22.121268440224299,{"$error":"#N/A"},{"$error":"#N/A"},{"$error":"#N/A"},{"$error":"#N/A"},{"$error":"#N/A"},{"$error":"#N/A"},{"$error":"#N/A"},{"$error":"#N/A"},null,{"$error":"#N/A"},22.121268440224299,{"$error":"#N/A"},{"$error":"#N/A"},{"$error":"#N/A"}]
["2018-06-15",20,{"$error":"#N/A"},{"$error":"#N/A"},44.759273874310658,{"$error":"#N/A"},{"$error":"#N/A"},{"$error":"#N/A"},{"$error":"#N/A"},{"$error":"#N/A"},{"$error":"#N/A"},{"$error":"#N/A"},null,{"$error":"#N/A"},{"$error":"#N/A"},44.759273874310658,{"$error":"#N/A"},{"$error":"#N/A"}]
["2018-06-27",42,{"$error":"#N/A"},{"$error":"#N/A"},{"$error":"#N/A"},{"$error":"#N/A"},{"$error":"#N/A"},{"$error":"#N/A"},{"$error":"#N/A"},{"$error":"#N/A"},40.980542800851872,{"$error":"#N/A"},null,{"$error":"#N/A"},{"$error":"#N/A"},{"$error":"#N/A"},{"$error":"#N/A"},40.980542800851872]
["2018-06-30",68,{"$error":"#N/A"},{"$error":"#N/A"},{"$error":"#N/A"},{"$error":"#N/A"},{"$error":"#N/A"},{"$error":"#N/A"},{"$error":"#N/A"},{"$error":"#N/A"},25.317668042946011,{"$error":"#N/A"},null,{"$error":"#N/A"},{"$error":"#N/A"},{"$error":"#N/A"},{"$error":"#N/A"},25.317668042946011]
["2018-06-30",20,{"$error":"#N/A"},{"$error":"#N/A"},{"$error":"#N/A"},{"$error":"#N/A"},{"$error":"#N/A"},{"$error":"#N/A"},{"$error":"#N/A"},{"$error":"#N/A"},22.717897476038836,{"$error":"#N/A"},null,{"$error":"#N/A"},{"$error":"#N/A"},{"$error":"#N/A"},{"$error":"#N/A"},22.717897476038836]
["2018-07-10",35,{"$error":"#N/A"},28.213445549805087,{"$error":"#N/A"},{"$error":"#N/A"},{"$error":"#N/A"},{"$error":"#N/A"},{"$error":"#N/A"},{"$error":"#N/A"},{"$error":"#N/A"},{"$error":"#N/A"},null,{"$error":"#N/A"},28.213445549805087,{"$error":"#N/A"},{"$error":"#N/A"},{"$error":"#N/A"}]
["2018-08-10",40,{"$error":"#N/A"},{"$error":"#N/A"},43.105929693755577,{"$error":"#N/A"},{"$error":"#N/A"},{"$error":"#N/A"},{"$error":"#N/A"},{"$error":"#N/A"},{"$error":"#N/A"},{"$error":"#N/A"},null,{"$error":"#N/A"},{"$error":"#N/A"},43.105929693755577,{"$error":"#N/A"},{"$error":"#N/A"}]
["2018-08-10",10,{"$error":"#N/A"},{"$error":"#N/A"},43.105929693755577,{"$error":"#N/A"},{"$error":"#N/A"},{"$error":"#N/A"},{"$error":"#N/A"},{"$error":"#N/A"},{"$error":"#N/A"},{"$error":"#N/A"},null,{"$error":"#N/A"},{"$error":"#N/A"},43.105929693755577,{"$error":"#N/A"},{"$error":"#N/A"}]
["2018-08-22",50,{"$error":"#N/A"},25.483927377772584,{"$error":"#N/A"},{"$error":"#N/A"},{"$error":"#N/A"},{"$error":"#N/A"},{"$error":"#N/A"},{"$error":"#N/A"},{"$error":"#N/A"},{"$error":"#N/A"},null,{"$error":"#N/A"},25.483927377772584,{"$error":"#N/A"},{"$error":"#N/A"},{"$error":"#N/A"}]
["2018-08-22",50,{"$error":"#N/A"},25.483927377772584,{"$error":"#N/A"},{"$error":"#N/A"},{"$error":"#N/A"},{"$error":"#N/A"},{"$error":"#N/A"},{"$error":"#N/A"},{"$error":"#N/A"},{"$error":"#N/A"},null,{"$error":"#N/A"},25.483927377772584,{"$error":"#N/A"},{"$error":"#N/A"},{"$error":"#N/A"}]
["2018-08-23",86,{"$error":"#N/A"},{"$error":"#N/A"},{"$error":"#N/A"},{"$error":"#N/A"},{"$error":"#N/A"},28.180095041303122,{"$error":"#N/A"},{"$error":"#N/A"},{"$error":"#N/A"},{"$error":"#N/A"},null,{"$error":"#N/A"},{"$error":"#N/A"},{"$error":"#N/A"},28.180095041303122,{"$error":"#N/A"}]
["2018-08-31",102.5,{"$error":"#N/A"},{"$error":"#N/A"},{"$error":"#N/A"},{"$error":"#N/A"},{"$error":"#N/A"},{"$error":"#N/A"},{"$error":"#N/A"},{"$error":"#N/A"},23.052405214099263,{"$error":"#N/A"},null,{"$error":"#N/A"},{"$error":"#N/A"},{"$error":"#N/A"},{"$error":"#N/A"},23.052405214099263]
["2018-09-09",100,27.648435424230808,{"$error":"#N/A"},{"$error":"#N/A"},{"$error":"#N/A"},{"$error":"#N/A"},{"$error":"#N/A"},{"$error":"#N/A"},{"$error":"#N/A"},{"$error":"#N/A"},{"$error":"#N/A"},null,{"$error":"#N/A"},27.648435424230808,{"$error":"#N/A"},{"$error":"#N/A"},{"$error":"#N/A"}]
["2018-09-11",100,{"$error":"#N/A"},20.048869239555039,{"$error":"#N/A"},{"$error":"#N/A"},{"$error":"#N/A"},{"$error":"#N/A"},{"$error":"#N/A"},{"$error":"#N/A"},{"$error":"#N/A"},{"$error":"#N/A"},null,{"$error":"#N/A"},20.048869239555039,{"$error":"#N/A"},{"$error":"#N/A"},{"$error":"#N/A"}]
["2018-09-20",100,{"$error":"#N/A"},21.677993363144857,{"$error":"#N/A"},{"$error":"#N/A"},{"$error":"#N/A"},{"$error":"#N/A"},{"$error":"#N/A"},{"$error":"#N/A"},{"$error":"#N/A"},{"$error":"#N/A"},null,{"$error":"#N/A"},21.677993363144857,{"$error":"#N/A"},{"$error":"#N/A"},{"$error":"#N/A"}]
["2018-09-25",60,{"$error":"#N/A"},{"$error":"#N/A"},36.957447347041779,{"$error":"#N/A"},{"$error":"#N/A"},{"$error":"#N/A"},{"$error":"#N/A"},{"$error":"#N/A"},{"$error":"#N/A"},{"$error":"#N/A"},null,{"$error":"#N/A"},{"$error":"#N/A"},36.957447347041779,{"$error":"#N/A"},{"$error":"#N/A"}]
["2018-10-01",10.5,{"$error":"#N/A"},{"$error":"#N/A"},43.088851574448249,{"$error":"#N/A"},{"$error":"#N/A"},{"$error":"#N/A"},{"$error":"#N/A"},{"$error":"#N/A"},{"$error":"#N/A"},{"$error":"#N/A"},null,{"$error":"#N/A"},{"$error":"#N/A"},43.088851574448249,{"$error":"#N/A"},{"$error":"#N/A"}]
["2018-10-01",20,{"$error":"#N/A"},{"$error":"#N/A"},{"$error":"#N/A"},{"$error":"#N/A"},{"$error":"#N/A"},{"$error":"#N/A"},{"$error":"#N/A"},{"$error":"#N/A"},21.676373372596949,{"$error":"#N/A"},null,{"$error":"#N/A"},{"$error":"#N/A"},{"$error":"#N/A"},{"$error":"#N/A"},21.676373372596949]
["2018-10-18",144,{"$error":"#N/A"},{"$error":"#N/A"},{"$error":"#N/A"},{"$error":"#N/A"},30.966247675138494,{"$error":"#N/A"},{"$error":"#N/A"},{"$error":"#N/A"},{"$error":"#N/A"},{"$error":"#N/A"},null,{"$error":"#N/A"},{"$error":"#N/A"},30.966247675138494,{"$error":"#N/A"},{"$error":"#N/A"}]
["2018-10-18",13,{"$error":"#N/A"},36.839490231930434,{"$error":"#N/A"},{"$error":"#N/A"},{"$error":"#N/A"},{"$error":"#N/A"},{"$error":"#N/A"},{"$error":"#N/A"},{"$error":"#N/A"},{"$error":"#N/A"},null,{"$error":"#N/A"},36.839490231930434,{"$error":"#N/A"},{"$error":"#N/A"},{"$error":"#N/A"}]
["2018-10-25",128,24.400338624608107,{"$error":"#N/A"},{"$error":"#N/A"},{"$error":"#N/A"},{"$error":"#N/A"},{"$error":"#N/A"},{"$error":"#N/A"},{"$error":"#N/A"},{"$error":"#N/A"},{"$error":"#N/A"},null,{"$error":"#N/A"},24.400338624608107,{"$error":"#N/A"},{"$error":"#N/A"},{"$error":"#N/A"}]
["2018-11-01",70,{"$error":"#N/A"},{"$error":"#N/A"},{"$error":"#N/A"},{"$error":"#N/A"},{"$error":"#N/A"},37.779982312845888,{"$error":"#N/A"},{"$error":"#N/A"},{"$error":"#N/A"},{"$error":"#N/A"},null,{"$error":"#N/A"},{"$error":"#N/A"},{"$error":"#N/A"},37.779982312845888,{"$error":"#N/A"}]
["2018-12-11",250,{"$error":"#N/A"},{"$error":"#N/A"},{"$error":"#N/A"},{"$error":"#N/A"},{"$error":"#N/A"},{"$error":"#N/A"},{"$error":"#N/A"},{"$error":"#N/A"},25.890834120411565,{"$error":"#N/A"},null,{"$error":"#N/A"},{"$error":"#N/A"},{"$error":"#N/A"},{"$error":"#N/A"},25.890834120411565]
["2019-02-01",4.5999999999999996,{"$error":"#N/A"},{"$error":"#N/A"},{"$error":"#N/A"},43.722837385335453,{"$error":"#N/A"},{"$error":"#N/A"},{"$error":"#N/A"},{"$error":"#N/A"},{"$error":"#N/A"},{"$error":"#N/A"},null,{"$error":"#N/A"},{"$error":"#N/A"},43.722837385335453,{"$error":"#N/A"},{"$error":"#N/A"}]
["2019-02-11",50,{"$error":"#N/A"},30.700646167058373,{"$error":"#N/A"},{"$error":"#N/A"},{"$error":"#N/A"},{"$error":"#N/A"},{"$error":"#N/A"},{"$error":"#N/A"},{"$error":"#N/A"},{"$error":"#N/A"},null,{"$error":"#N/A"},30.700646167058373,{"$error":"#N/A"},{"$error":"#N/A"},{"$error":"#N/A"}]
["2019-02-14",22,{"$error":"#N/A"},25.214954487449958,{"$error":"#N/A"},{"$error":"#N/A"},{"$error":"#N/A"},{"$error":"#N/A"},{"$error":"#N/A"},{"$error":"#N/A"},{"$error":"#N/A"},{"$error":"#N/A"},null,{"$error":"#N/A"},25.214954487449958,{"$error":"#N/A"},{"$error":"#N/A"},{"$error":"#N/A"}]
["2019-02-28",50,{"$error":"#N/A"},{"$error":"#N/A"},44.556513856759985,{"$error":"#N/A"},{"$error":"#N/A"},{"$error":"#N/A"},{"$error":"#N/A"},{"$error":"#N/A"},{"$error":"#N/A"},{"$error":"#N/A"},null,{"$error":"#N/A"},{"$error":"#N/A"},44.556513856759985,{"$error":"#N/A"},{"$error":"#N/A"}]
["2019-03-21",160,{"$error":"#N/A"},27.025684240574275,{"$error":"#N/A"},{"$error":"#N/A"},{"$error":"#N/A"},{"$error":"#N/A"},{"$error":"#N/A"},{"$error":"#N/A"},{"$error":"#N/A"},{"$error":"#N/A"},null,{"$error":"#N/A"},27.025684240574275,{"$error":"#N/A"},{"$error":"#N/A"},{"$error":"#N/A"}]
["2019-03-22",120,{"$error":"#N/A"},19.683002647812874,{"$error":"#N/A"},{"$error":"#N/A"},{"$error":"#N/A"},{"$error":"#N/A"},{"$error":"#N/A"},{"$error":"#N/A"},{"$error":"#N/A"},{"$error":"#N/A"},null,{"$error":"#N/A"},19.683002647812874,{"$error":"#N/A"},{"$error":"#N/A"},{"$error":"#N/A"}]
["2019-04-22",100,{"$error":"#N/A"},{"$error":"#N/A"},{"$error":"#N/A"},{"$error":"#N/A"},{"$error":"#N/A"},{"$error":"#N/A"},{"$error":"#N/A"},{"$error":"#N/A"},20.56058436489926,{"$error":"#N/A"},null,{"$error":"#N/A"},{"$error":"#N/A"},{"$error":"#N/A"},{"$error":"#N/A"},20.56058436489926]
["2019-05-28",26,26.465111296518614,{"$error":"#N/A"},{"$error":"#N/A"},{"$error":"#N/A"},{"$error":"#N/A"},{"$error":"#N/A"},{"$error":"#N/A"},{"$error":"#N/A"},{"$error":"#N/A"},{"$error":"#N/A"},null,{"$error":"#N/A"},26.465111296518614,{"$error":"#N/A"},{"$error":"#N/A"},{"$error":"#N/A"}]
["2019-05-30",50,{"$error":"#N/A"},19.225616056593132,{"$error":"#N/A"},{"$error":"#N/A"},{"$error":"#N/A"},{"$error":"#N/A"},{"$error":"#N/A"},{"$error":"#N/A"},{"$error":"#N/A"},{"$error":"#N/A"},null,{"$error":"#N/A"},19.225616056593132,{"$error":"#N/A"},{"$error":"#N/A"},{"$error":"#N/A"}]
["2019-06-11",55.83,21.117211955687999,{"$error":"#N/A"},{"$error":"#N/A"},{"$error":"#N/A"},{"$error":"#N/A"},{"$error":"#N/A"},{"$error":"#N/A"},{"$error":"#N/A"},{"$error":"#N/A"},{"$error":"#N/A"},null,{"$error":"#N/A"},21.117211955687999,{"$error":"#N/A"},{"$error":"#N/A"},{"$error":"#N/A"}]
["2019-06-18",88,{"$error":"#N/A"},{"$error":"#N/A"},35.440962692051897,{"$error":"#N/A"},{"$error":"#N/A"},{"$error":"#N/A"},{"$error":"#N/A"},{"$error":"#N/A"},{"$error":"#N/A"},{"$error":"#N/A"},null,{"$error":"#N/A"},{"$error":"#N/A"},35.440962692051897,{"$error":"#N/A"},{"$error":"#N/A"}]
["2019-06-18",22,{"$error":"#N/A"},{"$error":"#N/A"},35.440962692051897,{"$error":"#N/A"},{"$error":"#N/A"},{"$error":"#N/A"},{"$error":"#N/A"},{"$error":"#N/A"},{"$error":"#N/A"},{"$error":"#N/A"},null,{"$error":"#N/A"},{"$error":"#N/A"},35.440962692051897,{"$error":"#N/A"},{"$error":"#N/A"}]
["2019-06-27",50,{"$error":"#N/A"},16.292219523565826,{"$error":"#N/A"},{"$error":"#N/A"},{"$error":"#N/A"},{"$error":"#N/A"},{"$error":"#N/A"},{"$error":"#N/A"},{"$error":"#N/A"},{"$error":"#N/A"},null,{"$error":"#N/A"},16.292219523565826,{"$error":"#N/A"},{"$error":"#N/A"},{"$error":"#N/A"}]
["2019-06-27",300,{"$error":"#N/A"},15.037446996289066,{"$error":"#N/A"},{"$error":"#N/A"},{"$error":"#N/A"},{"$error":"#N/A"},{"$error":"#N/A"},{"$error":"#N/A"},{"$error":"#N/A"},{"$error":"#N/A"},null,{"$error":"#N/A"},15.037446996289066,{"$error":"#N/A"},{"$error":"#N/A"},{"$error":"#N/A"}]
["2019-07-01",40,21.853323359312032,{"$error":"#N/A"},{"$error":"#N/A"},{"$error":"#N/A"},{"$error":"#N/A"},{"$error":"#N/A"},{"$error":"#N/A"},{"$error":"#N/A"},{"$error":"#N/A"},{"$error":"#N/A"},null,{"$error":"#N/A"},21.853323359312032,{"$error":"#N/A"},{"$error":"#N/A"},{"$error":"#N/A"}]
["2019-07-01",400,15.19134593139972,{"$error":"#N/A"},{"$error":"#N/A"},{"$error":"#N/A"},{"$error":"#N/A"},{"$error":"#N/A"},{"$error":"#N/A"},{"$error":"#N/A"},{"$error":"#N/A"},{"$error":"#N/A"},null,{"$error":"#N/A"},15.19134593139972,{"$error":"#N/A"},{"$error":"#N/A"},{"$error":"#N/A"}]
["2019-07-01",80,{"$error":"#N/A"},23.223800921208749,{"$error":"#N/A"},{"$error":"#N/A"},{"$error":"#N/A"},{"$error":"#N/A"},{"$error":"#N/A"},{"$error":"#N/A"},{"$error":"#N/A"},{"$error":"#N/A"},null,{"$error":"#N/A"},23.223800921208749,{"$error":"#N/A"},{"$error":"#N/A"},{"$error":"#N/A"}]
["2019-07-09",62.5,25.435691462760964,{"$error":"#N/A"},{"$error":"#N/A"},{"$error":"#N/A"},{"$error":"#N/A"},{"$error":"#N/A"},{"$error":"#N/A"},{"$error":"#N/A"},{"$error":"#N/A"},{"$error":"#N/A"},null,{"$error":"#N/A"},25.435691462760964,{"$error":"#N/A"},{"$error":"#N/A"},{"$error":"#N/A"}]
["2019-07-25",17.5,{"$error":"#N/A"},{"$error":"#N/A"},{"$error":"#N/A"},{"$error":"#N/A"},{"$error":"#N/A"},24.3235167025401,{"$error":"#N/A"},{"$error":"#N/A"},{"$error":"#N/A"},{"$error":"#N/A"},null,{"$error":"#N/A"},{"$error":"#N/A"},{"$error":"#N/A"},24.3235167025401,{"$error":"#N/A"}]
["2019-07-26",112,25.689089671835202,{"$error":"#N/A"},{"$error":"#N/A"},{"$error":"#N/A"},{"$error":"#N/A"},{"$error":"#N/A"},{"$error":"#N/A"},{"$error":"#N/A"},{"$error":"#N/A"},{"$error":"#N/A"},null,{"$error":"#N/A"},25.689089671835202,{"$error":"#N/A"},{"$error":"#N/A"},{"$error":"#N/A"}]
["2019-07-26",100,{"$error":"#N/A"},19.746223964564042,{"$error":"#N/A"},{"$error":"#N/A"},{"$error":"#N/A"},{"$error":"#N/A"},{"$error":"#N/A"},{"$error":"#N/A"},{"$error":"#N/A"},{"$error":"#N/A"},null,{"$error":"#N/A"},19.746223964564042,{"$error":"#N/A"},{"$error":"#N/A"},{"$error":"#N/A"}]
["2019-08-19",100,{"$error":"#N/A"},{"$error":"#N/A"},37.914952382619035,{"$error":"#N/A"},{"$error":"#N/A"},{"$error":"#N/A"},{"$error":"#N/A"},{"$error":"#N/A"},{"$error":"#N/A"},{"$error":"#N/A"},null,{"$error":"#N/A"},{"$error":"#N/A"},37.914952382619035,{"$error":"#N/A"},{"$error":"#N/A"}]
["2019-08-30",240,{"$error":"#N/A"},16.127067779789183,{"$error":"#N/A"},{"$error":"#N/A"},{"$error":"#N/A"},{"$error":"#N/A"},{"$error":"#N/A"},{"$error":"#N/A"},{"$error":"#N/A"},{"$error":"#N/A"},null,{"$error":"#N/A"},16.127067779789183,{"$error":"#N/A"},{"$error":"#N/A"},{"$error":"#N/A"}]
["2019-09-12",65,{"$error":"#N/A"},{"$error":"#N/A"},{"$error":"#N/A"},{"$error":"#N/A"},{"$error":"#N/A"},25.790493761914437,{"$error":"#N/A"},{"$error":"#N/A"},{"$error":"#N/A"},{"$error":"#N/A"},null,{"$error":"#N/A"},{"$error":"#N/A"},{"$error":"#N/A"},25.790493761914437,{"$error":"#N/A"}]
["2019-09-19",9.3076923076923066,{"$error":"#N/A"},{"$error":"#N/A"},39.044974979051304,{"$error":"#N/A"},{"$error":"#N/A"},{"$error":"#N/A"},{"$error":"#N/A"},{"$error":"#N/A"},{"$error":"#N/A"},{"$error":"#N/A"},null,{"$error":"#N/A"},{"$error":"#N/A"},39.044974979051304,{"$error":"#N/A"},{"$error":"#N/A"}]
["2019-09-22",88,{"$error":"#N/A"},{"$error":"#N/A"},{"$error":"#N/A"},{"$error":"#N/A"},{"$error":"#N/A"},32.503898357732155,{"$error":"#N/A"},{"$error":"#N/A"},{"$error":"#N/A"},{"$error":"#N/A"},null,{"$error":"#N/A"},{"$error":"#N/A"},{"$error":"#N/A"},32.503898357732155,{"$error":"#N/A"}]
["2019-09-22",90,{"$error":"#N/A"},{"$error":"#N/A"},{"$error":"#N/A"},{"$error":"#N/A"},{"$error":"#N/A"},31.633686473375043,{"$error":"#N/A"},{"$error":"#N/A"},{"$error":"#N/A"},{"$error":"#N/A"},null,{"$error":"#N/A"},{"$error":"#N/A"},{"$error":"#N/A"},31.633686473375043,{"$error":"#N/A"}]
["2019-09-22",70,{"$error":"#N/A"},{"$error":"#N/A"},{"$error":"#N/A"},{"$error":"#N/A"},{"$error":"#N/A"},31.633686473375047,{"$error":"#N/A"},{"$error":"#N/A"},{"$error":"#N/A"},{"$error":"#N/A"},null,{"$error":"#N/A"},{"$error":"#N/A"},{"$error":"#N/A"},31.633686473375047,{"$error":"#N/A"}]
["2019-10-01",150,{"$error":"#N/A"},{"$error":"#N/A"},{"$error":"#N/A"},{"$error":"#N/A"},{"$error":"#N/A"},{"$error":"#N/A"},{"$error":"#N/A"},{"$error":"#N/A"},20.729713922811744,{"$error":"#N/A"},null,{"$error":"#N/A"},{"$error":"#N/A"},{"$error":"#N/A"},{"$error":"#N/A"},20.729713922811744]
["2019-10-17",100,{"$error":"#N/A"},12.086398416856468,{"$error":"#N/A"},{"$error":"#N/A"},{"$error":"#N/A"},{"$error":"#N/A"},{"$error":"#N/A"},{"$error":"#N/A"},{"$error":"#N/A"},{"$error":"#N/A"},null,{"$error":"#N/A"},12.086398416856468,{"$error":"#N/A"},{"$error":"#N/A"},{"$error":"#N/A"}]
["2019-10-17",100,{"$error":"#N/A"},16.924182973303356,{"$error":"#N/A"},{"$error":"#N/A"},{"$error":"#N/A"},{"$error":"#N/A"},{"$error":"#N/A"},{"$error":"#N/A"},{"$error":"#N/A"},{"$error":"#N/A"},null,{"$error":"#N/A"},16.924182973303356,{"$error":"#N/A"},{"$error":"#N/A"},{"$error":"#N/A"}]
["2019-10-18",35,{"$error":"#N/A"},{"$error":"#N/A"},{"$error":"#N/A"},{"$error":"#N/A"},{"$error":"#N/A"},30.421601885790164,{"$error":"#N/A"},{"$error":"#N/A"},{"$error":"#N/A"},{"$error":"#N/A"},null,{"$error":"#N/A"},{"$error":"#N/A"},{"$error":"#N/A"},30.421601885790164,{"$error":"#N/A"}]
["2019-10-23",107,{"$error":"#N/A"},{"$error":"#N/A"},{"$error":"#N/A"},{"$error":"#N/A"},{"$error":"#N/A"},{"$error":"#N/A"},{"$error":"#N/A"},{"$error":"#N/A"},20.632395009531557,{"$error":"#N/A"},null,{"$error":"#N/A"},{"$error":"#N/A"},{"$error":"#N/A"},{"$error":"#N/A"},20.632395009531557]
["2019-11-05",132,22.695634510484702,{"$error":"#N/A"},{"$error":"#N/A"},{"$error":"#N/A"},{"$error":"#N/A"},{"$error":"#N/A"},{"$error":"#N/A"},{"$error":"#N/A"},{"$error":"#N/A"},{"$error":"#N/A"},null,{"$error":"#N/A"},22.695634510484702,{"$error":"#N/A"},{"$error":"#N/A"},{"$error":"#N/A"}]
["2019-11-19",25,{"$error":"#N/A"},{"$error":"#N/A"},{"$error":"#N/A"},{"$error":"#N/A"},{"$error":"#N/A"},{"$error":"#N/A"},{"$error":"#N/A"},{"$error":"#N/A"},21.676373372596949,{"$error":"#N/A"},null,{"$error":"#N/A"},{"$error":"#N/A"},{"$error":"#N/A"},{"$error":"#N/A"},21.676373372596949]
["2019-11-21",100,{"$error":"#N/A"},{"$error":"#N/A"},{"$error":"#N/A"},{"$error":"#N/A"},{"$error":"#N/A"},{"$error":"#N/A"},{"$error":"#N/A"},{"$error":"#N/A"},22.972607559331042,{"$error":"#N/A"},null,{"$error":"#N/A"},{"$error":"#N/A"},{"$error":"#N/A"},{"$error":"#N/A"},22.972607559331042]
["2019-11-26",44,23.591380447638034,{"$error":"#N/A"},{"$error":"#N/A"},{"$error":"#N/A"},{"$error":"#N/A"},{"$error":"#N/A"},{"$error":"#N/A"},{"$error":"#N/A"},{"$error":"#N/A"},{"$error":"#N/A"},null,{"$error":"#N/A"},23.591380447638034,{"$error":"#N/A"},{"$error":"#N/A"},{"$error":"#N/A"}]
["2019-11-26",100,{"$error":"#N/A"},20.631983873267405,{"$error":"#N/A"},{"$error":"#N/A"},{"$error":"#N/A"},{"$error":"#N/A"},{"$error":"#N/A"},{"$error":"#N/A"},{"$error":"#N/A"},{"$error":"#N/A"},null,{"$error":"#N/A"},20.631983873267405,{"$error":"#N/A"},{"$error":"#N/A"},{"$error":"#N/A"}]
["2019-12-05",100,22.83222857712089,{"$error":"#N/A"},{"$error":"#N/A"},{"$error":"#N/A"},{"$error":"#N/A"},{"$error":"#N/A"},{"$error":"#N/A"},{"$error":"#N/A"},{"$error":"#N/A"},{"$error":"#N/A"},null,{"$error":"#N/A"},22.83222857712089,{"$error":"#N/A"},{"$error":"#N/A"},{"$error":"#N/A"}]
["2019-12-17",100,{"$error":"#N/A"},{"$error":"#N/A"},{"$error":"#N/A"},{"$error":"#N/A"},{"$error":"#N/A"},{"$error":"#N/A"},{"$error":"#N/A"},{"$error":"#N/A"},20.632395009531557,{"$error":"#N/A"},null,{"$error":"#N/A"},{"$error":"#N/A"},{"$error":"#N/A"},{"$error":"#N/A"},20.632395009531557]
["2019-12-20",50,{"$error":"#N/A"},{"$error":"#N/A"},{"$error":"#N/A"},{"$error":"#N/A"},{"$error":"#N/A"},{"$error":"#N/A"},{"$error":"#N/A"},42.693448710643771,{"$error":"#N/A"},{"$error":"#N/A"},null,{"$error":"#N/A"},{"$error":"#N/A"},{"$error":"#N/A"},42.693448710643771,{"$error":"#N/A"}]
["2020-01-06",50.5,25.532459587868995,{"$error":"#N/A"},{"$error":"#N/A"},{"$error":"#N/A"},{"$error":"#N/A"},{"$error":"#N/A"},{"$error":"#N/A"},{"$error":"#N/A"},{"$error":"#N/A"},{"$error":"#N/A"},null,{"$error":"#N/A"},25.532459587868995,{"$error":"#N/A"},{"$error":"#N/A"},{"$error":"#N/A"}]
["2020-02-14",50,30.080312557646209,{"$error":"#N/A"},{"$error":"#N/A"},{"$error":"#N/A"},{"$error":"#N/A"},{"$error":"#N/A"},{"$error":"#N/A"},{"$error":"#N/A"},{"$error":"#N/A"},{"$error":"#N/A"},null,{"$error":"#N/A"},30.080312557646209,{"$error":"#N/A"},{"$error":"#N/A"},{"$error":"#N/A"}]
["2020-02-14",160.5,23.258261727881965,{"$error":"#N/A"},{"$error":"#N/A"},{"$error":"#N/A"},{"$error":"#N/A"},{"$error":"#N/A"},{"$error":"#N/A"},{"$error":"#N/A"},{"$error":"#N/A"},{"$error":"#N/A"},null,{"$error":"#N/A"},23.258261727881965,{"$error":"#N/A"},{"$error":"#N/A"},{"$error":"#N/A"}]
["2020-02-26",80,{"$error":"#N/A"},{"$error":"#N/A"},{"$error":"#N/A"},{"$error":"#N/A"},{"$error":"#N/A"},{"$error":"#N/A"},{"$error":"#N/A"},{"$error":"#N/A"},19.157626843529666,{"$error":"#N/A"},null,{"$error":"#N/A"},{"$error":"#N/A"},{"$error":"#N/A"},{"$error":"#N/A"},19.157626843529666]
["2020-03-13",22.9,{"$error":"#N/A"},{"$error":"#N/A"},{"$error":"#N/A"},{"$error":"#N/A"},{"$error":"#N/A"},{"$error":"#N/A"},118.07494842846639,{"$error":"#N/A"},{"$error":"#N/A"},{"$error":"#N/A"},null,{"$error":"#N/A"},{"$error":"#N/A"},{"$error":"#N/A"},118.07494842846639,{"$error":"#N/A"}]
["2020-03-25",200,{"$error":"#N/A"},18.141334022256949,{"$error":"#N/A"},{"$error":"#N/A"},{"$error":"#N/A"},{"$error":"#N/A"},{"$error":"#N/A"},{"$error":"#N/A"},{"$error":"#N/A"},{"$error":"#N/A"},null,{"$error":"#N/A"},18.141334022256949,{"$error":"#N/A"},{"$error":"#N/A"},{"$error":"#N/A"}]
["2020-04-08",127.86,{"$error":"#N/A"},18.91382219758048,{"$error":"#N/A"},{"$error":"#N/A"},{"$error":"#N/A"},{"$error":"#N/A"},{"$error":"#N/A"},{"$error":"#N/A"},{"$error":"#N/A"},{"$error":"#N/A"},null,{"$error":"#N/A"},18.91382219758048,{"$error":"#N/A"},{"$error":"#N/A"},{"$error":"#N/A"}]
["2020-04-08",100,22.136880113965734,{"$error":"#N/A"},{"$error":"#N/A"},{"$error":"#N/A"},{"$error":"#N/A"},{"$error":"#N/A"},{"$error":"#N/A"},{"$error":"#N/A"},{"$error":"#N/A"},{"$error":"#N/A"},null,{"$error":"#N/A"},22.136880113965734,{"$error":"#N/A"},{"$error":"#N/A"},{"$error":"#N/A"}]
["2020-05-02",100,21.062236572230127,{"$error":"#N/A"},{"$error":"#N/A"},{"$error":"#N/A"},{"$error":"#N/A"},{"$error":"#N/A"},{"$error":"#N/A"},{"$error":"#N/A"},{"$error":"#N/A"},{"$error":"#N/A"},null,{"$error":"#N/A"},21.062236572230127,{"$error":"#N/A"},{"$error":"#N/A"},{"$error":"#N/A"}]
["2020-05-06",79,{"$error":"#N/A"},{"$error":"#N/A"},31.825809941859752,{"$error":"#N/A"},{"$error":"#N/A"},{"$error":"#N/A"},{"$error":"#N/A"},{"$error":"#N/A"},{"$error":"#N/A"},{"$error":"#N/A"},null,{"$error":"#N/A"},{"$error":"#N/A"},31.825809941859752,{"$error":"#N/A"},{"$error":"#N/A"}]
["2020-06-01",150,{"$error":"#N/A"},24.208814286635786,{"$error":"#N/A"},{"$error":"#N/A"},{"$error":"#N/A"},{"$error":"#N/A"},{"$error":"#N/A"},{"$error":"#N/A"},{"$error":"#N/A"},{"$error":"#N/A"},null,{"$error":"#N/A"},24.208814286635786,{"$error":"#N/A"},{"$error":"#N/A"},{"$error":"#N/A"}]
["2020-07-10",20,{"$error":"#N/A"},{"$error":"#N/A"},{"$error":"#N/A"},{"$error":"#N/A"},{"$error":"#N/A"},31.078591246475813,{"$error":"#N/A"},{"$error":"#N/A"},{"$error":"#N/A"},{"$error":"#N/A"},null,{"$error":"#N/A"},{"$error":"#N/A"},{"$error":"#N/A"},31.078591246475813,{"$error":"#N/A"}]
["2020-08-24",50,{"$error":"#N/A"},{"$error":"#N/A"},{"$error":"#N/A"},{"$error":"#N/A"},{"$error":"#N/A"},{"$error":"#N/A"},{"$error":"#N/A"},42.304292458997395,{"$error":"#N/A"},{"$error":"#N/A"},null,{"$error":"#N/A"},{"$error":"#N/A"},{"$error":"#N/A"},42.304292458997395,{"$error":"#N/A"}]
["2020-09-23",100,{"$error":"#N/A"},22.052234603137059,{"$error":"#N/A"},{"$error":"#N/A"},{"$error":"#N/A"},{"$error":"#N/A"},{"$error":"#N/A"},{"$error":"#N/A"},{"$error":"#N/A"},{"$error":"#N/A"},null,{"$error":"#N/A"},22.052234603137059,{"$error":"#N/A"},{"$error":"#N/A"},{"$error":"#N/A"}]
["2020-09-25",200,{"$error":"#N/A"},21.213685280019586,{"$error":"#N/A"},{"$error":"#N/A"},{"$error":"#N/A"},{"$error":"#N/A"},{"$error":"#N/A"},{"$error":"#N/A"},{"$error":"#N/A"},{"$error":"#N/A"},null,{"$error":"#N/A"},21.213685280019586,{"$error":"#N/A"},{"$error":"#N/A"},{"$error":"#N/A"}]
["2020-09-30",152.5,{"$error":"#N/A"},{"$error":"#N/A"},{"$error":"#N/A"},{"$error":"#N/A"},{"$error":"#N/A"},29.370386807763495,{"$error":"#N/A"},{"$error":"#N/A"},{"$error":"#N/A"},{"$error":"#N/A"},null,{"$error":"#N/A"},{"$error":"#N/A"},{"$error":"#N/A"},29.370386807763495,{"$error":"#N/A"}]
["2020-10-02",233,21.247376970644897,{"$error":"#N/A"},{"$error":"#N/A"},{"$error":"#N/A"},{"$error":"#N/A"},{"$error":"#N/A"},{"$error":"#N/A"},{"$error":"#N/A"},{"$error":"#N/A"},{"$error":"#N/A"},null,{"$error":"#N/A"},21.247376970644897,{"$error":"#N/A"},{"$error":"#N/A"},{"$error":"#N/A"}]
["2020-11-02",63,17.510170275896805,{"$error":"#N/A"},{"$error":"#N/A"},{"$error":"#N/A"},{"$error":"#N/A"},{"$error":"#N/A"},{"$error":"#N/A"},{"$error":"#N/A"},{"$error":"#N/A"},{"$error":"#N/A"},null,{"$error":"#N/A"},17.510170275896805,{"$error":"#N/A"},{"$error":"#N/A"},{"$error":"#N/A"}]
["2020-11-05",26,22.138591253258987,{"$error":"#N/A"},{"$error":"#N/A"},{"$error":"#N/A"},{"$error":"#N/A"},{"$error":"#N/A"},{"$error":"#N/A"},{"$error":"#N/A"},{"$error":"#N/A"},{"$error":"#N/A"},null,{"$error":"#N/A"},22.138591253258987,{"$error":"#N/A"},{"$error":"#N/A"},{"$error":"#N/A"}]
["2020-12-01",50,{"$error":"#N/A"},25.379831362039464,{"$error":"#N/A"},{"$error":"#N/A"},{"$error":"#N/A"},{"$error":"#N/A"},{"$error":"#N/A"},{"$error":"#N/A"},{"$error":"#N/A"},{"$error":"#N/A"},null,{"$error":"#N/A"},25.379831362039464,{"$error":"#N/A"},{"$error":"#N/A"},{"$error":"#N/A"}]
["2020-12-22",200,{"$error":"#N/A"},16.95111362236274,{"$error":"#N/A"},{"$error":"#N/A"},{"$error":"#N/A"},{"$error":"#N/A"},{"$error":"#N/A"},{"$error":"#N/A"},{"$error":"#N/A"},{"$error":"#N/A"},null,{"$error":"#N/A"},16.95111362236274,{"$error":"#N/A"},{"$error":"#N/A"},{"$error":"#N/A"}]
["2020-12-30",7.5,{"$error":"#N/A"},{"$error":"#N/A"},{"$error":"#N/A"},{"$error":"#N/A"},{"$error":"#N/A"},{"$error":"#N/A"},{"$error":"#N/A"},{"$error":"#N/A"},36.645488293505593,{"$error":"#N/A"},null,{"$error":"#N/A"},{"$error":"#N/A"},{"$error":"#N/A"},{"$error":"#N/A"},36.645488293505593]
["2021-01-15",90,{"$error":"#N/A"},{"$error":"#N/A"},{"$error":"#N/A"},{"$error":"#N/A"},{"$error":"#N/A"},{"$error":"#N/A"},47.279876530130167,{"$error":"#N/A"},{"$error":"#N/A"},{"$error":"#N/A"},null,{"$error":"#N/A"},{"$error":"#N/A"},{"$error":"#N/A"},47.279876530130167,{"$error":"#N/A"}]
["2021-01-15",500,{"$error":"#N/A"},{"$error":"#N/A"},{"$error":"#N/A"},{"$error":"#N/A"},{"$error":"#N/A"},{"$error":"#N/A"},39.525739631083233,{"$error":"#N/A"},{"$error":"#N/A"},{"$error":"#N/A"},null,{"$error":"#N/A"},{"$error":"#N/A"},{"$error":"#N/A"},39.525739631083233,{"$error":"#N/A"}]
["2021-01-21",90,25.667631878738348,{"$error":"#N/A"},{"$error":"#N/A"},{"$error":"#N/A"},{"$error":"#N/A"},{"$error":"#N/A"},{"$error":"#N/A"},{"$error":"#N/A"},{"$error":"#N/A"},{"$error":"#N/A"},null,{"$error":"#N/A"},25.667631878738348,{"$error":"#N/A"},{"$error":"#N/A"},{"$error":"#N/A"}]
["2021-02-01",190,{"$error":"#N/A"},16.275127611439068,{"$error":"#N/A"},{"$error":"#N/A"},{"$error":"#N/A"},{"$error":"#N/A"},{"$error":"#N/A"},{"$error":"#N/A"},{"$error":"#N/A"},{"$error":"#N/A"},null,{"$error":"#N/A"},16.275127611439068,{"$error":"#N/A"},{"$error":"#N/A"},{"$error":"#N/A"}]
["2021-02-04",50,{"$error":"#N/A"},16.366076619308455,{"$error":"#N/A"},{"$error":"#N/A"},{"$error":"#N/A"},{"$error":"#N/A"},{"$error":"#N/A"},{"$error":"#N/A"},{"$error":"#N/A"},{"$error":"#N/A"},null,{"$error":"#N/A"},16.366076619308455,{"$error":"#N/A"},{"$error":"#N/A"},{"$error":"#N/A"}]
["2021-02-23",50,20.501614239215883,{"$error":"#N/A"},{"$error":"#N/A"},{"$error":"#N/A"},{"$error":"#N/A"},{"$error":"#N/A"},{"$error":"#N/A"},{"$error":"#N/A"},{"$error":"#N/A"},{"$error":"#N/A"},null,{"$error":"#N/A"},20.501614239215883,{"$error":"#N/A"},{"$error":"#N/A"},{"$error":"#N/A"}]
["2021-03-25",130,{"$error":"#N/A"},18.77918244262079,{"$error":"#N/A"},{"$error":"#N/A"},{"$error":"#N/A"},{"$error":"#N/A"},{"$error":"#N/A"},{"$error":"#N/A"},{"$error":"#N/A"},{"$error":"#N/A"},null,{"$error":"#N/A"},18.77918244262079,{"$error":"#N/A"},{"$error":"#N/A"},{"$error":"#N/A"}]
["2021-04-01",150,{"$error":"#N/A"},11.74111677007402,{"$error":"#N/A"},{"$error":"#N/A"},{"$error":"#N/A"},{"$error":"#N/A"},{"$error":"#N/A"},{"$error":"#N/A"},{"$error":"#N/A"},{"$error":"#N/A"},null,{"$error":"#N/A"},11.74111677007402,{"$error":"#N/A"},{"$error":"#N/A"},{"$error":"#N/A"}]
["2021-04-01",300,{"$error":"#N/A"},15.084456938315375,{"$error":"#N/A"},{"$error":"#N/A"},{"$error":"#N/A"},{"$error":"#N/A"},{"$error":"#N/A"},{"$error":"#N/A"},{"$error":"#N/A"},{"$error":"#N/A"},null,{"$error":"#N/A"},15.084456938315375,{"$error":"#N/A"},{"$error":"#N/A"},{"$error":"#N/A"}]
["2021-04-08",50,27.939701575407302,{"$error":"#N/A"},{"$error":"#N/A"},{"$error":"#N/A"},{"$error":"#N/A"},{"$error":"#N/A"},{"$error":"#N/A"},{"$error":"#N/A"},{"$error":"#N/A"},{"$error":"#N/A"},null,{"$error":"#N/A"},27.939701575407302,{"$error":"#N/A"},{"$error":"#N/A"},{"$error":"#N/A"}]
["2021-05-07",30,{"$error":"#N/A"},{"$error":"#N/A"},31.680996509957922,{"$error":"#N/A"},{"$error":"#N/A"},{"$error":"#N/A"},{"$error":"#N/A"},{"$error":"#N/A"},{"$error":"#N/A"},{"$error":"#N/A"},null,{"$error":"#N/A"},{"$error":"#N/A"},31.680996509957922,{"$error":"#N/A"},{"$error":"#N/A"}]
["2021-06-01",350,{"$error":"#N/A"},18.591478541105474,{"$error":"#N/A"},{"$error":"#N/A"},{"$error":"#N/A"},{"$error":"#N/A"},{"$error":"#N/A"},{"$error":"#N/A"},{"$error":"#N/A"},{"$error":"#N/A"},null,{"$error":"#N/A"},18.591478541105474,{"$error":"#N/A"},{"$error":"#N/A"},{"$error":"#N/A"}]
["2021-06-01",250,{"$error":"#N/A"},19.671918166549663,{"$error":"#N/A"},{"$error":"#N/A"},{"$error":"#N/A"},{"$error":"#N/A"},{"$error":"#N/A"},{"$error":"#N/A"},{"$error":"#N/A"},{"$error":"#N/A"},null,{"$error":"#N/A"},19.671918166549663,{"$error":"#N/A"},{"$error":"#N/A"},{"$error":"#N/A"}]
["2021-06-01",90,17.347519740874972,{"$error":"#N/A"},{"$error":"#N/A"},{"$error":"#N/A"},{"$error":"#N/A"},{"$error":"#N/A"},{"$error":"#N/A"},{"$error":"#N/A"},{"$error":"#N/A"},{"$error":"#N/A"},null,{"$error":"#N/A"},17.347519740874972,{"$error":"#N/A"},{"$error":"#N/A"},{"$error":"#N/A"}]
["2021-06-17",200,{"$error":"#N/A"},24.451839849672382,{"$error":"#N/A"},{"$error":"#N/A"},{"$error":"#N/A"},{"$error":"#N/A"},{"$error":"#N/A"},{"$error":"#N/A"},{"$error":"#N/A"},{"$error":"#N/A"},null,{"$error":"#N/A"},24.451839849672382,{"$error":"#N/A"},{"$error":"#N/A"},{"$error":"#N/A"}]
["2021-10-08",100,{"$error":"#N/A"},{"$error":"#N/A"},36.778644070903454,{"$error":"#N/A"},{"$error":"#N/A"},{"$error":"#N/A"},{"$error":"#N/A"},{"$error":"#N/A"},{"$error":"#N/A"},{"$error":"#N/A"},null,{"$error":"#N/A"},{"$error":"#N/A"},36.778644070903454,{"$error":"#N/A"},{"$error":"#N/A"}]
["2021-10-14",30,{"$error":"#N/A"},{"$error":"#N/A"},{"$error":"#N/A"},24.481249275439602,{"$error":"#N/A"},{"$error":"#N/A"},{"$error":"#N/A"},{"$error":"#N/A"},{"$error":"#N/A"},{"$error":"#N/A"},null,{"$error":"#N/A"},{"$error":"#N/A"},24.481249275439602,{"$error":"#N/A"},{"$error":"#N/A"}]
["2021-10-15",125,{"$error":"#N/A"},{"$error":"#N/A"},37.955697066920138,{"$error":"#N/A"},{"$error":"#N/A"},{"$error":"#N/A"},{"$error":"#N/A"},{"$error":"#N/A"},{"$error":"#N/A"},{"$error":"#N/A"},null,{"$error":"#N/A"},{"$error":"#N/A"},37.955697066920138,{"$error":"#N/A"},{"$error":"#N/A"}]
["2021-12-17",150,{"$error":"#N/A"},34.024754273192265,{"$error":"#N/A"},{"$error":"#N/A"},{"$error":"#N/A"},{"$error":"#N/A"},{"$error":"#N/A"},{"$error":"#N/A"},{"$error":"#N/A"},{"$error":"#N/A"},null,{"$error":"#N/A"},34.024754273192265,{"$error":"#N/A"},{"$error":"#N/A"},{"$error":"#N/A"}]
["2022-02-16",40,{"$error":"#N/A"},30.317735206876659,{"$error":"#N/A"},{"$error":"#N/A"},{"$error":"#N/A"},{"$error":"#N/A"},{"$error":"#N/A"},{"$error":"#N/A"},{"$error":"#N/A"},{"$error":"#N/A"},null,{"$error":"#N/A"},30.317735206876659,{"$error":"#N/A"},{"$error":"#N/A"},{"$error":"#N/A"}]
["2022-05-13",130,{"$error":"#N/A"},22.599067926474309,{"$error":"#N/A"},{"$error":"#N/A"},{"$error":"#N/A"},{"$error":"#N/A"},{"$error":"#N/A"},{"$error":"#N/A"},{"$error":"#N/A"},{"$error":"#N/A"},null,{"$error":"#N/A"},22.599067926474309,{"$error":"#N/A"},{"$error":"#N/A"},{"$error":"#N/A"}]
["2022-07-27",66,{"$error":"#N/A"},28.783336801034348,{"$error":"#N/A"},{"$error":"#N/A"},{"$error":"#N/A"},{"$error":"#N/A"},{"$error":"#N/A"},{"$error":"#N/A"},{"$error":"#N/A"},{"$error":"#N/A"},null,{"$error":"#N/A"},28.783336801034348,{"$error":"#N/A"},{"$error":"#N/A"},{"$error":"#N/A"}]
["2023-06-30",138.80000000000001,{"$error":"#N/A"},{"$error":"#N/A"},{"$error":"#N/A"},{"$error":"#N/A"},{"$error":"#N/A"},{"$error":"#N/A"},{"$error":"#N/A"},{"$error":"#N/A"},43.417273834333052,{"$error":"#N/A"},null,{"$error":"#N/A"},{"$error":"#N/A"},{"$error":"#N/A"},{"$error":"#N/A"},43.417273834333052]

{"sheet":"PPA Price for CSP Plants","index":29,"n_rows":250,"n_cols":8,"rows_kept":250,"cut":false,"hidden":false,"merged":[]}
["Levelized PPA prices for CSP and PV plants in AZ, CA, and NV (by PPA capacity and execution date)"]
[]
[]
[]
[]
[]
[]
[]
[]
[]
[]
[]
[]
[]
[]
[]
[]
[]
[]
[]
[]
["Source: Berkeley Lab, FERC"]
[]
["PV plants in AZ, CA, and NV (for comparison)",null,null,null,"CSP plants in AZ, CA, and NV"]
["PPA Execution Date","Capacity (MW)","2022 $/MWh",null,"PPA Execution Date","Capacity (MW)","2022 $/MWh"]
["2007-06-25",5,239.02859736095726,null,"2009-04-28",377,167.64747680602105," CSP tower, no storage"]
["2008-07-01",550,161.72502956481713]
["2008-07-23",210,139.67150430517898,null,"2009-11-04",110,145.20127932001688," CSP tower, 10 hours storage"]
["2008-12-19",10,185.7245610594257]
["2009-05-08",230,156.01652489580917,null,"2009-09-28",250,209.06055549881734," CSP trough, no storage"]
["2009-06-01",20,138.26131450627759,null,"2011-07-15",250,215.34670533241479," CSP trough, no storage"]
["2009-06-22",48,183.2741009151639]
["2009-08-17",250,154.40196529889906,null,"2010-12-15",250,143.34927713253549," CSP trough, 6 hours storage"]
["2009-09-08",250,221.34730305678042]
["2009-11-20",21,128.78568406045051]
["2009-12-24",6,271.93453660806165]
["2009-12-24",19,271.93453660806165]
["2009-12-24",20,271.93453660806165]
["2010-01-26",50,175.43119537617974]
["2010-01-26",20,175.43119537617972]
["2010-01-26",20,179.03860528589612]
["2010-02-02",50,147.66409840511398]
["2010-02-24",300,151.35301222219812]
["2010-03-06",40,144.26490495565002]
["2010-04-19",29,112.53996570452863]
["2010-04-21",66,150.98345601746777]
["2010-04-29",25,141.46199213136791]
["2010-05-10",125,142.61966565255162]
["2010-05-20",25.8,170.53800809365998]
["2010-06-01",20,141.46199213136796]
["2010-07-26",20,142.70706163513836]
["2010-07-29",150,168.93293856178545]
["2010-07-29",45,138.03621438469074]
["2010-08-24",23,120.81968807032149]
["2010-09-20",62.5,137.58663178009448]
["2010-11-10",130,139.65333720754586]
["2010-11-15",14,85.326913367305082]
["2010-11-15",20,82.666479626973455]
["2010-12-01",9,148.12708748743785]
["2010-12-21",60,141.79238402519837]
["2010-12-30",309,120.64225950101365]
["2010-12-30",20,159.00147664446661]
["2011-01-05",270,120.88595580488092]
["2011-01-07",110,136.26881260302756]
["2011-01-25",26,143.89315705464023]
["2011-02-07",250,126.74197528628306]
["2011-02-11",30,121.10631793024291]
["2011-02-11",20,124.20859143826463]
["2011-03-08",150,99.812519796492566]
["2011-06-03",110,126.89010148884951]
["2011-06-03",127,117.86925570042089]
["2011-06-21",150,113.69776053369377]
["2011-07-08",23,132.05882359781342]
["2011-07-14",20,106.67137973445548]
["2011-07-21",150,125.63472477332293]
["2011-09-29",250,90.543891702749136]
["2011-10-01",9,146.98424915753321]
["2011-12-08",19,114.7416855843792]
["2011-12-20",20,89.646188074226359]
["2011-12-20",20,88.024684149958574]
["2012-01-01",15,90.755977946423187]
["2012-01-01",15,81.424501752581762]
["2012-02-03",200,93.74935354839711]
["2012-02-27",20,85.416866638688688]
["2012-07-03",20,96.469328073331241]
["2012-07-03",20,102.45098867153942]
["2012-08-03",20,98.488906157200276]
["2012-08-13",20,99.98524709504315]
["2012-08-16",102,97.823433672328562]
["2012-08-29",20,94.114811069480197]
["2012-08-31",250,97.168388621358446]
["2012-09-17",20,92.357614293370148]
["2012-09-17",20.8,110.01622419955176]
["2012-10-17",10,94.606747486849457]
["2012-11-01",20,75.205819193057408]
["2012-11-15",20,85.95363073665844]
["2012-12-12",250,83.74292592436872]
["2012-12-13",20,90.098997123262023]
["2013-02-28",45,84.904707696267423]
["2013-03-22",20,95.649518304813853]
["2013-03-22",20,94.180305538414601]
["2013-03-25",20,80.369538590296017]
["2013-04-10",20,92.294311954408911]
["2013-04-16",20,67.668348014530224]
["2013-06-01",20,60.944154142617847]
["2013-06-03",48,69.237324673705757]
["2013-06-03",40,70.165363550323292]
["2013-07-03",50,59.338836266836473]
["2013-07-10",40,60.741006962142436]
["2013-07-10",20,65.157250015955313]
["2013-07-17",20,89.059917879894186]
["2013-07-17",12,89.059917879894144]
["2013-09-06",15,69.942689165212414]
["2013-09-27",20,66.765548261986837]
["2013-10-09",20,69.590671362744146]
["2013-10-22",20,67.00921814615468]
["2013-12-01",7.3140000000000001,85.257794245409158]
["2013-12-19",150,57.700419436451874]
["2014-01-30",7,72.34787327852986]
["2014-03-17",20,66.28714692857622]
["2014-03-26",26.66,61.954318761830145]
["2014-05-27",30,65.431427866567319]
["2014-06-12",30,59.676593847649485]
["2014-07-18",93.6,58.417567474057513]
["2014-07-23",75,59.801478218667924]
["2014-07-24",56,59.338836266836473]
["2014-07-24",56,59.923365360430054]
["2014-07-31",200,46.930812546547415]
["2014-08-19",105,62.654212219562595]
["2014-08-25",60,63.602198479421361]
["2014-09-03",60,52.153991412523574]
["2014-10-03",30,62.380281355222401]
["2014-10-20",40,59.290087410812383]
["2014-10-21",11.4,64.325382881391519]
["2014-10-21",20,67.023238540072228]
["2014-10-22",20,58.646559471953672]
["2014-10-22",20,58.646559471953672]
["2014-10-22",15,58.646559471953658]
["2014-10-22",20,58.646559471953672]
["2014-10-22",20,51.531293481585763]
["2014-10-22",14.7,71.779325330505586]
["2014-10-22",19.5,69.612598533520995]
["2014-10-22",19.5,69.629932347896869]
["2014-11-13",30,63.832403673837184]
["2014-11-18",45,51.134930178169014]
["2014-12-09",130,63.498988771656997]
["2015-03-05",10.5,87.329142795515054]
["2015-03-23",20,70.858191523229905]
["2015-04-03",54,46.990659164671953]
["2015-04-14",6.8,65.368693057930599]
["2015-04-17",20,55.29874516069291]
["2015-06-05",100,43.66457139775752]
["2015-06-19",100,45.505674386715881]
["2015-06-23",46,50.184139063486363]
["2015-06-25",100.815,57.124879608344109]
["2015-07-15",125,54.285758923701728]
["2015-07-16",150,50.689632335068865]
["2015-07-16",180,51.100312682033682]
["2015-08-05",30,47.080292860235978]
["2015-08-12",10,52.198147416580163]
["2015-08-28",150,52.825440512008065]
["2015-09-03",10.88,77.075682526690784]
["2015-10-08",55,51.021102448466671]
["2015-10-09",154.27199999999999,43.502542124429056]
["2015-10-09",103.5,39.540147200978943]
["2015-10-15",125,44.641240607080647]
["2015-11-05",85,53.621992136072251]
["2015-11-06",54,46.417337855442248]
["2015-11-20",86,45.290426571373203]
["2015-11-30",50,47.714484902452639]
["2015-12-17",90,42.371006833401772]
["2015-12-17",20,69.145273487976979]
["2015-12-18",20,54.47622783423045]
["2015-12-18",20,54.46007462252701]
["2015-12-18",20,54.54815729587061]
["2015-12-18",20,52.668814049485022]
["2016-01-06",26,29.284524992810113]
["2016-05-19",100,35.350843007446514]
["2016-08-02",128,31.860298629103497]
["2016-08-04",20,42.226190633758009]
["2016-09-15",100,43.127424975040441]
["2016-09-23",40,37.100791619581244]
["2016-09-23",20,37.100791619581244]
["2016-09-23",50,37.100791619581244]
["2016-09-23",50,37.100791619581244]
["2016-11-15",105,39.774097756739337]
["2016-11-18",80,34.766073611484025]
["2016-11-18",125,29.14074742775777]
["2016-12-15",200,32.397139149219157]
["2017-01-17",60,40.493787872550257]
["2017-03-23",17,33.110546296651449]
["2017-05-22",130,21.802021253795118]
["2017-07-17",40,27.382465312252037]
["2017-08-08",252.32,49.405041282400937]
["2017-08-25",100,28.179285384376044]
["2017-09-23",200,30.342546105841048]
["2017-09-26",62.5,29.052381904395197]
["2017-09-26",50,28.526009117115095]
["2017-10-06",25,27.998012576267147]
["2017-10-06",25,27.998012576267147]
["2017-10-30",50,30.521680235249175]
["2017-11-08",5,30.453981552412948]
["2017-11-14",15,30.453981552412955]
["2017-12-08",45,19.688040221008904]
["2018-01-09",30,28.526285726946732]
["2018-01-26",100,24.618039843162901]
["2018-02-21",106.688,46.791155258491493]
["2018-05-07",100,31.019154941143647]
["2018-05-30",300,18.483569794393947]
["2018-05-30",250,21.703164258172571]
["2018-05-30",50,24.469608067386691]
["2018-05-30",101,21.11098782125865]
["2018-05-30",200,21.11895423175724]
["2018-05-30",100,23.867365853770163]
["2018-06-08",30,21.847033763992275]
["2018-09-09",100,27.648435424230808]
["2018-09-11",100,20.048869239555039]
["2018-09-20",100,21.677993363144857]
["2018-10-18",13,36.839490231930434]
["2018-10-25",128,24.400338624608107]
["2019-03-21",160,27.025684240574275]
["2019-05-28",26,26.465111296518614]
["2019-06-11",55.83,21.117211955687999]
["2019-07-01",40,21.853323359312032]
["2019-07-01",400,15.19134593139972]
["2019-07-09",62.5,25.435691462760964]
["2019-07-26",112,25.689089671835202]
["2019-07-26",100,19.746223964564042]
["2019-11-05",132,22.695634510484702]
["2019-11-26",44,23.591380447638034]
["2019-12-05",100,22.83222857712089]
["2020-01-06",50.5,25.532459587868995]
["2020-02-14",50,30.080312557646209]
["2020-02-14",160.5,23.258261727881965]
["2020-03-25",200,18.141334022256949]
["2020-04-08",127.86,18.91382219758048]
["2020-04-08",100,22.136880113965734]
["2020-05-02",100,21.062236572230127]
["2020-10-02",233,21.247376970644897]
["2020-11-02",63,17.510170275896805]
["2020-11-05",26,22.138591253258987]
["2020-12-01",50,25.379831362039464]
["2021-01-21",90,25.667631878738348]
["2021-02-23",50,20.501614239215883]
["2021-03-25",130,18.77918244262079]
["2021-04-08",50,27.939701575407302]
["2021-06-01",350,18.591478541105474]
["2021-06-01",250,19.671918166549663]
["2021-06-01",90,17.347519740874972]
["2021-06-17",200,24.451839849672382]

{"sheet":"Annual Average PPA Price","index":30,"n_rows":69,"n_cols":36,"rows_kept":69,"cut":false,"hidden":false,"merged":[[47,24,47,25],[46,14,46,15],[46,16,46,17],[46,18,46,19],[46,20,46,21],[46,22,46,23],[46,24,46,25],[47,14,47,15],[47,16,47,17],[47,18,47,19],[47,20,47,21],[47,22,47,23],[25,24,25,25],[25,26,25,27],[25,28,25,29],[25,30,25,31],[25,32,25,33],[25,34,25,35],[24,26,24,27],[24,28,24,29],[24,30,24,31],[24,32,24,33],[24,34,24,35],[25,14,25,15],[25,16,25,17],[25,18,25,19],[25,20,25,21],[25,22,25,23],[24,24,24,25],[24,14,24,15],[24,16,24,17],[24,18,24,19],[24,20,24,21],[24,22,24,23]]}
["Generation-weighted average levelized wind PPA prices by PPA execution date and region",null,null,null,null,null,null,null,null,"Generation-weighted average levelized wind PPA prices by PPA execution date and consolidated region"]
[]
[]
[]
[]
[]
[]
[]
[]
[]
[]
[]
[]
[]
[]
[]
[]
[]
[]
[]
[]
["Source: Berkeley Lab, FERC"]
["Note: Averages shown only if there are two or more PPAs in a given region-year."]
[]
["PPA","Lower 48","Hawaii","CAISO","West (non-ISO)","MISO","SPP","ERCOT","PJM","NYISO","ISO-NE","Southeast (non-ISO)",null,"PPA","Nationwide",null,"Hawaii",null,"CAISO",null,"West (non-ISO)",null,"MISO",null,"SPP",null,"ERCOT",null,"PJM",null,"NYISO",null,"ISO-NE",null,"Southeast (non-ISO)"]
["Execution","Average PPA","Average PPA","Average PPA","Average PPA","Average PPA","Average PPA","Average PPA","Average PPA","Average PPA","Average PPA","Average PPA",null,"Execution","Sample",null,"Sample",null,"Sample",null,"Sample",null,"Sample",null,"Sample",null,"Sample",null,"Sample",null,"Sample",null,"Sample",null,"Sample"]
["Year","2022 $/MWh","2022 $/MWh","2022 $/MWh","2022 $/MWh","2022 $/MWh","2022 $/MWh","2022 $/MWh","2022 $/MWh","2022 $/MWh","2022 $/MWh","2022 $/MWh",null,"Year","MW","Plants","MW","Plants","MW","Plants","MW","Plants","MW","Plants","MW","Plants","MW","Plants","MW","Plants","MW","Plants","MW","Plants","MW","Plants"]
[2006,null,null,null,null,null,null,null,null,null,null,null,null,2006,7,1,0,0,0,0,7,1,0,0,0,0,0,0,0,0,0,0,0,0,0,0]
[2007,null,null,null,null,null,null,null,null,null,null,null,null,2007,5,1,0,0,5,1,0,0,0,0,0,0,0,0,0,0,0,0,0,0,0,0]
[2008,155.44186609840165,null,155.44186609840165,null,null,null,null,null,null,null,null,null,2008,770,3,0,0,770,3,0,0,0,0,0,0,0,0,0,0,0,0,0,0,0,0]
[2009,176.25878317475832,null,179.0496115028526,147.70740392588453,null,null,182.67726711707186,null,null,null,null,null,2009,1030,16,0,0,844,8,69,3,0,0,50,1,44,2,10.08,1,0,0,0,0,12.6,1]
[2010,144.20876879923733,null,142.75960527328976,134.47882711769648,null,null,{"$f":"NA()","v":{"$error":"#N/A"}},null,null,null,178.07617999899341,null,2010,1753,31,0,0,1457.3,17,251,11,0,0,0,0,0,0,0,0,32,1,0,0,13.15,2]
[2011,116.87385148777319,null,113.6853558598268,121.22568665892756,null,null,{"$f":"NA()","v":{"$error":"#N/A"}},null,null,null,{"$error":"#N/A"},null,2011,1810,21,6,1,1259,10,495,8,0,0,0,0,0,0,20,1,0,0,0,0,30,1]
[2012,90.736930134845323,null,94.667293984301551,87.229146993613682,null,null,{"$f":"NA()","v":{"$error":"#N/A"}},null,null,null,{"$error":"#N/A"},null,2012,1113,19,0,0,512.79999999999995,13,600,6,0,0,0,0,0,0,0,0,0,0,0,0,0,0]
[2013,71.5347971442621,null,70.705812176736785,65.919912606468358,null,null,{"$f":"NA()","v":{"$error":"#N/A"}},null,null,null,{"$error":"#N/A"},null,2013,708,24,12,1,489.31400000000002,17,138,3,28.8,1,0,0,0,0,0,0,0,0,20,1,20,1]
[2014,58.122964407422501,null,57.918884735440265,58.896540970058602,null,null,{"$f":"NA()","v":{"$error":"#N/A"}},null,null,null,59.982945783168304,null,2014,2276,43,0,0,892.36,21,564.41600000000005,10,100,1,0,0,157.5,1,10.3,1,0,0,0,0,551.79999999999995,9]
[2015,47.586650736583422,null,50.597698342862742,44.214991863412422,53.767875242585141,40.269706555012334,36.822831542915011,null,null,null,50.23248449583005,null,2015,3613,60,27.6,1,1353.8869999999999,21,865.48,14,215.25,4,168.6,4,318.5,3,80,1,0,0,0,0,583.55999999999995,12]
[2016,38.569517727120591,null,36.050215903128773,34.087578714850125,{"$f":"NA()","v":{"$error":"#N/A"}},null,{"$f":"NA()","v":{"$error":"#N/A"}},46.518517461003405,null,null,48.144401597565896,null,2016,1451,22,0,0,744,11,323.8,4,0,0,0,0,150,1,180,3,24.9,1,0,0,28.56,2]
[2017,34.478147967716964,95.720392859696091,35.259473585710545,29.902156278256587,31.708673553430142,null,22.353224521468363,84.9371099237039,null,76.310425793851991,28.931898372054604,null,2017,2773,45,109.6,3,846.81999999999994,11,336,6,299,3,0,0,170,2,16.8,2,0,0,255.47,8,739.6,10]
[2018,26.026490735301611,null,32.525782664632075,21.986179414086319,36.12742437203427,null,null,31.967421615041083,null,null,26.777022047703614,null,2018,4013,50,0,0,434.68799999999999,4,2058,22,299.5,8,5.6814814814814811,1,144,1,236,3,6.3,1,0,0,829,10]
[2019,21.784792272338212,null,20.063046476325368,18.489628933403598,38.342806110134234,null,null,30.417861458749648,null,null,21.085774183550289,null,2019,3716,41,0,0,972.33,9,1472,13,269.30769230769232,5,4.5999999999999996,1,0,0,365.5,6,0,0,50,1,582,6]
[2020,23.004683117773777,null,22.316711483320354,20.174389607113888,{"$f":"NA()","v":{"$error":"#N/A"}},null,null,29.566287686411307,null,null,20.51181771017486,null,2020,2223,22,0,0,783,8,1027.8600000000001,7,79,1,0,0,0,0,172.5,2,22.9,1,50,1,87.5,2]
[2021,23.960369076235462,null,22.262936280717916,18.907698197242706,36.753910239022176,null,null,null,40.717167131372683,null,null,null,2021,2925,19,0,0,280,4,1770,9,255,3,30,1,0,0,0,0,590,2,0,0,0,0]
[2022,25.49260516566169,null,null,25.49260516566169,null,null,null,null,null,null,null,null,2022,236,3,0,0,0,0,236,3,0,0,0,0,0,0,0,0,0,0,0,0,0,0]
["2023(P)",null,null,null,null,null,null,null,null,null,null,null,null,"2023(P)",139,1,0,0,0,0,0,0,0,0,0,0,0,0,0,0,0,0,0,0,138.80000000000001,1]
[]
["PPA","Lower 48","Hawaii","West","Central","Northeast","Southeast","LevelTen",null,null,null,null,null,"PPA","Nationwide",null,"Hawaii",null,"West",null,"Central",null,"Northeast",null,"Southeast"]
["Execution","Average PPA","Average PPA","Average PPA","Average PPA","Average PPA","Average PPA","Price Data",null,null,null,null,null,"Execution","Sample",null,"Sample",null,"Sample",null,"Sample",null,"Sample",null,"Sample"]
["Year","2022 $/MWh","2022 $/MWh","2022 $/MWh","2022 $/MWh","2022 $/MWh","2022 $/MWh","2022 $/MWh",null,null,null,null,null,"Year","MW","Plants","MW","Plants","MW","Plants","MW","Plants","MW","Plants","MW","Plants"]
[2006,null,null,null,null,null,null,null,null,null,null,null,null,2006,{"$f":"Q50+S50+U50+W50+Y50","v":7},{"$f":"R50+T50+V50+X50+Z50","v":1},{"$f":"Q28","v":0},0,{"$f":"S28+U28","v":7},{"$f":"T28+V28","v":1},{"$f":"W28+Y28+AA28","v":0},{"$f":"X28+Z28+AB28","v":0},{"$f":"AC28+AE28+AG28","v":0},{"$f":"AD28+AF28+AH28","v":0},{"$f":"AI28","v":0},{"$f":"AJ28","v":0}]
[2007,null,null,null,null,null,null,null,null,null,null,null,null,2007,{"$f":"Q51+S51+U51+W51+Y51","v":5},1,0,0,5,1,0,0,0,0,0,0]
[2008,155.44186609840165,null,155.44186609840165,null,null,null,null,null,null,null,null,null,2008,770,3,0,0,770,3,0,0,0,0,0,0]
[2009,176.25878317475832,null,176.7508525574369,159.95874902476842,null,null,null,null,null,null,null,null,2009,1029.68,16,0,0,913,11,94,3,10.08,1,12.6,1]
[2010,144.20876879923733,null,141.56431466973797,{"$f":"NA()","v":{"$error":"#N/A"}},null,178.07617999899341,null,null,null,null,null,null,2010,1753.45,31,0,0,1708.3,28,0,0,32,1,13.15,2]
[2011,116.87385148777319,null,115.83074335359018,{"$f":"NA()","v":{"$error":"#N/A"}},null,{"$f":"NA()","v":{"$error":"#N/A"}},null,null,null,null,null,null,2011,1810,21,6,1,1754,18,0,0,20,1,30,1]
[2012,90.736930134845323,null,90.736930134845323,{"$f":"NA()","v":{"$error":"#N/A"}},null,{"$f":"NA()","v":{"$error":"#N/A"}},null,null,null,null,null,null,2012,1112.8,19,0,0,1112.8,19,0,0,0,0,0,0]
[2013,71.5347971442621,null,69.770049610994249,{"$f":"NA()","v":{"$error":"#N/A"}},null,{"$f":"NA()","v":{"$error":"#N/A"}},null,null,null,null,null,null,2013,708.11400000000003,24,12,1,627.31400000000008,20,28.8,1,20,1,20,1]
[2014,58.122964407422501,null,58.303700665387176,53.331695499268605,null,59.982945783168304,null,null,null,null,null,null,2014,2276.3760000000002,43,0,0,1456.7760000000001,31,257.5,2,10.3,1,551.79999999999995,9]
[2015,47.586650736583422,null,48.069051504762399,42.107762977353502,null,50.23248449583005,null,null,null,null,null,null,2015,3612.877,60,27.6,1,2219.3670000000002,35,702.35,11,80,1,583.55999999999995,12]
[2016,38.569517727120591,null,35.393537515728298,{"$f":"NA()","v":{"$error":"#N/A"}},58.520427872850696,48.144401597565896,null,null,null,null,null,null,2016,1451.26,22,0,0,1067.8,15,150,1,204.9,4,28.56,2]
[2017,34.478147967716964,95.720392859696091,33.789753271458942,27.771209612751193,76.897144881963754,28.931898372054604,null,null,null,null,null,null,2017,2773.29,45,109.6,3,1182.82,17,469,5,272.27,10,739.6,10]
[2018,26.026490735301611,null,23.84486940541932,34.803801048272838,34.945061112537459,26.777022047703614,28,null,null,null,null,null,2018,4013.1694814814819,50,0,0,2492.6880000000001,26,449.18148148148146,10,242.3,4,829,10]
[2019,21.784792272338212,null,19.143725139926065,38.457241495668455,31.757581578192855,21.085774183550289,25.970421846336485,null,null,null,null,null,2019,3715.7376923076922,41,0,0,2444.33,22,273.90769230769234,6,415.5,7,582,6]
[2020,23.004683117773777,null,21.088773462454267,{"$f":"NA()","v":{"$error":"#N/A"}},39.815143356130321,20.51181771017486,26.298842360346701,null,null,null,null,null,2020,2222.7600000000002,22,0,0,1810.8600000000001,15,79,1,245.4,4,87.5,2]
[2021,23.960369076235462,null,19.406012674545288,34.899856385397598,40.717167131372683,null,28.512824058351526,null,null,null,null,null,2021,{"$f":"Q65+S65+U65+W65+Y65","v":2925},{"$f":"R65+T65+V65+X65+Z65","v":19},0,0,2050,13,285,4,590,2,0,0]
[2022,25.49260516566169,null,25.49260516566169,null,null,null,35.2009006766163,null,null,null,null,null,2022,{"$f":"Q66+S66+U66+W66+Y66","v":236},{"$f":"R66+T66+V66+X66+Z66","v":3},0,0,236,3,0,0,0,0,0,0]
["2023(P)",null,null,null,null,null,null,41.538797481145011,null,null,null,null,null,"2023(P)",{"$f":"Q67+S67+U67+W67+Y67","v":138.80000000000001},{"$f":"R67+T67+V67+X67+Z67","v":1},{"$f":"Q45","v":0},0,{"$f":"S45+U45","v":0},{"$f":"T45+V45","v":0},{"$f":"W45+Y45+AA45","v":0},{"$f":"X45+Z45+AB45","v":0},{"$f":"AC45+AE45+AG45","v":0},{"$f":"AD45+AF45+AH45","v":0},{"$f":"AI45","v":138.80000000000001},{"$f":"AJ45","v":1}]
[]
["Note: West = CAISO, West (non-ISO); Central = MISO, SPP, ERCOT; Northeast = PJM, NYISO, ISO-NE; Southeast = Southeast (non-ISO)"]

{"sheet":"LevelTen Solar PPA Prices","index":31,"n_rows":46,"n_cols":31,"rows_kept":46,"cut":false,"hidden":false,"merged":[[22,1,22,22],[23,1,23,22],[34,1,34,22]]}
["LevelTen Energy solar PPA price indices"]
[]
[]
[]
[]
[]
[]
[]
[]
[]
[]
[]
[]
[]
[]
[]
[]
[]
[]
[]
["Source: LevelTen Energy"]
[]
[null,"LevelTen PPA Price Index (25th percentile of first-year offer price)",null,null,null,null,null,null,null,null,null,null,null,null,null,null,null,null,null,null,null,null,null,null,"Average",null,"Average","Average","Average","Average","Average"]
[null,"nominal $/MWh",null,null,null,null,null,null,null,null,null,null,null,null,null,null,null,null,null,null,null,null,null,null,"previous",null,"calendar ","calendar ","calendar ","calendar ","calendar "]
["Region","3Q18","4Q18","1Q19","2Q19","3Q19","4Q19","1Q20","2Q20","3Q20","4Q20","1Q21","2Q21","3Q21","4Q21","1Q22","2Q22","3Q22","4Q22","1Q23","2Q23","3Q23","4Q23",null,"four quarters",null,"year 2019","year 2020","year 2021","year 2022","year 2023"]
["CAISO",26.4,26.4,23,24.3,24.2,23.9,22,25.9,25.1,25.1,28.8,27.5,29.5,28.3,30.2,34,34,40.299999999999997,42.75,42.63,null,null,null,{"$f":"AVERAGE(R26:U26)","v":39.92},null,{"$f":"AVERAGE(D26:G26)","v":23.85},{"$f":"AVERAGE(H26:K26)","v":24.524999999999999},{"$f":"AVERAGE(L26:O26)","v":28.524999999999999},{"$f":"AVERAGE(P26:S26)","v":34.625},{"$f":"AVERAGE(T26:W26)","v":42.69}]
["ERCOT",25,25.5,24.1,24.4,24.4,24.2,24.2,24.7,26,26.7,26.5,27.2,28,28.3,32,33,40,40,42.75,48.67,null,null,null,{"$f":"AVERAGE(R27:U27)","v":42.855000000000004},null,{"$f":"AVERAGE(D27:G27)","v":24.275000000000002},{"$f":"AVERAGE(H27:K27)","v":25.400000000000002},27.5,{"$f":"AVERAGE(P27:S27)","v":36.25},{"$f":"AVERAGE(T27:W27)","v":45.71}]
["SPP",28.9,24.9,24.5,24.9,24.7,24.5,24.7,27.2,28.1,30.5,30.9,31.5,31.9,36.700000000000003,44,44.5,44,{"$error":"#N/A"},47.2,40.880000000000003,null,null,null,{"$f":"AVERAGE(R28,T28,U28)","v":44.026666666666671},null,24.65,27.625,32.75,{"$f":"AVERAGE(P28:R28)","v":44.166666666666664},44.040000000000006]
["MISO",31.7,32.4,33.4,32.4,31.3,30,31.6,30.4,31.2,33.700000000000003,34.6,35.299999999999997,35,36.1,39.599999999999994,45.8,51.0212,52,58.69,57.23,null,null,null,54.735299999999995,null,31.774999999999999,31.725000000000001,35.25,47.1053,57.959999999999994]
["PJM",33.9,34.5,33.5,33.5,34,34.9,34.9,34.9,36.799999999999997,37.5,36,35.9,37.5,43.1,44,47,55,63,65.75,64.41,null,null,null,62.04,null,{"$f":"AVERAGE(D30:G30)","v":33.975000000000001},{"$f":"AVERAGE(H30:K30)","v":36.024999999999999},38.125,52.25,65.08]
["National",29.2,28.8,27.7,27.8,27.7,27.5,27.2,28.6,29.3,30.6,31.4,31.4,32.4,34,36.31,39.26,42.21,45.66,49.52,49.09,null,null,null,46.620000000000005,null,27.675000000000001,28.924999999999997,32.299999999999997,40.86,49.305000000000007]
[]
[]
[]
[null,"LevelTen PPA Price Index (Levelized 2022 $/MWh)"]
["CAISO",25.524147926179825,25.524147926179825,21.583367749439528,22.803297230929598,22.709456501584206,22.42793431354804,20.002576730427915,23.548488059912863,22.821121633351847,22.821121633351847,25.423199160387735,24.275624198286906,26.041124139980496,24.981824174964341,26.017307891184839,29.291008884115378,29.291008884115378,34.718460530289697,36.016298394056363,35.915200012599364,null,null,null,{"$f":"AVERAGE(R36:U36)","v":33.985241955265202},null,{"$f":"AVERAGE(D36:G36)","v":22.381013948875342},{"$f":"AVERAGE(H36:K36)","v":22.298327014261119},{"$f":"AVERAGE(L36:O36)","v":25.180442918404871},{"$f":"AVERAGE(P36:S36)","v":29.829446547426322},{"$f":"AVERAGE(T36:W36)","v":35.96574920332786}]
["ERCOT",24.170594627064226,24.65400651960551,22.615615772238822,22.897137960274986,22.897137960274986,22.709456501584206,22.002834403470708,22.457438420071334,23.63940886323299,24.275854486473879,23.392874227440107,24.010799207032861,24.716999183710303,24.981824174964341,27.568008361520349,28.429508622817856,34.46001045190043,34.46001045190043,36.016298394056363,41.003818545935047,null,null,null,36.485034460948071,null,22.779837048593251,23.093884043312226,24.275624198286902,31.229384472034766,38.510058469995705]
["SPP",27.941207388886248,24.07391224855597,22.99097868962038,23.366341607001939,23.178660148311156,22.99097868962038,22.457438420071334,24.730458503074512,25.548745732955659,27.730845012638696,27.276974099166011,27.806624081674091,28.159724070012803,32.396923930077435,37.906011497090475,38.336761627739229,37.906011497090475,{"$error":"#N/A"},39.765363373086792,34.440848616351438,null,null,null,{"$f":"AVERAGE(R38,T38,U38)","v":37.370741162176238},null,23.131739783638462,25.116871917185051,28.910061545232583,{"$f":"AVERAGE(P38:R38)","v":38.049594873973398},37.103105994719115]
["MISO",30.648313987117437,31.325090636675238,31.342803601360025,30.404396307906136,29.372148285106846,28.15221880361679,28.730973849160097,27.639924209318568,28.367290635879591,30.640310718882755,30.543148991299162,31.161073970891916,30.896248979637871,31.867273947569362,34.115410347381427,39.45671196742601,43.954777131712575,44.798013587470557,49.445533397594573,48.215503089867745,null,null,null,46.603456801661366,null,29.817891749497448,28.844624853310254,31.116936472349579,40.581228258497646,48.830518243731163]
["PJM",32.775326314299093,33.355420585348632,31.436644330705413,31.436644330705413,31.905847977432359,32.750414541540863,31.731360358724285,31.731360358724285,33.458855621806684,34.095301245047573,31.778998950484681,31.690723953399992,33.103123906754874,38.046523743496941,37.906011497090475,40.490512280983019,47.382514371363108,54.27451646174319,55.393488173314765,54.264556247044929,null,null,null,52.828768813366494,null,{"$f":"AVERAGE(D40:G40)","v":31.882387795096012},{"$f":"AVERAGE(H40:K40)","v":32.754219396075705},33.65484263853412,45.013388652794944,54.829022210179843]
["National",28.231254524411021,27.844525010377993,25.993882028672829,26.087722758018224,25.993882028672829,25.806200569982053,24.730458503074512,26.003349749556289,26.639795372797177,27.821765815958827,27.718349084589409,27.718349084589409,28.601099055436208,30.013499008791083,31.281074487712633,33.822500258540288,36.363926029367953,39.33610193084435,41.719932081255465,41.35766288103455,null,null,null,39.694405730625583,null,25.970421846336485,26.298842360346701,28.512824058351526,35.2009006766163,41.538797481145011]
[]
["LevelTen Energy PPA price data are reported in nominal dollars (the top table shows as-reported nominal prices).  "]
["In the bottom table, we convert the as-reported nominal dollar data to levelized real (2022) dollar terms."]
["The conversion to levelized, real dollar terms assumes that LevelTen’s reported prices in each quarter are for 12-year, flat-priced (in nominal dollars) PPAs that commence in the following calendar year."]
["In each quarter, we deflate the 12-year nominal dollar price series to 2022 dollars using the GDP deflator (actual deflators historically, along with projected future deflators from the EIA’s Annual Energy Outlook 2023), and then levelize the resulting 12-year real-dollar price series using a 4% real discount rate."]

{"sheet":"PV+Battery Hybrid PPA Price","index":32,"n_rows":103,"n_cols":46,"rows_kept":103,"cut":false,"hidden":false,"merged":[[21,18,21,19],[20,18,20,19]]}
["Levelized price of PV+battery PPAs in the LBNL sample (bubble size represents battery:PV capacity)",null,null,null,null,null,null,"Levelized price of PV+battery PPAs in the LBNL sample (bubble size represents PV capacity)",null,null,null,null,null,"Levelized price of PV+battery PPAs in the LBNL sample (bubble size represents battery capacity)",null,null,null,"Levelized storage adder time trend in $/MW-month",null,null,null,null,null,null,null,"Levelized storage adder time trend in $/MWh-stored (assuming 1 full cycle per day)",null,null,null,null,null,null,null,null,null,"Levelized storage adder time trend in $/MWh-PV",null,null,null,null,null,null,null,null,null,"Levelized storage adder in $/MWh-PV as a function of battery:PV capacity"]
[]
[]
[]
[]
[]
[]
[]
[]
[]
[]
[]
[]
[]
[]
[]
[]
[]
[]
[]
[null,null,null,null,null,null,null,null,null,null,null,null,null,null,null,null,null,null,"for graphs",null,null,"for graphs","for graphs","for graphs","for graphs"]
[null,null,null,null,null,null,null,null,null,null,null,null,null,null,null,null,null,null,"$/MWh-PV",null,null,"Greenfield","Greenfield","Retrofit","Retrofit"]
["State","Plant_Name","EIA_Plant_ID","PV MW-AC","BESS MW-AC","BESS MWh","BESS Duration","BESS:PV Ratio","PPA_Execution","Plant_COD","Retrofit_Execution","Retrofit_COD","PV_$_per_MWh_real","BESS_$_per_MWh-PV_real","BESS_$_per_MWh-stored_real","BESS_$_per_MW-month_real","PV+BESS_$_per_MWh-PV_real",null,"HI","Non-HI",null,"PPA_Execution","BESS:PV Ratio","ESA_Execution","BESS:PV Ratio"]
["AZ","Pinal_Central_Energy_Center",61678,20,10,40,4,0.5,"2017-04-14","2018-04-23",null,null,null,null,null,null,76.309290737342138,null,{"$f":"IF($A24=\"HI\",Q24,NA())","v":{"$error":"#N/A"}},{"$f":"IF($A24=\"HI\",NA(),Q24)","v":76.309290737342138},null,"2017-04-14",{"$f":"H24","v":0.5}]
["AZ","Wilmot",64426,100,30,120,4,0.3,"2017-05-22","2021-04-30",null,null,21.802021253795107,12.734825498712095,81.5083954130357,9922.9760285964658,34.536846752507216,null,{"$f":"IF($A25=\"HI\",Q25,NA())","v":{"$error":"#N/A"}},{"$f":"IF($A25=\"HI\",NA(),Q25)","v":34.536846752507216},null,"2017-05-22",{"$f":"H25","v":0.3}]
["AZ","Mesquite_4",65962,52.5,10,40,4,0.19047619047619047,"2020-02-11",null,null,null,null,null,null,null,19.807354343661824,null,{"$error":"#N/A"},19.807354343661824,null,"2020-02-11",0.19047619047619047]
["CA","Desert_Sunlight_250",58542,250,230,920,4,0.92,"2009-08-17","2014-10-22","2021-10-18","2022-08-28",138.77250912103389,55.250432691735604,100.15936678463204,12197.110280810108,194.02294181276943,null,{"$error":"#N/A"},194.02294181276943,null,null,null,"2021-10-18",{"$f":"H27","v":0.92}]
["CA","Blythe_110",60093,110,63,252,4,0.57272727272727275,null,"2016-04-30","2020-05-13","2021-10-01",null,17.397081588093297,52.816629047011467,6430.4297779706667,17.397081588093297,null,{"$error":"#N/A"},17.397081588093297,null,null,null,"2020-05-13",{"$f":"H28","v":0.57272727272727275}]
["CA","RE_Tranquillity",59939,200,72,288,4,0.36,"2014-07-31","2016-07-28","2020-04-22","2022-03-31",43.333997768942794,11.709797303327328,45.171990947402527,5499.5530677622091,55.043795072270115,null,{"$error":"#N/A"},55.043795072270115,null,null,null,"2020-04-22",0.36]
["CA","Blythe_II",60092,125,115,460,4,0.92,"2015-07-15","2016-11-01","2020-04-09","2021-03-31",49.158346554837458,34.886578657386707,68.703984041099162,8364.7168101142506,84.044925212224157,null,{"$error":"#N/A"},84.044925212224157,null,null,null,"2020-04-09",0.92]
["CA","McCoy",58462,250,230,920,4,0.92,"2011-09-29","2016-11-30","2020-04-09","2021-07-31",81.999477110036679,33.885791956508143,68.703984041099162,8364.7168101142506,115.88526906654481,null,{"$error":"#N/A"},115.88526906654481,null,null,null,"2020-04-09",0.92]
["CA","RE_Garland",60233,180,88,352,4,0.48888888888888887,"2015-07-16","2016-11-30","2020-04-22","2021-09-01",46.186066607264017,17.026893557735086,61.924966569036826,7539.1771034037511,63.212960164999103,null,{"$error":"#N/A"},63.212960164999103,null,null,null,"2020-04-22",0.48888888888888887]
["CA","CA_Flats_130",60033,130,60,240,4,0.46153846153846156,"2014-12-09","2017-11-28","2020-05-29","2021-09-01",63.602930540714965,23.577168634959047,89.497730011883831,10896.837134124289,87.180099175674002,null,{"$error":"#N/A"},87.180099175674002,null,null,null,"2020-05-29",0.46153846153846156]
["CA","Blythe_III",60094,125,115,460,4,0.92,"2015-10-15","2020-05-20","2020-04-09","2021-05-31",45.201322489367612,34.023092336304607,68.703984041099162,8364.7168101142506,79.224414825672199,null,{"$error":"#N/A"},79.224414825672199,null,null,null,"2020-04-09",0.92]
["CA","Blythe_IV",60095,62.5,47,188,4,0.752,"2019-12-20","2020-09-11","2021-11-19","2022-10-01",24.532354332709161,21.409587200631872,57.163930562808908,6960.1138794401813,45.941941533341023,null,{"$error":"#N/A"},45.941941533341023,null,null,null,"2021-11-19",0.752]
["CA","RE_Slate_SVCE/CCCE",63727,160.5,80.25,321,4,0.5,"2020-02-14","2021-06-30",null,null,23.258261727881965,9.9812969905499713,37.083409191942458,4514.6898446706537,33.239558718431937,null,{"$error":"#N/A"},33.239558718431937,null,"2020-02-14",{"$f":"H36","v":0.5}]
["CA","RE_Slate_PWRPA",63727,26,10,40,4,0.38461538461538464,"2020-11-05","2021-06-30",null,null,22.138591253258987,9.4550508725111015,45.443294196335877,5532.5834165175374,31.593642125770085,null,{"$error":"#N/A"},31.593642125770085,null,"2020-11-05",0.38461538461538464]
["CA","RE_Slate_Stanford",63727,63,50,200,4,0.79365079365079361,"2020-11-02","2021-06-30",null,null,17.510170275896805,17.26208569891422,39.915288106585592,4859.5104041387849,34.772255974811017,null,{"$error":"#N/A"},34.772255974811017,null,"2020-11-02",0.79365079365079361]
["CA","Maverick_6",64105,100,50,200,4,0.5,"2019-12-05","2021-11-30",null,null,22.83222857712089,12.808579092422098,48.834584808002738,5945.4627759591476,35.64080766954298,null,{"$error":"#N/A"},35.64080766954298,null,"2019-12-05",0.5]
["CA","Daggett_3_MCE",64852,110,60,240,4,0.54545454545454541,"2020-09-25","2023-06-30",null,null,22.690634407643369,12.41862779350225,47.110718602476439,5736.2580292740404,35.109262201145619,null,{"$error":"#N/A"},35.109262201145619,null,"2020-09-25",0.54545454545454541]
["CA","Daggett_3_CPA",64852,123,61.5,246,4,0.5,"2020-10-02","2023-06-30",null,null,23.757463511800196,13.028615989278483,53.917846755337834,6565.1021794266535,36.786079501078682,null,{"$error":"#N/A"},36.786079501078682,null,"2020-10-02",0.5]
["CA","Daggett_3_EBCE",64852,50,12.5,50,4,0.25,"2021-09-29","2023-06-30",null,null,20.31078486760121,5.5850135701292407,46.84112936869974,5703.432518376906,25.895798437730456,null,{"$error":"#N/A"},25.895798437730456,null,"2021-09-29",0.25]
["CA","BigBeau",64993,128,40,160,4,0.3125,"2018-10-25","2022-02-28",null,null,24.400338624608107,6.6600348858267937,40.695487340002281,4954.5523132992885,31.060373510434896,null,{"$error":"#N/A"},31.060373510434896,null,"2018-10-25",0.3125]
["CA","Arlington_Energy_Center_II",64481,233,132,528,4,0.5665236051502146,"2020-10-02","2022-03-21",null,null,21.247376970644897,14.139002620954452,50.726000957918515,6176.1727687182665,35.386379591599351,null,{"$error":"#N/A"},35.386379591599351,null,"2020-10-02",0.5665236051502146]
["CA","Rabbitbrush",64630,100,20,50,2.5,0.2,"2020-04-08","2022-10-31",null,null,22.136880113965734,3.9679901777335504,55.467779308332638,4220.9441612300097,26.104870291699285,null,{"$error":"#N/A"},26.104870291699285,null,"2020-04-08",0.2]
["CA","Gaskell_West_2",61446,29,20,80,4,0.68965517241379315,"2017-10-27","2023-05-05",null,null,21.327918919538899,16.308039644400218,43.702394706647503,5321.976015569745,37.63595856393912,null,{"$error":"#N/A"},37.63595856393912,null,"2017-10-27",0.68965517241379315]
["CA","Resurgence_Solar_I",64489,90,75,300,4,0.83333333333333337,"2021-01-21","2023-06-09",null,null,25.667631878738348,19.310772051883625,45.870252673102335,5586.0740734852343,44.978403930621987,null,{"$error":"#N/A"},44.978403930621987,null,"2021-01-21",0.83333333333333337]
["CA","Eland",61168,400,300,1200,4,0.75,"2019-07-01",null,null,null,15.19134593139972,14.947919256484951,39.458675638810448,4804.5602074193948,30.139265187884675,null,{"$error":"#N/A"},30.139265187884675,null,"2019-07-01",0.75]
["CA","Camino",63508,44,11,44,4,0.25,"2019-11-26",null,null,null,23.591380447638034,4.8721463970473184,45.32463253932692,5518.8500108553962,28.463526844685347,null,{"$error":"#N/A"},28.463526844685347,null,"2019-11-26",0.25]
["CA","Deer_Creek",null,50,50,200,4,1,"2021-02-23","2023-07-01",null,null,20.501614239215883,17.536479482652819,45.333218352799996,5519.6653720965833,38.038093721868698,null,{"$error":"#N/A"},38.038093721868698,null,"2021-02-23",1]
["CA","Jacumba_Valley",null,90,70,280,4,0.77777777777777779,"2021-06-01",null,null,null,17.347519740874972,19.815384081785162,50.190348890599999,6111.0580905355018,37.162903822660127,null,{"$error":"#N/A"},37.162903822660127,null,"2021-06-01",0.77777777777777779]
["CA","Sacramento_Valley_Energy_Center",65808,200,100,400,4,0.5,"2021-06-17",null,null,null,24.451839849672382,15.046571691167808,51.293938796928934,6245.5301784705352,39.498411540840188,null,{"$error":"#N/A"},39.498411540840188,null,"2021-06-17",0.5]
["CO","CO_Buffalo_Flats",63722,22,1,2,2,4.5454545454545456E-2,"2019-02-14","2020-12-01",null,null,null,null,null,null,27.592121913876209,null,{"$error":"#N/A"},27.592121913876209,null,"2019-02-14",4.5454545454545456E-2]
["CO","Thunder_Wolf",63776,248,100,400,4,0.40322580645161288,"2019-02-05","2023-06-02",null,null,null,null,null,null,24.564647007710796,null,{"$error":"#N/A"},24.564647007710796,null,"2019-02-05",0.40322580645161288]
["CO","Neptune",63731,325,125,500,4,0.38461538461538464,"2019-02-05","2023-06-16",null,null,null,null,null,null,24.858279151873433,null,{"$error":"#N/A"},24.858279151873433,null,"2019-02-05",0.38461538461538464]
["FL","FL_Solar_6",null,50,12,24,2,0.24,"2020-05-01",null,null,null,null,null,null,null,27.373797615228643,null,{"$error":"#N/A"},27.373797615228643,null,"2020-05-01",0.24]
["GA","Hickory_Park",63522,195.5,40,80,2,0.20460358056265984,"2019-10-01","2021-09-01",null,null,null,null,null,null,24.149377619333997,null,{"$error":"#N/A"},24.149377619333997,null,"2019-10-01",0.20460358056265984]
["GA","Cool_Springs",63721,213,40,80,2,0.18779342723004694,"2019-10-01","2021-12-07",null,null,null,null,null,null,24.873744210370393,null,{"$error":"#N/A"},24.873744210370393,null,"2019-10-01",0.18779342723004694]
["HI","SC_KIUC",60546,13,13,52,4,1,"2015-09-09","2017-03-31",null,null,null,null,null,null,130.84237633874679,null,130.84237633874679,{"$error":"#N/A"},null,"2015-09-09",1]
["HI","AES_Lawai",61068,20,20,100,5,1,"2016-12-30","2018-10-01",null,null,null,null,null,null,95.940818909262163,null,95.940818909262163,{"$error":"#N/A"},null,"2016-12-30",1]
["HI","AES_Kekaha",63280,14,14,70,5,1,"2017-09-29","2019-09-01",null,null,null,null,null,null,91.405161007878561,null,91.405161007878561,{"$error":"#N/A"},null,"2017-09-29",1]
["HI","Mililani I Solar",57242,39,39,156,4,1,"2018-12-29","2022-07-31",null,null,null,null,null,null,72.798442747036034,null,72.798442747036034,{"$error":"#N/A"},null,"2018-12-29",1]
["HI","Waiawa Solar",65058,36,36,144,4,1,"2018-12-29","2023-01-31",null,null,null,null,null,null,79.211505435461021,null,79.211505435461021,{"$error":"#N/A"},null,"2018-12-29",1]
["HI","Waikoloa Solar",63900,30,30,120,4,1,"2018-12-28","2023-04-30",null,null,null,null,null,null,63.29717834781632,null,63.29717834781632,{"$error":"#N/A"},null,"2018-12-28",1]
["HI","Hoohana Solar 1",63723,52,52,208,4,1,"2018-12-27",null,null,null,null,null,null,null,81.632857611359867,null,81.632857611359867,{"$error":"#N/A"},null,"2018-12-27",1]
["HI","Hale Kuawehi",62529,30,30,120,4,1,"2018-12-27",null,null,null,null,null,null,null,69.625780885128165,null,69.625780885128165,{"$error":"#N/A"},null,"2018-12-27",1]
["HI","Paeahu",62534,15,15,60,4,1,"2018-12-27",null,null,null,null,null,null,null,93.083779989171546,null,93.083779989171546,{"$error":"#N/A"},null,"2018-12-27",1]
["HI","Kuihelani Solar",64256,60,60,240,4,1,"2018-12-28",null,null,null,null,null,null,null,61.97350746180765,null,61.97350746180765,{"$error":"#N/A"},null,"2018-12-28",1]
["HI","West Oahu",64656,12.5,12.5,50,4,1,"2019-02-28",null,null,null,null,null,null,null,84.140070963283875,null,84.140070963283875,{"$error":"#N/A"},null,"2019-02-28",1]
["HI","Kahana",64095,20,20,80,4,1,"2020-09-01",null,null,null,null,null,null,null,68.067296226386844,null,68.067296226386844,{"$error":"#N/A"},null,"2020-09-01",1]
["HI","Pulehu",null,40,40,160,4,1,"2020-09-01",null,null,null,null,null,null,null,69.987604826161615,null,69.987604826161615,{"$error":"#N/A"},null,"2020-09-01",1]
["HI","Kupehau",63799,60,60,240,4,1,"2020-09-01",null,null,null,null,null,null,null,102.91328539728515,null,102.91328539728515,{"$error":"#N/A"},null,"2020-09-01",1]
["HI","Barbers Point",64094,15,15,60,4,1,"2020-09-01",null,null,null,null,null,null,null,85.084902861707974,null,85.084902861707974,{"$error":"#N/A"},null,"2020-09-01",1]
["HI","Mahi",null,120,120,480,4,1,"2020-09-01",null,null,null,null,null,null,null,73.823660818389811,null,73.823660818389811,{"$error":"#N/A"},null,"2020-09-01",1]
["HI","Mountain View",66002,7,7,35,5,1,"2020-09-01",null,null,null,null,null,null,null,99.178891992508966,null,99.178891992508966,{"$error":"#N/A"},null,"2020-09-01",1]
["HI","Waiawa Phase 2",66066,30,30,240,8,1,"2020-09-01",null,null,null,null,null,null,null,97.93210616674466,null,97.93210616674466,{"$error":"#N/A"},null,"2020-09-01",1]
["HI","Puako",null,60,60,240,4,1,"2020-10-20",null,null,null,null,null,null,null,69.744976895023896,null,69.744976895023896,{"$error":"#N/A"},null,"2020-10-20",1]
["HI","Kamaole",null,40,40,160,4,1,"2020-12-23",null,null,null,null,null,null,null,63.401133764440551,null,63.401133764440551,{"$error":"#N/A"},null,"2020-12-23",1]
["HI","West_Kaua'i",null,35,35,70,2,1,"2020-12-30",null,null,null,null,null,null,null,61.61737708780057,null,61.61737708780057,{"$error":"#N/A"},null,"2020-12-30",1]
["HI","Kupono",null,42,42,168,4,1,"2020-12-01",null,null,null,null,null,null,null,97.618754763570749,null,97.618754763570749,{"$error":"#N/A"},null,"2020-12-01",1]
["NM","Jicarilla_1",66163,50,20,80,4,0.4,"2019-06-27",null,null,null,16.292219523565826,15.078561751983461,67.622334796637105,8232.8144272656536,31.370781275549295,null,{"$error":"#N/A"},31.370781275549295,null,"2019-06-27",0.4]
["NM","Arroyo",63172,300,150,600,4,0.5,"2019-06-27",null,null,null,15.037446996289066,13.203611996741623,49.403449565293869,6014.9787985156281,28.241058993030681,null,{"$error":"#N/A"},28.241058993030681,null,"2019-06-27",0.5]
["NM","Buena_Vista",66408,100,50,200,4,0.5,"2019-10-17",null,null,null,16.924182973303353,7.8461643113987591,36.158556920442969,4402.3839463666654,24.770347284702115,null,{"$error":"#N/A"},24.770347284702115,null,"2019-10-17",0.5]
["NM","Rockmont",64216,100,30,120,4,0.3,"2020-09-23",null,null,null,22.052234603137059,7.9287651350066852,52.317325947161066,6369.7496659883982,29.980999738143737,null,{"$error":"#N/A"},29.980999738143737,null,"2020-09-23",0.3]
["NM","San_Juan_Solar_1",66574,200,100,400,4,0.5,"2020-09-25",null,null,null,21.213685280019586,13.11089640529104,50.992836682675978,6208.4901807735023,34.324581685310626,null,{"$error":"#N/A"},34.324581685310626,null,"2020-09-25",0.5]
["NM","Sky_Ranch",null,190,50,200,4,0.26315789473684209,"2021-02-01",null,null,null,16.275127611439068,5.8231422645467994,42.742748732639988,5204.2559222624932,22.098269875985871,null,{"$error":"#N/A"},22.098269875985871,null,"2021-02-01",0.26315789473684209]
["NM","Jicarilla_Solar_Energy_Center_I",null,150,40,160,4,0.26666666666666666,"2021-04-01",null,null,null,11.74111677007402,7.7691949321811737,49.542731485559997,6032.2057280769795,19.510311702255191,null,{"$error":"#N/A"},19.510311702255191,null,"2021-04-01",0.26666666666666666]
["NM","Atrisco",null,300,150,600,4,0.5,"2021-04-01",null,null,null,15.084456938315375,11.153447488603376,43.260842656671997,5267.3378122293097,26.23790442691875,null,{"$f":"IF($A88=\"HI\",Q88,NA())","v":{"$error":"#N/A"}},{"$f":"IF($A88=\"HI\",NA(),Q88)","v":26.23790442691875},null,"2021-04-01",0.5]
["NM","Carne",null,130,65,260,4,0.5,"2022-05-13",null,null,null,22.93410928431534,17.11372636856774,69.088305422197863,8412.7456954147383,40.047835652883094,null,{"$error":"#N/A"},40.047835652883094,null,"2022-05-13",0.5]
["NV","Battle Mountain",61098,101,25,100,4,0.24752475247524752,"2018-05-30","2021-06-01",null,null,23.827805709056108,7.1657613712396415,57.280432555026337,6973.0050291973648,30.993567080295747,null,{"$f":"IF($A90=\"HI\",Q90,NA())","v":{"$error":"#N/A"}},{"$f":"IF($A90=\"HI\",NA(),Q90)","v":30.993567080295747},null,"2018-05-30",0.24752475247524752]
["NV","Dodge_Flat",63913,200,50,200,4,0.25,"2018-05-30","2022-03-02",null,null,22.790199654278389,6.3532176918340983,48.404171717367952,5893.2871889376102,29.143417346112489,null,{"$error":"#N/A"},29.143417346112489,null,"2018-05-30",0.25]
["NV","Fish_Springs_Ranch",64148,100,25,100,4,0.25,"2018-05-30","2022-03-15",null,null,25.756106436898556,6.8403635312745461,49.11716279012785,5980.0950198712235,32.596469968173089,null,{"$error":"#N/A"},32.596469968173089,null,"2018-05-30",0.25]
["NV","Arrow_Canyon",62248,200,75,375,5,0.375,"2019-06-24","2023-07-01",null,null,null,null,null,null,24.8036892433995,null,{"$error":"#N/A"},24.8036892433995,null,"2019-06-24",0.375]
["NV","Southern_Bighorn",63113,300,135,540,4,0.45,"2019-06-24",null,null,null,null,null,null,null,25.073668506875201,null,{"$error":"#N/A"},25.073668506875201,null,"2019-06-24",0.45]
["NV","Gemini",63352,690,380,1416,3.7263157894736842,0.55072463768115942,"2019-06-24",null,null,null,null,null,null,null,28.468657902764598,null,{"$error":"#N/A"},28.468657902764598,null,"2019-06-24",{"$f":"H95","v":0.55072463768115942}]
["NV","Chuckwalla",64558,200,180,720,4,0.9,"2020-03-25",null,null,null,18.141334022256949,18.558639651167177,43.83588542211767,5337.5145495890874,36.69997367342414,null,{"$error":"#N/A"},36.69997367342414,null,"2020-03-25",0.9]
["NV","Boulder_3",65141,127.86,58,232,4,0.45362114813076804,"2020-04-08",null,null,null,18.91382219758048,10.21151051036318,47.051738645649849,5728.9082825633523,29.125332707943659,null,{"$error":"#N/A"},29.125332707943659,null,"2020-04-08",0.45362114813076804]
["NV","Hot_Pot",65419,350,280,1120,4,0.8,"2021-06-01",null,null,null,18.591478541105474,17.026714535483151,41.554655671591611,5058.905725470876,35.618193076588632,null,{"$error":"#N/A"},35.618193076588632,null,"2021-06-01",0.8]
["NV","Iron_Point",65377,250,200,800,4,0.8,"2021-06-01",null,null,null,19.671918166549663,17.555964124452746,42.483077137807712,5172.8168419388121,37.227882291002423,null,{"$error":"#N/A"},37.227882291002423,null,"2021-06-01",0.8]
["NV","Yellow Pine",66357,125,65,260,4,0.52,"2022-10-20","2023-08-01",null,null,18.911021541039553,12.745933065181156,52.302903900210815,6370.3652757797227,31.656954606220708,null,{"$error":"#N/A"},31.656954606220708,null,"2022-10-20",0.52]
["NY","Moraine",null,94,5,20,4,5.3191489361702128E-2,"2021-01-15",null,null,null,null,null,null,null,46.388844834348859,null,{"$error":"#N/A"},46.388844834348859,null,"2021-01-15",5.3191489361702128E-2]
["NY","Tracy",65051,119,5,20,4,4.2016806722689079E-2,"2021-01-15",null,null,null,null,null,null,null,47.855498776077368,null,{"$error":"#N/A"},47.855498776077368,null,"2021-01-15",4.2016806722689079E-2]
["OR","Wheatridge",62745,50,30,120,4,0.6,"2019-02-11","2022-03-22",null,null,32.863542707204964,14.643887586350344,39.542448532035536,4814.1733310891432,47.507430293555309,null,{"$error":"#N/A"},47.507430293555309,null,"2019-02-11",0.6]

{"sheet":"LCOE of Utility-Scale PV","index":33,"n_rows":1127,"n_cols":22,"rows_kept":1127,"cut":false,"hidden":false,"merged":[]}
["Estimated levelized cost of energy by commercial operation date, region, and project"]
[]
[]
[]
[]
[]
[]
[]
[]
[]
[]
[]
[]
[]
[]
[]
[]
[]
[]
[]
[]
["Source: Berkeley Lab",null,null,null,null,null,null,null,null,null,"Source: Berkeley Lab",null,null,null,null,null,null,null,null,null,null,"Source: Berkeley Lab"]
[]
["GW-AC:",53.849885500000006,9.7158529999999992,0.24808500000000003,2.5397285000000003,8.6703799999999998,5.2292110000000003,0.5088339999999999,14.078703999999998,12.616185000000002,0.17499999999999999,0.24290500000000001,null,null,null,null,"Project-Level","COD"]
["Projects:",1101,86,14,70,228,182,32,215,255,7,19,null,null,"Plant","COD","LCOE","Year"]
[null,"Lower 48","ERCOT","SPP","MISO","West (non-ISO)","PJM","ISO-NE","CAISO","Southeast (non-ISO)","Hawaii","NYISO",null,null,"MW","Year","2022 $/MWh","Code"]
[2010,243.28343398120433,null,null,null,189.86610723923673,402.48464054483179,null,null,348.69704562879446,null,null,null,null,19,2010,201.58203477241332,1]
[2011,225.77540211411443,null,null,null,195.22863556646234,304.7034949751573,null,231.22592639903539,{"$error":"#N/A"},null,null,null,null,10,2010,402.03884574192563,1]
[2012,164.43366773382471,270.33083168869626,null,null,179.06631051922136,263.98856510397263,null,129.50436563946823,211.66540325085322,null,null,null,null,12.6,2010,339.42989580784513,1]
[2013,151.71784466209979,306.18077806436276,null,199.39401778179294,142.57772702875434,293.92837072738979,null,146.47232939220834,192.88626476250403,null,null,null,null,8.25,2010,471.74914456714674,1]
[2014,145.26002114214927,{"$error":"#N/A"},null,187.48854340252271,116.95717500986613,161.73292289793136,281.08516824477545,146.51475559374541,138.06684088194507,null,null,null,null,17.5,2010,327.75500976466185,1]
[2015,109.34406258792184,107.39077910772069,null,176.90528795177204,88.559022105860478,123.64298172566386,{"$error":"#N/A"},117.23008821790305,110.56285474885314,null,null,null,null,5.0999999999999996,2010,312.01878613365096,1]
[2016,82.484646983776912,81.417698688985709,70.643623425541747,104.20037414882532,74.960188812493087,122.70127261480289,335.21065006311852,81.273791103650183,89.855852603697244,null,null,null,null,30.64,2010,181.34171702556537,1]
[2017,80.418651057823823,71.502867727885587,82.784280159258046,105.30463449022122,69.428155221172773,88.385724791948817,130.56138663737315,89.11465898688067,82.07787612242943,141.03979137069422,128.37069915470917,null,null,48,2010,162.95088851421968,1]
[2018,65.142027344016086,53.589587152528289,71.959048257994382,50.034777042161139,63.716644133491712,86.295773378681972,97.216727633306434,73.296744755539621,59.223199906046794,{"$error":"#N/A"},{"$error":"#N/A"},null,null,10.08,2010,382.88537147453235,1]
[2019,55.642154005232797,53.689009147006523,50.3718776500979,71.394622341299396,49.561625875746387,69.78876720717949,95.052544130302607,57.376109996225757,51.596306464952164,108.70110014386758,91.838645490111958,null,null,13.9,2010,289.15504413073393,1]
[2020,47.845113058159967,40.809489352407674,48.768918819117395,59.005433994880896,47.29466440921906,68.057158940462855,83.297955530056967,44.944595328175851,47.566750764045374,null,92.221100686601417,null,null,17.600000000000001,2011,197.91306584071168,2]
[2021,41.311348628667623,40.454415101005317,{"$error":"#N/A"},46.811922646094295,34.468906239460637,47.734502571840338,73.986100484423957,37.04131157006497,43.156788662352938,null,{"$error":"#N/A"},null,null,15,2011,255.59522202209678,2]
[2022,38.788120950915207,31.658246941039948,{"$error":"#N/A"},52.203656728519036,33.233661322688548,50.087959235848949,63.386364302353122,41.025304357456569,37.821249806614951,null,48.970215599167211,null,null,20,2011,173.78556473576958,2]
[null,null,null,null,null,null,null,null,null,null,null,null,null,null,17,2011,226.82979855851804,2]
[null,null,null,null,null,null,null,null,null,null,null,null,null,null,16,2011,197.53050324541792,2]
[null,{"$f":"B39/B27-1","v":-0.84056406835365571},null,null,null,null,null,null,null,null,null,null,null,null,10.4,2011,176.87607795706373,2]
[null,{"$f":"(B39/B27)^(1/12)-1","v":-0.141878367447696},null,null,null,null,null,null,null,null,null,null,null,null,6,2011,254.33929662024363,2]
[null,null,null,null,null,null,null,null,null,null,null,null,null,null,15,2011,246.96461681451706,2]
[null,null,null,null,null,null,null,null,null,null,null,null,null,null,8.91,2011,224.43178894227557,2]
[null,null,null,null,null,null,null,null,null,null,null,null,null,null,19,2011,235.77893889808814,2]
[null,null,null,null,null,null,null,null,null,null,null,null,null,null,18,2011,219.62588738357394,2]
[null,null,null,null,null,null,null,null,null,null,null,null,null,null,20,2011,200.17870003880429,2]
[null,null,null,null,null,null,null,null,null,null,null,null,null,null,20,2011,242.34533935279575,2]
[null,null,null,null,null,null,null,null,null,null,null,null,null,null,15,2011,225.05247481050421,2]
[null,null,null,null,null,null,null,null,null,null,null,null,null,null,5.2,2011,312.55499470174988,2]
[null,null,null,null,null,null,null,null,null,null,null,null,null,null,30.4,2011,180.6096492300978,2]
[null,null,null,null,null,null,null,null,null,null,null,null,null,null,10,2011,279.36675558563536,2]
[null,null,null,null,null,null,null,null,null,null,null,null,null,null,5.5,2011,256.26435409968627,2]
[null,null,null,null,null,null,null,null,null,null,null,null,null,null,8,2011,286.17455977044443,2]
[null,null,null,null,null,null,null,null,null,null,null,null,null,null,12,2011,357.62763447903541,2]
[null,null,null,null,null,null,null,null,null,null,null,null,null,null,10,2011,331.82675349275274,2]
[null,null,null,null,null,null,null,null,null,null,null,null,null,null,18,2011,314.54565173532563,2]
[null,null,null,null,null,null,null,null,null,null,null,null,null,null,9,2011,156.67394560330573,2]
[null,null,null,null,null,null,null,null,null,null,null,null,null,null,7,2011,177.66346273516808,2]
[null,null,null,null,null,null,null,null,null,null,null,null,null,null,20.16,2011,158.54799133359674,2]
[null,null,null,null,null,null,null,null,null,null,null,null,null,null,31.5,2011,317.89021045103294,2]
[null,null,null,null,null,null,null,null,null,null,null,null,null,null,8.08,2011,220.72503265703023,2]
[null,null,null,null,null,null,null,null,null,null,null,null,null,null,30,2011,218.22065910595504,2]
[null,null,null,null,null,null,null,null,null,null,null,null,null,null,5.0999999999999996,2012,118.77140873079193,3]
[null,null,null,null,null,null,null,null,null,null,null,null,null,null,9,2012,164.37200239075008,3]
[null,null,null,null,null,null,null,null,null,null,null,null,null,null,19,2012,194.27680445688065,3]
[null,null,null,null,null,null,null,null,null,null,null,null,null,null,20,2012,150.58330741789493,3]
[null,null,null,null,null,null,null,null,null,null,null,null,null,null,170,2012,124.42627463098869,3]
[null,null,null,null,null,null,null,null,null,null,null,null,null,null,26.46,2012,159.36740795934551,3]
[null,null,null,null,null,null,null,null,null,null,null,null,null,null,19,2012,166.43764596367069,3]
[null,null,null,null,null,null,null,null,null,null,null,null,null,null,50,2012,160.47015840052919,3]
[null,null,null,null,null,null,null,null,null,null,null,null,null,null,20,2012,160.93290299214937,3]
[null,null,null,null,null,null,null,null,null,null,null,null,null,null,20,2012,155.06407573972771,3]
[null,null,null,null,null,null,null,null,null,null,null,null,null,null,10,2012,190.09045808746205,3]
[null,null,null,null,null,null,null,null,null,null,null,null,null,null,20,2012,190.38529967203803,3]
[null,null,null,null,null,null,null,null,null,null,null,null,null,null,23,2012,213.06889983021281,3]
[null,null,null,null,null,null,null,null,null,null,null,null,null,null,10,2012,354.52091845240176,3]
[null,null,null,null,null,null,null,null,null,null,null,null,null,null,25.8,2012,179.32483651436112,3]
[null,null,null,null,null,null,null,null,null,null,null,null,null,null,30,2012,174.15677557871538,3]
[null,null,null,null,null,null,null,null,null,null,null,null,null,null,11.12,2012,184.42768822686193,3]
[null,null,null,null,null,null,null,null,null,null,null,null,null,null,14.85,2012,199.31132933758585,3]
[null,null,null,null,null,null,null,null,null,null,null,null,null,null,14.85,2012,194.41699130688309,3]
[null,null,null,null,null,null,null,null,null,null,null,null,null,null,12,2012,246.09563423294804,3]
[null,null,null,null,null,null,null,null,null,null,null,null,null,null,20,2012,242.10339872422239,3]
[null,null,null,null,null,null,null,null,null,null,null,null,null,null,5.5,2012,247.43148070757877,3]
[null,null,null,null,null,null,null,null,null,null,null,null,null,null,20,2012,230.14836370161527,3]
[null,null,null,null,null,null,null,null,null,null,null,null,null,null,13,2012,304.2765259966485,3]
[null,null,null,null,null,null,null,null,null,null,null,null,null,null,20,2012,220.43699204403552,3]
[null,null,null,null,null,null,null,null,null,null,null,null,null,null,12.5,2012,188.58731310337166,3]
[null,null,null,null,null,null,null,null,null,null,null,null,null,null,5.5,2012,317.70911761800835,3]
[null,null,null,null,null,null,null,null,null,null,null,null,null,null,5.5,2012,198.99525993719928,3]
[null,null,null,null,null,null,null,null,null,null,null,null,null,null,15.904,2012,292.54157930052349,3]
[null,null,null,null,null,null,null,null,null,null,null,null,null,null,12,2012,170.05614318017979,3]
[null,null,null,null,null,null,null,null,null,null,null,null,null,null,20,2012,197.85462477938469,3]
[null,null,null,null,null,null,null,null,null,null,null,null,null,null,92,2012,76.356428679250271,3]
[null,null,null,null,null,null,null,null,null,null,null,null,null,null,52,2012,163.00971444265141,3]
[null,null,null,null,null,null,null,null,null,null,null,null,null,null,21.8,2012,189.88950440627789,3]
[null,null,null,null,null,null,null,null,null,null,null,null,null,null,10,2012,330.59876600116178,3]
[null,null,null,null,null,null,null,null,null,null,null,null,null,null,7.6,2012,224.55119946500665,3]
[null,null,null,null,null,null,null,null,null,null,null,null,null,null,9.9,2012,263.91629570200536,3]
[null,null,null,null,null,null,null,null,null,null,null,null,null,null,9.9,2012,278.02999163519161,3]
[null,null,null,null,null,null,null,null,null,null,null,null,null,null,10.6,2012,269.47397141865548,3]
[null,null,null,null,null,null,null,null,null,null,null,null,null,null,37.44,2013,138.13125472496944,4]
[null,null,null,null,null,null,null,null,null,null,null,null,null,null,129,2013,148.20554586246547,4]
[null,null,null,null,null,null,null,null,null,null,null,null,null,null,15,2013,124.27683137331104,4]
[null,null,null,null,null,null,null,null,null,null,null,null,null,null,14,2013,163.81012295868103,4]
[null,null,null,null,null,null,null,null,null,null,null,null,null,null,14.8,2013,122.05729741074018,4]
[null,null,null,null,null,null,null,null,null,null,null,null,null,null,9,2013,90.558292000010212,4]
[null,null,null,null,null,null,null,null,null,null,null,null,null,null,130,2013,170.26385665173265,4]
[null,null,null,null,null,null,null,null,null,null,null,null,null,null,66,2013,159.41624965709283,4]
[null,null,null,null,null,null,null,null,null,null,null,null,null,null,20.2,2013,206.95861957337891,4]
[null,null,null,null,null,null,null,null,null,null,null,null,null,null,26,2013,144.39299212259721,4]
[null,null,null,null,null,null,null,null,null,null,null,null,null,null,250,2013,146.45599088775128,4]
[null,null,null,null,null,null,null,null,null,null,null,null,null,null,147.4,2013,131.18129316202385,4]
[null,null,null,null,null,null,null,null,null,null,null,null,null,null,110,2013,120.83363685338207,4]
[null,null,null,null,null,null,null,null,null,null,null,null,null,null,20,2013,131.27836640878562,4]
[null,null,null,null,null,null,null,null,null,null,null,null,null,null,20,2013,210.35247641208264,4]
[null,null,null,null,null,null,null,null,null,null,null,null,null,null,20,2013,214.61295846420694,4]
[null,null,null,null,null,null,null,null,null,null,null,null,null,null,12,2013,111.30776880096603,4]
[null,null,null,null,null,null,null,null,null,null,null,null,null,null,8.5,2013,121.96385547904332,4]
[null,null,null,null,null,null,null,null,null,null,null,null,null,null,8.5,2013,484.00750694970219,4]
[null,null,null,null,null,null,null,null,null,null,null,null,null,null,20,2013,142.58893963567812,4]
[null,null,null,null,null,null,null,null,null,null,null,null,null,null,20,2013,126.01860671820845,4]
[null,null,null,null,null,null,null,null,null,null,null,null,null,null,20,2013,135.08580291417775,4]
[null,null,null,null,null,null,null,null,null,null,null,null,null,null,10,2013,175.51652637628112,4]
[null,null,null,null,null,null,null,null,null,null,null,null,null,null,20,2013,133.00741724356334,4]
[null,null,null,null,null,null,null,null,null,null,null,null,null,null,7.65,2013,205.97214149543854,4]
[null,null,null,null,null,null,null,null,null,null,null,null,null,null,16,2013,170.62364753833293,4]
[null,null,null,null,null,null,null,null,null,null,null,null,null,null,10,2013,228.2439606138791,4]
[null,null,null,null,null,null,null,null,null,null,null,null,null,null,10.1,2013,184.42236772416479,4]
[null,null,null,null,null,null,null,null,null,null,null,null,null,null,10.1,2013,186.10051776283186,4]
[null,null,null,null,null,null,null,null,null,null,null,null,null,null,8.6,2013,199.88862069690984,4]
[null,null,null,null,null,null,null,null,null,null,null,null,null,null,20,2013,204.80071456007599,4]
[null,null,null,null,null,null,null,null,null,null,null,null,null,null,9.8000000000000007,2013,236.18083439496957,4]
[null,null,null,null,null,null,null,null,null,null,null,null,null,null,7.5,2013,373.74969950026986,4]
[null,null,null,null,null,null,null,null,null,null,null,null,null,null,8,2013,112.32063152214764,4]
[null,null,null,null,null,null,null,null,null,null,null,null,null,null,7.5,2013,102.47870423753012,4]
[null,null,null,null,null,null,null,null,null,null,null,null,null,null,30,2013,129.26275421608858,4]
[null,null,null,null,null,null,null,null,null,null,null,null,null,null,9.9990000000000006,2013,159.43073434154647,4]
[null,null,null,null,null,null,null,null,null,null,null,null,null,null,40.700000000000003,2013,417.76638449215108,4]
[null,null,null,null,null,null,null,null,null,null,null,null,null,null,290,2014,158.0941520302143,5]
[null,null,null,null,null,null,null,null,null,null,null,null,null,null,37.119999999999997,2014,108.03720085211233,5]
[null,null,null,null,null,null,null,null,null,null,null,null,null,null,29,2014,159.04619614232919,5]
[null,null,null,null,null,null,null,null,null,null,null,null,null,null,12.6,2014,120.97360340293039,5]
[null,null,null,null,null,null,null,null,null,null,null,null,null,null,17.7,2014,104.45030280597017,5]
[null,null,null,null,null,null,null,null,null,null,null,null,null,null,6,2014,157.33846502933844,5]
[null,null,null,null,null,null,null,null,null,null,null,null,null,null,13.624000000000001,2014,238.24848968752906,5]
[null,null,null,null,null,null,null,null,null,null,null,null,null,null,19.568000000000001,2014,188.72500539794848,5]
[null,null,null,null,null,null,null,null,null,null,null,null,null,null,241.5,2014,179.84698813665329,5]
[null,null,null,null,null,null,null,null,null,null,null,null,null,null,19.7,2014,122.26136250612571,5]
[null,null,null,null,null,null,null,null,null,null,null,null,null,null,18.5,2014,99.885900973793298,5]
[null,null,null,null,null,null,null,null,null,null,null,null,null,null,170,2014,123.73959688124181,5]
[null,null,null,null,null,null,null,null,null,null,null,null,null,null,19.760000000000002,2014,133.84153464624356,5]
[null,null,null,null,null,null,null,null,null,null,null,null,null,null,249.7,2014,171.41129913647441,5]
[null,null,null,null,null,null,null,null,null,null,null,null,null,null,313.7,2014,148.82371870518068,5]
[null,null,null,null,null,null,null,null,null,null,null,null,null,null,10,2014,120.09992813277152,5]
[null,null,null,null,null,null,null,null,null,null,null,null,null,null,10,2014,93.298576141199689,5]
[null,null,null,null,null,null,null,null,null,null,null,null,null,null,20,2014,89.075673737082141,5]
[null,null,null,null,null,null,null,null,null,null,null,null,null,null,206.72,2014,185.30095137709088,5]
[null,null,null,null,null,null,null,null,null,null,null,null,null,null,6,2014,158.84709307667981,5]
[null,null,null,null,null,null,null,null,null,null,null,null,null,null,12,2014,143.93808867137253,5]
[null,null,null,null,null,null,null,null,null,null,null,null,null,null,8,2014,137.43462400028051,5]
[null,null,null,null,null,null,null,null,null,null,null,null,null,null,19,2014,120.13044610378958,5]
[null,null,null,null,null,null,null,null,null,null,null,null,null,null,45,2014,100.39526834629345,5]
[null,null,null,null,null,null,null,null,null,null,null,null,null,null,15,2014,109.43381459082332,5]
[null,null,null,null,null,null,null,null,null,null,null,null,null,null,10,2014,111.37193211276232,5]
[null,null,null,null,null,null,null,null,null,null,null,null,null,null,20,2014,120.63305125421098,5]
[null,null,null,null,null,null,null,null,null,null,null,null,null,null,19.405999999999999,2014,116.07423431040148,5]
[null,null,null,null,null,null,null,null,null,null,null,null,null,null,19.649999999999999,2014,123.04074726516404,5]
[null,null,null,null,null,null,null,null,null,null,null,null,null,null,17.5,2014,164.99969713368486,5]
[null,null,null,null,null,null,null,null,null,null,null,null,null,null,20,2014,97.554186880676554,5]
[null,null,null,null,null,null,null,null,null,null,null,null,null,null,20,2014,107.34711250300458,5]
[null,null,null,null,null,null,null,null,null,null,null,null,null,null,60,2014,137.97992227617883,5]
[null,null,null,null,null,null,null,null,null,null,null,null,null,null,155.1,2014,155.45309167804078,5]
[null,null,null,null,null,null,null,null,null,null,null,null,null,null,6.49,2014,117.04040061044826,5]
[null,null,null,null,null,null,null,null,null,null,null,null,null,null,585.9,2014,132.21016376831994,5]
[null,null,null,null,null,null,null,null,null,null,null,null,null,null,19.945,2014,88.19232429726074,5]
[null,null,null,null,null,null,null,null,null,null,null,null,null,null,18,2014,109.4910451107003,5]
[null,null,null,null,null,null,null,null,null,null,null,null,null,null,20,2014,93.190034799841669,5]
[null,null,null,null,null,null,null,null,null,null,null,null,null,null,30,2014,160.06709169818265,5]
[null,null,null,null,null,null,null,null,null,null,null,null,null,null,8.8204999999999991,2014,136.66272681502525,5]
[null,null,null,null,null,null,null,null,null,null,null,null,null,null,7.8920000000000003,2014,252.83973082944806,5]
[null,null,null,null,null,null,null,null,null,null,null,null,null,null,6.25,2014,336.51458750848781,5]
[null,null,null,null,null,null,null,null,null,null,null,null,null,null,14,2014,262.02085822588265,5]
[null,null,null,null,null,null,null,null,null,null,null,null,null,null,19.946000000000002,2014,125.79610150664158,5]
[null,null,null,null,null,null,null,null,null,null,null,null,null,null,19.79,2014,147.9363454315733,5]
[null,null,null,null,null,null,null,null,null,null,null,null,null,null,19.646000000000001,2014,168.77563437439574,5]
[null,null,null,null,null,null,null,null,null,null,null,null,null,null,8,2014,169.9377802686694,5]
[null,null,null,null,null,null,null,null,null,null,null,null,null,null,7,2014,239.84919343748138,5]
[null,null,null,null,null,null,null,null,null,null,null,null,null,null,5.34,2014,173.24283343141681,5]
[null,null,null,null,null,null,null,null,null,null,null,null,null,null,7.726,2014,241.26932489242674,5]
[null,null,null,null,null,null,null,null,null,null,null,null,null,null,8,2014,159.25386707037981,5]
[null,null,null,null,null,null,null,null,null,null,null,null,null,null,7,2014,153.44117783731124,5]
[null,null,null,null,null,null,null,null,null,null,null,null,null,null,7.6,2014,72.984518987972407,5]
[null,null,null,null,null,null,null,null,null,null,null,null,null,null,52.2,2014,91.687984751119345,5]
[null,null,null,null,null,null,null,null,null,null,null,null,null,null,9.1199999999999992,2014,73.031460180544343,5]
[null,null,null,null,null,null,null,null,null,null,null,null,null,null,6.08,2014,81.779388785515238,5]
[null,null,null,null,null,null,null,null,null,null,null,null,null,null,20,2014,102.07230849759989,5]
[null,null,null,null,null,null,null,null,null,null,null,null,null,null,17.494,2014,141.74982440069709,5]
[null,null,null,null,null,null,null,null,null,null,null,null,null,null,15.84,2014,118.13729240766682,5]
[null,null,null,null,null,null,null,null,null,null,null,null,null,null,15.84,2014,114.74870093164893,5]
[null,null,null,null,null,null,null,null,null,null,null,null,null,null,39.6,2014,200.81292878879466,5]
[null,null,null,null,null,null,null,null,null,null,null,null,null,null,10.416,2014,82.203517850035666,5]
[null,null,null,null,null,null,null,null,null,null,null,null,null,null,12.5,2015,116.4587466916433,6]
[null,null,null,null,null,null,null,null,null,null,null,null,null,null,11.2,2015,90.63971090099723,6]
[null,null,null,null,null,null,null,null,null,null,null,null,null,null,11.2,2015,84.916636761597303,6]
[null,null,null,null,null,null,null,null,null,null,null,null,null,null,55,2015,87.419092685414682,6]
[null,null,null,null,null,null,null,null,null,null,null,null,null,null,45,2015,70.681100549717485,6]
[null,null,null,null,null,null,null,null,null,null,null,null,null,null,12,2015,141.61851175253534,6]
[null,null,null,null,null,null,null,null,null,null,null,null,null,null,20.004000000000001,2015,130.87920469557119,6]
[null,null,null,null,null,null,null,null,null,null,null,null,null,null,18.7,2015,107.06461208600557,6]
[null,null,null,null,null,null,null,null,null,null,null,null,null,null,18.399999999999999,2015,114.79096368400222,6]
[null,null,null,null,null,null,null,null,null,null,null,null,null,null,20.02,2015,114.65948101298402,6]
[null,null,null,null,null,null,null,null,null,null,null,null,null,null,19.75,2015,111.59920784558118,6]
[null,null,null,null,null,null,null,null,null,null,null,null,null,null,20,2015,132.93944504053323,6]
[null,null,null,null,null,null,null,null,null,null,null,null,null,null,20,2015,114.48663971050242,6]
[null,null,null,null,null,null,null,null,null,null,null,null,null,null,12,2015,136.98109681746399,6]
[null,null,null,null,null,null,null,null,null,null,null,null,null,null,26.655999999999999,2015,93.141622762165483,6]
[null,null,null,null,null,null,null,null,null,null,null,null,null,null,20.007000000000001,2015,128.04419730256035,6]
[null,null,null,null,null,null,null,null,null,null,null,null,null,null,20,2015,78.954777618668601,6]
[null,null,null,null,null,null,null,null,null,null,null,null,null,null,20,2015,76.066052409292027,6]
[null,null,null,null,null,null,null,null,null,null,null,null,null,null,32,2015,102.35947591061057,6]
[null,null,null,null,null,null,null,null,null,null,null,null,null,null,20,2015,123.55188657164705,6]
[null,null,null,null,null,null,null,null,null,null,null,null,null,null,15,2015,107.99635732159923,6]
[null,null,null,null,null,null,null,null,null,null,null,null,null,null,20,2015,95.736447592749258,6]
[null,null,null,null,null,null,null,null,null,null,null,null,null,null,7,2015,95.911521500215699,6]
[null,null,null,null,null,null,null,null,null,null,null,null,null,null,62.5,2015,149.44378359368838,6]
[null,null,null,null,null,null,null,null,null,null,null,null,null,null,19.2,2015,171.87969272971219,6]
[null,null,null,null,null,null,null,null,null,null,null,null,null,null,20,2015,98.793293110222379,6]
[null,null,null,null,null,null,null,null,null,null,null,null,null,null,105.1,2015,135.34209358264388,6]
[null,null,null,null,null,null,null,null,null,null,null,null,null,null,16.66,2015,131.44724429356117,6]
[null,null,null,null,null,null,null,null,null,null,null,null,null,null,9.98,2015,97.200941183936109,6]
[null,null,null,null,null,null,null,null,null,null,null,null,null,null,20,2015,112.28991559190993,6]
[null,null,null,null,null,null,null,null,null,null,null,null,null,null,30,2015,94.181849913597389,6]
[null,null,null,null,null,null,null,null,null,null,null,null,null,null,20,2015,96.649575184279755,6]
[null,null,null,null,null,null,null,null,null,null,null,null,null,null,20,2015,104.89349499742191,6]
[null,null,null,null,null,null,null,null,null,null,null,null,null,null,22,2015,101.56875032146155,6]
[null,null,null,null,null,null,null,null,null,null,null,null,null,null,314.39999999999998,2015,121.03007447788632,6]
[null,null,null,null,null,null,null,null,null,null,null,null,null,null,279.5,2015,124.16970322648078,6]
[null,null,null,null,null,null,null,null,null,null,null,null,null,null,7.5,2015,125.29553030965873,6]
[null,null,null,null,null,null,null,null,null,null,null,null,null,null,13,2015,96.535374649775946,6]
[null,null,null,null,null,null,null,null,null,null,null,null,null,null,10,2015,109.27545818150826,6]
[null,null,null,null,null,null,null,null,null,null,null,null,null,null,20,2015,105.86581431067368,6]
[null,null,null,null,null,null,null,null,null,null,null,null,null,null,14.994,2015,104.56931668253401,6]
[null,null,null,null,null,null,null,null,null,null,null,null,null,null,52,2015,112.21679047753676,6]
[null,null,null,null,null,null,null,null,null,null,null,null,null,null,6,2015,119.46519008406599,6]
[null,null,null,null,null,null,null,null,null,null,null,null,null,null,5.5,2015,89.148521193279919,6]
[null,null,null,null,null,null,null,null,null,null,null,null,null,null,18.972000000000001,2015,94.463897349180613,6]
[null,null,null,null,null,null,null,null,null,null,null,null,null,null,81.06,2015,89.605660798306417,6]
[null,null,null,null,null,null,null,null,null,null,null,null,null,null,30,2015,120.34592234649979,6]
[null,null,null,null,null,null,null,null,null,null,null,null,null,null,21,2015,103.80543109986344,6]
[null,null,null,null,null,null,null,null,null,null,null,null,null,null,20,2015,114.18528603924392,6]
[null,null,null,null,null,null,null,null,null,null,null,null,null,null,10,2015,172.95266038090497,6]
[null,null,null,null,null,null,null,null,null,null,null,null,null,null,5.2,2015,182.54839997752535,6]
[null,null,null,null,null,null,null,null,null,null,null,null,null,null,5.2,2015,179.16874282790016,6]
[null,null,null,null,null,null,null,null,null,null,null,null,null,null,10.3,2015,106.60452613827003,6]
[null,null,null,null,null,null,null,null,null,null,null,null,null,null,17.5,2015,471.30851473754313,6]
[null,null,null,null,null,null,null,null,null,null,null,null,null,null,15.003,2015,111.12783686818618,6]
[null,null,null,null,null,null,null,null,null,null,null,null,null,null,12.8,2015,131.42309958677973,6]
[null,null,null,null,null,null,null,null,null,null,null,null,null,null,81,2015,106.04096013825277,6]
[null,null,null,null,null,null,null,null,null,null,null,null,null,null,14,2015,125.40504309635372,6]
[null,null,null,null,null,null,null,null,null,null,null,null,null,null,47.7,2015,107.07384027192835,6]
[null,null,null,null,null,null,null,null,null,null,null,null,null,null,23.1,2015,127.10850269606422,6]
[null,null,null,null,null,null,null,null,null,null,null,null,null,null,20,2015,98.274157204783506,6]
[null,null,null,null,null,null,null,null,null,null,null,null,null,null,21,2015,125.06251492548309,6]
[null,null,null,null,null,null,null,null,null,null,null,null,null,null,20,2015,140.46177078618538,6]
[null,null,null,null,null,null,null,null,null,null,null,null,null,null,19.654,2015,162.92586596676813,6]
[null,null,null,null,null,null,null,null,null,null,null,null,null,null,20,2015,118.44397641999224,6]
[null,null,null,null,null,null,null,null,null,null,null,null,null,null,11.6619999999999,2015,123.55756466048345,6]
[null,null,null,null,null,null,null,null,null,null,null,null,null,null,64.8,2015,97.737013430101982,6]
[null,null,null,null,null,null,null,null,null,null,null,null,null,null,20,2015,107.51412326151502,6]
[null,null,null,null,null,null,null,null,null,null,null,null,null,null,12,2015,108.45983300751878,6]
[null,null,null,null,null,null,null,null,null,null,null,null,null,null,15,2015,156.18193213167569,6]
[null,null,null,null,null,null,null,null,null,null,null,null,null,null,8.6,2015,178.75506664563954,6]
[null,null,null,null,null,null,null,null,null,null,null,null,null,null,10,2015,198.58951018921627,6]
[null,null,null,null,null,null,null,null,null,null,null,null,null,null,7.8,2015,165.56176312667003,6]
[null,null,null,null,null,null,null,null,null,null,null,null,null,null,10,2015,74.341272435216226,6]
[null,null,null,null,null,null,null,null,null,null,null,null,null,null,9.5,2015,71.754069270250923,6]
[null,null,null,null,null,null,null,null,null,null,null,null,null,null,10.5,2015,70.644345245546589,6]
[null,null,null,null,null,null,null,null,null,null,null,null,null,null,10,2015,77.32749664495482,6]
[null,null,null,null,null,null,null,null,null,null,null,null,null,null,60.8,2015,62.269399380838138,6]
[null,null,null,null,null,null,null,null,null,null,null,null,null,null,255,2015,87.648853223620449,6]
[null,null,null,null,null,null,null,null,null,null,null,null,null,null,15.5,2015,95.711464394498904,6]
[null,null,null,null,null,null,null,null,null,null,null,null,null,null,29.76,2015,57.957779413620969,6]
[null,null,null,null,null,null,null,null,null,null,null,null,null,null,5.5,2015,133.54484587581558,6]
[null,null,null,null,null,null,null,null,null,null,null,null,null,null,95,2015,122.59294272358885,6]
[null,null,null,null,null,null,null,null,null,null,null,null,null,null,50,2015,96.338897815293436,6]
[null,null,null,null,null,null,null,null,null,null,null,null,null,null,80,2015,70.207566977816356,6]
[null,null,null,null,null,null,null,null,null,null,null,null,null,null,75,2016,77.075181935259351,7]
[null,null,null,null,null,null,null,null,null,null,null,null,null,null,50,2016,66.795612046379489,7]
[null,null,null,null,null,null,null,null,null,null,null,null,null,null,16,2016,60.03067430157742,7]
[null,null,null,null,null,null,null,null,null,null,null,null,null,null,100.8,2016,64.991047948459197,7]
[null,null,null,null,null,null,null,null,null,null,null,null,null,null,154,2016,44.75836136707013,7]
[null,null,null,null,null,null,null,null,null,null,null,null,null,null,30,2016,73.255149930520801,7]
[null,null,null,null,null,null,null,null,null,null,null,null,null,null,20.5,2016,64.564143358076763,7]
[null,null,null,null,null,null,null,null,null,null,null,null,null,null,148.69999999999999,2016,73.841869959692389,7]
[null,null,null,null,null,null,null,null,null,null,null,null,null,null,20,2016,76.486772886992611,7]
[null,null,null,null,null,null,null,null,null,null,null,null,null,null,50,2016,66.566593695142956,7]
[null,null,null,null,null,null,null,null,null,null,null,null,null,null,5.0010000000000003,2016,64.666606027944511,7]
[null,null,null,null,null,null,null,null,null,null,null,null,null,null,56,2016,66.861152396549386,7]
[null,null,null,null,null,null,null,null,null,null,null,null,null,null,50,2016,69.864272404614582,7]
[null,null,null,null,null,null,null,null,null,null,null,null,null,null,109.8,2016,75.329797025558449,7]
[null,null,null,null,null,null,null,null,null,null,null,null,null,null,131.19999999999999,2016,70.216567579890452,7]
[null,null,null,null,null,null,null,null,null,null,null,null,null,null,20,2016,117.8759408190022,7]
[null,null,null,null,null,null,null,null,null,null,null,null,null,null,20,2016,84.381157610091961,7]
[null,null,null,null,null,null,null,null,null,null,null,null,null,null,20,2016,92.217447657632945,7]
[null,null,null,null,null,null,null,null,null,null,null,null,null,null,15,2016,87.981477650342455,7]
[null,null,null,null,null,null,null,null,null,null,null,null,null,null,20,2016,86.686560868617974,7]
[null,null,null,null,null,null,null,null,null,null,null,null,null,null,20,2016,106.44586762348298,7]
[null,null,null,null,null,null,null,null,null,null,null,null,null,null,21.19,2016,74.197546307034429,7]
[null,null,null,null,null,null,null,null,null,null,null,null,null,null,40,2016,68.581552509858497,7]
[null,null,null,null,null,null,null,null,null,null,null,null,null,null,60,2016,70.324146626323085,7]
[null,null,null,null,null,null,null,null,null,null,null,null,null,null,20,2016,73.731102603393296,7]
[null,null,null,null,null,null,null,null,null,null,null,null,null,null,102,2016,135.04364731624551,7]
[null,null,null,null,null,null,null,null,null,null,null,null,null,null,20,2016,60.084067700477476,7]
[null,null,null,null,null,null,null,null,null,null,null,null,null,null,20,2016,57.755868633941958,7]
[null,null,null,null,null,null,null,null,null,null,null,null,null,null,20,2016,94.945760630802837,7]
[null,null,null,null,null,null,null,null,null,null,null,null,null,null,270.60000000000002,2016,78.826213407194047,7]
[null,null,null,null,null,null,null,null,null,null,null,null,null,null,20,2016,122.9820448821437,7]
[null,null,null,null,null,null,null,null,null,null,null,null,null,null,20,2016,114.41398179160119,7]
[null,null,null,null,null,null,null,null,null,null,null,null,null,null,20,2016,88.066786790154907,7]
[null,null,null,null,null,null,null,null,null,null,null,null,null,null,9.5,2016,84.335257860738878,7]
[null,null,null,null,null,null,null,null,null,null,null,null,null,null,10.88,2016,107.34933372621441,7]
[null,null,null,null,null,null,null,null,null,null,null,null,null,null,100,2016,73.625044852949415,7]
[null,null,null,null,null,null,null,null,null,null,null,null,null,null,75,2016,69.37892445012038,7]
[null,null,null,null,null,null,null,null,null,null,null,null,null,null,62,2016,77.450767959799023,7]
[null,null,null,null,null,null,null,null,null,null,null,null,null,null,185,2016,71.054350090583284,7]
[null,null,null,null,null,null,null,null,null,null,null,null,null,null,20,2016,76.716980339191721,7]
[null,null,null,null,null,null,null,null,null,null,null,null,null,null,100,2016,90.985817593290548,7]
[null,null,null,null,null,null,null,null,null,null,null,null,null,null,205.3,2016,83.087745015463355,7]
[null,null,null,null,null,null,null,null,null,null,null,null,null,null,19.5,2016,111.05341845003895,7]
[null,null,null,null,null,null,null,null,null,null,null,null,null,null,19.5,2016,110.07452483682226,7]
[null,null,null,null,null,null,null,null,null,null,null,null,null,null,20,2016,80.895556865142453,7]
[null,null,null,null,null,null,null,null,null,null,null,null,null,null,85,2016,67.833911432247561,7]
[null,null,null,null,null,null,null,null,null,null,null,null,null,null,105,2016,84.667571274507026,7]
[null,null,null,null,null,null,null,null,null,null,null,null,null,null,155,2016,76.876493013612475,7]
[null,null,null,null,null,null,null,null,null,null,null,null,null,null,54,2016,80.19814974685174,7]
[null,null,null,null,null,null,null,null,null,null,null,null,null,null,299.5,2016,145.25151842504818,7]
[null,null,null,null,null,null,null,null,null,null,null,null,null,null,20,2016,60.419794188266721,7]
[null,null,null,null,null,null,null,null,null,null,null,null,null,null,54,2016,79.766703622445277,7]
[null,null,null,null,null,null,null,null,null,null,null,null,null,null,14,2016,129.77613701690004,7]
[null,null,null,null,null,null,null,null,null,null,null,null,null,null,20,2016,70.969225451008455,7]
[null,null,null,null,null,null,null,null,null,null,null,null,null,null,10,2016,74.306529213968119,7]
[null,null,null,null,null,null,null,null,null,null,null,null,null,null,10,2016,76.374957761221822,7]
[null,null,null,null,null,null,null,null,null,null,null,null,null,null,120,2016,88.115960974220116,7]
[null,null,null,null,null,null,null,null,null,null,null,null,null,null,32.4,2016,71.814793941427723,7]
[null,null,null,null,null,null,null,null,null,null,null,null,null,null,30,2016,68.173333792059424,7]
[null,null,null,null,null,null,null,null,null,null,null,null,null,null,13,2016,84.600820316194543,7]
[null,null,null,null,null,null,null,null,null,null,null,null,null,null,6.5,2016,103.58490390138961,7]
[null,null,null,null,null,null,null,null,null,null,null,null,null,null,12.831,2016,94.046412920209249,7]
[null,null,null,null,null,null,null,null,null,null,null,null,null,null,74.5,2016,79.314306518911152,7]
[null,null,null,null,null,null,null,null,null,null,null,null,null,null,74.5,2016,82.6626828838683,7]
[null,null,null,null,null,null,null,null,null,null,null,null,null,null,74.5,2016,110.65118515459328,7]
[null,null,null,null,null,null,null,null,null,null,null,null,null,null,5.0999999999999996,2016,120.56295940634429,7]
[null,null,null,null,null,null,null,null,null,null,null,null,null,null,22,2016,86.311033224033565,7]
[null,null,null,null,null,null,null,null,null,null,null,null,null,null,103,2016,87.262211523703414,7]
[null,null,null,null,null,null,null,null,null,null,null,null,null,null,30,2016,107.86895259912018,7]
[null,null,null,null,null,null,null,null,null,null,null,null,null,null,30,2016,114.73552706265549,7]
[null,null,null,null,null,null,null,null,null,null,null,null,null,null,52.5,2016,97.766853392849484,7]
[null,null,null,null,null,null,null,null,null,null,null,null,null,null,30,2016,104.45253393717178,7]
[null,null,null,null,null,null,null,null,null,null,null,null,null,null,51,2016,85.406900247159825,7]
[null,null,null,null,null,null,null,null,null,null,null,null,null,null,20.163,2016,90.03361677714372,7]
[null,null,null,null,null,null,null,null,null,null,null,null,null,null,30.48,2016,89.514021661694443,7]
[null,null,null,null,null,null,null,null,null,null,null,null,null,null,15.7,2016,119.26576439986225,7]
[null,null,null,null,null,null,null,null,null,null,null,null,null,null,17.68,2016,101.49362361424467,7]
[null,null,null,null,null,null,null,null,null,null,null,null,null,null,146,2016,86.689531542009846,7]
[null,null,null,null,null,null,null,null,null,null,null,null,null,null,76.5,2016,84.006934821162901,7]
[null,null,null,null,null,null,null,null,null,null,null,null,null,null,101.2,2016,80.198382659364029,7]
[null,null,null,null,null,null,null,null,null,null,null,null,null,null,80,2016,63.660741520342832,7]
[null,null,null,null,null,null,null,null,null,null,null,null,null,null,40,2016,93.88473117992244,7]
[null,null,null,null,null,null,null,null,null,null,null,null,null,null,5.4,2016,112.14774854002432,7]
[null,null,null,null,null,null,null,null,null,null,null,null,null,null,5.01,2016,125.06304745912486,7]
[null,null,null,null,null,null,null,null,null,null,null,null,null,null,5.2,2016,117.6387514220049,7]
[null,null,null,null,null,null,null,null,null,null,null,null,null,null,10,2016,124.76747499486981,7]
[null,null,null,null,null,null,null,null,null,null,null,null,null,null,11.93,2016,190.03839833004992,7]
[null,null,null,null,null,null,null,null,null,null,null,null,null,null,14.681999999999899,2016,804.19578982695589,7]
[null,null,null,null,null,null,null,null,null,null,null,null,null,null,15.7,2016,130.60572597681082,7]
[null,null,null,null,null,null,null,null,null,null,null,null,null,null,13.6,2016,115.63664136290228,7]
[null,null,null,null,null,null,null,null,null,null,null,null,null,null,10,2016,154.93513127977184,7]
[null,null,null,null,null,null,null,null,null,null,null,null,null,null,100,2016,103.87887153708226,7]
[null,null,null,null,null,null,null,null,null,null,null,null,null,null,40,2016,95.883035324037323,7]
[null,null,null,null,null,null,null,null,null,null,null,null,null,null,78.5,2016,96.104249950590969,7]
[null,null,null,null,null,null,null,null,null,null,null,null,null,null,38.9,2016,82.654170706647562,7]
[null,null,null,null,null,null,null,null,null,null,null,null,null,null,15.4,2016,103.54214958712187,7]
[null,null,null,null,null,null,null,null,null,null,null,null,null,null,19.998999999999999,2016,110.63621866190266,7]
[null,null,null,null,null,null,null,null,null,null,null,null,null,null,74.8,2016,84.721411040322266,7]
[null,null,null,null,null,null,null,null,null,null,null,null,null,null,6.6639999999999997,2016,96.913388365247485,7]
[null,null,null,null,null,null,null,null,null,null,null,null,null,null,60,2016,107.71093659641161,7]
[null,null,null,null,null,null,null,null,null,null,null,null,null,null,15,2016,110.97746415685519,7]
[null,null,null,null,null,null,null,null,null,null,null,null,null,null,5.9,2016,108.29362826271401,7]
[null,null,null,null,null,null,null,null,null,null,null,null,null,null,8.5,2016,138.36039523744989,7]
[null,null,null,null,null,null,null,null,null,null,null,null,null,null,7.92,2016,192.3892258525625,7]
[null,null,null,null,null,null,null,null,null,null,null,null,null,null,7,2016,177.45270243804586,7]
[null,null,null,null,null,null,null,null,null,null,null,null,null,null,6.2,2016,198.97243762089585,7]
[null,null,null,null,null,null,null,null,null,null,null,null,null,null,7.7,2016,156.95110094576222,7]
[null,null,null,null,null,null,null,null,null,null,null,null,null,null,7.5,2016,143.81646251754117,7]
[null,null,null,null,null,null,null,null,null,null,null,null,null,null,25,2016,67.196071927291044,7]
[null,null,null,null,null,null,null,null,null,null,null,null,null,null,70,2016,69.448563013735281,7]
[null,null,null,null,null,null,null,null,null,null,null,null,null,null,70,2016,73.256124689271431,7]
[null,null,null,null,null,null,null,null,null,null,null,null,null,null,100,2016,69.983227100033815,7]
[null,null,null,null,null,null,null,null,null,null,null,null,null,null,93.6,2016,76.651165695985185,7]
[null,null,null,null,null,null,null,null,null,null,null,null,null,null,250,2016,97.082838166994691,7]
[null,null,null,null,null,null,null,null,null,null,null,null,null,null,14.4,2016,109.43016133978264,7]
[null,null,null,null,null,null,null,null,null,null,null,null,null,null,249.99999999999901,2016,67.615802725332827,7]
[null,null,null,null,null,null,null,null,null,null,null,null,null,null,9.5,2016,155.31558888711936,7]
[null,null,null,null,null,null,null,null,null,null,null,null,null,null,9.9,2016,137.57868531813457,7]
[null,null,null,null,null,null,null,null,null,null,null,null,null,null,6,2016,88.187714375764699,7]
[null,null,null,null,null,null,null,null,null,null,null,null,null,null,9,2016,88.84832492447417,7]
[null,null,null,null,null,null,null,null,null,null,null,null,null,null,9.9,2016,92.956709262582223,7]
[null,null,null,null,null,null,null,null,null,null,null,null,null,null,10,2016,86.48896769870494,7]
[null,null,null,null,null,null,null,null,null,null,null,null,null,null,8,2016,93.641608935188373,7]
[null,null,null,null,null,null,null,null,null,null,null,null,null,null,10,2016,88.748028701805978,7]
[null,null,null,null,null,null,null,null,null,null,null,null,null,null,10,2016,88.766657097173024,7]
[null,null,null,null,null,null,null,null,null,null,null,null,null,null,10,2016,92.933176332503209,7]
[null,null,null,null,null,null,null,null,null,null,null,null,null,null,6.8,2016,84.39582820685979,7]
[null,null,null,null,null,null,null,null,null,null,null,null,null,null,16,2016,99.713999282924902,7]
[null,null,null,null,null,null,null,null,null,null,null,null,null,null,8,2016,102.5453529904688,7]
[null,null,null,null,null,null,null,null,null,null,null,null,null,null,106.4,2016,91.685319585175776,7]
[null,null,null,null,null,null,null,null,null,null,null,null,null,null,157.5,2016,74.244451922962867,7]
[null,null,null,null,null,null,null,null,null,null,null,null,null,null,80,2016,56.727343565284933,7]
[null,null,null,null,null,null,null,null,null,null,null,null,null,null,80.016000000000005,2016,60.374186590335249,7]
[null,null,null,null,null,null,null,null,null,null,null,null,null,null,80.016000000000005,2016,61.212252993357815,7]
[null,null,null,null,null,null,null,null,null,null,null,null,null,null,80.016000000000005,2016,61.097764365275502,7]
[null,null,null,null,null,null,null,null,null,null,null,null,null,null,80,2016,65.227157618825245,7]
[null,null,null,null,null,null,null,null,null,null,null,null,null,null,50.4,2016,71.596981810962035,7]
[null,null,null,null,null,null,null,null,null,null,null,null,null,null,80.016000000000005,2016,61.927568530452845,7]
[null,null,null,null,null,null,null,null,null,null,null,null,null,null,20,2016,72.51039165915455,7]
[null,null,null,null,null,null,null,null,null,null,null,null,null,null,50,2016,75.082864895615714,7]
[null,null,null,null,null,null,null,null,null,null,null,null,null,null,80,2016,54.350823906337311,7]
[null,null,null,null,null,null,null,null,null,null,null,null,null,null,80,2016,111.73593957868179,7]
[null,null,null,null,null,null,null,null,null,null,null,null,null,null,17,2016,136.97446014193665,7]
[null,null,null,null,null,null,null,null,null,null,null,null,null,null,20,2016,131.10195115792672,7]
[null,null,null,null,null,null,null,null,null,null,null,null,null,null,19.7,2016,122.24148832246007,7]
[null,null,null,null,null,null,null,null,null,null,null,null,null,null,79.2,2017,58.182359309730614,8]
[null,null,null,null,null,null,null,null,null,null,null,null,null,null,7.4,2017,148.97098842763515,8]
[null,null,null,null,null,null,null,null,null,null,null,null,null,null,10.6,2017,156.37517922752855,8]
[null,null,null,null,null,null,null,null,null,null,null,null,null,null,10,2017,112.45614980788653,8]
[null,null,null,null,null,null,null,null,null,null,null,null,null,null,20,2017,48.200561652588412,8]
[null,null,null,null,null,null,null,null,null,null,null,null,null,null,27.3,2017,74.48202522774902,8]
[null,null,null,null,null,null,null,null,null,null,null,null,null,null,40,2017,67.196573629183547,8]
[null,null,null,null,null,null,null,null,null,null,null,null,null,null,9,2017,62.102603247493242,8]
[null,null,null,null,null,null,null,null,null,null,null,null,null,null,5.25,2017,120.59457133436307,8]
[null,null,null,null,null,null,null,null,null,null,null,null,null,null,20,2017,51.934577050407476,8]
[null,null,null,null,null,null,null,null,null,null,null,null,null,null,20,2017,54.116086946731116,8]
[null,null,null,null,null,null,null,null,null,null,null,null,null,null,20,2017,56.589421368130189,8]
[null,null,null,null,null,null,null,null,null,null,null,null,null,null,56,2017,58.031161560900841,8]
[null,null,null,null,null,null,null,null,null,null,null,null,null,null,45,2017,61.697755552961979,8]
[null,null,null,null,null,null,null,null,null,null,null,null,null,null,36,2017,65.654324693637548,8]
[null,null,null,null,null,null,null,null,null,null,null,null,null,null,130,2017,97.73412786539113,8]
[null,null,null,null,null,null,null,null,null,null,null,null,null,null,15.8,2017,155.06401113498717,8]
[null,null,null,null,null,null,null,null,null,null,null,null,null,null,20,2017,82.956184695457821,8]
[null,null,null,null,null,null,null,null,null,null,null,null,null,null,40,2017,126.32922116270414,8]
[null,null,null,null,null,null,null,null,null,null,null,null,null,null,20,2017,101.30435924806758,8]
[null,null,null,null,null,null,null,null,null,null,null,null,null,null,20,2017,89.418969573435433,8]
[null,null,null,null,null,null,null,null,null,null,null,null,null,null,10.5,2017,83.432779291451595,8]
[null,null,null,null,null,null,null,null,null,null,null,null,null,null,30,2017,80.027449218698223,8]
[null,null,null,null,null,null,null,null,null,null,null,null,null,null,21.04,2017,95.384448388929727,8]
[null,null,null,null,null,null,null,null,null,null,null,null,null,null,20,2017,112.11105719142338,8]
[null,null,null,null,null,null,null,null,null,null,null,null,null,null,11.4,2017,103.96375197208056,8]
[null,null,null,null,null,null,null,null,null,null,null,null,null,null,20,2017,70.322747356331263,8]
[null,null,null,null,null,null,null,null,null,null,null,null,null,null,6.8,2017,77.360575529765754,8]
[null,null,null,null,null,null,null,null,null,null,null,null,null,null,10,2017,119.88727714007227,8]
[null,null,null,null,null,null,null,null,null,null,null,null,null,null,20,2017,54.050145678278447,8]
[null,null,null,null,null,null,null,null,null,null,null,null,null,null,13.8,2017,87.424085392596837,8]
[null,null,null,null,null,null,null,null,null,null,null,null,null,null,20.6,2017,93.814950704619207,8]
[null,null,null,null,null,null,null,null,null,null,null,null,null,null,20,2017,78.712654736188682,8]
[null,null,null,null,null,null,null,null,null,null,null,null,null,null,20,2017,71.175219657299863,8]
[null,null,null,null,null,null,null,null,null,null,null,null,null,null,14.7,2017,103.18352144227268,8]
[null,null,null,null,null,null,null,null,null,null,null,null,null,null,16,2017,67.10506403991738,8]
[null,null,null,null,null,null,null,null,null,null,null,null,null,null,7.1,2017,86.651443766032926,8]
[null,null,null,null,null,null,null,null,null,null,null,null,null,null,19,2017,96.257064387774321,8]
[null,null,null,null,null,null,null,null,null,null,null,null,null,null,30,2017,99.416169546831554,8]
[null,null,null,null,null,null,null,null,null,null,null,null,null,null,40,2017,106.79431676749635,8]
[null,null,null,null,null,null,null,null,null,null,null,null,null,null,50,2017,103.14192612941245,8]
[null,null,null,null,null,null,null,null,null,null,null,null,null,null,8.8000000000000007,2017,82.633345586055157,8]
[null,null,null,null,null,null,null,null,null,null,null,null,null,null,20,2017,71.679718100306673,8]
[null,null,null,null,null,null,null,null,null,null,null,null,null,null,20,2017,94.049789905597947,8]
[null,null,null,null,null,null,null,null,null,null,null,null,null,null,20,2017,84.460767630084646,8]
[null,null,null,null,null,null,null,null,null,null,null,null,null,null,20,2017,77.616358683830057,8]
[null,null,null,null,null,null,null,null,null,null,null,null,null,null,20,2017,99.069211649892992,8]
[null,null,null,null,null,null,null,null,null,null,null,null,null,null,20,2017,81.207060165444759,8]
[null,null,null,null,null,null,null,null,null,null,null,null,null,null,20,2017,83.631872533458861,8]
[null,null,null,null,null,null,null,null,null,null,null,null,null,null,5.0010000000000003,2017,75.990240994446722,8]
[null,null,null,null,null,null,null,null,null,null,null,null,null,null,8.1,2017,67.984085355581541,8]
[null,null,null,null,null,null,null,null,null,null,null,null,null,null,17,2017,114.60418258804178,8]
[null,null,null,null,null,null,null,null,null,null,null,null,null,null,8.5,2017,106.74198282357111,8]
[null,null,null,null,null,null,null,null,null,null,null,null,null,null,5.8,2017,193.52482606823637,8]
[null,null,null,null,null,null,null,null,null,null,null,null,null,null,5.0010000000000003,2017,103.43736710487366,8]
[null,null,null,null,null,null,null,null,null,null,null,null,null,null,6.5,2017,161.05136693783055,8]
[null,null,null,null,null,null,null,null,null,null,null,null,null,null,9.9,2017,107.3343840942388,8]
[null,null,null,null,null,null,null,null,null,null,null,null,null,null,28.56,2017,112.51438727735319,8]
[null,null,null,null,null,null,null,null,null,null,null,null,null,null,19.57,2017,123.7074587723928,8]
[null,null,null,null,null,null,null,null,null,null,null,null,null,null,10,2017,115.66550194504153,8]
[null,null,null,null,null,null,null,null,null,null,null,null,null,null,6,2017,115.24700803638726,8]
[null,null,null,null,null,null,null,null,null,null,null,null,null,null,6.5,2017,130.59057798894062,8]
[null,null,null,null,null,null,null,null,null,null,null,null,null,null,6.5,2017,116.32809159344016,8]
[null,null,null,null,null,null,null,null,null,null,null,null,null,null,5.5,2017,117.24763166127467,8]
[null,null,null,null,null,null,null,null,null,null,null,null,null,null,7.5,2017,123.95898567845599,8]
[null,null,null,null,null,null,null,null,null,null,null,null,null,null,10,2017,121.41873258071999,8]
[null,null,null,null,null,null,null,null,null,null,null,null,null,null,10,2017,140.95969079455023,8]
[null,null,null,null,null,null,null,null,null,null,null,null,null,null,5.5,2017,125.374468028263,8]
[null,null,null,null,null,null,null,null,null,null,null,null,null,null,8.5,2017,126.06183261457912,8]
[null,null,null,null,null,null,null,null,null,null,null,null,null,null,10,2017,79.833540916640302,8]
[null,null,null,null,null,null,null,null,null,null,null,null,null,null,62.25,2017,106.72852159892723,8]
[null,null,null,null,null,null,null,null,null,null,null,null,null,null,7.11,2017,76.508068820010578,8]
[null,null,null,null,null,null,null,null,null,null,null,null,null,null,7.92,2017,96.096342919662078,8]
[null,null,null,null,null,null,null,null,null,null,null,null,null,null,50.6,2017,82.565077746801137,8]
[null,null,null,null,null,null,null,null,null,null,null,null,null,null,52,2017,94.797115249706721,8]
[null,null,null,null,null,null,null,null,null,null,null,null,null,null,52,2017,78.531142122589628,8]
[null,null,null,null,null,null,null,null,null,null,null,null,null,null,15.84,2017,81.653581954691035,8]
[null,null,null,null,null,null,null,null,null,null,null,null,null,null,19.399999999999999,2017,120.44766606525698,8]
[null,null,null,null,null,null,null,null,null,null,null,null,null,null,50,2017,95.867426573199126,8]
[null,null,null,null,null,null,null,null,null,null,null,null,null,null,50,2017,95.12196193600677,8]
[null,null,null,null,null,null,null,null,null,null,null,null,null,null,5.28,2017,86.305163690352444,8]
[null,null,null,null,null,null,null,null,null,null,null,null,null,null,35,2017,87.543362191226763,8]
[null,null,null,null,null,null,null,null,null,null,null,null,null,null,78.7,2017,84.394841861167905,8]
[null,null,null,null,null,null,null,null,null,null,null,null,null,null,71,2017,81.124408232193048,8]
[null,null,null,null,null,null,null,null,null,null,null,null,null,null,35,2017,80.632218744324433,8]
[null,null,null,null,null,null,null,null,null,null,null,null,null,null,10,2017,76.899972200401734,8]
[null,null,null,null,null,null,null,null,null,null,null,null,null,null,60,2017,90.493318480975901,8]
[null,null,null,null,null,null,null,null,null,null,null,null,null,null,20.25,2017,98.079311207128285,8]
[null,null,null,null,null,null,null,null,null,null,null,null,null,null,16.2,2017,89.192853430927116,8]
[null,null,null,null,null,null,null,null,null,null,null,null,null,null,60,2017,85.035908815859102,8]
[null,null,null,null,null,null,null,null,null,null,null,null,null,null,64.48,2017,71.862554292633206,8]
[null,null,null,null,null,null,null,null,null,null,null,null,null,null,13.5,2017,107.28801504586073,8]
[null,null,null,null,null,null,null,null,null,null,null,null,null,null,19.899999999999999,2017,47.478764283756881,8]
[null,null,null,null,null,null,null,null,null,null,null,null,null,null,10,2017,85.897027942238637,8]
[null,null,null,null,null,null,null,null,null,null,null,null,null,null,10,2017,82.373159514322865,8]
[null,null,null,null,null,null,null,null,null,null,null,null,null,null,10,2017,84.101668673422608,8]
[null,null,null,null,null,null,null,null,null,null,null,null,null,null,10,2017,84.005205645179572,8]
[null,null,null,null,null,null,null,null,null,null,null,null,null,null,10,2017,85.459751773294201,8]
[null,null,null,null,null,null,null,null,null,null,null,null,null,null,5.76,2017,83.847404048692212,8]
[null,null,null,null,null,null,null,null,null,null,null,null,null,null,13,2017,152.23678614920226,8]
[null,null,null,null,null,null,null,null,null,null,null,null,null,null,8.8000000000000007,2017,102.25353273494288,8]
[null,null,null,null,null,null,null,null,null,null,null,null,null,null,8.8000000000000007,2017,101.0815127984454,8]
[null,null,null,null,null,null,null,null,null,null,null,null,null,null,8.3000000000000007,2017,154.4623267623096,8]
[null,null,null,null,null,null,null,null,null,null,null,null,null,null,28.1,2017,70.216213642018047,8]
[null,null,null,null,null,null,null,null,null,null,null,null,null,null,10,2017,50.38426574726499,8]
[null,null,null,null,null,null,null,null,null,null,null,null,null,null,50,2017,62.050856817336104,8]
[null,null,null,null,null,null,null,null,null,null,null,null,null,null,10.638,2017,71.480959529662371,8]
[null,null,null,null,null,null,null,null,null,null,null,null,null,null,50,2017,66.76984378132201,8]
[null,null,null,null,null,null,null,null,null,null,null,null,null,null,79,2017,67.943898951749574,8]
[null,null,null,null,null,null,null,null,null,null,null,null,null,null,100,2017,70.699300733048304,8]
[null,null,null,null,null,null,null,null,null,null,null,null,null,null,6,2017,115.77143561988912,8]
[null,null,null,null,null,null,null,null,null,null,null,null,null,null,9,2017,137.45108723293299,8]
[null,null,null,null,null,null,null,null,null,null,null,null,null,null,20,2017,85.308976580949178,8]
[null,null,null,null,null,null,null,null,null,null,null,null,null,null,5.0010000000000003,2017,62.155425602475553,8]
[null,null,null,null,null,null,null,null,null,null,null,null,null,null,9.9,2017,66.968422768776819,8]
[null,null,null,null,null,null,null,null,null,null,null,null,null,null,56,2017,76.507904247788332,8]
[null,null,null,null,null,null,null,null,null,null,null,null,null,null,10,2017,70.406825614378519,8]
[null,null,null,null,null,null,null,null,null,null,null,null,null,null,10,2017,72.377247683449809,8]
[null,null,null,null,null,null,null,null,null,null,null,null,null,null,9.9,2017,85.600267493793098,8]
[null,null,null,null,null,null,null,null,null,null,null,null,null,null,8,2017,40.451657165209461,8]
[null,null,null,null,null,null,null,null,null,null,null,null,null,null,5.44,2017,59.609675700164132,8]
[null,null,null,null,null,null,null,null,null,null,null,null,null,null,20,2017,58.145075575746596,8]
[null,null,null,null,null,null,null,null,null,null,null,null,null,null,10.88,2017,39.930757487339704,8]
[null,null,null,null,null,null,null,null,null,null,null,null,null,null,20.399999999999999,2017,66.84514353074691,8]
[null,null,null,null,null,null,null,null,null,null,null,null,null,null,10.199999999999999,2017,72.503055910852879,8]
[null,null,null,null,null,null,null,null,null,null,null,null,null,null,8.16,2017,56.84057520622477,8]
[null,null,null,null,null,null,null,null,null,null,null,null,null,null,20,2017,62.068640538408587,8]
[null,null,null,null,null,null,null,null,null,null,null,null,null,null,6.8,2017,60.808091084792203,8]
[null,null,null,null,null,null,null,null,null,null,null,null,null,null,71.400000000000006,2017,74.69255955941891,8]
[null,null,null,null,null,null,null,null,null,null,null,null,null,null,8.16,2017,48.92694562480478,8]
[null,null,null,null,null,null,null,null,null,null,null,null,null,null,10,2017,75.647069110669889,8]
[null,null,null,null,null,null,null,null,null,null,null,null,null,null,10.199999999999999,2017,87.950824673729556,8]
[null,null,null,null,null,null,null,null,null,null,null,null,null,null,10.199999999999999,2017,55.690701693617228,8]
[null,null,null,null,null,null,null,null,null,null,null,null,null,null,10.88,2017,41.175020452538604,8]
[null,null,null,null,null,null,null,null,null,null,null,null,null,null,16,2017,90.006333444748051,8]
[null,null,null,null,null,null,null,null,null,null,null,null,null,null,15,2017,69.418482180012575,8]
[null,null,null,null,null,null,null,null,null,null,null,null,null,null,157.5,2017,59.067185176715,8]
[null,null,null,null,null,null,null,null,null,null,null,null,null,null,120,2017,58.458850088050163,8]
[null,null,null,null,null,null,null,null,null,null,null,null,null,null,15.4,2017,100.68624551146308,8]
[null,null,null,null,null,null,null,null,null,null,null,null,null,null,5.3,2017,111.48478946186124,8]
[null,null,null,null,null,null,null,null,null,null,null,null,null,null,102,2017,64.832747431099804,8]
[null,null,null,null,null,null,null,null,null,null,null,null,null,null,10,2017,62.4955305290583,8]
[null,null,null,null,null,null,null,null,null,null,null,null,null,null,5.28,2017,157.15033297589287,8]
[null,null,null,null,null,null,null,null,null,null,null,null,null,null,5.17,2017,87.592452305233905,8]
[null,null,null,null,null,null,null,null,null,null,null,null,null,null,110.2,2017,108.76583619740997,8]
[null,null,null,null,null,null,null,null,null,null,null,null,null,null,50,2017,75.797658077815996,8]
[null,null,null,null,null,null,null,null,null,null,null,null,null,null,50,2017,55.106515319590613,8]
[null,null,null,null,null,null,null,null,null,null,null,null,null,null,5.0010000000000003,2017,65.611372574182553,8]
[null,null,null,null,null,null,null,null,null,null,null,null,null,null,5.0010000000000003,2017,83.761402316328486,8]
[null,null,null,null,null,null,null,null,null,null,null,null,null,null,10,2017,52.0753058371874,8]
[null,null,null,null,null,null,null,null,null,null,null,null,null,null,19.8,2017,71.074027792833974,8]
[null,null,null,null,null,null,null,null,null,null,null,null,null,null,20,2017,83.037691834863097,8]
[null,null,null,null,null,null,null,null,null,null,null,null,null,null,20,2017,77.968813499572448,8]
[null,null,null,null,null,null,null,null,null,null,null,null,null,null,20,2017,75.689982099901911,8]
[null,null,null,null,null,null,null,null,null,null,null,null,null,null,100,2017,79.974641453548287,8]
[null,null,null,null,null,null,null,null,null,null,null,null,null,null,10,2017,78.597450665040824,8]
[null,null,null,null,null,null,null,null,null,null,null,null,null,null,20,2017,91.727683424729292,8]
[null,null,null,null,null,null,null,null,null,null,null,null,null,null,20,2017,97.780549436444616,8]
[null,null,null,null,null,null,null,null,null,null,null,null,null,null,17.600000000000001,2017,102.18426804684226,8]
[null,null,null,null,null,null,null,null,null,null,null,null,null,null,20,2017,103.59992842895302,8]
[null,null,null,null,null,null,null,null,null,null,null,null,null,null,15.9,2018,96.274722849848359,9]
[null,null,null,null,null,null,null,null,null,null,null,null,null,null,81,2018,43.526705751163441,9]
[null,null,null,null,null,null,null,null,null,null,null,null,null,null,46,2018,45.176960696713678,9]
[null,null,null,null,null,null,null,null,null,null,null,null,null,null,20,2018,67.746861328124098,9]
[null,null,null,null,null,null,null,null,null,null,null,null,null,null,105,2018,50.94689344059168,9]
[null,null,null,null,null,null,null,null,null,null,null,null,null,null,140,2018,84.909366397237477,9]
[null,null,null,null,null,null,null,null,null,null,null,null,null,null,100,2018,77.936994879486178,9]
[null,null,null,null,null,null,null,null,null,null,null,null,null,null,74.8,2018,66.622477724409848,9]
[null,null,null,null,null,null,null,null,null,null,null,null,null,null,200,2018,61.425530272383945,9]
[null,null,null,null,null,null,null,null,null,null,null,null,null,null,50,2018,78.727379052082441,9]
[null,null,null,null,null,null,null,null,null,null,null,null,null,null,20,2018,63.940974476563852,9]
[null,null,null,null,null,null,null,null,null,null,null,null,null,null,252.3,2018,81.822110703076774,9]
[null,null,null,null,null,null,null,null,null,null,null,null,null,null,20,2018,90.137444472744988,9]
[null,null,null,null,null,null,null,null,null,null,null,null,null,null,18.5,2018,114.01477306533202,9]
[null,null,null,null,null,null,null,null,null,null,null,null,null,null,50,2018,53.018715368910108,9]
[null,null,null,null,null,null,null,null,null,null,null,null,null,null,20,2018,92.688166117754307,9]
[null,null,null,null,null,null,null,null,null,null,null,null,null,null,20,2018,108.32489304798494,9]
[null,null,null,null,null,null,null,null,null,null,null,null,null,null,74.400000000000006,2018,62.081764032911785,9]
[null,null,null,null,null,null,null,null,null,null,null,null,null,null,7.26,2018,70.54956260408585,9]
[null,null,null,null,null,null,null,null,null,null,null,null,null,null,52,2018,54.878818452190551,9]
[null,null,null,null,null,null,null,null,null,null,null,null,null,null,74.5,2018,47.696312983563061,9]
[null,null,null,null,null,null,null,null,null,null,null,null,null,null,74.5,2018,50.710967497737293,9]
[null,null,null,null,null,null,null,null,null,null,null,null,null,null,74.5,2018,52.086624481412009,9]
[null,null,null,null,null,null,null,null,null,null,null,null,null,null,74.5,2018,49.502437121353374,9]
[null,null,null,null,null,null,null,null,null,null,null,null,null,null,74.5,2018,51.320241119076037,9]
[null,null,null,null,null,null,null,null,null,null,null,null,null,null,74.5,2018,49.322362753947608,9]
[null,null,null,null,null,null,null,null,null,null,null,null,null,null,74.5,2018,51.232795201563867,9]
[null,null,null,null,null,null,null,null,null,null,null,null,null,null,74.5,2018,50.648850868776741,9]
[null,null,null,null,null,null,null,null,null,null,null,null,null,null,74.900000000000006,2018,53.841338821727753,9]
[null,null,null,null,null,null,null,null,null,null,null,null,null,null,70.3,2018,55.795158002382216,9]
[null,null,null,null,null,null,null,null,null,null,null,null,null,null,31.16,2018,91.748631862830223,9]
[null,null,null,null,null,null,null,null,null,null,null,null,null,null,7.5,2018,66.607342078623162,9]
[null,null,null,null,null,null,null,null,null,null,null,null,null,null,12,2018,128.35351806380035,9]
[null,null,null,null,null,null,null,null,null,null,null,null,null,null,75,2018,83.490763612295993,9]
[null,null,null,null,null,null,null,null,null,null,null,null,null,null,8.1,2018,70.474248460498131,9]
[null,null,null,null,null,null,null,null,null,null,null,null,null,null,15.9,2018,73.450675775665772,9]
[null,null,null,null,null,null,null,null,null,null,null,null,null,null,6.625,2018,70.488363919383445,9]
[null,null,null,null,null,null,null,null,null,null,null,null,null,null,8.4,2018,63.577137504840024,9]
[null,null,null,null,null,null,null,null,null,null,null,null,null,null,80,2018,90.159903117071096,9]
[null,null,null,null,null,null,null,null,null,null,null,null,null,null,50.2,2018,66.928894991519968,9]
[null,null,null,null,null,null,null,null,null,null,null,null,null,null,52.1,2018,59.866314564820023,9]
[null,null,null,null,null,null,null,null,null,null,null,null,null,null,50.2,2018,66.012050108352639,9]
[null,null,null,null,null,null,null,null,null,null,null,null,null,null,50,2018,69.947392944677162,9]
[null,null,null,null,null,null,null,null,null,null,null,null,null,null,33.299999999999997,2018,67.810618372089323,9]
[null,null,null,null,null,null,null,null,null,null,null,null,null,null,74.8,2018,74.352397548352883,9]
[null,null,null,null,null,null,null,null,null,null,null,null,null,null,74.900000000000006,2018,70.594043649616552,9]
[null,null,null,null,null,null,null,null,null,null,null,null,null,null,6,2018,79.918161951683587,9]
[null,null,null,null,null,null,null,null,null,null,null,null,null,null,10,2018,142.31386820640208,9]
[null,null,null,null,null,null,null,null,null,null,null,null,null,null,10,2018,107.22436667985858,9]
[null,null,null,null,null,null,null,null,null,null,null,null,null,null,8.8000000000000007,2018,108.43099285279203,9]
[null,null,null,null,null,null,null,null,null,null,null,null,null,null,8.8000000000000007,2018,99.922672354134733,9]
[null,null,null,null,null,null,null,null,null,null,null,null,null,null,8.4,2018,117.96377394813852,9]
[null,null,null,null,null,null,null,null,null,null,null,null,null,null,7.5,2018,148.63388270662682,9]
[null,null,null,null,null,null,null,null,null,null,null,null,null,null,8,2018,68.744821921892211,9]
[null,null,null,null,null,null,null,null,null,null,null,null,null,null,10,2018,43.108500214104687,9]
[null,null,null,null,null,null,null,null,null,null,null,null,null,null,10,2018,43.990827903440582,9]
[null,null,null,null,null,null,null,null,null,null,null,null,null,null,5.0010000000000003,2018,60.631058338363182,9]
[null,null,null,null,null,null,null,null,null,null,null,null,null,null,20,2018,82.922541015204985,9]
[null,null,null,null,null,null,null,null,null,null,null,null,null,null,24.9,2018,91.393021417175447,9]
[null,null,null,null,null,null,null,null,null,null,null,null,null,null,10,2018,80.001236155797557,9]
[null,null,null,null,null,null,null,null,null,null,null,null,null,null,10,2018,63.580829817867738,9]
[null,null,null,null,null,null,null,null,null,null,null,null,null,null,10,2018,73.47576704411486,9]
[null,null,null,null,null,null,null,null,null,null,null,null,null,null,8,2018,87.631040482801851,9]
[null,null,null,null,null,null,null,null,null,null,null,null,null,null,9.9,2018,64.633843074891956,9]
[null,null,null,null,null,null,null,null,null,null,null,null,null,null,10,2018,67.862522692929744,9]
[null,null,null,null,null,null,null,null,null,null,null,null,null,null,6,2018,67.867457257805569,9]
[null,null,null,null,null,null,null,null,null,null,null,null,null,null,8,2018,57.394394379682204,9]
[null,null,null,null,null,null,null,null,null,null,null,null,null,null,10,2018,56.497402541181856,9]
[null,null,null,null,null,null,null,null,null,null,null,null,null,null,10,2018,75.630214110756071,9]
[null,null,null,null,null,null,null,null,null,null,null,null,null,null,10.199999999999999,2018,67.126459823573214,9]
[null,null,null,null,null,null,null,null,null,null,null,null,null,null,7.48,2018,98.394280470053644,9]
[null,null,null,null,null,null,null,null,null,null,null,null,null,null,39,2018,71.216838687603158,9]
[null,null,null,null,null,null,null,null,null,null,null,null,null,null,8,2018,51.780207593481521,9]
[null,null,null,null,null,null,null,null,null,null,null,null,null,null,6.1,2018,53.094691316595977,9]
[null,null,null,null,null,null,null,null,null,null,null,null,null,null,15,2018,78.605980284904092,9]
[null,null,null,null,null,null,null,null,null,null,null,null,null,null,53,2018,73.204273176709933,9]
[null,null,null,null,null,null,null,null,null,null,null,null,null,null,30,2018,51.267947406584931,9]
[null,null,null,null,null,null,null,null,null,null,null,null,null,null,10,2018,61.842363225228219,9]
[null,null,null,null,null,null,null,null,null,null,null,null,null,null,10,2018,94.996171761949796,9]
[null,null,null,null,null,null,null,null,null,null,null,null,null,null,154,2018,54.330169735214376,9]
[null,null,null,null,null,null,null,null,null,null,null,null,null,null,180,2018,41.217432562164561,9]
[null,null,null,null,null,null,null,null,null,null,null,null,null,null,10,2018,65.358235403004414,9]
[null,null,null,null,null,null,null,null,null,null,null,null,null,null,10,2018,79.116008626438486,9]
[null,null,null,null,null,null,null,null,null,null,null,null,null,null,182,2018,66.106454415011541,9]
[null,null,null,null,null,null,null,null,null,null,null,null,null,null,50,2018,53.380915392261926,9]
[null,null,null,null,null,null,null,null,null,null,null,null,null,null,10,2018,91.879369923445338,9]
[null,null,null,null,null,null,null,null,null,null,null,null,null,null,6,2018,55.345352731666317,9]
[null,null,null,null,null,null,null,null,null,null,null,null,null,null,20,2018,61.012952764435667,9]
[null,null,null,null,null,null,null,null,null,null,null,null,null,null,17,2018,82.729357473381299,9]
[null,null,null,null,null,null,null,null,null,null,null,null,null,null,15,2018,86.415299151123435,9]
[null,null,null,null,null,null,null,null,null,null,null,null,null,null,19.59,2018,92.158794200199566,9]
[null,null,null,null,null,null,null,null,null,null,null,null,null,null,19.2,2018,143.0675864413692,9]
[null,null,null,null,null,null,null,null,null,null,null,null,null,null,80,2018,50.857162975866629,9]
[null,null,null,null,null,null,null,null,null,null,null,null,null,null,5.0010000000000003,2019,47.620363072129614,10]
[null,null,null,null,null,null,null,null,null,null,null,null,null,null,5.0010000000000003,2019,47.437757441588218,10]
[null,null,null,null,null,null,null,null,null,null,null,null,null,null,28,2019,57.891662486259342,10]
[null,null,null,null,null,null,null,null,null,null,null,null,null,null,20,2019,60.943568540164904,10]
[null,null,null,null,null,null,null,null,null,null,null,null,null,null,20,2019,56.114503785431076,10]
[null,null,null,null,null,null,null,null,null,null,null,null,null,null,150,2019,83.668904535139291,10]
[null,null,null,null,null,null,null,null,null,null,null,null,null,null,30,2019,50.117972018583551,10]
[null,null,null,null,null,null,null,null,null,null,null,null,null,null,7.6,2019,94.018333749204999,10]
[null,null,null,null,null,null,null,null,null,null,null,null,null,null,150,2019,73.963758234114451,10]
[null,null,null,null,null,null,null,null,null,null,null,null,null,null,100,2019,40.527325857508529,10]
[null,null,null,null,null,null,null,null,null,null,null,null,null,null,90,2019,85.139140733294681,10]
[null,null,null,null,null,null,null,null,null,null,null,null,null,null,111.2,2019,55.466698321704236,10]
[null,null,null,null,null,null,null,null,null,null,null,null,null,null,100,2019,56.587487158950054,10]
[null,null,null,null,null,null,null,null,null,null,null,null,null,null,20,2019,50.196407893852765,10]
[null,null,null,null,null,null,null,null,null,null,null,null,null,null,200,2019,37.53515039659608,10]
[null,null,null,null,null,null,null,null,null,null,null,null,null,null,39.5,2019,40.672971385254804,10]
[null,null,null,null,null,null,null,null,null,null,null,null,null,null,8.1,2019,54.683580944916322,10]
[null,null,null,null,null,null,null,null,null,null,null,null,null,null,26.4,2019,146.95258634067812,10]
[null,null,null,null,null,null,null,null,null,null,null,null,null,null,35,2019,67.756738562816494,10]
[null,null,null,null,null,null,null,null,null,null,null,null,null,null,74.5,2019,49.202219885474676,10]
[null,null,null,null,null,null,null,null,null,null,null,null,null,null,74.5,2019,48.820935846003636,10]
[null,null,null,null,null,null,null,null,null,null,null,null,null,null,74.5,2019,55.398440443221531,10]
[null,null,null,null,null,null,null,null,null,null,null,null,null,null,74.5,2019,49.649284869210973,10]
[null,null,null,null,null,null,null,null,null,null,null,null,null,null,61.1,2019,59.357034385609985,10]
[null,null,null,null,null,null,null,null,null,null,null,null,null,null,5.0010000000000003,2019,70.018842814649986,10]
[null,null,null,null,null,null,null,null,null,null,null,null,null,null,49.6,2019,59.351288850926281,10]
[null,null,null,null,null,null,null,null,null,null,null,null,null,null,45,2019,66.814423373709076,10]
[null,null,null,null,null,null,null,null,null,null,null,null,null,null,74.5,2019,56.584698218303529,10]
[null,null,null,null,null,null,null,null,null,null,null,null,null,null,55,2019,61.972323313689806,10]
[null,null,null,null,null,null,null,null,null,null,null,null,null,null,42,2019,60.076074520245811,10]
[null,null,null,null,null,null,null,null,null,null,null,null,null,null,74.900000000000006,2019,50.092286747472976,10]
[null,null,null,null,null,null,null,null,null,null,null,null,null,null,120,2019,44.960172470663885,10]
[null,null,null,null,null,null,null,null,null,null,null,null,null,null,150,2019,44.510082903951449,10]
[null,null,null,null,null,null,null,null,null,null,null,null,null,null,102.5,2019,40.189177850501096,10]
[null,null,null,null,null,null,null,null,null,null,null,null,null,null,40,2019,37.151609521717575,10]
[null,null,null,null,null,null,null,null,null,null,null,null,null,null,7.9,2019,75.634389350300808,10]
[null,null,null,null,null,null,null,null,null,null,null,null,null,null,6.7,2019,65.208234825113522,10]
[null,null,null,null,null,null,null,null,null,null,null,null,null,null,5.3,2019,66.260217745644397,10]
[null,null,null,null,null,null,null,null,null,null,null,null,null,null,6,2019,55.480548552734433,10]
[null,null,null,null,null,null,null,null,null,null,null,null,null,null,5.0010000000000003,2019,92.646100639073339,10]
[null,null,null,null,null,null,null,null,null,null,null,null,null,null,5.0010000000000003,2019,101.29437825771049,10]
[null,null,null,null,null,null,null,null,null,null,null,null,null,null,7.6,2019,132.55165058867496,10]
[null,null,null,null,null,null,null,null,null,null,null,null,null,null,52.5,2019,37.562156242140837,10]
[null,null,null,null,null,null,null,null,null,null,null,null,null,null,70.099999999999994,2019,59.121314963897355,10]
[null,null,null,null,null,null,null,null,null,null,null,null,null,null,10,2019,59.715118207146652,10]
[null,null,null,null,null,null,null,null,null,null,null,null,null,null,20,2019,63.779085249518864,10]
[null,null,null,null,null,null,null,null,null,null,null,null,null,null,79.900000000000006,2019,67.166786663712784,10]
[null,null,null,null,null,null,null,null,null,null,null,null,null,null,20,2019,59.143659881142973,10]
[null,null,null,null,null,null,null,null,null,null,null,null,null,null,16.2,2019,69.629659879974312,10]
[null,null,null,null,null,null,null,null,null,null,null,null,null,null,80.599999999999994,2019,66.811363347377451,10]
[null,null,null,null,null,null,null,null,null,null,null,null,null,null,5.5,2019,152.29073097483334,10]
[null,null,null,null,null,null,null,null,null,null,null,null,null,null,7.6,2019,110.47156395347027,10]
[null,null,null,null,null,null,null,null,null,null,null,null,null,null,7.5,2019,124.77203125294359,10]
[null,null,null,null,null,null,null,null,null,null,null,null,null,null,50,2019,36.866509642746109,10]
[null,null,null,null,null,null,null,null,null,null,null,null,null,null,10,2019,37.062525884138147,10]
[null,null,null,null,null,null,null,null,null,null,null,null,null,null,10,2019,36.786012428049645,10]
[null,null,null,null,null,null,null,null,null,null,null,null,null,null,10,2019,38.085788511286147,10]
[null,null,null,null,null,null,null,null,null,null,null,null,null,null,10,2019,37.720075722270408,10]
[null,null,null,null,null,null,null,null,null,null,null,null,null,null,10,2019,39.827095864437027,10]
[null,null,null,null,null,null,null,null,null,null,null,null,null,null,100,2019,54.36587287371912,10]
[null,null,null,null,null,null,null,null,null,null,null,null,null,null,100,2019,54.172946537258866,10]
[null,null,null,null,null,null,null,null,null,null,null,null,null,null,200,2019,32.771544468143468,10]
[null,null,null,null,null,null,null,null,null,null,null,null,null,null,7.3,2019,41.139497899266807,10]
[null,null,null,null,null,null,null,null,null,null,null,null,null,null,10,2019,66.534665852988411,10]
[null,null,null,null,null,null,null,null,null,null,null,null,null,null,18,2019,81.956340928252359,10]
[null,null,null,null,null,null,null,null,null,null,null,null,null,null,6,2019,81.838918017075073,10]
[null,null,null,null,null,null,null,null,null,null,null,null,null,null,16,2019,83.244767656412947,10]
[null,null,null,null,null,null,null,null,null,null,null,null,null,null,20,2019,110.02684540667217,10]
[null,null,null,null,null,null,null,null,null,null,null,null,null,null,5.0010000000000003,2019,88.598067389480931,10]
[null,null,null,null,null,null,null,null,null,null,null,null,null,null,12.625,2019,60.678671723369099,10]
[null,null,null,null,null,null,null,null,null,null,null,null,null,null,6.3,2019,64.521360141065401,10]
[null,null,null,null,null,null,null,null,null,null,null,null,null,null,47.3,2019,53.746162322730136,10]
[null,null,null,null,null,null,null,null,null,null,null,null,null,null,10,2019,73.362761120752239,10]
[null,null,null,null,null,null,null,null,null,null,null,null,null,null,5.6,2019,74.977667926697308,10]
[null,null,null,null,null,null,null,null,null,null,null,null,null,null,9.9,2019,66.964411197423175,10]
[null,null,null,null,null,null,null,null,null,null,null,null,null,null,13.5,2019,60.455387050322756,10]
[null,null,null,null,null,null,null,null,null,null,null,null,null,null,13.875,2019,72.394845960030651,10]
[null,null,null,null,null,null,null,null,null,null,null,null,null,null,10,2019,73.364255682646402,10]
[null,null,null,null,null,null,null,null,null,null,null,null,null,null,24,2019,65.503765888393247,10]
[null,null,null,null,null,null,null,null,null,null,null,null,null,null,20,2019,71.447891515552385,10]
[null,null,null,null,null,null,null,null,null,null,null,null,null,null,10,2019,44.443404186989262,10]
[null,null,null,null,null,null,null,null,null,null,null,null,null,null,8.1999999999999993,2019,89.73231647333084,10]
[null,null,null,null,null,null,null,null,null,null,null,null,null,null,74.900000000000006,2019,60.145699362053001,10]
[null,null,null,null,null,null,null,null,null,null,null,null,null,null,10,2019,70.127152983807505,10]
[null,null,null,null,null,null,null,null,null,null,null,null,null,null,72.5,2019,58.727089195276903,10]
[null,null,null,null,null,null,null,null,null,null,null,null,null,null,74.900000000000006,2019,50.624278494569275,10]
[null,null,null,null,null,null,null,null,null,null,null,null,null,null,10,2019,58.765653797588136,10]
[null,null,null,null,null,null,null,null,null,null,null,null,null,null,5.0010000000000003,2019,56.161283813002129,10]
[null,null,null,null,null,null,null,null,null,null,null,null,null,null,5.0010000000000003,2019,42.036608890536563,10]
[null,null,null,null,null,null,null,null,null,null,null,null,null,null,7.5,2019,56.628281428470103,10]
[null,null,null,null,null,null,null,null,null,null,null,null,null,null,100.7,2019,62.963346450456136,10]
[null,null,null,null,null,null,null,null,null,null,null,null,null,null,10,2019,58.860919418841704,10]
[null,null,null,null,null,null,null,null,null,null,null,null,null,null,250,2019,57.881824229802149,10]
[null,null,null,null,null,null,null,null,null,null,null,null,null,null,100,2019,36.329544807924307,10]
[null,null,null,null,null,null,null,null,null,null,null,null,null,null,57.6,2019,60.923853895031868,10]
[null,null,null,null,null,null,null,null,null,null,null,null,null,null,142.4,2019,69.396156428556949,10]
[null,null,null,null,null,null,null,null,null,null,null,null,null,null,19.899999999999999,2019,67.684593355398292,10]
[null,null,null,null,null,null,null,null,null,null,null,null,null,null,5.0010000000000003,2019,96.426359358109806,10]
[null,null,null,null,null,null,null,null,null,null,null,null,null,null,5.0010000000000003,2019,92.330239197813981,10]
[null,null,null,null,null,null,null,null,null,null,null,null,null,null,100,2020,40.102213112146877,11]
[null,null,null,null,null,null,null,null,null,null,null,null,null,null,100,2020,38.863919521648342,11]
[null,null,null,null,null,null,null,null,null,null,null,null,null,null,32.5,2020,40.135969238933029,11]
[null,null,null,null,null,null,null,null,null,null,null,null,null,null,158,2020,45.352808471340701,11]
[null,null,null,null,null,null,null,null,null,null,null,null,null,null,128,2020,51.319198034937266,11]
[null,null,null,null,null,null,null,null,null,null,null,null,null,null,50,2020,73.652173625440355,11]
[null,null,null,null,null,null,null,null,null,null,null,null,null,null,30,2020,48.932245813529221,11]
[null,null,null,null,null,null,null,null,null,null,null,null,null,null,70,2020,61.201463397073098,11]
[null,null,null,null,null,null,null,null,null,null,null,null,null,null,80,2020,47.156034885102407,11]
[null,null,null,null,null,null,null,null,null,null,null,null,null,null,192,2020,32.445137530967266,11]
[null,null,null,null,null,null,null,null,null,null,null,null,null,null,40,2020,61.422311463604522,11]
[null,null,null,null,null,null,null,null,null,null,null,null,null,null,20,2020,63.205195069109557,11]
[null,null,null,null,null,null,null,null,null,null,null,null,null,null,50,2020,62.219506442834358,11]
[null,null,null,null,null,null,null,null,null,null,null,null,null,null,50,2020,71.176222856971805,11]
[null,null,null,null,null,null,null,null,null,null,null,null,null,null,125,2020,47.283000261609736,11]
[null,null,null,null,null,null,null,null,null,null,null,null,null,null,100,2020,33.454469655194615,11]
[null,null,null,null,null,null,null,null,null,null,null,null,null,null,153.5,2020,47.408167735158408,11]
[null,null,null,null,null,null,null,null,null,null,null,null,null,null,150,2020,48.616388915738149,11]
[null,null,null,null,null,null,null,null,null,null,null,null,null,null,137.4,2020,39.503961415742609,11]
[null,null,null,null,null,null,null,null,null,null,null,null,null,null,137.4,2020,31.72785607500947,11]
[null,null,null,null,null,null,null,null,null,null,null,null,null,null,8.4,2020,50.029737223665542,11]
[null,null,null,null,null,null,null,null,null,null,null,null,null,null,75,2020,38.579687229184579,11]
[null,null,null,null,null,null,null,null,null,null,null,null,null,null,13.695,2020,53.165296653362468,11]
[null,null,null,null,null,null,null,null,null,null,null,null,null,null,60,2020,47.746584188341522,11]
[null,null,null,null,null,null,null,null,null,null,null,null,null,null,6,2020,47.1029750320915,11]
[null,null,null,null,null,null,null,null,null,null,null,null,null,null,19.600000000000001,2020,81.273059425410736,11]
[null,null,null,null,null,null,null,null,null,null,null,null,null,null,74.900000000000006,2020,48.120168343852043,11]
[null,null,null,null,null,null,null,null,null,null,null,null,null,null,74.5,2020,52.147492763049215,11]
[null,null,null,null,null,null,null,null,null,null,null,null,null,null,74.5,2020,41.060904967127072,11]
[null,null,null,null,null,null,null,null,null,null,null,null,null,null,74.5,2020,42.129815160703231,11]
[null,null,null,null,null,null,null,null,null,null,null,null,null,null,74.5,2020,42.434778955129609,11]
[null,null,null,null,null,null,null,null,null,null,null,null,null,null,74.5,2020,43.33674522010066,11]
[null,null,null,null,null,null,null,null,null,null,null,null,null,null,74.5,2020,40.584350705083168,11]
[null,null,null,null,null,null,null,null,null,null,null,null,null,null,74.5,2020,56.514238647076965,11]
[null,null,null,null,null,null,null,null,null,null,null,null,null,null,74.5,2020,41.181047219102076,11]
[null,null,null,null,null,null,null,null,null,null,null,null,null,null,74.5,2020,48.980692516682417,11]
[null,null,null,null,null,null,null,null,null,null,null,null,null,null,74.5,2020,45.265732741263392,11]
[null,null,null,null,null,null,null,null,null,null,null,null,null,null,74.5,2020,46.642548098561406,11]
[null,null,null,null,null,null,null,null,null,null,null,null,null,null,74.5,2020,42.294436601267492,11]
[null,null,null,null,null,null,null,null,null,null,null,null,null,null,74.5,2020,44.607886563562531,11]
[null,null,null,null,null,null,null,null,null,null,null,null,null,null,74.5,2020,40.379059290621299,11]
[null,null,null,null,null,null,null,null,null,null,null,null,null,null,74.5,2020,45.066822481019003,11]
[null,null,null,null,null,null,null,null,null,null,null,null,null,null,74.5,2020,38.639738137288894,11]
[null,null,null,null,null,null,null,null,null,null,null,null,null,null,74.5,2020,47.387739863945662,11]
[null,null,null,null,null,null,null,null,null,null,null,null,null,null,74.5,2020,38.421505490304924,11]
[null,null,null,null,null,null,null,null,null,null,null,null,null,null,74.5,2020,70.236822274177896,11]
[null,null,null,null,null,null,null,null,null,null,null,null,null,null,74.5,2020,39.513252528872414,11]
[null,null,null,null,null,null,null,null,null,null,null,null,null,null,74.5,2020,65.457965179493712,11]
[null,null,null,null,null,null,null,null,null,null,null,null,null,null,171.4,2020,43.563691588392892,11]
[null,null,null,null,null,null,null,null,null,null,null,null,null,null,49.5,2020,56.347986444517595,11]
[null,null,null,null,null,null,null,null,null,null,null,null,null,null,25,2020,50.987408247118601,11]
[null,null,null,null,null,null,null,null,null,null,null,null,null,null,86,2020,44.524776136215884,11]
[null,null,null,null,null,null,null,null,null,null,null,null,null,null,74,2020,46.959740775658965,11]
[null,null,null,null,null,null,null,null,null,null,null,null,null,null,57.5,2020,42.658284829345085,11]
[null,null,null,null,null,null,null,null,null,null,null,null,null,null,204,2020,46.001690836425851,11]
[null,null,null,null,null,null,null,null,null,null,null,null,null,null,9.8000000000000007,2020,55.445515179400047,11]
[null,null,null,null,null,null,null,null,null,null,null,null,null,null,7.05,2020,52.329014110498328,11]
[null,null,null,null,null,null,null,null,null,null,null,null,null,null,7.1,2020,56.241794706823349,11]
[null,null,null,null,null,null,null,null,null,null,null,null,null,null,20,2020,49.308513607009111,11]
[null,null,null,null,null,null,null,null,null,null,null,null,null,null,50,2020,54.683320110573163,11]
[null,null,null,null,null,null,null,null,null,null,null,null,null,null,20,2020,68.782574604372613,11]
[null,null,null,null,null,null,null,null,null,null,null,null,null,null,5.0010000000000003,2020,89.177481669048547,11]
[null,null,null,null,null,null,null,null,null,null,null,null,null,null,5.0010000000000003,2020,111.11950263578019,11]
[null,null,null,null,null,null,null,null,null,null,null,null,null,null,6,2020,70.582373709532717,11]
[null,null,null,null,null,null,null,null,null,null,null,null,null,null,10,2020,80.298625153557481,11]
[null,null,null,null,null,null,null,null,null,null,null,null,null,null,49.4,2020,76.670613544315728,11]
[null,null,null,null,null,null,null,null,null,null,null,null,null,null,50,2020,53.402677918182782,11]
[null,null,null,null,null,null,null,null,null,null,null,null,null,null,20,2020,79.607682291841869,11]
[null,null,null,null,null,null,null,null,null,null,null,null,null,null,15,2020,71.197249217667277,11]
[null,null,null,null,null,null,null,null,null,null,null,null,null,null,20,2020,74.453158127495129,11]
[null,null,null,null,null,null,null,null,null,null,null,null,null,null,16,2020,54.436310900878553,11]
[null,null,null,null,null,null,null,null,null,null,null,null,null,null,74.900000000000006,2020,65.05253467563945,11]
[null,null,null,null,null,null,null,null,null,null,null,null,null,null,100,2020,57.800833962568099,11]
[null,null,null,null,null,null,null,null,null,null,null,null,null,null,25,2020,58.033190277710808,11]
[null,null,null,null,null,null,null,null,null,null,null,null,null,null,18,2020,138.49219343883007,11]
[null,null,null,null,null,null,null,null,null,null,null,null,null,null,9,2020,89.487940507062902,11]
[null,null,null,null,null,null,null,null,null,null,null,null,null,null,22,2020,60.276041302682721,11]
[null,null,null,null,null,null,null,null,null,null,null,null,null,null,16,2020,97.15772467770941,11]
[null,null,null,null,null,null,null,null,null,null,null,null,null,null,20,2020,76.86621624706207,11]
[null,null,null,null,null,null,null,null,null,null,null,null,null,null,8.8000000000000007,2020,94.441947128963875,11]
[null,null,null,null,null,null,null,null,null,null,null,null,null,null,9.6,2020,130.23811783021404,11]
[null,null,null,null,null,null,null,null,null,null,null,null,null,null,13,2020,100.10288856177682,11]
[null,null,null,null,null,null,null,null,null,null,null,null,null,null,8,2020,103.42978153962773,11]
[null,null,null,null,null,null,null,null,null,null,null,null,null,null,6.5,2020,93.517362125047029,11]
[null,null,null,null,null,null,null,null,null,null,null,null,null,null,55,2020,33.220605279576787,11]
[null,null,null,null,null,null,null,null,null,null,null,null,null,null,25,2020,42.870336728814145,11]
[null,null,null,null,null,null,null,null,null,null,null,null,null,null,25,2020,43.678015032992775,11]
[null,null,null,null,null,null,null,null,null,null,null,null,null,null,50,2020,34.829906030903111,11]
[null,null,null,null,null,null,null,null,null,null,null,null,null,null,54.6,2020,68.547824117144486,11]
[null,null,null,null,null,null,null,null,null,null,null,null,null,null,5.0010000000000003,2020,73.831704213955348,11]
[null,null,null,null,null,null,null,null,null,null,null,null,null,null,5.0010000000000003,2020,103.68096572257129,11]
[null,null,null,null,null,null,null,null,null,null,null,null,null,null,5.0010000000000003,2020,101.95084364804082,11]
[null,null,null,null,null,null,null,null,null,null,null,null,null,null,7,2020,88.984871495477833,11]
[null,null,null,null,null,null,null,null,null,null,null,null,null,null,5.0010000000000003,2020,46.234323655623456,11]
[null,null,null,null,null,null,null,null,null,null,null,null,null,null,5.0010000000000003,2020,49.245947493150894,11]
[null,null,null,null,null,null,null,null,null,null,null,null,null,null,10,2020,72.076528352935952,11]
[null,null,null,null,null,null,null,null,null,null,null,null,null,null,15,2020,49.403625135421926,11]
[null,null,null,null,null,null,null,null,null,null,null,null,null,null,10,2020,118.06105738303577,11]
[null,null,null,null,null,null,null,null,null,null,null,null,null,null,10,2020,109.96718998578469,11]
[null,null,null,null,null,null,null,null,null,null,null,null,null,null,10,2020,92.250841120229467,11]
[null,null,null,null,null,null,null,null,null,null,null,null,null,null,9.9,2020,81.173769076906538,11]
[null,null,null,null,null,null,null,null,null,null,null,null,null,null,10,2020,80.438115350822599,11]
[null,null,null,null,null,null,null,null,null,null,null,null,null,null,10,2020,85.974303416945475,11]
[null,null,null,null,null,null,null,null,null,null,null,null,null,null,10,2020,75.240770822823904,11]
[null,null,null,null,null,null,null,null,null,null,null,null,null,null,10,2020,71.205032598270776,11]
[null,null,null,null,null,null,null,null,null,null,null,null,null,null,10,2020,73.748609930957826,11]
[null,null,null,null,null,null,null,null,null,null,null,null,null,null,15,2020,48.468294417276439,11]
[null,null,null,null,null,null,null,null,null,null,null,null,null,null,10,2020,88.894833706884484,11]
[null,null,null,null,null,null,null,null,null,null,null,null,null,null,20,2020,54.944913525891522,11]
[null,null,null,null,null,null,null,null,null,null,null,null,null,null,20,2020,64.264654666617247,11]
[null,null,null,null,null,null,null,null,null,null,null,null,null,null,9.5,2020,115.90676674695655,11]
[null,null,null,null,null,null,null,null,null,null,null,null,null,null,7.2,2020,53.747673871814584,11]
[null,null,null,null,null,null,null,null,null,null,null,null,null,null,7.02,2020,73.153472924224459,11]
[null,null,null,null,null,null,null,null,null,null,null,null,null,null,75,2020,52.257264546023876,11]
[null,null,null,null,null,null,null,null,null,null,null,null,null,null,6,2020,57.793904688506011,11]
[null,null,null,null,null,null,null,null,null,null,null,null,null,null,75,2020,52.226323018018363,11]
[null,null,null,null,null,null,null,null,null,null,null,null,null,null,70,2020,61.93035465880596,11]
[null,null,null,null,null,null,null,null,null,null,null,null,null,null,72.099999999999994,2020,57.236457213997149,11]
[null,null,null,null,null,null,null,null,null,null,null,null,null,null,9.8000000000000007,2020,43.667023396227371,11]
[null,null,null,null,null,null,null,null,null,null,null,null,null,null,6.5,2020,57.106664043298522,11]
[null,null,null,null,null,null,null,null,null,null,null,null,null,null,12,2020,59.845404735547113,11]
[null,null,null,null,null,null,null,null,null,null,null,null,null,null,74.97,2020,58.771338887034098,11]
[null,null,null,null,null,null,null,null,null,null,null,null,null,null,10,2020,52.840389674897779,11]
[null,null,null,null,null,null,null,null,null,null,null,null,null,null,115,2020,35.554329530585768,11]
[null,null,null,null,null,null,null,null,null,null,null,null,null,null,10,2020,47.93910861477552,11]
[null,null,null,null,null,null,null,null,null,null,null,null,null,null,152.5,2020,24.172304810144585,11]
[null,null,null,null,null,null,null,null,null,null,null,null,null,null,225,2020,36.31683762332738,11]
[null,null,null,null,null,null,null,null,null,null,null,null,null,null,204.4,2020,50.778277960054943,11]
[null,null,null,null,null,null,null,null,null,null,null,null,null,null,198.5,2020,42.936322818118668,11]
[null,null,null,null,null,null,null,null,null,null,null,null,null,null,59.8,2020,45.381120387305501,11]
[null,null,null,null,null,null,null,null,null,null,null,null,null,null,240,2020,43.713294396492195,11]
[null,null,null,null,null,null,null,null,null,null,null,null,null,null,150,2020,40.244098271225155,11]
[null,null,null,null,null,null,null,null,null,null,null,null,null,null,30,2020,47.60612091628235,11]
[null,null,null,null,null,null,null,null,null,null,null,null,null,null,16.8,2020,74.972984139833557,11]
[null,null,null,null,null,null,null,null,null,null,null,null,null,null,300,2020,41.061764995933032,11]
[null,null,null,null,null,null,null,null,null,null,null,null,null,null,200,2020,66.200054877856417,11]
[null,null,null,null,null,null,null,null,null,null,null,null,null,null,59.8,2020,34.763173706787683,11]
[null,null,null,null,null,null,null,null,null,null,null,null,null,null,400,2020,31.955748746912974,11]
[null,null,null,null,null,null,null,null,null,null,null,null,null,null,120,2020,49.495482255305745,11]
[null,null,null,null,null,null,null,null,null,null,null,null,null,null,58,2020,37.366219533631813,11]
[null,null,null,null,null,null,null,null,null,null,null,null,null,null,122,2020,44.469185242106036,11]
[null,null,null,null,null,null,null,null,null,null,null,null,null,null,99,2020,40.985221274735778,11]
[null,null,null,null,null,null,null,null,null,null,null,null,null,null,32,2020,74.759686814500782,11]
[null,null,null,null,null,null,null,null,null,null,null,null,null,null,15.7,2020,80.000858891263988,11]
[null,null,null,null,null,null,null,null,null,null,null,null,null,null,19.7,2020,72.762521498728944,11]
[null,null,null,null,null,null,null,null,null,null,null,null,null,null,12,2020,84.924485694783456,11]
[null,null,null,null,null,null,null,null,null,null,null,null,null,null,14,2020,58.814492685901314,11]
[null,null,null,null,null,null,null,null,null,null,null,null,null,null,80,2020,55.488794854389219,11]
[null,null,null,null,null,null,null,null,null,null,null,null,null,null,80,2020,60.949303490953305,11]
[null,null,null,null,null,null,null,null,null,null,null,null,null,null,165,2020,68.206980750465021,11]
[null,null,null,null,null,null,null,null,null,null,null,null,null,null,25,2020,91.570908900156837,11]
[null,null,null,null,null,null,null,null,null,null,null,null,null,null,15,2020,77.896814331669205,11]
[null,null,null,null,null,null,null,null,null,null,null,null,null,null,75,2020,62.272374175010924,11]
[null,null,null,null,null,null,null,null,null,null,null,null,null,null,20,2020,64.287239431831296,11]
[null,null,null,null,null,null,null,null,null,null,null,null,null,null,97.9,2020,62.490826347406703,11]
[null,null,null,null,null,null,null,null,null,null,null,null,null,null,13.8,2020,57.258707560018209,11]
[null,null,null,null,null,null,null,null,null,null,null,null,null,null,9,2020,57.225021614770128,11]
[null,null,null,null,null,null,null,null,null,null,null,null,null,null,5.0010000000000003,2020,60.544235814542795,11]
[null,null,null,null,null,null,null,null,null,null,null,null,null,null,150,2020,79.959936878853924,11]
[null,null,null,null,null,null,null,null,null,null,null,null,null,null,9.9,2021,127.24206907930241,12]
[null,null,null,null,null,null,null,null,null,null,null,null,null,null,40,2021,86.631194445086521,12]
[null,null,null,null,null,null,null,null,null,null,null,null,null,null,9,2021,88.220601715268103,12]
[null,null,null,null,null,null,null,null,null,null,null,null,null,null,300,2021,56.541176985256484,12]
[null,null,null,null,null,null,null,null,null,null,null,null,null,null,10,2021,134.74036131930103,12]
[null,null,null,null,null,null,null,null,null,null,null,null,null,null,9,2021,140.0154714216539,12]
[null,null,null,null,null,null,null,null,null,null,null,null,null,null,7.3,2021,80.170358855467228,12]
[null,null,null,null,null,null,null,null,null,null,null,null,null,null,107,2021,61.449842122342382,12]
[null,null,null,null,null,null,null,null,null,null,null,null,null,null,80,2021,57.09318247386274,12]
[null,null,null,null,null,null,null,null,null,null,null,null,null,null,100,2021,60.937280163741292,12]
[null,null,null,null,null,null,null,null,null,null,null,null,null,null,20,2021,58.899735361796353,12]
[null,null,null,null,null,null,null,null,null,null,null,null,null,null,68,2021,57.773070805737383,12]
[null,null,null,null,null,null,null,null,null,null,null,null,null,null,80,2021,58.37518002219683,12]
[null,null,null,null,null,null,null,null,null,null,null,null,null,null,20,2021,66.75244273986003,12]
[null,null,null,null,null,null,null,null,null,null,null,null,null,null,49.4,2021,74.653406069405449,12]
[null,null,null,null,null,null,null,null,null,null,null,null,null,null,5.0999999999999996,2021,54.048233167956575,12]
[null,null,null,null,null,null,null,null,null,null,null,null,null,null,77,2021,72.524251675500537,12]
[null,null,null,null,null,null,null,null,null,null,null,null,null,null,20,2021,60.119827645168193,12]
[null,null,null,null,null,null,null,null,null,null,null,null,null,null,16.100000000000001,2021,89.075615169690167,12]
[null,null,null,null,null,null,null,null,null,null,null,null,null,null,16.7,2021,40.999524624260609,12]
[null,null,null,null,null,null,null,null,null,null,null,null,null,null,10,2021,50.770368148910912,12]
[null,null,null,null,null,null,null,null,null,null,null,null,null,null,50.4,2021,55.902279061379268,12]
[null,null,null,null,null,null,null,null,null,null,null,null,null,null,200,2021,38.079159904755812,12]
[null,null,null,null,null,null,null,null,null,null,null,null,null,null,20,2021,52.362472230718147,12]
[null,null,null,null,null,null,null,null,null,null,null,null,null,null,88.2,2021,57.84259613487032,12]
[null,null,null,null,null,null,null,null,null,null,null,null,null,null,60,2021,53.817353220922968,12]
[null,null,null,null,null,null,null,null,null,null,null,null,null,null,9.1999999999999993,2021,64.41360524668562,12]
[null,null,null,null,null,null,null,null,null,null,null,null,null,null,80,2021,49.590342491760758,12]
[null,null,null,null,null,null,null,null,null,null,null,null,null,null,80,2021,52.59196500881928,12]
[null,null,null,null,null,null,null,null,null,null,null,null,null,null,20,2021,76.195427381750946,12]
[null,null,null,null,null,null,null,null,null,null,null,null,null,null,19.899999999999999,2021,64.097569092363045,12]
[null,null,null,null,null,null,null,null,null,null,null,null,null,null,132,2021,35.272310338445322,12]
[null,null,null,null,null,null,null,null,null,null,null,null,null,null,10,2021,60.029424048194358,12]
[null,null,null,null,null,null,null,null,null,null,null,null,null,null,65,2021,49.635717175527446,12]
[null,null,null,null,null,null,null,null,null,null,null,null,null,null,22.6,2021,66.265056900789602,12]
[null,null,null,null,null,null,null,null,null,null,null,null,null,null,227,2021,48.455748450633166,12]
[null,null,null,null,null,null,null,null,null,null,null,null,null,null,7.2,2021,65.136835396468371,12]
[null,null,null,null,null,null,null,null,null,null,null,null,null,null,150,2021,38.78472939896281,12]
[null,null,null,null,null,null,null,null,null,null,null,null,null,null,15.7,2021,51.060140807528889,12]
[null,null,null,null,null,null,null,null,null,null,null,null,null,null,101,2021,37.447908019964814,12]
[null,null,null,null,null,null,null,null,null,null,null,null,null,null,180,2021,45.73330062939857,12]
[null,null,null,null,null,null,null,null,null,null,null,null,null,null,20,2021,85.313234579050558,12]
[null,null,null,null,null,null,null,null,null,null,null,null,null,null,260,2021,37.125070394985713,12]
[null,null,null,null,null,null,null,null,null,null,null,null,null,null,250,2021,36.940976766609133,12]
[null,null,null,null,null,null,null,null,null,null,null,null,null,null,50,2021,53.246791592260081,12]
[null,null,null,null,null,null,null,null,null,null,null,null,null,null,20,2021,49.433502215249483,12]
[null,null,null,null,null,null,null,null,null,null,null,null,null,null,19.899999999999999,2021,42.106181780060403,12]
[null,null,null,null,null,null,null,null,null,null,null,null,null,null,49.9,2021,58.576543166088257,12]
[null,null,null,null,null,null,null,null,null,null,null,null,null,null,80,2021,49.600022197283614,12]
[null,null,null,null,null,null,null,null,null,null,null,null,null,null,82.5,2021,41.402190584470091,12]
[null,null,null,null,null,null,null,null,null,null,null,null,null,null,22,2021,40.815591733903041,12]
[null,null,null,null,null,null,null,null,null,null,null,null,null,null,20,2021,47.108923621093801,12]
[null,null,null,null,null,null,null,null,null,null,null,null,null,null,70,2021,56.158307841740701,12]
[null,null,null,null,null,null,null,null,null,null,null,null,null,null,13,2021,51.840517004129538,12]
[null,null,null,null,null,null,null,null,null,null,null,null,null,null,200,2021,46.844325947144846,12]
[null,null,null,null,null,null,null,null,null,null,null,null,null,null,180,2021,35.137524425766991,12]
[null,null,null,null,null,null,null,null,null,null,null,null,null,null,70.099999999999994,2021,41.824441730684597,12]
[null,null,null,null,null,null,null,null,null,null,null,null,null,null,100,2021,49.77910816393441,12]
[null,null,null,null,null,null,null,null,null,null,null,null,null,null,128,2021,47.327569609479191,12]
[null,null,null,null,null,null,null,null,null,null,null,null,null,null,130,2021,36.690159721907676,12]
[null,null,null,null,null,null,null,null,null,null,null,null,null,null,250,2021,41.134403105086257,12]
[null,null,null,null,null,null,null,null,null,null,null,null,null,null,50,2021,41.84560530824379,12]
[null,null,null,null,null,null,null,null,null,null,null,null,null,null,9.9,2021,35.305945913795824,12]
[null,null,null,null,null,null,null,null,null,null,null,null,null,null,74.900000000000006,2021,42.629542926385582,12]
[null,null,null,null,null,null,null,null,null,null,null,null,null,null,150,2021,68.029277390403152,12]
[null,null,null,null,null,null,null,null,null,null,null,null,null,null,100,2021,32.765164838136265,12]
[null,null,null,null,null,null,null,null,null,null,null,null,null,null,100,2021,30.388854346912709,12]
[null,null,null,null,null,null,null,null,null,null,null,null,null,null,144,2021,40.128716775519436,12]
[null,null,null,null,null,null,null,null,null,null,null,null,null,null,202.64,2021,52.079141940980961,12]
[null,null,null,null,null,null,null,null,null,null,null,null,null,null,69.3,2021,48.802074082060798,12]
[null,null,null,null,null,null,null,null,null,null,null,null,null,null,8.6999999999999993,2021,44.869384382057312,12]
[null,null,null,null,null,null,null,null,null,null,null,null,null,null,74.5,2021,48.975480821913457,12]
[null,null,null,null,null,null,null,null,null,null,null,null,null,null,100,2021,28.2582624892787,12]
[null,null,null,null,null,null,null,null,null,null,null,null,null,null,74.5,2021,40.873219352056161,12]
[null,null,null,null,null,null,null,null,null,null,null,null,null,null,200,2021,42.989121127271012,12]
[null,null,null,null,null,null,null,null,null,null,null,null,null,null,200,2021,41.545244053958172,12]
[null,null,null,null,null,null,null,null,null,null,null,null,null,null,150,2021,41.746850566749529,12]
[null,null,null,null,null,null,null,null,null,null,null,null,null,null,13.5,2021,48.447709046174595,12]
[null,null,null,null,null,null,null,null,null,null,null,null,null,null,250,2021,32.034820051949794,12]
[null,null,null,null,null,null,null,null,null,null,null,null,null,null,110,2021,42.849418366172515,12]
[null,null,null,null,null,null,null,null,null,null,null,null,null,null,9,2021,42.892925324668759,12]
[null,null,null,null,null,null,null,null,null,null,null,null,null,null,99,2021,36.563723799189532,12]
[null,null,null,null,null,null,null,null,null,null,null,null,null,null,255,2021,37.170065353015588,12]
[null,null,null,null,null,null,null,null,null,null,null,null,null,null,74.900000000000006,2021,38.08441794107614,12]
[null,null,null,null,null,null,null,null,null,null,null,null,null,null,80,2021,33.701512974360661,12]
[null,null,null,null,null,null,null,null,null,null,null,null,null,null,99,2021,36.015794633272712,12]
[null,null,null,null,null,null,null,null,null,null,null,null,null,null,74.5,2021,43.468478379163678,12]
[null,null,null,null,null,null,null,null,null,null,null,null,null,null,420,2021,37.573487388558981,12]
[null,null,null,null,null,null,null,null,null,null,null,null,null,null,100,2021,43.629865141459483,12]
[null,null,null,null,null,null,null,null,null,null,null,null,null,null,200,2021,34.872324543376969,12]
[null,null,null,null,null,null,null,null,null,null,null,null,null,null,123.6,2021,39.862988247250726,12]
[null,null,null,null,null,null,null,null,null,null,null,null,null,null,250,2021,37.10782147664186,12]
[null,null,null,null,null,null,null,null,null,null,null,null,null,null,80,2021,36.378372264039207,12]
[null,null,null,null,null,null,null,null,null,null,null,null,null,null,127,2021,33.415792033130352,12]
[null,null,null,null,null,null,null,null,null,null,null,null,null,null,27.4,2021,34.059805602803117,12]
[null,null,null,null,null,null,null,null,null,null,null,null,null,null,60,2021,46.919489076332823,12]
[null,null,null,null,null,null,null,null,null,null,null,null,null,null,137.80000000000001,2021,30.021683351897373,12]
[null,null,null,null,null,null,null,null,null,null,null,null,null,null,16,2021,56.087199354882728,12]
[null,null,null,null,null,null,null,null,null,null,null,null,null,null,134.69999999999999,2021,33.689371597912697,12]
[null,null,null,null,null,null,null,null,null,null,null,null,null,null,160,2021,57.908349952953408,12]
[null,null,null,null,null,null,null,null,null,null,null,null,null,null,74.5,2021,37.935374401877539,12]
[null,null,null,null,null,null,null,null,null,null,null,null,null,null,240,2021,30.537318160765768,12]
[null,null,null,null,null,null,null,null,null,null,null,null,null,null,250,2021,35.768082475269793,12]
[null,null,null,null,null,null,null,null,null,null,null,null,null,null,7.8,2021,38.392322689032788,12]
[null,null,null,null,null,null,null,null,null,null,null,null,null,null,80,2021,28.728777108414036,12]
[null,null,null,null,null,null,null,null,null,null,null,null,null,null,74.5,2021,35.120576647178083,12]
[null,null,null,null,null,null,null,null,null,null,null,null,null,null,100,2021,33.435500301812155,12]
[null,null,null,null,null,null,null,null,null,null,null,null,null,null,74.5,2021,34.983475814345177,12]
[null,null,null,null,null,null,null,null,null,null,null,null,null,null,6.9,2021,53.961248679823441,12]
[null,null,null,null,null,null,null,null,null,null,null,null,null,null,9.5,2021,37.282896274944676,12]
[null,null,null,null,null,null,null,null,null,null,null,null,null,null,150,2021,29.759362465125641,12]
[null,null,null,null,null,null,null,null,null,null,null,null,null,null,213,2021,31.558046836705003,12]
[null,null,null,null,null,null,null,null,null,null,null,null,null,null,20,2021,43.979988401563631,12]
[null,null,null,null,null,null,null,null,null,null,null,null,null,null,74.5,2021,34.484501558358396,12]
[null,null,null,null,null,null,null,null,null,null,null,null,null,null,74.5,2021,31.952091198758943,12]
[null,null,null,null,null,null,null,null,null,null,null,null,null,null,74.5,2021,31.089844111851445,12]
[null,null,null,null,null,null,null,null,null,null,null,null,null,null,74.5,2021,33.248035778285768,12]
[null,null,null,null,null,null,null,null,null,null,null,null,null,null,74.5,2021,34.087322352602733,12]
[null,null,null,null,null,null,null,null,null,null,null,null,null,null,74.5,2021,36.856857436058732,12]
[null,null,null,null,null,null,null,null,null,null,null,null,null,null,100,2021,21.329767806499156,12]
[null,null,null,null,null,null,null,null,null,null,null,null,null,null,20,2021,26.736676314659075,12]
[null,null,null,null,null,null,null,null,null,null,null,null,null,null,46.2,2021,26.021457850943158,12]
[null,null,null,null,null,null,null,null,null,null,null,null,null,null,71.400000000000006,2021,24.502520767585992,12]
[null,null,null,null,null,null,null,null,null,null,null,null,null,null,250,2022,26.333106627106485,13]
[null,null,null,null,null,null,null,null,null,null,null,null,null,null,51,2022,31.453312901645386,13]
[null,null,null,null,null,null,null,null,null,null,null,null,null,null,203,2022,28.478581768814426,13]
[null,null,null,null,null,null,null,null,null,null,null,null,null,null,200,2022,29.038378578436067,13]
[null,null,null,null,null,null,null,null,null,null,null,null,null,null,250,2022,29.5449597218531,13]
[null,null,null,null,null,null,null,null,null,null,null,null,null,null,57.6,2022,34.725731294570039,13]
[null,null,null,null,null,null,null,null,null,null,null,null,null,null,165,2022,31.920753547842814,13]
[null,null,null,null,null,null,null,null,null,null,null,null,null,null,20,2022,33.732453655917134,13]
[null,null,null,null,null,null,null,null,null,null,null,null,null,null,7.8,2022,27.977021962333602,13]
[null,null,null,null,null,null,null,null,null,null,null,null,null,null,6.8,2022,34.715489600795458,13]
[null,null,null,null,null,null,null,null,null,null,null,null,null,null,79,2022,39.574491635544312,13]
[null,null,null,null,null,null,null,null,null,null,null,null,null,null,74.5,2022,35.378792115127467,13]
[null,null,null,null,null,null,null,null,null,null,null,null,null,null,100,2022,34.902776544959096,13]
[null,null,null,null,null,null,null,null,null,null,null,null,null,null,20,2022,42.070102681320051,13]
[null,null,null,null,null,null,null,null,null,null,null,null,null,null,20,2022,41.97811854918092,13]
[null,null,null,null,null,null,null,null,null,null,null,null,null,null,74.5,2022,35.934367854509482,13]
[null,null,null,null,null,null,null,null,null,null,null,null,null,null,74.5,2022,35.384252211945572,13]
[null,null,null,null,null,null,null,null,null,null,null,null,null,null,100,2022,30.051930053106975,13]
[null,null,null,null,null,null,null,null,null,null,null,null,null,null,74.5,2022,36.573888209038586,13]
[null,null,null,null,null,null,null,null,null,null,null,null,null,null,74.5,2022,36.763681996784221,13]
[null,null,null,null,null,null,null,null,null,null,null,null,null,null,74.5,2022,36.85473623866659,13]
[null,null,null,null,null,null,null,null,null,null,null,null,null,null,200,2022,32.163123462753987,13]
[null,null,null,null,null,null,null,null,null,null,null,null,null,null,250,2022,35.33413982480878,13]
[null,null,null,null,null,null,null,null,null,null,null,null,null,null,250,2022,35.33413982480878,13]
[null,null,null,null,null,null,null,null,null,null,null,null,null,null,20,2022,42.929329889901538,13]
[null,null,null,null,null,null,null,null,null,null,null,null,null,null,61.2,2022,38.389848834567886,13]
[null,null,null,null,null,null,null,null,null,null,null,null,null,null,110.9,2022,35.943089835219808,13]
[null,null,null,null,null,null,null,null,null,null,null,null,null,null,74.5,2022,39.402780699053665,13]
[null,null,null,null,null,null,null,null,null,null,null,null,null,null,6.7,2022,43.913042215894812,13]
[null,null,null,null,null,null,null,null,null,null,null,null,null,null,20,2022,33.419383144704057,13]
[null,null,null,null,null,null,null,null,null,null,null,null,null,null,8.1999999999999993,2022,41.117290234291183,13]
[null,null,null,null,null,null,null,null,null,null,null,null,null,null,74.5,2022,40.430339508817504,13]
[null,null,null,null,null,null,null,null,null,null,null,null,null,null,57,2022,44.218195483385074,13]
[null,null,null,null,null,null,null,null,null,null,null,null,null,null,79.599999999999994,2022,47.7899572525316,13]
[null,null,null,null,null,null,null,null,null,null,null,null,null,null,7,2022,53.720536231467406,13]
[null,null,null,null,null,null,null,null,null,null,null,null,null,null,45.8,2022,42.051699932265457,13]
[null,null,null,null,null,null,null,null,null,null,null,null,null,null,149,2022,49.248131445431177,13]
[null,null,null,null,null,null,null,null,null,null,null,null,null,null,55,2022,43.206727603655132,13]
[null,null,null,null,null,null,null,null,null,null,null,null,null,null,54.6,2022,43.482139290432414,13]
[null,null,null,null,null,null,null,null,null,null,null,null,null,null,7.5,2022,49.384589085231553,13]
[null,null,null,null,null,null,null,null,null,null,null,null,null,null,6.8,2022,49.807928240775368,13]
[null,null,null,null,null,null,null,null,null,null,null,null,null,null,74.900000000000006,2022,47.288522743490518,13]
[null,null,null,null,null,null,null,null,null,null,null,null,null,null,24,2022,53.076118333404828,13]
[null,null,null,null,null,null,null,null,null,null,null,null,null,null,120,2022,53.642984256237327,13]
[null,null,null,null,null,null,null,null,null,null,null,null,null,null,100,2022,53.975882893319742,13]
[null,null,null,null,null,null,null,null,null,null,null,null,null,null,150,2022,55.757239757725458,13]
[null,null,null,null,null,null,null,null,null,null,null,null,null,null,20,2022,56.287947139639286,13]
[null,null,null,null,null,null,null,null,null,null,null,null,null,null,150,2022,56.663446421113441,13]
[null,null,null,null,null,null,null,null,null,null,null,null,null,null,50,2022,56.425045653415808,13]
[null,null,null,null,null,null,null,null,null,null,null,null,null,null,250,2022,45.41465407919641,13]
[null,null,null,null,null,null,null,null,null,null,null,null,null,null,50,2022,57.795644857645158,13]
[null,null,null,null,null,null,null,null,null,null,null,null,null,null,7,2022,59.614095652178761,13]
[null,null,null,null,null,null,null,null,null,null,null,null,null,null,5.0010000000000003,2022,64.353237937480046,13]
[null,null,null,null,null,null,null,null,null,null,null,null,null,null,5.7,2022,60.896330903341848,13]
[null,null,null,null,null,null,null,null,null,null,null,null,null,null,59.6,2022,63.571283954797941,13]
[null,null,null,null,null,null,null,null,null,null,null,null,null,null,10,2022,69.061586063443855,13]
[null,null,null,null,null,null,null,null,null,null,null,null,null,null,10.8,2022,59.48538846329911,13]
[null,null,null,null,null,null,null,null,null,null,null,null,null,null,6.5,2022,73.795717609460837,13]
[null,null,null,null,null,null,null,null,null,null,null,null,null,null,12.5,2022,53.345255127278236,13]

{"sheet":"LCOE vs. PPA Price","index":34,"n_rows":43,"n_cols":18,"rows_kept":43,"cut":false,"hidden":false,"merged":[]}
["Average levelized cost of energy versus average levelized PPA price, by commercial operation date"]
[]
[]
[]
[]
[]
[]
[]
[]
[]
[]
[]
[]
[]
[]
[]
[]
[]
[]
[]
[]
["Source: Berkeley Lab",null,null,null,null,null,null,null,"Source: Berkeley Lab",null,null,null,null,null,null,null,null,"Source: Berkeley Lab"]
[]
[]
[null,null,null,"No ITC","No ITC","No ITC","30% ITC","30% ITC","30% ITC"]
["LCOE","LCOE",null,"Median","Cap-Wgtd Avg","Gen-Wgtd Avg","Median","Cap-Wgtd Avg","Gen-Wgtd Avg",null,"Median","Cap-Wgtd Avg","Gen-Wgtd Avg"]
["Sample","Sample",null,"LCOE","LCOE","LCOE","LCOE","LCOE","LCOE",null,"PPA Price","PPA Price","PPA Price"]
["Capacity","Plants","Plant","by COD","by COD","by COD","by COD","by COD","by COD",null,"by COD","by COD","by COD"]
["(MW-AC)","(#)","COD","(2022 $/MWh)","(2022 $/MWh)","(2022 $/MWh)","(2022 $/MWh)","(2022 $/MWh)","(2022 $/MWh)",null,"(2022 $/MWh)","(2022 $/MWh)","(2022 $/MWh)"]
[175.07,10,2010,319.88689794915638,254.7717783991688,243.28343398120433,211.46092130261394,169.29333049213628,161.84262831496289,null,213.41393043670851,184.71406038238223,180.80023941412725]
[422.75,28,{"$f":"C30+1","v":2011},225.94113668451112,233.2635281065194,225.77540211411443,151.62925563173718,155.5877222412991,150.60753032819525,null,189.04224521908935,198.78453959186777,191.30393858826443]
[893.88400000000001,39,{"$f":"C31+1","v":2012},194.27680445688065,172.7456797911893,164.43366773382471,129.3688706097445,116.55212111520439,111.07482805022744,null,144.2231206444506,151.03216775644077,149.15506987612935]
[1343.789,38,2013,153.81089775977915,161.04270391292886,151.71784466209979,102.48298450712691,108.09866225535767,101.84733287128211,null,139.66242075636242,137.80335838261453,138.2845240246105]
[3165.7835000000005,63,2014,132.21016376831994,147.40045785497804,145.26002114214927,89.960314149696174,99.079520709508046,97.576511482957102,null,108.34380196700363,140.16872317958794,139.42253274593]
[2839.6820000000002,85,2015,109.27545818150826,111.78021483972056,109.34406258792184,75.446731253505163,76.398406643036111,74.586874837648637,null,88.024684149958574,103.05443711502049,103.51630658867613]
[7377.193999999994,145,2016,86.689531542009846,86.009370792434325,82.484646983776912,60.566102429266373,59.637070853445735,57.217295213721734,null,59.338836266836473,63.869659601342008,63.905874244234447]
[3995.8230000000008,160,2017,83.804403182510356,82.515740509985676,80.418651057823823,58.61969679169043,57.570016796264333,56.084627213855327,null,52.446745948111499,52.554135887103847,51.967378188958854]
[3929.4160000000006,93,2018,67.862522692929744,65.772088794954414,65.142027344016086,50.156673183963342,48.364555458248972,47.835330975814308,null,50.184139063486363,49.499462648186622,47.778352254963423]
[4400.8100000000013,99,2019,59.715118207146652,56.907919203698718,55.642154005232797,44.179148808909638,41.887683169363797,40.956032522248854,null,38.935671876334965,39.084634025075438,38.091212947421269]
[9480.9430000000048,159,2020,54.944913525891522,49.459164506710906,47.845113058159967,40.532731891317219,36.500465422921401,35.327288800741456,null,28.526009117115095,30.490437098217651,30.137826594710759]
[11203.239999999998,123,2021,42.892925324668759,42.338787810421387,41.311348628667623,32.044088102870887,31.3574703403279,30.584070897078615,null,24.470778272851501,24.916367460106905,24.409140381687173]
[4621.5010000000002,59,2022,42.051699932265457,39.390566436764765,38.788120950915207,31.600947479896114,29.342271684241137,28.922258362656692,null,22.094557358551398,22.265237003089563,21.657558570126536]
["TBD","TBD",2023,null,null,null,null,null,null,null,24.208814286635786,22.665356066842012,21.645372240411675]

{"sheet":"PV & Wind PPAs vs. Gas","index":35,"n_rows":438,"n_cols":12,"rows_kept":438,"cut":false,"hidden":false,"merged":[]}
["Levelized PV and wind PPA prices and levelized gas price projections",null,null,null,null,null,null,null,null,null,"Levelized PV and wind PPA prices"]
[]
[]
[]
[]
[]
[]
[]
[]
[]
[]
[]
[]
[]
[]
[]
[]
[]
[]
[]
[]
["Sources: Berkeley Lab, FERC, Energy Information Administration"]
["Note: Smallest bubble sizes reflect smallest-volume PPAs (<5 MW), whereas largest reflect largest-volume PPAs (>500 MW)"]
[]
[null,"Levelized Gas","Solar","Wind",null,"Wind","Wind","Wind",null,"Solar","Solar","Solar"]
[null,"Price Projection","Average","Average",null,"PPA","Project","Project",null,"PPA","Project","Project"]
[null,"2022 $/MWh","2022 $/MWh","2022 $/MWh",null,"Date","2022 $/MWh","Capacity",null,"Date","2022 $/MWh","Capacity"]
[2009,64.435860178709007,176.25878317475832,79.569798948117722,null,"2009-01-28",59.609025805211623,50.4,null,"2009-02-23",143.36888252492218,30]
[2010,63.543204130367918,144.20876879923733,69.493290919386226,null,"2009-01-30",66.982305915291278,98.9,null,"2009-03-01",170.03291525504525,30]
[2011,51.494689222854177,116.87385148777319,50.539161320513841,null,"2009-02-02",57.078823204884905,99,null,"2009-03-05",161.83604522900268,19]
[2012,49.783419405958035,90.736930134845323,43.021036581954277,null,"2009-02-05",100.33978237810106,150,null,"2009-05-01",221.76392102478758,12.6]
[2013,48.316862067650689,71.5347971442621,30.313683755132431,null,"2009-02-05",103.34442804933511,51,null,"2009-05-08",156.01652489580917,230]
[2014,51.596027480651173,58.122964407422501,27.832519514303332,null,"2009-02-05",103.36619940963874,49.5,null,"2009-06-01",138.26131450627759,20]
[2015,52.72942410117107,47.586650736583422,32.542531681481314,null,"2009-02-19",101.12109608877545,49.5,null,"2009-06-01",244.63038660428137,10.08]
[2016,44.519303010260927,38.569517727120591,26.555694677009441,null,"2009-03-17",125.4735104832239,8,null,"2009-06-01",213.41393043670851,14]
[2017,42.678036690643388,34.478147967716964,20.437252785422331,null,"2009-03-17",129.00031657762418,24.75,null,"2009-06-22",183.2741009151639,48]
[2018,38.59283989818104,26.026490735301611,18.507960005969259,null,"2009-03-24",96.253135250426837,63,null,"2009-08-17",154.40196529889906,250]
[2019,34.310893437836427,21.784792272338212,25.815875742407499,null,"2009-03-31",65.796650613926644,30,null,"2009-09-08",221.34730305678042,250]
[2020,28.737222644256907,23.004683117773777,28.454170191052132,null,"2009-03-31",65.795925026270368,12,null,"2009-11-20",128.78568406045051,21]
[2021,29.734770385802246,23.960369076235462,24.019000547120527,null,"2009-04-01",55.039869963411356,49.5,null,"2009-12-23",141.77179692908382,50]
[2022,29.546950420369836,25.49260516566169,null,null,"2009-04-01",88.09974018826172,96.6,null,"2009-12-24",271.93453660806165,6]
[2023,27.222554138001406,null,null,null,"2009-04-10",114.0011745294924,124.5,null,"2009-12-24",271.93453660806165,19]
[null,null,null,null,null,"2009-04-29",74.830401330212666,70,null,"2009-12-24",271.93453660806165,20]
[null,null,null,null,null,"2009-04-30",69.477952597900384,22.5,null,"2010-01-26",175.43119537617974,50]
[null,null,null,null,null,"2009-06-10",84.626353151851262,102.3,null,"2010-01-26",175.43119537617972,20]
[null,null,null,null,null,"2009-06-22",78.311919816033864,205.5,null,"2010-01-26",179.03860528589612,20]
[null,null,null,null,null,"2009-06-30",80.215053584417618,70,null,"2010-02-02",147.66409840511398,50]
[null,null,null,null,null,"2009-06-30",72.149793824269111,51,null,"2010-02-24",151.35301222219812,300]
[null,null,null,null,null,"2009-07-09",93.206115734304717,21,null,"2010-03-06",144.26490495565002,40]
[null,null,null,null,null,"2009-07-09",93.206115537477416,21,null,"2010-04-19",112.53996570452863,29]
[null,null,null,null,null,"2009-07-09",93.206115264790029,22.5,null,"2010-04-21",150.98345601746777,66]
[null,null,null,null,null,"2009-07-30",59.610848626389163,69,null,"2010-04-29",141.46199213136791,25]
[null,null,null,null,null,"2009-08-01",70.100708162255302,100,null,"2010-05-10",142.61966565255162,125]
[null,null,null,null,null,"2009-08-05",80.072128802675721,18.899999999999999,null,"2010-05-20",170.53800809365998,25.8]
[null,null,null,null,null,"2009-08-05",79.996624349190625,16.8,null,"2010-06-01",141.46199213136796,20]
[null,null,null,null,null,"2009-08-17",114.54521357969536,90,null,"2010-06-01",341.44670799560487,32]
[null,null,null,null,null,"2009-08-26",73.39021122061375,200.2,null,"2010-06-24",138.57574707239658,23]
[null,null,null,null,null,"2009-09-08",60.865318220989494,36,null,"2010-06-30",107.30482434444413,12]
[null,null,null,null,null,"2009-09-25",51.682390089682897,151.80000000000001,null,"2010-06-30",107.28939412908824,10]
[null,null,null,null,null,"2009-09-25",52.591092715698721,129.6,null,"2010-07-26",142.70706163513836,20]
[null,null,null,null,null,"2009-10-01",73.363374808800813,150,null,"2010-07-29",168.93293856178545,150]
[null,null,null,null,null,"2009-10-05",53.400815846473577,99,null,"2010-07-29",138.03621438469074,45]
[null,null,null,null,null,"2009-10-09",86.770238280008968,5,null,"2010-08-10",142.50552958940239,30]
[null,null,null,null,null,"2009-11-02",76.490746339213842,60,null,"2010-08-10",208.05157518313342,5.5]
[null,null,null,null,null,"2009-11-16",73.328005728923671,50,null,"2010-08-24",120.81968807032149,23]
[null,null,null,null,null,"2009-11-24",84.561889518186078,209.4,null,"2010-09-20",137.58663178009448,62.5]
[null,null,null,null,null,"2009-11-24",72.410716140442361,150,null,"2010-11-10",139.65333720754586,130]
[null,null,null,null,null,"2009-11-30",123.72447866946391,150,null,"2010-11-15",85.326913367305082,14]
[null,null,null,null,null,"2009-11-30",123.70906894272601,150,null,"2010-11-15",82.666479626973455,20]
[null,null,null,null,null,"2009-11-30",123.70119841305983,150,null,"2010-12-01",148.12708748743785,9]
[null,null,null,null,null,"2009-11-30",123.70175853531582,102,null,"2010-12-01",156.40121200058223,7.65]
[null,null,null,null,null,"2009-11-30",123.70719542104047,168,null,"2010-12-21",141.79238402519837,60]
[null,null,null,null,null,"2009-12-02",108.02427128197256,50,null,"2010-12-30",120.64225950101365,309]
[null,null,null,null,null,"2009-12-09",134.27420850326521,10.25,null,"2010-12-30",159.00147664446661,20]
[null,null,null,null,null,"2009-12-17",137.13260944159802,120,null,"2011-01-05",120.88595580488092,270]
[null,null,null,null,null,"2009-12-28",79.613523382706632,70,null,"2011-01-07",136.26881260302756,110]
[null,null,null,null,null,"2010-01-28",112.05407964482841,151.80000000000001,null,"2011-01-25",143.89315705464023,26]
[null,null,null,null,null,"2010-02-05",57.853365320896003,81,null,"2011-02-07",126.74197528628306,250]
[null,null,null,null,null,"2010-02-12",79.378082861211738,198,null,"2011-02-11",121.10631793024291,30]
[null,null,null,null,null,"2010-03-05",118.96350475047534,65.099999999999994,null,"2011-02-11",124.20859143826463,20]
[null,null,null,null,null,"2010-03-29",63.289327704900515,250.2,null,"2011-03-08",99.812519796492566,150]
[null,null,null,null,null,"2010-04-01",64.842456686635003,40.5,null,"2011-06-03",117.86925570042089,127]
[null,null,null,null,null,"2010-04-16",45.643694033253318,102.4,null,"2011-06-03",126.89010148884951,110]
[null,null,null,null,null,"2010-04-19",94.195767401667709,50.4,null,"2011-06-21",113.69776053369377,150]
[null,null,null,null,null,"2010-04-23",53.766273853803916,51,null,"2011-07-08",132.05882359781342,23]
[null,null,null,null,null,"2010-04-29",122.69837252587402,143.5,null,"2011-07-14",106.67137973445548,20]
[null,null,null,null,null,"2010-05-04",85.739232186380519,32.5,null,"2011-07-21",125.63472477332293,150]
[null,null,null,null,null,"2010-05-04",88.929216375218843,20,null,"2011-09-29",90.543891702749136,250]
[null,null,null,null,null,"2010-05-19",63.555522183687351,250.8,null,"2011-10-01",146.98424915753321,9]
[null,null,null,null,null,"2010-06-01",56.439181079063317,36,null,"2011-12-01",241.00931992751572,20]
[null,null,null,null,null,"2010-06-02",125.20418585154565,102,null,"2011-12-08",114.7416855843792,19]
[null,null,null,null,null,"2010-06-03",52.750928950335656,100,null,"2011-12-20",89.646188074226359,20]
[null,null,null,null,null,"2010-06-03",105.6964964313473,36.799999999999997,null,"2011-12-20",88.024684149958574,20]
[null,null,null,null,null,"2010-06-03",98.19830445772061,90,null,"2011-12-20",121.17494248875323,30]
[null,null,null,null,null,"2010-06-04",71.764070198758617,30,null,"2012-01-01",90.755977946423187,15]
[null,null,null,null,null,"2010-06-09",125.97829747986498,150,null,"2012-01-01",81.424501752581762,15]
[null,null,null,null,null,"2010-06-09",128.1688418776701,168,null,"2012-02-03",93.74935354839711,200]
[null,null,null,null,null,"2010-06-09",125.97829747986498,150,null,"2012-02-27",85.416866638688688,20]
[null,null,null,null,null,"2010-06-09",128.1688418776701,132,null,"2012-07-03",96.469328073331241,20]
[null,null,null,null,null,"2010-06-21",96.749991032717901,81.599999999999994,null,"2012-07-03",102.45098867153942,20]
[null,null,null,null,null,"2010-06-30",60.329804769061596,114,null,"2012-08-03",98.488906157200276,20]
[null,null,null,null,null,"2010-07-07",40.769684101996681,78.2,null,"2012-08-13",99.98524709504315,20]
[null,null,null,null,null,"2010-07-09",60.285546903878931,42.5,null,"2012-08-16",97.823433672328562,102]
[null,null,null,null,null,"2010-07-15",48.536289833247714,99.2,null,"2012-08-29",94.114811069480197,20]
[null,null,null,null,null,"2010-07-21",86.282708178089422,99.2,null,"2012-08-31",97.168388621358446,250]
[null,null,null,null,null,"2010-07-22",121.97145807399582,102.5,null,"2012-09-17",92.357614293370148,20]
[null,null,null,null,null,"2010-08-10",97.212229263624323,110.4,null,"2012-09-17",110.01622419955176,20.8]
[null,null,null,null,null,"2010-08-16",60.362016971530394,199.8,null,"2012-10-17",94.606747486849457,10]
[null,null,null,null,null,"2010-08-20",137.07644237980765,49,null,"2012-10-25",59.267023006705834,50]
[null,null,null,null,null,"2010-09-01",74.530409535734904,79.2,null,"2012-11-01",75.205819193057408,20]
[null,null,null,null,null,"2010-09-08",87.936841003585386,55.2,null,"2012-11-15",85.95363073665844,20]
[null,null,null,null,null,"2010-09-17",37.638269897240527,148.80000000000001,null,"2012-12-12",83.74292592436872,250]
[null,null,null,null,null,"2010-09-22",46.897404117892059,80,null,"2012-12-13",90.098997123262023,20]
[null,null,null,null,null,"2010-10-11",119.40478499293292,49.8,null,"2013-02-04",107.06846962698376,28.8]
[null,null,null,null,null,"2010-10-18",118.55200199772176,31.68,null,"2013-02-28",84.904707696267423,45]
[null,null,null,null,null,"2010-11-05",42.741285767365987,161,null,"2013-03-22",95.649518304813853,20]
[null,null,null,null,null,"2010-11-12",70.024111342377481,99,null,"2013-03-22",94.180305538414601,20]
[null,null,null,null,null,"2010-12-06",36.659685218174879,201,null,"2013-03-25",80.369538590296017,20]
[null,null,null,null,null,"2010-12-09",30.818567978569718,167.89999999999998,null,"2013-04-10",92.294311954408911,20]
[null,null,null,null,null,"2010-12-17",111.30297608436967,78.2,null,"2013-04-16",67.668348014530224,20]
[null,null,null,null,null,"2010-12-17",60.040795114241767,50,null,"2013-06-01",60.944154142617847,20]
[null,null,null,null,null,"2010-12-17",104.35281135372385,78.2,null,"2013-06-03",69.237324673705757,48]
[null,null,null,null,null,"2010-12-17",56.047730476438318,38.46,null,"2013-06-03",70.165363550323292,40]
[null,null,null,null,null,"2010-12-22",47.797778150152617,27.3,null,"2013-07-03",59.338836266836473,50]
[null,null,null,null,null,"2010-12-23",72.877892195644122,28.5,null,"2013-07-10",60.741006962142436,40]
[null,null,null,null,null,"2010-12-23",60.085284496632092,48,null,"2013-07-10",65.157250015955313,20]
[null,null,null,null,null,"2010-12-23",78.919482844579264,34.200000000000003,null,"2013-07-17",89.059917879894186,20]
[null,null,null,null,null,"2011-02-01",110.02599387995288,257.60000000000002,null,"2013-07-17",89.059917879894144,12]
[null,null,null,null,null,"2011-03-10",69.521051234925295,100,null,"2013-09-06",69.942689165212414,15]
[null,null,null,null,null,"2011-04-06",105.67824968388939,155.1,null,"2013-09-19",103.56471374667741,20]
[null,null,null,null,null,"2011-04-20",35.870554264980719,100.8,null,"2013-09-27",66.765548261986837,20]
[null,null,null,null,null,"2011-05-05",68.006372578643294,165.6,null,"2013-10-09",69.590671362744146,20]
[null,null,null,null,null,"2011-05-06",33.478795656790119,131.1,null,"2013-10-22",67.00921814615468,20]
[null,null,null,null,null,"2011-05-13",73.949704036897543,214.4,null,"2013-12-01",85.257794245409158,7.3140000000000001]
[null,null,null,null,null,"2011-05-16",31.982730405793014,150.36000000000001,null,"2013-12-06",69.87705635808237,20]
[null,null,null,null,null,"2011-05-16",22.734054021223756,108,null,"2013-12-19",57.700419436451874,150]
[null,null,null,null,null,"2011-05-20",56.29250687127189,115,null,"2014-01-30",72.34787327852986,7]
[null,null,null,null,null,"2011-06-07",39.427665588950575,202,null,"2014-02-20",51.094913297526027,10.416]
[null,null,null,null,null,"2011-06-21",50.561661500590667,40,null,"2014-03-17",66.28714692857622,20]
[null,null,null,null,null,"2011-06-27",35.501021518838883,200,null,"2014-03-26",61.954318761830145,26.66]
[null,null,null,null,null,"2011-06-28",64.828441646193411,104.4,null,"2014-04-01",68.522732529518848,10.3]
[null,null,null,null,null,"2011-06-29",82.907747004797329,20,null,"2014-05-01",45.563031023747001,157.5]
[null,null,null,null,null,"2011-07-06",43.182992650417802,199.92,null,"2014-05-27",65.431427866567319,30]
[null,null,null,null,null,"2011-07-15",87.535309735008127,162,null,"2014-06-01",68.4311494879572,20]
[null,null,null,null,null,"2011-07-28",90.002868582462668,102.5,null,"2014-06-12",59.676593847649485,30]
[null,null,null,null,null,"2011-08-03",62.767209841992148,120,null,"2014-07-18",58.417567474057513,93.6]
[null,null,null,null,null,"2011-08-08",49.25510641348172,42,null,"2014-07-23",59.801478218667924,75]
[null,null,null,null,null,"2011-08-15",35.81655553603332,200,null,"2014-07-24",59.338836266836473,56]
[null,null,null,null,null,"2011-08-17",44.860999208030009,50,null,"2014-07-24",59.923365360430054,56]
[null,null,null,null,null,"2011-08-17",44.860999208030009,37.5,null,"2014-07-31",46.930812546547415,200]
[null,null,null,null,null,"2011-08-30",28.18761176543553,100.8,null,"2014-08-19",62.654212219562595,105]
[null,null,null,null,null,"2011-09-07",29.960253115731536,104,null,"2014-08-25",63.602198479421361,60]
[null,null,null,null,null,"2011-09-12",38.529638634799305,92.34,null,"2014-09-03",52.153991412523574,60]
[null,null,null,null,null,"2011-09-12",43.314365001212281,201.6,null,"2014-09-04",48.636508879899885,52]
[null,null,null,null,null,"2011-09-13",75.593786545942535,100.65,null,"2014-09-04",58.152535647524708,120]
[null,null,null,null,null,"2011-10-01",39.818931118459126,48,null,"2014-10-03",62.380281355222401,30]
[null,null,null,null,null,"2011-11-03",29.626592891285345,98.9,null,"2014-10-08",54.199208627953233,101.3]
[null,null,null,null,null,"2011-11-03",31.314809373322152,100.8,null,"2014-10-08",54.985595954965106,51]
[null,null,null,null,null,"2011-11-08",32.148547545113829,59.8,null,"2014-10-08",54.927327343711738,76.5]
[null,null,null,null,null,"2011-11-16",57.574847901410088,39.9,null,"2014-10-08",58.968779885974001,30]
[null,null,null,null,null,"2011-11-16",85.399753810669921,49.5,null,"2014-10-08",61.970515206884087,80]
[null,null,null,null,null,"2011-11-28",82.205807861022819,20.65,null,"2014-10-08",59.231880078512106,103]
[null,null,null,null,null,"2011-12-09",39.976229386531621,75,null,"2014-10-20",59.290087410812383,40]
[null,null,null,null,null,"2011-12-13",33.007798163985854,79.599999999999994,null,"2014-10-21",64.325382881391519,11.4]
[null,null,null,null,null,"2011-12-13",32.138980067385155,201.25,null,"2014-10-21",67.023238540072228,20]
[null,null,null,null,null,"2011-12-15",32.798040103243551,49.2,null,"2014-10-22",58.646559471953672,20]
[null,null,null,null,null,"2011-12-20",68.467604191582083,110.4,null,"2014-10-22",58.646559471953672,20]
[null,null,null,null,null,"2011-12-20",70.709781880369462,30.4,null,"2014-10-22",58.646559471953658,15]
[null,null,null,null,null,"2011-12-20",33.531731468176098,78.400000000000006,null,"2014-10-22",58.646559471953672,20]
[null,null,null,null,null,"2011-12-22",49.961927940116311,14.4,null,"2014-10-22",51.531293481585763,20]
[null,null,null,null,null,"2012-01-19",36.202750654501628,310.39999999999998,null,"2014-10-22",71.779325330505586,14.7]
[null,null,null,null,null,"2012-02-07",47.486485413168069,21,null,"2014-10-22",69.612598533520995,19.5]
[null,null,null,null,null,"2012-02-15",30.912064947224835,30.400000000000002,null,"2014-10-22",69.629932347896869,19.5]
[null,null,null,null,null,"2012-02-17",99.547327796147783,50,null,"2014-10-24",68.503897219962312,100]
[null,null,null,null,null,"2012-02-28",32.866348031235532,91,null,"2014-11-07",71.95189031595541,40]
[null,null,null,null,null,"2012-03-13",33.007798163985854,51.2,null,"2014-11-07",71.95189031595541,50]
[null,null,null,null,null,"2012-03-17",41.718699439147592,202,null,"2014-11-13",63.832403673837184,30]
[null,null,null,null,null,"2012-03-29",34.416293199000798,48,null,"2014-11-18",51.134930178169014,45]
[null,null,null,null,null,"2012-04-11",50.239322306479373,54,null,"2014-12-09",63.498988771656997,130]
[null,null,null,null,null,"2012-05-27",62.383651366818256,69,null,"2015-02-01",60.187377872744094,80]
[null,null,null,null,null,"2012-08-31",50.41279590812195,100.3,null,"2015-03-02",105.47771151212254,6]
[null,null,null,null,null,"2012-11-01",57.023687150905751,50,null,"2015-03-02",43.839682019519024,25]
[null,null,null,null,null,"2012-12-04",88.278372608509841,9.1,null,"2015-03-03",64.350143212934555,62.25]
[null,null,null,null,null,"2012-12-14",60.692566871127632,15,null,"2015-03-04",38.669916383582112,70]
[null,null,null,null,null,"2013-01-16",31.031136990590536,74.8,null,"2015-03-04",39.161625887627565,70]
[null,null,null,null,null,"2013-02-07",30.662177443375555,200.6,null,"2015-03-05",87.329142795515054,10.5]
[null,null,null,null,null,"2013-04-16",51.146383072456238,74.8,null,"2015-03-23",70.858191523229905,20]
[null,null,null,null,null,"2013-05-06",31.562584705411385,62.4,null,"2015-03-25",49.635785085502356,30]
[null,null,null,null,null,"2013-05-24",94.671094057245568,39,null,"2015-04-03",48.967251173687167,81]
[null,null,null,null,null,"2013-06-01",23.849272724204347,200,null,"2015-04-03",46.990659164671953,54]
[null,null,null,null,null,"2013-06-01",23.262406025066877,200,null,"2015-04-14",65.368693057930599,6.8]
[null,null,null,null,null,"2013-06-05",49.219710039763278,200,null,"2015-04-17",55.29874516069291,20]
[null,null,null,null,null,"2013-06-15",22.830913408527408,199,null,"2015-04-30",20.231088612638761,80]
[null,null,null,null,null,"2013-06-15",25.11666419422555,250,null,"2015-04-30",46.224156577233579,50.6]
[null,null,null,null,null,"2013-06-21",32.491114514967713,102.4,null,"2015-04-30",61.159319275102526,52]
[null,null,null,null,null,"2013-06-28",58.480772200280462,80,null,"2015-05-27",70.328971143652936,4.9000000000000004]
[null,null,null,null,null,"2013-07-02",54.495059964124664,50.4,null,"2015-06-01",76.997602979330395,3.6]
[null,null,null,null,null,"2013-07-02",25.901167153908801,200,null,"2015-06-05",43.66457139775752,100]
[null,null,null,null,null,"2013-07-07",58.480772200280462,80,null,"2015-06-09",70.402995032755342,80]
[null,null,null,null,null,"2013-07-08",22.177618951689606,100,null,"2015-06-19",45.505674386715881,100]
[null,null,null,null,null,"2013-07-10",24.637877083940374,249.9,null,"2015-06-23",50.184139063486363,46]
[null,null,null,null,null,"2013-07-17",25.596345663347947,150,null,"2015-06-25",57.124879608344109,100.815]
[null,null,null,null,null,"2013-07-24",28.1868599280495,205.7,null,"2015-06-30",63.293540915680609,7.06]
[null,null,null,null,null,"2013-08-12",52.971742294316307,20,null,"2015-07-01",66.44608690963102,13]
[null,null,null,null,null,"2013-08-20",60.179975307839356,147.6,null,"2015-07-01",67.846402393728951,20]
[null,null,null,null,null,"2013-08-20",58.57581240920036,184.8,null,"2015-07-15",54.285758923701728,125]
[null,null,null,null,null,"2013-09-11",32.802126854104749,60,null,"2015-07-16",50.689632335068865,150]
[null,null,null,null,null,"2013-10-09",22.205761066927568,198.9,null,"2015-07-16",51.100312682033682,180]
[null,null,null,null,null,"2013-10-10",20.806588689325874,200,null,"2015-07-21",46.935003340605803,20]
[null,null,null,null,null,"2013-10-10",20.806588689325878,199.8,null,"2015-08-05",47.080292860235978,30]
[null,null,null,null,null,"2013-10-10",22.271427412940142,200,null,"2015-08-09",42.329210969505631,30]
[null,null,null,null,null,"2013-10-17",22.980279532344788,400,null,"2015-08-12",52.198147416580163,10]
[null,null,null,null,null,"2013-10-25",59.20763661991667,19.8,null,"2015-08-28",52.825440512008065,150]
[null,null,null,null,null,"2013-11-01",32.06162203033653,249.2,null,"2015-09-03",77.075682526690784,10.88]
[null,null,null,null,null,"2013-11-06",25.413920995335531,106,null,"2015-09-23",48.578673591941765,52]
[null,null,null,null,null,"2013-11-06",25.413920995335534,172,null,"2015-09-23",44.398719717422466,52]
[null,null,null,null,null,"2013-11-18",94.138544869870145,34.200000000000003,null,"2015-09-24",42.505298147042211,25]
[null,null,null,null,null,"2013-11-18",25.585337837622692,201.6,null,"2015-09-28",19.90482677697738,46.2]
[null,null,null,null,null,"2013-12-11",52.059622398178846,51,null,"2015-09-28",19.90482677697738,71.400000000000006]
[null,null,null,null,null,"2013-12-20",21.480488203809905,98,null,"2015-10-01",60.965021863732694,146]
[null,null,null,null,null,"2013-12-27",30.652799909891133,149.6,null,"2015-10-01",37.72679443304429,118.5]
[null,null,null,null,null,"2014-01-21",21.785072081345263,100.3,null,"2015-10-01",34.706414932119245,170]
[null,null,null,null,null,"2014-01-23",33.981221492307505,78.2,null,"2015-10-08",51.021102448466671,55]
[null,null,null,null,null,"2014-01-24",23.287848794325239,99,null,"2015-10-09",43.502542124429056,154.27199999999999]
[null,null,null,null,null,"2014-02-27",28.221453005029588,299.7,null,"2015-10-09",39.540147200978943,103.5]
[null,null,null,null,null,"2014-06-11",24.269520463116386,150,null,"2015-10-15",44.641240607080647,125]
[null,null,null,null,null,"2014-07-01",39.689367463210935,175,null,"2015-11-05",53.621992136072251,85]
[null,null,null,null,null,"2014-08-01",24.366988416783524,100,null,"2015-11-06",46.417337855442248,54]
[null,null,null,null,null,"2014-08-01",37.745872176680692,115.99999999999999,null,"2015-11-09",39.39653031028341,72]
[null,null,null,null,null,"2014-08-14",67.680524022723318,30,null,"2015-11-10",45.563031023746987,30]
[null,null,null,null,null,"2014-09-11",69.796801621034746,42.95,null,"2015-11-20",45.290426571373203,86]
[null,null,null,null,null,"2014-09-24",42.775054164882896,140,null,"2015-11-30",47.714484902452639,50]
[null,null,null,null,null,"2014-10-30",26.803687258461881,100,null,"2015-12-17",42.371006833401772,90]
[null,null,null,null,null,"2014-12-01",21.717845055154086,200,null,"2015-12-17",69.145273487976979,20]
[null,null,null,null,null,"2014-12-01",25.456660567246818,150,null,"2015-12-18",54.47622783423045,20]
[null,null,null,null,null,"2014-12-01",24.795960675146457,150,null,"2015-12-18",54.46007462252701,20]
[null,null,null,null,null,"2014-12-17",23.22797464657166,100,null,"2015-12-18",54.54815729587061,20]
[null,null,null,null,null,"2014-12-17",22.769761932362748,73.5,null,"2015-12-18",52.668814049485022,20]
[null,null,null,null,null,"2014-12-31",23.392308880112193,50,null,"2016-01-06",29.284524992810113,26]
[null,null,null,null,null,"2015-03-24",33.934965814561572,78,null,"2016-04-12",50.21364521923779,8.16]
[null,null,null,null,null,"2015-04-07",27.670293104788499,300,null,"2016-04-12",47.316704148897138,20.399999999999999]
[null,null,null,null,null,"2015-04-24",21.153746564250909,208.27,null,"2016-05-19",35.350843007446514,100]
[null,null,null,null,null,"2015-05-01",24.160351975714882,20,null,"2016-08-02",31.860298629103497,128]
[null,null,null,null,null,"2015-05-01",43.427263944508859,149,null,"2016-08-04",42.226190633758009,20]
[null,null,null,null,null,"2015-05-04",32.664795871166511,20,null,"2016-08-09",46.827276923956774,16]
[null,null,null,null,null,"2015-05-22",29.900739109333962,200.91,null,"2016-08-26",53.346778043069001,60]
[null,null,null,null,null,"2015-06-09",29.440222469813342,36,null,"2016-08-29",44.117431659860422,20]
[null,null,null,null,null,"2015-07-08",44.93528045813995,208,null,"2016-09-15",43.127424975040441,100]
[null,null,null,null,null,"2015-07-24",84.852169780121827,80,null,"2016-09-20",43.205256520084461,100]
[null,null,null,null,null,"2015-08-07",46.841622631152617,324,null,"2016-09-22",153.7163036294707,24.9]
[null,null,null,null,null,"2015-09-15",32.664795871166504,25,null,"2016-09-23",37.100791619581244,40]
[null,null,null,null,null,"2015-09-15",41.135717033075238,100.05,null,"2016-09-23",37.100791619581244,20]
[null,null,null,null,null,"2015-09-17",33.88255842098657,98,null,"2016-09-23",37.100791619581244,50]
[null,null,null,null,null,"2015-10-01",49.503894565195097,200,null,"2016-09-23",37.100791619581244,50]
[null,null,null,null,null,"2015-10-09",79.413918765932991,30,null,"2016-11-15",39.774097756739337,105]
[null,null,null,null,null,"2015-10-16",30.688599854119587,198,null,"2016-11-18",34.766073611484025,80]
[null,null,null,null,null,"2015-10-27",21.211377463510722,149.03,null,"2016-11-18",29.14074742775777,125]
[null,null,null,null,null,"2015-11-09",21.006514301019529,64.8,null,"2016-11-18",35.312908308043653,150]
[null,null,null,null,null,"2015-11-19",44.234976635077238,100.8,null,"2016-12-13",42.245073744921164,7.8]
[null,null,null,null,null,"2015-11-19",46.385833413785988,131.1,null,"2016-12-15",32.397139149219157,200]
[null,null,null,null,null,"2015-11-20",19.653537399912583,199.8,null,"2017-01-03",53.362198414637241,7.2]
[null,null,null,null,null,"2015-12-04",21.249306891824212,99.1,null,"2017-01-12",37.159142349744656,100]
[null,null,null,null,null,"2015-12-16",32.515309343355938,149.5,null,"2017-01-17",40.493787872550257,60]
[null,null,null,null,null,"2015-12-18",28.99392436982551,29.9,null,"2017-01-31",37.950207923529241,20]
[null,null,null,null,null,"2015-12-23",19.552045705245753,206.55,null,"2017-03-23",33.110546296651449,17]
[null,null,null,null,null,"2016-01-08",24.91954053340557,200,null,"2017-04-01",53.940336261243473,56]
[null,null,null,null,null,"2016-01-19",19.459211166391945,200,null,"2017-04-18",32.111539444768908,74.900000000000006]
[null,null,null,null,null,"2016-02-01",35.008699006457547,75,null,"2017-05-22",21.802021253795118,130]
[null,null,null,null,null,"2016-02-01",36.500389551163138,25,null,"2017-05-25",65.189345285011541,9.4959999999999987]
[null,null,null,null,null,"2016-02-02",32.664795871166504,7,null,"2017-05-25",73.628042040082065,39.864000000000004]
[null,null,null,null,null,"2016-03-03",21.530625349784934,99.25,null,"2017-05-25",74.178503996588418,78.400000000000006]
[null,null,null,null,null,"2016-03-04",23.608326434781727,149.72999999999999,null,"2017-05-25",69.020540843024847,49.36]
[null,null,null,null,null,"2016-05-12",43.711552148844092,7.2,null,"2017-05-26",38.331196551690994,52.5]
[null,null,null,null,null,"2016-05-31",38.853722374702109,119.7,null,"2017-06-01",28.535409643430089,40]
[null,null,null,null,null,"2016-05-31",19.891199016564151,140,null,"2017-06-01",27.738972094431084,86]
[null,null,null,null,null,"2016-07-18",54.047150137900736,46,null,"2017-06-01",27.73897209443108,74]
[null,null,null,null,null,"2016-07-26",26.138850366592539,199.2,null,"2017-06-07",30.522844006358504,50]
[null,null,null,null,null,"2016-08-11",35.61602206186673,75.400000000000006,null,"2017-06-19",28.604258482263756,100]
[null,null,null,null,null,"2016-10-28",17.570228913657044,216.44,null,"2017-06-20",83.947969687510167,19.600000000000001]
[null,null,null,null,null,"2016-10-28",17.157528374735552,199.52,null,"2017-06-20",83.532776156441088,19.579999999999998]
[null,null,null,null,null,"2016-11-01",42.471838960723396,49.5,null,"2017-06-20",82.982010599365665,19.579999999999998]
[null,null,null,null,null,"2016-11-11",46.47131028951123,298.2,null,"2017-06-20",91.613484661205646,19.59]
[null,null,null,null,null,"2016-12-01",32.583510970717832,79.75,null,"2017-06-26",49.896335171661448,5]
[null,null,null,null,null,"2016-12-05",18.791501670751284,40.590000000000003,null,"2017-07-17",27.382465312252037,40]
[null,null,null,null,null,"2016-12-05",42.39864754247894,43.2,null,"2017-07-28",85.140748564737024,8.4]
[null,null,null,null,null,"2016-12-06",21.772067720720067,27,null,"2017-07-28",84.733471282670806,8.4]
[null,null,null,null,null,"2016-12-15",20.372971724999008,200,null,"2017-08-08",49.405041282400937,252.32]
[null,null,null,null,null,"2017-01-01",42.108385904251264,66,null,"2017-08-25",28.179285384376044,100]
[null,null,null,null,null,"2017-01-19",34.176479245033256,100,null,"2017-09-23",30.342546105841048,200]
[null,null,null,null,null,"2017-01-27",16.427655665010427,100.05,null,"2017-09-26",29.052381904395197,62.5]
[null,null,null,null,null,"2017-02-09",39.982011633042049,128.69999999999999,null,"2017-09-26",28.526009117115095,50]
[null,null,null,null,null,"2017-02-17",36.940940621726497,200.8,null,"2017-10-06",27.998012576267147,25]
[null,null,null,null,null,"2017-03-07",18.716923860737264,231.05,null,"2017-10-06",27.998012576267147,25]
[null,null,null,null,null,"2017-03-07",14.023906772031694,216.2,null,"2017-10-30",30.521680235249175,50]
[null,null,null,null,null,"2017-03-13",16.424078751120973,106.7,null,"2017-11-08",30.453981552412948,5]
[null,null,null,null,null,"2017-03-14",13.874171587805678,15,null,"2017-11-13",26.7725922670631,150]
[null,null,null,null,null,"2017-05-05",13.874171587805677,2.38,null,"2017-11-13",25.337569653113182,200]
[null,null,null,null,null,"2017-05-17",19.670198466979841,100,null,"2017-11-14",30.453981552412955,15]
[null,null,null,null,null,"2017-06-06",15.305505321633056,15.59,null,"2017-12-08",19.688040221008904,45]
[null,null,null,null,null,"2017-06-09",11.583561319443687,160,null,"2017-12-14",20.349248472233871,150]
[null,null,null,null,null,"2017-06-20",24.101926283944476,75,null,"2017-12-15",35.740176583778783,50]
[null,null,null,null,null,"2017-07-07",23.906209850396678,132,null,"2017-12-21",29.599486605030297,99]
[null,null,null,null,null,"2017-07-19",14.096514081199997,16.100000000000001,null,"2018-01-05",23.883298674767339,50]
[null,null,null,null,null,"2017-07-21",28.730044219499142,100,null,"2018-01-09",28.526285726946732,30]
[null,null,null,null,null,"2017-08-01",22.804514643640065,200,null,"2018-01-26",24.618039843162901,100]
[null,null,null,null,null,"2017-08-11",40.138956624723185,48.8,null,"2018-01-29",24.157262506709532,57.5]
[null,null,null,null,null,"2017-08-11",35.442026399666211,102.5,null,"2018-01-29",26.638515207259388,120]
[null,null,null,null,null,"2017-09-01",18.362117653385038,242,null,"2018-02-01",35.513809701470194,10]
[null,null,null,null,null,"2017-09-01",56.077985983480119,100,null,"2018-02-05",36.795373631941331,50]
[null,null,null,null,null,"2017-09-26",24.22684209079797,30,null,"2018-02-21",46.791155258491493,106.688]
[null,null,null,null,null,"2017-10-01",23.186756117758716,98,null,"2018-02-23",29.399412294391137,99]
[null,null,null,null,null,"2017-10-02",19.275908586607429,29.875,null,"2018-04-16",162.37648031077103,6.3]
[null,null,null,null,null,"2017-10-12",12.021940608048777,243.8,null,"2018-05-07",31.019154941143647,100]
[null,null,null,null,null,"2017-10-16",22.656540126895194,103.5,null,"2018-05-16",30.260472395009444,74.5]
[null,null,null,null,null,"2017-11-15",20.440344826199603,211.66,null,"2018-05-16",30.260472395009444,74.5]
[null,null,null,null,null,"2017-11-17",9.7639896359887413,100,null,"2018-05-30",18.483569794393947,300]
[null,null,null,null,null,"2017-11-17",12.09226073300507,83,null,"2018-05-30",21.703164258172571,250]
[null,null,null,null,null,"2017-11-17",13.261029428388456,200,null,"2018-05-30",24.469608067386691,50]
[null,null,null,null,null,"2017-12-20",23.703755194936118,165,null,"2018-05-30",21.11098782125865,101]
[null,null,null,null,null,"2017-12-21",24.348879311628639,50,null,"2018-05-30",21.11895423175724,200]
[null,null,null,null,null,"2018-01-10",12.092260733005061,97,null,"2018-05-30",23.867365853770163,100]
[null,null,null,null,null,"2018-01-22",14.773356805134517,226.56,null,"2018-05-31",30.861136238869769,80]
[null,null,null,null,null,"2018-01-22",22.282420293150491,216.6,null,"2018-06-01",61.033804123179351,5.6814814814814811]
[null,null,null,null,null,"2018-03-13",21.01190708601743,79.900000000000006,null,"2018-06-04",21.355108890191797,80]
[null,null,null,null,null,"2018-04-20",12.064124689113267,301.02,null,"2018-06-06",25.025680673861554,60]
[null,null,null,null,null,"2018-07-22",27.73028980666631,45.36,null,"2018-06-08",21.847033763992275,30]
[null,null,null,null,null,"2018-07-22",27.855225483900796,80.64,null,"2018-06-13",19.770526424469342,58]
[null,null,null,null,null,"2018-08-20",16.563763031991531,250.4,null,"2018-06-13",23.364423360428784,122]
[null,null,null,null,null,"2018-08-31",38.822827085287926,97.2,null,"2018-06-13",21.342344674365041,99]
[null,null,null,null,null,"2018-09-01",57.085857766073254,101.2,null,"2018-06-13",22.121268440224299,80]
[null,null,null,null,null,"2018-10-05",42.629764726036036,21.6,null,"2018-06-15",44.759273874310658,20]
[null,null,null,null,null,"2018-10-18",16.103110048146238,106,null,"2018-06-27",40.980542800851872,42]
[null,null,null,null,null,"2018-10-19",13.159319682002504,199.4,null,"2018-06-30",25.317668042946011,68]
[null,null,null,null,null,"2018-10-19",60.440055058543066,105.8,null,"2018-06-30",22.717897476038836,20]
[null,null,null,null,null,"2018-10-22",8.791666923232258,299.36,null,"2018-07-10",28.213445549805087,35]
[null,null,null,null,null,"2018-10-29",14.064758965659724,153.6,null,"2018-08-10",43.105929693755577,40]
[null,null,null,null,null,"2018-11-19",12.474974063412944,161,null,"2018-08-10",43.105929693755577,10]
[null,null,null,null,null,"2018-11-21",10.085172608850986,250,null,"2018-08-22",25.483927377772584,50]
[null,null,null,null,null,"2018-12-05",14.73579609277218,171,null,"2018-08-22",25.483927377772584,50]
[null,null,null,null,null,"2018-12-31",38.651649082796624,21.6,null,"2018-08-23",28.180095041303122,86]
[null,null,null,null,null,"2019-01-01",31.378434076995902,46.5,null,"2018-08-31",23.052405214099263,102.5]
[null,null,null,null,null,"2019-01-03",27.057259242930314,398.6,null,"2018-09-09",27.648435424230808,100]
[null,null,null,null,null,"2019-01-08",18.847541738093902,236.5,null,"2018-09-11",20.048869239555039,100]
[null,null,null,null,null,"2019-01-11",41.235561718292992,136.80000000000001,null,"2018-09-20",21.677993363144857,100]
[null,null,null,null,null,"2019-01-22",23.003498272960027,102,null,"2018-09-25",36.957447347041779,60]
[null,null,null,null,null,"2019-02-05",9.7633662156792731,104,null,"2018-10-01",21.676373372596949,20]
[null,null,null,null,null,"2019-02-06",15.027094088480279,134.08000000000001,null,"2018-10-01",43.088851574448249,10.5]
[null,null,null,null,null,"2019-02-11",27.968809291784932,199.54,null,"2018-10-18",36.839490231930434,13]
[null,null,null,null,null,"2019-03-07",25.554549834082273,144,null,"2018-10-18",30.966247675138494,144]
[null,null,null,null,null,"2019-05-16",12.271481578690603,160,null,"2018-10-25",24.400338624608107,128]
[null,null,null,null,null,"2019-05-21",22.523795951735092,96.7,null,"2018-11-01",37.779982312845888,70]
[null,null,null,null,null,"2019-05-31",14.840316647832495,141.19999999999999,null,"2018-12-11",25.890834120411565,250]
[null,null,null,null,null,"2019-06-05",27.966624174581824,104,null,"2019-02-01",43.722837385335453,4.5999999999999996]
[null,null,null,null,null,"2019-07-08",14.44612336203264,200,null,"2019-02-11",30.700646167058373,50]
[null,null,null,null,null,"2019-08-01",56.134426803305352,121.8,null,"2019-02-14",25.214954487449958,22]
[null,null,null,null,null,"2019-08-21",36.06380763851476,72.599999999999994,null,"2019-02-28",44.556513856759985,50]
[null,null,null,null,null,"2019-09-01",54.602461693763857,121.8,null,"2019-03-21",27.025684240574275,160]
[null,null,null,null,null,"2019-09-18",19.112256339208663,110,null,"2019-03-22",19.683002647812874,120]
[null,null,null,null,null,"2019-09-22",42.978888130435934,76.8,null,"2019-04-22",20.56058436489926,100]
[null,null,null,null,null,"2019-10-01",50.609869383244494,339.78,null,"2019-05-28",26.465111296518614,26]
[null,null,null,null,null,"2019-10-02",12.472243530640704,128,null,"2019-05-30",19.225616056593132,50]
[null,null,null,null,null,"2019-10-03",35.55563279240419,300,null,"2019-06-11",21.117211955687999,55.83]
[null,null,null,null,null,"2019-10-17",11.478322716172501,90,null,"2019-06-18",35.440962692051897,88]
[null,null,null,null,null,"2019-10-17",14.203575372896896,110.00000000000001,null,"2019-06-18",35.440962692051897,22]
[null,null,null,null,null,"2019-10-21",24.97920124621724,302.39999999999998,null,"2019-06-27",16.292219523565826,50]
[null,null,null,null,null,"2019-11-01",53.694896471525162,112.5,null,"2019-06-27",15.037446996289066,300]
[null,null,null,null,null,"2019-11-25",19.861717997450867,100,null,"2019-07-01",21.853323359312032,40]
[null,null,null,null,null,"2019-12-13",28.154622356756601,76.5,null,"2019-07-01",15.19134593139972,400]
[null,null,null,null,null,"2019-12-18",12.097365231639097,200,null,"2019-07-01",23.223800921208749,80]
[null,null,null,null,null,"2019-12-20",41.654325402138305,14.4,null,"2019-07-09",25.435691462760964,62.5]
[null,null,null,null,null,"2020-04-15",31.731774342678342,56.2,null,"2019-07-25",24.3235167025401,17.5]
[null,null,null,null,null,"2020-04-16",39.681034520856052,50.1,null,"2019-07-26",19.746223964564042,100]
[null,null,null,null,null,"2020-05-27",15.3301892367378,172.54842630833929,null,"2019-07-26",25.689089671835202,112]
[null,null,null,null,null,"2020-05-27",12.163174095016522,26.321573691660728,null,"2019-08-19",37.914952382619035,100]
[null,null,null,null,null,"2020-05-28",40.3478297932065,201.3,null,"2019-08-30",16.127067779789183,240]
[null,null,null,null,null,"2020-06-04",33.856107474211797,331,null,"2019-09-12",25.790493761914437,65]
[null,null,null,null,null,"2020-07-21",19.115078338018808,199.39999999999972,null,"2019-09-19",39.044974979051304,9.3076923076923066]
[null,null,null,null,null,"2020-08-01",54.805606172278985,77.7,null,"2019-09-22",32.503898357732155,88]
[null,null,null,null,null,"2020-08-07",18.992450534313949,53.6,null,"2019-09-22",31.633686473375043,90]
[null,null,null,null,null,"2020-08-25",39.662056974583585,100,null,"2019-09-22",31.633686473375047,70]
[null,null,null,null,null,"2020-08-31",34.387325015885914,225,null,"2019-10-01",20.729713922811744,150]
[null,null,null,null,null,"2020-09-01",51.681916296422024,147,null,"2019-10-17",12.086398416856468,100]
[null,null,null,null,null,"2020-09-11",26.155747372801329,234.56,null,"2019-10-17",16.924182973303356,100]
[null,null,null,null,null,"2020-09-16",31.378831317562149,29.5,null,"2019-10-18",30.421601885790164,35]
[null,null,null,null,null,"2020-09-17",13.961253956449676,250.7,null,"2019-10-23",20.632395009531557,107]
[null,null,null,null,null,"2020-09-17",15.010067369434203,300.60000000000002,null,"2019-11-05",22.695634510484702,132]
[null,null,null,null,null,"2020-10-01",53.043984225848163,99,null,"2019-11-19",21.676373372596949,25]
[null,null,null,null,null,"2020-11-30",36.53982331058225,33.799999999999997,null,"2019-11-21",22.972607559331042,100]
[null,null,null,null,null,"2021-01-22",21.388916159881042,80,null,"2019-11-26",23.591380447638034,44]
[null,null,null,null,null,"2021-02-03",20.786236738476699,350,null,"2019-11-26",20.631983873267405,100]
[null,null,null,null,null,"2021-04-21",37.078133198378993,29.9,null,"2019-12-05",22.83222857712089,100]
[null,null,null,null,null,"2021-04-21",39.863506524665745,50,null,"2019-12-17",20.632395009531557,100]
[null,null,null,null,null,"2021-05-21",15.480910580630036,145,null,"2019-12-20",42.693448710643771,50]
[null,null,null,null,null,"2021-06-30",22.648763998329613,180,null,"2020-01-06",25.532459587868995,50.5]
[null,null,null,null,null,"2021-09-01",15.420636524917439,197.4,null,"2020-02-14",30.080312557646209,50]
[null,null,null,null,null,"2021-09-01",54.000910308955163,145,null,"2020-02-14",23.258261727881965,160.5]
[null,null,null,null,null,"2022-03-01",25.132659568357614,70,null,"2020-02-26",19.157626843529666,80]
[null,null,null,null,null,null,null,null,null,"2020-03-13",118.07494842846639,22.9]
[null,null,null,null,null,null,null,null,null,"2020-03-25",18.141334022256949,200]
[null,null,null,null,null,null,null,null,null,"2020-04-08",22.136880113965734,100]
[null,null,null,null,null,null,null,null,null,"2020-04-08",18.91382219758048,127.86]
[null,null,null,null,null,null,null,null,null,"2020-05-02",21.062236572230127,100]
[null,null,null,null,null,null,null,null,null,"2020-05-06",31.825809941859752,79]
[null,null,null,null,null,null,null,null,null,"2020-06-01",24.208814286635786,150]
[null,null,null,null,null,null,null,null,null,"2020-07-10",31.078591246475813,20]
[null,null,null,null,null,null,null,null,null,"2020-08-24",42.304292458997395,50]
[null,null,null,null,null,null,null,null,null,"2020-09-23",22.052234603137059,100]
[null,null,null,null,null,null,null,null,null,"2020-09-25",21.213685280019586,200]
[null,null,null,null,null,null,null,null,null,"2020-09-30",29.370386807763495,152.5]
[null,null,null,null,null,null,null,null,null,"2020-10-02",21.247376970644897,233]
[null,null,null,null,null,null,null,null,null,"2020-11-02",17.510170275896805,63]
[null,null,null,null,null,null,null,null,null,"2020-11-05",22.138591253258987,26]
[null,null,null,null,null,null,null,null,null,"2020-12-01",25.379831362039464,50]
[null,null,null,null,null,null,null,null,null,"2020-12-22",16.95111362236274,200]
[null,null,null,null,null,null,null,null,null,"2020-12-30",36.645488293505593,7.5]
[null,null,null,null,null,null,null,null,null,"2021-01-15",47.279876530130167,90]
[null,null,null,null,null,null,null,null,null,"2021-01-15",39.525739631083233,500]
[null,null,null,null,null,null,null,null,null,"2021-01-21",25.667631878738348,90]
[null,null,null,null,null,null,null,null,null,"2021-02-01",16.275127611439068,190]
[null,null,null,null,null,null,null,null,null,"2021-02-04",16.366076619308455,50]
[null,null,null,null,null,null,null,null,null,"2021-02-23",20.501614239215883,50]
[null,null,null,null,null,null,null,null,null,"2021-03-25",18.77918244262079,130]
[null,null,null,null,null,null,null,null,null,"2021-04-01",11.74111677007402,150]
[null,null,null,null,null,null,null,null,null,"2021-04-01",15.084456938315375,300]
[null,null,null,null,null,null,null,null,null,"2021-04-08",27.939701575407302,50]
[null,null,null,null,null,null,null,null,null,"2021-05-07",31.680996509957922,30]
[null,null,null,null,null,null,null,null,null,"2021-06-01",17.347519740874972,90]
[null,null,null,null,null,null,null,null,null,"2021-06-01",18.591478541105474,350]
[null,null,null,null,null,null,null,null,null,"2021-06-01",19.671918166549663,250]
[null,null,null,null,null,null,null,null,null,"2021-06-17",24.451839849672382,200]
[null,null,null,null,null,null,null,null,null,"2021-10-08",36.778644070903454,100]
[null,null,null,null,null,null,null,null,null,"2021-10-14",24.481249275439602,30]
[null,null,null,null,null,null,null,null,null,"2021-10-15",37.955697066920138,125]
[null,null,null,null,null,null,null,null,null,"2021-12-17",34.024754273192265,150]
[null,null,null,null,null,null,null,null,null,"2022-02-16",30.317735206876659,40]
[null,null,null,null,null,null,null,null,null,"2022-05-13",22.599067926474309,130]
[null,null,null,null,null,null,null,null,null,"2022-07-27",28.783336801034348,66]
[null,null,null,null,null,null,null,null,null,"2023-06-30",43.417273834333052,138.80000000000001]

{"sheet":"Recent PV PPAs vs. Gas Forecast","index":36,"n_rows":35,"n_cols":30,"rows_kept":35,"cut":false,"hidden":false,"merged":[]}
["PV PPA prices and natural gas fuel cost projections by calendar year over time"]
[]
[]
[]
[]
[]
[]
[]
[]
[]
[]
[]
[]
[]
[]
[]
[]
[]
[]
[]
[]
["Sources: Berkeley Lab, FERC, Energy Information Administration"]
["Note: PPA sample excludes projects located in Hawaii"]
[null,null,1,{"$f":"C24+1","v":2},3,4,5,6,7,8,9,10,11,12,13,14,15,16,17,18,19,20,21,22,23,24,25,26,27,28]
[null,null,null,2024,null,2026,null,2028,null,2030,null,2032,null,2034,null,2036,null,2038,null,2040,null,2042,null,2044,null,2046,null,2048,null,2050]
["Aggregate PV PPA prices among 22 PPAs executed 2021-2022 (2022 $/MWh)"]
[null,"10th Percentile",22.473013908203754,18.92280021212385,18.641175450061002,18.387667310984856,17.998851864784427,17.618214148143728,17.240118202384089,16.863688930663457,16.486474610862341,16.117052864581236,15.744201386111254,15.37584289912199,15.024040194797649,14.685792360229419,14.350948606132583,14.040506548234056,13.738780894225453,13.439074539213877,13.144358768412388,12.854029918453739,12.403756749546966,14.907005665330942,14.567565217873856,14.134319902487601,13.806312220079979,13.85942310924551,14.150991114292854,16.987543051531159]
[null,"50th Percentile (Median)",31.209851808248075,30.466214549391918,27.317086603161115,28.054465294936591,27.461241083453878,26.880493812425065,26.383244479226651,26.148705060279205,25.906877073359592,25.590122531578981,24.998121307763732,24.413253906955138,23.854673229318657,23.317614524767023,22.807131036641014,22.313763462963664,21.834248364905974,21.357942421733544,20.889567724860765,20.428164907078084,18.409618161915539,19.519648836553408,19.07517605080178,18.635513056018137,18.203048566028361,17.776906269258781,17.360229926563402,17.133582721608803]
[null,"90th Percentile",35.858890123104615,44.61816425976145,43.722345992594455,42.971762152925272,42.124728309251715,41.29453291403032,40.468011233137808,39.643112667591168,38.814062664916037,38.001057372036207,37.177659444460652,36.362548913692684,35.584324369988657,34.836025923702991,34.131119755531813,33.44358156890555,33.342576810777963,33.265816781173903,33.185488665678804,32.936487419412039,30.569628234797435,29.916413159627943,29.271303698305527,24.040919139416104,23.500431574892879,23.500493621836519,17.65936004222111,17.279622391686452]
[null,"Diff",{"$f":"C29-C27","v":13.385876214900861},25.6953640476376,25.081170542533453,24.584094841940416,24.125876444467288,23.676318765886592,23.227893030753719,22.779423736927711,22.327588054053695,21.884004507454971,21.433458058349398,20.986706014570693,20.560284175191008,20.15023356347357,19.78017114939923,19.403075020671494,19.60379591655251,19.826742241960027,20.041129897266416,20.082457500958299,18.16587148525047,15.009407494297001,14.703738480431671,9.9065992369285034,9.6941193548128997,9.6410705125910088,3.5083689279282559,0.29207934015529347]
["AEO 2023 Gas Price Projection (converted from $/MMBtu to 2022 $/MWh using the heat rates implied by the modeling output)"]
[null,"Min",38.736304007734454,29.87776629783864,25.56870457942469,22.799518516642351,21.257434853734679,20.378961697142881,20.653606779362899,21.091504707562958,21.799265417752306,22.442331551226015,22.90862801689266,22.726771172888313,22.723730170347764,22.654224245836602,22.77055777375643,23.117805672412203,23.02541520017671,23.365221693378128,23.371386693593195,23.221247319718504,23.026997499380467,23.028669921214554,22.770277601613763,22.710386112241579,22.713493582164929,22.827184733370572,22.530362041988525,22.165705059266109]
[null,"Reference Case",42.876821249842223,34.140756405421378,29.442409131378344,25.792690001729021,23.454928603870567,22.528098877641888,22.560105201111359,22.837358698024335,23.373363793130377,24.001090365703995,25.027882831377244,25.909472951907926,26.840789426712863,27.084320489972772,27.418112449056881,28.467172872838091,28.271807768810824,29.337306425259047,29.93056368236585,29.794181458400281,29.416417377734291,28.940776877540838,28.924669359405392,28.710774277939464,28.498306328887956,28.32846152463858,27.947412198563157,27.911283383123422]
[null,"Max",49.396708876086407,45.587916585793337,42.821377665496122,39.930231071533626,37.169550449761758,36.617972075815196,36.930376308064304,37.216724919506881,38.586073693394439,40.457482873125898,42.185763824629383,43.668162962654783,44.757694809548518,45.384062590501074,45.709846075786672,46.010485797795205,46.232168218148388,46.605969887434163,46.532065139825683,46.152387794857709,45.522078033520657,45.906190745713801,45.783614021027851,45.971991633696859,46.18811971123565,46.568191630012599,46.977726556169245,47.370293313475173]
[null,"Diff",{"$f":"C34-C32","v":10.660404868351954},15.710150287954697,17.252673086071432,17.130712554891275,15.912115596027078,16.239010378672315,16.276769528701404,16.125220211943923,16.786808275642134,18.015151321899882,19.277135807736723,20.94139178976647,22.033964639200754,22.729838344664472,22.939288302030242,22.892680125383002,23.206753017971678,23.240748194056035,23.160678446232488,22.931140475139205,22.49508053414019,22.877520824499246,23.013336419414088,23.26160552145528,23.474626129070721,23.741006896642027,24.44736451418072,25.204588254209064]

{"sheet":"PV Curtailment","index":37,"n_rows":129,"n_cols":12,"rows_kept":129,"cut":false,"hidden":false,"merged":[]}
["PV curtailment by quarter or month and region"]
["Note: The curtailment percentage rate depicts reported utility-scale solar curtailment relative to the combined sum of utility-scale and distributed solar generation (on a pre-curtailment basis)."]
[]
[]
[]
[]
[]
[]
[]
[]
[]
[]
[]
[]
[]
[]
[]
[]
[]
[]
[]
[]
[]
["Sources: Berkeley Lab, CAISO, ERCOT",null,null,null,null,null,null,null,null,null,"Sources: Berkeley Lab, CAISO, ERCOT"]
[]
[null,null,"CAISO","ERCOT",null,null,null,"Q1","Q2","Q3","Q4","Total"]
["Jan-Dec\n2015"," ",5.3034123042728721E-3,1.980532901070083E-4,null,"CAISO",2015,1.5254325548510876E-3,2.8289414892687954E-3,6.1665515852570311E-4,9.1007194823846576E-4,{"$f":"SUM(H27:K27)","v":5.8811011508840515E-3}]
[null,null,7.0099988130420893E-3,6.9431382206530036E-5,null,null,2016,2.2495219998132565E-3,2.4968530183775268E-3,1.0011796788414252E-3,2.2941455198220028E-3,{"$f":"SUM(H28:K28)","v":8.0417002168542105E-3}]
[null,null,9.8405363930342965E-3,4.6118394891663742E-4,null,null,2017,4.0156807442820255E-3,3.7026742664578137E-3,8.0451129899772377E-4,1.0387676531082776E-3,9.5616339628458395E-3]
[null,null,9.41413212802872E-3,7.144910685733339E-4,null,null,2018,3.3862906397289644E-3,3.3328313133159171E-3,8.8976792665298901E-4,2.7634655262419963E-3,1.0372355405939867E-2]
[null,null,1.5361353049817074E-2,1.3395277012810776E-3,null,null,2019,5.8520539716276692E-3,1.0425899825996036E-2,2.2353878902265267E-3,5.5487829773296802E-3,2.4062124665179912E-2]
[null,null,3.9900574686629296E-3,2.6745653877406849E-3,null,null,2020,1.0059122555311653E-2,1.7164616576887781E-2,2.3463814530497954E-3,4.2942662468972515E-3,3.386438683214648E-2]
[null,null,2.219758023011143E-3,5.578503493164341E-4,null,null,2021,8.9321235419330021E-3,1.0723504390914792E-2,1.9188151658223822E-3,4.1732199355188253E-3,{"$f":"SUM(H33:K33)","v":2.5747663034188999E-2}]
[null,null,2.5631634792052339E-3,5.4909928646702653E-5,null,null,2022,1.1854658897407652E-2,1.6207973970828175E-2,2.0889359858665239E-3,2.5285521069765733E-3,{"$f":"SUM(H34:K34)","v":3.2680120961078925E-2}]
[null,null,1.3481209613658612E-3,2.5665342012988548E-3]
[null,null,2.0751412268971278E-3,4.5061148770895315E-4,null,"ERCOT",2015,4.8882178962554828E-5,4.5076042126500213E-4,3.1657883626281863E-4,9.0407337225851942E-5,9.0662877371622751E-4]
[null,null,5.7007068437721804E-3,1.6720601980946146E-4,null,null,2016,2.4718063275770279E-4,3.183208259611708E-4,3.0319353081932176E-4,9.174676161773736E-4,1.7861626057155688E-3]
[null," ",5.513667738964694E-3,5.8444404857266557E-4,null,null,2017,8.9226239011481611E-4,9.9134446984894438E-3,2.6583084750974486E-3,2.1822619865964473E-3,1.5646277550298158E-2]
[null,null,null,null,null,null,2018,4.4638804092768649E-3,3.1957029035454936E-2,1.8740328401716001E-2,1.1802791125102505E-2,6.6964028971550307E-2]
["Jan-Dec\n2016"," ",5.1549308601986539E-3,1.6284068280483996E-4,null,null,2019,2.1153105356897926E-2,1.5195213155784338E-2,4.2955958090325052E-3,8.8864779355924302E-3,{"$f":"SUM(H40:K40)","v":4.9530392257307196E-2}]
[null,null,8.5906496567368616E-3,2.353907438184259E-3,null,null,2020,7.1569318510251194E-3,1.3118550264936838E-2,8.4504002331747072E-3,3.2263265815689363E-2,{"$f":"SUM(H41:K41)","v":6.0989148164826028E-2}]
[null,null,1.9352724832814985E-2,9.7631566271553442E-4,null,null,2021,2.5364622094289531E-2,2.718695625333753E-2,1.5390442953234811E-2,3.0038905789936465E-2,{"$f":"SUM(H42:K42)","v":9.7980927090798337E-2}]
[null,null,1.2706864824098791E-2,1.7288178278744356E-3,null,null,2022,3.0587697991858922E-2,3.9139838037867039E-2,8.9287921823288808E-3,2.2989615113003833E-2,{"$f":"SUM(H43:K43)","v":0.10164594332505868}]
[null,null,8.744223128293897E-3,1.4725613404940102E-3]
[null,null,5.0910216441242334E-3,7.312156439350057E-4]
[null,null,1.2883114580567376E-3,1.3471127372369713E-3]
[null,null,1.8656645734113871E-3,2.5585459255837131E-4]
[null,null,6.8182677255124837E-3,1.4319105857022788E-3]
[null,null,9.2675866040678248E-3,4.3814582330304244E-3]
[null,null,1.1344273155369023E-2,3.5367799988636076E-3]
[null," ",1.1792368209809959E-2,2.5137607443286021E-3]
[" "]
["Jan-Dec\n2017"," ",1.294782804987552E-2,4.2599414818349259E-3]
[null,null,2.7349555647456062E-2,2.3666077492453755E-3]
[null,null,2.4489578142149315E-2,1.0070933735582899E-2]
[null,null,2.5013578389143924E-2,3.6263146805191625E-2]
[null,null,7.6696138095461051E-3,4.7054819025305145E-2]
[null,null,5.279866870752891E-3,2.0172551038648654E-2]
[null,null,1.7128028239471388E-3,1.08805147717014E-2]
[null,null,1.3288223383672317E-3,8.9086432634524759E-3]
[null,null,5.1841010407738678E-3,5.4743570602034768E-3]
[null,null,4.9013349863525251E-3,8.4057622473831996E-3]
[null,null,5.4610275320433228E-3,1.1364940514890162E-2]
[null," ",4.6939335858741122E-3,5.5714710545830427E-3]
[" "]
["Jan-Dec\n2018"," ",5.7627706465317174E-3,1.1517009168949266E-2]
[null,null,1.3236306537794547E-2,1.0214281390105343E-2]
[null,null,2.860076345199708E-2,4.2303333469350883E-2]
[null,null,1.5202409752906883E-2,0.11553837272872987]
[null,null,1.3648817124920701E-2,0.14348688154959394]
[null,null,3.8444688565469898E-3,7.2540765504909885E-2]
[null,null,1.8267284215760136E-3,4.517869247116986E-2]
[null,null,3.3933253217871815E-3,7.672570000851929E-2]
[null,null,3.752213901445936E-3,5.8537930105469843E-2]
[null,null,2.4605086920549323E-2,4.7993397099641531E-2]
[null,null,9.1076852753942655E-3,6.6917129369726991E-2]
[null," ",3.899518701924596E-3,5.9686518868480282E-2]
[" "]
["Jan-Dec\n2019"," ",8.0797735745503797E-3,8.7294755556957315E-2]
[null,null,4.2029223935442998E-2,0.1163934240624746]
[null,null,3.8123704949887274E-2,0.11807864148663348]
[null,null,4.715528642495595E-2,6.030649803021583E-2]
[null,null,4.9716104215686681E-2,6.6569688030126375E-2]
[null,null,8.2616166383800444E-3,2.9746490783255225E-2]
[null,null,4.0579129366913784E-3,9.2677567014169075E-3]
[null,null,3.0126623851665724E-3,1.5865678695301717E-3]
[null,null,1.5531804655581715E-2,3.7007230074666747E-2]
[null,null,1.5830298152967937E-2,8.9178053026393519E-2]
[null,null,3.4978689540228543E-2,2.1900988130554334E-2]
[null,null,4.4555234542439003E-2,5.4876133571871337E-3]
[]
["Jan-Dec\n2020"," ",5.518860092274433E-2,4.5056739810086843E-2]
[null,null,4.9511864668281697E-2,5.360484110779401E-2]
[null,null,5.0659601725001287E-2,4.7333467729466713E-2]
[null,null,7.6567211558021375E-2,7.855909865689506E-2]
[null,null,5.1056419324510126E-2,5.2110947073227949E-2]
[null,null,4.1232803310251642E-2,2.7904130428473815E-2]
[null,null,5.7570278966449992E-3,1.2192109487230986E-2]
[null,null,4.9584559248737675E-3,3.2062755248260508E-2]
[null,null,1.4081683368312416E-2,3.2242145626352609E-2]
[null,null,2.5458085701048676E-2,0.13209099145879638]
[null,null,1.9342467563329177E-2,0.13912767648871854]
[null," ",2.0505907674621463E-2,0.10370194628672938]
[]
["Jan-Dec\n2021"," ",2.0148334486744877E-2,9.315173725439875E-2]
[null,null,3.6414453615554183E-2,0.16611851861803786]
[null,null,6.7195799950253515E-2,0.16665770779286948]
[null,null,3.1605440591301451E-2,0.17441083964665724]
[null,null,5.2993831387822245E-2,0.10369615223805577]
[null,null,1.5545728507902926E-2,4.7602887682405955E-2]
[null,null,5.9353435885149573E-3,4.3018916657789348E-2]
[null,null,5.9210790124302635E-3,4.7128581568598456E-2]
[null,null,7.6086985895453532E-3,5.4186241425708846E-2]
[null,null,3.1260944025689935E-2,0.14667200915184742]
[null,null,1.1466330341437257E-2,0.10013604175640502]
[null," ",2.1809012267082119E-2,0.12523515190863843]
[" "]
["Jan-Dec\n2022"," ",1.7460329305949773E-2,9.1756299045572087E-2]
[null,null,6.3910959319914196E-2,0.12119491746085785]
[null,null,8.2454117931711812E-2,0.20383602377442794]
[null,null,7.7548846984605735E-2,0.21717102872809002]
[null,null,5.5440843556204274E-2,0.12130961338629007]
[null,null,2.533661647112842E-2,6.6016862853352412E-2]
[null,null,7.4057453099206222E-3,2.9300888780596196E-2]
[null,null,4.1918466461336708E-3,3.1300678955659508E-2]
[null,null,1.0018370752997836E-2,2.8378821939943878E-2]
[null,null,1.6700684567048998E-2,6.0712695043194681E-2]
[null,null,1.5648347697626405E-2,0.15520567518988945]
[null," ",4.90817331621002E-3,0.17029123746407046]

{"sheet":"Energy and Capacity Value","index":38,"n_rows":147,"n_cols":32,"rows_kept":147,"cut":false,"hidden":false,"merged":[]}
["Solar's energy and capacity value by region and year"]
[]
[]
[]
[]
[]
[]
[]
[]
[]
[]
[]
[]
[]
[]
[]
[]
[]
["Sources: Berkeley Lab, ABB, ISOs"]
["Notes: Solar Value describes generation-weighted value of utility-scale solar generation. For more details on methodology see Berkeley Lab publication \"Mills et al, 2021, Solar-to-Grid\" https://emp.lbl.gov/renewable-grid-insights"]
[]
[]
[]
[]
["ISOs Only",null,null,null,null,null,null,null,null,null,null,"Western Non-ISO BAs Only",null,null,null,null,null,null,null,null,null,null,"Southeastern Non-ISO BAs Only"]
[null,null,"Solar","Solar","Solar","Combined","Combined",null,null,null,null,null,null,"Solar","Solar","Solar","Combined","Combined",null,null,null,null,null,null,"Solar","Solar","Solar","Combined","Combined"]
[null,null,"Energy","Capacity","Combined","Value","Value",null,null,null,null,null,null,"Energy","Capacity","Combined","Value","Value",null,null,null,null,null,null,"Energy","Capacity","Combined","Value","Value"]
[null,null,"Value","Value","Value","10th %","90th %","Subtract","Add","Year",null,null,null,"Value","Value","Value","10th %","90th %","Subtract","Add","Year",null,null,null,"Value","Value","Value","10th %","90th %","Subtract","Add","Year"]
["CAISO",null,39.035096641687211,19.161748810433618,58.196845452120819,56.57,82.215000000000003,1.6268454521208184,24.018154547879185,2012,null,"NEVP",null,26.94388408342531,19.646827078877585,46.590711162302895,46.53,50.033999999999999,6.0711162302894195E-2,3.4432888376971036,2012,null,"TEC",null,39.729999999999997,23.18,62.91,62.91,62.91,0,0,2012]
[null,null,47.248756050003323,18.445925157816742,65.694681207820054,63.77,82.284000000000006,1.9246812078200506,16.589318792179952,2013,null,null,null,44.958686075359466,14.450483528996408,59.409169604355874,57.454999999999998,64.504999999999995,1.9541696043558758,5.0958303956441213,2013,null,null,null,44.070697858904786,30.492600027627031,74.563297886531814,74.41,74.634,0.15329788653181708,7.0702113468186667E-2,2013]
[null,"CAISO",48.800265486884975,18.057209506530103,66.857474993415082,65.494,88.438000000000002,1.3634749934150818,21.580525006584921,2014,null," ","NEVP",46.934486143203472,10.13211771009774,57.06660385330121,53.728999999999999,61.58,3.3376038533012107,4.5133961466987884,2014,null,null,"TEC",43.891409499818643,40.995367529066634,84.886777028885277,84.652000000000001,84.963999999999999,0.23477702888527574,7.7222971114721872E-2,2014]
[null,null,29.144967338269538,13.117883525414021,42.26285086368356,41.375999999999998,60.610000000000007,0.88685086368356281,18.347149136316446,2015,null,null,null,30.906896705210951,11.542833289463443,42.449729994674399,39.585999999999999,46.411999999999999,2.8637299946744008,3.9622700053255997,2015,null,null,null,32.848315289761842,40.75213750063439,73.600452790396233,72.897999999999996,73.754000000000005,0.70245279039623654,0.15354720960377222,2015]
[null,null,25.680345129294253,10.074094194751472,35.754439324045727,35.485999999999997,47.098000000000006,0.26843932404572968,11.343560675954279,2016,null,null," ",26.066709828794057,12.794776702962231,38.861486531756277,36.265000000000001,42.859000000000002,2.5964865317562769,3.9975134682437243,2016,null,null,null,32.198627199981949,33.427355059183107,65.625982259165056,64.231000000000009,66.19,1.3949822591650474,0.56401774083494161,2016]
[null,null,27.599944115079474,9.8693227643755446,37.469266879455013,36.616,47.283999999999999,0.85326687945501334,9.8147331205449859,2017,null,null,null,34.105695767670632,5.9187481106606121,40.024443878331248,38.146000000000001,44.653999999999996,1.8784438783312467,4.6295561216687489,2017,null,null,null,28.340569676134393,25.998088252590101,54.338657928724501,51.33,55.38,3.008657928724503,1.0413420712755013,2017]
[null,null,28.088307680052885,5.4811958600948802,33.569503540147771,30.48,43.957999999999998,3.0895035401477706,10.388496459852227,2018,null,null,null,31.147603413756961,7.4962476307550716,38.643851044512026,35.992000000000004,41.472000000000001,2.6518510445120214,2.8281489554879755,2018,null,null,null,28.702479926645477,34.815517588126788,63.517997514772269,59.81,65.164999999999992,3.7079975147722664,1.6470024852277234,2018]
[null,null,25.375188606950257,6.862617354658564,32.237805961608821,28.040000000000003,43.265999999999998,4.1978059616088181,11.028194038391177,2019,null,null,null,28.6599793875369,5.1517008486221316,33.811680236159035,30.212,37.132000000000005,3.5996802361590348,3.3203197638409705,2019,null,null,null,22.159075579724153,31.883859832667191,54.042935412391337,47.678999999999995,54.811,6.3639354123913421,0.76806458760866292,2019]
[null,null,21.615907079271384,7.7184011177091616,29.334308196980551,27.962,40.701000000000001,1.3723081969805513,11.366691803019449,2020,null,null,null,25.235735581524633,9.5769397256795621,34.812675307204188,29.741000000000003,37.311,5.0716753072041847,2.498324692795812,2020,null,null,null,16.906558693277137,29.047507674872183,45.95406636814932,41.531999999999996,47.045999999999999,4.4220663681493235,1.0919336318506794,2020]
[null,null,29.104662543687631,7.5812084488372555,36.685870992524883,36.478999999999999,52.88,0.20687099252488395,16.194129007475119,2021,null,null,null,27.097307371875829,16.860163151211815,43.957470523087643,38.019999999999996,48.64,5.9374705230876472,4.6825294769123573,2021,null," ",null,27.965022180496995,19.904811716843302,47.869833897340293,45.411999999999999,49.17,2.4578338973402936,1.3001661026597091,2021]
[null,null,43.347320232369213,7.4976739360593267,50.844994168428542,49.884999999999998,73.610000000000014,0.95999416842854401,22.765005831571472,2022,null,null,null,45.297360975664787,16.51759979658463,61.814960772249414,56.241999999999997,66.320000000000007,5.5729607722494166,4.5050392277505935,2022,null,null,null,51.721853007072639,31.975349782153149,83.697202789225784,80.206000000000003,87.701999999999998,3.4912027892257811,4.004797210774214,2022]
[null,null,null,null,null,null,null,null,null,null,null,null,null,null,null,null,null,null,null,null,null,null,null," "]
["ISO-NE",null,53.075164420068241,4.8666081382729711,57.941772558341228,54.536999999999999,59.926000000000002,3.4047725583412287,1.9842274416587742,2012,null,"LDWP",null,34.285292141009521,32.262550600631315,66.547842741640835,65.179999999999993,68.066000000000003,1.3678427416408425,1.5181572583591674,2012,null,"SCEG",null,null,null,null,null,null,null,null,2012]
[null,null,72.17061893499185,4.3974565200695208,76.568075455061376,67.375999999999991,81.528000000000006,9.192075455061385,4.9599245449386302,2013,null,null,null,44.613633302165731,20.06824861144792,64.681881913613651,65.905999999999992,71.937999999999988,-1.2241180863863406,7.256118086386337,2013,null,null,null,null,null,null,null,null,null,null,2013]
[null,"ISO-NE",70.818180347671657,4.7022109330521964,75.520391280723842,55.911999999999999,87.132999999999996,19.608391280723843,11.612608719276153,2014,null," ","LDWP",48.021346410370136,15.159706861586677,63.18105327195682,62.48,67.92,0.70105327195682321,4.7389467280431816,2014,null,null,"SCEG",null,null,null,null,null,null,null,2014]
[null,null,47.052544591824969,5.0438809334183983,52.096425525243369,44.137999999999998,58.036000000000001,7.9584255252433707,5.9395744747566326,2015,null,null,null,28.628938693589497,17.779407122720979,46.408345816310479,45.352000000000004,52.271999999999998,1.0563458163104755,5.8636541836895191,2015,null,null,null,null,null,null,null,null,null,null,2015]
[" ",null,36.382568876014709,5.1406797422639654,41.523248618278679,38.316000000000003,44.002000000000002,3.2072486182786761,2.4787513817213238,2016,null,null," ",24.802383273912906,16.667153373115799,41.469536647028697,44.066000000000003,49.768000000000001,-2.5964633529713055,8.2984633529713037,2016,null,null,null,null,null,null,null,null,null,null,2016]
[null,null,35.711533777182566,9.3257891742699979,45.037322951452566,40.049999999999997,49.75,4.987322951452569,4.7126770485474339,2017,null,null,null,34.817953127484216,8.5128883914906339,43.330841518974857,42.875,51.760000000000005,0.45584151897485725,8.4291584810251479,2017,null,null,null,36.79,20.9,57.69,57.69,57.69,0,0,2017]
[null," ",44.58649035749422,16.096224316006193,60.682714673500413,53.02,69.820000000000007,7.6627146735004104,9.1372853264995939,2018,null,null,null,32.834938438223695,11.7045715168081,44.539509955031797,43.496000000000002,50.754000000000005,1.0435099550317943,6.2144900449682083,2018,null,null,null,38.051615356868673,6.0472226418647557,44.098837998733423,43.688000000000002,44.386000000000003,0.41083799873342031,0.28716200126658009,2018]
[null,null,31.04679003560133,13.455677945320419,44.502467980921757,40.844999999999999,49.804000000000002,3.6574679809217585,5.3015320190782447,2019,null,null,null,31.386137075668522,9.638815649139417,41.024952724807932,38.774000000000001,45.36,2.2509527248079308,4.3350472751920677,2019,null,null,null,31.410016127686188,10.080168998346975,41.490185126033161,39.411000000000001,46.246000000000002,2.0791851260331597,4.7558148739668411,2019]
[null,null,23.285572104340758,8.8210897600066343,32.106661864347394,30.85,33.519999999999996,1.256661864347393,1.4133381356526016,2020,null,null,null,26.775508667960075,14.801574965267585,41.577083633227666,38.58,46.03,2.9970836332276676,4.4529163667723353,2020,null,null,null,25.843953290675216,6.1370113220848967,31.980964612760115,30.625,34.152999999999999,1.3559646127601148,2.1720353872398839,2020]
[null,null,41.39965004644462,7.3373791162369928,48.737029162681615,47.230999999999995,50.38,1.5060291626816209,1.6429708373183871,2021,null,null,null,31.210657778311745,20.803886080179186,52.014543858490924,50.518000000000001,60.79,1.4965438584909236,8.7754561415090748,2021,null," ",null,40.463614783502337,3.9064067863506344,44.370021569852973,43.637999999999998,45.58,0.73202156985297506,1.2099784301470251,2021]
[null,null,71.303741186036206,5.5262987234502248,76.830039909486445,75.53,78.28,1.3000399094864434,1.4499600905135566,2022,null,null,null,45.662960459739935,14.972159112595964,60.63511957233591,59.777999999999999,70.251999999999995,0.85711957233591107,9.6168804276640856,2022,null,null,null,74.816165553737804,9.7677640761023952,84.583929629840185,83.823000000000008,87.103999999999999,0.76092962984017731,2.5200703701598144,2022]
[null,null,null,null,null,null,null,null,null,null,null,null,null,null,null,null,null,null,null,null,null,null,null," "]
["ERCOT",null,41.085806063297234,0,41.085806063297234,40.693999999999996,42.405999999999999,0.39180606329723844,1.3201939367027649,2012,null,"AZPS",null,24.271441942945074,20.960517354926846,45.231959297871924,44.06,46.75,1.171959297871922,1.5180407021280757,2012,null,"CPLE",null,45.262132668605453,28.342057886719292,73.604190555324749,72.332000000000008,76.156000000000006,1.272190555324741,2.5518094446752571,2012]
[null,null,47.202957893242065,0,47.202957893242065,46.91,48.725000000000001,0.29295789324206822,1.5220421067579366,2013,null,null,null,42.291786560136906,15.498059631131529,57.789846191268438,57.89,61.797999999999995,-0.10015380873156232,4.0081538087315565,2013,null,null,null,47.478582350970164,15.717453673670434,63.196036024640584,61.975999999999999,65.489999999999995,1.220036024640585,2.2939639753594108,2013]
[null,"ERCOT",49.784194651716405,0,49.784194651716405,49.010999999999996,52.763999999999996,0.773194651716409,2.9798053482835911,2014,null," ","AZPS",42.616518385154187,9.2683621494220443,51.88488053457624,50.148000000000003,56.506,1.7368805345762368,4.6211194654237602,2014,null,null,"CPLE",57.355102264278997,10.673456306813391,68.02855857109239,63.265999999999998,74.227000000000004,4.7625585710923914,6.1984414289076142,2014]
[null,null,36.660545966357887,0,36.660545966357887,35.590000000000003,37.465999999999994,1.0705459663578836,0.80545403364210699,2015,null,null,null,28.857545239272511,10.723692752478733,39.581237991751237,37.422999999999995,45.160000000000004,2.1582379917512426,5.5787620082487663,2015,null,null,null,40.502546485157232,10.673606393355534,51.176152878512767,45.15,57.93,6.026152878512768,6.7538471214872331,2015]
[" ",null,35.295049587864369,0,35.295049587864369,32.454000000000001,39.623999999999995,2.8410495878643687,4.3289504121356259,2016,null,null," ",23.383798573500023,12.399128836990263,35.782927410490274,34.549999999999997,39.520000000000003,1.2329274104902765,3.7370725895097294,2016,null,null,null,38.079957920924208,11.45582922623138,49.535787147155595,45.042000000000002,53.61,4.4937871471555937,4.0742128528444042,2016]
[null,null,27.874737703866163,0,27.874737703866163,19.400000000000002,38.119999999999997,8.4747377038661611,10.245262296133834,2017,null,null,null,23.127608691634784,8.2118560950042756,31.339464786639059,28.33,34.89,3.0094647866390609,3.5505352133609414,2017,null,null,null,37.57402756083232,12.579368915284595,50.15339647611691,47.844999999999999,54.085000000000001,2.3083964761169113,3.9316035238830906,2017]
[null," ",45.333863978555321,0,45.333863978555321,39.29,49.631999999999991,6.0438639785553221,4.2981360214446696,2018,null,null,null,31.044936879178508,11.336144496582076,42.38108137576058,38.186,46.204000000000008,4.19508137576058,3.8229186242394277,2018,null,null,null,42.207800305153285,5.6419422038329978,47.849742508986282,43.405999999999999,50.26,4.4437425089862828,2.4102574910137164,2018]
[null,null,65.623707345912976,0,65.623707345912976,64.040999999999997,81.808999999999997,1.5827073459129792,16.185292654087021,2019,null,null,null,27.222368258937308,8.6524229811591074,35.874791240096421,31.721,39.353000000000002,4.153791240096421,3.4782087599035805,2019,null,null,null,33.20125624246274,6.0628163844381557,39.264072626900898,34.859000000000002,41.302999999999997,4.4050726269008962,2.0389273730990993,2019]
[null,null,26.30602955810598,0,26.30602955810598,23.368000000000002,31.852,2.9380295581059777,5.5459704418940206,2020,null,null,null,24.299025513512635,15.806472481982402,40.105497995495035,34.43,45.076000000000001,5.6754979954950358,4.970502004504965,2020,null,null,null,25.439580867132253,3.5903957973312646,29.029976664463526,28.215,30.12,0.81497666446352568,1.0900233355364755,2020]
[null,null,85.970060841242756,0,85.970060841242756,76.319999999999993,136.76,9.6500608412427624,50.789939158757235,2021,null,null,null,29.803439368295439,26.520650854814445,56.324090223109884,50.26,62.28,6.0640902231098863,5.9559097768901168,2021,null," ",null,43.597223687221728,2.2480409472234535,45.845264634445186,45.235999999999997,46.442,0.6092646344451893,0.59673536555481377,2021]
[null,null,66.099927295254474,0,66.099927295254474,59.396999999999998,82.513000000000005,6.7029272952544758,16.413072704745531,2022,null,null,null,47.990750348270161,24.139927656143641,72.130678004413809,65.012,75.718000000000004,7.1186780044138089,3.5873219955861941,2022,null,null,null,80.013533850991948,4.6370422910469777,84.650576142038915,83.703000000000003,86.878999999999991,0.94757614203891194,2.2284238579610758,2022]
[null,null,null,null,null,null,null,null,null,null,null,null,null,null,null,null,null,null,null,null,null,null,null," "]
["NYISO",null,75.117896568679981,3.3961955917112223,78.514092160391215,78.811999999999998,80.739999999999995,-0.29790783960878287,2.2259078396087801,2012,null,"PACE",null,null,null,null,null,null,null,null,2012,null,"FPL",null,42.180838482907198,30.63854810363399,72.819386586541185,72.49799999999999,74.081999999999994,0.32138658654119467,1.2626134134588085,2012]
[null,null,96.748854315171741,17.763185632141766,114.51203994731351,113.44,120.46799999999999,1.0720399473135132,5.9559600526864784,2013,null,null,null,40.520000000000003,20.46,60.98,60.98,60.98,0,0,2013,null,null,null,43.003765515618568,40.777571033590206,83.781336549208774,83.573999999999998,84.566000000000003,0.20733654920877598,0.78466345079122846,2013]
[null,"NYISO",82.403293777217769,14.306300566142097,96.709594343359868,86.912000000000006,97.715999999999994,9.7975943433598616,1.0064056566401263,2014,null," ","PACE",43.85,16.62,60.470000000000006,60.47,60.47,7.1054273576010019E-15,-7.1054273576010019E-15,2014,null,null,"FPL",49.408857969586897,54.62857246198363,104.03743043157051,103.869,104.661,0.16843043157051341,0.62356956842948819,2014]
[null,null,55.543417124438847,12.065353809643078,67.608770934081932,44.550000000000004,75.212000000000003,23.058770934081927,7.6032290659180717,2015,null,null,null,27,19.309999999999999,46.31,46.31,46.31,0,0,2015,null,null,null,36.783111432706228,50.705670870374199,87.488782303080413,86.853999999999999,90.006,0.63478230308041361,2.5172176969195874,2015]
[" ",null,44.094495045620484,10.026718230782555,54.12121327640304,39.792000000000002,60.120000000000005,14.329213276403038,5.9987867235969645,2016,null,null," ",24.71756765312205,17.941848033581628,42.659415686703682,43.832000000000001,51.188000000000002,-1.1725843132963192,8.5285843132963208,2016,null,null,null,32.834186436966206,43.424716402657133,76.258902839623332,76.100000000000009,78.995999999999995,0.15890283962332319,2.7370971603766634,2016]
[null,null,39.200088992267041,12.275295545054648,51.475384537321695,36.588000000000001,61.852000000000011,14.887384537321694,10.376615462678316,2017,null,null,null,24.228886172298466,8.2473234740096011,32.476209646308071,31.367999999999999,38.08,1.1082096463080724,5.6037903536919274,2017,null,null,null,33.541209670272991,28.305534484123591,61.846744154396568,59.449999999999996,74.683999999999997,2.396744154396572,12.83725584560343,2017]
[null," ",46.332831221330331,9.7252903717412327,56.058121593071547,41.622,68.353999999999999,14.436121593071547,12.295878406928452,2018,null,null,null,28.422082096966925,11.215426419613939,39.637508516580858,38.491999999999997,42.094999999999999,1.1455085165808612,2.4574914834191404,2018,null,null,null,38.388133118525069,34.934481053726905,73.32261417225196,66.772000000000006,84.194000000000003,6.5506141722519544,10.871385827748043,2018]
[null,null,33.357900275300416,6.8939732756111018,40.251873550911512,27.622,51.712000000000003,12.629873550911512,11.460126449088492,2019,null,null,null,25.776952328525198,8.8263010790298218,34.603253407555009,33.594999999999999,36.923999999999999,1.00825340755501,2.3207465924449906,2019,null,null,null,31.468559867323396,28.686415574348768,60.15497544167215,54.826000000000001,69.778000000000006,5.3289754416721493,9.623024558327856,2019]
[null,null,24.396709819990971,7.7600436124268128,32.156753432417787,24.265999999999998,41.208000000000006,7.8907534324177888,9.0512465675822185,2020,null,null,null,22.134722577616991,15.593460083701739,37.728182661318726,34.81,41.64,2.9181826613187241,3.9118173386812742,2020,null,null,null,25.158130304309939,24.850206362943212,50.008336667253147,47.53,54.7,2.4783366672531457,4.691663332746856,2020]
[null,null,43.013012169528785,9.1426335749575589,52.155645744486343,38.944000000000003,57.347000000000001,13.21164574448634,5.1913542555136587,2021,null,null,null,28.936461099321722,24.236084773034925,53.172545872356636,51.453000000000003,60.390999999999998,1.7195458723566333,7.218454127643362,2021,null," ",null,38.186902150033305,20.12526955544762,58.312171705480928,52.69,62.704999999999998,5.6221717054809304,4.3928282945190702,2021]
[null,null,76.778685406346241,7.0383563753243914,83.817041781670639,64.129000000000005,101.991,19.688041781670634,18.173958218329361,2022,null,null,null,43.963725680780463,19.775794900719514,63.739520581499974,60.438000000000002,69.269000000000005,3.3015205814999717,5.5294794185000313,2022,null,null,null,69.702454068522371,32.283937756569699,101.98639182509204,93.01,112.08799999999999,8.9763918250920369,10.101608174907952,2022]
[null,null,null,null,null,null,null,null,null,null,null,null,null,null,null,null,null,null,null,null,null,null,null," "]
["PJM",null,50.822179541159436,17.618904600675606,68.44108414183502,64.445999999999998,75.302999999999997,3.9950841418350223,6.8619158581649771,2012,null,"PNM",null,23.781726070895058,25.321191037301951,49.102917108197012,43.94,52.335000000000001,5.1629171081970142,3.2320828918029889,2012,null,"FPC",null,36.470393385304249,28.931849545997824,65.402242931302069,65.309000000000012,65.460999999999999,9.3242931302057741E-2,5.8757068697929071E-2,2012]
[null,null,55.950046586121772,23.78842596890869,79.738472555030469,68.141999999999996,93.75,11.596472555030473,14.011527444969531,2013,null,null,null,47.417099050579303,19.910779011723381,67.327878062302673,61.512,74.671999999999997,5.8158780623026729,7.3441219376973237,2013,null,null,null,41.326137620073858,37.806522922677765,79.132660542751623,79.010000000000005,79.33,0.12266054275161764,0.19733945724837554,2013]
[null,"PJM",67.631966466360169,23.565834461155042,91.197817614170717,84.347999999999999,103.024,6.8498176141707177,11.826182385829284,2014,null," ","PNM",52.006447497615746,11.122407091659017,63.128854589274766,59.851999999999997,68.841999999999999,3.2768545892747696,5.7131454107252324,2014,null,null,"FPC",49.680500170748218,52.086135665120928,101.76663583586914,101.55799999999999,102.102,0.20863583586914558,0.33536416413086556,2014]
[null,null,45.159419848441431,21.37064258780909,66.530062436250532,60.893000000000001,77.426000000000002,5.6370624362505311,10.89593756374947,2015,null,null,null,30.36112313762316,15.758448369812074,46.119571507435232,42.72,50.448,3.3995715074352333,4.3284284925647682,2015,null,null,null,33.777260562794758,51.201085373930034,84.978345936724779,84.040999999999997,85.569000000000003,0.93734593672478184,0.59065406327522396,2015]
[" ",null,37.223326504859465,17.660579038850813,54.883905543710284,50.344000000000001,66.787999999999997,4.5399055437102831,11.904094456289712,2016,null,null," ",27.054858003941519,16.378683754725628,43.43354175866714,39.396999999999998,47.764000000000003,4.0365417586671413,4.3304582413328632,2016,null,null,null,32.186791958317798,41.706531826023635,73.893323784341433,71.69,74.713999999999999,2.2033237843414355,0.82067621565856541,2016]
[null,null,38.997579735588936,17.215663770565172,56.2132435061541,51.601999999999997,69.11,4.6112435061541035,12.896756493845899,2017,null,null,null,22.905301830412018,10.02214833600557,32.927450166417586,29.612000000000002,34.916000000000004,3.3154501664175839,1.9885498335824181,2017,null,null,null,35.747584092599851,31.420857430000705,67.16844152260056,64.444000000000003,70.28,2.7244415226005572,3.1115584773994414,2017]
[null," ",45.494655638123881,22.728733589309432,68.223389227433316,64.644000000000005,76.722999999999999,3.5793892274333103,8.4996107725666832,2018,null,null,null,31.139215727864826,13.623359374047205,44.762575101912041,39.14,46.66,5.6225751019120409,1.8974248980879551,2018,null,null,null,34.954859349768086,43.833602111414564,78.788461461182635,76.347999999999999,82.841999999999999,2.4404614611826361,4.0535385388173637,2018]
[null,null,32.665147212748288,17.722100842844419,50.387248055592714,46.954000000000001,56.003999999999998,3.4332480555927134,5.6167519444072838,2019,null,null,null,28.81074320041121,10.597470811625069,39.408214012036282,36.75,40.792000000000002,2.6582140120362823,1.3837859879637193,2019,null,null,null,27.67100822027454,39.173517588221657,66.844525808496201,62.303000000000004,67.958000000000013,4.5415258084961962,1.113474191503812,2019]
[null,null,25.169775032280363,14.57081110589059,39.740586138170947,35.988,48.054000000000002,3.7525861381709475,8.313413861829055,2020,null,null,null,23.643978845506432,18.235417532550731,41.879396378057152,38.61,45.521999999999998,3.2693963780571522,3.6426036219428468,2020,null,null,null,20.027734964933526,35.59444226965244,55.622177234585969,53.641999999999996,57.527000000000001,1.9801772345859732,1.9048227654140319,2020]
[null,null,43.216845670325164,15.991274118399481,59.208119788724638,55.474999999999994,68.66,3.7331197887246432,9.451880211275359,2021,null,null,null,29.471820746206969,26.913883849036413,56.385704595243396,52.75,61.22,3.6357045952433964,4.8342954047566025,2021,null," ",null,34.902960327884209,27.014465116568587,61.917425444452789,59.21,63.82,2.7074254444527881,1.9025745555472113,2021]
[null,null,82.455424759776022,11.773850169847659,94.229274929623671,85.215999999999994,104.56400000000001,9.0132749296236767,10.334725070376336,2022,null,null,null,46.156174493719696,24.54912894426657,70.705303437986245,67.34,75.39,3.3653034379862419,4.6846965620137553,2022,null,null,null,68.029610397887353,40.215619401746586,108.24522979963393,106.089,116.643,2.1562297996339339,8.3977702003660681,2022]
[null,null,null,null,null,null,null,null,null,null,null,null,null,null,null,null,null,null,null,null,null,null,null," "]
["MISO",null,45.95428571428571,1.9999999999999997E-2,45.974285714285706,44.796999999999997,47.093000000000004,1.1772857142857092,1.1187142857142973,2012,null,"PSCO",null,31.995029359445304,25.13314282533911,57.128172184784411,55.569000000000003,63.287999999999997,1.5591721847844084,6.1598278152155856,2012,null,"DUK",null,45.719083630283031,32.969799077378546,78.688882707661591,72.555999999999997,81.894000000000005,6.1328827076615937,3.2051172923384144,2012]
[null,null,45.206310161901172,9.5384651590484093E-2,45.30169481349165,41.015000000000001,49.907999999999994,4.2866948134916498,4.6063051865083438,2013,null,null,null,33.616338782160035,18.648998661665949,52.26533744382597,51.682000000000002,59.085000000000001,0.58333744382596819,6.8196625561740305,2013,null,null,null,47.60049665861473,18.732454440300856,66.332951098915601,57.660000000000004,70.421999999999997,8.6729510989155969,4.0890489010843964,2013]
[null,"MISO",51.864311367176711,1.5147069712003813,53.37901833837708,48.21,55.83,5.1690183383770787,2.4509816616229188,2014,null," ","PSCO",37.963042053641182,12.916190521656109,50.879232575297273,49.414000000000001,56.495999999999995,1.4652325752972715,5.6167674247027222,2014,null,null,"DUK",57.216014088711496,16.565196587552187,73.781210676263683,70.486000000000004,78.081999999999994,3.2952106762636788,4.3007893237363106,2014]
[null,null,39.900247556613486,1.2760351065348938,41.176282663148378,33.46,43.254999999999995,7.7162826631483767,2.0787173368516179,2015,null,null,null,27.854685002967134,15.536967247657348,43.391652250624489,41.555,44.9,1.8366522506244891,1.5083477493755097,2015,null,null,null,40.434275947632486,22.683377546488956,63.117653494121448,59.71,66.78,3.4076534941214476,3.6623465058785527,2015]
[" ",null,38.731300285655379,6.40676142706881,45.138061712724195,39.368000000000002,47.561,5.7700617127241927,2.4229382872758052,2016,null,null," ",23.923052542342536,16.0823362383824,40.005388780724942,36.500999999999998,42.701000000000008,3.5043887807249448,2.6956112192750652,2016,null,null,null,38.108847570892856,20.063528719397127,58.172376290289982,55.228999999999999,60.562000000000005,2.9433762902899829,2.3896237097100226,2016]
[null,null,36.255690951424882,2.8448639723197156,39.100554923744603,34.095999999999997,48.664000000000001,5.0045549237446068,9.5634450762553982,2017,null,null,null,24.686724061125084,10.769495768694151,35.45621982981924,32.96,37.084999999999994,2.4962198298192391,1.6287801701807538,2017,null,null,null,37.685696199159928,21.303844829126856,58.989541028286773,57.125999999999998,62.961999999999996,1.8635410282867753,3.9724589717132233,2017]
[null," ",37.160875595218663,0.4739886523605264,37.634864247579195,33.159999999999997,45.87,4.4748642475791982,8.2351357524208026,2018,null,null,null,28.440192924870384,14.468987454653409,42.909180379523796,38.68,46.219000000000001,4.2291803795237968,3.3098196204762047,2018,null,null,null,42.202427616098952,9.6356630183401109,51.838090634439055,48.338000000000001,55.735999999999997,3.5000906344390543,3.8979093655609418,2018]
[null,null,28.960664885225842,0.7229897901608745,29.683654675386716,26.63,35.26,3.0536546753867171,5.5763453246132819,2019,null,null,null,25.986068000565869,11.907397032386443,37.893465032952321,36.027999999999999,40.961999999999996,1.8654650329523221,3.0685349670476754,2019,null,null,null,33.119436138707435,11.447258828296434,44.566694967003869,42.778000000000006,48.360999999999997,1.7886949670038632,3.7943050329961281,2019]
[null,null,23.542645552554003,2.0375826370462975,25.580228189600295,20.283000000000001,29.867999999999999,5.2972281896002933,4.287771810399704,2020,null,null,null,20.76607220356286,21.741130440695645,42.507202644258498,38.450000000000003,46.550000000000004,4.0572026442584956,4.0427973557415058,2020,null,null,null,25.370157799359504,6.7971984352342334,32.167356234593733,31.666,33.661000000000001,0.50135623459373235,1.4936437654062686,2020]
[null,null,41.92611925370182,2.1572208331669649,44.083341194608394,34.872,53.978000000000002,9.2113411946083943,9.8946588053916074,2021,null,null,null,35.870811199846891,33.039433576910248,68.910244776757125,65.324999999999989,75.808999999999997,3.5852447767571363,6.8987552232428726,2021,null," ",null,43.574390608923217,5.4799149565353993,49.05430556545862,48.45,50.29,0.60430556545861691,1.2356944345413794,2021]
[null,null,70.321443488736733,16.779611721718773,87.101055210455513,73.118000000000009,100.441,13.983055210455504,13.339944789544489,2022,null,null,null,43.899262635882458,31.530028029141096,75.429290665023558,71.995999999999995,82.908000000000001,3.4332906650235628,7.4787093349764433,2022,null,null,null,80.402493524373128,17.675733249357069,98.078226773730208,96.44,101.074,1.6382267737302101,2.9957732262697903,2022]
[null,null,null,null,null,null,null,null,null,null,null,null,null,null,null,null,null,null,null,null,null,null,null," "]
["SPP",null,35.403905530126266,24.019404590809764,59.423310120936037,58.26,63.015000000000001,1.163310120936039,3.5916898790639635,2012,null,"IPCO",null,null,null,null,null,null,null,null,2012,null,"SOCO",null,null,null,null,null,null,null,null,2012]
[null,null,43.11166039736019,38.704754704273,81.816415101633197,80.64500000000001,86.88,1.1714151016331869,5.0635848983667984,2013,null,null,null,null,null,null,null,null,null,null,2013,null,null,null,42.199474452554746,17.62919708029197,59.828671532846712,59.027999999999999,60.612000000000002,0.80067153284671377,0.78332846715328941,2013]
[null,"SPP",57.457250098596703,32.348410347574784,89.805660446171487,88.402000000000001,92.055999999999997,1.4036604461714859,2.2503395538285105,2014,null," ","IPCO",null,null,null,null,null,null,null,2014,null,null,"SOCO",48.336014282986326,13.208908657046635,61.544922940032968,60.789000000000001,66.126999999999995,0.75592294003296701,4.5820770599670269,2014]
[null,null,34.983180301069147,30.246324222487662,65.229504523556813,63.731999999999999,68.756,1.4975045235568132,3.5264954764431877,2015,null,null,null,null,null,null,null,null,null,null,2015,null,null,null,35.421795494666597,19.935000348446021,55.356795843112629,53.058,62.398000000000003,2.2987958431126287,7.0412041568873747,2015]
[" ",null,34.166907549456205,46.978530514678695,81.145438064134893,65.31,90.289999999999992,15.835438064134891,9.1445619358650987,2016,null,null," ",null,null,null,null,null,null,null,2016,null,null,null,34.61877424513645,19.053193527271919,53.671967772408358,51.202999999999996,55.817000000000007,2.4689677724083623,2.1450322275916491,2016]
[null,null,33.373638680661088,32.898886907686119,66.272525588347193,63.28,75.213999999999999,2.992525588347192,8.9414744116528055,2017,null,null,null,30.53002424389539,12.622915351636113,43.1529395955315,43.040000000000006,45.295000000000002,0.11293959553149335,2.1420604044685021,2017,null,null,null,37.308101186847964,22.716411837398876,60.024513024246843,54.59,62.56,5.43451302424684,2.5354869757531588,2017]
[null,null,32.436931945632217,30.936451368239499,63.373383313871692,61.688000000000002,79.292000000000016,1.6853833138716894,15.918616686128324,2018,null,null,null,34.067260973961375,16.234661545229713,50.301922519191088,47.091000000000001,54.531999999999996,3.2109225191910866,4.2300774808089088,2018,null,null,null,39.125471638371174,11.34704668195662,50.472518320327801,48.390999999999998,52.285000000000004,2.0815183203278025,1.812481679672203,2018]
[null,null,31.079843185821897,29.318471837240072,60.398315023061961,57.832000000000001,72.980999999999995,2.5663150230619607,12.582684976938033,2019,null,null,null,30.340220599074783,12.855080697973088,43.195301297047877,42.765000000000001,44.587000000000003,0.43030129704787612,1.3916987029521266,2019,null,null,null,30.263311170945848,15.056832947303018,45.320144118248855,43.53,48.379999999999995,1.790144118248854,3.0598558817511403,2019]
[null,null,27.691319829443394,31.729470942437995,59.420790771881386,54.411999999999999,72.624000000000009,5.0087907718813867,13.203209228118624,2020,null,null,null,24.471264521292692,21.650699268661317,46.121963789954009,44.22,48.658000000000001,1.9019637899540101,2.5360362100459923,2020,null,null,null,24.404329857634462,9.1084204900773784,33.512750347711851,32.555,35.239999999999995,0.95775034771185119,1.727249652288144,2020]
[null," ",50.141677798642569,25.547467382109716,75.689145180752291,68.35199999999999,89.200000000000017,7.3371451807523016,13.510854819247726,2021,null,null,null,36.109629386540384,32.937952187685767,69.047581574226157,66.959999999999994,72.641999999999996,2.0875815742261636,3.5944184257738385,2021,null," ",null,40.498384514173246,6.5226591795229227,47.021043693696164,45.594000000000001,48.423999999999999,1.427043693696163,1.4029563063038353,2021]
[null,null,62.774458598861251,20.744277507691603,83.518736106552879,68.686000000000007,107.72799999999999,14.832736106552872,24.209263893447115,2022,null,null,null,51.263579312680605,30.05868087352588,81.322260186206492,78.533000000000001,84.797000000000011,2.7892601862064907,3.4747398137935193,2022,null,null,null,73.93522300731108,15.425415295008102,89.360638302319174,86.117999999999995,93.006,3.2426383023191789,3.6453616976808263,2022]
[null,null,null,null,null,null,null,null,null,null,null,null,null,null,null,null,null,null,null,null,null,null,null," "]
[null,null,null,null,null,null,null,null,null,null,null,"PACW",null,null,null,null,null,null,null,null,2012,null,"TVA",null,null,null,null,null,null,null,null,2012]
[null,null,null,null,null,null,null,null,null,null,null,null,null,46.08,10.92,57,57,57,0,0,2013,null,null,null,41.981392618361696,17.621471435560142,59.602864053921842,58.911000000000001,62.039000000000001,0.69186405392184014,2.43613594607816,2013]
[null,null,null,null,null,null,null,null,null,null,null," ","PACW",50.67,8.25,58.92,58.92,58.92,0,0,2014,null,null,"TVA",47.056294758166629,16.765145100025325,63.821439858191951,63.392000000000003,65.168000000000006,0.42943985819194808,1.3465601418080553,2014]
[null,null,null,null,null,null,null,null,null,null,null,null,null,28.371183418118939,8.4567795438229307,36.827962961941864,34.731999999999999,41.3,2.0959629619418649,4.4720370380581329,2015,null,null,null,34.925405501137554,19.077537975287115,54.002943476424662,52,54.705999999999996,2.0029434764246616,0.70305652357533432,2015]
[null,null,null,null,null,null,null,null,null,null,null,null," ",21.466396449101254,9.8353569898453905,31.301753438946641,28.84,37.308,2.4617534389466407,6.0062465610533593,2016,null,null,null,35.261492899157439,15.554520295691802,50.816013194849248,48.89,51.606000000000002,1.9260131948492472,0.78998680515075392,2016]
[null,null,null,null,null,null,null,null,null,null,null,null,null,23.310642618950546,5.1681083717620089,28.478750990712548,27.042999999999999,38.603999999999992,1.435750990712549,10.125249009287444,2017,null,null,null,37.078047026456048,26.515576926350874,63.593623952806929,56.171999999999997,67.152000000000001,7.4216239528069323,3.5583760471930717,2017]
[null,null,null,null,null,null,null,null,null,null,null,null,null,27.207514224077123,5.629884688136304,32.83739891221343,31.875999999999998,35.386000000000003,0.96139891221343277,2.5486010877865724,2018,null,null,null,38.671071869973225,11.218566513262905,49.889638383236132,44.357999999999997,54.501000000000005,5.5316383832361353,4.6113616167638725,2018]
[null,null,null,null,null,null,null,null,null,null,null,null,null,27.503025860705485,4.2988421969550306,31.801868057660517,30.978000000000002,34.340000000000003,0.82386805766051552,2.5381319423394864,2019,null,null,null,31.04923640860423,15.527980721323811,46.577217129928044,39.741999999999997,51.8,6.8352171299280471,5.2227828700719527,2019]
[null,null,null,null,null,null,null,null,null,null,null,null,null,20.28211135616867,8.5753863829570207,28.857497739125691,26.587999999999997,33.998000000000005,2.2694977391256934,5.1405022608743138,2020,null,null,null,25.558971377163047,9.8783715344425005,35.437342911605555,32.380000000000003,36.33,3.0573429116055522,0.89265708839444358,2020]
[null,null,null,null,null,null,null,null,null,null,null,null,null,34.867919531181947,16.509931057061443,51.37785058824339,48.474000000000004,55.558,2.9038505882433867,4.1801494117566094,2021,null," ",null,41.682087024019189,6.5322301351667234,48.21431715918591,46.543999999999997,49.533000000000001,1.6703171591859132,1.3186828408140912,2021]
[null,null,null,null,null,null,null,null,null,null,null,null,null,47.439381023892302,19.609503226406119,67.048884250298428,61.906000000000006,73.378,5.1428842502984224,6.3291157497015718,2022,null,null,null,77.123347110980276,16.660378119639581,93.783725230619879,90.78,98.103999999999999,3.0037252306198781,4.32027476938012,2022]
[null,null,null,null,null,null,null,null,null,null,null,null,null,null,null,null,null,null,null,null,null,null,null," "]
[null,null,null,null,null,null,null,null,null,null,null,"WACM",null,31.946530128507938,27.831821609582224,59.778351738090166,59.856999999999999,62.475000000000001,-7.864826190983365E-2,2.6966482619098358,2012]
[null,null,null,null,null,null,null,null,null,null,null,null,null,33.397472147584132,22.276804864122159,55.674277011706302,54.708000000000006,58.366,0.96627701170629621,2.6917229882936979,2013]
[null,null,null,null,null,null,null,null,null,null,null," ","WACM",37.586931431446558,16.30019510107353,53.887126532520092,53.856000000000002,56.402000000000001,3.1126532520090677E-2,2.5148734674799087,2014]
[null,null,null,null,null,null,null,null,null,null,null,null,null,29.519018880684694,17.841953743010475,47.360972623695176,47.03,50.053999999999995,0.33097262369517466,2.6930273763048191,2015]
[null,null,null,null,null,null,null,null,null,null,null,null," ",24.908054370664299,19.150421106265672,44.058475476929971,43.497999999999998,48.113,0.56047547692997313,4.0545245230700289,2016]
[null,null,null,null,null,null,null,null,null,null,null,null,null,24.222944818891794,12.090395202030235,36.313340020922027,35.31,39.659999999999997,1.0033400209220247,3.3466599790779696,2017]
[null,null,null,null,null,null,null,null,null,null,null,null,null,27.702147567916231,17.520963236845361,45.223110804761603,44.339999999999996,49.808999999999997,0.88311080476160697,4.5858891952383942,2018]
[null,null,null,null,null,null,null,null,null,null,null,null,null,27.223903513948674,13.047812514487758,40.271716028436437,32.262,44.015999999999998,8.0097160284364364,3.7442839715635614,2019]
[null,null,null,null,null,null,null,null,null,null,null,null,null,22.551049734883829,20.927287500819819,43.478337235703655,32.928000000000004,48.768000000000001,10.550337235703651,5.2896627642963452,2020]
[null,null,null,null,null,null,null,null,null,null,null,null,null,44.820339152907394,36.527560647953059,81.347899800860446,70.635000000000005,87.509999999999991,10.712899800860441,6.1621001991395445,2021]
[null,null,null,null,null,null,null,null,null,null,null,null,null,37.487290197767948,32.720505446141146,70.20779564390908,62.439,75.628,7.7687956439090797,5.4202043560909203,2022]
[]
[null,null,null,null,null,null,null,null,null,null,null,"BPAT",null,null,null,null,null,null,null,null,2012]
[null,null,null,null,null,null,null,null,null,null,null,null,null,48.62,4.91,53.529999999999994,53.53,53.53,-7.1054273576010019E-15,7.1054273576010019E-15,2013]
[null,null,null,null,null,null,null,null,null,null,null,null,"BPAT",46.13,3.6399999999999997,49.77,49.77,49.77,0,0,2014]
[null,null,null,null,null,null,null,null,null,null,null,null,null,40.479999999999997,3.8,44.28,44.28,44.28,0,0,2015]
[null,null,null,null,null,null,null,null,null,null,null,null,null,28.18,4.62,32.799999999999997,32.799999999999997,32.799999999999997,0,0,2016]
[null,null,null,null,null,null,null,null,null,null,null,null,null,31.04,2.65,33.69,33.69,33.69,0,0,2017]
[null,null,null,null,null,null,null,null,null,null,null,null,null,30.509999999999998,3.6499999999999995,34.159999999999997,34.159999999999997,34.159999999999997,0,0,2018]
[null,null,null,null,null,null,null,null,null,null,null,null,null,32.369999999999997,2.59,34.96,34.96,34.96,0,0,2019]
[null,null,null,null,null,null,null,null,null,null,null,null,null,25.676279101579372,6.6693369195625971,32.345616021141971,31.013999999999999,32.758000000000003,1.3316160211419721,0.41238397885803124,2020]
[null,null,null,null,null,null,null,null,null,null,null,null,null,39.181575892953617,9.4050723786839416,48.586648271637557,47.12,50.29,1.4666482716375597,1.703351728362442,2021]
[null,null,null,null,null,null,null,null,null,null,null,null,null,48.390321305849078,8.4131828844259946,56.803504190275078,54.15,61.58,2.6535041902750791,4.7764958097249206,2022]

{"sheet":"Solar Value vs. PPA Prices","index":39,"n_rows":133,"n_cols":7,"rows_kept":133,"cut":false,"hidden":false,"merged":[]}
["Solar's energy and capacity value versus PPA prices by region and year"]
[]
[]
[]
[]
[]
[]
[]
[]
[]
[]
[]
[]
[]
[]
[]
[]
[]
[]
["Sources: Berkeley Lab, ABB, ISOs"]
["Notes: For Solar Energy and Capacity Value see Tab \"Energy and Capacity Value\""]
[]
[null,null,"Berkeley Lab PPA","Level10 PPA","Energy","Capacity"]
[null,null,"Price","Price","Value","Value"]
[null,null,"2022 $/MWh","2022 $/MWh","2022 $/MWh","2022 $/MWh","Year"]
["2012-22\nCAISO"," ",94.667293984301551,null,39.035096641687211,19.161748810433618,2012]
[null,null,70.705812176736785,null,47.248756050003323,18.445925157816742,2013]
[null,null,57.918884735440265,null,48.800265486884975,18.057209506530103,2014]
[null,null,50.597698342862742,null,29.144967338269538,13.117883525414021,2015]
[null,null,36.050215903128773,null,25.680345129294253,10.074094194751472,2016]
[null,null,35.259473585710545,null,27.599944115079474,9.8693227643755446,2017]
[null,null,32.525782664632075,null,28.088307680052885,5.4811958600948802,2018]
[null,null,20.063046476325368,22.381013948875342,25.375188606950257,6.862617354658564,2019]
[null,null,22.316711483320354,22.298327014261119,21.615907079271384,7.7184011177091616,2020]
[null,null,22.262936280717916,25.180442918404871,29.104662543687631,7.5812084488372555,2021]
[null," ",null,29.829446547426322,43.347320232369213,7.4976739360593267,2022]
[" "]
["2012-22\nERCOT"," ",null,null,41.085806063297234,0,2012]
[null,null,null,null,47.202957893242065,0,2013]
[null,null,null,null,49.784194651716405,0,2014]
[null,null,36.822831542915011,null,36.660545966357887,0,2015]
[null,null,null,null,35.295049587864369,0,2016]
[null,null,22.353224521468363,null,27.874737703866163,0,2017]
[null,null,null,null,45.333863978555321,0,2018]
[null,null,null,22.779837048593251,65.623707345912976,0,2019]
[null,null,null,23.093884043312226,26.30602955810598,0,2020]
[null,null,null,24.275624198286902,85.970060841242756,0,2021]
[null," ",null,31.229384472034766,66.099927295254474,0,2022]
[" "]
["2012-22\nSPP"," ",null,null,35.403905530126266,24.019404590809764,2012]
[null,null,null,null,43.11166039736019,38.704754704273,2013]
[null,null,null,null,57.457250098596703,32.348410347574784,2014]
[null,null,40.269706555012334,null,34.983180301069147,30.246324222487662,2015]
[null,null,null,null,34.166907549456205,46.978530514678695,2016]
[null,null,null,null,33.373638680661088,32.898886907686119,2017]
[null,null,null,null,32.436931945632217,30.936451368239499,2018]
[null,null,null,23.131739783638462,31.079843185821897,29.318471837240072,2019]
[null,null,null,25.116871917185051,27.691319829443394,31.729470942437995,2020]
[null,null,null,28.910061545232583,50.141677798642569,25.547467382109716,2021]
[null," ",null,38.049594873973398,62.774458598861251,20.744277507691603,2022]
[" "]
["2012-22\nMISO"," ",null,null,45.95428571428571,1.9999999999999997E-2,2012]
[null,null,null,null,45.206310161901172,9.5384651590484093E-2,2013]
[null,null,null,null,51.864311367176711,1.5147069712003813,2014]
[null,null,53.767875242585141,null,39.900247556613486,1.2760351065348938,2015]
[null,null,null,null,38.731300285655379,6.40676142706881,2016]
[null,null,31.708673553430142,null,36.255690951424882,2.8448639723197156,2017]
[null,null,36.12742437203427,null,37.160875595218663,0.4739886523605264,2018]
[null,null,38.342806110134234,29.817891749497448,28.960664885225842,0.7229897901608745,2019]
[null,null,null,28.844624853310254,23.542645552554003,2.0375826370462975,2020]
[null,null,36.753910239022176,31.116936472349579,41.92611925370182,2.1572208331669649,2021]
[null," ",null,40.581228258497646,70.321443488736733,16.779611721718773,2022]
[" "]
["2012-22\nPJM"," ",null,null,50.822179541159436,17.618904600675606,2012]
[null,null,null,null,55.950046586121772,23.78842596890869,2013]
[null,null,null,null,67.631966466360169,23.565834461155042,2014]
[null,null,null,null,45.159419848441431,21.37064258780909,2015]
[null,null,46.518517461003405,null,37.223326504859465,17.660579038850813,2016]
[null,null,84.9371099237039,null,38.997579735588936,17.215663770565172,2017]
[null,null,31.967421615041083,null,45.494655638123881,22.728733589309432,2018]
[null,null,30.417861458749648,31.882387795096012,32.665147212748288,17.722100842844419,2019]
[null,null,29.566287686411307,32.754219396075705,25.169775032280363,14.57081110589059,2020]
[null,null,null,33.65484263853412,43.216845670325164,15.991274118399481,2021]
[null," ",null,45.013388652794944,82.455424759776022,11.773850169847659,2022]
[]
["2012-22\nNYISO"," ",null,null,75.117896568679981,3.3961955917112223,2012]
[null,null,null,null,96.748854315171741,17.763185632141766,2013]
[null,null,null,null,82.403293777217769,14.306300566142097,2014]
[null,null,null,null,55.543417124438847,12.065353809643078,2015]
[null,null,null,null,44.094495045620484,10.026718230782555,2016]
[null,null,null,null,39.200088992267041,12.275295545054648,2017]
[null,null,null,null,46.332831221330331,9.7252903717412327,2018]
[null,null,null,null,33.357900275300416,6.8939732756111018,2019]
[null,null,null,null,24.396709819990971,7.7600436124268128,2020]
[null,null,40.717167131372683,null,43.013012169528785,9.1426335749575589,2021]
[null," ",null,null,76.778685406346241,7.0383563753243914,2022]
[" "]
["2012-22\nISO-NE"," ",null,null,53.075164420068241,4.8666081382729711,2012]
[null,null,null,null,72.17061893499185,4.3974565200695208,2013]
[null,null,null,null,70.818180347671657,4.7022109330521964,2014]
[null,null,null,null,47.052544591824969,5.0438809334183983,2015]
[null,null,null,null,36.382568876014709,5.1406797422639654,2016]
[null,null,76.310425793851991,null,35.711533777182566,9.3257891742699979,2017]
[null,null,null,null,44.58649035749422,16.096224316006193,2018]
[null,null,null,null,31.04679003560133,13.455677945320419,2019]
[null,null,null,null,23.285572104340758,8.8210897600066343,2020]
[null,null,null,null,41.39965004644462,7.3373791162369928,2021]
[null," ",null,null,71.303741186036206,5.5262987234502248,2022]
[" "]
["2012-22\nWest\n(non-ISO)"," ",87.229146993613682,null,28.006486450768939,22.918746860807595,2012]
[null,null,65.919912606468358,null,41.140804677333264,16.44209887458198,2013]
[null,null,58.896540970058602,null,43.475350482647933,10.221621046704522,2014]
[null,null,44.214991863412422,null,29.33812789687607,11.903306974710473,2015]
[null,null,34.087578714850125,null,24.587499702357224,14.30555228880333,2016]
[null,null,29.902156278256587,null,28.345157847531365,8.3070506478503852,2017]
[null,null,21.986179414086319,null,30.707992174114541,11.02396024596916,2018]
[null,null,18.489628933403598,null,28.171483070193606,8.5467159489686466,2019]
[null,null,20.174389607113888,null,24.035008466297171,14.660044156340774,2020]
[null,null,18.907698197242706,null,30.76968195541151,23.157455055523954,2021]
[null," ",25.49260516566169,null,45.379245509762995,20.705633260321303,2022]
[" "]
["2012-22\nSoutheast\n(non-ISO)"," ",null,null,42.062991992151915,30.505698410831357,2012]
[null,null,null,null,45.611475584549289,23.778525109606061,2013]
[null,null,59.982945783168304,null,54.769629619872212,17.9159461615975,2014]
[null,null,50.23248449583005,null,39.369446649159308,18.542903083549064,2015]
[null,null,48.144401597565896,null,37.253469821909363,17.249032468019323,2016]
[null,null,28.931898372054604,null,37.106140843884255,20.517751284052657,2017]
[null,null,26.777022047703614,null,40.566830000020431,11.178342798026279,2018]
[null,null,21.085774183550289,null,31.588558508539567,15.288998817332887,2019]
[null,null,20.51181771017486,null,24.414517536565128,12.231228623409244,2020]
[null,null,null,null,39.955899801956399,10.201022997360086,2021]
[null," ",null,null,73.400656920620122,20.065514101585055,2022]
[" "]

{"sheet":"Value Factor vs. Penetration","index":40,"n_rows":147,"n_cols":17,"rows_kept":147,"cut":false,"hidden":false,"merged":[]}
["Solar value factor versus solar market penetration by region and year"]
[]
[]
[]
[]
[]
[]
[]
[]
[]
[]
[]
[]
[]
[]
[]
[]
[]
["Sources: Berkeley Lab, ABB, ISOs"]
["Notes: Solar value factor describes the market value of solar in proportion to that of a generalized flat-block, i.e., 24x7 average price across all pricing nodes in region."]
["For more details on methodology see Berkeley Lab publication \"Mills et al, 2021, Solar-to-Grid\" https://emp.lbl.gov/renewable-grid-insights"]
[]
[]
[]
["ISOs Only",null,null,null,null,null,"Western Non-ISO BAs Only",null,null,null,null,null,"Southeastern Non-ISO BAs Only"]
[null,null,"Solar","Solar",null,null,null,null,"Solar","Solar",null,null,null,null,"Solar","Solar"]
[null,null,"Market","Value",null,null,null,null,"Market","Value",null,null,null,null,"Market","Value"]
[null,null,"Penetration","Factor","Year",null,null,null,"Penetration","Factor","Year",null,null,null,"Penetration","Factor","Year"]
["CAISO",null,1.50997601091269E-2,1.2394096503358238,2012,null,"NEVP","NEVP",1.0035777701072401E-2,1.1932496990476211,2012,null,"TEC",null,5.9220567767980003E-4,1.2272674074888732,2012]
[null,null,2.7679622906465699E-2,1.1373345495800771,2013,null,null,null,1.3715278938777799E-2,1.1054790759259345,2013,null,null,null,1.1520106770448999E-3,1.3265355967764161,2013]
[null,"CAISO",6.3688917667766895E-2,1.0379362782683919,2014,null," "," ",1.7562564927929802E-2,0.98737770602305319,2014,null,null,"TEC",1.2641986762855001E-3,1.299827569823405,2014]
[null,null,9.3571807568908899E-2,0.90472110749385393,2015,null,null,null,2.1793447015971499E-2,0.97103788418716819,2015,null,null,null,1.3151456177973001E-3,1.30997709732806,2015]
[null,null,0.1213673521874037,0.8541727983746642,2016,null,null,null,3.80448905684369E-2,0.98092037127709475,2016,null,null,null,1.6035590486024999E-3,1.2337476583860219,2016]
[null,null,0.15102214333781019,0.86918143110187773,2017,null,null,null,7.4776355141906198E-2,0.84618680396781443,2017,null,null,null,3.9842478379855002E-3,1.171676220744482,2017]
[null,null,0.17047969816697339,0.69363987297850593,2018,null,null,null,8.4647956557895906E-2,0.80260481608515166,2018,null,null,null,8.0317577162647997E-3,1.1353976157226984,2018]
[null,null,0.18762699739300909,0.66279072236075509,2019,null,null,null,9.6876464329958695E-2,0.76616772284458667,2019,null,null,null,4.3657637370225502E-2,1.180554844283668,2019]
[null,null,0.20874464468971951,0.64387455990488529,2020,null,null,null,0.1145017883746107,0.73829341871138277,2020,null,null,null,6.2252947206057702E-2,1.1837054242419753,2020]
[null,null,0.23186968675122169,0.59911711931979406,2021,null,null,null,0.1418857481886934,0.77580626374372508,2021,null," ",null,7.6399905944572799E-2,0.91966047415835561,2021]
[null,null,0.25564384187176931,0.53932109375301462,2022,null,null,null,0.1725316322790747,0.71384981697177685,2022,null,null,null,9.3460810544542694E-2,1.707447494727065,2022]
[null,null,null,null,null,null,null,null,null,null,null,null,null," "]
["ISO-NE",null,2.0067479240360002E-3,1.1228744144930021,2012,null,"LDWP","LDWP",4.2380542982520001E-3,1.5500694351668822,2012,null,"SCEG",null,3.7070298137826321E-6,null,2012]
[null,null,4.4760914147242E-3,1.0325202703117791,2013,null,null,null,8.0773768600779002E-3,1.2045130181861425,2013,null,null,null,7.8394853287803386E-6,null,2013]
[null,"ISO-NE",9.8644803819385E-3,0.92693071517195025,2014,null," "," ",9.0523068767345994E-3,1.1066264096766836,2014,null,null,"SCEG",4.7097939196637149E-5,null,2014]
[null,null,1.4077394596941401E-2,0.952407392734134,2015,null,null,null,2.8759193748350401E-2,1.1219809347943928,2015,null,null,null,1.12021483085E-4,null,2015]
[" ",null,1.9881502100988001E-2,1.010875221317022,2016,null,null,null,4.2063953169132501E-2,1.0546731745088245,2016,null,null,null,6.874110488431E-4,null,2016]
[null,null,2.66822639500779E-2,0.90687549231287712,2017,null,null,null,7.9913806872798407E-2,0.92044454400463094,2017,null,null,null,4.7534491767619999E-3,1.4284588608980873,2017]
[null," ",3.4697122570841302E-2,0.93919289366406455,2018,null,null,null,9.6159744748452597E-2,0.90796486310031232,2018,null,null,null,2.5915991315459099E-2,1.1249095492836407,2018]
[null,null,4.1476169019411001E-2,0.92969556799598041,2019,null,null,null,0.1054403767495543,0.92276600563593947,2019,null,null,null,3.94413177985923E-2,1.209746171100911,2019]
[null,null,4.9831503038415402E-2,0.91502129186622561,2020,null,null,null,0.1186028207982818,0.88217777043893142,2020,null,null,null,7.8337925472814401E-2,1.1968930420244086,2020]
[null,null,5.6719029412290303E-2,0.89307006478785911,2021,null,null,null,0.13146826687756949,0.83033032397680917,2021,null," ",null,9.2388894720055195E-2,1.0720644866268212,2021]
[null,null,6.8350546855457203E-2,0.85651932321626034,2022,null,null,null,0.1378979010689908,0.66893120374442538,2022,null,null,null,9.1701188588945604E-2,1.1558323556887262,2022]
[null,null,null,null,null,null,null,null,null,null,null,null,null," "]
["ERCOT",null,5.1107389835140001E-4,1.2384249126601408,2012,null,"AZPS","AZPS",1.67634059242893E-2,1.1967522892979461,2012,null,"CPLE",null,1.9640641614028002E-3,1.4533788620505392,2012]
[null,null,6.853047000323E-4,1.1953757753359711,2013,null,null,null,3.7031747037456E-2,1.1070783359889504,2013,null,null,null,3.6041643552926E-3,1.3113435945325727,2013]
[null,"ERCOT",1.2937918871541E-3,1.0734775656209117,2014,null," "," ",7.1361253908184694E-2,0.93802127869169738,2014,null,null,"CPLE",7.2212238658900998E-3,1.1416276890769679,2014]
[null,null,1.7310504326183999E-3,1.1846886538714714,2015,null,null,null,7.6019789877057903E-2,0.92999429542548118,2015,null,null,null,1.1952424653882E-2,1.1254173205500939,2015]
[" ",null,2.8794087501632999E-3,1.3100163496166777,2016,null,null,null,8.4666676264134696E-2,0.92867720380052587,2016,null,null,null,2.1148252775186099E-2,1.2326316884279993,2016]
[null,null,7.2851110579908E-3,0.90671346265109376,2017,null,null,null,9.2483953514177999E-2,0.86219368036817723,2017,null,null,null,2.7866499556168201E-2,1.2226885931039615,2017]
[null," ",1.06162746790282E-2,1.1848671034166511,2018,null,null,null,0.100627601388542,0.89122485321364253,2018,null,null,null,3.2701437083368701E-2,1.1207198239193958,2018]
[null,null,1.3932431087682899E-2,1.2550511355234968,2019,null,null,null,0.11030607873713991,0.82653203737316461,2019,null,null,null,4.3438153626222199E-2,1.1098207805459401,2019]
[null,null,2.6145478890445498E-2,0.95441000477696802,2020,null,null,null,0.1130527821461037,1.024211396983107,2020,null,null,null,4.7844794604789402E-2,1.109222394313925,2020]
[null,null,4.8643802313914998E-2,0.36546345153558457,2021,null,null,null,0.1148370820520139,1.0333645978514041,2021,null," ",null,5.1692350528259698E-2,1.0368188312478319,2021]
[null,null,6.36692276999965E-2,0.95170188694260793,2022,null,null,null,0.1148773246004707,0.83846132766651804,2022,null,null,null,5.9609391728187598E-2,1.0688342572289684,2022]
[null,null,null,null,null,null,null,null,null,null,null,null,null," "]
["NYISO",null,1.1076047943595999E-3,1.4918959068625395,2012,null,"PACE","PACE",4.6878221218820001E-4,null,2012,null,"FPL",null,8.2208401181479995E-4,1.5912090971011283,2012]
[null,null,1.5686931188667E-3,1.6140191996122368,2013,null,null,null,6.5740046495749995E-4,1.3618362438440474,2013,null,null,null,9.1751080172429997E-4,1.6204067041285792,2013]
[null,"NYISO",2.6529312484828002E-3,1.2311772645677228,2014,null," "," ",1.3521922459096001E-3,1.2423804357039168,2014,null,null,"FPL",1.0042385467153999E-3,1.6710941371916412,2014]
[null,null,4.2371726230393996E-3,1.2813664558739337,2015,null,null,null,1.9303634228618001E-3,1.4122493626438311,2015,null,null,null,1.0924507851048E-3,1.6382395303518151,2015]
[" ",null,6.3418486396888E-3,1.3584183249436783,2016,null,null,null,1.7702092123462201E-2,1.1732548357784345,2016,null,null,null,1.2781560380818E-3,1.5713641919183885,2016]
[null,null,8.6865680181895007E-3,1.2412736721828894,2017,null,null,null,3.6153995823960998E-2,0.95075653469114441,2017,null,null,null,5.6213638617734997E-3,1.3607489029137176,2017]
[null," ",1.1189350931675101E-2,1.1428648871971745,2018,null,null,null,3.7065527430026002E-2,0.96590770210934462,2018,null,null,null,1.5168291843614399E-2,1.3293423329147522,2018]
[null,null,1.52486574409306E-2,1.1483292597714361,2019,null,null,null,6.7197428535096193E-2,0.87160800073443956,2019,null,null,null,2.00776546017673E-2,1.3331046776280744,2019]
[null,null,2.1141743755235899E-2,1.0549229173726209,2020,null,null,null,6.9442432106153099E-2,1.0593433233130902,2020,null,null,null,3.0342461136262398E-2,1.3085898914059308,2020]
[null,null,2.5488762752335799E-2,1.1272223792593754,2021,null,null,null,8.5374737401451004E-2,1.0239699609789477,2021,null," ",null,4.6390721947006101E-2,1.1827536422232396,2021]
[null,null,3.20409783702027E-2,1.0353257338555235,2022,null,null,null,9.6012693202764995E-2,0.857162653249952,2022,null,null,null,5.5674547466365097E-2,1.8507051701338462,2022]
[null,null,null,null,null,null,null,null,null,null,null,null,null," "]
["PJM",null,2.2287619985440999E-3,1.4975647808804555,2012,null,"PNM","PNM",6.0960215237472002E-3,1.2775264711660099,2012,null,"FPC",null,9.6487636312450002E-4,1.3893690375390637,2012]
[null,null,3.1519052584955999E-3,1.6275496384772103,2013,null,null,null,1.07672173582749E-2,1.1713291165247555,2013,null,null,null,1.1212929863701E-3,1.4747328138233387,2013]
[null,"PJM",3.9185176689597E-3,1.4353675369408339,2014,null," "," ",2.0489262042319701E-2,1.0358529183089673,2014,null,null,"FPC",1.3002771393440999E-3,1.5575679083188563,2014]
[null,null,4.6181407690870004E-3,1.4066116574419705,2015,null,null,null,2.7302667268454699E-2,1.0444691193746571,2015,null,null,null,1.5981599545835E-3,1.5271752950371205,2015]
[" ",null,5.9578865160509996E-3,1.4218052296337216,2016,null,null,null,3.97714563147126E-2,1.0852288790901006,2016,null,null,null,2.4765712715828E-3,1.459184730497517,2016]
[null,null,7.9007288831034004E-3,1.4163263999361924,2017,null,null,null,5.3659716401263699E-2,0.88205784767081086,2017,null,null,null,3.5210733575007998E-3,1.4020435350867304,2017]
[null," ",9.4033135638903007E-3,1.4222893231455858,2018,null,null,null,6.7185576872421202E-2,0.92711768936930872,2018,null,null,null,4.9409795232776997E-3,1.3805865493888565,2018]
[null,null,1.1747352475314599E-2,1.4086562956569093,2019,null,null,null,5.4430902082981299E-2,0.87143984025175658,2019,null,null,null,1.1373609360517E-2,1.4397441159045261,2019]
[null,null,1.4771675334106799E-2,1.4144504303643186,2020,null,null,null,8.1442186681348602E-2,1.0348856358515681,2020,null,null,null,2.3916722918297099E-2,1.425749207947357,2020]
[null,null,1.9939177363804399E-2,1.2710056835379271,2021,null,null,null,6.92236066968379E-2,1.0210980014334168,2021,null," ",null,3.5119224701689697E-2,1.1625288688792152,2021]
[null,null,2.3685611457789399E-2,1.2433440245741652,2022,null,null,null,7.9137297867311898E-2,0.81923856286600272,2022,null,null,null,4.8283601455878802E-2,1.8665543769632109,2022]
[null,null,null,null,null,null,null,null,null,null,null,null,null," "]
["MISO",null,1.012393744939E-4,1.4011777553569853,2012,null,"PSCO","PSCO",9.7554796631237999E-3,1.5261888506544483,2012,null,"DUK",null,4.6731513208790002E-4,1.5537805380758456,2012]
[null,null,2.176214059772E-4,1.2173039841627729,2013,null,null,null,1.13981278531817E-2,1.4347809856347487,2013,null,null,null,1.4998058015138001E-3,1.376435865314229,2013]
[null,"MISO",5.712946130383E-4,1.198899871076665,2014,null," "," ",1.3029624896656799E-2,1.4372528312552983,2014,null,null,"DUK",3.1742322359912E-3,1.2381663644044378,2014]
[null,null,8.1543792961710001E-4,1.3323603184459671,2015,null,null,null,1.2181453974634099E-2,1.4786729961278533,2015,null,null,null,5.2189952884355998E-3,1.3880234538807668,2015]
[" ",null,1.1008122453753E-3,1.4511135036853209,2016,null,null,null,1.8768037502798401E-2,1.5834812480334859,2016,null,null,null,1.35634138592084E-2,1.4475416367878682,2016]
[null,null,2.3992419095699999E-3,1.1996803954555468,2017,null,null,null,2.7979300530013299E-2,1.7129467078955383,2017,null,null,null,2.4467272657933099E-2,1.4381047744607041,2017]
[null," ",3.7702525759588999E-3,1.1025711385427071,2018,null,null,null,3.10289216228249E-2,1.4212996290395457,2018,null,null,null,2.8845808090591001E-2,1.2141335096471142,2018]
[null,null,4.4927284650130997E-3,1.0756253304687209,2019,null,null,null,3.3506632252589999E-2,1.5441255684061368,2019,null,null,null,3.4535484729586799E-2,1.2597023407283006,2019]
[null,null,6.1909315803719001E-3,1.1078889784984363,2020,null,null,null,3.5041002326828802E-2,1.7132728144167024,2020,null,null,null,3.7771538726578797E-2,1.2291002612125042,2020]
[null,null,9.3052891944703994E-3,1.1446022179391937,2021,null,null,null,4.47159006209202E-2,1.4602497200361455,2021,null," ",null,4.1887368473965798E-2,1.1093932638320854,2021]
[null,null,1.3474545487770301E-2,1.3956861947790167,2022,null,null,null,6.6653747418385104E-2,1.8779789719139846,2022,null,null,null,4.6985277233226402E-2,1.2383774977282664,2022]
[null,null,null,null,null,null,null,null,null,null,null,null,null," "]
["SPP",null,5.7294546398659995E-4,1.5043637147626081,2012,null,"IPCO","IPCO",7.952238876729745E-6,null,2012,null,"SOCO",null,1.2837281623019999E-4,null,2012]
[null,null,6.5207335845549996E-4,1.627163545310361,2013,null,null,null,8.0645664528043955E-6,null,2013,null,null,null,2.1222288027709999E-4,1.3487572898882096,2013]
[null,"SPP",9.1580950451729997E-4,1.6525371161499551,2014,null," "," ",1.7828142930359999E-4,null,2014,null,null,"SOCO",9.804204626098999E-4,1.1627564932209002,2014]
[null,null,9.9743524301249996E-4,1.6404412838374964,2015,null,null,null,3.187671777226E-4,null,2015,null,null,null,1.2539222551752E-3,1.3620904624300041,2015]
[" ",null,1.2809073914304E-3,2.0814414552858023,2016,null,null,null,2.1007516760710001E-3,null,2016,null,null,null,4.2918238522958998E-3,1.4300898170647309,2016]
[null,null,3.0896575152545001E-3,1.7079489967025934,2017,null,null,null,3.4605263477496803E-2,1.1263005360024958,2017,null,null,null,1.04777217121498E-2,1.4802363397876399,2017]
[null,null,3.5585660713437E-3,1.5343840186440305,2018,null,null,null,3.9241869070275701E-2,1.1625839608732176,2018,null,null,null,1.2539655201731101E-2,1.283206642801723,2018]
[null,null,3.6998864128798999E-3,1.7354729658913217,2019,null,null,null,4.0419430471717303E-2,1.0519568271000954,2019,null,null,null,1.2735134439511599E-2,1.3584933171457327,2019]
[null,null,4.6618454156088004E-3,1.8979347822382622,2020,null,null,null,4.70758398846014E-2,1.2745521151439663,2020,null,null,null,2.1250524476269302E-2,1.2942092802975285,2020]
[null," ",5.5423093817100998E-3,1.3853909037230447,2021,null,null,null,4.7033394056732999E-2,1.2429210893528206,2021,null," ",null,2.59347145952959E-2,1.1352522448429403,2021]
[null,null,5.8137351127659003E-3,1.617659546696145,2022,null,null,null,4.6242934597958703E-2,1.0085883853254536,2022,null,null,null,3.6526860821873397E-2,1.265334069143301,2022]
[null,null,null,null,null,null,null,null,null,null,null,null,null," "]
[null,null,null,null,null,null,"PACW","PACW",1.2251898876736536E-5,null,2012,null,"TVA",null,3.1110688277436264E-5,null,2012]
[null,null,null,null,null,null,null,null,2.245566076125E-4,1.0560249472751575,2013,null,null,null,1.1320206219859999E-4,1.3473610037474411,2013]
[null,null,null,null,null,null," "," ",4.160695343983E-4,0.98390461218031289,2014,null,null,"TVA",1.424002715736E-4,1.2458461183438592,2014]
[null,null,null,null,null,null,null,null,4.9013789867399999E-4,1.0877795298201307,2015,null,null,null,4.2700845808300001E-4,1.347792832007864,2015]
[null,null,null,null,null,null,null,null,1.3794389878661001E-3,1.0492721301548003,2016,null,null,null,6.0220645696949999E-4,1.3498747557200679,2016]
[null,null,null,null,null,null,null,null,5.0427100493775001E-3,0.9696605098333011,2017,null,null,null,1.3490088276600001E-3,1.5855930055096736,2017]
[null,null,null,null,null,null,null,null,2.0042291333551499E-2,0.8880637257723204,2018,null,null,null,1.8129316943933001E-3,1.2885750336655248,2018]
[null,null,null,null,null,null,null,null,2.50661135413765E-2,0.8228288831742272,2019,null,null,null,3.3447200681898E-3,1.3849096463351103,2019]
[null,null,null,null,null,null,null,null,3.3529770888840398E-2,0.86058985669081367,2020,null,null,null,3.3658693695383999E-3,1.3521188190187747,2020]
[null,null,null,null,null,null,null,null,4.2578627881731002E-2,0.96135885992291881,2021,null," ",null,4.4309683982116004E-3,1.1598887876940762,2021]
[null,null,null,null,null,null,null,null,4.1762177402431801E-2,0.87529489560903129,2022,null,null,null,8.5012776769239993E-3,1.2944642457501225,2022]
[]
[null,null,null,null,null,null,"WACM","WACM",2.0750398438268E-3,1.5969888488305652,2012]
[null,null,null,null,null,null,null,null,2.1087620591712999E-3,1.5283627343114792,2013]
[null,null,null,null,null,null," "," ",2.2044074730681001E-3,1.4574279751374437,2014]
[null,null,null,null,null,null,null,null,2.4016921268267999E-3,1.1670382181670418,2015]
[null,null,null,null,null,null,null,null,3.2876072148381999E-3,1.1146817857320404,2016]
[null,null,null,null,null,null,null,null,4.3095232184474997E-3,0.97301052737376692,2017]
[null,null,null,null,null,null,null,null,4.8042915734923001E-3,1.0376906048684604,2018]
[null,null,null,null,null,null,null,null,1.38141735073826E-2,0.96871519947655393,2019]
[null,null,null,null,null,null,null,null,2.7147923955627901E-2,1.1111007756642695,2020]
[null,null,null,null,null,null,null,null,2.9951447614733499E-2,1.414134509344253,2021]
[null,null,null,null,null,null,null,null,2.6561888199061801E-2,1.4521932780801758,2022]
[]
[null,null,null,null,null,null,"BPAT","BPAT",1.4416300131562E-3,null,2012]
[null,null,null,null,null,null,null,null,2.1417929503192001E-3,0.98530537087530567,2013]
[null,null,null,null,null,null,null,null,3.0228944072452999E-3,0.90652805316586937,2014]
[null,null,null,null,null,null,null,null,3.9169427298474E-3,0.98977718844670226,2015]
[null,null,null,null,null,null,null,null,5.3672819339966003E-3,0.83516859643774466,2016]
[null,null,null,null,null,null,null,null,6.5756652164160002E-3,0.87599741185856383,2017]
[null,null,null,null,null,null,null,null,8.2142569236931997E-3,0.76160112272008762,2018]
[null,null,null,null,null,null,null,null,9.6394449871160005E-3,0.7737788980937591,2019]
[null,null,null,null,null,null,null,null,1.3573206287806399E-2,0.81950341273104566,2020]
[null,null,null,null,null,null,null,null,1.31099557798731E-2,0.79630344664621033,2021]
[null,null,null,null,null,null,null,null,1.5490237350666999E-2,0.73706371805493576,2022]

{"sheet":"Value Difference vs. Flat Block","index":41,"n_rows":81,"n_cols":15,"rows_kept":81,"cut":false,"hidden":false,"merged":[[24,13,24,14],[24,1,24,2],[24,3,24,4],[24,5,24,6],[24,7,24,8],[24,9,24,10],[24,11,24,12]]}
["Cause of value differences between solar and flat block in 2022"]
[]
[]
[]
[]
[]
[]
[]
[]
[]
[]
[]
[]
[]
[]
[]
[]
[]
[]
["Sources: Berkeley Lab, ABB, ISOs",null,null,null,null,null,null,"Sources: Berkeley Lab, ABB, ISOs"]
["Notes: Solar value factor describes the market value of solar in proportion to that of a generalized flat-block, i.e., 24x7 average price across all pricing nodes in region."]
["For more details on methodology see Berkeley Lab publication \"Mills et al, 2021, Solar-to-Grid\" https://emp.lbl.gov/renewable-grid-insights"]
[]
["Regional average market value of solar in 2022 relative to a generalized flat block of power"]
[null,"CAISO",null,"ERCOT",null,"ISO-NE",null,"MISO",null,"NYISO",null,"PJM",null,"SPP"]
[null,"value factor","penetration","value factor","penetration","value factor","penetration","value factor","penetration","value factor","penetration","value factor","penetration","value factor","penetration"]
[2012,1.2394096503358238,1.50997601091269E-2,1.2384249126601408,5.1107389835140001E-4,1.1228744144930021,2.0067479240360002E-3,1.4011777553569853,1.012393744939E-4,1.4918959068625395,1.1076047943595999E-3,1.4975647808804555,2.2287619985440999E-3,1.5043637147626081,5.7294546398659995E-4]
[2013,1.1373345495800771,2.7679622906465699E-2,1.1953757753359711,6.853047000323E-4,1.0325202703117791,4.4760914147242E-3,1.2173039841627729,2.176214059772E-4,1.6140191996122368,1.5686931188667E-3,1.6275496384772103,3.1519052584955999E-3,1.627163545310361,6.5207335845549996E-4]
[2014,1.0379362782683919,6.3688917667766895E-2,1.0734775656209117,1.2937918871541E-3,0.92693071517195025,9.8644803819385E-3,1.198899871076665,5.712946130383E-4,1.2311772645677228,2.6529312484828002E-3,1.4353675369408339,3.9185176689597E-3,1.6525371161499551,9.1580950451729997E-4]
[2015,0.90472110749385393,9.3571807568908899E-2,1.1846886538714714,1.7310504326183999E-3,0.952407392734134,1.4077394596941401E-2,1.3323603184459671,8.1543792961710001E-4,1.2813664558739337,4.2371726230393996E-3,1.4066116574419705,4.6181407690870004E-3,1.6404412838374964,9.9743524301249996E-4]
[2016,0.8541727983746642,0.1213673521874037,1.3100163496166777,2.8794087501632999E-3,1.010875221317022,1.9881502100988001E-2,1.4511135036853209,1.1008122453753E-3,1.3584183249436783,6.3418486396888E-3,1.4218052296337216,5.9578865160509996E-3,2.0814414552858023,1.2809073914304E-3]
[2017,0.86918143110187773,0.15102214333781019,0.90671346265109376,7.2851110579908E-3,0.90687549231287712,2.66822639500779E-2,1.1996803954555468,2.3992419095699999E-3,1.2412736721828894,8.6865680181895007E-3,1.4163263999361924,7.9007288831034004E-3,1.7079489967025934,3.0896575152545001E-3]
[2018,0.69363987297850593,0.17047969816697339,1.1848671034166511,1.06162746790282E-2,0.93919289366406455,3.4697122570841302E-2,1.1025711385427071,3.7702525759588999E-3,1.1428648871971745,1.1189350931675101E-2,1.4222893231455858,9.4033135638903007E-3,1.5343840186440305,3.5585660713437E-3]
[2019,0.66279072236075509,0.18762699739300909,1.2550511355234968,1.3932431087682899E-2,0.92969556799598041,4.1476169019411001E-2,1.0756253304687209,4.4927284650130997E-3,1.1483292597714361,1.52486574409306E-2,1.4086562956569093,1.1747352475314599E-2,1.7354729658913217,3.6998864128798999E-3]
[2020,0.64387455990488529,0.20874464468971951,0.95441000477696802,2.6145478890445498E-2,0.91502129186622561,4.9831503038415402E-2,1.1078889784984363,6.1909315803719001E-3,1.0549229173726209,2.1141743755235899E-2,1.4144504303643186,1.4771675334106799E-2,1.8979347822382622,4.6618454156088004E-3]
[2021,0.59911711931979406,0.23186968675122169,0.36546345153558457,4.8643802313914998E-2,0.89307006478785911,5.6719029412290303E-2,1.1446022179391937,9.3052891944703994E-3,1.1272223792593754,2.5488762752335799E-2,1.2710056835379271,1.9939177363804399E-2,1.3853909037230447,5.5423093817100998E-3]
[2022,0.53932109375301462,0.25564384187176931,0.95170188694260793,6.36692276999965E-2,0.85651932321626034,6.8350546855457203E-2,1.3956861947790167,1.3474545487770301E-2,1.0353257338555235,3.20409783702027E-2,1.2433440245741652,2.3685611457789399E-2,1.617659546696145,5.8137351127659003E-3]
[]
[]
["Regional average market value of solar in 2022 relative to a generalized flat block of power ($/MWh)"]
["Wholsale value (2022$/MWh)","Flat block\n at all nodes","Flat block \nat solar nodes","Flat block\nat solar nodes \n(with curtailment)","Solar profile\n at solar nodes"]
["energy value",66.944232261245617,72.233998038935084,69.225358120525101,58.728218503063566]
["capacity value",4.6197444499851974,7.0077554601374574,7.0077554601374574,6.9665467992553394]
["total value",71.563976711230808,79.241753499072544,76.233113580662561,65.694765302318899,{"$f":"E44/B44","v":0.91798651111026319}]
[]
[]
["Regional average market value in 2022 relative to a generalized flat block (percentage changes)"]
[null,null,"Flat block at all nodes","Flat block \nat solar nodes","Flat block at solar nodes (with curtailment)","Solar profile at solar nodes"]
["CAISO","energy value",81.176319886194108,75.82373935912905,72.260783643364292,43.347320232369213]
[null,"capacity value",13.099603598662801,13.099603598662801,13.099603598662801,7.4976739360593267]
[null,"total value",94.275923484856904,88.923342957791832,85.360387242027073,50.844994168428542]
["ERCOT","energy value",69.454445979511448,67.679084510546346,61.50273464395719,66.099927295254474]
[null,"capacity value",null,0,0,0]
[null,"total value",69.454445979511448,67.679084510546346,61.50273464395719,66.099927295254474]
["ISO-NE","energy value",84.020505083887045,84.37208316067435,84.37208316067435,71.303741186036206]
[null,"capacity value",5.6797945205479454,5.6797945205479445,5.6797945205479445,5.5262987234502248]
[null,"total value",89.700299604434989,90.051877681222308,90.051877681222308,76.830039909486445]
["MISO","energy value",57.660143335051544,58.077483312569406,58.077483312569406,70.321443488736733]
[null,"capacity value",4.7471911619744764,5.1818816541279871,5.1818816541279871,16.779611721718773]
[null,"total value",62.407334497026028,63.259364966697397,63.259364966697397,87.101055210455513]
["NYISO","energy value",77.289042159052457,74.745218620514194,74.745218620514194,76.778685406346241]
[null,"capacity value",3.6681281698819737,3.2682856411145296,3.2682856411145296,7.0383563753243914]
[null,"total value",80.957170328934424,78.013504261628725,78.013504261628725,83.817041781670639]
["PJM","energy value",71.432969973829927,75.691057860371984,75.691057860371984,82.455424759776022]
[null,"capacity value",4.3539989319774408,4.1161520699830421,4.1161520699830421,11.773850169847659]
[null,"total value",75.786968905807385,79.807209930355029,79.807209930355029,94.229274929623671]
["SPP","energy value",44.38418113174346,48.82468937234195,48.82468937234195,62.774458598861251]
[null,"capacity value",7.2451844397260281,7.2451844397260272,7.2451844397260272,20.744277507691603]
[null,"total value",51.629365571469485,56.069873812067996,56.069873812067996,83.518736106552879]
[]
[]
["Regional average market value in 2022 relative to a generalized flat block (percentage changes)"]
[]
[null,"Flat block","Flat block","Location","Curtailment","Profile","Total change","Solar value"]
["CAISO",94.275923484856904,1,-5.677568916017918E-2,-3.7792848736581813E-2,-0.36611036835022437,-0.46067890624698538,50.844994168428542]
["ISONE",89.700299604434989,1,3.9194749442056122E-3,0,-0.14740015172794524,-0.14348067678373963,76.830039909486445]
["ERCOT",69.454445979511448,1,-2.5561523728643953E-2,-8.8926630678346122E-2,6.6190041349598008E-2,-4.829811305739206E-2,66.099927295254474]
["NYISO",80.957170328934424,1,-3.6360782563735691E-2,0,7.1686516419259105E-2,3.5325733855523421E-2,83.817041781670639]
["PJM",75.786968905807385,1,5.3046599997213797E-2,0,0.1902974245769514,0.24334402457416521,94.229274929623671]
["MISO",62.407334497026028,1,1.3652729707787347E-2,0,0.38203346507122932,0.39568619477901662,87.101055210455513]
["SPP",51.629365571469485,1,8.6007414413249092E-2,0,0.53165213228289587,0.61765954669614498,83.518736106552879]

{"sheet":"All Capacity in Queues","index":42,"n_rows":95,"n_cols":12,"rows_kept":95,"cut":false,"hidden":false,"merged":[[86,0,94,0],[26,0,34,0],[36,0,44,0],[46,0,54,0],[56,0,64,0],[66,0,74,0],[76,0,84,0]]}
["Generation capacity in 42 selected interconnection queues from 2014 to 2022, by resource type"]
[]
[]
[]
[]
[]
[]
[]
[]
[]
[]
[]
[]
[]
[]
[]
[]
[]
[]
[]
[]
["Source: Berkeley Lab review of interconnection queues"]
[]
[null,null,null,null,null,null,null,null,null,null,null,"All"]
[null,null,null,"Standalone","Hybrid","Standalone","Hybrid","Total",null,null,null,"Resources"]
[null,null,null,"Prior","Prior","New","New","GW",null,null,null,"Total GW"]
["Solar",null,2014,25.052419999999998,0,19.511700000000005,0,{"$f":"SUM(D27:G27)","v":44.564120000000003},null,null,2014,{"$f":"H27+H37+H47+H57+H67+H77+H87+H111","v":325.83328999999998}]
[null,null,2015,33.055120000000002,0,23.763491999999999,0,{"$f":"SUM(D28:G28)","v":56.818612000000002},null,null,2015,364.70072800000003]
[null,"2014-",2016,36.977478000000005,0,83.332539199999999,0,120.3100172,null,null,2016,424.79076320000001]
[null,null,2017,83.578314000762887,0,104.93103424954224,0,188.50934825030512,null,null,2017,510.38341619888007]
[null,null,2018,138.19843750059999,11.556250000000006,115.54464499760003,17.666709999999998,282.96604249820007,null,null,2018,643.73270878096002]
[null,"   2022",2019,155.49879600068664,43.000118000000008,109.78472499961855,58.583096399999995,366.86673540030517,null,null,2019,735.85209240159838]
[null,null,2020,195.56078259999998,95.964299999999994,107.6153274,63.304299999999998,462.44470999999999,null,null,2020,{"$f":"H33+H43+H53+H63+H73+H83+H93+H117","v":964.91593}]
[null,null,2021,263.74247699999995,145.99260000000001,126.33679299999999,138.1858,674.25766999999985,null,null,2021,1449.5098399999997]
[null,null,2022,332.339,264.084,158.41419999999999,192.3991,947.23629999999991,null,null,2022,2035.6492599999997]
[" "]
["Storage",null,2014,0,null,0,null,{"$f":"SUM(D37:G37)","v":0}]
[null,null,2015,1.7607400000000002,null,5.5423999999999998,null,{"$f":"SUM(D38:G38)","v":7.30314}]
[null,"2014-",2016,5.1003499999999997,null,6.6378149999999989,null,11.738164999999999]
[null,null,2017,10.055929998245238,null,8.8264249991607659,null,18.882354997406004]
[null,null,2018,9.4105299999999978,null,19.623394304529999,null,29.033924304529997]
[null,"   2022",2019,18.066952999999998,null,37.336366000000005,null,55.403319000000003]
[null,null,2020,42.235150000000004,67.13191599999999,50.997,44.598475000000001,204.96254099999999]
[null,null,2021,79.901769999999971,100.5197,139.96168,105.91038999999998,426.29354000000001]
[null,null,2022,196.68379999999999,203.20509999999999,128.25700000000001,154.46190000000001,682.6078]
[" "]
["Wind",null,2014,66.673449999999988,0,29.202450000000002,0,{"$f":"SUM(D47:G47)","v":95.875899999999987}]
[null,null,2015,65.027285000000006,0,44.562559999999998,0,{"$f":"SUM(D48:G48)","v":109.589845}]
[null,"2014-",2016,74.751290000000026,0,66.924159999999986,0,141.67545000000001]
[null,null,2017,98.726169967241276,0,81.44831500324247,0,180.17448497048375]
[null,null,2018,138.14305501430005,2.1899899951999999,91.001744948899997,0.82840001220000004,232.16318997060006]
[null,"   2022",2019,158.94881399866483,2.3704999999999998,55.640010000000004,8.5428999999999995,225.50222399866485]
[null,null,2020,151.41452000000004,2.952,44.4953,10.277000000000001,209.13882000000001]
[null,null,2021,166.68929999999995,7.8380000000000001,63.858720000000005,11.566000000000001,249.95201999999995]
[null,null,2022,196.2569,14.081,79.519599999999997,10.292999999999999,300.15049999999997]
[" "]
["Gas",null,2014,79.966380000000015,0,65.174700000000001,0,{"$f":"SUM(D57:G57)","v":145.14108000000002}]
[null,null,2015,105.11961200000003,0,58.229665999999995,0,{"$f":"SUM(D58:G58)","v":163.34927800000003}]
[null,"2014-",2016,93.619381999999987,0,39.756319000000005,0,133.37570099999999]
[null,null,2017,74.770107979254732,0,36.100360000000002,0,110.87046797925473]
[null,null,2018,58.247327004509984,0.10599999999999998,27.420940002399998,0.23845,86.01271700690998]
[null,"   2022",2019,48.279304003906262,0.3488,28.447029998817445,0.13150000000000001,77.206634002723703]
[null,null,2020,48.038199999999989,1.1889999999999996,21.790800000000001,2.972,73.989999999999981]
[null,null,2021,61.367900000000006,2.153,11.207600000000001,0.31939999999999996,75.047900000000013]
[null,null,2022,50.814599999999999,0.4284,17.670000000000002,13.407,82.320000000000007]
[" "]
["Other",null,2014,18.349089999999997,null,7.0573000000000006,null,{"$f":"SUM(D67:G67)","v":25.406389999999998}]
[null,null,2015,9.3648859999999967,null,3.796967,null,{"$f":"SUM(D68:G68)","v":13.161852999999997}]
[null,"2014-",2016,6.0331400000000004,null,4.4390899999999993,null,10.47223]
[null,null,2017,3.9890000014305107,null,2.2444600000000001,null,6.2334600014305108]
[null,null,2018,3.6219840007000008,null,2.9674510000200001,null,6.5894350007200009]
[null,"   2022",2019,4.1022789999046321,null,0.54540100000000002,null,4.6476799999046321]
[null,null,2020,5.5561299999999996,6.7199999999999996E-2,0.68730000000000002,1.629229,7.9398590000000002]
[null,null,2021,8.3294099999999993,3.9849999999999999,2.1670000000000003,2.21,16.691409999999998]
[null,null,2022,8.0958600000000001,3.1989999999999998,1.2281,2.8690000000000002,15.391959999999999]
[" "]
["Nuclear",null,2014,7.0210000000000008,null,4.2050000000000001,null,{"$f":"SUM(D77:G77)","v":11.226000000000001}]
[null,null,2015,10.817,null,0,null,{"$f":"SUM(D78:G78)","v":10.817}]
[null,"2014-",2016,5.3919999999999995,null,0.95220000000000005,null,6.3441999999999998]
[null,null,2017,5.4397000000000002,null,8.0599999999999991E-2,null,5.5202999999999998]
[null,null,2018,5.4422999999999995,null,0.70610000000000006,null,6.1483999999999996]
[null,"   2022",2019,6.1255000000000006,null,0.05,null,6.1755000000000004]
[null,null,2020,6.1243000000000007,0,0.185,0,6.3093000000000004]
[null,null,2021,6.3093000000000004,0,1.4999999999999999E-2,"-",6.3243]
[null,null,2022,5.9569999999999999,null,0.5,null,6.4569999999999999]
[" "]
["     Coal",null,2014,1.7830000000000001,null,1.8368,null,{"$f":"SUM(D87:G87)","v":3.6198000000000001}]
[null,null,2015,3.169,null,0.49199999999999999,null,{"$f":"SUM(D88:G88)","v":3.661}]
[null,"2014-",2016,0.84499999999999997,null,0.03,null,0.875]
[null,null,2017,0.17899999999999999,null,1.4E-2,null,0.193]
[null,null,2018,8.2999999999999963E-2,null,0.73599999999999999,null,0.81899999999999995]
[null,"   2022",2019,3.9000000000000007E-2,null,1.0999999999999999E-2,null,0.05]
[null,null,2020,0.13069999999999998,0,0,0,0.13069999999999998]
[null,null,2021,0.94299999999999995,"-",0,"-",0.94299999999999995]
[null,null,2021,1.4857,null,null,null,1.4857]

{"sheet":"Solar GW in Queues by Region","index":43,"n_rows":115,"n_cols":12,"rows_kept":115,"cut":false,"hidden":false,"merged":[[86,0,94,0],[96,0,104,0],[106,0,114,0],[26,0,34,0],[36,0,44,0],[46,0,54,0],[56,0,64,0],[66,0,74,0],[76,0,84,0]]}
["Solar generation capacity in 42 selected interconnection queues from 2014 to 2022, by region"]
[]
[]
[]
[]
[]
[]
[]
[]
[]
[]
[]
[]
[]
[]
[]
[]
[]
[]
[]
[]
["Source: Berkeley Lab review of interconnection queues"]
[]
[null,null,null,null,null,null,null,null,null,null,null,"All"]
[null,null,null,"Standalone","Hybrid","Standalone","Hybrid","Total",null,null,null,"Regions"]
[null,null,null,"Prior","Prior","New","New","GW",null,null,null,"Total GW"]
[" West\n(non-ISO)",null,2014,9.8278999999999979,0,4.4916999999999998,0,{"$f":"SUM(D27:G27)","v":14.319599999999998},null,null,2014,{"$f":"H27+H37+H47+H57+H67+H77+H87+H97+H107","v":44.564119999999996}]
[null,null,2015,10.299060000000001,0,4.4292319999999998,0,14.728292,null,null,2015,56.818612000000002]
[null,null,2016,5.6327300000000022,0,19.095647,0,24.728377000000002,null,null,2016,120.31001719999999]
[null,"2014-",2017,20.801429999999996,0,24.722404250000004,0,45.52383425,null,null,2017,188.50934825030518]
[null,null,2018,37.323746,0,36.558958000000004,0,73.882704000000004,null,null,2018,282.96604249819995]
[null,null,2019,26.839759999999995,18.268000000000004,10.670249999999999,19.2895,{"$f":"SUM(D32:G32)","v":75.067509999999999},null,null,2019,367.15173540030514]
[null,"  22",2020,23.302889999999998,35.447900000000004,5.7110500000000002,23.263000000000005,{"$f":"SUM(D33:G33)","v":87.72484},null,null,2020,462.44471000000004]
[null,null,2021,19.447449999999996,50.220999999999997,14.9033,52.957000000000001,{"$f":"SUM(D34:G34)","v":137.52875},null,null,2021,{"$f":"H34+H44+H54+H64+H74+H84+H94+H104+H114","v":674.25766999999996}]
[null,null,2022,30.983650000000001,99.734999999999999,16.511700000000001,106.49,253.72035,null,null,2022,947.23657999999989]
[" "]
[" MISO",null,2014,6.0000000000000053E-2,0,1.3184,0,{"$f":"SUM(D37:G37)","v":1.3784000000000001}]
[null,null,2015,0.91402999999999968,0,1.57542,0,2.4894499999999997]
[null,null,2016,1.4083099999999975,0,7.7725,0,9.1808099999999975]
[null,"2014-",2017,3.8923500000000004,0,11.070209999999999,0,14.96256]
[null,null,2018,12.02026,0.34999999999999987,20.562370000000001,1.45,34.382630000000006]
[null,null,2019,18.703589999999984,2.1499999999999995,23.186160000000001,6.3867000000000003,{"$f":"SUM(D42:G42)","v":50.426449999999981}]
[null,"  22",2020,28.116800000000005,6.9570000000000078,24.53,4.4869999999999983,{"$f":"SUM(D43:G43)","v":64.090800000000016}]
[null,null,2021,51.302800000000005,12.523999999999999,30.869,17.629000000000001,{"$f":"SUM(D44:G44)","v":112.32480000000001}]
[null,null,2022,60.126800000000003,21.419,80.259,52.061,213.86580000000001]
[" "]
["PJM",null,2014,0.87009999999999987,0,1.5619000000000001,0,{"$f":"SUM(D47:G47)","v":2.4319999999999999}]
[null,null,2015,1.7731500000000002,0,1.6970999999999998,0,3.4702500000000001]
[null,null,2016,1.7650999999999968,0,12.945899999999998,0,14.710999999999995]
[null,"2014-",2017,8.5553399999999957,0,10.153445,0,18.708784999999995]
[null,null,2018,13.897735000000004,0.10000000000000009,14.028460000000003,2.3289,30.355095000000009]
[null,null,2019,22.312595000000034,1.9577999999999998,24.613499999999991,7.9233000000000002,{"$f":"SUM(D52:G52)","v":56.807195000000021}]
[null,"  22",2020,37.407850000000003,9.3810000000000002,34.487569999999998,7.8466999999999913,{"$f":"SUM(D53:G53)","v":89.12312}]
[null,null,2021,70.212500000000006,16.976200000000002,45.574100000000001,14.622999999999999,{"$f":"SUM(D54:G54)","v":147.38580000000002}]
[null,null,2022,110.9153,30.561700000000002,13.4625,9.2919999999999998,{"$f":"SUM(D55:G55)","v":164.23150000000001}]
[" "]
["   ERCOT  ",null,2014,2.0469999999999997,0,4.3780000000000001,0,{"$f":"SUM(D57:G57)","v":6.4249999999999998}]
[null,null,2015,6.1260000000000003,0,2.383,0,8.5090000000000003]
[null,null,2016,8.7430000000000003,0,4.9809999999999999,0,13.724]
[null,"2014-",2017,13.290000000000001,0,10.833,0,24.123000000000001]
[null,null,2018,24.151429999999991,0.40200000000000014,9.180100000000003,2.6619000000000002,36.395429999999998]
[null,null,2019,22.298059999999978,2.8961000000000006,24.183510000000005,4.1540599999999994,{"$f":"SUM(D62:G62)","v":53.531729999999982}]
[null,"  22",2020,37.166199999999996,9.6300000000000026,14.500999999999999,3.8119999999999994,{"$f":"SUM(D63:G63)","v":65.109200000000001}]
[null,null,2021,45.567999999999998,17,12.92,5.08,{"$f":"SUM(D64:G64)","v":80.567999999999998}]
[null,null,2022,52.313400000000001,32.912999999999997,10.978,12.398,{"$f":"SUM(D65:G65)","v":108.60239999999999}]
[" "]
["Southeast\n(non-ISO) ",null,2014,1.2074999999999996,0,3.423,0,{"$f":"SUM(D67:G67)","v":4.6304999999999996}]
[null,null,2015,2.3336000000000001,0,3.68066,0,6.0142600000000002]
[null,null,2016,2.1774079999999998,0,19.007974999999998,0,21.185382999999998]
[null,"2014-",2017,12.224055000000003,0,21.304395000000003,0,33.528450000000007]
[null,null,2018,17.278890000000001,0,22.081165000000002,0,39.360055000000003]
[null,null,2019,26.693904000000011,0.43800000000000017,17.630279999999999,2.2456199999999997,{"$f":"SUM(D72:G72)","v":47.007804000000007}]
[null,"  22",2020,33.488342599999996,2.1340000000000003,16.016907399999997,5.4480000000000004,{"$f":"SUM(D73:G73)","v":57.08724999999999}]
[null,null,2021,35.745727000000002,6.9729999999999999,5.5171929999999998,9.4559999999999995,{"$f":"SUM(D74:G74)","v":57.691919999999996}]
[null,null,2022,30.340630000000001,5.91,21.600999999999999,8.1310000000000002,{"$f":"SUM(D75:G75)","v":65.98263}]
[" "]
["CAISO",null,2014,11.008920000000002,0,3.0139999999999998,0,{"$f":"SUM(D77:G77)","v":14.022920000000001}]
[null,null,2015,11.213880000000005,0,7.9109999999999996,0,19.124880000000005]
[null,null,2016,15.492759999999997,0,16.055917200000003,0,31.5486772]
[null,"2014-",2017,21.104638999999999,0,10.5703,0,31.674938999999998]
[null,null,2018,17.161721499999992,8.5340499999999988,2.577,9.0599100000000004,37.332681499999993]
[null,null,2019,13.861140000000002,12.471318000000004,0.78807500000000008,16.743916400000003,{"$f":"SUM(D82:G82)","v":43.864449400000012}]
[null,"  22",2020,5.41,25.800999999999998,5.0000000000000001E-3,16.091000000000001,{"$f":"SUM(D83:G83)","v":47.307000000000002}]
[null,null,2021,2.976,33.72,0.4,37.095999999999997,{"$f":"SUM(D84:G84)","v":74.191999999999993}]
[null,null,2022,1.75,62.534999999999997,0,0,{"$f":"SUM(D85:G85)","v":64.284999999999997}]
[]
[" SPP",null,2014,2.5000000000000133E-2,0,1.1144000000000001,0,{"$f":"SUM(D87:G87)","v":1.1394000000000002}]
[null,null,2015,0.36040000000000005,0,1.5380799999999999,0,1.8984799999999999]
[null,null,2016,1.2791999999999972,0,2.4945999999999997,0,3.7737999999999969]
[null,"2014-",2017,2.4672999999999998,0,14.579999999999989,0,17.047299999999989]
[null,null,2018,13.696074999999999,2.1701999999999999,7.2839919999999996,2.1560000000000001,25.306266999999998]
[null,null,2019,19.390166999999995,4.9269000000000016,2.8817999999999997,1.47,{"$f":"SUM(D92:G92)","v":28.668866999999992}]
[null,"  22",2020,20.055799999999998,6.1080000000000005,7.7949999999999999,1.798,{"$f":"SUM(D93:G93)","v":35.756799999999998}]
[null,null,2021,24.75,7.8550000000000004,10.159000000000001,0,{"$f":"SUM(D94:G94)","v":42.764000000000003}]
[null,null,2022,30.036999999999999,7.6779999999999999,12.087,1.675,51.47699999999999]
[" "]
[" NYISO",null,2014,0,0,0.21030000000000001,0,{"$f":"SUM(D97:G97)","v":0.21030000000000001}]
[null,null,2015,2.4999999999999994E-2,0,0.128,0,0.153]
[null,null,2016,0.15300000000000002,0,0.59,0,0.74299999999999999]
[null,"2014-",2017,0.59899999999999998,0,1.3748000000000002,0,1.9738000000000002]
[null,null,2018,1.5698000000000003,0,2.5867,0.01,4.1665000000000001]
[null,null,2019,4.3372999999999982,0.17700000000000005,5.1922499999999987,0.37,{"$f":"SUM(D102:G102)","v":10.076549999999996}]
[null,"  22",2020,8.2460000000000004,0.49000000000000021,3.4329999999999998,0.10000000000000009,{"$f":"SUM(D103:G103)","v":12.269}]
[null,null,2021,11.337,0.27,5.0119999999999996,0.74299999999999999,{"$f":"SUM(D104:G104)","v":17.361999999999998}]
[null,null,2022,12.919,2.3239999999999998,2.3559999999999999,1.3680000000000001,18.966999999999999]
[" "]
["    ISO-NE",null,2014,6.0000000000000001E-3,0,0,0,{"$f":"SUM(D107:G107)","v":6.0000000000000001E-3}]
[null,null,2015,1.0000000000000009E-2,0,0.42099999999999999,0,0.43099999999999999]
[null,null,2016,0.32596999999999987,0,0.38900000000000001,0,0.71496999999999988]
[null,"2014-",2017,0.64420000076293937,0,0.32247999954223633,0,0.96668000030517565]
[null,null,2018,1.0987800005999999,0,0.68589999759999998,0,1.7846799981999999]
[null,null,2019,1.0622800006866455,0,0.63889999961853028,0,{"$f":"SUM(D112:G112)","v":1.7011800003051758}]
[null,"  22",2020,2.3669000000000002,1.5400000000000524E-2,1.1357999999999999,0.45860000000000012,{"$f":"SUM(D113:G113)","v":3.9767000000000006}]
[null,null,2021,2.4029999999999996,0.45339999999999997,0.98220000000000007,0.6018,4.4403999999999995]
[null,null,2022,2.9531999999999998,1.0085999999999999,1.159,0.98409999999999997,6.1048999999999998]

{"sheet":"All Hybrid Capacity in Queues","index":44,"n_rows":57,"n_cols":19,"rows_kept":57,"cut":false,"hidden":false,"merged":[[3,12,5,12],[3,13,4,16],[45,1,45,3],[45,5,45,7]]}
["Hybrid power plants in selected interconnection queues at end of 2022, including solar and wind hybrid configurations"]
[]
[]
[null,null,null,null,null,null,null,null,null,null,null,null,"Region","% of Proposed Capacity Hybridizing in Each Region"]
[]
[null,null,null,null,null,null,null,null,null,null,null,null,null,"Solar","Wind","Natural Gas","Battery"]
[null,null,null,null,null,null,null,null,null,null,null,null,"CAISO",{"$f":"H33/(H33+M33)","v":0.97277747530528114},{"$f":"G33/(G33+L33)","v":0.44958567376675379},{"$f":"I33/(I33+N33)","v":0.15252239509665252},{"$f":"J33/(J33+O33)","v":0.52896876031730455}]
[null,null,null,null,null,null,null,null,null,null,null,null,"ERCOT",0.41721914064514232,4.2353754158748563E-2,2.9551294722277129E-2,0.41580320444980434]
[null,null,null,null,null,null,null,null,null,null,null,null,"ISO-NE",0.32640993300463567,0,0,8.1035359183424499E-2]
[null,null,null,null,null,null,null,null,null,null,null,null,"MISO",0.34357994592870861,0.12030251615465147,0,"n/a"]
[null,null,null,null,null,null,null,null,null,null,null,null,"NYISO",0.19465387251542152,0,2.0542317173377158E-3,"n/a"]
[null,null,null,null,null,null,null,null,null,null,null,null,"PJM",0.24266781951087335,1.1505126172883696E-2,0,{"$f":"J38/(J38+O38)","v":0.2139761353074664}]
[null,null,null,null,null,null,null,null,null,null,null,null,"SPP",0.18169279484041417,1.355865867125145E-2,0,"n/a"]
[null,null,null,null,null,null,null,null,null,null,null,null,"Southeast (non-ISO)",0.2142221707937278,0,0,"n/a"]
[null,null,null,null,null,null,null,null,null,null,null,null,"West (non-ISO)",0.81280449376734931,0.1661570929435901,0.73894232094138401,"n/a"]
[null,null,null,null,null,null,null,null,null,null,null,null,"TOTAL",0.48194908714749768,8.1205922948259443E-2,0.16811904038870332,"n/a"]
[]
[]
[]
[]
[]
["Notes: (1) Hybrid plants involving multiple generator types (e.g., wind+PV+storage, or just wind+PV) show up in all generator categories, presuming the capacity is known"]
["for each generator type. (2) Hybrid storage capacity is estimated using storage:generator ratios from projects that provide separate capacity data."]
["Source: Berkeley Lab review of interconnection queues"]
[]
[]
[]
["Total capacity in 42 queues at end of 2022",null,null,null,null,"Total capacity in queues at end of 2022, by region"]
[null,null,null,null,null,null,"Hybrid","Hybrid","Hybrid ","Hybrid ","Hybrid","Standalone","Standalone","Standalone","Standalone","Standalone","Standalone","Standalone","Standalone"]
[null,null,null,null,null,null,"Wind","Solar","Nat. Gas","Storage*","Other","Wind","Solar","Nat. Gas","Battery","Other Storage","Coal","Nuclear","Other"]
[null,"Hybrid","Standalone","Hybrid",null,null,"Capacity (MW)","Capacity (MW)","Capacity (MW)","Capacity (MW)","Capacity (MW)","Capacity (MW)","Capacity (MW)","Capacity (MW)","Capacity (MW)","Capacity (MW)","Capacity (MW)","Capacity (MW)","Capacity (MW)"]
[null,"GW","GW","%",null,null,"end of 2022","end of 2022","end of 2022","end of 2022","end of 2022","end of 2022","end of 2022","end of 2022","end of 2022","end of 2022","end of 2022","end of 2022","end of 2022"]
["Solar",456.6234,490.82812999999999,0.48194908714749762,null,"CAISO",8084,62535,129.4,59281,2449,9897,1750,719,52788,2457,0,0,845]
["Storage",357.79156,324.99077,0.52401994644471839,null,"ERCOT",760,45311,299,33789,0,17184.099999999999,63291.4,9819,47473,0,0,0,200]
["Wind",24.373999999999999,275.77651999999995,8.1205922948259429E-2,null,"ISO-NE",0,1992.7,0,996.35,0,15822.8,4112.2,69.7,11298.9,0,0,0,64.099999999999994]
["Natural Gas",13.840399999999999,68.4846,0.16811904038870329,null,"MISO",3999,73480,0,39365.4,3619,29242.2,140385.79999999999,12590.4,35181,70,1310,0,131]
["Other",6.0679999999999996,9.3239599999999996,0.39423179374166772,null,"NYISO",0,3692,5,0,0,66777,15275,2429,22419,0,0,0,0]
[null,null,null,null,null,"PJM",540,39853.699999999997,0,15666.68,0,46395.6,124377.8,11971,57550.27,0,29,54,1249.5999999999999]
["*Note: Hybrid storage capacity is estimated using",null,null,null,null,"SPP",485,9353,0,4698.5,0,35285.5,42124,3352,13451,0,0,0,52]
["storage:generator ratios from projects that provide",null,null,null,null,"Southeast (non-ISO)",0,14181,0,15941.63,0,2449,52016.63,22798,8151.7,216,119.7,5441,471.9]
["separate capacity data",null,null,null,null,"West (non-ISO)",10506,206225,13407,188053,0,52723.32,47495.3,4736.5,63702.9,10232,0,962,6310.36]
[null,null,null,null,null,"TOTAL",24374,456623.4,13840.4,357791.56,6068,275776.51999999996,490828.13,68484.600000000006,312015.77,12975,1458.7,6457,9323.9599999999991]
[null,null,null,null,null,"*Note: Hybrid storage capacity is estimated using storage:generator ratios from projects that provide separate capacity data"]
[]
["Wind and solar hybrid / co-located capacity in queues at end of 2022, by configuration"]
[null,"Wind Capacity in Hybrids (MW)",null,null,null,"Solar Capacity in Hybrids (MW)"]
[null,"Wind+\nStorage","Wind+\nSolar","Wind+\nSolar+\nStorage",null,"Solar+\nStorage","Solar+\nWind","Solar+\nWind+\nStorage"]
["CAISO",{"$f":"5341+1190","v":6531},0,1553,null,60978,null,1557]
["ERCOT",760,0,0,null,45311,null,"                   "]
["ISO-NE",0,0,0,null,1992.7,null,"                   "]
["MISO",2969,865,165,null,70679,1436,1365]
["NYISO",0,0,0,null,3692,null,"                   "]
["PJM",370,170,0,null,39364.699999999997,39,450]
["SPP",110,375,0,null,9353,0,"                   "]
["Southeast (non-ISO)",0,0,0,null,14181,null,"                   "]
["West (non-ISO)",8385,0,2121,null,185357,1191,4827]
["Total",{"$f":"SUM(B48:B56)","v":19125},{"$f":"SUM(C48:C56)","v":1410},{"$f":"SUM(D48:D56)","v":3839},null,{"$f":"SUM(F48:F56)","v":430908.4},{"$f":"SUM(G48:G56)","v":2666},{"$f":"SUM(H48:H56)","v":8199}]

{"sheet":"Individual_Project_Data","index":45,"n_rows":1294,"n_cols":42,"rows_kept":1294,"cut":false,"hidden":false,"merged":[]}
["EIA ID","Project Name","Solar COD","Solar COD Year","Region","State","Latitude","Longitude","Avg GHI","Solar Tech Main","Solar Tech Sub","Solar Capacity MW-DC","Solar Capacity MW-AC","ILR","Mount","Tracking Type","Tilt","Azimuth","Hybrid?","Storage Tech","Storage COD Year","Storage Capacity MW","Storage Energy MWh","2022 Energy Value ($/MWh)","2022 Capacity Value ($/MWh)","Levelized PV PPA 2022$/MWh","PV LCOE noITC 2022$/MWh","2008 Capacity Factor","2009 Capacity Factor","2010 Capacity Factor","2011 Capacity Factor","2012 Capacity Factor","2013 Capacity Factor","2014 Capacity Factor","2015 Capacity Factor","2016 Capacity Factor","2017 Capacity Factor","2018 Capacity Factor","2019 Capacity Factor","2020 Capacity Factor","2021 Capacity Factor","2022 Capacity Factor"]
["10437ret","Solar Energy Generating Systems (SEGS) II OLD (Sunray 2)","1984-12-31",1984,"CAISO","CA",34.862960999999999,-116.82713099999999,5.8493110000000001,"CSP","Trough",null,13.8,null,"Tracking","Single Axis","Tracking",180,"PV+Fossil",null,null,null,null,null,null,null,null,8.8311092632190266E-2,7.4722056779829252E-2,8.8081530011250062E-2,9.2349943749586369E-2,9.6238879649428469E-2,7.778274104956652E-2,7.0999602938256884E-2,0.10391436701740452]
["10438ret","Solar Energy Generating Systems (SEGS) I OLD (Sunray 3)","1985-12-31",1985,"CAISO","CA",34.867849999999997,-116.82505,5.8493110000000001,"CSP","Trough",null,30,null,"Tracking","Single Axis","Tracking",180,"PV+Fossil",null,null,null,null,null,null,null,null,0.10640558591378263,7.0909436834094369E-2,8.6868340943683411E-2,9.9687975646879756E-2,9.5347601700060722E-2,8.8177321156773208E-2,2.8961187214611873E-2]
[10439,"Solar Energy Generating Systems (SEGS) III","1986-12-31",1986,"CAISO","CA",35.006210000000003,-117.55562999999999,5.9509809999999996,"CSP","Trough",null,34.200000000000003,null,"Tracking","Single Axis","Tracking",180,"PV+Fossil",null,null,null,null,null,null,null,null,0.22972389991371869,0.21018919063259361,0.2003691687361478,0.20477849875831125,0.18932948263189847,0.18967128628267774,0.18160364762743994,0.17381305241795506,0.15505997081349393,0.14725026035408154,0.14636238617853611,0.12764693316243422]
[10440,"Solar Energy Generating Systems (SEGS) IV","1986-12-31",1986,"CAISO","CA",35.012931000000002,-117.55535,5.9509809999999996,"CSP","Trough",null,34.200000000000003,null,"Tracking","Single Axis","Tracking",180,"PV+Fossil",null,null,null,null,null,null,null,null,0.23080907338169343,0.21216521135410821,0.2105663702635584,0.19254185692541853,0.20776078782262269,0.19465473043338938,0.18131659056316587,0.17729779166332876,0.16322207309408918,0.14413602499399181,0.14822158135063684,0.13974004646318991]
[10441,"Solar Energy Generating Systems (SEGS) V","1987-10-31",1987,"CAISO","CA",35.020370999999997,-117.55556,5.9509809999999996,"CSP","Trough",null,34.200000000000003,null,"Tracking","Single Axis","Tracking",180,"PV+Fossil",null,null,null,null,null,null,null,null,0.23073584081636997,0.19967155331250497,0.18133995567304864,0.20177775107479501,0.20930200044738437,0.19278885951560787,0.1881024860476915,0.17572565355550213,0.16691033138401556,0.1466461053699698,0.15815842879649653,0.13826804454057515]
[10442,"Solar Energy Generating Systems (SEGS) VI","1988-12-31",1988,"CAISO","CA",35.021811,-117.56603,5.9509809999999996,"CSP","Trough",null,35,null,"Tracking","Single Axis","Tracking",180,"PV+Fossil",null,null,null,null,null,null,null,null,0.21843611761644549,0.20466405740378343,0.20735812133072407,0.19349967384213959,0.18241608118657299,0.17136007827788649,0.16486301369863013,0.15308871493803,0.13310889929742389,0.11865622961513372,0.11174820613176778]
[10443,"Solar Energy Generating Systems (SEGS) VII","1988-12-31",1988,"CAISO","CA",35.015061000000003,-117.56565000000001,5.9509809999999996,"CSP","Trough",null,35,null,"Tracking","Single Axis","Tracking",180,"PV+Fossil",null,null,null,null,null,null,null,null,0.21202511059068435,0.19227005870841488,0.19189823874755382,0.18714285714285714,0.17612217017954723,0.15715264187866929,0.15251793868232225,0.12319308545335943,9.9141295862607337E-2,0.10633072407045009,9.1180691454664051E-2]
[10444,"Solar Energy Generating Systems (SEGS) VIII","1989-12-31",1989,"CAISO","CA",35.031830999999997,-117.33789,5.9371960000000001,"CSP","Trough",null,92,null,"Tracking","Single Axis","Tracking",180,"PV+Fossil",null,null,null,null,null,null,null,null,0.17528253849975162,0.1705505396430054,0.20227921336654214,0.19777786425902863,0.18790233275376719,0.18336965545869655,0.18877776048152761,0.17920947488584474,0.18221275252525251,0.16025970319634703,0.17236275425487754,0.15635377750103777,0.14819946390130817]
[10446,"Solar Energy Generating Systems (SEGS) IX","1990-10-31",1990,"CAISO","CA",35.031871000000002,-117.35617000000001,5.9371960000000001,"CSP","Trough",null,92,null,"Tracking","Single Axis","Tracking",180,"PV+Fossil",null,null,null,null,47.25,12.14,null,null,0.19451947756251034,0.18129410543794106,0.21261285803237859,0.20821139476961395,0.21242522561682398,0.19987806143628062,0.19183660232461602,0.18921622042341221,0.18482338756416625,0.17028331257783313,0.17845060190950601,0.16134158364466583,0.15788649817850636,0.15049424034869241,0.1571969696969697]
[56481,"Alamosa Photovoltaic Solar Plant (SunE Alamosa)","2007-12-01",2007,"West (non-ISO)","CO",37.689191000000001,-105.878331,5.3721259999999997,"PV","Combo (c-Si, CPV)",8.2200000000000006,6.9,1.191304347826087,"Combo","Fixed, Single, Double",20,180,null,null,null,null,null,40.4,34.409999999999997,264.86759553363152,431.16461751977619,0.289244608114886,0.28877969690953603,0.29131096552180524,0.29443782674872604,0.28993756764604944,0.27971345377539536,0.27465091655085694,0.27124280325590622,0.26776286264882126,0.25435113493481565,0.26369863013698625,0.25671696115412607,0.23524326179351118,0.20384157236450265,0.22713586129309768]
[56568,"Nellis Air Force Base","2007-12-01",2007,"West (non-ISO)","NV",36.258150999999998,-115.05282099999999,5.6199870000000001,"PV","c-Si",14.061999999999999,12,1.1718333333333333,"Tracking","Single Axis",20,180,null,null,null,null,null,45.86,18.78,null,424.73052057838845,0.30832574377656347,0.30441400304414007,0.29776284246575346,0.30559845890410958,0.3050906952034001,0.30211187214611868,0.29682267884322683,0.28945966514459665,0.18713000910746813,0.26838850837138506,0.25599315068493145,0.25184550989345506,0.23678468427443838,0.18245814307458144,0.19002092846270929]
[56405,"Nevada Solar One","2007-06-01",2007,"West (non-ISO)","NV",35.800910999999999,-114.97662,5.4780170000000004,"CSP","Trough",null,68.5,null,"Tracking","Single Axis","Tracking",180,null,null,null,null,null,43.87,20.36,227.25285535961649,null,0.21823592611566484,0.21144948262808114,0.22164450221644502,0.21375029163750292,0.2142831026551261,0.18796453687964537,0.19369229743692298,0.17606905976069059,0.19425996835653411,0.19668866446688665,0.18394660533946605,0.18371662833716629,0.1784365734646936,0.15949905009499049,0.15291137552911377]
[56944,"Copper Mountain Solar 1 (CM10) - Phase 1 (El Dorado Energy Solar Project)","2008-12-01",2008,"CAISO","NV",35.786510999999997,-114.99800999999999,5.6636730000000002,"PV","Thin-Film",12.1365,10,1.2136499999999999,"Fixed Tilt","Fixed Tilt",25,180,null,null,null,null,null,44.2,10.47,185.7245610594257,227.83327242033434,null,0.24776255707762557,0.24017123287671233,0.24748858447488584,0.24431921675774135,0.23509132420091325,0.21722602739726027,0.23389269406392693,0.21881830601092897,0.2243527397260274,0.23633675799086762,0.25755707762557084,0.24992030965391621,0.21331050228310502,0.21630136986301374]
[56939,"NRG Solar Blythe I (not to be confused with 2016 NextEra plants)","2009-12-01",2009,"CAISO","CA",33.591341,-114.74439,5.6800579999999998,"PV","Thin-Film",25.2,21,1.2,"Fixed Tilt","Fixed Tilt",24,180,null,null,null,null,null,40.909999999999997,10.66,128.78568406045051,154.20748900627558,null,null,0.27988631269841185,0.27872907153729071,0.25955407667620689,0.26154883616003471,0.25415497825614286,0.24955725212002688,0.24649755128372003,0.23922727549467293,0.23892030984996798,0.23548597521200257,0.22530683493798248,0.22427701674277017,0.228381169819526]
[56929,"FPL DeSoto Next Generation Solar Energy Center","2009-10-27",2009,"Southeast (non-ISO)","FL",27.323394,-81.801587999999995,5.0437859999999999,"PV","c-Si",27.6,25,1.1040000000000001,"Tracking","Single Axis","Tracking",180,null,null,null,null,null,69.459999999999994,34.28,null,343.12178540210908,null,null,0.24356621004566209,0.2367351598173516,0.2370127504553734,0.22752054794520549,0.21653424657534245,0.22847488584474887,0.22153916211293259,0.22009132420091326,0.21407305936073062,0.20892237442922373,0.18481329690346085,0.19973515981735157,0.17134246575342466]
[58569,"Paradise Solar Energy Center","2010-12-31",2010,"PJM","NJ",39.836210999999999,-75.222250000000003,4.0214910000000001,"PV","c-Si",6.1580000000000004,5.0999999999999996,1.2074509803921569,"Fixed Tilt","Fixed Tilt",25,180,null,null,null,null,null,67.3,19.18,null,312.01878613365096]
[57191,"Exelon City Solar (West Pullman Industrial Redevelopment Area)","2010-07-01",2010,"PJM","IL",41.675051000000003,-87.651010999999997,3.895232,"PV","c-Si",10,8.25,1.2121212121212122,"Tracking","Single Axis","Tracking",180,null,null,null,null,null,76.739999999999995,16.760000000000002,null,471.74914456714674,null,null,0.19572436695724366,0.19457589594575894,0.20809184743610973,0.19777224297772242,0.20101010101010097,0.19546146395461464,0.19459623557984215,0.1982565379825654,0.18958073889580737,0.19497716894977168,0.19078765800077274,0.18231631382316313,0.1870347308703473]
[56930,"FPL Space Coast Next Generation Solar Energy Center","2010-04-01",2010,"Southeast (non-ISO)","FL",28.485961,-80.681420000000003,5.019253,"PV","c-Si",11,10,1.1000000000000001,"Fixed Tilt","Fixed Tilt",20,180,null,null,null,null,null,69.98,45.46,null,402.03884574192563,null,null,null,0.21509132420091323,0.21070127504553735,0.20740867579908676,0.20035388127853881,0.20184931506849316,0.20833333333333334,0.17759132420091325,0.20029680365296804,0.18897260273972602,0.16846539162112933,0.18756849315068494,0.16984018264840181]
[57203,"PSEG Wyandot Solar Facility","2010-03-15",2010,"PJM","OH",40.880121000000003,-83.316109999999995,3.8374769999999998,"PV","Thin-Film",12.015000000000001,10.08,1.1919642857142858,"Fixed Tilt","Fixed Tilt",25,180,null,null,null,null,null,84.67,12.58,244.63038660428137,382.88537147453235,null,null,null,0.15931905486700013,0.17802705857692197,0.1608479198376459,0.16526464086395598,0.1651400666811626,0.16261077138809382,0.15412091396680438,0.14773365586721754,0.14168614553888528,0.13355135238673491,0.14909264695223601,0.14382655649778939]
[57202,"PSEG Jacksonville Solar","2010-09-01",2010,"Southeast (non-ISO)","FL",30.320471000000001,-81.95693,4.7382470000000003,"PV","Thin-Film",15,12.6,1.1904761904761905,"Fixed Tilt","Fixed Tilt",20,180,null,null,null,null,null,null,null,221.76392102478758,339.42989580784513,null,null,null,0.20951112560701601,0.18988348223320903,0.1938555483076031,0.19069362904979342,0.18124411103863161,0.18600738716858933,0.18423389142567226,0.16008914981517719,0.1659237515401899,0.14715608465608465,0.14609154163948682,0.16634956874682902]
[57197,"Blue Wing Solar Project","2010-11-01",2010,"ERCOT","TX",29.304176999999999,-98.40034,4.7898180000000004,"PV","Thin-Film",16.600000000000001,13.9,1.1942446043165469,"Fixed Tilt","Fixed Tilt",20,205,null,null,null,null,null,81.47,null,213.41393043670851,289.15504413073393,null,null,null,0.23520088039157719,0.20633493205435652,0.19454025820439541,0.19004796163069546,0.18042278505962353,0.18986450184115006,0.18555566505699547,0.17899379126835518,0.17835320784468317,0.16742343829854148,0.16298741828455041,0.1750845898623567]
[null,"Davidson County Solar Farm","2010-12-20",2010,"Southeast (non-ISO)","NC",35.751561000000002,-80.290469999999999,4.480963,"PV","c-Si",22.296296296296294,17.5,1.2740740740740739,"Tracking","Single Axis","Tracking",180]
[57377,"Greater Sandhill Solar Plant 1","2010-12-01",2010,"West (non-ISO)","CO",37.686441000000002,-105.887001,5.3721259999999997,"PV","c-Si",20.350439999999999,19,1.0710757894736842,"Tracking","Single Axis",20,177,null,null,null,null,null,40.29,36.93,161.83604522900268,201.58203477241332,null,null,null,0.29357125690939684,0.29438093183779118,0.28652367219418406,0.27864695986541699,0.27429103580869985,0.28342800306777871,0.28364575823119442,0.28502162941600573,0.28138668589281424,0.28616623526028184,0.27657414083153087,0.25902427301129538]
[57243,"Cimarron I Solar Project","2010-12-01",2010,"West (non-ISO)","NM",36.468471000000001,-104.63500999999999,5.3614769999999998,"PV","Thin-Film",36.799999999999997,30.64,1.2010443864229763,"Fixed Tilt","Fixed Tilt",25,180,null,null,null,null,null,35.380000000000003,22.28,143.36888252492218,181.34171702556537,null,null,null,0.25326519784923157,0.25978502927230618,0.2481013865541209,0.23264348391096484,0.22646628396342261,0.23665595409645832,0.2271592629683942,0.2357097297232853,0.22991255052040485,0.23231251813170872,0.23569855264255993,0.2260676347508852]
[57205,"Copper Mountain Solar 1 (CM48) - Phase 2 Expansion","2010-06-01",2010,"CAISO","NV",35.782010999999997,-114.99265,5.6636730000000002,"PV","Thin-Film",60.5,48,1.2604166666666667,"Fixed Tilt","Fixed Tilt",25,180,null,null,null,null,null,44.14,8.9600000000000009,183.2741009151639,162.95088851421968,null,null,null,0.25742471484969576,0.25159653655320308,0.25675093036529673,0.24604902254566194,0.24242877520928477,0.23493890264496048,0.23650269097222143,0.23831625404299855,0.23300513698630138,0.23787093958712807,0.22437452435312025,0.23330479452054798]
[null,"FPL Martin Next Generation Solar Energy Center","2010-12-01",2010,"Southeast (non-ISO)","FL",27.051161,-80.548599999999993,4.9479059999999997,"CSP","Trough",null,75,null,"Tracking","Single Axis","Tracking",180,"PV+Fossil"]
[57591,"Hatch Solar Center","2011-07-08",2011,"West (non-ISO)","NM",32.628960999999997,-107.25909,5.8412199999999999,"PV","CPV",5.8800000000000008,5.04,1.1666666666666667,"Tracking","Dual-Axis","Tracking"]
[57554,"Colorado Springs Air Force Academy","2011-06-30",2011,"West (non-ISO)","CO",38.957020999999997,-104.80643999999999,4.8237439999999996,"PV","c-Si",6.0441600000000006,5.2,1.1623384615384615,"Tracking","Single Axis","Tracking",180,null,null,null,null,null,37.590000000000003,26.3,null,312.55499470174988,null,null,null,null,0.27114421325486893,0.24740955391640315,0.24793642430628723,0.24598261327713375,0.25314820652935399,0.24593870741131008,0.25902265542676489,0.24352388479100795,0.24404073840549245,0.2541491043203371]
[57565,"Stanton Solar Farm (RP Orlando) Phase 1","2011-11-05",2011,"Southeast (non-ISO)","FL",28.489691000000001,-81.181870000000004,4.8871289999999998,"PV","c-Si",5.9154200000000001,5.5,1.0755309090909091,"Tracking","Single Axis","Tracking",180,null,null,null,null,null,67.19,46.21,208.05157518313342,256.26435409968627,null,null,null,null,0.21077579069382349,0.19863013698630136,0.19300539643005396,0.1910751349107514,0.20365540652425901,0.19003735990037357,0.19393939393939394,0.17961809879618099,0.17711955621791686,0.191697799916978,0.18605230386052304]
[57359,"Avenal Park Solar Project (Avenal)","2011-08-11",2011,"CAISO","CA",35.990841000000003,-120.106661,5.3520029999999998,"PV","Thin-Film",7.69,6,1.2816666666666667,"Fixed Tilt","Fixed Tilt",25,180,null,null,null,null,null,-28.34,10.15,271.93453660806165,254.33929662024363,null,null,null,null,0.24146174863387981,0.2540525114155251,0.24332191780821918,0.24263698630136987,0.24212583485124473,0.20294901065449011,0.20066590563165906,0.19646118721461187,0.21326654523375835,0.20932267884322675,0.20684931506849316]
[57571,"Los Lunas Solar (Los Morros) Phase 1+2","2011-05-01",2011,"West (non-ISO)","NM",34.833136000000003,-106.772413,5.6356010000000003,"PV","Thin-Film",8.9,7,1.2714285714285716,"Fixed Tilt","Fixed Tilt",25,180,null,null,null,null,null,45.66,29.73,null,177.66346273516808,null,null,null,null,0.26479963570127507,null,0.2654109589041096,0.24908675799086757,0.25104085349986988,0.2191454664057404,0.24417808219178086,0.24584148727984345,0.2531388238355452,0.24832028701891717,0.25052185257664711]
[60489,"Hamilton Solar-Crosswicks (subunits 1,2)","2011-12-30",2011,"PJM","NJ",40.169021000000001,-74.631200000000007,4.0016720000000001,"PV","c-Si",8.4545999999999992,7.5,1.1272799999999998,"Fixed Tilt","Fixed Tilt",22,180,null,null,null,null,null,68.19,17.399999999999999,null,null,null,null,null,null,null,null,null,null,null,0.15859969558599696,0.14706240487062405,0.15654490106544902,0.13618700667880995,0.13954337899543381,0.14929984779299846]
[57485,"Flemington Solar","2011-12-31",2011,"PJM","NJ",40.486671000000001,-74.8536,3.971924,"PV","c-Si",9.3640499999999989,8,1.1705062499999999,"Fixed Tilt","Fixed Tilt",25,180,null,null,null,null,null,69.3,16.87,null,286.17455977044443,null,null,null,null,0.17301343351548273,0.18182491438356166,0.17452910958904111,0.18642979452054798,0.19068761384335156,0.1783675799086758,0.16767979452054796,0.17571347031963475,0.17511953551912568,0.16896404109589039,0.17294520547945205]
[57462,"BNB Napoleon Solar Phase 1","2011-12-23",2011,"PJM","OH",41.387450999999999,-84.092860000000002,3.870152,"PV","c-Si",9.7919999999999998,8.08,1.2118811881188118,"Tracking","Single Axis","Tracking",179,null,null,null,null,null,82.79,13.96,null,220.72503265703023,null,null,null,null,0.20026848996375046,0.20263969890139702,0.20179201139292013,0.18839854875898551,0.19239244621183432,0.17942718929427198,0.16548272977982734,0.17284348297843485,0.16808801781817523,0.18396231746462322,0.12798668565486684]
["57777, 57779, 57781","RE Dillard 1-3","2011-12-30",2011,"West (non-ISO)","CA",38.464320999999998,-121.17956,5.0575780000000004,"PV","c-Si",12.03,8.91,1.3501683501683501,"Tracking","Single Axis","Tracking",180,null,null,null,null,null,null,null,null,224.43178894227557]
[57575,"Hondale Solar Farm (PNM - Deming Solar Energy Center) Phase 1+2","2011-08-01",2011,"West (non-ISO)","NM",34.833340999999997,-106.77197099999999,5.6356010000000003,"PV","Thin-Film",11.2,9,1.2444444444444445,"Fixed Tilt","Fixed Tilt",25,180,null,null,null,null,null,45.58,29.91,null,156.67394560330573,null,null,null,null,0.26482240437158472,null,0.26808726534753929,0.25362760020294262,0.26391418741145517,0.22371892440385591,0.25572044647387104,0.23821664129883308,0.25903157255616271,0.25404616945712838,0.23717656012176561]
[57736,"SPS - Dollarhide","2011-09-01",2011,"SPP","NM",32.128481000000001,-103.13771,5.5821389999999997,"PV","c-Si",10.8864,9.9,1.0996363636363635,"Tracking","Single Axis","Tracking",181,null,null,null,null,null,62.55,18.809999999999999,141.77179692908382,null,null,null,null,null,0.25582555978730837,0.26542825515428248,0.25505050505050503,0.24519164245191635,0.24859908289659127,0.23338635851617398,0.20305797703057971,0.21943176052765087,0.24451022060311672,0.24632166412988324,0.26008947926756137]
[57737,"SPS - Jal","2011-12-01",2011,"SPP","NM",32.467671000000003,-103.32561,5.5919569999999998,"PV","c-Si",10.7714,9.9,1.0880202020202019,"Tracking","Single Axis","Tracking",181,null,null,null,null,null,61.93,18.59,null,null,null,null,null,null,0.26608296075509186,0.26823024768230241,0.25627277339606097,0.24614870162815361,0.24859908289659127,0.23338635851617398,0.22337530556708632,0.22870255062035877,0.25166280289231108,0.25172962501729623,0.25912088925787546]
[57740,"SPS - Hopi","2011-09-01",2011,"SPP","NM",32.345311000000002,-104.234871,5.6309290000000001,"PV","c-Si",10.873699999999999,9.9,1.0983535353535352,"Tracking","Single Axis","Tracking",180,null,null,null,null,null,62.94,18.96,null,null,null,null,null,null,0.28217052124155939,0.27616346109496787,0.25405885337392176,0.24501867995018675,0.24859908289659127,0.23338635851617398,0.23024768230247677,0.21436972464369716,0.25296222700594284,0.23293436649601026,0.24368110327014428]
[57337,"Dover SUN Park (White Oak Solar)","2011-07-28",2011,"PJM","DE",39.186490999999997,-75.506190000000004,4.1256709999999996,"PV","c-Si",11.2,10,1.1199999999999999,"Tracking","Single Axis","Tracking",180,null,null,null,null,null,68.400000000000006,14.35,null,279.36675558563536,null,null,null,null,0.21100865209471767,0.20721461187214613,0.2031050228310502,0.1990753424657534,0.20031876138433516,0.18939965753424662,0.18451746575342465,0.19663253424657537,0.18103369763205829,0.19545662100456621,0.18924657534246575]
[57948,"Oak Solar Farm","2011-12-30",2011,"PJM","NJ",39.380690999999999,-75.18956,4.156733,"PV","c-Si",12.502000000000001,10,1.2502,"Fixed Tilt","Fixed Tilt",15,182,null,null,null,null,null,71.319999999999993,15.7,null,331.82675349275274,null,null,null,null,0.19246357012750456,0.19696347031963474,0.19060502283105019,0.18174657534246574,0.1820924408014572,0.17312785388127855,0.15739726027397261,0.16696347031963471,0.15,0.1904566210045662,0.17304794520547945]
[57738,"SPS - Lea","2011-12-01",2011,"SPP","NM",32.682580000000002,-103.302402,5.5677890000000003,"PV","c-Si",10.632,10.08,1.0547619047619048,"Tracking","Single Axis","Tracking",181,null,null,null,null,null,62.46,17.98,null,null,null,null,null,null,0.26459544048341865,0.25895575125027187,0.25289691599623104,0.233304794520548,0.24859908289659136,0.23338635851617406,0.214482767993042,0.20621557222584622,0.24284322866973135,0.23691744582155549,0.22912589693411614]
[57739,"SPS - Monument","2011-12-01",2011,"SPP","NM",32.344870999999998,-104.23515,5.6309290000000001,"PV","c-Si",10.8355,10.08,1.0749503968253968,"Tracking","Single Axis","Tracking",180,null,null,null,null,null,62.2,19.04,null,null,null,null,null,null,0.27369839101396476,0.27533159382474454,0.26271562658548964,0.25331593824744514,0.24859908289659136,0.23338635851617406,0.23082463579038925,0.2334633434804668,0.25382098042617168,0.24902379140392841,0.25216079582517947]
[58147,"Prescott Solar Plant (SunE AZ1 - Prescott)","2011-11-01",2011,"West (non-ISO)","AZ",34.683230999999999,-112.40561,5.5269959999999996,"PV","c-Si",11.751480000000001,10.4,1.12995,"Tracking","Single Axis","Tracking",180,null,null,null,null,null,45.8,22.66,null,176.87607795706373,null,null,null,null,0.29959410466582592,0.29208377239199146,0.29209474885844738,0.28070117667720401,0.2861627784783522,0.27733140147523705,0.15983930453108533,0.25760669125395147,0.27314741838307405,0.2497365648050579,0.25097690551457669]
[57662,"McGraw-Hill Solar Farm","2011-12-01",2011,"PJM","NJ",40.277441000000003,-74.556950999999998,3.9866359999999998,"PV","c-Si",14.112,12,1.1759999999999999,"Fixed Tilt","Fixed Tilt",25,180,null,null,null,null,null,68.349999999999994,16.41,null,357.62763447903541,null,null,null,null,0.1789712355798421,0.17749238964992387,0.16832191780821917,0.17224124809741245,0.17039503642987253,0.16318493150684932,0.15730593607305937,0.17175608828006089,0.16666666666666666,0.16096841704718418,0.16586757990867584]
[57498,"Five Points Solar Station","2011-09-01",2011,"CAISO","CA",36.395530999999998,-120.1078,5.3627529999999997,"PV","c-Si",17.600000000000001,15,1.1733333333333333,"Fixed Tilt","Fixed Tilt",25,179,null,null,null,null,null,42.97,11.18,null,246.96461681451706,null,null,null,null,0.22729204614450516,0.21566210045662101,0.21536529680365296,0.19384322678843224,0.22646478445658774,0.21086757990867583,0.21840943683409436,0.19945966514459668,0.18321190042501517,0.15941400304414,0.13686453576864535]
[57499,"Westside Solar Station","2011-09-13",2011,"CAISO","CA",36.378470999999998,-120.12391,5.3627529999999997,"PV","c-Si",18.48,15,1.232,"Fixed Tilt","Fixed Tilt",25,180,null,null,null,null,null,43.16,10.62,null,225.05247481050421,null,null,null,null,0.24515027322404373,0.24841704718417046,0.24430745814307461,0.21851598173515985,0.23233151183970857,0.19317351598173516,0.21847792998477933,0.21052511415525113,0.18510170006071647,0.15859969558599696,0.13469558599695586]
[57790,"Bagdad Solar Project","2011-12-01",2011,"West (non-ISO)","AZ",34.587881000000003,-113.17564,5.709079,"PV","c-Si",16.593580000000003,15,1.1062386666666668,"Tracking","Single Axis","Tracking",180,null,null,null,null,null,49.09,25.06,null,255.59522202209678,null,null,null,null,0.27304189435336979,0.26140791476407915,0.26914003044140022,0.25963470319634702,0.26457194899817854,0.2597564687975647,0.26136986301369869,0.24875190258751903,0.23871432908318155,0.19797564687975647,0.21905631659056318]
[57563,"Hyder Solar Plant I","2011-10-01",2011,"West (non-ISO)","AZ",33.026251000000002,-113.35328,5.8588940000000003,"PV","c-Si",21,16,1.3125,"Tracking","Single Axis","Tracking",180,null,null,null,null,null,43.29,24.3,null,197.53050324541792,null,null,null,null,null,0.29559075342465752,0.29958618721461183,0.29968607305936074,0.28926884107468126,0.27456478310502286,0.26954908675799094,0.26521832191780814,0.25861651867030966,0.28973316210045663,0.28705051369863016]
[57561,"Cotton Center","2011-10-11",2011,"West (non-ISO)","AZ",33.035209999999999,-112.66059,5.8092180000000004,"PV","c-Si",21,17,1.2352941176470589,"Tracking","Single Axis","Tracking",180,null,null,null,null,null,45.41,25.7,null,226.82979855851804,null,null,null,null,0.30919854280510012,0.29316411496105299,0.29309696481332259,0.28738920225624498,0.26112316511303973,0.21886919151222134,0.24705882352941178,0.2623892022562449,0.26171247187399549,0.27440907869997316,0.23377652430835347]
[57562,"APS - AZ Sun - Paloma Solar Plant","2011-10-11",2011,"West (non-ISO)","AZ",33.020640999999998,-112.66173999999999,5.8092180000000004,"PV","Thin-Film",22.5,17.600000000000001,1.2784090909090908,"Fixed Tilt","Fixed Tilt",25,190,null,null,null,null,null,44.46,21.35,null,197.91306584071168,null,null,null,null,0.27712447218082464,0.26991230801162303,0.26137660855126604,0.25462458488999573,0.24361183556880275,0.25031133250311322,0.24556999792444997,0.24955894562058942,0.25346316650107631,0.25654446865919461,0.21876945828144453]
[57448,"Pilesgrove Solar Project","2011-10-31",2011,"PJM","NJ",39.612670999999999,-75.310059999999993,4.0945559999999999,"PV","c-Si",19.900079999999999,18,1.1055599999999999,"Fixed Tilt","Fixed Tilt",25,180,null,null,null,null,null,68.12,16.98,null,314.54565173532563,null,null,null,null,0.17399134790528231,0.16990981735159816,0.17239979705733127,0.17736555048198885,0.18003061121230518,0.16410451547437849,0.16266489091831557,0.16771943176052764,0.16594565877352763,0.14589675291730086,0.16860096397767629]
[57669,"SMUD - Bruceville (at Grundman) (NOT RE Bruceville)","2011-12-28",2011,"West (non-ISO)","CA",38.36515,-121.41326100000001,5.0825620000000002,"PV","Thin-Film",21.902000000000001,18,1.2167777777777777,"Fixed Tilt","Fixed Tilt",20,210,null,null,null,null,null,null,null,null,219.62588738357394,null,null,null,null,0.22540983606557377,0.23854642313546423,0.22068746829020802,0.21889269406392695,0.20331790123456789,0.20263825469304922,0.21017250126839168,0.20558092338914258,0.20445633475005059,0.19092465753424656,0.19736174530695078]
[57361,"Sand Drag Solar Project (Avenal)","2011-08-11",2011,"CAISO","CA",35.980590999999997,-120.102951,5.3520029999999998,"PV","Thin-Film",24.36,19,1.2821052631578946,"Fixed Tilt","Fixed Tilt",25,180,null,null,null,null,null,-27.82,10.029999999999999,271.93453660806165,235.77893889808814,null,null,null,null,0.24180927044386924,0.25426580149002642,0.2447068012496996,0.24391372266282138,0.2406648451730419,0.20389329488103822,0.21252102859889449,0.19074741648642154,0.21503211580864734,0.22109468877673641,0.21332612352799807]
[57318,"Copper Crossing","2011-09-30",2011,"West (non-ISO)","AZ",33.159131000000002,-111.48137,5.7625169999999999,"PV","c-Si",25,20,1.25,"Tracking","Single Axis","Tracking",180,null,null,null,null,null,null,null,142.70706163513836,173.78556473576958,null,null,null,null,0.2908754553734062,0.30503424657534245,0.3027625570776255,0.29554223744292235,0.30848132969034608,0.30003995433789948,0.2858961187214612,0.29364726027397259,0.3010644353369763,0.2917294520547945,0.2991552511415525]
[57360,"Sun City Project (Avenal)","2011-08-05",2011,"CAISO","CA",35.984951000000002,-120.10099099999999,5.3520029999999998,"PV","Thin-Film",25.64,20,1.282,"Fixed Tilt","Fixed Tilt",25,180,null,null,null,null,null,-27.82,10.029999999999999,271.93453660806165,242.34533935279575,null,null,null,null,0.24478028233151183,0.25284246575342467,0.24484589041095886,0.24369292237442922,0.2387864298724954,0.20267123287671232,0.21196347031963469,0.18498287671232877,0.21461748633879782,0.20840753424657535,0.20658675799086759]
[57497,"Stroud Solar Station","2011-10-04",2011,"CAISO","CA",36.523761,-120.12336000000001,5.2963639999999996,"PV","c-Si",24.64,20,1.232,"Fixed Tilt","Fixed Tilt",25,181,null,null,null,null,null,42.48,10.73,null,200.17870003880429,null,null,null,null,0.24513319672131142,0.25646689497716896,0.24380707762557077,0.23382420091324196,0.2193704462659381,0.19835045662100456,0.21312214611872146,0.19126141552511416,0.19185450819672131,0.18263127853881275,0.16844748858447492]
[57338,"NRG Solar - Roadrunner","2011-08-29",2011,"West (non-ISO)","NM",31.803160999999999,-106.67058,5.8972490000000004,"PV","Thin-Film",23.918399999999998,20.16,1.1864285714285714,"Tracking","Single Axis","Tracking",180,null,null,null,null,null,null,null,138.57574707239658,158.54799133359674,null,null,null,null,0.30325197260712111,0.30018925876096197,0.2912066606418065,0.28615569790987211,0.29571625538497154,0.29613001524335003,0.28081608490523269,0.29003700985721537,0.28150253346633125,0.26865555011959125,0.26608479198376467]
[57699,"Webberville Project - Austin Energy PV Project","2011-12-29",2011,"ERCOT","TX",30.238790999999999,-97.508719999999997,4.7175919999999998,"PV","c-Si",34.991999999999997,30,1.1663999999999999,"Tracking","Single Axis","Tracking",182,null,null,null,null,null,81.99,null,170.03291525504525,218.22065910595504,null,null,null,null,0.24278992106860958,0.22442161339421612,0.22054794520547946,0.20444824961948249,0.1673155737704918,0.23761035007610348,0.21773211567732115,0.21492770167427699,0.21782407407407409,0.20945205479452056,0.23883942161339419]
[57317,"San Luis Valley Solar Ranch","2011-11-01",2011,"West (non-ISO)","CO",37.694141000000002,-105.91996,5.3455019999999998,"PV","c-Si",35.1,30.4,1.1546052631578949,"Tracking","Single Axis","Tracking",180,null,null,null,null,null,41.85,34.58,142.50552958940239,180.6096492300978,null,null,null,null,0.29047876372111975,0.27312394857005534,0.29474960946887774,0.27703677000720989,0.28925947895695525,0.28635319033886086,0.29172299327084844,0.27343562244652736,0.28651825088677979,0.24671803652968041,0.24220439798125457]
[57589,"Long Island Solar Farm","2011-11-01",2011,"NYISO","NY",40.865720000000003,-72.850241999999994,4.0036360000000002,"PV","c-Si",37.69,31.5,1.1965079365079365,"Fixed Tilt","Fixed Tilt",28,180,null,null,null,null,null,99.62,6.82,341.44670799560487,317.89021045103294,null,null,null,null,0.19050871714806142,0.18778357613974053,0.18417771979415815,0.18948684496629703,0.19410833550177811,0.17145393926215843,0.17670508081466985,0.18346742045372183,0.17525732211524561,0.18141262593317387,0.18193447850982097]
[59455,"AstroSol Tech Park AZ","2012-12-19",2012,"West (non-ISO)","AZ",32.101880999999999,-110.816671,5.797695,"PV","Thin-Film",6.1,5.0999999999999996,1.196078431372549,"Fixed Tilt","Fixed Tilt",null,180,null,null,null,null,null,null,null,null,118.77140873079193]
[58030,"Reeves Station Road East","2012-01-26",2012,"PJM","NJ",39.928491000000001,-74.81626,4.0273570000000003,"PV","c-Si",6.6920000000000002,5.5,1.2167272727272727,"Fixed Tilt","Fixed Tilt",25,180,null,null,null,null,null,68.010000000000005,18.059999999999999,null,198.99525993719928,null,null,null,null,null,0.18893731838937314,0.17974263179742631,0.18499377334993775,0.18322569961914223,0.16753839767538395,0.16712328767123288,0.17953507679535077,0.16685295578738202,0.18277293482772938,0.19142797841427978]
[58356,"Lawrenceville School Solar Farm (KDC Solar TLS)","2012-06-05",2012,"PJM","NJ",40.299670999999996,-74.71978,3.986472,"PV","c-Si",6.1120000000000001,5.5,1.1112727272727272,"Tracking","Single Axis","Tracking",160,null,null,null,null,null,69.88,17.14,null,317.70911761800835,null,null,null,null,null,0.18499377334993769,0.18462328767123287,0.19103362391033626,0.19156731246895184,0.17909921129099216,0.16760066417600664,0.18107098381070985,0.17014406358668654,0.15745122457451224,0.16330427563304278]
[58463,"Herbert Farm Solar (SMECO)","2012-11-18",2012,"PJM","MD",38.546021000000003,-76.800250000000005,4.1924140000000003,"PV","c-Si",6.6404799999999993,5.5,1.2073599999999998,"Fixed Tilt","Fixed Tilt",20,180,null,null,null,null,null,92.11,14.15,null,247.43148070757877,null,null,null,null,null,0.18289746782897467,0.17733499377334994,0.1757368202573682,0.18401225368438484,0.1790992112909921,0.16791199667911996,0.17691988376919884,0.15824225865209471,0.15811540058115398,0.17308011623080116]
[58549,"Port Allen Solar Farm","2012-12-12",2012,"HI","HI",21.901461000000001,-159.58287000000001,5.3850439999999997,"PV","c-Si",7.2,5.7600000000000007,1.2499999999999998,"Fixed Tilt","Fixed Tilt",10,180,"PV+Storage","Lead Acid",2012,3,2.0100000000000002,null,null,209.57332167610062,null,null,null,null,null,null,0.23795620243531201,0.22475547945205479,0.21418767123287671,0.2028688524590164,0.21033105022831053,0.22252663622526633,0.21158675799086757,0.17455980570734672,0.23474124809741248]
["57722, 57743","SPI Palm Springs Solar (North Palm Springs 1A, 4A)","2012-06-01",2012,"CAISO","CA",33.805911000000002,-116.495891,5.7726579999999998,"PV","c-Si",7.7923999999999998,6.5,1.1988307692307691,"Tracking","Single Axis","Tracking",188,null,null,null,null,null,46.63,8.4700000000000006]
[58401,"Volkswagen Solar","2012-12-20",2012,"Southeast (non-ISO)","TN",35.097161,-85.128339999999994,4.337968,"PV","c-Si",9.5760000000000005,7.6,1.2600000000000002,"Fixed Tilt","Fixed Tilt",25,181,null,null,null,null,null,75.83,15.47,null,224.55119946500665,null,null,null,null,null,0.1998017303532805,0.20954998798365781,0.19422915164623894,0.21428015051289429,0.19322278298485943,0.17468757510213892,0.18598293679403993,0.17761060780366217,0.17605443403028123,0.1679133621725547]
[58042,"Black Mountain Solar Project","2012-12-15",2012,"West (non-ISO)","AZ",35.022790999999998,-114.16237,5.7839210000000003,"PV","c-Si",9.9749999999999996,9,1.1083333333333334,"Tracking","Single Axis","Tracking",180,null,null,null,null,null,49.62,28.75,146.98424915753321,164.37200239075008,null,null,null,null,null,0.28498224251648913,0.28318112633181119,0.27834855403348552,0.26123254401942925,0.26817605276509376,0.26737696600710298,0.2641806189751395,0.25975258044930177,0.25854895991882298,0.26462455606291224]
[58027,"SunE CPS2 - Centennial Solar Farms","2012-05-18",2012,"ERCOT","TX",29.234110999999999,-98.428871000000001,4.7920499999999997,"PV","c-Si",11.5665,9.9,1.1683333333333332,"Tracking","Single Axis","Tracking",180,null,null,null,null,null,79.34,null,null,278.02999163519161,null,null,null,null,null,0.22697292560306251,0.22358286056916185,0.2019510170195101,0.22118958252838028,0.22093076887597429,0.1929569669295696,0.19939117199391165,0.18919845081047262,0.14134495641344955,0.12439463124394624]
[58068,"SunE CPS1 - Centennial Solar Farms","2012-05-18",2012,"ERCOT","TX",29.241810999999998,-98.418049999999994,4.7920499999999997,"PV","c-Si",11.5665,9.9,1.1683333333333332,"Tracking","Single Axis","Tracking",180,null,null,null,null,null,79.91,null,null,263.91629570200536,null,null,null,null,null,0.21413910797472435,0.22191088971910883,0.20470688621373542,0.22243150999981595,0.22097689220976885,0.18742216687422164,0.19025875190258745,0.19035988298283377,0.135441169687745,0.14523084728564173]
[57256,"PA Solar Park","2012-10-16",2012,"PJM","PA",40.860142000000003,-75.852205999999995,3.8493599999999999,"PV","c-Si",11.476000000000001,10,1.1476000000000002,"Fixed Tilt","Fixed Tilt",25,180,null,null,null,null,null,69.180000000000007,14.22,null,330.59876600116178,null,null,null,null,null,0.15882945205479448,0.1588356164383562,0.16605022831050228,0.17211976320582881,0.15945205479452054,0.1406849315068493,0.15336757990867581,0.15412112932604735,0.14081050228310502,0.14636986301369864]
[57305,"LADWP Adelanto Solar Project","2012-07-01",2012,"West (non-ISO)","CA",34.548020999999999,-117.4401,5.918329,"PV","c-Si",11.4,10,1.1400000000000001,"Fixed Tilt","Fixed Tilt",30,180,null,null,null,null,null,44.7,11.05,null,354.52091845240176,null,null,null,null,null,0.24148401826484023,0.22759132420091324,0.2075342465753425,0.18493852459016394,0.19664383561643836,0.1784703196347032,0.14555936073059358,0.14015255009107469,9.9486301369863014E-2,0.12896118721461186]
[57521,"Giffen Solar Station","2012-07-25",2012,"CAISO","CA",36.527639999999998,-120.31192299999999,5.3220720000000004,"PV","c-Si",12.91,10,1.2909999999999999,"Fixed Tilt","Fixed Tilt",25,179,null,null,null,null,null,13.67,10,null,190.09045808746205,null,null,null,null,null,0.27397260273972601,0.24563926940639269,0.24853881278538814,0.23540528233151184,0.2074771689497717,0.21630136986301371,0.19936073059360734,0.21671220400728597,0.11396118721461185,0.19624429223744291]
[57986,"El Chaparral (SunE EPE 1)","2012-06-01",2012,"West (non-ISO)","NM",32.035409999999999,-106.33749,5.8384070000000001,"PV","c-Si",11.3,10,1.1300000000000001,"Tracking","Single Axis",38,180,null,null,null,null,null,null,null,107.28939412908824,null,null,null,null,null,null,0.30116438356164382,0.30956621004566204,0.29638127853881269,0.30256147540983608,0.31308219178082192,0.26529680365296804,0.2901369863013698,0.26058743169398907,0.27353881278538811,0.29311643835616441]
[58009,"SunE CPS3 - Somerset Solar Farm","2012-08-01",2012,"ERCOT","TX",29.225860999999998,-98.672030000000007,4.7976419999999997,"PV","c-Si",12.3,10.6,1.1603773584905661,"Tracking","Single Axis","Tracking",180,null,null,null,null,null,78.010000000000005,null,null,269.47397141865548,null,null,null,null,null,0.23122899974153538,0.22346428879124677,0.20983027483415184,0.22664492903048425,0.22252735418282082,0.17686525372619977,0.19477470491944524,0.18627349898614981,0.13888170931334543,0.13345395020246409]
[57764,"Naval Air Weapons Station China Lake","2012-10-23",2012,"CAISO","CA",35.634,-117.652,5.8819429999999997,"PV","c-Si",13.78,11.120000000000001,1.239208633093525,"Tracking","Single Axis","Tracking",180,null,null,null,null,null,45.95,8.2200000000000006,null,184.42768822686193,null,null,null,null,null,0.2453413981143853,0.29864122400709575,0.28798536513255152,0.30123442229822711,0.29232778161032824,0.27537901185900598,0.24588548339410671,0.27120721455622399,0.25100809763148391,0.24251831411583066]
[57985,"Las Cruces Centennial Solar Farm (SunE EPE 2)","2012-05-01",2012,"West (non-ISO)","NM",32.247557999999998,-106.91173000000001,5.8929130000000001,"PV","c-Si",13.692,12,1.141,"Tracking","Single Axis",38,180,null,null,null,null,null,null,null,107.30482434444413,170.05614318017979,null,null,null,null,null,0.31780821917808222,0.31294710806697107,0.29473934550989345,0.30405661809350332,0.29804033485540332,0.25408105022831051,0.27701674277016741,0.29603066180935034,0.27559931506849311,0.28013698630136985]
[58228,"PSEG Milford Solar Farm","2012-11-01",2012,"PJM","DE",38.924931000000001,-75.448359999999994,4.133146,"PV","c-Si",15,12,1.25,"Fixed Tilt","Fixed Tilt",20,180,null,null,null,null,null,72.11,13.88,null,246.09563423294804,null,null,null,null,null,0.20121765601217653,0.19534817351598169,0.18353310502283104,0.19282217668488158,0.18951674277016742,0.17819634703196346,0.18499809741248097,0.17709282027929568,0.18789003044140029,0.19026826484018264]
[58135,"Washington White Post Solar I","2012-12-21",2012,"Southeast (non-ISO)","NC",35.504443999999999,-76.848611000000005,4.405214,"PV","c-Si",14.787000000000001,12.5,1.18296,"Fixed Tilt","Fixed Tilt",25,181,null,null,null,null,null,79.28,4.55,null,188.58731310337166,null,null,null,null,null,0.20182648401826483,0.19852054794520549,0.19638356164383561,0.20497267759562843,0.20507762557077625,0.19507762557077629,0.18333333333333332,0.1802367941712204,0.18043835616438356,0.18271232876712329]
[57758,"Mount St. Mary's University Solar Farm","2012-08-01",2012,"PJM","MD",39.674880999999999,-77.345179999999999,4.0358660000000004,"PV","Thin-Film",16.113600000000002,13,1.2395076923076924,"Fixed Tilt","Fixed Tilt",25,169.29000000000002,null,null,null,null,null,90.03,10.6,null,304.2765259966485,null,null,null,null,null,0.20740252897787143,0.20354759395855282,0.20359149982437658,0.19130061650553454,0.18363189322093432,0.17251492799438006,0.17643133122585178,0.18160641726215496,0.17513171759747101,0.17118897084650508]
["57778, 57780, 57782","RE Kammerer 1-3","2012-02-28",2012,"West (non-ISO)","CA",38.363011,-121.38511,5.0761180000000001,"PV","c-Si",19.149999999999999,14.850000000000001,1.2895622895622894,"Tracking","Single Axis","Tracking",180,null,null,null,null,null,null,null,null,194.41699130688309]
["57783, 57784, 57785","RE Bruceville 1-3 (NOT SMUD-Bruceville at Grundman)","2012-02-28",2012,"West (non-ISO)","CA",38.347931000000003,-121.41278,5.0825620000000002,"PV","c-Si",19.149999999999999,14.850000000000001,1.2895622895622894,"Tracking","Single Axis","Tracking",180,null,null,null,null,null,null,null,null,199.31132933758585]
[58213,"SunE AZ2 - Saddle Mountain","2012-01-01",2012,"West (non-ISO)","AZ",33.381211,-113.18445,5.8609159999999996,"PV","c-Si",16.920000000000002,15,1.1280000000000001,"Tracking","Single Axis","Tracking",181,null,null,null,null,null,48.63,27.12,null,null,null,null,null,null,null,0.29815829528158294,0.28583713850837134,0.27229071537290717,0.26079993928354583,0.24146879756468798,0.26276255707762558,0.26772450532724501,0.26565725561627207,0.26076103500761028,0.25649162861491631]
[58483,"Tinton Falls Solar Farm","2012-10-01",2012,"PJM","NJ",40.263140999999997,-74.083449999999999,4.0130949999999999,"PV","c-Si",19.88,15.904,1.25,"Fixed Tilt","Fixed Tilt",18,180,null,null,null,null,null,70.87,15.95,null,292.54157930052349,null,null,null,null,null,0.18917730125042495,0.17910689019964532,0.18025533337008348,0.19345638952109742,0.17881518563435406,0.17936528991299391,0.16374646279503507,0.18344212588829881,0.16644530424556467,0.15933213435866339]
[57560,"Chino Valley Solar","2012-12-31",2012,"West (non-ISO)","AZ",34.724361000000002,-112.43245,5.5992620000000004,"PV","c-Si",21,19,1.1052631578947369,"Tracking","Single Axis","Tracking",180,null,null,null,null,null,46.09,24.03,null,194.27680445688065,null,null,null,null,null,0.2972782984859409,0.28292477769766883,0.27923576063446282,0.27402693893202951,0.25076904590242727,0.26783225186253307,0.26932227829848593,0.29342824273799251,0.28100216294160058,0.28899303052150921]
[57883,"PSEG Queen Creek Solar Farm","2012-10-01",2012,"West (non-ISO)","AZ",33.266711000000001,-111.61336,5.801634,"PV","c-Si",25.283999999999999,19,1.330736842105263,"Tracking","Single Axis","Tracking",180,null,null,null,null,null,null,null,114.7416855843792,166.43764596367069,null,null,null,null,null,0.32012136505647676,0.31315789473684208,0.30435592405671713,0.31242809893586426,0.30754025474645513,0.29774693583273254,0.2861031002162942,0.28421292301792733,0.29178683008892098,0.2649062725306417]
[57522,"Cantua Solar Station","2012-07-25",2012,"CAISO","CA",36.424571,-120.34296000000001,5.3470890000000004,"PV","c-Si",25.81,20,1.2905,"Fixed Tilt","Fixed Tilt",25,179,null,null,null,null,null,43.37,10.01,null,155.06407573972771,null,null,null,null,null,0.27497146118721455,0.24662671232876712,0.24284817351598173,0.24932832422586518,0.22729452054794516,0.24099885844748858,0.23039383561643836,0.24116575591985423,0.230365296803653,0.20892123287671233]
[57523,"Huron Solar Station","2012-08-30",2012,"CAISO","CA",36.177509999999998,-120.11206,5.3794209999999998,"PV","c-Si",26.8,20,1.34,"Fixed Tilt","Fixed Tilt",25,179,null,null,null,null,null,40.35,9.65,null,190.38529967203803,null,null,null,null,null,0.25711757990867579,0.25122146118721461,0.24420662100456622,0.24193989071038252,0.23066780821917809,0.23580479452054795,0.22797374429223743,0.21438979963570126,0.19987442922374429,0.1670890410958904]
[57912,"Grand Ridge Solar Plant","2012-07-27",2012,"PJM","IL",41.146351000000003,-88.754260000000002,3.9462600000000001,"PV","Thin-Film",22.76,20,1.1380000000000001,"Fixed Tilt","Fixed Tilt",25,180,"Wind+PV+Storage","Lithium-Ion",2013,33,13.5,73.37,19.940000000000001,null,242.10339872422239,null,null,null,null,null,0.19595319634703195,0.17871575342465751,0.17204337899543382,0.1670651183970856,0.18459474885844748,0.17788812785388128,0.1734474885844749,0.17126024590163935,0.16928082191780822,0.16034246575342465]
[57994,"Apple Data Center- PV1","2012-12-01",2012,"Southeast (non-ISO)","NC",35.588135000000001,-81.251981000000001,4.4911750000000001,"PV","c-Si",24.951599999999999,20,1.2475799999999999,"Tracking","Single Axis","Tracking",179,null,null,null,null,null,81.42,16.77,null,220.43699204403552,null,null,null,null,null,null,0.20033702978908458,0.21235594694498799,0.23267412611674904,0.2151554685801261,0.2060665362035225,0.18161013263752987,0.17460859571515308,0.21399217221135033,0.21467710371819962]
[58002,"Alpaugh North (2nd Phase)","2012-12-28",2012,"CAISO","CA",35.909770999999999,-119.426211,5.309323,"PV","c-Si",26.53,20,1.3265,"Tracking","Single Axis","Tracking",180,null,null,null,null,null,40.200000000000003,8.26,175.43119537617972,160.93290299214937,null,null,null,null,null,0.2917279109589041,0.30553082191780823,0.28906963470319641,0.29867372495446259,0.28775114155251141,0.27744292237442919,0.2593721461187215,0.25624999999999998,0.2488299086757991,0.26670091324200912]
[58408,"Maryland Solar Farm","2012-12-01",2012,"PJM","MD",39.562891,-77.718830999999994,4.0483880000000001,"PV","Thin-Film",29.05875,20,1.4529375,"Fixed Tilt","Fixed Tilt",20,180,null,null,null,null,null,89.72,12.47,241.00931992751572,230.14836370161527,null,null,null,null,null,0.22002283105022832,0.20595890410958903,0.20853881278538813,0.21597791438979963,0.20396689497716894,0.19539383561643836,0.19828196347031962,0.18565573770491803,0.18904109589041096,0.17060502283105022]
[58486,"FRV Picture Rocks (FRV Tucson Solar)","2012-11-29",2012,"West (non-ISO)","AZ",32.369722000000003,-111.242778,5.7922130000000003,"PV","c-Si",25.16,20,1.258,"Tracking","Single Axis","Tracking",180,null,null,null,null,null,null,null,141.46199213136796,150.58330741789493,null,null,null,null,null,0.31959474885844746,0.3133732876712329,0.30009132420091322,0.31732695810564659,0.30487442922374436,0.29988013698630134,0.29398401826484022,0.30090505464480877,0.29214611872146118,0.30074771689497715]
[58489,"Apex Solar","2012-09-01",2012,"West (non-ISO)","NV",36.392260999999998,-114.96456000000001,5.6922249999999996,"PV","c-Si",24.8,20,1.24,"Tracking","Single Axis","Tracking",190,null,null,null,null,null,44.44,21.28,138.26131450627759,197.85462477938469,null,null,null,null,null,0.30083904109589044,0.29843607305936076,0.27928082191780823,0.29731329690346081,0.29570776255707759,0.2965353881278539,0.29284246575342465,0.30183857012750454,0.28904109589041099,0.2946689497716895]
[50765,"Stillwater Solar PV I- Geothermal, CSP","2012-03-05",2012,"West (non-ISO)","NV",39.543590999999999,-118.56045,5.2686710000000003,"PV","c-Si",26.2,21.8,1.201834862385321,"Fixed Tilt","Fixed Tilt",16.2,180,"PV+Geothermal+CSP",null,null,null,null,44.61,11.78,null,189.88950440627789,null,null,null,null,null,0.23091531755915315,0.22381174761311748,0.21663034454130348,0.21989878291107803,0.20871731008717309,0.20507471980074721,0.20432233291822333,0.19600720317933429,0.20879514321295142,0.20653798256537978]
[58062,"Imperial Valley Solar Company (IVSC) 1","2012-05-01",2012,"West (non-ISO)","CA",33.246831,-115.49733000000001,5.8325259999999997,"PV","c-Si",28.565999999999999,23,1.242,"Fixed Tilt","Fixed Tilt",30,180,null,null,null,null,null,null,null,120.81968807032149,213.06889983021281,null,null,null,null,null,0.27063728409767723,0.2603037522334723,0.26119714115544962,0.26203274728755838,0.25663093110978757,0.21796208060353384,0.23577526305340479,0.21216440959847949,0.16667659321024419,0.14181556482032953]
[58039,"McHenry Solar Farm (K Road Modesto Solar or RET Modesto)","2012-12-01",2012,"CAISO","CA",37.736471000000002,-120.9905,5.1402089999999996,"PV","c-Si",31.2,25.8,1.2093023255813953,"Tracking","Single Axis","Tracking",180,null,null,null,null,null,63.85,8.67,170.53800809365998,179.32483651436112,null,null,null,null,null,0.29521521362075681,0.28767123287671231,0.28453860040352552,0.28360673387836943,0.27590616261371276,0.28286166861350043,0.27059219142685215,0.2699146439615368,0.27547254964426038,0.27450355739619831]
[57657,"NRG Solar - Avra Valley","2012-12-14",2012,"West (non-ISO)","AZ",32.371667000000002,-111.282777,5.7922130000000003,"PV","Thin-Film",34,26.46,1.2849584278155706,"Tracking","Single Axis","Tracking",180,null,null,null,null,null,null,null,141.46199213136791,159.36740795934551,null,null,null,null,null,0.32707248297594022,0.31991944418558893,0.30643175103628456,0.32202265646189659,0.31806862775551614,0.31134270044902784,0.29502617891398059,0.28086953259344616,0.28998281199846748,0.27535747936922106]
[57368,"Cogentrix - Alamosa (Alamosa Solar Generating Project)","2012-04-01",2012,"West (non-ISO)","CO",37.598761000000003,-105.95180000000001,5.343515,"PV","CPV",36.700000000000003,30,1.2233333333333334,"Tracking","Dual-Axis","Tracking",null,null,null,null,null,null,40.79,22.55,null,null,null,null,null,null,null,0.24958904109589042,0.24221461187214613,0.22395357686453576,0.2422890103217972,0.22543759512937595,0.22506849315068497,0.20864155251141553,0.20565042501517908,0.16722602739726028,0.15624809741248097]
[57816,"McKenzie Road Solar Farm 1-6","2012-11-08",2012,"West (non-ISO)","CA",38.307051000000001,-121.29078,5.0652559999999998,"PV","c-Si",38.299999999999997,30,1.2766666666666666,"Tracking","Single Axis","Tracking",180,null,null,null,null,null,null,null,null,174.15677557871538]
[58003,"Alpaugh 50 (1st Phase)","2012-12-28",2012,"CAISO","CA",35.899721,-119.439521,5.3114340000000002,"PV","c-Si",66.25,50,1.325,"Tracking","Single Axis","Tracking",180,null,null,null,null,null,40.19,7.73,175.43119537617974,160.47015840052919,null,null,null,null,null,0.28891500000000003,0.3038757534246575,0.30267310502283107,0.30349726775956282,0.29232648401826483,0.27806392694063925,0.24791324200913242,0.29620218579234969,0.25631506849315067,0.26199999999999996]
[57442,"Silver State North Solar Project","2012-04-16",2012,"West (non-ISO)","NV",35.624341000000001,-115.35256099999999,5.5147969999999997,"PV","Thin-Film",63.5,52,1.2211538461538463,"Fixed Tilt","Fixed Tilt",25,180,null,null,null,null,null,43.46,13.54,147.66409840511398,163.00971444265141,null,null,null,null,null,0.26837021426062524,0.26297857393747803,0.2630532139093783,0.25734289617486339,0.25598656480505799,0.25916315419740082,0.24955216016859855,0.25913373966652653,0.2529614506498068,0.25727300667369163]
[58017,"Copper Mountain Solar 2 - Phase 1","2012-11-21",2012,"CAISO","NV",35.804620999999997,-114.967071,5.4780170000000004,"PV","Thin-Film",114.375,92,1.2432065217391304,"Fixed Tilt","Fixed Tilt",25,180,null,null,null,null,null,44.11,8.82,125.63472477332293,76.356428679250271,null,null,null,null,null,0.28158485656144511,0.27818742753623199,0.28393746818975024,0.27803901806314452,0.27879928820395783,0.27966121042618003,0.27241628614916286,0.2820036429872495,0.27185083713850838,0.27759817351598176]
[57707,"Mesquite Solar 1","2012-12-31",2012,"CAISO","AZ",33.342699000000003,-112.924136,5.8711140000000004,"PV","c-Si",235.1,170,1.3829411764705881,"Fixed Tilt","Fixed Tilt",20,180,null,null,null,null,null,42.93,8.16,168.93293856178545,124.42627463098869,null,null,null,null,null,0.27800281177813602,0.27411959260005359,0.26698787127316481,0.2733890265723769,0.27784055345151693,0.27867228035186581,0.27353276927209241,0.27923899067823849,0.27193996776792911,0.27836690840719852]
[58520,"Tularosa Solar Energy Center (Otero County Solar Energy Center)","2013-12-15",2013,"West (non-ISO)","NM",32.977991000000003,-105.97159000000001,5.6873579999999997,"PV","Thin-Film",9.6187500000000004,7.5,1.2825,"Fixed Tilt","Fixed Tilt",25,180,null,null,null,null,null,45.27,30.04,null,102.47870423753012,null,null,null,null,null,null,0.28121765601217658,0.27108066971080669,0.28164845173041897,0.28447488584474884,0.27348554033485539,0.26234398782343987,0.26863995142683661,0.27033485540334856,0.25611872146118719]
[58882,"Mercer County Community College Solar","2013-09-17",2013,"PJM","NJ",40.256610000000002,-74.645020000000002,4.0037070000000003,"PV","Thin-Film",8.3000000000000007,7.5,1.1066666666666667,"Fixed Tilt","Fixed Tilt",30,180,null,null,null,null,null,68.23,17.97,null,373.74969950026986,null,null,null,null,null,null,0.16410958904109588,0.16866057838660575,0.16847298117789919,0.15919330289193301,0.14645357686453578,0.16480974124809741,0.154341226472374,0.14995433789954335,0.17214611872146118]
[58482,"Azalea Solar Power Facility","2013-12-01",2013,"Southeast (non-ISO)","GA",32.979531000000001,-82.591930000000005,4.6805130000000004,"PV","c-Si",9.6999999999999993,7.65,1.2679738562091503,"Fixed Tilt","Fixed Tilt",20,180,null,null,null,null,null,73.930000000000007,17.11,156.40121200058223,205.97214149543854,null,null,null,null,null,null,0.21996896170949348,0.20149520995612852,0.21249270807290738,0.20453934998656992,0.18596114244784667,0.19400423792043447,0.18142016976796788,0.16851702629301335,0.17766436863938875]
[58521,"Manzano Solar Energy Center","2013-11-01",2013,"West (non-ISO)","NM",34.746667000000002,-106.654444,5.6190509999999998,"PV","Thin-Film",10.26,8,1.2825,"Fixed Tilt","Fixed Tilt",25,180,null,null,null,null,null,45.75,30.81,null,112.32063152214764,null,null,null,null,null,null,0.26863584474885843,0.25796232876712327,0.26751764571949005,0.26970605022831057,0.26585331050228311,0.25771974885844751,0.26188239981785066,0.23045091324200914,0.2257990867579909]
[57306,"LADWP Pine Tree Solar Project","2013-03-01",2013,"West (non-ISO)","CA",35.229061000000002,-118.19559,5.7857830000000003,"PV","c-Si",9.75,8.5,1.1470588235294117,"Fixed Tilt","Fixed Tilt",30,180,null,null,null,null,null,43.82,12.91,null,484.00750694970219,null,null,null,null,null,null,0.22394574268063389,0.1387187751813054,0.15325993785492339,0.19786462530217566,0.19689766317485902,0.17066881547139404,0.13516554162648667,0.11152296535052376,0.1198764437281762]
[58227,"Highlander II (SEPV 9)","2013-04-01",2013,"CAISO","CA",34.190190999999999,-116.09159,5.7987390000000003,"PV","c-Si",10.97,8.5,1.2905882352941178,"Tracking","Single Axis","Tracking",180,null,null,null,null,null,47.32,7.66,null,121.96385547904332,null,null,null,null,null,null,0.33018772196854385,0.32327498731608323,0.30775652701882217,0.32496194824961949,0.31207508878741758,0.31104769152714351,0.26125784254199552,0.28154490106544905,0.28460172501268394]
[58553,"Indy Solar III","2013-12-16",2013,"MISO","IN",39.653671000000003,-86.259870000000006,4.0385220000000004,"PV","c-Si",11.9,8.6,1.3837209302325582,"Fixed Tilt","Fixed Tilt",20,177,null,null,null,null,null,80.150000000000006,22.07,null,199.88862069690984,null,null,null,null,null,null,0.20020972708930665,0.19633375809705861,0.23004299572160802,0.19054635234151013,0.1822103642348944,0.17882552829988327,0.17400823908162838,0.14775140702983972,0.15931294467452486]
[59454,"Valencia Solar","2013-06-28",2013,"West (non-ISO)","AZ",32.145521000000002,-110.87951,5.797695,"PV","c-Si",12.6936,9,1.4104000000000001,"Tracking","Single Axis","Tracking",180,null,null,null,null,null,null,null,148.12708748743785,90.558292000010212,null,null,null,null,null,null,0.31887366818873669,0.2945712836123795,0.29791540174053838,0.33496955859969557,0.31610857432775241,0.31300101471334352,0.33875986642380079,0.34081684424150177,0.3292617960426179]
[59097,"Berry Plastics Solar Plant","2013-08-01",2013,"PJM","NJ",40.695081000000002,-75.146450000000002,3.9320140000000001,"PV","c-Si",13.06,9.8000000000000007,1.3326530612244898,"Fixed Tilt","Fixed Tilt",25,180,null,null,null,null,null,72.099999999999994,15.05,null,236.18083439496957,null,null,null,null,null,null,0.18481502189917062,0.19702264467430805,0.18771374670086607,0.18559547106513832,0.17344609076507311,0.18320752958717731,0.18619196312404734,0.12735299599291769,0.17431972789115643]
[58488,"Bryan Solar, LLC","2013-06-30",2013,"ERCOT","TX",29.591570999999998,-104.330411,5.8602309999999997,"PV","c-Si",12.2148,9.9990000000000006,1.2216021602160216,"Tracking","Single Axis","Tracking",178,null,null,null,null,null,66.069999999999993,null,null,159.43073434154647,null,null,null,null,null,null,0.29876275298762744,0.28324750283247496,0.29174137814510043,0.26934200269341996,0.27898908612322409,0.27614633609479661,0.27283010632575094,0.28065591947322582,0.27911466945781332]
[58206,"West Gates Solar Station","2013-06-24",2013,"CAISO","CA",36.141931,-120.13271,5.3794209999999998,"PV","c-Si",12.9,10,1.29,"Fixed Tilt","Fixed Tilt",25,180,null,null,null,null,null,15.21,9.8000000000000007,null,175.51652637628112,null,null,null,null,null,null,0.26718036529680361,0.25283105022831054,0.25547586520947174,0.24606164383561649,0.24770547945205484,0.20619863013698631,0.21632513661202182,0.21339041095890407,0.22533105022831054]
[58391,"IND Airport Solar Farm (INDY I)","2013-10-01",2013,"MISO","IN",39.695475000000002,-86.315308000000002,4.0498900000000004,"PV","c-Si",12.568519999999999,10,1.2568519999999999,"Fixed Tilt","Fixed Tilt",30,180,null,null,null,null,null,79.33,18.829999999999998,null,228.2439606138791,null,null,null,null,null,null,0.17800228310502286,0.18150684931506852,0.18316256830601094,0.17811643835616436,0.15059360730593604,0.16570776255707761,0.14651639344262296,0.1688812785388128,0.1698287671232877]
[58552,"Indy Solar I","2013-12-16",2013,"MISO","IN",39.662160999999998,-85.984210000000004,4.0303199999999997,"PV","c-Si",13.9,10.1,1.3762376237623763,"Fixed Tilt","Fixed Tilt",20,180,null,null,null,null,null,82.53,18.88,107.06846962698376,184.42236772416479,null,null,null,null,null,null,0.19783896197838968,0.19814412948144136,0.20077007700770086,0.18263709932637107,0.17432976174329767,0.16741263167412637,0.16430638965535901,0.16994439169944398,0.17072426420724271]
[58556,"Indy Solar II","2013-12-16",2013,"MISO","IN",39.662160999999998,-85.984210000000004,4.0303199999999997,"PV","c-Si",13.9,10.1,1.3762376237623763,"Fixed Tilt","Fixed Tilt",20,180,null,null,null,null,null,82.52,19.68,null,186.10051776283186,null,null,null,null,null,null,0.19809891948098926,0.20151227451512282,0.19587819437681472,0.18739545187395459,0.17819521678195221,0.17403589674035902,0.15079171851611395,0.16382973913829746,0.16389755413897558]
[58234,"Highlander I (SEPV 8)","2013-04-01",2013,"CAISO","CA",34.173141000000001,-116.15367999999999,5.8315440000000001,"PV","c-Si",14.638999999999999,12,1.2199166666666665,"Tracking","Single Axis","Tracking",180,null,null,null,null,null,47.16,8.06,null,111.30776880096603,null,null,null,null,null,null,0.31454528158295281,0.324781202435312,0.31416021554341228,0.31367009132420093,0.32388698630136986,0.3101503044140031,0.26365171523983,0.28315258751902583,0.30282534246575343]
[58383,"Hyder II","2013-01-26",2013,"West (non-ISO)","AZ",33.026390999999997,-113.35424999999999,5.8588940000000003,"PV","c-Si",21,14,1.5,"Tracking","Single Axis","Tracking",180,null,null,null,null,null,44.25,25.33,null,163.81012295868103,null,null,null,null,null,null,0.34916014350945856,0.35735485975211995,0.30171740827478533,0.29680365296803651,0.30220156555772992,0.2988095238095238,0.31898907103825136,0.31041258969341168,0.28083007175472929]
[58262,"PSEG Badger I","2013-12-19",2013,"West (non-ISO)","AZ",33.498421,-112.81325,5.8128219999999997,"PV","c-Si",19.3,14.8,1.3040540540540539,"Tracking","Single Axis","Tracking",180,null,null,null,null,null,48.88,27.1,81.424501752581762,122.05729741074018,null,null,null,null,null,null,0.30500761035007612,0.30217656012176564,0.31376745598057071,0.30493911719939121,0.30782343987823446,0.29662100456621004,0.29732088646023075,0.28845509893455101,0.2918949771689498]
[58501,"Gillespie 1","2013-12-01",2013,"West (non-ISO)","AZ",33.020681000000003,-112.661681,5.8092180000000004,"PV","c-Si",20.2,15,1.3466666666666667,"Tracking","Single Axis","Tracking",190,null,null,null,null,null,45.65,27.26,90.755977946423187,124.27683137331104,null,null,null,null,null,null,0.33980974124809743,0.32562404870624051,0.33497267759562843,0.32329528158295279,0.31654490106544908,0.3291476407914764,0.30613236187006676,0.30380517503805177,0.2793683409436834]
[58892,"Camilla Solar Plant (SDD Solar Project 1)","2013-12-01",2013,"Southeast (non-ISO)","GA",31.185590999999999,-84.132480000000001,4.7725949999999999,"PV","c-Si",20.248000000000001,16,1.2655000000000001,"Fixed Tilt","Fixed Tilt",30,180,null,null,null,null,null,72.260000000000005,15.99,null,170.62364753833293,null,null,null,null,null,null,0.22839611872146121,0.20745576484018269,0.22533868397085607,0.21409817351598176,0.19614012557077626,0.19660388127853881,0.17921789617486342,0.18619434931506848,0.19990011415525114]
[57891,"Guernsey Solar Station","2013-06-01",2013,"CAISO","CA",36.163471000000001,-119.65024,5.3007289999999996,"PV","c-Si",25.5,20,1.2749999999999999,"Tracking","Single Axis","Tracking",180,null,null,null,null,null,39.659999999999997,8.51,null,214.61295846420694,null,null,null,null,null,null,0.2644520547945205,0.26345319634703201,0.2613957194899818,0.25157534246575342,0.2495262557077626,0.2459075342465753,0.23805783242258652,0.22182648401826485,0.1785445205479452]
[57892,"Gates Solar Station","2013-06-01",2013,"CAISO","CA",36.177210000000002,-120.11144,5.3794209999999998,"PV","c-Si",27.7,20,1.385,"Fixed Tilt","Fixed Tilt",25,179,null,null,null,null,null,40.36,9.2200000000000006,null,210.35247641208264,null,null,null,null,null,null,0.27195205479452056,0.24673515981735156,0.2488444899817851,0.24188356164383562,0.24720890410958904,0.18969748858447488,0.17657103825136611,0.15118721461187215,0.15517123287671236]
[58148,"RE Kansas South","2013-06-07",2013,"CAISO","CA",36.226111000000003,-119.83416699999999,5.3183069999999999,"PV","c-Si",27,20,1.35,"Tracking","Single Axis","Tracking",180,null,null,null,null,null,40.020000000000003,7.99,null,142.58893963567812,null,null,null,null,null,null,0.30290525114155253,0.30012557077625573,0.30198087431693987,0.26408105022831052,0.28019977168949761,0.27977168949771686,0.23701047358834243,0.28937785388127851,0.30392123287671235]
[58149,"TA-High Desert (Antelope Project)","2013-06-01",2013,"CAISO","CA",34.708888999999999,-118.304722,5.7811769999999996,"PV","c-Si",25.63,20,1.2814999999999999,"Tracking","Single Axis","Tracking",180,null,null,null,null,null,45.91,7.63,null,135.08580291417775,null,null,null,null,null,null,0.32952625570776262,0.3265525114155251,0.31803278688524594,0.31535958904109596,0.32050228310502282,0.28436073059360728,0.2830999544626594,0.29150684931506854,0.27030251141552514]
[58373,"White River Solar Phase 1","2013-06-17",2013,"CAISO","CA",35.875821000000002,-119.45849,5.3114340000000002,"PV","c-Si",26.795000000000002,20,1.33975,"Tracking","Single Axis","Tracking",180,null,null,null,null,null,40.450000000000003,8.02,179.03860528589612,133.00741724356334,null,null,null,null,null,null,0.30638127853881275,0.30232305936073062,0.3017304189435337,0.29622146118721454,0.29609018264840181,0.2694634703196348,0.28096539162112932,0.27501712328767125,0.27665525114155254]
[58374,"Corcoran 1","2013-07-29",2013,"CAISO","CA",36.142240999999999,-119.57283099999999,5.2914839999999996,"PV","c-Si",26,20,1.3,"Tracking","Single Axis","Tracking",180,null,null,null,null,null,44.4,8.34,null,131.27836640878562,null,null,null,null,null,null,0.29239726027397261,0.29920091324200915,0.29131944444444446,0.29050228310502285,0.28850456621004561,0.25512557077625564,0.28238274134790531,0.27707762557077625,0.26856735159817346]
[58621,"Sol Orchard Imperial 1 (Grupo T-Solar El Centro Project)","2013-12-11",2013,"West (non-ISO)","CA",32.803421,-115.54585,5.8721290000000002,"PV","c-Si",25.2,20,1.26,"Tracking","Single Axis","Tracking",180,null,null,null,null,null,null,null,null,126.01860671820845,null,null,null,null,null,null,0.2986415525114155,0.29560502283105022,0.29187158469945351,0.2798173515981735,0.27544520547945206,0.26658675799086762,0.23479622040072864,0.22517123287671237,0.24939497716894976]
[58701,"Apple Data Center- PV2","2013-10-31",2013,"Southeast (non-ISO)","NC",35.739831000000002,-81.212440000000001,4.4550099999999997,"PV","c-Si",25.056000000000001,20,1.2528000000000001,"Tracking","Single Axis","Tracking",179,null,null,null,null,null,80.64,18.239999999999998,null,204.80071456007599,null,null,null,null,null,null,0.22723744292237447,0.21831050228310503,0.24552026411657563,0.22641552511415522,0.21253424657534248,0.22794520547945205,0.20348360655737704,0.2146175799086758,0.22542237442922369]
[58366,"Atwell Island","2013-03-22",2013,"CAISO","CA",35.815430999999997,-119.45104000000001,5.3114340000000002,"PV","Thin-Film",23.5,20.2,1.1633663366336635,"Fixed Tilt","Fixed Tilt",18,180,null,null,null,null,null,38.85,11.09,null,206.95861957337891,null,null,null,null,null,null,0.23749378362493795,0.23347574483475753,0.23250532020415163,0.21510353090103537,0.22479542474795433,0.21244744337447449,0.18492781655214707,0.20076630950766317,0.21230051087300522]
[57455,"Borrego Solar Project (NRG)","2013-02-12",2013,"CAISO","CA",33.291361000000002,-116.35381,5.8405649999999998,"PV","c-Si",33,26,1.2692307692307692,"Tracking","Single Axis","Tracking",180,null,null,null,null,null,41.91,7.53,143.89315705464023,144.39299212259721,null,null,null,null,null,null,0.32112111959957862,0.3148642623814541,0.31124758608308761,0.30305912232174204,0.29988130005268598,0.29136810677906566,0.28533960347484943,0.30917632595714789,0.28409729539866529]
[58490,"Spectrum Nevada Solar Project","2013-10-01",2013,"West (non-ISO)","NV",36.236921000000002,-114.87512,5.6686459999999999,"PV","c-Si",37.6,30,1.2533333333333334,"Tracking","Single Axis","Tracking",180,null,null,null,null,null,42.98,21.29,121.10631793024291,129.26275421608858,null,null,null,null,null,null,0.31670091324200911,0.31582191780821917,0.31059881602914391,0.31665525114155257,0.31686834094368344,0.31150304414003044,0.32178961748633877,0.31118340943683415,0.31957001522070017]
[57997,"APS - AZ Sun - Foothills Solar Plant Phase I+II","2013-03-31",2013,"West (non-ISO)","AZ",32.639431000000002,-114.4316,5.8991790000000002,"PV","c-Si",52,37.44,1.3888888888888891,"Tracking","Single Axis","Tracking",180,null,null,null,null,null,51.22,24.45,null,138.13125472496944,null,null,null,null,null,null,0.34581052667525275,0.33789222573469152,0.29468825895567702,0.29144957655231629,0.28363494223939428,0.29121175311243813,0.29745832554917256,0.3179485959879797,0.29530963392264764]
[58537,"OCI Alamo 1 Solar","2013-12-31",2013,"ERCOT","TX",29.271667000000001,-98.444720000000004,4.7920499999999997,"PV","c-Si",49.46,40.700000000000003,1.2152334152334152,"Tracking","Single Axis","Tracking",180,"PV+Storage","Lithium-ion",2016,1,0.25,81.48,null,null,417.76638449215108,null,null,null,null,null,null,0.22478827899769549,0.20365633379332007,0.20843403015534157,0.19951364814378511,0.17777085927770855,0.15721169488292777,0.25110990274924694,0.23510372140509123]
[57295,"Alpine Solar Project","2013-01-24",2013,"CAISO","CA",34.794361000000002,-118.51049,5.6237349999999999,"PV","Thin-Film",86.4,66,1.3090909090909091,"Fixed Tilt","Fixed Tilt",25,180,null,null,null,null,null,33.880000000000003,8.3800000000000008,150.98345601746777,159.41624965709283,null,null,null,null,null,null,0.28962815656565699,0.28849770323093976,0.28481768090743481,0.28181865988653709,0.28283046336654288,0.26798637055486374,0.26907911077993046,0.28306178220561784,0.28368963608689629]
[57708,"Catalina Solar Project 1 (Phase 1+2)","2013-08-22",2013,"CAISO","CA",34.929571000000003,-118.33254100000001,5.8249050000000002,"PV","Thin-Film",143,110,1.3,"Fixed Tilt","Fixed Tilt",20,180,"Wind+PV",null,null,null,null,44.43,8.56,126.89010148884951,120.83363685338207,null,null,null,null,null,null,0.29886156081361559,0.2904659609796596,0.27877959927140256,0.27938978829389788,0.27530095475300953,0.25646118721461192,0.25944278854114922,0.2595755500207555,0.27760066417600665]
[57680,"Arlington Valley Solar Project II","2013-11-13",2013,"West (non-ISO)","AZ",33.304951000000003,-112.83365000000001,5.8517679999999999,"PV","c-Si",174.9,129,1.3558139534883722,"Tracking","Single Axis","Tracking",180,null,null,null,null,null,48.51,26.16,117.86925570042089,148.20554586246547,null,null,null,null,null,null,0.3231071466496761,0.31588527839722486,0.32158187543242822,0.3167923259353651,0.29655941382605927,0.3082988212806626,0.31922205278095478,0.31263495097518673,0.31357474071714275]
[57490,"(Tenaska) Imperial Solar Energy Center South (CSolar IV South)","2013-11-18",2013,"CAISO","CA",32.662210999999999,-115.65951099999999,5.6630149999999997,"PV","Thin-Film",172.3,130,1.3253846153846154,"Fixed Tilt","Fixed Tilt",25,180,null,null,null,null,null,43.62,8.56,139.65333720754586,170.26385665173265,null,null,null,null,null,null,0.28432384966631541,0.28077010888654724,0.25762838027182289,0.24644274675096592,0.24101949420442567,0.24719090270460134,0.21280650133109152,0.25566824727783632,0.25540569020021076]
[58467,"Campo Verde","2013-08-01",2013,"CAISO","CA",32.747070999999998,-115.708781,5.7881270000000002,"PV","Thin-Film",201.1,147.4,1.364314789687924,"Fixed Tilt","Fixed Tilt",25,180,null,null,null,null,null,44.1,8.3699999999999992,null,131.18129316202385,null,null,null,null,null,null,0.30493167110147501,0.30299021057126901,0.2967519427081286,0.28869452383298838,0.26815725501790355,0.27580072927959004,0.27463029576338926,0.28384990637626883,0.28674485069478661]
[56812,"Solana Generating Station (Abengoa, Arlington Valley Solar Energy Project)","2013-10-08",2013,"West (non-ISO)","AZ",32.921560999999997,-112.97705000000001,5.8138990000000002,"CSP","Trough",null,250,null,"Tracking","Single Axis","Tracking",180,"CSP+Storage","Molten Salt",2013,280,1680,48.47,22.84,143.34927713253549,null,null,null,null,null,null,null,0.2756013698630137,0.32823881278538813,0.29311020036429875,0.33057808219178081,0.35434383561643834,0.36148036529680366,0.35323497267759563,0.31715479452054796,0.31764748858447489]
[57439,"California Valley Solar Ranch  (CVSR, High Plains Ranch II)","2013-11-01",2013,"CAISO","CA",35.322971000000003,-119.90856100000001,5.5339869999999998,"PV","c-Si",314.89999999999998,250,1.2595999999999998,"Tracking","Single Axis","Tracking",180,null,null,null,null,null,45.04,7.5,139.67150430517898,146.45599088775128,null,null,null,null,null,null,0.3110276221461194,0.30691527858447593,0.30600592363388013,0.29517465296803619,0.30668869863013742,0.26702968036529678,0.2930596539162113,0.31536347031963469,0.30790091324200913]
[59630,"KDC CentraState Medical (KDC Solar Middlesex 3)","2014-10-31",2014,"PJM","NJ",40.235191,-74.321160000000006,4.0024879999999996,"PV","c-Si",6.31,5.34,1.1816479400749063,"Fixed Tilt","Fixed Tilt",15,180,null,null,null,null,null,70.94,15.85,null,173.24283343141681,null,null,null,null,null,null,null,0.18162228720948131,0.18078494777702733,0.1689668735997811,0.16075795666375939,0.17082670634309854,0.15415754214335908,0.15355377695688613,0.16892411882407266]
[58545,"NRG Community Solar 1","2014-06-30",2014,"West (non-ISO)","CA",32.983161000000003,-115.48184999999999,5.8990939999999998,"PV","c-Si",7.4999999999999991,6,1.2499999999999998,"Tracking","Single Axis","Tracking",181,null,null,null,null,null,null,null,null,158.84709307667981,null,null,null,null,null,null,null,0.27545662100456619,0.26474385245901638,0.25958904109589043,0.22317351598173515,0.26402207001522071,0.26961900425015178,0.25934170471841705,0.26738964992389652]
[59044,"Rio Rico","2014-03-31",2014,"West (non-ISO)","AZ",31.496490999999999,-111.00718999999999,5.7151300000000003,"PV","c-Si",7.18,6,1.1966666666666665,"Fixed Tilt","Fixed Tilt",25,180,null,null,null,null,null,null,null,null,157.33846502933844,null,null,null,null,null,null,null,0.1955669710806697,0.2267569823922283,0.21421232876712329,0.21407914764079147,0.21447869101978692,0.22607392228293868,0.18700532724505328,0.14952435312024354]
[59558,"Sandoval Solar Energy Center","2014-12-31",2014,"West (non-ISO)","NM",35.283751000000002,-106.81253,5.5845789999999997,"PV","Thin-Film",7.37,6.08,1.212171052631579,"Tracking","Single Axis","Tracking",180,null,null,null,null,null,45.29,26.75,null,81.779388785515238,null,null,null,null,null,null,null,0.28833588680605621,0.30413775644712876,0.30705509492910354,0.30583468517183365,0.28773506969478491,0.28395303062985333,0.2676640230713771,0.29935712569093964]
[58682,"Dartmouth Solar","2014-04-11",2014,"ISO-NE","MA",41.676110999999999,-70.996943999999999,3.8899629999999998,"PV","c-Si",7.4584900000000012,6.25,1.1933584000000002,"Fixed Tilt","Fixed Tilt",25,180,null,null,null,null,null,71.37,5.93,null,336.51458750848781,null,null,null,null,null,null,null,0.17360712328767125,0.17262295081967213,0.16069406392694063,0.15075799086757991,0.16368949771689498,0.16812386156648451,0.16836529680365295,8.980821917808221E-2]
[57959,"Desert Green Solar Farm","2014-12-09",2014,"CAISO","CA",33.265421000000003,-116.32762099999999,5.8405649999999998,"PV","CPV",8.8613999999999997,6.3,1.4065714285714286,"Tracking","Dual-Axis","Tracking",null,null,null,null,null,null,45.9,6.21,null,null,null,null,null,null,null,null,null,0.28022396173081104,0.25640052620926934,0.24347684279191129,0.24434659708632311,0.28045952018554759,0.24685936912712864,0.21877944480684205,0.20529825324345871]
[58757,"Summer North Solar 6.5 (American Solar Greenworks)","2014-12-31",2014,"CAISO","CA",34.723909999999997,-118.29234099999999,5.8113530000000004,"PV","c-Si",9.2010000000000005,6.49,1.4177195685670263,"Fixed Tilt","Fixed Tilt",25,193,null,null,null,null,null,45.57,8.3800000000000008,null,117.04040061044826,null,null,null,null,null,null,null,0.25240798981221541,0.29018652768305447,0.27706833836390365,0.28573991599299237,0.25233763218439326,0.245122803472345,0.25478255975121539,0.22730069442978657]
[59186,"West Pemberton Solar Facility","2014-07-31",2014,"PJM","NJ",40.006081000000002,-74.730490000000003,4.0069720000000002,"PV","c-Si",9.1898999999999997,7,1.3128428571428572,"Fixed Tilt","Fixed Tilt",20,180,null,null,null,null,null,68.33,17.27,null,153.44117783731124,null,null,null,null,null,null,null,0.19719504240052185,0.20337301587301587,0.18855185909980429,0.18398564905414219,0.17865296803652969,0.17052107728337237,0.1884703196347032,0.1952054794520548]
[59366,"G&S Wantage Solar","2014-01-31",2014,"PJM","NJ",41.188370999999997,-74.590389999999999,3.8892929999999999,"PV","c-Si",8.4459999999999997,7,1.2065714285714286,"Fixed Tilt","Fixed Tilt",10,180,null,null,null,null,null,75.03,15.56,null,239.84919343748138,null,null,null,null,null,null,null,0.15490867579908674,0.16814663023679421,0.15076647097195042,0.13993803000652316,0.15174494455316373,0.15887652875357794,0.1401174168297456,0.1544194390084801]
[59619,"Cibola Solar Energy Center","2014-12-31",2014,"West (non-ISO)","NM",35.254280999999999,-107.24519100000001,5.4845370000000004,"PV","Thin-Film",9.42,7.6,1.2394736842105263,"Tracking","Single Axis","Tracking",180,null,null,null,null,null,45.34,27.96,null,72.984518987972407,null,null,null,null,null,null,null,null,0.28685528712491615,0.30015320836337428,0.29557197788993034,0.29692381639029086,0.30763169878247532,0.29986782023552044,0.30248137466955066]
[59631,"KDC Solar Branchburg  (ImClone)","2014-06-30",2014,"PJM","NJ",40.559291000000002,-74.713430000000002,3.959613,"PV","c-Si",9.9499999999999993,7.726,1.2878591768055914,"Fixed Tilt","Fixed Tilt",20,180,null,null,null,null,null,69.989999999999995,16.309999999999999,null,241.26932489242674,null,null,null,null,null,null,null,0.18732876712328764,0.19327755009107467,0.17799657534246574,0.16767979452054796,0.17611301369863014,0.18823998178506376,0.15916095890410958,0.16081621004566207]
[58770,"Maywood Superfund Project (HQC Maywood)","2014-04-01",2014,"MISO","IN",39.737690999999998,-86.218220000000002,4.007987,"PV","c-Si",10.86,7.8920000000000003,1.3760770400405473,"Fixed Tilt","Fixed Tilt",20,180,null,null,null,null,null,80.77,17.98,null,252.83973082944806,null,null,null,null,null,null,null,0.15799769490866422,0.19197823278189988,0.16800262447146061,0.16256101201841294,0.15780676113838182,0.15054095498704273,0.13910682339436267,0.13236628271621223]
[58564,"Frenchtown III Solar","2014-02-19",2014,"PJM","NJ",40.483181000000002,-75.015649999999994,3.9552990000000001,"PV","c-Si",9.9779999999999998,8,1.24725,"Fixed Tilt","Fixed Tilt",25,180,null,null,null,null,null,69.290000000000006,16.170000000000002,null,169.9377802686694,null,null,null,null,null,null,null,0.19327910958904113,0.19374715391621128,0.18053652968036527,0.16853595890410961,0.17654109589041095,0.1832735655737705,0.17920947488584474,0.16075913242009129]
[58721,"Orion Solar Phase II","2014-06-30",2014,"CAISO","CA",35.147810999999997,-118.88466,5.3860929999999998,"PV","c-Si",9.6189419163891969,8,1.2023677395486496,"Tracking","Single Axis","Tracking",180,null,null,null,null,null,49.6,8.93,null,137.43462400028051,null,null,null,null,null,null,null,0.2935216894977169,0.27988387978142076,0.24646118721461188,0.25081335616438355,0.2596318493150685,0.23867258652094722,0.26295662100456624,0.26485445205479452]
[59319,"Rock Solid Solar Project (Howell Solar)","2014-11-30",2014,"PJM","NJ",40.230141000000003,-74.225830000000002,4.0066309999999996,"PV","c-Si",9.9360999999999997,8,1.2420125,"Fixed Tilt","Fixed Tilt",20,180,null,null,null,null,null,70.069999999999993,16.2,null,159.25386707037981,null,null,null,null,null,null,null,0.19365011415525116,0.1772825591985428,0.18271974885844749,0.17023401826484022,0.19069634703196345,0.17628642987249546,0.18330479452054796,0.19489155251141552]
[58615,"Indianapolis Motor Speedway (IMS) Solar Farm","2014-07-31",2014,"MISO","IN",39.797790999999997,-86.223510000000005,4.007987,"PV","c-Si",11.20392,8.8204999999999991,1.2702137067059691,"Fixed Tilt","Fixed Tilt",26,180,null,null,null,null,null,79.930000000000007,19.32,null,136.66272681502525,null,null,null,null,null,null,null,0.18477929984779301,0.17892380085003035,0.17860223236935571,0.16953323186199895,0.16178335870116692,0.15735681036227486,0.155416032470827,0.16179604261796043]
[59618,"Meadow Lake Solar Energy Center","2014-12-31",2014,"West (non-ISO)","NM",34.809911,-106.51749,5.6456439999999999,"PV","Thin-Film",11.37,9.1199999999999992,1.2467105263157896,"Tracking","Single Axis","Tracking",180,null,null,null,null,null,46.06,28.98,null,73.031460180544343,null,null,null,null,null,null,null,null,0.30742698047486666,0.31034707201794448,0.31077265080509503,0.29725426580149011,0.31125920733071299,0.30679223744292239,0.29799277016742776]
[58398,"Heber Solar PV Project (Imperial Solar 1)","2014-05-31",2014,"West (non-ISO)","CA",32.712651000000001,-115.54043,5.8901110000000001,"PV","c-Si",13.127000000000001,10,1.3127,"Tracking","Single Axis","Tracking",180,null,null,null,null,null,null,null,null,120.09992813277152,null,null,null,null,null,null,null,0.30210045662100454,0.2951388888888889,0.29835616438356166,0.29278538812785393,0.29702054794520538,0.279337431693989,0.29235159817351603,0.29413242009132418]
[58417,"Lone Valley Solar Park I (Agincourt)","2014-11-30",2014,"CAISO","CA",34.397761000000003,-116.86548000000001,5.7028569999999998,"PV","c-Si",12.4,10,1.24,"Tracking","Single Axis","Tracking",180,null,null,null,null,null,48.03,7.7,94.606747486849457,93.298576141199689,null,null,null,null,null,null,null,0.28619863013698632,0.26131602914389795,0.27198630136986301,0.27529680365296805,0.27184931506849319,0.26145264116575589,0.25847031963470318,0.26908675799086756]
[58502,"RE Columbia 3","2014-02-28",2014,"CAISO","CA",35.018821000000003,-118.17665,5.8443699999999996,"PV","c-Si",11.058,10,1.1057999999999999,"Tracking","Single Axis","Tracking",180,null,null,null,null,null,44.88,8.6300000000000008,null,111.37193211276232,null,null,null,null,null,null,0.30349315068493149,0.29445205479452052,0.30111566484517305,0.28820776255707764,0.2874429223744292,0.26118721461187216,0.26161202185792348,0.25966894977168953,0.23747716894977164]
[59407,"PSEG El Paso Solar Energy Center (Newman)","2014-10-30",2014,"West (non-ISO)","TX",31.978332999999999,-106.42749999999999,5.7401369999999998,"PV","c-Si",13.047929999999999,10.416,1.252681451612903,"Tracking","Single Axis","Tracking",177,null,null,null,null,null,null,null,51.094913297526027,82.203517850035666,null,null,null,null,null,null,null,0.29827662395050802,0.30830388445406948,0.30138915191942139,0.28852257503384321,0.29583263191857967,0.31382336338378108,0.28510317811024838,0.28168378118665344]
[58640,"KRS II Koloa Solar (Grove Farm/ Kauai Solar Farm)","2014-09-30",2014,"HI","HI",21.901841000000001,-159.45128,4.787617,"PV","c-Si",14.257,12,1.1880833333333334,"Fixed Tilt","Fixed Tilt",20,180,null,null,null,null,null,null,null,161.15532684226596,null,null,null,null,null,null,null,null,0.20534246575342463,0.2137124316939891,0.20750570776255708,0.17596080669710806,0.16862633181126332,0.19946303885853067,0.19559550989345509,0.20370053272450533]
[58718,"Orion Solar Phase I","2014-04-30",2014,"CAISO","CA",35.147120999999999,-118.886191,5.3860929999999998,"PV","c-Si",15.684697365775186,12,1.3070581138145989,"Tracking","Single Axis","Tracking",180,null,null,null,null,null,49.64,8.08,null,143.93808867137253,null,null,null,null,null,null,null,0.2918949771689498,0.28998747723132967,0.26757039573820396,0.24384512937595126,0.25833333333333336,0.2458352307225258,0.27478120243531201,0.2790049467275495]
[59779,"Davis-Monthan Air Force Base Phase I+II","2014-02-20",2014,"West (non-ISO)","AZ",32.145881000000003,-110.879541,5.797695,"PV","c-Si",16.53,12.6,1.3119047619047621,"Tracking","Single Axis","Tracking",180,null,null,null,null,null,null,null,null,120.97360340293039]
[8223,"Springerville Generating Station Solar System Phase 1-3 (Ph3: White Mountain Solar )","2014-12-31",2014,"West (non-ISO)","AZ",34.296030999999999,-109.26772099999999,5.4530630000000002,"PV","Combo (c-Si, Thin-Film, CPV)",16.61,13.624000000000001,1.2191720493247209,"Combo","Fixed, Single","Tracking",180,"PV+Fossil",null,null,null,null,null,null,null,238.24848968752906]
["58275, 58276, 58279","Warren Solar Farm (Mass Midstate 1-3, Ecos Energy LLC)","2014-04-01",2014,"ISO-NE","MA",42.199320999999998,-72.22439,3.8116699999999999,"PV","c-Si",17.2,14,1.2285714285714284,"Fixed Tilt","Fixed Tilt",25,180,null,null,null,null,null,72.11,5.0199999999999996,null,262.02085822588265]
[58990,"RE Columbia 2","2014-12-31",2014,"CAISO","CA",35.020350999999998,-118.17667,5.8443699999999996,"PV","c-Si",19.95,15,1.3299999999999998,"Tracking","Single Axis","Tracking",180,null,null,null,null,null,45.35,7.27,69.942689165212414,109.43381459082332,null,null,null,null,null,null,null,0.32831811263318111,0.33576199149969643,0.32015220700152214,0.31263318112633182,0.31943683409436835,0.32342137219186401,0.31592085235920853,0.29687214611872143]
[59184,"Mulberry Farm","2014-12-31",2014,"Southeast (non-ISO)","TN",35.131943999999997,-88.586667000000006,4.3718139999999996,"PV","c-Si",20,15.84,1.2626262626262625,"Fixed Tilt","Fixed Tilt",25,179,null,null,null,null,null,75.739999999999995,16.82,null,118.13729240766682,null,null,null,null,null,null,null,0.19719166551358336,0.1964444651432356,0.18451495549098287,0.18365014298233476,0.16603679488953466,0.17173528315946349,0.18403210184032104,0.19497918684562521]
[59188,"Selmer Farm","2014-11-30",2014,"Southeast (non-ISO)","TN",35.148651000000001,-88.555989999999994,4.3718139999999996,"PV","c-Si",20,15.84,1.2626262626262625,"Fixed Tilt","Fixed Tilt",25,178,null,null,null,null,null,75.64,17.3,null,114.74870093164893,null,null,null,null,null,null,null,0.19668719155020523,0.19976489623006016,0.19825106083667732,0.18479601955629354,0.18679950186799504,0.17574567395264118,0.18571848623218487,0.19946179834878466]
[59404,"Searchlight Solar PV Generating Facility","2014-12-31",2014,"West (non-ISO)","NV",35.486361000000002,-114.93603,5.7400510000000002,"PV","c-Si",21.472000000000001,17.494,1.2273922487710074,"Tracking","Single Axis","Tracking",180,null,null,null,null,null,43.3,19.91,null,141.74982440069709,null,null,null,null,null,null,null,0.31576383918713419,0.31642386679336121,0.31282088627385879,0.32095805319814802,0.31316020678714113,0.29483176433325153,0.31009327137862791,0.31489596172046991]
[58202,"RE Victor Phelan Solar One","2014-02-28",2014,"CAISO","CA",34.512309999999999,-117.477791,5.918329,"PV","c-Si",22.4,17.5,1.28,"Tracking","Single Axis","Tracking",180,null,null,null,null,null,47.97,7.57,null,164.99969713368486,null,null,null,null,null,null,0.33521200260926287,0.3111089367253751,0.32332812906583402,0.30802348336594915,0.30784735812133074,0.28374429223744291,0.28693728857663287,0.29683626875407698,0.27471624266144812]
[58972,"Fort Huachuca Solar PV Project","2014-12-31",2014,"West (non-ISO)","AZ",31.555841000000001,-110.32008,5.5542619999999996,"PV","c-Si",22.2,17.7,1.2542372881355932,"Fixed Tilt","Fixed Tilt",25,169,null,null,null,null,null,null,null,null,104.45030280597017,null,null,null,null,null,null,null,0.24795192049422515,0.2616471793635487,0.23630136986301378,0.23210277842272278,0.24060960193999437,0.25705442869933015,0.25839073343136504,0.25729432706446881]
[58616,"Westlands Solar Farms PV1","2014-02-28",2014,"CAISO","CA",36.127591000000002,-120.142241,5.3794209999999998,"PV","c-Si",23.099999999999998,18,1.2833333333333332,"Tracking","Single Axis","Tracking",179,null,null,null,null,null,42.36,8.1999999999999993,null,109.4910451107003,null,null,null,null,null,null,null,0.28996067985794011,0.28735326856911558,0.27443556570268901,0.27899543378995428,0.27177828513444946,0.26921422788909122,0.25820649416539831,0.25443937087772706]
[58590,"Cascade Solar","2014-01-31",2014,"CAISO","CA",34.157221999999997,-116.234444,5.9317589999999996,"PV","c-Si",23.919,18.5,1.292918918918919,"Tracking","Single Axis","Tracking",181,null,null,null,null,null,47.42,7.5,null,99.885900973793298,null,null,null,null,null,null,0.33817252332737746,0.34722429025213425,0.33838698819988916,0.34177089537423078,0.34142346634901732,0.31907633512011119,0.32961650174764934,0.31885721337776135,0.33453659138590647]
[58984,"RE Adams East","2014-12-31",2014,"CAISO","CA",36.613781000000003,-120.38355,5.3066899999999997,"PV","Thin-Film",24.87,19,1.3089473684210526,"Tracking","Single Axis","Tracking",179,null,null,null,null,null,43.9,8.11,null,120.13044610378958,null,null,null,null,null,null,null,0.30669310261956267,0.29887474834627553,0.30261355443403026,0.30641672674837778,0.29733838019706799,0.26048557185313009,0.26913001682287918,0.24792718096611391]
[58991,"RE Kent South","2014-12-31",2014,"CAISO","CA",36.231831,-119.91383999999999,5.3587309999999997,"PV","Thin-Film",26.6,19.405999999999999,1.3707100896629909,"Tracking","Single Axis","Tracking",180,null,null,null,null,null,41.44,7.76,null,116.07423431040148,null,null,null,null,null,null,null,0.30696347031963472,0.30440573770491797,0.30342465753424658,0.29674657534246579,0.29349315068493148,0.27456739526411655,0.27880136986301368,0.28120433789954336]
[57651,"Adobe Solar (FRV Cygnus Solar Project)","2014-05-31",2014,"CAISO","CA",35.104160999999998,-118.953931,5.4025650000000001,"PV","c-Si",26,19.568000000000001,1.328699918233851,"Tracking","Single Axis","Tracking",180,null,null,null,null,null,44.63,7.91,null,188.72500539794848,null,null,null,null,null,null,null,0.28577625570776255,0.28621357012750459,0.28319634703196345,0.28688356164383561,0.27261986301369873,0.25614754098360654,0.2675513698630137,0.25081050228310503]
[58943,"Halifax (HXO) Airport Solar One","2014-12-31",2014,"PJM","NC",36.439499099999999,-77.709844000000004,4.4025239999999997,"PV","c-Si",29.702999999999999,19.646000000000001,1.5119108215412806,"Fixed Tilt","Fixed Tilt",20,180,null,null,null,null,null,80.36,10.5,null,168.77563437439574,null,null,null,null,null,null,null,0.15961187214611872,0.17131716757741347,9.7522831050228284E-2,0.1912728310502283,0.21128995433789949,0.20673952641165755,0.20762557077625565,0.16996004566210046]
[58986,"RE Old River One","2014-12-31",2014,"CAISO","CA",35.219211000000001,-119.08114999999999,5.3936630000000001,"PV","Thin-Film",26.15,19.649999999999999,1.3307888040712468,"Tracking","Single Axis","Tracking",180,null,null,null,null,null,46.88,7.89,null,123.04074726516404,null,null,null,null,null,null,null,0.29014840182648399,0.29080145719489986,0.29176369863013701,0.28515410958904103,0.28321347031963473,0.26817509107468129,0.256986301369863,0.26460045662100462]
[59443,"Antelope West Solar Farm","2014-11-30",2014,"CAISO","CA",34.688591000000002,-118.325891,5.6208549999999997,"PV","c-Si",28.3413,19.7,1.4386446700507616,"Tracking","Single Axis","Tracking",180,null,null,null,null,null,46.73,6.83,null,122.26136250612571,null,null,null,null,null,null,null,0.35667237442922373,0.35307377049180327,0.33756849315068493,0.22189497716894976,0.32990867579908678,0.32967896174863393,0.326912100456621,0.35752283105022831]
[59183,"CID Solar","2014-12-15",2014,"CAISO","CA",36.137481000000001,-119.56249,5.2914839999999996,"PV","Thin-Film",27.23,19.760000000000002,1.3780364372469636,"Tracking","Single Axis","Tracking",180,null,null,null,null,null,44.82,7.79,110.01622419955176,133.84153464624356,null,null,null,null,null,null,null,0.29574991218826824,0.29371584699453546,0.28797857393747794,0.28746268001404973,0.25708530909729532,0.27071379781420762,0.28433669790915644,0.29292722718281472]
[58844,"Dogwood Solar Power (Scotland Neck SE1 Solar)","2014-01-31",2014,"PJM","NC",36.122250999999999,-77.405779999999993,4.4319379999999997,"PV","c-Si",27.806000000000001,19.79,1.4050530570995454,"Tracking","Single Axis","Tracking",181,null,null,null,null,null,81.16,9.08,null,147.9363454315733,null,null,null,null,null,null,null,0.21984589041095889,0.2335097905282332,0.23958333333333334,0.20024543378995432,0.2007648401826484,0.21140141165755919,0.21513698630136988,0.18422374429223742]
[58626,"Western Antelope Blue Sky Ranch A (WABSRA)","2014-11-14",2014,"CAISO","CA",34.677670999999997,-118.31866100000001,5.6208549999999997,"PV","c-Si",23.922000000000001,19.945,1.1993983454499875,"Tracking","Single Axis","Tracking",180,null,null,null,null,null,46.16,7.98,85.416866638688688,88.19232429726074,null,null,null,null,null,null,null,0.29842912758945539,0.297961927175872,0.30177165286730284,0.30454182792634077,0.29438261154247231,0.25939959661382089,0.28516777301963958,0.28394294355138733]
[59530,"Colonial Eagle Solar (Pasquotank), (Capital Partners, Phase I)","2014-12-08",2014,"PJM","NC",36.272221000000002,-76.307160999999994,4.4491209999999999,"PV","c-Si",28.015000000000001,19.946000000000002,1.4045422641131053,"Tracking","Single Axis","Tracking",181,null,null,null,null,null,84.55,8.77,null,125.79610150664158,null,null,null,null,null,null,null,0.2481986752359224,0.25885007918465464,0.25813990010471188,0.25096871141122118,0.20357476602351465,0.21431955533127051,0.24406079061868868,0.22107063500675567]
[58498,"Recurrent Rosamond Solar 1","2014-02-28",2014,"CAISO","CA",34.903761000000003,-118.25094,5.835769,"PV","c-Si",26.2,20,1.31,"Tracking","Single Axis","Tracking",180,null,null,null,null,null,44.09,7.39,106.67137973445548,97.554186880676554,null,null,null,null,null,null,0.33972602739726027,0.33300799086757987,0.33707877959927135,0.3291780821917808,0.34127283105022826,0.32650114155251148,0.32506830601092901,0.33906392694063925,0.32347602739726022]
[58499,"Recurrent Rosamond Solar 2","2014-02-28",2014,"CAISO","CA",34.903461,-118.24294999999999,5.835769,"PV","c-Si",20.95,20,1.0474999999999999,"Tracking","Single Axis","Tracking",180,null,null,null,null,null,43.72,9.24,159.00147664446661,107.34711250300458,null,null,null,null,null,null,0.29159817351598172,0.28175799086757986,0.28535974499089262,0.28281963470319632,0.2800970319634703,0.25523972602739725,0.25090505464480872,0.25394406392694069,0.22851027397260273]
[58544,"Mountain View Solar","2014-01-31",2014,"West (non-ISO)","NV",36.390555999999997,-114.964444,5.6922249999999996,"PV","c-Si",25.007850000000001,20,1.2503925,"Tracking","Single Axis","Tracking",190,null,null,null,null,null,44.83,18.920000000000002,124.20859143826463,102.07230849759989,null,null,null,null,null,null,0.30392694063926945,0.30437214611872143,0.3023565573770492,0.30534246575342472,0.31035958904109595,0.30339041095890412,0.3137636612021858,0.30481735159817352,0.31179794520547943]
[58973,"White River Solar Phase 2","2014-10-31",2014,"CAISO","CA",35.845230999999998,-119.06272,5.3359829999999997,"PV","c-Si",26,20,1.3,"Tracking","Single Axis","Tracking",180,null,null,null,null,null,40.81,8.1199999999999992,92.357614293370148,93.190034799841669,null,null,null,null,null,null,null,0.30281963470319628,0.30097336065573771,0.29210616438356168,0.28361301369863012,0.28483447488584474,0.28089708561020038,0.28556506849315066,0.29816210045662106]
[58985,"RE Kansas Solar","2014-12-31",2014,"CAISO","CA",36.244290999999997,-119.82814999999999,5.3183069999999999,"PV","Thin-Film",27.8,20,1.3900000000000001,"Tracking","Single Axis","Tracking",180,null,null,null,null,null,38.35,7.67,98.488906157200276,120.63305125421098,null,null,null,null,null,null,null,0.28529680365296806,0.30589139344262301,0.30471461187214616,0.2999543378995434,0.28335045662100455,0.25632969034608377,0.26916666666666672,0.24683219178082191]
[59237,"Lone Valley Solar Park II (Marathon)","2014-11-30",2014,"CAISO","CA",34.407291000000001,-116.86243,5.8879070000000002,"PV","c-Si",24.8,20,1.24,"Tracking","Single Axis","Tracking",180,null,null,null,null,null,47.88,7.7,94.114811069480197,89.075673737082141,null,null,null,null,null,null,null,0.30354452054794523,0.25594831511839711,0.28876141552511414,0.29299086757990866,0.26323059360730594,0.2619877049180328,0.27724315068493149,0.28456050228310503]
[59168,"Avalon Solar (Pima Mine Road Solar Generating Facility)","2014-12-08",2014,"West (non-ISO)","AZ",32.030931000000002,-110.958651,5.7775590000000001,"PV","c-Si",35.1,29,1.210344827586207,"Tracking","Single Axis","Tracking",180,null,null,null,null,null,null,null,112.53996570452863,159.04619614232919,null,null,null,null,null,null,null,0.29627224059203278,0.31312417561710948,0.30793575814832308,0.30337348449063145,0.29111557235081087,0.29346460649456696,0.28314832309872462,0.29231223429381203]
[58628,"SR Simon Solar Farm","2014-01-01",2014,"Southeast (non-ISO)","GA",33.675480999999998,-83.673760000000001,4.5645680000000004,"PV","c-Si",38.6,30,1.2866666666666666,"Fixed Tilt","Fixed Tilt",20,180,null,null,null,null,null,74.709999999999994,18.989999999999998,121.17494248875323,160.06709169818265,null,null,null,null,null,null,0.22743531202435313,0.21199010654490105,0.23147768670309654,0.21429984779299852,0.17316971080669705,0.20833713850837138,0.18981481481481483,0.19304414003044137,0.1992275494672755]
[59020,"APS Gila Bend Solar Power Plant","2014-12-31",2014,"West (non-ISO)","AZ",32.948731000000002,-112.76985000000001,5.8028420000000001,"PV","c-Si",51.03,37.119999999999997,1.374730603448276,"Tracking","Single Axis","Tracking",180,null,null,null,null,null,46.1,21.93,null,108.03720085211233,null,null,null,null,null,null,null,0.32229791568256971,0.31581409282551354,0.30813922020154311,0.29588721264367818,0.29143109844906318,0.2221356129483073,0.2953613358132578,0.30049401669028503]
[58717,"OCI Alamo 4 Solar","2014-08-31",2014,"ERCOT","TX",29.322610999999998,-100.38459,4.9138590000000004,"PV","c-Si",48.1,39.6,1.2146464646464645,"Tracking","Dual-Axis","Tracking",180,null,null,null,null,null,72.260000000000005,null,null,200.81292878879466,null,null,null,null,null,null,null,0.22463819127346515,0.22564557229857771,0.21751764217517638,0.18677067478437337,0.20309545223928779,0.22999519328071236,0.22141794658917935,0.21556028319726947]
[58983,"RE Columbia 1 (Camelot Solar)","2014-12-31",2014,"CAISO","CA",35.017091000000001,-118.17636,5.8443699999999996,"PV","c-Si",59.1,45,1.3133333333333335,"Tracking","Single Axis","Tracking",180,null,null,null,null,null,44.76,6.96,84.904707696267423,100.39526834629345,null,null,null,null,null,null,null,0.32728817858954845,0.33335610200364296,0.32168949771689492,0.33030441400304417,0.31376966007102991,0.31358024691358022,0.29428970065956361,0.30572298325722985]
[59010,"Macho Springs Solar Facility","2014-05-31",2014,"West (non-ISO)","NM",32.571340999999997,-107.488221,5.8230969999999997,"PV","Thin-Film",65.134799999999998,52.2,1.2477931034482759,"Tracking","Single Axis","Tracking",180,"PV+Wind",null,null,null,null,null,null,59.267023006705834,91.687984751119345,null,null,null,null,null,null,null,0.29703108871743727,0.31346832276029557,0.31092872513514919,0.30580486012701402,0.30370545320946823,0.31198312501308539,0.30389133819695929,0.29153982749873153]
[57650,"Regulus Solar Project","2014-11-30",2014,"CAISO","CA",35.299560999999997,-118.8509,5.3805719999999999,"PV","c-Si",81.599999999999994,60,1.3599999999999999,"Tracking","Single Axis","Tracking",180,null,null,null,null,null,45.09,7.36,141.79238402519837,137.97992227617883,null,null,null,null,null,null,null,0.31586187214611872,0.28647161505768065,0.29374619482496195,0.30927511415525122,0.29960996955859964,0.28249468731026106,0.29965182648401828,0.30113964992389652]
[58592,"Solar Gen 2 - First Solar (Sonora, Arkansas, and Alhambra)","2014-12-31",2014,"CAISO","CA",33.082870999999997,-115.46742,5.9011610000000001,"PV","Thin-Film",194.7,155.1,1.2553191489361701,"Tracking","Single Axis","Tracking",180,null,null,null,null,null,46.23,7.63,113.69776053369377,155.45309167804078,null,null,null,null,null,null,null,0.30897028217176131,0.30709959729841141,0.29824108175900654,0.29727170421792987,0.27967742125422101,0.29000034057585505,0.28320070421498578,0.29770526600896757]
[58430,"Centinela Solar Energy (phase I+II)","2014-08-31",2014,"CAISO","CA",32.687080999999999,-115.646871,5.6630149999999997,"PV","c-Si",215.9,170,1.27,"Tracking","Single Axis","Tracking",180,null,null,null,null,null,45.31,7.43,142.61966565255162,123.73959688124181,null,null,null,null,null,null,null,0.34236569970453934,0.32463034394085505,0.31399274778404512,0.3080848777867311,0.32481668009669623,0.33416037179899288,0.33685535858178889,0.33798952457695408]
[56917,"Mount Signal Solar Farm I (formerly known as Imperial Valley Solar I LLC)","2014-03-31",2014,"CAISO","CA",32.673341000000001,-115.586991,5.8522069999999999,"PV","Thin-Film",265.77999999999997,206.72,1.2857004643962846,"Tracking","Single Axis","Tracking",180,null,null,null,null,null,44.89,7.35,93.74935354839711,185.30095137709088,null,null,null,null,null,null,null,0.30762241851519367,0.30555179684559952,0.30613651574645773,0.28169621340350531,0.27934686521342861,0.23543818812867276,0.21209520285256783,0.19397826767264909]
[57378,"Antelope Valley Solar Ranch 1 (First Solar)/ AV Solar Ranch One","2014-08-31",2014,"CAISO","CA",34.784131000000002,-118.432451,5.7207749999999997,"PV","Thin-Film",283.7,241.5,1.1747412008281573,"Fixed Tilt","Fixed Tilt",25,180,null,null,null,null,null,44.74,7.05,156.01652489580917,179.84698813665329,null,null,null,null,null,null,0.27207354339790313,0.29278954782230543,0.28957883145338598,0.28737296387683525,0.28656276884388854,0.27209790408122747,0.26876081865390489,0.28063142271004093,0.28679344280892821]
[58542,"Desert Sunlight 250 (Sunlight Storage I)","2014-10-31",2014,"CAISO","CA",33.812460999999999,-115.374211,5.7074499999999997,"PV","Thin-Film",333.62,249.7,1.3360832999599521,"Fixed Tilt","Fixed Tilt",22.5,191,"PV+Storage","Lithium-Ion",2022,230,920,40.15,8.5399999999999991,154.40196529889906,171.41129913647441,null,null,null,null,null,null,null,0.28067516636402046,0.28437677125118449,0.28262270889450913,0.28340904062043409,0.27600792183496919,0.27841333096984144,0.26881161503393114,0.19479265529594422]
[57331,"Mojave Solar (Abengoa)","2014-12-31",2014,"CAISO","CA",35.010171,-117.31892000000001,5.9371960000000001,"CSP","Trough",null,250,null,"Tracking","Single Axis","Tracking",180,null,null,null,null,null,47.29,8.24,215.34670533241479,null,null,null,null,null,null,null,null,0.22995302100456619,0.28456541347905284,0.27124657534246577,0.27633789954337901,0.23492420091324201,0.25428688524590165,0.26848264840182651,0.27201004566210046]
[57394,"Genesis Solar Energy Project","2014-03-31",2014,"CAISO","CA",33.664910999999996,-114.99567999999999,5.8585640000000003,"CSP","Trough",null,250,null,"Tracking","Single Axis","Tracking",181,null,null,null,null,null,45.6,8.4700000000000006,209.06055549881734,null,null,null,null,null,null,null,0.28731150740188777,0.28376894977168948,0.28357059776867033,0.28668082191780819,0.28453972602739724,0.28175479452054797,0.27738114754098359,0.24593926940639269,0.28023150684931508]
[57373,"Agua Caliente Solar Project","2014-02-28",2014,"CAISO","AZ",32.977981,-113.49459,5.8554979999999999,"PV","Thin-Film",398.59999999999997,290,1.3744827586206896,"Fixed Tilt","Fixed Tilt",15,195,null,null,null,null,null,40.799999999999997,7.08,221.34730305678042,158.0941520302143,null,null,null,null,null,null,null,0.29118804286726502,0.29188421836725131,0.27945538698630096,0.2863042355928202,0.2819111163596284,0.28448315118397088,0.27828727759407967,0.28604944103290819]
[57993,"Desert Sunlight 300","2014-10-31",2014,"CAISO","CA",33.823151000000003,-115.39679,5.7074499999999997,"PV","Thin-Film",407.06,313.7,1.2976091807459356,"Fixed Tilt","Fixed Tilt",22.5,191,null,null,null,null,null,39.96,8.75,151.35301222219812,148.82371870518068,null,null,null,null,null,null,null,0.24483954218540538,0.26221350088519835,0.2557950984202399,0.26379797468133337,0.2530072648882174,0.23895926345928181,0.25340027627244727,0.2497743823534978]
["57073, 57074, 57075","Ivanpah Solar Energy Generating System 1-3","2014-02-28",2014,"CAISO","CA",35.556668000000002,-115.47039599999999,5.7195169999999997,"CSP","Tower",null,370,null,"Tracking","Dual-Axis","Tracking",null,null,null,null,null,null,45.77,7.87,167.64747680602105,null,null,null,null,null,null,null,0.12689855019803059,0.19515582040381285,0.20249470945485643,0.20799238157528191,0.23057816455312913,0.22391416251831933,0.2463536910611529,0.21368439858047794,0.21763108171941425]
[57695,"Topaz Solar Farm Phase 1-3","2014-10-31",2014,"CAISO","CA",35.372340999999999,-120.05654,5.4923539999999997,"PV","Thin-Film",757.90000000000009,585.90000000000009,1.2935654548557773,"Fixed Tilt","Fixed Tilt",25,180,null,null,null,null,null,43.4,8.5,161.72502956481713,132.21016376831994,null,null,null,null,null,null,null,0.2535491586530032,0.24594360924345063,0.24111755633334658,0.26024961792379675,0.24466164921312955,0.24923824632973232,0.25344219290308551,0.23797638726199632]
[60238,"McDonald Solar Farm","2015-12-26",2015,"MISO","IN",39.595151000000001,-87.474091000000001,4.0697609999999997,"PV","Thin-Film",7.1400000000000006,5.2,1.3730769230769231,"Fixed Tilt","Fixed Tilt",20,180,null,null,null,null,null,90.22,18.79,null,182.54839997752535,null,null,null,null,null,null,null,null,0.20780790248003359,0.20034246575342463,0.1984764664559184,0.12985159817351596,0.19160711783662598,0.190595363540569,0.19131981032665962]
[60239,"Pastime Farm","2015-12-26",2015,"MISO","IN",39.521180999999999,-87.180411000000007,4.047434,"PV","Thin-Film",6.93,5.2,1.3326923076923076,"Fixed Tilt","Fixed Tilt",20,180,null,null,null,null,null,86.6,21.89,null,179.16874282790016,null,null,null,null,null,null,null,null,0.21279949558638084,0.20462328767123281,0.19985950122936419,0.19158324552160166,0.1959200294241277,0.19586406743940984,0.18965138742536]
[59204,"OCI Alamo 3 Solar (Walzem Solar, Texas 3)","2015-01-01",2015,"ERCOT","TX",29.479590999999999,-98.299121,4.7654949999999996,"PV","c-Si",6.7473000000000001,5.5,1.2267818181818182,"Tracking","Dual-Axis","Tracking",null,null,null,null,null,null,75.77,null,null,133.54484587581558,null,null,null,null,null,null,null,null,0.24875807252856433,0.24254877542548772,0.21921959319219597,0.22432544624325451,0.22333995694651432,0.22195931921959319,0.2382731423827314]
[59556,"Dalton phase 3 (Dalton 2 in EIA) (Looper Bridge Solar Facility in Ventyx)","2015-05-13",2015,"Southeast (non-ISO)","GA",34.712741000000001,-84.918441000000001,4.3715700000000002,"PV","c-Si",7.1,5.5,1.2909090909090908,"Fixed Tilt","Fixed Tilt",22,180,null,null,null,null,null,74.66,18.34,null,89.148521193279919,null,null,null,null,null,null,null,null,0.22915631727107136,0.21799501867995019,0.19850560398505601,0.20649647156496473,0.18560606060606064,0.21892901618929012,0.20985886259858863]
[59611,"Lakeland Bluebird Facility (Sutton or Bella Vista)","2015-08-01",2015,"Southeast (non-ISO)","FL",28.066831000000001,-82.017431000000002,4.9721349999999997,"PV","c-Si",7.6890000000000001,6,1.2815000000000001,"Tracking","Single Axis","Tracking",180,null,null,null,null,null,null,null,105.47771151212254,119.46519008406599,null,null,null,null,null,null,null,null,0.20182528840315728,0.21598173515981736,0.20273972602739726,0.21044520547945206,0.1835724043715847,0.17176560121765602,0.18871765601217655]
[60734,"Bordentown Solar","2015-12-30",2015,"PJM","NJ",40.038611000000003,-74.776640999999998,4.0069720000000002,"PV","c-Si",8.5,6.8,1.25,"Fixed Tilt","Fixed Tilt",19,195,null,null,null,null,null,68.900000000000006,28.53,null,null,null,null,null,null,null,null,null,null,null,0.18145648670427073,0.17400282030620468,0.17977773301101266,0.17587123647273115,0.16599516518936341,0.10913577759871072]
[59440,"NextEra Adelanto Solar Phase 2","2015-07-03",2015,"CAISO","CA",34.553970999999997,-117.369651,5.9188710000000002,"PV","c-Si",8.5490570286317773,7,1.221293861233111,"Tracking","Single Axis","Tracking",180,null,null,null,null,null,47.69,7.75,80.369538590296017,95.911521500215699,null,null,null,null,null,null,null,null,0.31076665040333074,0.30272341813437703,0.30745270711024136,0.29815720808871493,0.26680002602133751,0.28237116764514025,0.27005870841487278]
[60035,"Tequesquite Landfill Solar PV Project (RPU Project, SSC 31)","2015-10-30",2015,"CAISO","CA",33.974860999999997,-117.407201,5.4522310000000003,"PV","c-Si",9.3960000000000008,7.5,1.2528000000000001,"Fixed Tilt","Fixed Tilt",7.5,180,null,null,null,null,null,48.73,10.55,85.257794245409158,125.29553030965873,null,null,null,null,null,null,null,null,0.23325743776563446,0.2235007610350076,0.22602739726027396,0.22050228310502282,0.21117182756527017,0.12561643835616437,0.19971080669710806]
[59001,"PSEG Parkland Landfill Solar","2015-01-01",2015,"PJM","NJ",40.127271,-74.711160000000007,3.9679479999999998,"PV","c-Si",10.14,7.8,1.3,"Fixed Tilt","Fixed Tilt",15,180,null,null,null,null,null,68.87,18.2,null,165.56176312667003,null,null,null,null,null,null,null,null,0.17130505347718461,0.17351598173515981,0.16807165437302427,0.18661456503922261,0.17965356592405771,0.18384849549233109,0.17385259337314132]
[58877,"PSEG Kinsley Landfill Solar","2015-01-01",2015,"PJM","NJ",39.793680999999999,-75.106261000000003,4.0834450000000002,"PV","c-Si",11.18,8.6,1.3,"Fixed Tilt","Fixed Tilt",10,180,null,null,null,null,null,69.3,17.399999999999999,null,178.75506664563954,null,null,null,null,null,null,null,null,0.19750497733723055,0.18076351279600728,0.17225496442603808,0.19065254327280459,0.13454695641123401,0.17590527768928535,0.16667994053307855]
[60196,"Santa Fe Solar Energy Center","2015-12-31",2015,"West (non-ISO)","NM",35.561940999999997,-106.08501099999999,5.5176280000000002,"PV","c-Si",11.6,9.5,1.2210526315789474,"Tracking","Single Axis","Tracking",180,null,null,null,null,null,45.76,24.4,null,71.754069270250923,null,null,null,null,null,null,null,null,0.26587815166331125,0.25993751502042783,0.28955779860610431,0.28697428502763761,0.26348144952545299,0.27238644556596975,0.26965873588079786]
[59273,"SEPV Palmdale East Solar","2015-10-27",2015,"CAISO","CA",34.613056,-117.938889,5.8909060000000002,"PV","c-Si",11.497,9.98,1.1520040080160321,"Tracking","Single Axis","Tracking",180,null,null,null,null,null,45.78,8.2200000000000006,null,97.200941183936109,null,null,null,null,null,null,null,null,0.31160063752276868,0.30148401826484017,0.30843607305936077,0.29659817351598172,0.28000910746812385,0.29486301369863011,0.28695205479452057]
["58418, 58419","Victor Dry Farm Ranch A+B","2015-08-25",2015,"CAISO","CA",34.497751000000001,-117.47107099999999,5.8946319999999996,"PV","c-Si",11,10,1.1000000000000001,"Fixed Tilt","Fixed Tilt",15,192,null,null,null,null,null,46.91,9.6999999999999993,null,109.27545818150826]
["59424, 59823","IND Airport Solar Farm Phase 2 (INDY II + III)","2015-09-30",2015,"MISO","IN",39.694721999999999,-86.321667000000005,4.0498900000000004,"PV","c-Si",13.2,10,1.3199999999999998,"Tracking","Single Axis","Tracking",180,null,null,null,null,null,81.040000000000006,18.18,null,172.95266038090497]
[59601,"PSEG L&D Landfill Solar","2015-12-30",2015,"PJM","NJ",39.981440999999997,-74.765220999999997,4.029331,"PV","c-Si",12.93,10,1.2929999999999999,"Fixed Tilt","Fixed Tilt",20,180,null,null,null,null,null,68.180000000000007,18.16,null,198.58951018921627,null,null,null,null,null,null,null,null,0.189674408014572,0.18938356164383563,0.17982876712328766,0.19073059360730593,0.18461976320582876,0.19288812785388124,0.19059360730593608]
[60195,"South Valley Solar Energy Center","2015-12-31",2015,"West (non-ISO)","NM",34.985610999999999,-106.729851,5.6095009999999998,"PV","c-Si",12.4,10,1.24,"Tracking","Single Axis","Tracking",180,null,null,null,null,null,45.88,28.23,null,77.32749664495482,null,null,null,null,null,null,null,null,0.28147768670309647,0.21689497716894976,0.28827625570776255,0.27591324200913248,0.30038706739526411,0.26329908675799091,0.24740867579908676]
[60198,"Rio Communities Solar Energy Center","2015-12-31",2015,"West (non-ISO)","NM",34.637891000000003,-106.701571,5.6543539999999997,"PV","c-Si",12.4,10,1.24,"Tracking","Single Axis","Tracking",180,null,null,null,null,null,46.16,27.89,null,74.341272435216226,null,null,null,null,null,null,null,null,0.26855646630236796,0.27512557077625571,0.26843607305936074,0.27554794520547943,0.27978142076502738,0.26994292237442918,0.26319634703196343]
[64190,"Waipio Peninsula","2015-10-31",2015,"HI","HI",21.366375999999999,-157.98520600000001,5.7239709999999997,"PV","c-Si",14.3,10.199999999999999,1.4019607843137256,"Fixed Tilt","Fixed Tilt",10,180,null,null,null,null,null,null,null,null,null,null,null,null,null,null,null,null,null,null,null,null,null,0.24080973671137607,0.25763802407638026,0.24392901618929017]
[59811,"PSEG Waldorf Solar Center (Rockfish Solar)","2015-08-01",2015,"PJM","MD",38.589720999999997,-76.876510999999994,4.1924140000000003,"PV","c-Si",13.09,10.3,1.2708737864077668,"Tracking","Single Axis","Tracking",180,null,null,null,null,null,93.23,13.11,68.522732529518848,106.60452613827003,null,null,null,null,null,null,null,null,0.22401718924080852,0.22307931019195806,0.20852728642993301,0.22469743316930441,0.20308327585901986,0.21645165580529321,0.2008356607704925]
[60197,"Santolina Solar Energy Center","2015-12-31",2015,"West (non-ISO)","NM",35.012560999999998,-106.860871,5.6324240000000003,"PV","c-Si",12.4,10.5,1.180952380952381,"Tracking","Single Axis","Tracking",180,null,null,null,null,null,45.66,27.85,null,70.644345245546589,null,null,null,null,null,null,null,null,0.27464437505421113,0.2868232224396608,0.28889976081756902,0.26860186997173302,0.28320973198022381,0.28222439660795828,0.25709936942813655]
[57324,"Luke Air Force Base Solar","2015-07-13",2015,"West (non-ISO)","AZ",33.526480999999997,-112.380741,5.8058649999999998,"PV","c-Si",15.624000000000001,11.200000000000001,1.395,"Tracking","Single Axis","Tracking",180,null,null,null,null,null,47.62,24.82,null,84.916636761597303,null,null,null,null,null,null,null,null,null,null,null,0.31405944227005878,0.32796033372365341,0.31363136007827791,0.3340162263535551]
[59444,"(City of) Phoenix (Desert Star) (Landfill SR85)","2015-06-10",2015,"West (non-ISO)","AZ",33.144050999999997,-112.66264099999999,5.8535940000000002,"PV","c-Si",15.624000000000001,11.200000000000001,1.395,"Tracking","Single Axis","Tracking",180,null,null,null,null,null,45.89,26.41,null,90.63971090099723,null,null,null,null,null,null,null,null,null,null,0.30261333985649058,0.31602658186562305,0.32964765482695813,0.32235608284409661,0.31506849315068503]
[59498,"Tracy Solar","2015-12-01",2015,"Southeast (non-ISO)","NC",35.797541000000002,-78.141181000000003,4.4295819999999999,"PV","c-Si",14.000109999999999,11.661999999999999,1.2004896244211971,"Fixed Tilt","Fixed Tilt",20,181,null,null,null,null,null,80.260000000000005,18.579999999999998,null,123.55756466048345,null,null,null,null,null,null,null,null,0.19092336388107156,0.19360973352158869,0.18106068259006147,0.18156969245623886,0.16854907458689955,0.17412052883775817,0.14744645411980839]
[58639,"KRS I Anahola Solar","2015-08-01",2015,"HI","HI",22.129660999999999,-159.30711099999999,4.3563369999999999,"PV","c-Si",14.53,12,1.2108333333333332,"Fixed Tilt","Fixed Tilt",20,180,"PV+Storage","Lithium-ion",2015,6,4.63,null,null,null,null,null,null,null,null,null,null,null,null,0.20056352459016394,0.20481354642313546,0.18326674277016744,0.17122336377473363,0.19651259866423801,0.20710616438356164,0.21913051750380519]
[59086,"Goose Lake Solar (formerly Cottonwood 1)","2015-07-27",2015,"CAISO","CA",35.590361000000001,-119.575731,5.3367969999999998,"PV","Thin-Film",16.8675,12,1.4056249999999999,"Tracking","Single Axis","Tracking",179,null,null,null,null,null,42.48,7.39,132.05882359781342,136.98109681746399,null,null,null,null,null,null,null,null,0.33400690649666059,0.33155441400304414,0.32591324200913241,0.30703957382039576,0.29806086824529449,0.3161339421613395,0.31187214611872144]
[59087,"(City of) Corcoran Solar (formerly Cottonwood 2)","2015-05-01",2015,"CAISO","CA",36.136301000000003,-119.55662100000001,5.2914839999999996,"PV","Thin-Film",14.9,12,1.2416666666666667,"Tracking","Single Axis","Tracking",180,null,null,null,null,null,44.32,8.4700000000000006,null,141.61851175253534,null,null,null,null,null,null,null,null,0.28139230418943539,0.26330859969558601,0.27312595129375949,0.24679414003044139,0.25036999089253187,0.25498477929984781,0.26810312024353122]
[59526,"Whitakers Solar (Capital Partners, Phase II, Project B)","2015-12-01",2015,"PJM","NC",36.130661000000003,-77.736610999999996,4.4320950000000003,"PV","c-Si",16.875,12,1.40625,"Tracking","Single Axis","Tracking",181,null,null,null,null,null,80.36,10.02,null,108.45983300751878,null,null,null,null,null,null,null,null,0.25175508500303584,0.26562024353120245,0.25029490106544899,0.25576484018264839,0.23435602610807529,0.25084665144596652,0.25008561643835614]
[59947,"SR Camden","2015-12-30",2015,"West (non-ISO)","AR",33.636861000000003,-92.705371,4.5111119999999998,"PV","Thin-Film",16.820999999999998,12.5,1.3456799999999998,"Tracking","Single Axis","Tracking",180,null,null,null,null,null,null,null,null,116.4587466916433,null,null,null,null,null,null,null,null,0.22351548269581059,0.24256621004566209,0.24587214611872146,0.23761643835616439,0.22018087431693989,0.21362557077625571,0.23125114155251142]
[59966,"Camp Lejeune Solar (Navy, Marines)","2015-12-01",2015,"Southeast (non-ISO)","NC",34.723180999999997,-77.349641000000005,4.4517249999999997,"PV","c-Si",17,12.8,1.328125,"Fixed Tilt","Fixed Tilt",20,181,null,null,null,null,null,79.55,18.05,null,131.42309958677973,null,null,null,null,null,null,null,null,0.21036116803278687,0.19934360730593606,0.17630743436073054,0.1939033961187214,0.1850221283014572,0.16225206906392689,0.15986194349315064]
[59872,"UC Davis South Campus (UC Davis Large Solar Plant, SSC 32)","2015-11-20",2015,"CAISO","CA",38.520040999999999,-121.74031100000001,5.0824420000000003,"PV","c-Si",16.3,13,1.2538461538461538,"Tracking","Single Axis","Tracking",180,null,null,null,null,null,68.59,8.59,null,96.535374649775946,null,null,null,null,null,null,null,null,0.25965917051982623,0.25864067439409899,0.27064453811029154,0.26235511064278183,0.24338832842931205,0.25067615033368457,0.21928345626975762]
[59548,"Creswell (Alligood) Solar","2015-05-01",2015,"PJM","NC",35.886960999999999,-76.379271000000003,4.3901820000000003,"PV","c-Si",19.600000000000001,14,1.4000000000000001,"Tracking","Single Axis","Tracking",180,null,null,null,null,null,83.6,7.4,null,125.40504309635372,null,null,null,null,null,null,null,null,0.24149427530575068,0.2520303326810176,0.24863829093281148,0.20603392041748209,0.11213570127504553,0.22579908675799085,0.2133724722765819]
[59008,"Woodmere Solar Farm (Redwood: Woodmere)","2015-12-18",2015,"CAISO","CA",35.323056000000001,-118.821389,5.3686030000000002,"PV","Thin-Film",18.75225,14.994,1.2506502601040417,"Tracking","Single Axis","Tracking",180,null,null,null,null,null,44.78,8.26,null,104.56931668253401,null,null,null,null,null,null,null,null,0.27270319178065883,0.27826960312283205,0.26710836541618171,0.27746258320679867,0.27083541370403663,0.27227786091605594,0.25057968392836588]
["59185, 59318, 59628","Jacobstown Solar Farm 1-3 (2: North Run, 3: Hanover)","2015-09-30",2015,"PJM","NJ",40.063530999999998,-74.580731,4.0338440000000002,"PV","c-Si",18.343739999999997,15,1.2229159999999999,"Fixed Tilt","Fixed Tilt",20,180,null,null,null,null,null,69.28,16.149999999999999,null,156.18193213167569]
[60007,"Morelos Del Sol","2015-11-30",2015,"CAISO","CA",35.727410999999996,-119.901291,5.3774129999999998,"PV","Thin-Film",18.72,15,1.248,"Tracking","Single Axis","Tracking",180,null,null,null,null,null,43.14,8.19,null,107.99635732159923,null,null,null,null,null,null,null,null,0.29632665452337587,0.29506088280060883,0.29493150684931507,0.27361491628614909,0.26996053430479655,0.26914764079147646,0.26066210045662103]
[59887,"Beaufort Solar","2015-12-01",2015,"Southeast (non-ISO)","NC",35.456040999999999,-77.135470999999995,4.401586,"PV","c-Si",21.007350000000002,15.003,1.4002099580083984,"Fixed Tilt","Fixed Tilt",20,176,null,null,null,null,null,79.73,4.57,null,111.12783686818618,null,null,null,null,null,null,null,null,0.22020489648275565,0.20489813757187683,0.20573510868602538,0.22202561009868041,0.20901253871872857,0.21645594777543728,0.21618202995626143]
[59919,"Solar Star Nellis Air Force Base (Solar Star NAFB)","2015-11-18",2015,"West (non-ISO)","NV",36.207641000000002,-115.046971,5.6199870000000001,"PV","c-Si",19,15.5,1.2258064516129032,"Tracking","Single Axis","Tracking",180,null,null,null,null,null,44.96,19.45,null,95.711464394498904,null,null,null,null,null,null,null,null,0.29794641283271639,0.29625128884960966,0.29938135218736189,0.29049933716305787,0.29443563076561491,0.26776403004860805,0.28797319192811904]
[58831,"Redcrest Solar Farm (Redwood: Redcrest)","2015-11-06",2015,"CAISO","CA",35.321944000000002,-118.81277799999999,5.3686030000000002,"PV","Thin-Film",20.856000000000002,16.66,1.2518607442977192,"Tracking","Single Axis","Tracking",180,null,null,null,null,null,45.04,8.19,null,131.44724429356117,null,null,null,null,null,null,null,null,0.27643571089638042,0.27696009910813646,0.26387267235661388,0.27737807451747826,0.23130153700824591,0.23583405965125775,0.18660203807550421]
[59474,"Apple Data Center- PV3","2015-12-01",2015,"Southeast (non-ISO)","NC",35.695870999999997,-81.151670999999993,4.4909809999999997,"PV","c-Si",21.923999999999999,17.5,1.2527999999999999,"Tracking","Single Axis","Tracking",178,null,null,null,null,null,80.709999999999994,18.350000000000001,null,471.30851473754313,null,null,null,null,null,null,null,null,0.25369502992453813,0.23915851272015656,0.23119373776908023,0.2357729941291585,0.21373926619828265,0.23045009784735812]
[59472,"Apple Data Center (Reno NV), (Fort Churchill)","2015-05-31",2015,"West (non-ISO)","NV",39.120761000000002,-119.14074100000001,5.2611679999999996,"PV","CPV",19.740672,18,1.0967039999999999,"Tracking","Single Axis","Tracking",179,null,null,null,null,null,48.71,19.28,null,null,null,null,null,null,null,null,null,null,0.25198593402145314,0.23153855910705226,0.2244799594114662,0.23092338914256721,0.23179771301356006,0.19349949264332825,0.16435185185185189]
[59334,"Catalina Solar Project 2 (Phase 3)","2015-07-22",2015,"CAISO","CA",34.921201000000003,-118.362281,5.8249050000000002,"PV","c-Si",24.276799999999998,18.400000000000002,1.3193913043478258,"Tracking","Single Axis","Tracking",180,null,null,null,null,null,45.95,7.23,null,114.79096368400222,null,null,null,null,null,null,null,null,0.34967851627464963,0.34368795910264049,0.34760273972602745,0.32531144530474493,0.29806540548032001,0.29906814572165974,0.29025833829660524]
[59469,"Alamo Solar Project","2015-05-01",2015,"CAISO","CA",34.686041000000003,-117.34521100000001,5.9224930000000002,"PV","c-Si",23.353499999999993,18.7,1.2488502673796789,"Tracking","Single Axis","Tracking",180,null,null,null,null,null,47.17,7.65,null,107.06461208600557,null,null,null,null,null,null,null,null,0.32016768456016292,0.31134471223109428,0.31915244304446572,0.25529265255292655,0.25306707382406518,0.28847093009059177,0.31998876761165251]
[59449,"Decatur County Solar Project","2015-12-01",2015,"Southeast (non-ISO)","GA",30.967071000000001,-84.625840999999994,4.7772379999999997,"PV","c-Si",27,18.972000000000001,1.4231499051233396,"Tracking","Single Axis","Tracking",180,null,null,null,null,null,74.31,15.77,null,94.463897349180613,null,null,null,null,null,null,null,null,0.27881780148062124,0.26432849370906608,0.24592839050482462,0.25905155109620798,0.25000292829198584,0.23912913719521287,0.2642382381341597]
[59979,"PSEG Pittsburg Solar Energy Center (Columbia Star / Columbia Solar Energy )","2015-10-31",2015,"CAISO","CA",38.019671000000002,-121.865061,5.0391019999999997,"PV","c-Si",25.407899999999998,19.2,1.323328125,"Fixed Tilt","Fixed Tilt",20,203,null,null,null,null,null,46.55,9.74,null,171.87969272971219,null,null,null,null,null,null,null,null,0.24188154599271408,0.24564188546423144,0.23373882229832585,0.22809051560121774,0.19802813828172439,0.19361800799086767,0.13930507990867583]
[60422,"Morgans Corner Solar","2015-12-01",2015,"PJM","NC",36.421064000000001,-76.364243999999999,4.404674,"PV","c-Si",25,19.654,1.2720056985855297,"Fixed Tilt","Fixed Tilt",20,181,null,null,null,null,null,83.26,9.6999999999999993,null,162.92586596676813,null,null,null,null,null,null,null,null,0.18843351548269582,0.19091324200913237,0.15902968036529683,0.16830479452054797,0.17479508196721311,0.1763013698630137,0.14311073059360729]
[59413,"Corcoran 2 (SPS Corcoran West Solar)","2015-07-27",2015,"CAISO","CA",36.141891000000001,-119.58181,5.2914839999999996,"PV","c-Si",28,19.75,1.4177215189873418,"Tracking","Single Axis","Tracking",180,null,null,null,null,null,44.77,7.48,null,111.59920784558118,null,null,null,null,null,null,null,null,0.29317977450370064,0.2904745390439859,0.29063059938731867,0.28293740246228544,0.27684397408406536,0.28879255534362169,0.29398300676261491]
[58623,"Holstein Solar","2015-12-01",2015,"Southeast (non-ISO)","NC",34.774450999999999,-79.340350999999998,4.5270520000000003,"PV","c-Si",25.600080000000002,20,1.2800040000000001,"Fixed Tilt","Fixed Tilt",20,180,null,null,null,null,null,79.680000000000007,4.9000000000000004,null,98.274157204783506,null,null,null,null,null,null,null,null,0.20600523679417121,0.22283675799086763,0.19421803652968037,0.19743721461187214,0.19026639344262294,0.1944520547945206,0.18206621004566215]
[58649,"Montgomery Solar","2015-12-01",2015,"Southeast (non-ISO)","NC",35.345090999999996,-79.763970999999998,4.4828809999999999,"PV","c-Si",28.034760000000002,20,1.4017380000000002,"Fixed Tilt","Fixed Tilt",20,180,null,null,null,null,null,80.22,20.12,null,140.46177078618538,null,null,null,null,null,null,null,null,0.22895605646630232,0.23296232876712333,0.21803082191780826,0.21970890410958904,0.21289845173041894,0.22073059360730593,0.2244920091324201]
[59153,"Watson Seed Farm PV1 (Fresh Air Energy II)","2015-12-30",2015,"PJM","NC",36.127881000000002,-77.721371000000005,4.4320950000000003,"PV","Thin-Film",25.500000000000004,20,1.2750000000000001,"Fixed Tilt","Fixed Tilt",20,191,null,null,null,null,null,79.66,10.93,null,107.51412326151502,null,null,null,null,null,null,null,null,0.19097791438979964,0.196912100456621,0.19843607305936073,0.19614726027397261,0.17193192167577412,0.19411529680365297,0.19042808219178081]
[59155,"Shawboro (PV1 / Fresh Air Energy X )","2015-10-01",2015,"PJM","NC",36.432321000000002,-76.085811000000007,4.3925609999999997,"PV","c-Si",29.497119999999999,20,1.4748559999999999,"Fixed Tilt","Fixed Tilt",25,182,null,null,null,null,null,84.01,9.86,null,118.44397641999224,null,null,null,null,null,null,null,null,0.21392873406193083,0.22031963470319629,0.21658105022831051,0.19150684931506851,0.20505464480874314,0.22382990867579908,0.21480022831050227]
[59322,"Pumpjack Solar (1)","2015-02-28",2015,"CAISO","CA",35.416111000000001,-119.63774100000001,5.3259350000000003,"PV","c-Si",26.320889999999999,20,1.3160444999999998,"Tracking","Single Axis","Tracking",179,null,null,null,null,null,43,7.78,94.180305538414601,98.793293110222379,null,null,null,null,null,null,null,null,0.28354963570127506,0.2835901826484018,0.2879223744292238,0.29130707762557079,0.25656876138433521,0.28102168949771689,0.28321917808219182]
[59380,"Wildwood Solar Project (1)","2015-03-01",2015,"CAISO","CA",35.621350999999997,-119.567775,5.3805180000000004,"PV","c-Si",26.077500000000001,20,1.3038750000000001,"Tracking","Single Axis","Tracking",179,null,null,null,null,null,42.21,7.92,95.649518304813853,105.86581431067368,null,null,null,null,null,null,null,null,0.26497040072859745,0.26068493150684929,0.28464611872146117,0.28266552511415527,0.25022199453551908,0.26742009132420091,0.26827625570776253]
[59408,"Shafter Solar","2015-06-22",2015,"CAISO","CA",35.451141,-119.126301,5.3633889999999997,"PV","c-Si",26.802600000000002,20,1.34013,"Tracking","Single Axis","Tracking",180,null,null,null,null,null,46.34,7.68,92.294311954408911,96.649575184279755,null,null,null,null,null,null,null,null,0.29406876138433513,0.29885273972602738,0.29703196347031963,0.29587328767123289,0.28343010018214937,0.29107876712328767,0.2808961187214612]
[59431,"Sierra Solar Greenworks","2015-11-30",2015,"CAISO","CA",34.699630999999997,-118.337481,5.6208549999999997,"PV","Thin-Film",22.47,20,1.1234999999999999,"Fixed Tilt","Fixed Tilt",25,197,null,null,null,null,null,45.93,10.08,96.469328073331241,104.89349499742191,null,null,null,null,null,null,null,null,0.25457081056466307,0.25132990867579907,0.2570662100456621,0.24335045662100457,0.23173952641165757,0.21932077625570781,0.20822488584474885]
[59441,"NextEra Adelanto Solar Phase 1","2015-09-03",2015,"CAISO","CA",34.553511,-117.377161,5.9188710000000002,"PV","c-Si",24.425398439514016,20,1.2212699219757008,"Tracking","Single Axis","Tracking",180,null,null,null,null,null,47.9,7.75,72.34787327852986,95.736447592749258,null,null,null,null,null,null,null,null,0.34948968749999998,0.34599315068493153,0.3426769406392694,0.34259703196347036,0.30998406193078326,0.32105022831050234,0.28739155251141552]
[59555,"Leo/Vega Solar","2015-05-26",2015,"CAISO","CA",36.927481,-120.809471,5.204326,"PV","c-Si",25.819859999999998,20,1.2909929999999998,"Tracking","Single Axis","Tracking",180,null,null,null,null,null,45.13,8.1300000000000008,null,76.066052409292027,null,null,null,null,null,null,null,null,0.29766051912568309,0.29075342465753429,0.29352739726027399,0.28056506849315066,0.24523565573770492,0.28533105022831057,0.26845319634703196]
[59607,"Maricopa West Solar","2015-11-09",2015,"CAISO","CA",35.112611000000001,-119.326881,5.4082359999999996,"PV","c-Si",28,20,1.4,"Tracking","Single Axis","Tracking",180,null,null,null,null,null,43.79,7.4,67.668348014530224,123.55188657164705,null,null,null,null,null,null,null,null,0.29921448087431701,0.27248287671232879,0.28224315068493144,0.25746575342465755,0.23722108378870671,0.2106107305936073,0.24506849315068488]
[59610,"Diamond Valley Lake Solar (AP North Lake I)","2015-10-27",2015,"CAISO","CA",33.741151000000002,-117.010761,5.5127600000000001,"PV","c-Si",24.059699999999999,20,1.202985,"Tracking","Single Axis","Tracking",180,null,null,null,null,null,48.83,8.58,85.95363073665844,114.48663971050242,null,null,null,null,null,null,null,null,0.27421448087431693,0.23970319634703191,0.26281392694063932,0.24308219178082191,0.24692053734061931,0.18416095890410958,0.17730593607305939]
[59633,"Kettleman Solar (Kings Co) / Centaurus","2015-08-14",2015,"CAISO","CA",36.058470999999997,-119.946541,5.3556939999999997,"PV","c-Si",26.97,20,1.3485,"Tracking","Single Axis","Tracking",180,null,null,null,null,null,63.7,7.73,75.205819193057408,78.954777618668601,null,null,null,null,null,null,null,null,0.31874999999999992,0.29151255707762547,0.30769977168949769,0.30375570776255706,0.27451616575591992,0.30511986301369864,0.30332762557077625]
[59638,"Coronal Lost Hills","2015-05-30",2015,"CAISO","CA",35.727321000000003,-119.905411,5.3774129999999998,"PV","c-Si",25.990400000000001,20,1.29952,"Tracking","Single Axis","Tracking",179,null,null,null,null,null,43.14,7.87,null,132.93944504053323,null,null,null,null,null,null,null,null,0.31438979963570129,0.29733447488584475,0.30039954337899544,0.28930365296803656,0.26389458105646624,0.29292808219178085,0.27043949771689496]
[59722,"Seville Solar 1","2015-12-31",2015,"West (non-ISO)","CA",33.113841000000001,-116.00263099999999,5.9014170000000004,"PV","Thin-Film",27.3,20,1.365,"Tracking","Single Axis","Tracking",180,null,null,null,null,null,null,null,90.098997123262023,112.28991559190993,null,null,null,null,null,null,null,null,0.33941433287796002,0.35234589041095887,0.29918378995433792,0.29948630136986304,0.29312955373406191,0.30814497716894984,0.33641552511415523]
[59874,"Richland Solar Center","2015-12-01",2015,"Southeast (non-ISO)","GA",32.624071000000001,-83.380041000000006,4.6744700000000003,"PV","c-Si",33.443770000000001,20,1.6721885000000001,"Fixed Tilt","Fixed Tilt",20,180,null,null,null,null,null,null,null,69.87705635808237,114.18528603924392,null,null,null,null,null,null,null,null,0.26749772313296905,0.2352111872146119,0.2293892694063927,0.24447488584474883,0.23056693989071031,0.22061073059360731,0.23894977168949769]
[60027,"Adera Solar","2015-12-28",2015,"CAISO","CA",37.120586000000003,-120.324881,5.21265,"PV","c-Si",26.498799999999999,20.004000000000001,1.3246750649870025,"Fixed Tilt","Fixed Tilt",25,180,null,null,null,null,null,14.1,9.4700000000000006,null,130.87920469557119,null,null,null,null,null,null,null,null,0.21495332422586522,0.22485159817351599,0.24525684931506853,0.24164383561643835,0.21013775045537342,0.1547203196347032,0.15050799086757988]
[59657,"Imperial Valley Solar Company (IVSC) 2 (Imperial County Niland)","2015-08-25",2015,"West (non-ISO)","CA",33.251261,-115.49743100000001,5.8325259999999997,"PV","c-Si",26.352,20.007000000000001,1.3171390013495277,"Fixed Tilt","Fixed Tilt",25,180,null,null,null,null,null,null,null,89.646188074226359,128.04419730256035,null,null,null,null,null,null,null,null,0.28263888888888888,0.27563356164383562,0.27715182648401832,0.27027968036529681,0.25040414389799637,0.26203196347031965,0.25797945205479456]
[59414,"CED Atwell Island West","2015-05-01",2015,"CAISO","CA",35.815111000000002,-119.459611,5.3114340000000002,"PV","c-Si",30,20.02,1.4985014985014986,"Tracking","Single Axis","Tracking",180,null,null,null,null,null,41.23,7.09,null,114.65948101298402,null,null,null,null,null,null,null,null,0.32433401639344267,0.31799086757990869,0.31627283105022824,0.30381849315068493,0.29422814207650272,0.21121575342465754,0.25194634703196345]
[59527,"Kelford Solar (Capital Partners, Phase II, Project A)","2015-12-01",2015,"PJM","NC",36.155130999999997,-77.207841000000002,4.4058330000000003,"PV","c-Si",30.10455,21,1.4335499999999999,"Tracking","Single Axis","Tracking",180,null,null,null,null,null,82.21,8.7100000000000009,null,125.06251492548309,null,null,null,null,null,null,null,null,0.24413435683927492,0.23910089149815172,0.23351815612089585,0.18940530550119591,0.22176142770405069,0.23614372689715152,0.2019460752337465]
[59535,"SR Hazlehurst Solar I","2015-11-01",2015,"Southeast (non-ISO)","GA",31.809450999999999,-82.576631000000006,4.7292490000000003,"PV","c-Si",27.25,21,1.2976190476190477,"Fixed Tilt","Fixed Tilt",20,180,null,null,null,null,null,73.040000000000006,16.440000000000001,68.4311494879572,103.80543109986344,null,null,null,null,null,null,null,null,0.20961813687223524,0.21052402696238312,0.20362578821482932,0.20759404218308325,0.20624078410963662,0.18994346597086323,0.19095999130245705]
[59412,"SKIC 1 (South Kern Industrial Center) Solar (Algonquin or Bakersfield 1)","2015-06-30",2015,"CAISO","CA",35.127071000000001,-119.243791,5.3630959999999996,"PV","c-Si",25.851799999999997,22,1.1750818181818181,"Tracking","Single Axis","Tracking",180,null,null,null,null,null,43.38,8.8000000000000007,null,101.56875032146155,null,null,null,null,null,null,null,null,0.23755485179665503,0.25051888750518891,0.25034246575342461,0.24886363636363631,0.24026121874482531,0.24139684516396845,0.25141137401411373]
[59117,"Fayetteville Solar (formerly E I DuPont de Nemours )","2015-11-01",2015,"Southeast (non-ISO)","NC",34.834510999999999,-78.843181000000001,4.5063120000000003,"PV","c-Si",32.1,23.1,1.3896103896103895,"Fixed Tilt","Fixed Tilt",20,180,null,null,null,null,null,79.47,16.97,null,127.10850269606422,null,null,null,null,null,null,null,null,0.17717179602425501,0.17584356282986416,0.11426397042835396,0.16113186661131865,0.19373082897673055,0.20219316452193156,0.18465970863231132]
[59009,"Hayworth Solar (Redwood: Hayworth)","2015-12-30",2015,"CAISO","CA",35.326160999999999,-118.816821,5.3686030000000002,"PV","Thin-Film",33.2592,26.655999999999999,1.2477190876350541,"Tracking","Single Axis","Tracking",180,null,null,null,null,null,44.79,7.91,61.954318761830145,93.141622762165483,null,null,null,null,null,null,null,null,0.25293587380307314,0.26237806766542232,0.26065220608791462,0.27417645140247882,0.20732763733908863,0.17705712421955083,0.27797077735203668]
[58710,"Barilla Solar Project Phase 1-3","2015-08-25",2015,"ERCOT","TX",30.959591,-103.35164,5.6109549999999997,"PV","Thin-Film",37.620000000000005,29.76,1.2641129032258065,"Fixed Tilt","Fixed Tilt",20,179,null,null,null,null,null,54.89,null,null,57.957779413620969,null,null,null,null,null,null,null,null,0.23305371325185578,0.1727787290715373,0.18244510114400747,0.2214826680414396,0.22545650571909831,0.1928901531889822,0.29294094000098203]
[59723,"Seville Solar 2","2015-12-31",2015,"West (non-ISO)","CA",33.111781000000001,-116.002551,5.9014170000000004,"PV","Thin-Film",40.763999999999996,30,1.3587999999999998,"Tracking","Single Axis","Tracking",180,null,null,null,null,null,null,null,65.431427866567319,94.181849913597389,null,null,null,null,null,null,null,null,0.35404493017607769,0.35031963470319633,0.33969939117199394,0.32077625570776258,0.30326730418943532,0.31380136986301371,0.32945966514459668]
[59862,"Fort Benning Solar","2015-12-01",2015,"Southeast (non-ISO)","GA",32.304198,-84.990718999999999,4.613785,"PV","c-Si",41.538559999999997,30,1.3846186666666667,"Fixed Tilt","Fixed Tilt",20,180,null,null,null,null,null,73.58,15.87,null,120.34592234649979,null,null,null,null,null,null,null,null,0.23030510018214936,0.21312785388127853,0.21040334855403348,0.20278158295281584,0.19321114146933818,0.182941400304414,0.20152207001522071]
[58711,"Lost Hills Solar / Blackwell","2015-04-30",2015,"CAISO","CA",35.622090999999998,-119.854151,5.3721930000000002,"PV","Thin-Film",43,32,1.34375,"Tracking","Single Axis","Tracking",180,null,null,null,null,null,43.08,7.24,89.059917879894186,102.35947591061057,null,null,null,null,null,null,null,null,0.32724271402550092,0.31748002283105026,0.32195704908675804,0.30466966324200911,0.30009818989071041,0.32274543378995435,0.31176512557077624]
[59634,"Sandstone Solar Power Plant","2015-12-31",2015,"West (non-ISO)","AZ",33.039881000000001,-111.452011,5.801399,"PV","c-Si",57.46,45,1.276888888888889,"Tracking","Single Axis","Tracking",180,null,null,null,null,null,null,null,51.134930178169014,70.681100549717485,null,null,null,null,null,null,null,null,0.3073795790325845,0.31511415525114156,0.31247336377473367,0.30637239979705733,0.31701831613033798,0.30262049720953832,0.29565702688990364]
[59778,"Eden Solar (formerly Derby, Innovative Solar 34)","2015-12-31",2015,"Southeast (non-ISO)","NC",35.153680999999999,-79.635551000000007,4.4735120000000004,"PV","c-Si",62.052859999999995,47.7,1.3008985324947588,"Fixed Tilt","Fixed Tilt",20,180,null,null,null,null,null,79.930000000000007,18.21,null,107.07384027192835,null,null,null,null,null,null,null,null,0.21749569447785758,0.22254530312167939,0.20365583986674701,0.20480935833740166,0.1925313033416961,0.20115016800206767,0.1989388587346716]
[59702,"Pavant Solar 1","2015-12-31",2015,"West (non-ISO)","UT",39.154741000000001,-112.35636100000001,5.004461,"PV","c-Si",62.5,50,1.25,"Tracking","Single Axis","Tracking",180,null,null,null,null,null,44.88,23.71,null,96.338897815293436,null,null,null,null,null,null,null,null,0.26318078324225863,0.26941095890410954,0.27775799086757996,0.23047945205479453,0.27167805100182152,0.24721004566210045,0.23281506849315067]
[60008,"Hooper Solar (SunPower San Luis Valley Solar or Solar Star III)","2015-12-31",2015,"West (non-ISO)","CO",37.694681000000003,-105.982281,5.3455019999999998,"PV","c-Si",64,52,1.2307692307692308,"Tracking","Single Axis","Tracking",180,null,null,null,null,null,41.91,32.369999999999997,48.636508879899885,112.21679047753676,null,null,null,null,null,null,null,null,0.27238773294101165,0.27519757639620651,0.28000307341060765,0.27085967685282752,0.27447632058287796,0.23348041798384261,0.22914690902704601]
[58833,"Red Horse 2","2015-08-15",2015,"West (non-ISO)","AZ",32.257491000000002,-110.156311,5.7559740000000001,"PV","c-Si",75.868749999999991,55,1.3794318181818179,"Tracking","Single Axis","Tracking",180,"Wind+PV",null,null,null,null,null,null,null,87.419092685414682,null,null,null,null,null,null,null,null,0.31943202516973007,0.31488999584889998,0.32610211706102116,0.30874221668742213,0.32576792515317105,0.31032793690327937,0.30724782067247819]
[58017,"Copper Mountain Solar 2 - Phase 2","2015-02-28",2015,"CAISO","NV",35.786389,-114.962778,5.6636730000000002,"PV","Thin-Film",77.8,60.8,1.2796052631578947,"Fixed Tilt","Fixed Tilt",25,180,null,null,null,null,null,44.11,8.82,125.63472477332293,76.356428679250271,null,null,null,null,null,0.28158485656144511,0.27818742753623199,0.28393746818975024,0.27803901806314452,0.27879928820395783,0.27966121042618003,0.27241628614916286,0.2820036429872495,0.27185083713850838,0.27759817351598176]
[58713,"North Star Solar","2015-08-25",2015,"CAISO","CA",36.728670999999999,-120.415311,5.2840069999999999,"PV","Thin-Film",73,62.5,1.1679999999999999,"Tracking","Single Axis","Tracking",180,null,null,null,null,null,2.23,8.5399999999999991,137.58663178009448,149.44378359368838,null,null,null,null,null,null,null,null,0.2725664845173042,0.28689315068493143,0.28423926940639271,0.27336803652968034,0.26014025500910753,0.23991050228310501,0.25655707762557078]
[58848,"Warsaw Solar Facility (formerly Gantt Farm I)","2015-12-30",2015,"Southeast (non-ISO)","NC",35.006731000000002,-78.124981000000005,4.4963610000000003,"PV","Thin-Film",87.5,64.8,1.3503086419753088,"Fixed Tilt","Fixed Tilt",20,180,null,null,null,null,null,79.88,4.67,null,97.737013430101982,null,null,null,null,null,null,null,null,null,0.2043185213371668,0.19893842663058803,0.20878431704154701,0.19576840045874663,0.20385520604318175,0.21295415468741197]
[58660,"Utah Red Hills Renewable Energy Park (Pelican Solar?)","2015-12-15",2015,"West (non-ISO)","UT",37.882778000000002,-112.904167,5.243563,"PV","c-Si",104.75,80,1.309375,"Tracking","Single Axis","Tracking",180,null,null,null,null,null,43.47,20.38,null,70.207566977816356,null,null,null,null,null,null,null,null,0.29609374999999999,0.29904965753424656,0.298914098173516,0.28285958904109593,0.30877589936247724,0.29829052511415527,0.29115011415525116]
[59944,"Conetoe (II) Solar","2015-12-01",2015,"PJM","NC",35.819031000000003,-77.483641000000006,4.4406879999999997,"PV","c-Si",112.09848,81,1.3243510506798517,"Tracking","Single Axis","Tracking",181,null,null,null,null,null,82.85,8.8000000000000007,null,106.04096013825277,null,null,null,null,null,null,null,null,0.23367261463041669,0.24081402559332543,0.22003354191329844,0.22070156153108969,0.21530448177381997,0.21548565308078241,0.229717007723096]
[59450,"Decatur Parkway Solar Project","2015-12-01",2015,"Southeast (non-ISO)","GA",30.992740999999999,-84.635380999999995,4.7772379999999997,"PV","Thin-Film",110,81.06,1.3570194917345175,"Tracking","Single Axis","Tracking",180,null,null,null,null,null,74.599999999999994,15.88,61.970515206884087,89.605660798306417,null,null,null,null,null,null,null,null,0.28293203551912566,0.26464041095890412,0.24994292237442922,0.2638584474885845,0.24701161202185792,0.21918807077625566,0.23714469178082193]
[59205,"OCI Alamo 5 (Downie Ranch Solar, Texas 5)","2015-12-01",2015,"ERCOT","TX",29.218791,-99.705760999999995,4.8883859999999997,"PV","c-Si",118,95,1.2421052631578948,"Tracking","Dual-Axis","Tracking",null,null,null,null,null,null,77.33,null,null,122.59294272358885,null,null,null,null,null,null,null,null,0.25933635317802706,0.27531002162941604,0.23644075943282863,0.23817712088440279,0.24201898188093185,0.24270247536649842,0.24781302571497235]
[59339,"Quinto Solar PV Project (SSC13, Quinto Farms + Stockton Terminal)","2015-11-30",2015,"CAISO","CA",37.121521000000001,-121.04959100000001,5.2071690000000004,"PV","c-Si",135.6,105.1,1.2901998097050429,"Tracking","Single Axis","Tracking",180,null,null,null,null,null,78.95,7.82,136.26881260302756,135.34209358264388,null,null,null,null,null,null,null,null,0.29615610031707479,0.29601531582952822,0.29997463216641301,0.27354557754101133,0.28047734095662147,0.29090457466599012,0.29798325722983249]
[57275,"Crescent Dunes Solar Energy","2015-11-30",2015,"West (non-ISO)","NV",38.238871000000003,-117.363551,5.5553530000000002,"CSP","Tower",null,110,null,"Tracking","Dual-Axis","Tracking",null,"CSP+Storage","Molten Salt",2015,110,1100,48.01,18.670000000000002,145.20127932001688,null,null,null,null,null,null,null,null,null,0.13210711520947177,4.3616645911166457E-2,0.20320672478206725,5.2063096720630968E-2,null,7.7543586550435861E-2,0.10446865919468659]
[58915,"Copper Mountain Solar 3","2015-01-31",2015,"West (non-ISO)","NV",35.889418999999997,-114.95791199999999,5.4780170000000004,"PV","c-Si",344.98,255,1.3528627450980393,"Fixed Tilt","Fixed Tilt",16,180,null,null,null,null,null,43.43,11.72,97.168388621358446,87.648853223620449,null,null,null,null,null,null,null,null,0.27674089253187611,0.27652968036529679,0.2808936073059361,0.27038858447488584,0.28643670309653918,0.27636347031963471,0.28178356164383561]
[58389,"Solar Star 2/ formerly Antelope Valley Solar Projects","2015-06-30",2015,"CAISO","CA",34.848610999999998,-118.352778,5.7757949999999996,"PV","c-Si",349.5,279.5,1.3243510506798517,"Tracking","Single Axis","Tracking",180,null,null,null,null,null,45.61,6.24,120.88595580488092,124.16970322648078,null,null,null,null,null,null,null,null,0.31331322508830001,0.31431114057053078,0.32327212320583953,0.30947652247917384,0.29701036749776394,0.32337727696764373,0.3259545670283629]
[58388,"Solar Star 1/ formerly Antelope Valley Solar Projects","2015-06-30",2015,"CAISO","CA",34.813870999999999,-118.38936099999999,5.7757949999999996,"PV","c-Si",397.8,314.39999999999998,1.3243510506798519,"Tracking","Single Axis","Tracking",180,null,null,null,null,null,46.05,6.04,120.64225950101365,121.03007447788632,null,null,null,null,null,null,null,null,0.2431371790906279,0.32506641107377732,0.32535718388328883,0.3093919617472215,0.29582087500429599,0.3203357887481692,0.33248147669509781]
[60187,"Antelope DSR 2","2016-11-21",2016,"CAISO","CA",34.687041000000001,-118.312281,5.6208549999999997,"PV","c-Si",6.25,5.0010000000000003,1.2497500499900018,"Tracking","Single Axis","Tracking",180,null,null,null,null,null,45.94,7.43,null,64.666606027944511]
[59854,"Olive Solar Power Project","2016-09-01",2016,"PJM","IN",41.713290999999998,-86.487091000000007,3.8344800000000001,"PV","Thin-Film",6.46875,5.01,1.2911676646706587,"Fixed Tilt","Fixed Tilt",25,180,null,null,null,null,null,74.73,15.34,null,125.06304745912486]
[60071,"Perry Solar Facility","2016-09-15",2016,"Southeast (non-ISO)","FL",30.122551000000001,-83.561060999999995,4.7835599999999996,"PV","c-Si",6.7488000000000001,5.0999999999999996,1.323294117647059,"Fixed Tilt","Fixed Tilt",20,180,null,null,null,null,null,67.09,41.43,null,120.56295940634429,null,null,null,null,null,null,null,null,null,0.17891037693616263,0.10401557883427345,0.19482496194824966,0.19933747633844071,0.14336556540424392,0.17309069746620112]
[60410,"Sullivan Solar","2016-09-01",2016,"MISO","IN",39.134551000000002,-87.414490999999998,4.1145120000000004,"PV","Thin-Film",7,5.2,1.346153846153846,"Fixed Tilt","Fixed Tilt",20,180,null,null,null,null,null,76.77,21.39,null,117.6387514220049,null,null,null,null,null,null,null,null,null,0.2116921320688443,0.1484457323498419,0.19865208991921318,0.19587624351968611,0.19722514927994375,0.18989286968739022]
[60864,"Kokomo Solar Park (Kokomo Solar 1)","2016-12-29",2016,"MISO","IN",40.474390999999997,-86.146180999999999,3.9513750000000001,"PV","c-Si",7.15158,5.4,1.3243666666666667,"Fixed Tilt","Fixed Tilt",30,180,null,null,null,null,null,84.61,18.95,null,112.14774854002432,null,null,null,null,null,null,null,null,null,0.18423389142567223,0.17467867410789784,0.17013360392355822,0.16488312082574372,0.16480635887028577,0.16265009301538982]
[60266,"Cedar Branch Solar Project (Buena Vista)","2016-10-01",2016,"PJM","NJ",39.503221000000003,-74.964031000000006,4.1014710000000001,"PV","c-Si",7.1460900000000001,5.9,1.2112016949152542,"Fixed Tilt","Fixed Tilt",20,184,null,null,null,null,null,68.98,16.57,null,108.29362826271401,null,null,null,null,null,null,null,null,null,0.18798854577819049,0.16715037535794439,0.19731444934602577,0.1814933160445803,0.19272889095271262,0.19789489977555907]
[60330,"Grove Solar Center","2016-09-30",2016,"West (non-ISO)","OR",43.936870999999996,-117.382891,4.5567039999999999,"PV","c-Si",7.8545999999999996,6,1.3090999999999999,"Tracking","Single Axis","Tracking",180,null,null,null,null,null,50.9,30.5,null,88.187714375764699,null,null,null,null,null,null,null,null,null,0.23165905631659056,0.25481354642313547,0.25605022831050228,0.25658394049787492,0.25180745814307459,0.2469558599695586]
[60737,"Church Hill Solar Farm","2016-05-01",2016,"PJM","MD",39.113731000000001,-75.961940999999996,4.1698469999999999,"PV","c-Si",7.36,6,1.2266666666666668,"Fixed Tilt","Fixed Tilt",20,180,null,null,null,null,null,74.88,14.59,null,null,null,null,null,null,null,null,null,null,null,0.19037290715372907,0.1834855403348554,0.19062024353120244,0.17820279295689131,0.18192541856925418,0.1839041095890411]
[60762,"Pfizer Peapack Solar","2016-10-30",2016,"PJM","NJ",40.714841,-74.665830999999997,3.9367939999999999,"PV","c-Si",7.96,6.2,1.2838709677419355,"Fixed Tilt","Fixed Tilt",15,180,null,null,null,null,null,69.790000000000006,18.23,null,198.97243762089585,null,null,null,null,null,null,null,null,null,0.18610988363529241,0.17519148622772135,0.18715937546030342,0.18371011810329632,0.15304168507880395,0.18025482397996759]
["58655, 58656","Waihonu North+South Solar (Honbushin Solar Blessings Park)","2016-07-30",2016,"HI","HI",21.470555999999998,-158.01333299999999,5.0733040000000003,"PV","c-Si",8.1319199999999991,6.5,1.2510646153846152,"Fixed Tilt","Fixed Tilt",10,180]
[60283,"SR Mavericks","2016-12-31",2016,"West (non-ISO)","CO",40.230021000000001,-105.029831,4.534624,"PV","Thin-Film",8.5,6.5,1.3076923076923077,"Tracking","Single Axis","Tracking",180,null,null,null,null,null,37.9,28.3,null,103.58490390138961,null,null,null,null,null,null,null,null,null,0.25377590446083598,0.25809624165788553,0.24358974358974358,0.2659906123020877,0.26243414120126451,0.2305233579206182]
[60367,"Snow Camp Solar","2016-03-01",2016,"Southeast (non-ISO)","NC",35.863841000000001,-79.425375000000003,4.4411170000000002,"PV","c-Si",8.3987999999999996,6.6639999999999997,1.2603241296518608,"Fixed Tilt","Fixed Tilt",20,180,null,null,null,null,null,80.55,4.87,null,96.913388365247485,null,null,null,null,null,null,null,null,null,0.19867536055518098,0.18563932422283982,0.19021307152998185,0.17990461211807124,0.17926691224434979,0.19077836614097698]
[60535,"Saluda I Solar","2016-12-31",2016,"Southeast (non-ISO)","SC",33.968480999999997,-81.782781,4.598516,"PV","c-Si",9.9955200000000008,6.8,1.4699294117647062,"Fixed Tilt","Fixed Tilt",20,180,null,null,null,null,null,75.760000000000005,11.34,null,84.39582820685979,null,null,null,null,null,null,null,null,null,0.23166800966962128,0.22146118721461192,0.21956419554123019,0.20391353262616521,0.22282097770615095,0.23324603814128389]
[60728,"Howell Solar","2016-03-31",2016,"PJM","NJ",40.135410999999998,-74.173781000000005,4.0207079999999999,"PV","c-Si",8.8629999999999995,7,1.266142857142857,"Fixed Tilt","Fixed Tilt",20,180,null,null,null,null,null,71.150000000000006,16.71,null,177.45270243804586,null,null,null,null,null,null,null,null,null,0.18913894324853228,0.18023483365949119,0.19284083496412263,0.18819932344522508,0.19169928245270712,0.17043378995433789]
[60729,"Raritan Solar","2016-04-30",2016,"PJM","NJ",40.463231,-74.856949999999998,3.971924,"PV","c-Si",10,7.5,1.3333333333333333,"Fixed Tilt","Fixed Tilt",25,180,null,null,null,null,null,69.25,15.08,null,143.81646251754117,null,null,null,null,null,null,null,null,null,0.19165905631659055,0.13140030441400305,0.191248097412481,0.19039162112932606,0.18468797564687975,0.1906240487062405]
[60375,"PSEG ILR Landfill Solar","2016-12-31",2016,"PJM","NJ",40.523550999999998,-74.429781000000006,3.9615629999999999,"PV","c-Si",7.75,7.7,1.0064935064935066,"Fixed Tilt","Fixed Tilt",10,180,null,null,null,null,null,72.040000000000006,18.559999999999999,null,156.95110094576222,null,null,null,null,null,null,null,null,null,0.13787582280732966,0.13032971594615431,0.142738539998814,0.14669529013791308,0.14250133428215617,0.14921722113502939]
[60805,"Beaver Run Solar Farm","2016-02-26",2016,"PJM","NJ",41.153381000000003,-74.638231000000005,3.879867,"PV","c-Si",10,7.8479999999999999,1.2742099898063202,"Fixed Tilt","Fixed Tilt",20,180,null,null,null,null,null,73.989999999999995,14.04,null,null,null,null,null,null,null,null,null,null,null,0.16801826018553431,0.15414158974860248,0.15831622750059349,0.14210110496519482,0.12995196402887746,7.1099753769101534E-2]
[60990,"Florence Solar","2016-12-31",2016,"PJM","NJ",40.096021,-74.786440999999996,4.0069720000000002,"PV","c-Si",9.93,7.92,1.2537878787878787,"Fixed Tilt","Fixed Tilt",15,180,null,null,null,null,null,68.63,17.7,null,192.3892258525625,null,null,null,null,null,null,null,null,null,0.17170852359208524,0.16259916516765832,0.17711360177113605,0.16757396368052102,0.16712501729625015,0.15527708592777087]
[60556,"SR Selmer II (Selmer North)","2016-12-01",2016,"Southeast (non-ISO)","TN",35.167661000000003,-88.644991000000005,4.3698790000000001,"PV","Thin-Film",9.9629999999999992,8,1.2453749999999999,"Tracking","Single Axis","Tracking",179,null,null,null,null,null,76.709999999999994,17.97,null,102.5453529904688,null,null,null,null,null,null,null,null,null,null,0.22167522831050229,0.22011986301369865,0.21218977686703097,0.21424086757990868,0.23924086757990867]
[60616,"PSEG Lake County Solar Energy Center (Black Cap Solar II, BC Solar )","2016-11-30",2016,"West (non-ISO)","OR",42.174520999999999,-120.361771,4.7337009999999999,"PV","c-Si",10.454599999999999,8,1.3068249999999999,"Tracking","Single Axis","Tracking",180,null,null,null,null,null,45.19,16.21,null,93.641608935188373,null,null,null,null,null,null,null,null,null,0.25552226027397262,0.264412100456621,0.26496860730593602,0.25832479508196715,0.25507990867579905,0.26211472602739727]
[60732,"Frankford Solar","2016-03-30",2016,"PJM","NJ",41.166566000000003,-74.701650999999998,3.8637950000000001,"PV","c-Si",9.84,8.16,1.2058823529411764,"Fixed Tilt","Fixed Tilt",25,180,null,null,null,null,null,73.760000000000005,15.11,null,null,null,null,null,null,null,null,null,null,null,0.16043289461903482,0.14497437102694957,0.14220442743307368,0.14764757223472263,0.14200857283552687,0.16053082191780824]
[58951,"Delilah Road Landfill (KDC Solar RTC LLC or Seashore Solar)","2016-10-01",2016,"PJM","NJ",39.416251000000003,-74.545141000000001,4.1181239999999999,"PV","c-Si",10.66,8.5,1.2541176470588236,"Fixed Tilt","Fixed Tilt",15,180,null,null,null,null,null,68.5,16.54,null,138.36039523744989,null,null,null,null,null,null,null,null,null,0.19562181036798282,0.19015578834273436,0.1999731399409079,0.18962284367298834,0.19476228847703461]
[60331,"Hyline Solar Center","2016-10-01",2016,"West (non-ISO)","OR",44.150790999999998,-117.000981,4.5223599999999999,"PV","c-Si",11.7,9,1.2999999999999998,"Tracking","Single Axis","Tracking",180,null,null,null,null,null,50.32,30.62,null,88.84832492447417,null,null,null,null,null,null,null,null,null,0.22020547945205479,0.2582825976661593,0.25649416539827496,0.25746306415705322,0.18746829020801623,0.24784373414510399]
[null,"Lumberton Solar","2016-04-30",2016,"PJM","NJ",39.936760999999997,-74.843040999999999,4.0273570000000003,"PV","c-Si",null,9.4559999999999995,null,"Fixed Tilt","Fixed Tilt",null,180]
[59276,"Leavenworth Greenworks (Shoreham)","2016-06-30",2016,"NYISO","NY",40.942310999999997,-72.890291000000005,3.944979,"PV","c-Si",14.25,9.5,1.5,"Fixed Tilt","Fixed Tilt",25,181,null,null,null,null,null,99.64,7,null,155.31558888711936,null,null,null,null,null,null,null,null,null,0.20633261235279982,0.20344869021869738,0.20949291035808701,0.18395887259131435,0.20622446527277102,0.20079307858687814]
[60869,"Pearblossom Solar Project (Solar Star California, XLIV)","2016-12-31",2016,"CAISO","CA",34.512031,-117.916721,5.8600630000000002,"PV","c-Si",11.9,9.5,1.2526315789473685,"Tracking","Single Axis","Tracking",180,null,null,null,null,null,46.61,7.45,null,84.335257860738878,null,null,null,null,null,null,null,null,null,0.31791636625811104,0.300732996875751,0.31654650324441241,0.30427331991180134,0.31449170872386445,0.31999519346310989]
[60548,"NorWest Energy 2 (NEFF)","2016-12-31",2016,"West (non-ISO)","OR",44.067650999999998,-121.22899099999999,4.5099559999999999,"PV","c-Si",13.9,9.9,1.404040404040404,"Tracking","Single Axis","Tracking",180,null,null,null,null,null,49.13,17.11,null,92.956709262582223,null,null,null,null,null,null,null,null,null,null,0.24974632166412983,0.23875743738757424,0.25774594763665798,0.2565841058991743,0.23369540150362061]
[60976,"Collier (Oregon Solar Land Holding, OSLH)","2016-12-31",2016,"West (non-ISO)","OR",44.061000999999997,-121.22800100000001,4.5099559999999999,"PV","c-Si",13.77,9.9,1.3909090909090909,"Tracking","Single Axis","Tracking",180,null,null,null,null,null,49.01,17.12,null,137.57868531813457,null,null,null,null,null,null,null,null,null,0.22953277062866095,0.240279507402795,0.24094829574281626,0.27415548931942368,0.26189982011899809,0.26035468843688014]
[1355,"E W Brown Solar Facility","2016-04-22",2016,"Southeast (non-ISO)","KY",37.776141000000003,-84.719010999999995,4.1276859999999997,"PV","c-Si",14.272000000000002,10,1.4272000000000002,"Fixed Tilt","Fixed Tilt",16,180,"PV+Fossil",null,null,null,null,null,null,null,124.76747499486981,null,null,null,null,null,null,null,null,null,0.19918949771689498,0.19440639269406393,0.19960045662100456,0.18903688524590165,0.18866438356164383,0.19454337899543378]
[58627,"Western Antelope Dry Ranch Solar (WADR, Lancaster Choice Energy)","2016-12-16",2016,"CAISO","CA",34.688889000000003,-118.320278,5.6208549999999997,"PV","c-Si",12.748050000000001,10,1.2748050000000002,"Tracking","Single Axis","Tracking",180,null,null,null,null,null,46.02,7.3,52.198147416580163,74.306529213968119,null,null,null,null,null,null,null,null,null,0.30979452054794526,0.30155251141552514,0.30398401826484023,0.29567395264116575,0.29606164383561651,0.30603881278538814]
[60332,"Open Range Solar Center","2016-09-30",2016,"West (non-ISO)","OR",43.797750999999998,-117.062291,4.5546980000000001,"PV","c-Si",13.1,10,1.31,"Tracking","Single Axis","Tracking",180,null,null,null,null,null,52.02,30.17,null,86.48896769870494,null,null,null,null,null,null,null,null,null,0.23742009132420094,0.25826484018264839,0.26146118721461192,0.26006375227686701,0.26097031963470319,0.25247716894977168]
[60334,"Thunderegg Solar Center","2016-11-30",2016,"West (non-ISO)","OR",43.932841000000003,-116.98844099999999,4.6049530000000001,"PV","c-Si",13.090999999999999,10,1.3090999999999999,"Tracking","Single Axis","Tracking",180,null,null,null,null,null,51.59,30.56,null,88.748028701805978,null,null,null,null,null,null,null,null,null,0.23175799086757992,0.2549200913242009,0.25621004566210048,0.25684198542805098,0.25729452054794522,0.24528538812785389]
[60335,"Vale Air Solar Center","2016-11-30",2016,"West (non-ISO)","OR",43.965060999999999,-117.257661,4.5798360000000002,"PV","c-Si",13.090999999999999,10,1.3090999999999999,"Tracking","Single Axis","Tracking",180,null,null,null,null,null,50.38,30.64,null,88.766657097173024,null,null,null,null,null,null,null,null,null,0.22674657534246578,0.2495776255707762,0.25029680365296803,0.25551001821493624,0.25845890410958905,0.24630136986301371]
[60511,"Clear Spring Ranch PV Project","2016-10-21",2016,"West (non-ISO)","CO",38.601851000000003,-104.693851,5.0011929999999998,"PV","c-Si",13.9,10,1.3900000000000001,"Tracking","Single Axis","Tracking",181,null,null,null,null,null,37.04,26.73,null,76.374957761221822,null,null,null,null,null,null,null,null,null,0.25101598173515982,0.31093607305936077,0.27117579908675804,0.27338342440801455,0.25461187214611869,0.25702054794520546]
[60604,"Wye Mills Solar (Wye Mills VNEM)","2016-09-01",2016,"PJM","MD",38.938460999999997,-76.045580999999999,4.1922280000000001,"PV","c-Si",13.693680000000001,10,1.3693680000000001,"Tracking","Single Axis","Tracking",180,null,null,null,null,null,75.3,11.98,null,154.93513127977184,null,null,null,null,null,null,null,null,null,0.23464611872146124,0.20390410958904109,0.20560502283105028,0.17021857923497269,0.21713470319634698,0.22495433789954339]
[60993,"Darlington Solar","2016-12-31",2016,"Southeast (non-ISO)","SC",34.321950999999999,-79.918510999999995,4.5967979999999997,"PV","c-Si",14.029,10,1.4029,"Fixed Tilt","Fixed Tilt",20,180,null,null,null,null,null,79.81,4.4800000000000004,null,92.933176332503209,null,null,null,null,null,null,null,null,null,0.23618721461187214,0.22559360730593608,0.21450913242009137,0.1724954462659381,0.21449771689497718,0.21275114155251137]
[62903,"NorthPark Solar","2016-02-28",2016,"PJM","NJ",40.257725999999998,-74.441969999999998,3.990332,"PV","c-Si",12.3,10.6,1.1603773584905661,"Fixed Tilt","Fixed Tilt",25,180,null,null,null,null,null,69.58,15.74,null,null,null,null,null,null,null,null,null,null,null,null,null,0.17677909881967785,0.17073280750592848,0.16921900577237878,0.15699577840958048]
[60226,"Rancho SECO Solar I","2016-07-03",2016,"West (non-ISO)","CA",38.343510999999999,-121.11693099999999,5.0638370000000004,"PV","Thin-Film",12.5,10.88,1.1488970588235294,"Tracking","Single Axis","Tracking",180,null,null,null,null,null,null,null,77.075682526690784,107.34933372621441,null,null,null,null,null,null,null,null,null,0.24845554660220248,0.25433118452860592,0.23843548549556801,0.23964653313511186,0.23415466357775983,0.18536588436744553]
["59819, 63554","Mohave Electric At Fort Mohave AZ (Mohave Electric Cooperative at Joy Lane)","2016-10-30",2016,"West (non-ISO)","AZ",34.984020999999998,-114.55627,5.6959850000000003,"PV","c-Si",13.81,10.9,1.2669724770642201,"Tracking","Single Axis","Tracking",180]
[61342,"Barrett PV (BWC Barrett Street, BWC French River+BWC Stillwater River)","2016-11-30",2016,"ISO-NE","MA",42.162641000000001,-71.868590999999995,3.836436,"PV","c-Si",16.440000000000001,11.93,1.3780385582564965,"Fixed Tilt","Fixed Tilt",25,180,null,null,null,null,null,71.599999999999994,4.99,null,190.03839833004992,null,null,null,null,null,null,null,null,null,0.17911753110802361,0.15783661924391523,0.18893507408130383,0.18673935846170051,0.17667749849770539,0.18126093230296977]
[60764,"Victory Solar","2016-12-31",2016,"West (non-ISO)","CO",39.792740999999999,-104.437691,4.8457229999999996,"PV","c-Si",16.0398,12.831,1.2500818330605565,"Tracking","Single Axis","Tracking",180,null,null,null,null,null,45.45,37.43,null,94.046412920209249,null,null,null,null,null,null,null,null,null,0.25930706490310101,0.26404017951671693,0.26010777978134431,0.24481954635425171,0.25824834189742374,0.20818586834325684]
[60023,"SR Jenkins Fort Lupton (United Power)","2016-06-30",2016,"West (non-ISO)","CO",40.083371,-104.74757099999999,4.814457,"PV","Thin-Film",18.100000000000001,13,1.3923076923076925,"Tracking","Single Axis","Tracking",180,null,null,null,null,null,45.31,37.04,null,84.600820316194543,null,null,null,null,null,null,null,null,null,0.2679311556023885,0.27476290832455214,0.27118897084650512,0.28703411797674094,0.28440463645943098,0.27882859149982442]
[60735,"Longview Solar (Hebron Solar, LS Worcester Solar)","2016-02-28",2016,"PJM","MD",38.404451000000002,-75.672251000000003,4.2142090000000003,"PV","c-Si",17.817,13.6,1.3100735294117647,"Tracking","Single Axis","Tracking",181,null,null,null,null,null,83.23,14.56,null,115.63664136290228,null,null,null,null,null,null,null,null,null,0.23275919957023899,0.19154579640075209,0.21307581251678753,0.19782793581913638,0.21377249529948966,0.20500100725221596]
[59599,"Tropico Solar (Coronal Tulare 2)","2016-09-30",2016,"CAISO","CA",35.831310999999999,-119.05111100000001,5.3359829999999997,"PV","c-Si",18.2,14,1.3,"Tracking","Single Axis","Tracking",180,null,null,null,null,null,47.33,7.87,85.326913367305082,129.77613701690004,null,null,null,null,null,null,null,null,null,0.28887801696020876,0.28697814742335293,0.2794275929549902,0.26557214415820979,0.22064579256360078,0.21644651011089369]
[59747,"River Mountains Solar","2016-01-31",2016,"West (non-ISO)","NV",36.031616,-114.929399,5.6480959999999998,"PV","c-Si",18.667439999999999,14.4,1.2963499999999999,"Tracking","Single Axis","Tracking",180,null,null,null,null,null,44.53,19.93,null,109.43016133978264,null,null,null,null,null,null,null,null,null,0.27799181887366819,0.26993753170979201,0.26786846778285139,0.27251252276867033,0.22880200405885334,0.18454306189751399]
[60391,"NRG Spencer Community Solar Project (Solterra Monastery, Sja Solar, St Joseph Abbey Community Solar)","2016-12-31",2016,"ISO-NE","MA",42.285971000000004,-72.009381000000005,3.8145129999999998,"PV","c-Si",20.100000000000001,14.681999999999999,1.3690232938291789,"Fixed Tilt","Fixed Tilt",20,180,null,null,null,null,null,70.989999999999995,5.13,null,804.19578982695589,null,null,null,null,null,null,null,null,null,0.18060197340389472,0.17145835704764448,0.18173715026444956,0.19571720722175948,0.20466616781086275]
[60080,"CED Ducor 3 (SR Solis Crown)","2016-12-31",2016,"CAISO","CA",35.845377999999997,-119.05699199999999,5.3359829999999997,"PV","c-Si",19.6356,15,1.30904,"Tracking","Single Axis","Tracking",180,null,null,null,null,null,47.92,7.82,58.646559471953658,87.981477650342455,null,null,null,null,null,null,null,null,null,0.30099695585996949,0.29837899543378993,0.26802891933028922,0.28687006678809956,0.27347792998477932,0.26302891933028921]
[60787,"Williamston Speight Solar","2016-11-30",2016,"PJM","NC",35.894371,-77.163090999999994,4.4362649999999997,"PV","c-Si",20.9,15,1.3933333333333333,"Tracking","Single Axis","Tracking",180,null,null,null,null,null,83.36,9.8000000000000007,null,110.97746415685519,null,null,null,null,null,null,null,null,null,0.22521308980213087,0.19557077625570776,0.24576864535768647,0.23255160898603522,0.21567732115677321,0.18758751902587517]
[59570,"Mocksville Solar Facility","2016-12-31",2016,"Southeast (non-ISO)","NC",35.833821,-80.574670999999995,4.4623660000000003,"PV","c-Si",20,15.4,1.2987012987012987,"Fixed Tilt","Fixed Tilt",20,179,null,null,null,null,null,80.540000000000006,18.829999999999998,null,103.54214958712187,null,null,null,null,null,null,null,null,null,0.19673249125303921,0.19072080887149379,0.19969015003261578,0.19183343978425946,0.20139506612109351,0.20527930973136455]
[60702,"Rincon Solar I","2016-12-31",2016,"Southeast (non-ISO)","GA",32.292878999999999,-81.284401000000003,4.6848970000000003,"PV","c-Si",21.24738,15.7,1.3533363057324841,"Tracking","Single Axis","Tracking",180,null,null,null,null,null,72.91,14.95,null,119.26576439986225,null,null,null,null,null,null,null,null,null,0.26086292644620895,0.23172061774714256,0.21683680888811335,0.22474997969672716,0.22224645900590412,0.22833231538841875]
[61552,"Fort Detrick Solar","2016-02-10",2016,"PJM","MD",39.437781000000001,-77.450551000000004,4.0565709999999999,"PV","c-Si",18.598140000000001,15.7,1.1845949044585988,"Fixed Tilt","Fixed Tilt",15,180,null,null,null,null,null,90.12,10.42,null,130.60572597681082,null,null,null,null,null,null,null,null,null,0.14941977139865631,0.15413867318151414,0.16321292499200188,0.15875709164317289,0.14891806997644189,0.1630238780792834]
[60062,"Avalon Solar Phase II","2016-05-26",2016,"West (non-ISO)","AZ",32.042701000000001,-110.95893100000001,5.7775590000000001,"PV","c-Si",21.513999999999999,16,1.344625,"Tracking","Single Axis","Tracking",180,null,null,null,null,null,null,null,null,60.03067430157742,null,null,null,null,null,null,null,null,null,0.31389840182648404,0.30866152968036531,0.30534389269406398,0.31694700591985431,0.31083761415525113,0.31284960045662102]
[60555,"Selmer I (Selmer North)","2016-12-01",2016,"Southeast (non-ISO)","TN",35.140555999999997,-88.551111000000006,4.3718139999999996,"PV","Thin-Film",19.912499999999998,16,1.2445312499999999,"Tracking","Single Axis","Tracking",179,null,null,null,null,null,77,17.36,null,99.713999282924902,null,null,null,null,null,null,null,null,null,null,0.21069492009132421,0.21774400684931508,0.20903062386156648,0.2192494292237443,0.23406107305936072]
[60316,"Scott 1 Solar Farm (Powhatan Solar, Scott Timber Solar)","2016-12-31",2016,"PJM","VA",37.524951000000001,-77.936711000000003,4.3119290000000001,"PV","c-Si",22.9,17,1.3470588235294116,"Tracking","Single Axis","Tracking",180,null,null,null,null,null,80.45,8.56,null,136.97446014193665,null,null,null,null,null,null,null,null,null,0.18632634300295461,0.1188639202256245,0.14176067687348912,0.21322190078217079,0.19796535052377115,0.16502820306204674]
[60469,"Solar Glynn","2016-12-31",2016,"Southeast (non-ISO)","GA",31.274374999999999,-81.448356000000004,4.79183,"PV","c-Si",22.982400000000002,17.68,1.2999095022624436,"Fixed Tilt","Fixed Tilt",20,180,null,null,null,null,null,73.12,16.29,null,101.49362361424467,null,null,null,null,null,null,null,null,null,0.20466768138001015,0.19860476915271436,0.19833840690005075,0.19249645820684075,0.17835489599188228,0.20042491121258244]
[59249,"Rio Bravo Solar Project 1","2016-12-31",2016,"CAISO","CA",35.415981000000002,-119.629481,5.3259350000000003,"PV","c-Si",25.721550000000001,19.5,1.3190538461538461,"Tracking","Single Axis","Tracking",179,null,null,null,null,null,43.18,7.64,69.612598533520995,111.05341845003895,null,null,null,null,null,null,null,null,null,0.30703196347031958,0.2986073059360731,0.28004566210045667,0.25864071038251368,0.27567922374429221,0.26444063926940642]
[59250,"Rio Bravo Solar Project 2","2016-12-31",2016,"CAISO","CA",35.422500999999997,-119.629167,5.3259350000000003,"PV","c-Si",25.721550000000001,19.5,1.3190538461538461,"Tracking","Single Axis","Tracking",179,null,null,null,null,null,43.18,7.64,69.629932347896869,110.07452483682226,null,null,null,null,null,null,null,null,null,0.3059474885844749,0.29672945205479451,0.28305936073059357,0.26102572859744988,0.28426940639269405,0.26788812785388127]
[60318,"Woodland Solar Farm (VA) (Isle of Wight Solar Project)","2016-12-31",2016,"PJM","VA",36.891851000000003,-76.613270999999997,4.3386370000000003,"PV","c-Si",25.1,19.7,1.2741116751269037,"Tracking","Single Axis","Tracking",201,null,null,null,null,null,84.05,8.92,null,122.24148832246007,null,null,null,null,null,null,null,null,null,0.16550108147080028,0.16281542898341744,0.19606464792117279,0.19188596491228069,0.22208603701033405,0.16777817832251862]
[59513,"PSEG Meadows Solar Energy Center (Meadows PV1)","2016-06-01",2016,"PJM","NC",35.834881000000003,-77.123970999999997,4.4362649999999997,"PV","Thin-Film",25.890320000000003,19.998999999999999,1.2945807290364519,"Fixed Tilt","Fixed Tilt",20,181,null,null,null,null,null,81.06,10.210000000000001,null,110.63621866190266,null,null,null,null,null,null,null,null,null,0.18984967513215842,0.19568330014674248,0.19546639432428239,0.19412400492520074,0.19695048679374605,0.17623598074880914]
[59088,"Calipatria Solar Farm","2016-02-12",2016,"West (non-ISO)","CA",33.165832999999999,-115.532222,5.9063400000000001,"PV","Thin-Film",26.6,20,1.33,"Tracking","Single Axis","Tracking",180,null,null,null,null,null,null,null,null,117.8759408190022,null,null,null,null,null,null,null,null,null,0.25912671232876711,0.23928082191780822,0.23992579908675798,0.23803506375227687,0.24018835616438355,0.22537671232876713]
[59528,"NRG Solar Oasis","2016-01-31",2016,"CAISO","CA",34.648888999999997,-118.076667,5.8456029999999997,"PV","c-Si",27.8,20,1.3900000000000001,"Tracking","Single Axis","Tracking",180,null,null,null,null,null,46.6,6.89,null,88.066786790154907,null,null,null,null,null,null,null,null,null,0.33054223744292238,0.32602168949771687,0.31553652968036527,0.28938410746812387,0.29383561643835615,0.31421803652968033]
[59600,"Nicolis Solar PV Plant (Coronal Tulare 1)","2016-09-30",2016,"CAISO","CA",35.822341000000002,-119.039271,5.3359829999999997,"PV","c-Si",26,20,1.3,"Tracking","Single Axis","Tracking",180,null,null,null,null,null,47.93,7.87,82.666479626973455,122.9820448821437,null,null,null,null,null,null,null,null,null,0.28997716894977171,0.28472602739726027,0.2864954337899544,0.26846539162112937,0.22917808219178087,0.23265410958904106]
[59740,"SEPV Mojave West","2016-05-31",2016,"CAISO","CA",35.020330999999999,-118.278291,5.7908200000000001,"PV","c-Si",25,20,1.25,"Tracking","Single Axis","Tracking",180,null,null,null,null,null,45.07,7.35,null,80.895556865142453,null,null,null,null,null,null,null,null,null,0.32599315068493151,0.32672374429223744,0.31213470319634701,0.30080259562841533,0.31960045662100456,0.32037100456620998]
[59868,"Kingbird A Solar","2016-04-30",2016,"CAISO","CA",34.822510999999999,-118.43802100000001,5.7788789999999999,"PV","Thin-Film",25.5,20,1.2749999999999999,"Tracking","Single Axis","Tracking",180,null,null,null,null,null,45.25,7.29,66.765548261986837,60.084067700477476,null,null,null,null,null,null,null,null,null,0.33902968036529679,0.34643264840182658,0.32789954337899541,0.32110086520947179,0.33809931506849317,0.321912100456621]
[59961,"Western Antelope Blue Sky Ranch B (WABSRB)","2016-12-21",2016,"CAISO","CA",34.725881000000001,-118.31271099999999,5.7811769999999996,"PV","c-Si",25.855,20,1.2927500000000001,"Tracking","Single Axis","Tracking",180,null,null,null,null,null,45.85,7.21,65.157250015955313,70.969225451008455,null,null,null,null,null,null,null,null,null,0.30797945205479454,0.32656963470319639,0.31366438356164378,0.31346197632058292,0.31205479452054791,0.30792808219178081]
[59962,"North Lancaster Ranch","2016-12-14",2016,"CAISO","CA",34.719538,-118.313011,5.7811769999999996,"PV","c-Si",22.47,20,1.1234999999999999,"Fixed Tilt","Fixed Tilt",25,180,null,null,null,null,null,44.29,9.7799999999999994,102.45098867153942,114.41398179160119,null,null,null,null,null,null,null,null,null,0.22559360730593611,0.22007990867579907,0.22190639269406393,0.1917178961748634,0.2006792237442922,0.15982305936073057]
[59963,"Central Antelope Dry Ranch C (CADR C)","2016-05-31",2016,"CAISO","CA",34.720498999999997,-118.300461,5.7811769999999996,"PV","c-Si",22.47,20,1.1234999999999999,"Fixed Tilt","Fixed Tilt",25,180,null,null,null,null,null,44.38,9.7799999999999994,null,106.44586762348298,null,null,null,null,null,null,null,null,null,0.21213470319634703,0.22516552511415525,0.21878995433789955,0.18621357012750456,0.19928652968036531,0.1728310502283105]
[60039,"Frontier I Solar","2016-06-30",2016,"CAISO","CA",37.367440999999999,-121.14938100000001,5.2102529999999998,"PV","c-Si",28.024000000000001,20,1.4012,"Tracking","Single Axis","Tracking",180,null,null,null,null,null,46.65,7.44,60.944154142617847,73.731102603393296,null,null,null,null,null,null,null,null,null,0.29258561643835623,0.30360159817351606,0.29732876712328771,0.28241120218579235,0.2935159817351598,0.26592465753424654]
[60078,"CED Ducor 1 (SR Solis Vestal Almond)","2016-12-31",2016,"CAISO","CA",35.856278000000003,-119.068414,5.3359829999999997,"PV","c-Si",26.189399999999999,20,1.3094699999999999,"Tracking","Single Axis","Tracking",180,null,null,null,null,null,47.79,7.83,58.646559471953672,84.381157610091961,null,null,null,null,null,null,null,null,null,0.30581050228310502,0.29933789954337897,0.26675799086757984,0.28328210382513663,0.27559360730593602,0.26273401826484016]
[60079,"CED Ducor 2 (SR Solis Vestal Herder)","2016-12-31",2016,"CAISO","CA",35.844166999999999,-119.06806899999999,5.3359829999999997,"PV","c-Si",26.189399999999999,20,1.3094699999999999,"Tracking","Single Axis","Tracking",180,null,null,null,null,null,47.8,7.83,58.646559471953672,92.217447657632945,null,null,null,null,null,null,null,null,null,0.30396118721461185,0.29837899543378993,0.26467465753424657,0.28692509107468123,0.27508561643835616,0.26573630136986304]
[60081,"CED Ducor 4 (SR Solis Vestal Fireman)","2016-12-31",2016,"CAISO","CA",35.850403,-119.02699200000001,5.3359829999999997,"PV","c-Si",26.189399999999999,20,1.3094699999999999,"Tracking","Single Axis","Tracking",180,null,null,null,null,null,47.94,7.82,58.646559471953672,86.686560868617974,null,null,null,null,null,null,null,null,null,0.3048744292237443,0.29876141552511409,0.26543949771689496,0.27719717668488159,0.27376712328767122,0.26421803652968034]
[60091,"Kingbird B Solar","2016-04-30",2016,"CAISO","CA",34.822510999999999,-118.44442100000001,5.7788789999999999,"PV","Thin-Film",25.5,20,1.2749999999999999,"Tracking","Single Axis","Tracking",180,null,null,null,null,null,45.25,7.29,67.00921814615468,57.755868633941958,null,null,null,null,null,null,null,null,null,0.33832762557077628,0.33761415525114158,0.31247716894977168,0.32524476320582874,0.33371575342465754,0.34085616438356164]
[60279,"Antelope Big Sky Ranch Solar Facility (ABSR)","2016-08-16",2016,"CAISO","CA",34.694839000000002,-118.287691,5.7423840000000004,"PV","c-Si",26.31,20,1.3154999999999999,"Tracking","Single Axis","Tracking",180,null,null,null,null,null,46.54,7.15,66.28714692857622,76.486772886992611,null,null,null,null,null,null,null,null,null,0.32200913242009127,0.32700913242009139,0.31494292237442928,0.29658469945355193,0.29133561643835615,0.29703767123287672]
[60280,"Summer Solar of Lancaster (Summer Solar SCPPA)","2016-07-08",2016,"CAISO","CA",34.714703,-118.31100600000001,5.7811769999999996,"PV","c-Si",25.855,20,1.2927500000000001,"Tracking","Single Axis","Tracking",180,null,null,null,null,null,45.96,7.22,69.590671362744146,60.419794188266721,null,null,null,null,null,null,null,null,null,0.31999429223744291,0.32580479452054795,0.31172374429223743,0.30898793260473595,0.31670662100456626,0.36990867579908676]
[60319,"Whitehouse Solar Farm (Louisa Solar Project, SFAE VA121 PV Project)","2016-12-31",2016,"PJM","VA",38.021420999999997,-77.969730999999996,4.2446650000000004,"PV","c-Si",26.8,20,1.34,"Tracking","Single Axis","Tracking",190,null,null,null,null,null,86.62,9.09,null,131.10195115792672,null,null,null,null,null,null,null,null,null,0.20340182648401828,0.16258561643835617,0.21136415525114161,0.17806807832422583,0.213013698630137,0.16033105022831048]
[60386,"RE Garland A","2016-12-14",2016,"CAISO","CA",34.821452999999998,-118.497406,5.7788789999999999,"PV","c-Si",26.829268292682929,20,1.3414634146341464,"Tracking","Single Axis","Tracking",180,null,null,null,null,null,46.28,7,67.023238540072228,76.716980339191721,null,null,null,null,null,null,null,null,null,0.33591894977168951,0.34244292237442925,0.3289783105022831,0.30065459927140253,0.31674086757990866,0.27562785388127853]
[60485,"Longboat Solar","2016-12-31",2016,"CAISO","CA",34.903461,-117.103049,5.9165700000000001,"PV","c-Si",26.728155000000001,20,1.33640775,"Tracking","Single Axis","Tracking",181,null,null,null,null,null,47.75,7.12,null,94.945760630802837,null,null,null,null,null,null,null,null,null,0.33587899543378996,0.34452625570776257,0.29955479452054795,0.29825250455373409,0.29372146118721465,0.25515410958904106]
[60886,"Pavant Solar 3","2016-12-31",2016,"West (non-ISO)","UT",39.154474,-112.359849,5.004461,"PV","c-Si",25.8,20,1.29,"Tracking","Single Axis","Tracking",180,null,null,null,null,null,45.07,23.09,null,72.51039165915455,null,null,null,null,null,null,null,null,null,0.27407534246575338,0.28831050228310501,0.27473173515981736,0.28438638433515484,0.27563926940639266,0.26364155251141563]
[60741,"Old Midville Solar Project","2016-11-17",2016,"Southeast (non-ISO)","GA",32.822640999999997,-81.984981000000005,4.6830049999999996,"PV","c-Si",28.2,20.163,1.3986013986013985,"Tracking","Single Axis","Tracking",180,null,null,null,null,null,74.08,15.67,null,90.03361677714372,null,null,null,null,null,null,null,null,null,0.25610905820757174,0.23941293979183806,0.24314960922364012,0.23749971430473696,0.22189588642517821,0.19843979331009351]
[60381,"Sulphur Springs","2016-12-31",2016,"West (non-ISO)","AZ",32.066890999999998,-109.92144,5.7646829999999998,"PV","c-Si",22.968,20.5,1.1203902439024391,"Tracking","Single Axis","Tracking",180,null,null,null,null,null,null,null,null,64.564143358076763,null,null,null,null,null,null,null,null,null,0.30228881278538811,0.31070205479452051,0.29638127853881285,0.30852117486338793,0.30548515981735158,0.30396118721461185]
[59900,"Corcoran Solar 3","2016-02-29",2016,"CAISO","CA",36.148381000000001,-119.58944099999999,5.2914839999999996,"PV","c-Si",28,21.19,1.3213780084945728,"Tracking","Single Axis","Tracking",180,null,null,null,null,null,44.7,7.84,null,74.197546307034429,null,null,null,null,null,null,null,null,null,0.29740296803652966,0.29998287671232876,0.2839897260273973,0.26602914389799637,0.28665525114155249,0.30123858447488583]
[59891,"Butler Solar Farm","2016-02-01",2016,"Southeast (non-ISO)","GA",32.576191000000001,-84.317211,4.5821170000000002,"PV","Thin-Film",29,22,1.3181818181818181,"Tracking","Single Axis","Tracking",197,null,null,null,null,null,72.819999999999993,15.03,null,86.311033224033565,null,null,null,null,null,null,null,null,null,0.2377682648401826,0.22432648401826483,0.2309360730593607,0.21820355191256835,0.22523401826484019,0.23345319634703196]
[59251,"Caprock Solar 1","2016-12-31",2016,"SPP","NM",34.986041,-103.624961,5.4588409999999996,"PV","c-Si",32.4,25,1.296,"Tracking","Single Axis","Tracking",180,null,null,null,null,null,55.31,19.03,43.839682019519024,67.196071927291044,null,null,null,null,null,null,null,null,null,0.31500913242009132,0.30963926940639269,0.29368036529680364,0.28125227686703097,0.23650228310502283,0.31068036529680365]
[59863,"Fort Gordon Solar Facility","2016-10-30",2016,"Southeast (non-ISO)","GA",33.386581,-82.131050999999999,4.5986760000000002,"PV","c-Si",42.5,30,1.4166666666666667,"Fixed Tilt","Fixed Tilt",20,195,null,null,null,null,null,74.3,16.75,null,107.86895259912018,null,null,null,null,null,null,null,null,null,0.22370243531202438,0.21510654490106543,0.21519786910197869,0.2044778384942319,0.21462328767123287,0.2169558599695586]
[59864,"King's Bay Solar Facility (Naval Submarine Base (SUBASE))","2016-12-31",2016,"Southeast (non-ISO)","GA",30.830441,-81.558809999999994,4.771299,"PV","c-Si",41.5,30,1.3833333333333333,"Fixed Tilt","Fixed Tilt",16,180,null,null,null,null,null,73.53,14.35,null,104.45253393717178,null,null,null,null,null,null,null,null,null,0.22715753424657534,0.21006849315068493,0.22614155251141552,0.21141848816029143,0.18055555555555555,0.21619863013698631]
[59865,"Fort Stewart Solar Facility","2016-10-30",2016,"Southeast (non-ISO)","GA",31.903970999999999,-81.591081000000003,4.6804870000000003,"PV","c-Si",43.5,30,1.45,"Fixed Tilt","Fixed Tilt",20,195,null,null,null,null,null,73.92,16.2,null,114.73552706265549,null,null,null,null,null,null,null,null,null,0.22222602739726027,0.20059360730593606,0.20649923896499239,0.19168564055859139,0.1815981735159817,0.20249238964992389]
[60285,"Red Horse 3","2016-07-30",2016,"West (non-ISO)","AZ",32.269171,-110.15275099999999,5.7559740000000001,"PV","c-Si",37.700000000000003,30,1.2566666666666668,"Tracking","Single Axis","Tracking",180,null,null,null,null,null,null,null,47.080292860235978,73.255149930520801,null,null,null,null,null,null,null,null,null,0.30193302891933027,0.30908675799086766,0.2878729071537291,0.29250531268973895,0.28250761035007604,0.27633561643835619]
[60304,"PSEG San Isabel Solar","2016-12-31",2016,"West (non-ISO)","CO",37.371640999999997,-104.474081,5.1506759999999998,"PV","c-Si",37.9,30,1.2633333333333332,"Tracking","Single Axis","Tracking",180,null,null,null,null,null,43.04,31.73,42.329210969505631,68.173333792059424,null,null,null,null,null,null,null,null,null,0.2536834094368341,0.28697488584474884,0.28177701674277017,0.29392455980570736,0.28842465753424656,0.28777016742770167]
[59894,"Pawpaw Solar Plant","2016-03-01",2016,"Southeast (non-ISO)","GA",32.573430999999999,-84.257610999999997,4.5850030000000004,"PV","c-Si",42.5,30.48,1.3943569553805775,"Tracking","Single Axis","Tracking",180,null,null,null,null,null,73.31,15.73,58.968779885974001,89.514021661694443,null,null,null,null,null,null,null,null,null,0.25316590563165908,0.24555175038051755,0.25481735159817354,0.23272237401335763,0.24511796042617962,0.25247336377473362]
[60351,"PSEG Rawhide Flats Solar Energy Center (Bison Solar, Larimer Solar)","2016-10-31",2016,"West (non-ISO)","CO",40.863809000000003,-105.011101,4.4396740000000001,"PV","c-Si",36.299999999999997,32.400000000000006,1.12037037037037,"Tracking","Single Axis","Tracking",180,null,null,null,null,null,45.29,28.98,49.635785085502356,71.814793941427723,null,null,null,null,null,null,null,null,null,0.20846721912170935,0.22674615254523936,0.2158943570663511,0.2206593357170164,0.21898077681943748,0.23279567619369759]
[60149,"Innovative Solar 43","2016-12-31",2016,"Southeast (non-ISO)","NC",34.533191000000002,-78.311041000000003,4.4946539999999997,"PV","c-Si",50.776740000000004,38.9,1.3053146529562984,"Fixed Tilt","Fixed Tilt",20,181,null,null,null,null,null,79.150000000000006,17.07,null,82.654170706647562,null,null,null,null,null,null,null,null,null,0.20440832951837642,0.20382728222464822,0.22303705790517786,0.18754302049531521,0.19998297942270904,0.20447582491108224]
[59164,"Elm City Solar Facility (formerly Nan Solar Center)","2016-03-01",2016,"Southeast (non-ISO)","NC",35.782060999999999,-77.847140999999993,4.4523299999999999,"PV","Thin-Film",53.62,40,1.3405,"Fixed Tilt","Fixed Tilt",25,181,null,null,null,null,null,79.95,4.8600000000000003,null,95.883035324037323,null,null,null,null,null,null,null,null,null,0.23421803652968037,0.22652682648401826,0.22727739726027396,0.21446948998178511,0.22384417808219179,0.20601598173515981]
[59964,"Elevation Solar C","2016-12-21",2016,"CAISO","CA",34.726981000000002,-118.303251,5.7811769999999996,"PV","c-Si",51.136000000000003,40,1.2784,"Tracking","Single Axis","Tracking",180,null,null,null,null,null,45.52,6.54,60.741006962142436,68.581552509858497,null,null,null,null,null,null,null,null,null,0.31497431506849316,0.33087043378995434,0.31600742009132421,0.31446664389799633,0.31187214611872144,0.31053367579908675]
[60445,"Idaho Solar 1 (Boise Solar Farm)","2016-09-23",2016,"West (non-ISO)","ID",43.440921000000003,-116.32843099999999,4.6478890000000002,"PV","c-Si",54.625,40,1.3656250000000001,"Tracking","Single Axis","Tracking",180,null,null,null,null,null,52.62,30.46,null,93.88473117992244,null,null,null,null,null,null,null,null,null,0.25307648401826488,0.27753424657534248,0.26863013698630139,0.26765710382513663,0.26944920091324198,0.26826484018264835]
[59317,"Beacon Solar 4 ( Hecate Energy Beacon 4 Photovoltaic Project)","2016-12-09",2016,"West (non-ISO)","CA",35.251790999999997,-118.024281,5.8451440000000003,"PV","c-Si",56.47,50,1.1294,"Tracking","Single Axis","Tracking",180,null,null,null,null,null,45.2,15.83,59.338836266836473,69.864272404614582,null,null,null,null,null,null,null,null,null,0.26436301369863013,0.28615753424657536,0.28062785388127853,0.28017304189435338,0.28317123287671231,0.2868287671232877]
[60186,"Antelope DSR 1","2016-12-16",2016,"CAISO","CA",34.656120999999999,-118.290481,5.7423840000000004,"PV","c-Si",62.5,50,1.25,"Tracking","Single Axis","Tracking",180,null,null,null,null,null,46.08,6.95,51.021102448466671,66.566593695142956,null,null,null,null,null,null,null,null,null,0.30110045662100454,0.30241780821917807,0.29242009132420094,0.29158469945355192,0.29956621004566208,0.29258675799086759]
[60413,"Apple Bonnybrooke Solar","2016-11-30",2016,"West (non-ISO)","AZ",33.053000999999995,-111.340001,5.796926,"PV","c-Si",62.64,50,1.2527999999999999,"Tracking","Single Axis","Tracking",180,null,null,null,null,null,null,null,null,66.795612046379489,null,null,null,null,null,null,null,null,null,0.30789041095890413,0.31683561643835623,0.31082420091324203,0.32076502732240436,0.30813242009132419,0.30812785388127856]
[60449,"PSEG Pavant 2","2016-11-01",2016,"West (non-ISO)","UT",39.157291000000001,-112.354951,5.004461,"PV","c-Si",62.7,50,1.254,"Tracking","Single Axis","Tracking",180,null,null,null,null,null,45.06,22.37,null,75.082864895615714,null,null,null,null,null,null,null,null,null,0.27208904109589044,0.2775502283105023,0.26274429223744294,0.28327413479052821,0.26981278538812786,0.26580821917808217]
[59945,"Granite Mountain Solar West (Three Cedars)","2016-09-01",2016,"West (non-ISO)","UT",37.786270999999999,-113.280011,5.2480250000000002,"PV","c-Si",62.5,50.4,1.2400793650793651,"Tracking","Single Axis","Tracking",179,null,null,null,null,null,43.65,22.62,null,71.596981810962035,null,null,null,null,null,null,null,null,null,0.28985241356816704,0.27987741900413132,0.28411973617453068,0.29654611920663831,0.28333378633036166,0.25063872580995866]
[60063,"Live Oak Solar","2016-12-31",2016,"Southeast (non-ISO)","GA",32.423797999999998,-82.102823999999998,4.6988300000000001,"PV","c-Si",null,51,null,"Fixed Tilt","Fixed Tilt",17,200,null,null,null,null,null,74.05,16.59,54.985595954965106,85.406900247159825,null,null,null,null,null,null,null,null,null,0.22179917629152118,0.21951159459217476,0.22869325812516789,0.21922434729811779,0.21751947354284179,0.22421658160981287]
[60554,"SR Hazlehurst Solar II","2016-12-31",2016,"Southeast (non-ISO)","GA",31.820211,-82.602070999999995,4.7210340000000004,"PV","Thin-Film",71.3,52.5,1.358095238095238,"Tracking","Single Axis","Tracking",180,null,null,null,null,null,73.319999999999993,15.03,48.578673591941765,97.766853392849484,null,null,null,null,null,null,null,null,null,0.22207001522070016,0.25628180039138942,0.23609915198956294,0.24887633359354672,0.2501239399869537,0.24503152859317243]
[60590,"TID Solar Generating Station (Golden Fields Solar I , Rosamond West Solar Project II)","2016-12-31",2016,"CAISO","CA",34.840150999999999,-118.391161,5.7757949999999996,"PV","c-Si",67.400000000000006,54,1.2481481481481482,"Tracking","Single Axis","Tracking",180,null,null,null,null,null,45.78,6.24,46.417337855442248,79.766703622445277,null,null,null,null,null,null,null,null,null,0.31782090309487571,0.32270209707424319,0.31485709453745986,0.26328172434729813,0.2592106375782175,0.32545027904616947]
[60591,"Stanford Solar Generating Station (Solar Star California  XLI  ,Rosamond West Solar Project I)","2016-12-31",2016,"CAISO","CA",34.830401000000002,-118.395841,5.7757949999999996,"PV","c-Si",67.400000000000006,54,1.2481481481481482,"Tracking","Single Axis","Tracking",180,null,null,null,null,null,45.77,6.14,46.990659164671953,80.19814974685174,null,null,null,null,null,null,null,null,null,0.32064941653982748,0.33159352274649079,0.3292089463893117,0.24985874991567159,0.2335764417385422,0.33080711990529343]
[59316,"Beacon Solar 3 ( Hecate Energy Beacon 3 Photovoltaic Project)","2016-12-09",2016,"West (non-ISO)","CA",35.248480999999998,-118.00881099999999,5.8451440000000003,"PV","c-Si",62.95,56,1.124107142857143,"Tracking","Single Axis","Tracking",180,null,null,null,null,null,45.63,15.87,59.338836266836473,66.861152396549386,null,null,null,null,null,null,null,null,null,0.26908838878016961,0.29157901174168299,0.28171681343770383,0.28139230418943534,0.28433219178082192,0.28735934442270061]
[59523,"Five Points Solar Park","2016-08-30",2016,"CAISO","CA",36.392040999999999,-120.238331,5.3629389999999999,"PV","c-Si",84,60,1.4,"Tracking","Single Axis","Tracking",179,null,null,null,null,null,43.15,7.08,52.153991412523574,70.324146626323085,null,null,null,null,null,null,null,null,null,0.28345129375951295,0.30846461187214613,0.27498477929984777,0.2555650425015179,0.26986111111111116,0.26480974124809742]
[60611,"Summit Farms Solar (Phase 1)","2016-12-01",2016,"PJM","NC",36.474820999999999,-76.151330999999999,4.3991259999999999,"PV","c-Si",84.2,60,1.4033333333333333,"Tracking","Single Axis","Tracking",181,null,null,null,null,null,84.39,11.03,53.346778043069001,107.71093659641161,null,null,null,null,null,null,null,null,null,0.23912100456621005,0.21832952815829529,0.23251141552511415,0.22852534911961142,0.21135844748858448,0.19699581430745813]
[60389,"RE Barren Ridge 1 / RE Cinco Solar Project (Apollo Solar Project?)","2016-08-30",2016,"West (non-ISO)","CA",35.204730999999995,-118.06875099999999,5.8451440000000003,"PV","c-Si",78,62,1.2580645161290323,"Tracking","Single Axis","Tracking",180,null,null,null,null,null,45.68,15.89,63.602198479421361,77.450767959799023,null,null,null,null,null,null,null,null,null,0.3276789659743703,0.32600714390926505,0.30083222860509645,0.30960433926787706,0.31537229341581968,0.31180217999705406]
[60405,"Chaves County Solar I","2016-10-07",2016,"SPP","NM",33.446111000000002,-104.442021,5.5833399999999997,"PV","c-Si",95.6,70,1.3657142857142857,"Tracking","Single Axis","Tracking",180,null,null,null,null,null,61.16,20.21,39.161625887627565,69.448563013735281,null,null,null,null,null,null,null,null,null,0.28386497064579258,0.30569960861056744,0.27043378995433792,0.28866933385376009,0.26598173515981738,0.26531637312459228]
[60406,"Roswell Solar","2016-10-07",2016,"SPP","NM",33.460731000000003,-104.460111,5.5833399999999997,"PV","c-Si",95.6,70,1.3657142857142857,"Tracking","Single Axis","Tracking",180,null,null,null,null,null,61.22,20.079999999999998,38.669916383582112,73.256124689271431,null,null,null,null,null,null,null,null,null,0.27959556425309851,0.30727332028701893,0.26828440965427269,0.28484257090814469,0.26211024135681671,0.26285225048923677]
[59993,"FPL Babcock Ranch Solar Energy Center","2016-12-31",2016,"Southeast (non-ISO)","FL",26.861621,-81.742821000000006,5.0537130000000001,"PV","c-Si",123,74.5,1.651006711409396,"Fixed Tilt","Fixed Tilt",20,195,"PV+Storage","Lithium-ion",2018,10,40,68.790000000000006,36.89,null,79.314306518911152,null,null,null,null,null,null,null,null,null,0.25140510557445372,0.25281174343415769,0.24678986240078454,0.24002304372807179,0.24203977812509578,0.23754405320094388]
[60014,"FPL Manatee Solar Energy Center","2016-12-31",2016,"Southeast (non-ISO)","FL",27.619710999999999,-82.354971000000006,5.0141650000000002,"PV","c-Si",123,74.5,1.651006711409396,"Fixed Tilt","Fixed Tilt",20,195,"PV+Storage",null,2021,409,900,68.739999999999995,64.77,null,110.65118515459328,null,null,null,null,null,null,null,null,null,0.25846281143697708,0.25471177714443322,0.25175446661150441,0.24685058862361095,0.24692776807330452,0.14837884220526493]
[60061,"FPL Citrus Solar Energy Center","2016-12-31",2016,"Southeast (non-ISO)","FL",27.321511000000001,-81.801691000000005,5.0437859999999999,"PV","c-Si",123,74.5,1.651006711409396,"Fixed Tilt","Fixed Tilt",20,180,"PV+Storage","Lithium-ion",2018,4,16,68.39,36.979999999999997,null,82.6626828838683,null,null,null,null,null,null,null,null,null,0.25287150255891638,0.25337868897673993,0.25104655082590177,0.23825656165572548,0.24455885507646102,0.23524562532561061]
[59589,"Rutherford Farm","2016-12-31",2016,"Southeast (non-ISO)","NC",35.257280999999999,-81.830111000000002,4.5246130000000004,"PV","c-Si",92,74.8,1.2299465240641712,"Fixed Tilt","Fixed Tilt",25,178,null,null,null,null,null,80.680000000000007,17.489999999999998,null,84.721411040322266,null,null,null,null,null,null,null,null,null,0.21243254462432551,0.20109027421678516,0.21059965081923188,0.19995336684102361,0.20948556882279695,0.21076905232827883]
[59977,"RE Astoria 2","2016-12-31",2016,"CAISO","CA",34.836561000000003,-118.483661,5.7788789999999999,"PV","c-Si",94.9,75,1.2653333333333334,"Tracking","Single Axis","Tracking",180,null,null,null,null,null,45.77,5.74,59.801478218667924,69.37892445012038,null,null,null,null,null,null,null,null,null,0.32176103500761033,0.34899543378995435,0.32767884322678842,0.33562537947783849,0.34976103500761035,0.3534718417047184]
[60058,"River Bend Solar (AL)","2016-09-30",2016,"Southeast (non-ISO)","AL",34.837060999999999,-87.8429,4.3994479999999996,"PV","c-Si",100.2,75,1.3360000000000001,"Tracking","Single Axis","Tracking",180,null,null,null,null,null,76.86,17.43,60.187377872744094,77.075181935259351,null,null,null,null,null,null,null,null,null,0.22857534246575342,0.22529071537290715,0.22753120243531202,0.19841226472374013,0.22885388127853881,0.24860273972602739]
[60082,"White Oak Solar","2016-07-01",2016,"Southeast (non-ISO)","GA",33.035471000000001,-82.107111000000003,4.6657500000000001,"PV","c-Si",112.6,76.5,1.4718954248366012,"Fixed Tilt","Fixed Tilt",17,200,null,null,null,null,null,74.59,17.22,54.927327343711738,84.006934821162901,null,null,null,null,null,null,null,null,null,0.23769063180827887,0.22472468439430568,0.22773748768913962,0.21507315737466809,0.21502671083654162,0.22253409735279195]
[59671,"Hope Mills Solar (Innovative Solar 46)","2016-12-20",2016,"Southeast (non-ISO)","NC",34.918011,-78.933060999999995,4.5149369999999998,"PV","c-Si",100.04960000000001,78.5,1.2745171974522294,"Tracking","Single Axis","Tracking",185,null,null,null,null,null,80.55,17.25,null,96.104249950590969,null,null,null,null,null,null,null,null,null,0.22682430270773346,0.21272694354768346,0.21791292208358781,0.21557290035153667,0.22024256173108803,0.21732542244713957]
[59386,"Enterprise Solar Plant (Four Brothers)","2016-09-12",2016,"West (non-ISO)","UT",37.644711000000001,-113.610991,5.4006239999999996,"PV","c-Si",105.1,80,1.31375,"Tracking","Single Axis","Tracking",180,null,null,null,null,null,41.88,20.57,null,56.727343565284933,null,null,null,null,null,null,null,null,null,0.32001569634703192,0.32154109589041097,0.31399257990867574,0.33432946265938068,0.31469178082191779,0.32475742009132419]
[59946,"Granite Mountain Solar East (Three Cedars)","2016-09-01",2016,"West (non-ISO)","UT",37.773051000000002,-113.230841,5.2480250000000002,"PV","c-Si",101.3,80,1.2662499999999999,"Tracking","Single Axis","Tracking",179,null,null,null,null,null,43.9,19.62,null,65.227157618825245,null,null,null,null,null,null,null,null,null,0.29778396118721462,0.29693350456621009,0.2912029109589041,0.3071322859744991,0.29769834474885842,0.29042522831050227]
[60068,"Grand View Solar Two","2016-12-31",2016,"West (non-ISO)","ID",43.016320999999998,-116.01181099999999,4.6863659999999996,"PV","c-Si",108,80,1.35,"Tracking","Single Axis","Tracking",180,null,null,null,null,null,50.98,29.56,null,63.660741520342832,null,null,null,null,null,null,null,null,null,0.23304223744292238,0.26021118721461189,0.25708904109589042,0.26542577413479052,0.27063356164383562,0.25146832191780821]
[60127,"Amazon Solar Farm US East 1 (EIA: Eastern Shore Solar, Ventyx: Oak Hall Solar, Dominion: Solar Alliance with AWS, Amazon: Amazon Solar Farm US East 1)","2016-10-31",2016,"PJM","VA",37.948810999999999,-75.571630999999996,4.3047950000000004,"PV","c-Si",105.4,80,1.3175000000000001,"Tracking","Single Axis","Tracking",182,null,null,null,null,null,83.66,15,70.402995032755342,111.73593957868179,null,null,null,null,null,null,null,null,null,0.22479737442922373,0.21927083333333339,0.23592180365296803,0.22118340163934427,0.22292808219178081,0.21487014840182647]
[60432,"Three Peaks Power Plant","2016-12-31",2016,"West (non-ISO)","UT",37.828681000000003,-113.127551,5.2485239999999997,"PV","c-Si",107.74763999999999,80,1.3468454999999999,"Tracking","Single Axis","Tracking",180,null,null,null,null,null,44.22,20.49,null,54.350823906337311,null,null,null,null,null,null,null,null,null,0.3148929794520548,0.32239012557077623,0.30924372146118723,0.31001679189435338,0.3205864726027397,0.30775399543378995]
[59387,"Escalante Solar I (Four Brothers)","2016-10-31",2016,"West (non-ISO)","UT",38.524920999999999,-113.03545099999999,5.164269,"PV","c-Si",105.1,80.016000000000005,1.313487302539492,"Tracking","Single Axis","Tracking",179,null,null,null,null,null,43.62,19.64,null,60.374186590335249,null,null,null,null,null,null,null,null,null,0.29512271689497716,0.29187928082191783,0.29273116438356162,0.28163422131147542,0.29577340182648404,0.30713184931506848]
[59388,"Escalante Solar II (Four Brothers)","2016-10-31",2016,"West (non-ISO)","UT",38.499951000000003,-113.028441,5.2347299999999999,"PV","c-Si",105.1,80.016000000000005,1.313487302539492,"Tracking","Single Axis","Tracking",179,null,null,null,null,null,43.65,20.010000000000002,null,61.212252993357815,null,null,null,null,null,null,null,null,null,0.29859589041095891,0.29680650684931503,0.29064069634703199,0.3107581967213115,0.2987685502283105,0.29921090182648402]
[59389,"Escalante Solar III (Four Brothers)","2016-10-31",2016,"West (non-ISO)","UT",38.498430999999997,-112.986851,5.2151329999999998,"PV","c-Si",105.3,80.016000000000005,1.3159868026394719,"Tracking","Single Axis","Tracking",179,null,null,null,null,null,40.020000000000003,20.43,null,61.097764365275502,null,null,null,null,null,null,null,null,null,0.29672517123287673,0.29471603881278541,0.29172659817351598,0.30416097449908924,0.27868007990867583,0.30195490867579911]
[59941,"Iron Springs Solar (Three Cedars)","2016-08-15",2016,"West (non-ISO)","UT",37.725620999999997,-113.159631,5.2294999999999998,"PV","c-Si",101.05800000000001,80.016000000000005,1.2629724055188962,"Tracking","Single Axis","Tracking",179,null,null,null,null,null,44.23,20.04,null,61.927568530452845,null,null,null,null,null,null,null,null,null,0.30251855022831048,0.30222031963470319,0.29712328767123292,0.31272199453551913,0.29394549086757993,0.29574058219178084]
[60185,"Solverde 1 Solar Facility","2016-12-20",2016,"CAISO","CA",34.655693999999997,-118.29816599999999,5.7423840000000004,"PV","c-Si",106.3,85,1.2505882352941176,"Tracking","Single Axis","Tracking",180,null,null,null,null,null,46.68,7.14,53.621992136072251,67.833911432247561,null,null,null,null,null,null,null,null,null,0.2997945205479452,0.30071716357775985,0.29391888262154175,0.29151264330868959,0.29906795594950308,0.28455680902497987]
[59814,"Copper Mountain Solar 4","2016-09-30",2016,"CAISO","NV",35.788471000000001,-114.980101,5.6636730000000002,"PV","c-Si",125.2,93.6,1.3376068376068377,"Tracking","Single Axis","Tracking",180,null,null,null,null,null,45.05,6.88,58.417567474057513,76.651165695985185,null,null,null,null,null,null,null,null,null,0.30370053272450542,0.32176779651094728,0.32438751317175984,0.32534994667849865,0.29903309526597205,0.29098002770947984]
[59150,"RE Mustang Solar","2016-08-23",2016,"CAISO","CA",36.233341000000003,-119.913381,5.3587309999999997,"PV","c-Si",134.4,100,1.3440000000000001,"Tracking","Single Axis","Tracking",179,"PV+Storage","Lithium iron phosphate",2021,75,300,41.39,7.36,59.676593847649485,90.985817593290548,null,null,null,null,null,null,null,null,null,0.30232077625570775,0.29574315068493157,0.2821632420091324,0.26329121129326044,0.23556392694063927,0.24843721461187215]
[59852,"North Star Solar Project","2016-10-20",2016,"MISO","MN",45.486161000000003,-92.895240999999999,3.765085,"PV","c-Si",138,100,1.38,"Tracking","Single Axis","Tracking",180,null,null,null,null,null,56.19,19.66,68.503897219962312,103.87887153708226,null,null,null,null,null,null,null,null,null,0.21623515981735159,0.22517922374429225,0.20318721461187214,0.22541666666666665,0.2334783105022831,0.22003310502283105]
[59976,"RE Astoria 1","2016-12-31",2016,"CAISO","CA",34.844591000000001,-118.450811,5.7788789999999999,"PV","c-Si",130.80000000000001,100,1.3080000000000001,"Tracking","Single Axis","Tracking",179,null,null,null,null,null,45.86,6.12,null,73.625044852949415,null,null,null,null,null,null,null,null,null,0.30931735159817353,0.32863356164383561,0.32261073059360729,0.32668602003642988,0.34306849315068494,0.33167465753424658]
[60352,"Boulder Solar Project 1","2016-12-31",2016,"West (non-ISO)","NV",35.835901,-114.974121,5.4780170000000004,"PV","c-Si",124.9,100,1.2490000000000001,"Tracking","Single Axis","Tracking",180,null,null,null,null,null,44.55,18.760000000000002,43.66457139775752,69.983227100033815,null,null,null,null,null,null,null,null,null,0.30993493150684931,0.31975228310502285,0.30608904109589041,0.32016051912568305,0.29736986301369861,0.305560502283105]
[60307,"Mesquite Solar 2","2016-12-31",2016,"CAISO","AZ",33.333041000000001,-112.921621,5.8711140000000004,"PV","c-Si",136.5,100.8,1.3541666666666667,"Tracking","Single Axis","Tracking",180,null,null,null,null,null,43.7,7.09,57.124879608344109,64.991047948459197,null,null,null,null,null,null,null,null,null,0.32943869138218451,0.32278643002101909,0.2899713252881061,0.29782233931824093,0.29015705406972531,0.28750815394651014]
[60064,"White Pine Solar","2016-07-01",2016,"Southeast (non-ISO)","GA",32.503791,-84.259530999999996,4.5850030000000004,"PV","c-Si",148.5,101.2,1.4673913043478259,"Fixed Tilt","Fixed Tilt",17,200,null,null,null,null,null,74.12,18.079999999999998,54.199208627953233,80.198382659364029,null,null,null,null,null,null,null,null,null,0.23292183298139224,0.2164166982511235,0.22630376125760279,0.21252146374651723,0.21878102044867978,0.22937309365242656]
[58975,"Henrietta Solar Project","2016-10-31",2016,"CAISO","CA",36.218806000000001,-119.80583300000001,5.3183069999999999,"PV","c-Si",127.9,102,1.253921568627451,"Tracking","Single Axis","Tracking",180,null,null,null,null,null,39.81,7.88,97.823433672328562,135.04364731624551,null,null,null,null,null,null,null,null,null,0.27993105918166356,0.28468640881009938,0.26456374787357867,0.26927077752776885,0.26889493240218465,0.25691646521622352]
[59896,"Butler Solar Project 103","2016-12-31",2016,"Southeast (non-ISO)","GA",32.559840999999999,-84.279881000000003,4.5850030000000004,"PV","Thin-Film",141.5,103,1.3737864077669903,"Tracking","Single Axis","Tracking",180,null,null,null,null,null,73.31,16.89,59.231880078512106,87.262211523703414,null,null,null,null,null,null,null,null,null,0.25821031165491865,0.25006317329432104,0.25513920290818815,0.24102516490706846,0.23726116061533006,0.24344771024515671]
[59532,"Springbok Solar Farm 1","2016-07-30",2016,"West (non-ISO)","CA",35.251721000000003,-117.956301,5.8586210000000003,"PV","c-Si",136.80000000000001,105,1.3028571428571429,"Tracking","Single Axis","Tracking",179,null,null,null,null,null,46.08,15.98,62.654212219562595,84.667571274507026,null,null,null,null,null,null,null,null,null,0.3253337682104806,0.32397586431833009,0.31538269188954121,0.31943251799809175,0.32158077843009347,0.33372689715155468]
[60093,"NextEra Blythe Solar I (110)","2016-03-07",2016,"CAISO","CA",33.680000999999997,-114.742001,5.7975969999999997,"PV","c-Si",154,109.8,1.4025500910746813,"Tracking","Single Axis","Tracking",181,"PV+Storage",null,2021,63,301.2,41.68,6.68,null,75.329797025558449,null,null,null,null,null,null,null,null,null,0.28350113531451954,0.31070085917941292,0.30169319892540186,0.30626972040570533,0.31304010612903493,0.30871509843551165]
[59207,"OCI Alamo 7 Solar","2016-08-30",2016,"ERCOT","TX",33.010120999999998,-99.600230999999994,5.1089190000000002,"PV","c-Si",132,112,1.1785714285714286,"Tracking","Dual-Axis","Tracking",null,null,null,null,null,null,67.75,null,null,91.685319585175776,null,null,null,null,null,null,null,null,null,0.26701978415260169,0.26525237258506323,0.27041919868163555,0.28118558863004495,0.2689289576681429,0.27495858653483018]
[59656,"Comanche Solar","2016-09-30",2016,"West (non-ISO)","CO",38.205278,-104.566667,5.1341099999999997,"PV","c-Si",156,120,1.3,"Tracking","Single Axis","Tracking",180,null,null,null,null,null,43.71,39.9,58.152535647524708,88.115960974220116,null,null,null,null,null,null,null,null,null,0.27153538812785394,0.28335235920852364,0.27665620243531203,0.27581492865816637,0.23670757229832573,0.22032819634703196]
[60092,"NextEra Blythe Solar II (125)","2016-10-30",2016,"CAISO","CA",33.680000999999997,-114.730001,5.7975969999999997,"PV","c-Si",161.5,131.19999999999999,1.2309451219512195,"Tracking","Single Axis","Tracking",181,"PV+Storage",null,2021,115,538.6,45.69,6.69,54.285758923701728,70.216567579890452,null,null,null,null,null,null,null,null,null,0.30371822446820362,0.30025441307495276,0.23690868972045889,0.24074137706028698,0.27241253897984191,0.30394444676467319]
[59897,"Taylor County Solar (Sandhills Solar Facility)","2016-10-31",2016,"Southeast (non-ISO)","GA",32.583055999999999,-84.297222000000005,4.5850030000000004,"PV","Thin-Film",180,146,1.2328767123287672,"Tracking","Single Axis","Tracking",180,null,null,null,null,null,73.260000000000005,16.16,60.965021863732694,86.689531542009846,null,null,null,null,null,null,null,null,null,0.23303621692625259,0.22593982610871327,0.23138331144054544,0.21027256905456995,0.21030993932570213,0.20558891599424534]
[57491,"(Tenaska) Imperial Solar Energy Center West (Csolar IV West)","2016-04-30",2016,"CAISO","CA",32.772224999999999,-115.77931100000001,5.7881270000000002,"PV","Thin-Film",182.29,148.69999999999999,1.2258910558170815,"Tracking","Single Axis","Tracking",180,null,null,null,null,null,45.02,7.55,99.812519796492566,73.841869959692389,null,null,null,null,null,null,null,null,null,0.29987133543987005,0.28962039348631829,0.30315320294915143,0.2986148625060176,0.30807792343383911,0.32853528141917931]
[60308,"Mesquite Solar 3","2016-12-31",2016,"CAISO","AZ",33.341391000000002,-112.951341,5.8711140000000004,"PV","c-Si",210,154,1.3636363636363635,"Tracking","Single Axis","Tracking",180,null,null,null,null,null,43.89,6.01,50.689632335068865,44.75836136707013,null,null,null,null,null,null,null,null,null,0.33531202435312024,0.33926103500761035,0.3391453576864536,0.34392152398299941,0.32960578386605782,0.34829375951293762]
[59840,"Springbok Solar Farm 2 (Fremont Solar)","2016-09-30",2016,"West (non-ISO)","CA",35.248251000000003,-117.972311,5.8586210000000003,"PV","c-Si",191,155,1.232258064516129,"Tracking","Single Axis","Tracking",179,null,null,null,null,null,45.91,15.93,52.825440512008065,76.876493013612475,null,null,null,null,null,null,null,null,null,0.3075695978789218,0.29973928413610257,0.30097289733392252,0.30186776543862742,0.30602592428929148,0.31501178376785977]
[59994,"RE Roserock","2016-11-23",2016,"ERCOT","TX",30.960208999999999,-103.306662,5.6109549999999997,"PV","c-Si",212.1,157.5,1.3466666666666667,"Tracking","Single Axis","Tracking",179,null,null,null,null,null,61.04,null,45.563031023747001,74.244451922962867,null,null,null,null,null,null,null,null,null,0.28730158730158728,0.18285496847140684,0.27900992969486121,0.29966316824240319,0.2520221787345075,0.26639051967819088]
[60233,"RE Garland","2016-11-30",2016,"CAISO","CA",34.825266999999997,-118.52498900000001,5.7571099999999999,"PV","c-Si",248.17073170731709,185,1.3414634146341464,"Tracking","Single Axis","Tracking",180,"PV+Storage",null,2021,88,352,46.09,6.72,51.100312682033682,71.054350090583284,null,null,null,null,null,null,null,null,null,0.33777119585338761,0.32477786005183268,0.2933728248796742,0.30036183724708315,0.29931074910526972,0.30682956929532273]
[59939,"RE Tranquility Solar","2016-09-26",2016,"CAISO","CA",36.581364999999998,-120.404471,5.3029460000000004,"PV","c-Si",257.7,205.3,1.2552362396492935,"Tracking","Single Axis","Tracking",180,"PV+Storage","Lithium-ion",2022,72,288,15.08,7.83,46.930812546547415,83.087745015463355,null,null,null,null,null,null,null,null,null,0.2532383837440253,0.27903202129860072,0.27433124929104746,0.2373952729889264,0.27086488866943792,0.2458608295689346]
[58644,"Silver State South Solar Project 1-8","2016-06-30",2016,"CAISO","NV",35.616630999999998,-115.336961,5.5147969999999997,"PV","Thin-Film",338.7,249.99999999999997,1.3548,"Tracking","Single Axis","Tracking",180,null,null,null,null,null,45.07,7,126.74197528628306,67.615802725332827,null,null,null,null,null,null,null,null,null,0.32473013698630138,0.32460913242009137,0.29898264840182653,0.30963160291438985,0.30682694063926946,0.29085205479452059]
[57859,"Moapa Southern Paiute (Moapa Solar Project)","2016-12-31",2016,"West (non-ISO)","NV",36.529950999999997,-114.770308,5.7123160000000004,"PV","Thin-Film",353,250,1.4119999999999999,"Fixed Tilt","Fixed Tilt",30,181,null,null,null,null,null,44.85,14.67,83.74292592436872,97.082838166994691,null,null,null,null,null,null,null,null,null,0.28702511415525112,0.28513835616438354,0.27384474885844751,0.28694899817850639,0.27677625570776254,0.2904716894977169]
[58462,"McCoy Solar Energy Project (1-8) Phase I","2016-06-30",2016,"CAISO","CA",33.692211,-114.750651,5.7975969999999997,"PV","Thin-Film",339.30000000000007,270.60000000000002,1.2538802660753883,"Tracking","Single Axis","Tracking",180,"PV+Storage",null,2021,230,920,41.31,7.43,90.543891702749136,78.826213407194047,null,null,null,null,null,null,null,null,null,0.31436398735095689,0.29568445902391777,0.30430389764669752,0.2394500953827223,0.26249211122248206,0.28463637376099782]
[58646,"Stateline Solar (1-7) (Desert Stateline)","2016-07-31",2016,"CAISO","CA",35.584941000000001,-115.435241,5.7195169999999997,"PV","Thin-Film",340.4,299.5,1.1365609348914858,"Fixed Tilt","Fixed Tilt",25,180,null,null,null,null,null,42.34,9.6999999999999993,null,145.25151842504818,null,null,null,null,null,null,null,null,null,0.25070017761718544,0.25442785159436193,0.24551688125566964,0.24838224606280651,0.24350401353854598,0.23750657488508248]
[58659,"Aloha Solar Energy Fund 1 PK1","2017-03-31",2017,"HI","HI",21.406943999999999,-158.1514,5.2884390000000003,"PV","c-Si",6.2,5.0010000000000003,1.239752049590082,"Fixed Tilt","Fixed Tilt",15,180]
[60253,"IMPA Anderson 1 Solar Project","2017-01-23",2017,"PJM","IN",40.052520999999999,-85.733101000000005,3.9625819999999998,"PV","c-Si",6.2,5.0010000000000003,1.239752049590082,"Fixed Tilt","Fixed Tilt",25,180,null,null,null,null,null,79.97,11.74,null,75.990240994446722]
[60906,"Mt. Tom Solar Project Hybrid","2017-01-31",2017,"ISO-NE","MA",42.269261,-72.603010999999995,3.7949299999999999,"PV","c-Si",5.7647000000000004,5.0010000000000003,1.1527094581083783,"Fixed Tilt","Fixed Tilt",25,180,"PV+Storage","Lithium-Ion",2019,3,6,71.569999999999993,5.27,null,103.43736710487366]
[61410,"Whitesboro Solar","2017-12-30",2017,"ERCOT","TX",33.616526,-96.868719999999996,4.692666,"PV","c-Si",7.1397000000000004,5.0010000000000003,1.4276544691061788,"Tracking","Single Axis","Tracking",180,null,null,null,null,null,75.34,null,null,65.611372574182553]
[61411,"Whitesboro Solar II","2017-12-30",2017,"ERCOT","TX",33.624853000000002,-96.867469999999997,4.692666,"PV","c-Si",7.1397000000000004,5.0010000000000003,1.4276544691061788,"Tracking","Single Axis","Tracking",180,null,null,null,null,null,75.36,null,null,83.761402316328486]
[61614,"Cyril","2017-05-30",2017,"SPP","OK",34.898099999999999,-98.227869999999996,4.8015679999999996,"PV","c-Si",6.4,5.0010000000000003,1.279744051189762,"Tracking","Single Axis","Tracking",180,null,null,null,null,null,74.33,22.39,null,62.155425602475553]
[61514,"North Gainesville Solar","2017-12-30",2017,"ERCOT","TX",33.656072000000002,-97.148570000000007,4.7425090000000001,"PV","c-Si",6.82,5.17,1.3191489361702129,"Tracking","Single Axis","Tracking",180,null,null,null,null,null,82.45,null,null,87.592452305233905,null,null,null,null,null,null,null,null,null,null,0.20413255257324048,0.20616394195525645,0.16363055035883778,0.1502786536304461,0.20744460047870134]
[61117,"Bakersfield PV 1","2017-12-30",2017,"CAISO","CA",35.324981999999999,-118.9815,5.3913359999999999,"PV","c-Si",7.0333250000000005,5.25,1.3396809523809525,"Tracking","Single Axis","Tracking",180,null,null,null,null,null,46.41,7.54,null,120.59457133436307,null,null,null,null,null,null,null,null,null,null,0.23511632963687754,0.22035225048923679,0.20611067742215283,0.21969993476842789,0.19178082191780821]
[61513,"Marlin Solar","2017-12-30",2017,"ERCOT","TX",31.286739000000001,-96.877210000000005,4.7071079999999998,"PV","c-Si",7.22,5.28,1.3674242424242422,"Tracking","Single Axis","Tracking",180,null,null,null,null,null,77.94,null,null,157.15033297589287,null,null,null,null,null,null,null,null,null,null,0.20327418015774176,0.22846184447211842,0.20461617541535573,0.21274387712743875,0.22891587103915861]
[59213,"Clipperton Holdings","2017-11-30",2017,"Southeast (non-ISO)","NC",34.966943999999998,-78.354439999999997,4.4764699999999999,"PV","Thin-Film",7,5.3,1.3207547169811322,"Tracking","Single Axis","Tracking",175,null,null,null,null,null,80.38,6.12,null,86.305163690352444]
[61409,"Highway 56 Solar (not the West Moore Sherman project coming in 2018)","2017-12-30",2017,"ERCOT","TX",33.614021000000001,-96.689910999999995,4.6742540000000004,"PV","c-Si",7.2,5.3,1.358490566037736,"Tracking","Single Axis","Tracking",181,null,null,null,null,null,75.7,null,null,111.48478946186124,null,null,null,null,null,null,null,null,null,null,0.19072542431291467,0.20793486689066953,0.18902292332542878,0.15421728267424833,0.16388817093133456]
[61327,"Barnwell Solar","2017-12-30",2017,"Southeast (non-ISO)","SC",33.237470999999999,-81.350720999999993,4.6368330000000002,"PV","c-Si",7.6486400000000003,5.44,1.4059999999999999,"Tracking","Single Axis","Tracking",180,null,null,null,null,null,75.19,11.24,null,59.609675700164132,null,null,null,null,null,null,null,null,null,null,0.24260089309696478,0.22705143701316138,0.2759236378977819,0.227618016384636,0.23177293177544991]
[60524,"Aurora Eastwood Solar","2017-06-30",2017,"MISO","MN",44.154820999999998,-93.916580999999994,3.811782,"PV","c-Si",8.23,5.5,1.4963636363636363,"Tracking","Single Axis","Tracking",180,null,null,null,null,null,54.63,18.829999999999998,null,117.24763166127467,null,null,null,null,null,null,null,null,null,null,0.21710253217102535,0.19339975093399747,0.21303195893359828,0.21951017019510169,0.21419676214196762]
[60533,"Aurora West Faribault Solar","2017-06-30",2017,"MISO","MN",44.274371000000002,-93.310440999999997,3.8193519999999999,"PV","c-Si",7.89,5.5,1.4345454545454546,"Tracking","Single Axis","Tracking",180,null,null,null,null,null,54.08,19.670000000000002,null,125.374468028263,null,null,null,null,null,null,null,null,null,null,0.19748858447488588,0.18443337484433375,0.21396340453717502,0.20377750103777501,0.19792444997924455]
[61884,"Kearney NPPD Solar Project","2017-12-11",2017,"SPP","NE",40.721688,-99.041200000000003,4.4135749999999998,"PV","c-Si",7.2467200000000007,5.76,1.2581111111111112,"Tracking","Single Axis","Tracking",180,null,null,null,null,null,48.29,22.58,null,83.847404048692212,null,null,null,null,null,null,null,null,null,null,0.2196497653475393,0.20999809741248096,0.22434650753895974,0.2427186390157281,0.24686073059360736]
[61755,"East Acres Solar NG","2017-04-01",2017,"ISO-NE","MA",42.488219999999998,-73.241979999999998,3.6880440000000001,"PV","c-Si",6.8,5.8,1.1724137931034482,"Fixed Tilt","Fixed Tilt",25,180,null,null,null,null,null,69.56,3.81,null,193.52482606823637,null,null,null,null,null,null,null,null,null,null,8.2624783498661633E-2,9.0182648401826479E-2,0.10267492619810316,9.4059990552668865E-2,0.10913635647929462]
[60520,"Aurora Annandale Solar","2017-06-30",2017,"MISO","MN",45.248860999999998,-94.110791000000006,3.793933,"PV","c-Si",9.1199999999999992,6,1.5199999999999998,"Tracking","Single Axis","Tracking",180,null,null,null,null,null,52.46,18.7,null,115.24700803638726,null,null,null,null,null,null,null,null,null,null,0.22363013698630138,0.20272070015220703,0.21711824529447479,0.21510654490106546,0.21856925418569254]
[61510,"Monroe County Sites C, D, & E","2017-12-30",2017,"NYISO","NY",43.317110999999997,-77.743640999999997,3.7028020000000001,"PV","c-Si",8.4,6,1.4000000000000001,"Fixed Tilt","Fixed Tilt",20,180,null,null,null,null,null,58.76,7.56,null,115.77143561988912,null,null,null,null,null,null,null,null,null,null,0.16769406392694064,0.1699581430745814,0.17158090467516696,0.17167047184170472,0.17829147640791476]
[60522,"Aurora Chisago Solar","2017-03-31",2017,"MISO","MN",45.452581000000002,-92.901579999999996,3.7746749999999998,"PV","c-Si",9.6,6.5,1.4769230769230768,"Tracking","Single Axis","Tracking",180,null,null,null,null,null,56.19,17.89,null,130.59057798894062,null,null,null,null,null,null,null,null,null,null,0.19917456972251493,0.17316473480857042,0.19108168698332634,0.19673340358271865,0.19158763610818405]
[60523,"Aurora Dodge Center Solar","2017-06-30",2017,"MISO","MN",44.026231000000003,-92.881180999999998,3.8078530000000002,"PV","c-Si",9.9,6.5,1.5230769230769232,"Tracking","Single Axis","Tracking",180,null,null,null,null,null,60.56,18.18,null,116.32809159344016,null,null,null,null,null,null,null,null,null,null,0.21956445381102921,0.19093782929399372,0.2144283312316099,0.22725676150333685,0.21657885493501933]
[60621,"Worcester Landfill","2017-08-17",2017,"ISO-NE","MA",42.219400999999998,-71.790250999999998,3.833002,"PV","c-Si",8.1,6.5,1.2461538461538462,"Fixed Tilt","Fixed Tilt",25,180,null,null,null,null,null,71.66,4.03,null,161.05136693783055,null,null,null,null,null,null,null,null,null,null,0.14258868984896383,0.1462943449244819,9.8535799355471493E-2,0.10955391640323149,0.16392694063926941]
[61325,"Hampton Solar I","2017-08-31",2017,"Southeast (non-ISO)","SC",32.878999999999998,-81.132999999999996,4.6632319999999998,"PV","c-Si",9.91,6.8,1.4573529411764707,"Tracking","Single Axis","Tracking",180,null,null,null,null,null,74.62,11.51,null,60.808091084792203,null,null,null,null,null,null,null,null,null,null,0.23546199301638462,0.22070574805264573,0.2154318011357548,0.21667673918882621,0.23237308622078962]
[61006,"SCDA Solar 1 (Sacramento Airport PV) has North and East site","2017-12-06",2017,"CAISO","CA",38.690185999999997,-121.5865,5.0432680000000003,"PV","c-Si",7.9089999999999989,6.8000000000000007,1.1630882352941174,"Tracking","Single Axis","Tracking",180,null,null,null,null,null,61.47,9.1199999999999992,65.368693057930599,77.360575529765754,null,null,null,null,null,null,null,null,null,null,null,0.2498489121676068,0.24091262187935278,0.22000067150147731,0.24952994896588776]
[61388,"AEP Jacksonville Solar Project (Northwest Jacksonville Solar Partners, Nwjax)","2017-05-30",2017,"Southeast (non-ISO)","FL",30.518781000000001,-81.681741000000002,4.7381010000000003,"PV","c-Si",7.5,7.1,1.0563380281690142,"Tracking","Single Axis","Tracking",180,null,null,null,null,null,null,null,63.293540915680609,86.651443766032926,null,null,null,null,null,null,null,null,null,null,0.16184320535082647,0.23413081227088564,0.22771877164627108,0.22938774197697603]
[61680,"MMPA Tatanka Wi Solar (Buffalo Solar Project)","2017-12-30",2017,"MISO","MN",45.210709999999999,-93.882570000000001,3.8018740000000002,"PV","c-Si",8.69,7.11,1.2222222222222221,"Tracking","Single Axis","Tracking",180,null,null,null,null,null,51.22,19.829999999999998,null,76.508068820010578,null,null,null,null,null,null,null,null,null,null,0.1818616778734691,0.17995106255900431,0.19159627913172908,0.20336011405891757]
[60680,"ANAD Solar Array (Army) (Anniston)","2017-07-31",2017,"Southeast (non-ISO)","AL",33.626331,-85.940360999999996,4.4620499999999996,"PV","Thin-Film",9.6999999999999993,7.4,1.3108108108108107,"Fixed Tilt","Fixed Tilt",20,180,null,null,null,null,null,74.84,16.14,null,148.97098842763515,null,null,null,null,null,null,null,null,null,null,0.26484018264840181,0.13683203751696899,0.18222628366070986,0.17726459336048372,0.17791250154263849]
[60527,"Aurora Lake Pulaski Solar","2017-06-30",2017,"MISO","MN",45.195580999999997,-93.812261000000007,3.7973249999999998,"PV","c-Si",10.92,7.5,1.456,"Tracking","Single Axis","Tracking",180,null,null,null,null,null,51.21,18.98,null,123.95898567845599,null,null,null,null,null,null,null,null,null,null,0.20164383561643837,0.19251141552511414,0.21363084395871282,0.19432267884322679,0.20115677321156769]
[60673,"Nixa Solar Farm","2017-11-14",2017,"SPP","MO",37.043903,-93.338970000000003,4.3294249999999996,"PV","c-Si",11.087999999999999,7.92,1.4,"Fixed Tilt","Fixed Tilt",25,180,null,null,null,null,null,76.11,22.34,null,96.096342919662078,null,null,null,null,null,null,null,null,null,null,0.21672201466722013,0.215496863613302,0.20560799249323841,0.20782885936995527,0.20471553433882203]
[61559,"Woodline Solar","2017-12-30",2017,"West (non-ISO)","OR",42.238970999999999,-121.584171,4.7318499999999997,"PV","c-Si",11.162880000000001,8,1.3953600000000002,"Tracking","Single Axis","Tracking",180,null,null,null,null,null,47.15,16.84,null,40.451657165209461,null,null,null,null,null,null,null,null,null,null,0.20709189497716893,0.25766267123287667,0.25461065573770486,0.24250856164383561,0.28199200913242006]
[61054,"IMPA Anderson 2 Solar Project","2017-12-30",2017,"PJM","IN",40.138551,-85.688340999999994,3.9627659999999998,"PV","c-Si",10.199999999999999,8.1,1.2592592592592593,"Tracking","Single Axis","Tracking",180,null,null,null,null,null,81.19,11.37,null,67.984085355581541,null,null,null,null,null,null,null,null,null,null,0.19152714358193818,0.19500817407971144,0.18909240144819994,0.19076610857432783,0.21004566210045669]
[61324,"Odyssey Solar (Phase 1)","2017-08-31",2017,"Southeast (non-ISO)","SC",33.790410999999999,-81.265570999999994,4.5642769999999997,"PV","c-Si",11.84,8.16,1.4509803921568627,"Tracking","Single Axis","Tracking",180,null,null,null,null,null,75.45,11.46,50.21364521923779,48.92694562480478,null,null,null,null,null,null,null,null,null,null,0.25816433879487871,0.2486933700420807,0.2611700417872066,0.22810065807144775,0.2536317038230817]
[61523,"Haley Solar","2017-12-30",2017,"Southeast (non-ISO)","SC",33.022691000000002,-81.292800999999997,4.6570239999999998,"PV","c-Si",11.39,8.16,1.3958333333333335,"Tracking","Single Axis","Tracking",180,null,null,null,null,null,75.12,11.47,null,56.84057520622477,null,null,null,null,null,null,null,null,null,null,0.25529646790222937,0.24271980481690392,0.19862595539126393,0.24038353926045303,0.22810065807144775]
[60755,"Spartan","2017-03-28",2017,"PJM","NJ",40.044060999999999,-74.609629999999996,4.0212519999999996,"PV","c-Si",9.9979999999999993,8.3000000000000007,1.2045783132530119,"Fixed Tilt","Fixed Tilt",25,180,null,null,null,null,null,67.790000000000006,18.45,null,154.4623267623096,null,null,null,null,null,null,null,null,null,null,0.18940144138196618,0.18993783352588431,0.18707343033335525,0.19255102602189578,0.19981295043186439]
[60534,"Aurora West Waconia Solar","2017-06-30",2017,"MISO","MN",44.793571,-93.901351000000005,3.8274339999999998,"PV","c-Si",12.25,8.5,1.4411764705882353,"Tracking","Single Axis","Tracking",180,null,null,null,null,null,56,18.73,null,126.06183261457912,null,null,null,null,null,null,null,null,null,null,0.20034918076819769,0.18317217297878055,0.20817261330761816,0.19533977974751543,0.19748858447488582]
[60863,"Cooperative Solar One","2017-11-01",2017,"PJM","KY",38.028030999999999,-84.253561000000005,4.1031180000000003,"PV","c-Si",10.7,8.5,1.2588235294117647,"Fixed Tilt","Fixed Tilt",25,180,null,null,null,null,null,81.31,11.94,null,106.74198282357111,null,null,null,null,null,null,null,null,null,null,0.18515981735159817,0.19415793714746171,0.18283242258652094,0.17733011012624231,0.1723744292237443]
[60788,"Suwannee Solar Energy Facility","2017-12-12",2017,"Southeast (non-ISO)","FL",30.375741000000001,-83.170681000000002,4.7435879999999999,"PV","c-Si",14.2,8.8000000000000007,1.6136363636363635,"Fixed Tilt","Fixed Tilt",20,180,"PV+Fossil",null,null,null,null,66.81,44.53,null,82.633345586055157,null,null,null,null,null,null,null,null,null,null,0.1915602947281029,0.24320257368202569,0.2352935088590826,0.2197229140722291,0.22454856787048563]
[61073,"Pemberton Road I (McGuire-Dix-Lakehurst Base)","2017-06-30",2017,"PJM","NJ",39.981763999999998,-74.697370000000006,4.0233449999999999,"PV","c-Si",9.9936959999999999,8.8000000000000007,1.1356472727272726,"Fixed Tilt","Fixed Tilt",20,180,null,null,null,null,null,68.209999999999994,17.829999999999998,null,102.25353273494288,null,null,null,null,null,null,null,null,null,null,0.16208748443337481,0.17419053549190533,0.15891496936578903,0.17288034454130341,0.17963885429638851]
[61074,"Pemberton Road II (McGuire-Dix-Lakehurst Base)","2017-06-30",2017,"PJM","NJ",39.979936000000002,-74.701920000000001,4.029331,"PV","c-Si",9.9936959999999999,8.8000000000000007,1.1356472727272726,"Fixed Tilt","Fixed Tilt",20,180,null,null,null,null,null,68.209999999999994,17.84,null,101.0815127984454,null,null,null,null,null,null,null,null,null,null,0.1620226234952262,0.17381434205064339,0.15954886984600097,0.17304898298048979,0.18018368617683683]
[59737,"Aspiration G","2017-09-30",2017,"CAISO","CA",36.552090999999997,-120.34261100000001,5.3220720000000004,"PV","c-Si",11.7,9,1.2999999999999998,"Tracking","Single Axis","Tracking",180,null,null,null,null,null,14.68,7.78,null,62.102603247493242,null,null,null,null,null,null,null,null,null,null,0.28097412480974127,0.24934043632673769,0.26670967415502933,0.28319381024860474,0.29392440385591068]
[61487,"PSEG West Babylon Solar Center (SL Babylon)","2017-12-30",2017,"NYISO","NY",40.732410999999999,-73.375660999999994,4.016267,"PV","c-Si",10.62,9,1.18,"Fixed Tilt","Fixed Tilt",20,180,null,null,null,null,null,98.8,7.07,null,137.45108723293299,null,null,null,null,null,null,null,null,null,null,0.17091577879249112,0.17692795535261291,0.15610453349524389,0.16184677828513444,0.1628107559614409]
[61519,"Baker Point (Frederick Road Solar)","2017-11-16",2017,"PJM","MD",39.570540999999999,-77.362460999999996,4.0304260000000003,"PV","c-Si",10.89,9,1.21,"Fixed Tilt","Fixed Tilt",25,180,null,null,null,null,null,90.53,10.34,null,null,null,null,null,null,null,null,null,null,null,null,0.16603247082699132,0.18101217656012175,0.16709674155029344,0.17516489091831558,0.17010400811770673]
[61560,"Eagle Point Solar","2017-12-30",2017,"West (non-ISO)","OR",42.401021,-122.831171,4.5372789999999998,"PV","c-Si",13.061,9.9,1.3192929292929292,"Tracking","Single Axis","Tracking",180,null,null,null,null,null,47.74,17.440000000000001,null,66.968422768776819,null,null,null,null,null,null,null,null,null,null,0.21544209215442089,0.21752917300862498,0.1776646243859358,0.17813984594806509,0.20890410958904101]
[61580,"Tumbleweed Solar (Ventyx: Jeans Solar Park)","2017-12-30",2017,"West (non-ISO)","OR",44.194640999999997,-121.229501,4.4736370000000001,"PV","c-Si",14,9.9,1.4141414141414141,"Fixed Tilt","Fixed Tilt",28,180,null,null,null,null,null,51.85,14.49,null,85.600267493793098,null,null,null,null,null,null,null,null,null,null,0.23710852820441852,0.22209538305428708,0.24242884215561805,0.22041188137078546,0.23321110649877766]
[63180,"TPE Whitney Solar, LLC (United Community Solar Plant)","2017-12-31",2017,"ERCOT","TX",32.067577999999997,-97.533899000000005,4.8053679999999996,"PV","c-Si",14.3,9.9,1.4444444444444444,"Tracking","Single Axis","Tracking",180,null,null,null,null,null,77.510000000000005,null,null,null,null,null,null,null,null,null,null,null,null,null,null,0.25484295004842944,0.25359469007009988,0.25222545085558778,0.21729855633965212]
[64078,"Pittsfield Solar LLC","2017-12-31",2017,"ISO-NE","ME",44.814177000000001,-69.448346000000001,3.6531210000000001,"PV","c-Si",13.9,9.9,1.404040404040404,"Fixed Tilt","Fixed Tilt",35,170,null,null,null,null,null,69.45,5,null,107.3343840942388,null,null,null,null,null,null,null,null,null,null,null,null,0.18172388732498021,0.19224205525575383,0.20609058622757243]
[60242,"SKIC 2 (South Kern Industrial Center, Algonquin SKIC 10 Solar, Bakersfield 2)","2017-01-31",2017,"CAISO","CA",35.124659999999999,-119.24196000000001,5.3630959999999996,"PV","c-Si",11.978400000000001,10,1.19784,"Tracking","Single Axis","Tracking",180,null,null,null,null,null,43.6,8.36,null,119.88727714007227,null,null,null,null,null,null,null,null,null,null,0.2484703196347032,0.23767123287671232,0.20596539162112931,0.22583333333333333,0.21544520547945206]
[60519,"Aurora Albany Solar","2017-06-30",2017,"MISO","MN",45.641531000000001,-94.600170000000006,3.7577950000000002,"PV","c-Si",15.24,10,1.524,"Tracking","Single Axis","Tracking",180,null,null,null,null,null,55.09,18.23,null,115.66550194504153,null,null,null,null,null,null,null,null,null,null,0.21931506849315069,0.2128196347031964,0.19915755919854281,0.24002283105022831,0.21703196347031958]
[60530,"Aurora Paynesville Solar","2017-06-30",2017,"MISO","MN",45.392904999999999,-94.721231000000003,3.8051469999999998,"PV","c-Si",15.24,10,1.524,"Tracking","Single Axis","Tracking",180,null,null,null,null,null,59.46,18.09,null,121.41873258071999,null,null,null,null,null,null,null,null,null,null,0.21071917808219179,0.21329908675799084,0.18666894353369767,0.2423972602739726,0.20543378995433789]
[60532,"Aurora Waseca Solar","2017-06-30",2017,"MISO","MN",44.092491000000003,-93.530980999999997,3.838997,"PV","c-Si",15.92,10,1.5920000000000001,"Tracking","Single Axis","Tracking",180,null,null,null,null,null,57.79,18.62,null,140.95969079455023,null,null,null,null,null,null,null,null,null,null,0.22696347031963471,0.20215753424657529,0.21495901639344267,0.18210045662100457,0.17328767123287672]
[60659,"Ridgeland Solar Farm I","2017-06-30",2017,"Southeast (non-ISO)","SC",32.466681000000001,-80.961461,4.6799400000000002,"PV","c-Si",12.2,10,1.22,"Tracking","Single Axis","Tracking",180,null,null,null,null,null,74.2,12.43,null,75.647069110669889,null,null,null,null,null,null,null,null,null,null,0.22992009132420091,0.22595890410958905,0.20529371584699455,0.20263698630136986,0.20646118721461187]
[61201,"OR Solar 3 (Turkey Hill)","2017-12-30",2017,"West (non-ISO)","OR",42.022241000000001,-121.423221,4.763903,"PV","c-Si",13.2,10,1.3199999999999998,"Tracking","Single Axis","Tracking",180,null,null,null,null,null,45.54,16.34,null,70.406825614378519,null,null,null,null,null,null,null,null,null,null,0.25273972602739725,0.2841095890410959,0.28746584699453553,0.28148401826484021,0.2853767123287671]
[61276,"Wilson Solar Farm 3","2017-04-28",2017,"Southeast (non-ISO)","NC",35.782611000000003,-78.989811000000003,4.4439089999999997,"PV","c-Si",11.7,10,1.17,"Fixed Tilt","Fixed Tilt",20,180,null,null,null,null,null,80.599999999999994,4.82,null,85.897027942238637,null,null,null,null,null,null,null,null,null,null,0.18470319634703197,0.18397260273972602,0.17586520947176687,0.18641552511415524]
[61277,"Wilson Solar Farm 4","2017-04-28",2017,"Southeast (non-ISO)","NC",35.706530000000001,-77.934650000000005,4.4527890000000001,"PV","c-Si",12.1,10,1.21,"Fixed Tilt","Fixed Tilt",20,180,null,null,null,null,null,80.03,4.76,null,82.373159514322865,null,null,null,null,null,null,null,null,null,null,0.19165525114155252,0.19278538812785387,0.18191029143897997,0.18763698630136982]
[61278,"Wilson Solar Farm 5","2017-05-30",2017,"Southeast (non-ISO)","NC",35.698141,-77.879290999999995,4.4557310000000001,"PV","c-Si",12.1,10,1.21,"Fixed Tilt","Fixed Tilt",20,180,null,null,null,null,null,80.010000000000005,4.7699999999999996,null,84.101668673422608,null,null,null,null,null,null,null,null,null,null,0.19424657534246575,0.19407534246575342,0.18209244080145717,0.18877853881278539]
[61279,"Wilson Solar Farm 6","2017-05-30",2017,"Southeast (non-ISO)","NC",35.698141,-77.879290999999995,4.4557310000000001,"PV","c-Si",12.7,10,1.27,"Fixed Tilt","Fixed Tilt",20,180,null,null,null,null,null,80.03,4.84,null,84.005205645179572,null,null,null,null,null,null,null,null,null,null,0.21144977168949772,0.21141552511415526,0.20229963570127504,0.19996575342465753]
[61280,"Wilson Solar Farm 7","2017-04-28",2017,"Southeast (non-ISO)","NC",35.756321,-78.013761000000002,4.4743409999999999,"PV","c-Si",12.3,10,1.23,"Fixed Tilt","Fixed Tilt",20,180,null,null,null,null,null,80.099999999999994,4.75,null,85.459751773294201,null,null,null,null,null,null,null,null,null,null,0.196175799086758,0.19737442922374429,0.18818306010928962,0.19542237442922375]
[61292,"Jackson Solar Farm (Wilson)","2017-03-01",2017,"Southeast (non-ISO)","NC",35.752881000000002,-77.857611000000006,4.4523299999999999,"PV","c-Si",11.9,10,1.19,"Fixed Tilt","Fixed Tilt",20,180,null,null,null,null,null,79.91,4.76,null,76.899972200401734,null,null,null,null,null,null,null,null,null,null,0.19211187214611872,0.19573059360730594,0.17710610200364299,0.18280821917808218]
[61374,"Double Tollgate Solar Project (Clarke County Solar)","2017-07-01",2017,"PJM","VA",39.06635,-78.137000999999998,4.0860399999999997,"PV","c-Si",12.6,10,1.26,"Tracking","Single Axis","Tracking",180,null,null,null,null,null,84.81,9.65,null,78.597450665040824,null,null,null,null,null,null,null,null,null,null,0.18641552511415527,0.20286529680365301,0.1983151183970856,0.19355022831050228]
[61430,"OR Solar 6 (Lakeview)","2017-12-30",2017,"West (non-ISO)","OR",42.208987999999998,-120.3678,4.7124639999999998,"PV","c-Si",13.7,10,1.3699999999999999,"Tracking","Single Axis","Tracking",180,null,null,null,null,null,45.07,16.32,null,72.377247683449809,null,null,null,null,null,null,null,null,null,null,0.27344748858447487,0.27906392694063925,0.2734289617486339,0.28363013698630141,0.28471461187214614]
[61524,"Whitewright Solar","2017-12-30",2017,"ERCOT","TX",33.500700999999999,-96.374320999999995,4.6390479999999998,"PV","c-Si",14.2766,10,1.4276599999999999,"Tracking","Single Axis","Tracking",180,null,null,null,null,null,78.290000000000006,null,null,52.0753058371874,null,null,null,null,null,null,null,null,null,null,0.23283105022831055,0.24823059360730593,0.21823770491803274,0.1952054794520548,0.22455479452054794]
[61532,"Leon Solar","2017-12-30",2017,"ERCOT","TX",33.161591000000001,-96.239271000000002,4.6292710000000001,"PV","c-Si",14.202499999999999,10,1.4202499999999998,"Tracking","Single Axis","Tracking",180,null,null,null,null,null,78.56,null,null,62.4955305290583,null,null,null,null,null,null,null,null,null,null,0.22140410958904111,0.24559360730593602,0.15910746812386156,0.17546803652968038,0.24603881278538814]
[61556,"Facebook 1 Solar Energy Center (Los Lunas 1)","2017-12-30",2017,"West (non-ISO)","NM",34.833531000000001,-106.78191099999999,5.6356010000000003,"PV","c-Si",12.497999999999999,10,1.2498,"Tracking","Single Axis","Tracking",180,null,null,null,null,null,46.38,27.41,null,50.38426574726499,null,null,null,null,null,null,null,null,null,null,0.30311643835616436,0.26950913242009134,0.29970400728597446,0.30627853881278544,0.29776255707762561]
[61901,"Redstone Arsenal","2017-12-01",2017,"Southeast (non-ISO)","AL",34.611271000000002,-86.622440999999995,4.3821979999999998,"PV","c-Si",12.5,10,1.25,"Tracking","Single Axis","Tracking",180,"PV+Storage","Lithium-ion",2017,1,2,75.83,16.63,null,112.45614980788653,null,null,null,null,null,null,null,null,null,null,0.20171232876712328,0.20738584474885841,0.19672131147540983,0.1964497716894977,0.21207762557077631]
[60293,"St Matthews Solar","2017-08-01",2017,"Southeast (non-ISO)","SC",33.686931000000001,-80.760491000000002,4.606401,"PV","c-Si",14.79,10.199999999999999,1.45,"Tracking","Single Axis","Tracking",180,null,null,null,null,null,75.819999999999993,11.46,null,55.690701693617228,null,null,null,null,null,null,null,null,null,null,0.24797430387680186,0.23678261258841435,0.21999669631058258,0.21969289999104671,0.2163577759871072]
[61529,"Estill Solar II","2017-12-30",2017,"Southeast (non-ISO)","SC",32.727111000000001,-81.252640999999997,4.6653320000000003,"PV","c-Si",14.795299999999999,10.199999999999999,1.4505196078431373,"Fixed Tilt","Fixed Tilt",20,180,null,null,null,null,null,73.89,10.52,null,72.503055910852879,null,null,null,null,null,null,null,null,null,null,null,0.22550138776971979,0.20562118289938933,0.21106410600769993,0.21405228758169939]
[61748,"Southern Current One","2017-12-30",2017,"Southeast (non-ISO)","SC",32.948709999999998,-81.216261000000003,4.6610370000000003,"PV","c-Si",14.2,10.199999999999999,1.392156862745098,"Tracking","Single Axis","Tracking",180,null,null,null,null,null,74.900000000000006,11.73,null,87.950824673729556,null,null,null,null,null,null,null,null,null,null,0.21087384725579733,0.22563568806518042,0.1774840172863317,0.21086265556450895,0.20478556719491453]
[61013,"Marin Clean Energy Solar One (Richmond Solar Project)","2017-12-30",2017,"CAISO","CA",37.945959999999999,-122.37620099999999,4.8901960000000004,"PV","c-Si",13,10.5,1.2380952380952381,"Tracking","Single Axis",15,180,null,null,null,null,null,72.73,8.2200000000000006,87.329142795515054,83.432779291451595,null,null,null,null,null,null,null,null,null,null,0.2200043487714721,0.21974342248314852,0.22182105993581402,0.22945205479452055,0.24485757773429007]
[60679,"Fort Rucker Solar","2017-04-20",2017,"Southeast (non-ISO)","AL",31.332070999999999,-85.729771,4.7037019999999998,"PV","Thin-Film",13,10.6,1.2264150943396226,"Tracking","Single Axis","Tracking",180,null,null,null,null,null,72.37,12.88,null,156.37517922752855,null,null,null,null,null,null,null,null,null,null,0.14405100370466101,0.15317265443267,0.16128166133965707,0.13786938916171279,0.15008184716119588]
[58319,"Cyrq Patua Solar Project (Patua Geothermal Project Phase 1A, Patua Acquisition Project)","2017-07-30",2017,"West (non-ISO)","NV",39.583091000000003,-119.068091,5.2357570000000004,"PV","c-Si",14.2,10.638,1.3348373754465124,"Tracking","Single Axis","Tracking",180,"PV+Geothermal",null,null,null,null,48.88,20.8,null,71.480959529662371,null,null,null,null,null,null,null,null,null,null,0.29025995376272362,0.27231789887377117,0.29028021345617711,0.28844643266449821,0.29232028542461286]
[64072,"Camp Ripley Solar","2017-01-31",2017,"MISO","MN",46.091093000000001,-94.339935999999994,3.7555529999999999,"PV","Thin-Film",13.1,10.8,1.2129629629629628,"Fixed Tilt","Fixed Tilt",35,180,null,null,null,null,null,50.72,22.94,null,79.833540916640302,null,null,null,null,null,null,null,null,null,null,null,null,0.16883282364933733,0.1801348917096057,0.16874031251309118]
[61521,"Swamp Fox Solar (Phase 2)","2017-12-30",2017,"Southeast (non-ISO)","SC",33.791651000000002,-81.256850999999997,4.5642769999999997,"PV","c-Si",15.22,10.88,1.3988970588235294,"Tracking","Single Axis","Tracking",180,null,null,null,null,null,75.44,11.51,null,41.175020452538604,null,null,null,null,null,null,null,null,null,null,0.23425958568358846,0.24582200174590382,0.21204370580199283,0.24741681775449895,0.23666230190706417]
[61522,"Champion Solar (Phase 3)","2017-12-30",2017,"Southeast (non-ISO)","SC",33.794981,-81.262111000000004,4.5642769999999997,"PV","c-Si",15.22,10.88,1.3988970588235294,"Tracking","Single Axis","Tracking",180,null,null,null,null,null,75.44,11.51,null,39.930757487339704,null,null,null,null,null,null,null,null,null,null,0.24481474952994897,0.24163560972334136,0.21461773746383789,0.23830957896857369,0.24619972132688686]
[60311,"Portal Ridge Solar C","2017-02-28",2017,"CAISO","CA",34.714120999999999,-118.27391,5.8113530000000004,"PV","Thin-Film",13.75,11.4,1.2061403508771928,"Tracking","Single Axis","Tracking",180,null,null,null,null,null,45.77,7.61,64.325382881391519,103.96375197208056,null,null,null,null,null,null,null,null,null,null,0.30280181046222859,0.30607626371865743,0.28788387179241365,0.30357285908836018,0.24095770247536655]
[60546,"KIUC Solar City Project (Kapaia PV+storage)","2017-03-13",2017,"HI","HI",21.999661,-159.380191,5.0669129999999996,"PV","c-Si",17,13,1.3076923076923077,"Fixed Tilt","Fixed Tilt",15,180,"PV+Storage","Lithium-ion",2017,13.600000000000001,57.12,null,null,null,null,null,null,null,null,null,null,null,null,null,null,0.19408148928696875,0.19214963119072712,0.18932149362477227,0.21051106427818755,0.18463294696171412]
[61864,"Dix Solar (McGuire-Dix-Lakehurst Base)","2017-06-01",2017,"PJM","NJ",39.976990999999998,-74.622170999999994,4.0233449999999999,"PV","c-Si",16.5,13,1.2692307692307692,"Fixed Tilt","Fixed Tilt",25,180,null,null,null,null,null,68.87,15.17,null,152.23678614920226,null,null,null,null,null,null,null,null,null,null,0.17608886547242708,0.18160344221988059,0.17696511139134091,0.18054092026694762,0.18447488584474883]
[60000,"Turkey Creek PV1","2017-02-01",2017,"Southeast (non-ISO)","NC",36.441960999999999,-77.135711000000001,4.4033439999999997,"PV","c-Si",16.8,13.5,1.2444444444444445,"Tracking","Single Axis","Tracking",180,null,null,null,null,null,80.58,16.399999999999999,null,107.28801504586073,null,null,null,null,null,null,null,null,null,null,0.18981904278707931,0.20790630813461863,0.17848107670512042,0.16824792829359039,0.18840690005073571]
[10438,"Sunray 3 (previously SEGS I)","2017-06-29",2017,"CAISO","CA",34.867849999999997,-116.82505,5.8493110000000001,"PV","c-Si",17.2,13.8,1.2463768115942029,"Tracking","Single Axis","Tracking",180,null,null,null,null,null,null,null,null,87.424085392596837,null,null,null,null,null,null,null,null,null,null,0.30857487922705301,0.32364668122559709,0.27874297141046961,0.27907650056250405,0.25997617629541386]
[62636,"Valley Electric Association Community Solar Project (Pahrump Community Solar Project, NVSS-II)","2017-02-28",2017,"West (non-ISO)","NV",36.274830999999999,-115.972251,5.7130210000000003,"PV","c-Si",17.531080000000003,14,1.2522200000000001,"Fixed Tilt","Fixed Tilt",null,180,null,null,null,null,null,45.01,9.0299999999999994,null,null,null,null,null,null,null,null,null,null,null,null,null,2.3280060882800609E-2,0.24880085003035823,0.2495509893455099,0.24905631659056313]
[59253,"Wildwood Solar II","2017-01-31",2017,"CAISO","CA",35.628630999999999,-119.573161,5.3805180000000004,"PV","c-Si",20.61,14.7,1.4020408163265305,"Tracking","Single Axis","Tracking",180,null,null,null,null,null,42.41,7.19,71.779325330505586,103.18352144227268,null,null,null,null,null,null,null,null,null,null,0.31880377721865011,0.30449942534091273,0.27285231032303636,0.29632994750411584,0.28294194390084815]
[62775,"Wildberry","2017-07-30",2017,"Southeast (non-ISO)","TN",35.062691000000001,-89.369270999999998,4.4097580000000001,"PV","c-Si",20,15,1.3333333333333333,"Tracking","Single Axis","Tracking",184,null,null,null,null,null,77.38,17.64,null,69.418482180012575,null,null,null,null,null,null,null,null,null,null,null,0.21517503805175039,0.21055707346690955,0.22009132420091326,0.19945966514459665]
[60774,"Fort Phantom","2017-04-27",2017,"ERCOT","TX",31.114961000000001,-97.846920999999995,4.8307520000000004,"PV","c-Si",19.600000000000001,15.4,1.2727272727272727,"Tracking","Single Axis","Tracking",180,"Wind+PV",null,null,null,null,86.79,null,null,100.68624551146308,null,null,null,null,null,null,null,null,null,null,0.1764069264069264,0.15324971831821149,0.202227189932108,0.17658483069441974,0.20138765344244799]
[60077,"CED Avenal","2017-01-31",2017,"CAISO","CA",35.996011000000003,-120.152041,5.3520029999999998,"PV","c-Si",21.338000000000001,15.8,1.3505063291139241,"Tracking","Single Axis","Tracking",180,null,null,null,null,null,-17.68,7.41,null,155.06401113498717,null,null,null,null,null,null,null,null,null,null,0.25053465117623253,0.21468412230506903,0.18871336837979294,0.15517889139356103,0.16184758106467834]
[59516,"American Legion PV 1 (Fresh Air Energy XIX)","2017-12-30",2017,"PJM","NC",36.418261000000001,-77.656751,4.4158169999999997,"PV","c-Si",20,15.84,1.2626262626262625,"Fixed Tilt","Fixed Tilt",20,191,null,null,null,null,null,80.67,9.65,null,81.653581954691035,null,null,null,null,null,null,null,null,null,null,0.1658205917623726,0.18161783358701164,0.13051019070486281,0.19688177436465107,0.1756145934228126]
[60337,"SR Providence Solar Center","2017-10-01",2017,"Southeast (non-ISO)","TN",35.577451000000003,-89.049931000000001,4.377516,"PV","Thin-Film",20,16,1.25,"Tracking","Single Axis","Tracking",179,null,null,null,null,null,77.55,18.05,null,90.006333444748051,null,null,null,null,null,null,null,null,null,null,0.22066210045662102,0.21493293378995434,0.21284437613843352,0.2169306506849315,0.22893835616438357]
[61462,"SR Platteville Solar Farm (Platte Solar Farm)","2017-12-31",2017,"West (non-ISO)","CO",40.181320999999997,-104.68932100000001,4.8135070000000004,"PV","Thin-Film",21.8,16,1.3625,"Tracking","Single Axis","Tracking",180,null,null,null,null,null,45.55,37.049999999999997,46.827276923956774,67.10506403991738,null,null,null,null,null,null,null,null,null,null,0.27649828767123286,0.2694706050228311,0.26349755236794176,0.26184360730593609,0.26604594748858446]
[60638,"PSEG Sunflower Solar","2017-12-30",2017,"PJM","NC",36.396431,-77.592710999999994,4.4100700000000002,"PV","c-Si",20.9,16.2,1.2901234567901234,"Tracking","Single Axis","Tracking",180,null,null,null,null,null,81.28,9.74,null,89.192853430927116,null,null,null,null,null,null,null,null,null,null,0.19416257962681105,0.23218614352556524,0.21888141176999715,0.22857122723941606,0.21450617283950627]
[60435,"NSA Crane Solar Project","2017-02-27",2017,"MISO","IN",38.816400999999999,-86.884201000000004,4.1012389999999996,"PV","c-Si",24.3,17,1.4294117647058824,"Fixed Tilt","Fixed Tilt",25,180,null,null,null,null,null,83.02,18.63,null,114.60418258804178,null,null,null,null,null,null,null,null,null,null,0.18855761482675262,0.18609320440504973,0.18315386263795139,0.14869057211925868,0.18819500402900885]
[60584,"NAS Oceana Solar","2017-12-30",2017,"PJM","VA",36.788030999999997,-76.046960999999996,4.3180560000000003,"PV","Thin-Film",21,17.600000000000001,1.1931818181818181,"Tracking","Single Axis","Tracking",174,null,null,null,null,null,84.46,9.35,null,102.18426804684226,null,null,null,null,null,null,null,null,null,null,0.17788112287256119,0.21253632212536314,0.19421287671799961,0.21858784765462844,0.1900490348692403]
[645,"Big Bend Solar (FL)","2017-02-20",2017,"Southeast (non-ISO)","FL",27.786221000000001,-82.390381000000005,5.0192199999999998,"PV","Thin-Film",23,19,1.2105263157894737,"Tracking","Single Axis","Tracking",180,"PV+Fossil",null,null,null,null,51.66,35.950000000000003,null,96.257064387774321,null,null,null,null,null,null,null,null,null,null,0.2436253304494112,0.23985219899062726,0.22988567730802417,0.22681446767603941,0.17389449651526076]
[58792,"Ayrshire","2017-09-30",2017,"Southeast (non-ISO)","NC",35.281891000000002,-81.614411000000004,4.5351999999999997,"PV","Thin-Film",27.1,19.399999999999999,1.3969072164948455,"Fixed Tilt","Fixed Tilt",20,180,null,null,null,null,null,81.58,18.829999999999998,null,120.44766606525698,null,null,null,null,null,null,null,null,null,null,0.20789789577743265,0.20304335545826865,0.19953101233733311,0.21331732806100837,0.20592077390199129]
[60347,"Lapeer Solar Project II (Turill Array)","2017-10-09",2017,"MISO","MI",43.034739000000002,-83.308890000000005,3.7247669999999999,"PV","c-Si",22.96,19.57,1.1732243229432806,"Fixed Tilt","Fixed Tilt",30,180,null,null,null,null,null,78.86,20.68,null,123.7074587723928,null,null,null,null,null,null,null,null,null,null,0.15537247160993314,0.15614245082049452,0.15908983025764314,0.1560199541279052,0.13366722431827674]
[60917,"Amazon Solar Farm US East 2 (Buckingham Solar)","2017-11-30",2017,"PJM","VA",37.502780000000001,-78.373009999999994,4.3037219999999996,"PV","c-Si",22.66,19.8,1.1444444444444444,"Tracking","Single Axis","Tracking",180,null,null,null,null,null,83.61,9.6300000000000008,null,71.074027792833974,null,null,null,null,null,null,null,null,null,null,0.17590862967575288,0.2000426640837599,0.18889371860683332,0.19740210322402096,0.20216433743830997]
[60001,"Vaughn Creek PV1 (Fresh Air Energy XXV)","2017-12-30",2017,"Southeast (non-ISO)","NC",36.452511000000001,-77.120250999999996,4.4033439999999997,"PV","c-Si",26,19.899999999999999,1.306532663316583,"Tracking","Single Axis","Tracking",180,null,null,null,null,null,80.63,18.170000000000002,null,47.478764283756881,null,null,null,null,null,null,null,null,null,null,0.21645327092081415,0.24261145912209459,0.23229764487281587,0.24629999311626627,0.24142401505243111]
[10437,"Sunray 2 (previously SEGS II)","2017-06-02",2017,"CAISO","CA",34.862960999999999,-116.82713099999999,5.8493110000000001,"PV","c-Si",26.9,20,1.345,"Tracking","Single Axis","Tracking",180,null,null,null,null,null,null,null,null,54.050145678278447,null,null,null,null,null,null,null,null,null,null,0.34154109589041098,0.33631849315068491,0.33241120218579234,0.33277968036529681,0.32128995433789953]
[59522,"Giffen Solar Park","2017-06-30",2017,"CAISO","CA",36.552340999999998,-120.33885100000001,5.3220720000000004,"PV","c-Si",28,20,1.4,"Tracking","Single Axis","Tracking",179,null,null,null,null,null,14.88,7.27,null,101.30435924806758,null,null,null,null,null,null,null,null,null,null,0.21095890410958909,0.18143264840182652,0.17134562841530054,0.17556506849315068,0.16055365296803653]
[59685,"Remington Solar Facility","2017-10-26",2017,"PJM","VA",38.548333,-77.776390000000006,4.1782159999999999,"PV","Thin-Film",27.7,20,1.385,"Fixed Tilt","Fixed Tilt",20,180,"PV+Fossil",null,null,null,null,88.73,10.45,null,103.59992842895302,null,null,null,null,null,null,null,null,null,null,0.20172945205479453,0.19513698630136986,0.18980532786885246,0.20390981735159816,0.20180365296803654]
[59695,"Mountain Home Solar (Mt Home Solar I)","2017-03-31",2017,"West (non-ISO)","ID",43.147621000000001,-115.721571,4.7327130000000004,"PV","c-Si",26.681000000000001,20,1.33405,"Tracking","Single Axis","Tracking",180,null,null,null,null,null,51.59,30.14,null,77.616358683830057,null,null,null,null,null,null,null,null,null,null,0.27011415525114157,0.28551369863013704,0.29120560109289617,0.27081621004566214,0.24221461187214607]
[59915,"CED Oro Loma (SR Solis Oro Loma Solar)","2017-02-01",2017,"CAISO","CA",36.876961000000001,-120.667501,5.2543949999999997,"PV","c-Si",27.681999999999999,20,1.3840999999999999,"Tracking","Single Axis","Tracking",180,null,null,null,null,null,61.81,7.39,null,82.956184695457821,null,null,null,null,null,null,null,null,null,null,0.30089611872146121,0.26592465753424654,0.29133082877959926,0.28938356164383566,0.30223744292237442]
[60009,"Murphy Flat Power","2017-03-30",2017,"West (non-ISO)","ID",43.211401000000002,-116.441821,4.6079759999999998,"PV","c-Si",26.678000000000001,20,1.3339000000000001,"Tracking","Single Axis","Tracking",180,null,null,null,null,null,51.94,29.76,null,99.069211649892992,null,null,null,null,null,null,null,null,null,null,0.26115867579908669,0.26507990867579906,0.26127049180327871,0.25055365296803656,0.21658105022831051]
[60010,"Orchard Ranch Solar","2017-03-31",2017,"West (non-ISO)","ID",43.469270999999999,-116.289361,4.6515579999999996,"PV","Thin-Film",26.783000000000001,20,1.3391500000000001,"Tracking","Single Axis","Tracking",180,null,null,null,null,null,52.39,30.39,null,81.207060165444759,null,null,null,null,null,null,null,null,null,null,0.27248287671232874,0.27647260273972596,0.26668943533697631,0.26425228310502286,0.25553082191780824]
[60011,"American Falls Solar I","2017-03-31",2017,"West (non-ISO)","ID",42.831541000000001,-112.743031,4.4881070000000003,"PV","c-Si",26.678000000000001,20,1.3339000000000001,"Tracking","Single Axis","Tracking",180,null,null,null,null,null,48.9,28.4,null,94.049789905597947,null,null,null,null,null,null,null,null,null,null,0.24318493150684931,0.24993721461187215,0.26046220400728598,0.25908675799086756,0.23285958904109588]
[60012,"American Falls Solar II","2017-03-31",2017,"West (non-ISO)","ID",42.827781000000002,-112.742971,4.4881070000000003,"PV","c-Si",26.678000000000001,20,1.3339000000000001,"Tracking","Single Axis","Tracking",180,null,null,null,null,null,48.9,28.4,null,84.460767630084646,null,null,null,null,null,null,null,null,null,null,0.24961757990867581,0.2515867579908676,0.26469148451730418,0.26704337899543379,0.24583904109589041]
[60310,"Portal Ridge Solar B","2017-02-28",2017,"CAISO","CA",34.716470999999999,-118.28211,5.8113530000000004,"PV","Thin-Film",25,20,1.25,"Tracking","Single Axis","Tracking",180,null,null,null,null,null,45.85,7.36,null,112.11105719142338,null,null,null,null,null,null,null,null,null,null,0.31470890410958902,0.30646689497716906,0.27777208561020034,0.26511986301369866,0.2326312785388128]
[60474,"Bayshore Solar B","2017-12-30",2017,"CAISO","CA",34.678305000000002,-118.302601,5.6208549999999997,"PV","c-Si",25,20,1.25,"Tracking","Single Axis","Tracking",180,null,null,null,null,null,46.01,7.32,54.46007462252701,54.116086946731116,null,null,null,null,null,null,null,null,null,null,0.31720319634703198,0.30676940639269401,0.28257058287795994,0.3083732876712329,0.29504566210045668]
[60475,"Bayshore Solar C","2017-12-30",2017,"CAISO","CA",34.681337999999997,-118.31410099999999,5.6208549999999997,"PV","c-Si",25,20,1.25,"Tracking","Single Axis","Tracking",180,null,null,null,null,null,45.96,7.32,54.54815729587061,56.589421368130189,null,null,null,null,null,null,null,null,null,null,0.30870433789954344,0.30561073059360733,0.28218920765027322,0.30510273972602742,0.28231164383561647]
[60481,"Bayshore Solar A","2017-12-30",2017,"CAISO","CA",34.667816999999999,-118.298101,5.7423840000000004,"PV","c-Si",25,20,1.25,"Tracking","Single Axis","Tracking",180,null,null,null,null,null,45.97,7.32,54.47622783423045,51.934577050407476,null,null,null,null,null,null,null,null,null,null,0.31517694063926943,0.31023401826484021,0.29666438979963572,0.31680936073059363,0.29789954337899538]
[60490,"Redwood 4 Solar Farm","2017-12-30",2017,"CAISO","CA",35.314990999999999,-118.810661,5.3686030000000002,"PV","c-Si",26,20,1.3,"Tracking","Single Axis","Tracking",180,null,null,null,null,null,44.76,7.71,null,70.322747356331263,null,null,null,null,null,null,null,null,null,null,0.28856735159817354,0.28806506849315067,0.28175091074681241,0.27500570776255706,0.27857305936073057]
[60582,"Tallahassee Airport 1 (CoTAL, City of Tallahassee Solar Farm, Tallahassee Solar 1)","2017-12-30",2017,"Southeast (non-ISO)","FL",30.379501000000001,-84.356950999999995,4.7657530000000001,"PV","Thin-Film",28,20,1.4,"Fixed Tilt","Fixed Tilt",30,180,null,null,null,null,null,null,null,46.935003340605803,71.679718100306673,null,null,null,null,null,null,null,null,null,null,0.21422945205479452,0.21729452054794515,0.22205714936247722,0.21308789954337895,0.22993150684931507]
[60622,"Bowling Green Solar","2017-01-19",2017,"PJM","OH",41.396141,-83.581470999999993,3.8422839999999998,"PV","c-Si",28.7,20,1.4350000000000001,"Tracking","Single Axis","Tracking",180,null,null,null,null,null,81.23,13.13,null,85.308976580949178,null,null,null,null,null,null,null,null,null,null,0.23930936073059356,0.21240296803652969,0.22191484517304186,0.22876141552511414,0.23183789954337899]
[60748,"Simco Solar (Simcoe Solar)","2017-03-31",2017,"West (non-ISO)","ID",43.325321000000002,-115.939241,4.6827490000000003,"PV","Thin-Film",26.783000000000001,20,1.3391500000000001,"Tracking","Single Axis","Tracking",180,null,null,null,null,null,51.82,30.04,null,83.631872533458861,null,null,null,null,null,null,null,null,null,null,0.28083904109589047,0.27590182648401829,0.26142987249544625,0.27611301369863012,0.26564497716894975]
[60915,"Amazon Solar Farm US East 3 (Correctional Solar)","2017-12-30",2017,"PJM","VA",37.472821000000003,-76.844311000000005,4.2920850000000002,"PV","c-Si",22.96,20,1.1480000000000001,"Tracking","Single Axis","Tracking",180,null,null,null,null,null,87.7,9.08,null,83.037691834863097,null,null,null,null,null,null,null,null,null,null,0.18987442922374434,0.19518835616438357,0.15405851548269578,0.19388127853881279,0.18598173515981736]
[60916,"Amazon Solar Farm US East 4 (Sappony Solar)","2017-12-10",2017,"PJM","VA",36.943320999999997,-77.415481,4.3510419999999996,"PV","c-Si",28.29,20,1.4144999999999999,"Tracking","Single Axis","Tracking",180,null,null,null,null,null,82.11,9.7200000000000006,null,77.968813499572448,null,null,null,null,null,null,null,null,null,null,0.22298515981735156,0.24884703196347033,0.22819899817850636,0.21940639269406398,0.21877853881278542]
[60947,"Jacumba Solar Farm","2017-07-25",2017,"CAISO","CA",32.619281000000001,-116.129541,5.8574130000000002,"PV","c-Si",28,20,1.4,"Fixed Tilt","Fixed Tilt",25,180,null,null,null,null,null,42.35,7.98,null,89.418969573435433,null,null,null,null,null,null,null,null,null,null,0.28678652968036528,0.25193493150684931,0.22061133879781422,0.24731164383561641,0.22805936073059357]
[60964,"Apache Solar 1","2017-09-27",2017,"West (non-ISO)","AZ",32.068080999999999,-109.888541,5.637702,"PV","c-Si",24.66,20,1.2330000000000001,"Tracking","Single Axis","Tracking",180,null,null,null,null,null,null,null,null,48.200561652588412,null,null,null,null,null,null,null,null,null,null,0.28488013698630138,0.29690068493150684,0.3131659836065574,0.30408675799086754,0.31476027397260276]
[60968,"Amazon Solar Farm US East 5 (Scott 2)","2017-12-31",2017,"PJM","VA",37.532651000000001,-77.942910999999995,4.3119290000000001,"PV","c-Si",28.3,20,1.415,"Tracking","Single Axis","Tracking",159,null,null,null,null,null,85.58,9.48,44.117431659860422,75.689982099901911,null,null,null,null,null,null,null,null,null,null,0.21332191780821919,0.23321347031963474,0.22748747723132973,0.23726027397260274,0.24281392694063927]
[60975,"Whitney Point Solar Energy Center","2017-04-15",2017,"CAISO","CA",36.375121,-120.13421099999999,5.3627529999999997,"PV","c-Si",28.6,20,1.4300000000000002,"Tracking","Single Axis","Tracking",180,null,null,null,null,null,41.51,7.35,55.29874516069291,71.175219657299863,null,null,null,null,null,null,null,null,null,null,0.30124429223744292,0.29487442922374429,0.28686247723132963,0.31141552511415527,0.31049657534246577]
[60981,"Westside Solar Energy Center (Nextera Westside PV)","2017-04-30",2017,"CAISO","CA",36.381940999999998,-120.134811,5.3627529999999997,"PV","c-Si",27,20,1.35,"Tracking","Single Axis","Tracking",180,null,null,null,null,null,43.89,7.35,70.858191523229905,78.712654736188682,null,null,null,null,null,null,null,null,null,null,0.30683219178082194,0.28965182648401833,0.28634448998178508,0.30787671232876718,0.28176369863013701]
[61375,"Hecate Energy Cherrydale","2017-11-01",2017,"PJM","VA",37.369397999999997,-75.91413,4.3633439999999997,"PV","c-Si",25.48,20,1.274,"Tracking","Single Axis","Tracking",180,null,null,null,null,null,89.26,14.58,null,97.780549436444616,null,null,null,null,null,null,null,null,null,null,0.18044520547945206,0.210587899543379,0.20502049180327869,0.21684931506849311,0.18459474885844748]
[61406,"Essex Solar Center","2017-12-30",2017,"PJM","VA",37.832580999999998,-76.795691000000005,4.2574969999999999,"PV","c-Si",26.7,20,1.335,"Tracking","Single Axis","Tracking",180,null,null,null,null,null,96.24,10.77,null,91.727683424729292,null,null,null,null,null,null,null,null,null,null,0.21642123287671233,0.24385273972602745,0.22357126593806922,0.23621575342465753,0.21281392694063928]
[61489,"Cameron I Solar","2017-12-30",2017,"Southeast (non-ISO)","SC",33.577421000000001,-80.706109999999995,4.6261359999999998,"PV","c-Si",27.99,20,1.3995,"Tracking","Single Axis","Tracking",180,null,null,null,null,null,75.23,11.54,null,58.145075575746596,null,null,null,null,null,null,null,null,null,null,null,0.24848744292237446,0.2346709927140255,0.24756849315068494,0.25522260273972602]
[61498,"Hampton Solar 2","2017-12-30",2017,"Southeast (non-ISO)","SC",32.882091000000003,-81.136090999999993,4.6632319999999998,"PV","c-Si",28.09,20,1.4045000000000001,"Tracking","Single Axis","Tracking",180,null,null,null,null,null,74.58,11.47,null,62.068640538408587,null,null,null,null,null,null,null,null,null,null,null,0.23851598173515987,0.22821038251366121,0.23956050228310502,0.23779680365296804]
[60637,"PSEG Cork Oak Solar","2017-12-30",2017,"PJM","NC",36.372871000000004,-77.571500999999998,4.4100700000000002,"PV","c-Si",26.2,20.25,1.2938271604938272,"Tracking","Single Axis","Tracking",180,null,null,null,null,null,81.93,9.5,null,98.079311207128285,null,null,null,null,null,null,null,null,null,null,0.19041659620046225,0.22477028017362874,0.20617733702129573,0.20294266869609334,0.17698291899205137]
[61490,"Estill Solar I","2017-12-30",2017,"Southeast (non-ISO)","SC",32.765641000000002,-81.246060999999997,4.6653320000000003,"PV","c-Si",27.99,20.399999999999999,1.3720588235294118,"Tracking","Single Axis","Tracking",180,null,null,null,null,null,74.45,11.49,47.316704148897138,66.84514353074691,null,null,null,null,null,null,null,null,null,null,null,0.21956419554123027,0.21799327654559097,0.22037559315963831,0.21669912257140303]
[61463,"Vandenberg Solar Project (Vandenberg AFB)","2017-12-30",2017,"CAISO","CA",34.746661000000003,-120.51069099999999,5.0473509999999999,"PV","c-Si",28,20.6,1.3592233009708736,"Tracking","Single Axis","Tracking",180,null,null,null,null,null,46.73,8.06,null,93.814950704619207,null,null,null,null,null,null,null,null,null,null,0.25305337589218418,0.23772553974376026,0.23163806214299604,0.23501573790840977,0.23888371680631285]
[60558,"NRG Solar Blythe II (Cisco)","2017-04-20",2017,"CAISO","CA",33.624681000000002,-114.698961,5.8362100000000003,"PV","c-Si",27,21.04,1.2832699619771863,"Tracking","Single Axis","Tracking",180,null,null,null,null,null,42.56,7.26,null,95.384448388929727,null,null,null,null,null,null,null,null,null,null,0.27185660711495396,0.31879373057624533,0.26794309737026195,0.25109272184315162,0.24757148809833851]
["61268a","Kayenta Solar 1","2017-05-30",2017,"West (non-ISO)","AZ",36.787391,-110.240291,5.4825189999999999,"PV","c-Si",37.6,27.3,1.3772893772893773,"Tracking","Single Axis","Tracking",180,null,null,null,null,null,null,null,null,74.48202522774902,null,null,null,null,null,null,null,null,null,null,0.31200344556508941,null,0.26486180693485117,0.25912003434978992,0.21880650994575052]
[61172,"EE Waianae Solar Project (Waianae Solar)","2017-01-25",2017,"HI","HI",21.457001000000002,-158.19031100000001,5.2884390000000003,"PV","c-Si",40.39,27.6,1.4634057971014491,"Tracking","Single Axis","Tracking",180,null,null,null,null,null,null,null,135.43663393070855,null,null,null,null,null,null,null,null,null,null,null,0.26245417245715036,0.27704213817748652,0.26344423985639237,0.2532137184832241,0.26886043279729993]
[60258,"Alta Luna","2017-03-16",2017,"West (non-ISO)","NM",32.571120999999998,-107.462941,5.8230969999999997,"PV","c-Si",33.76737,28.1,1.2016857651245552,"Tracking","Single Axis","Tracking",180,null,null,null,null,null,46.3,23.64,42.505298147042211,70.216213642018047,null,null,null,null,null,null,null,null,null,0.29421180064674429,0.29312306017322343,0.28189847088837966,0.27771295594059725,0.28960902842100122,0.28279221306813557]
[60346,"Lapeer Solar Project I (Demille Array)","2017-05-01",2017,"MISO","MI",43.040011,-83.333250000000007,3.7247669999999999,"PV","c-Si",34.57,28.56,1.2104341736694679,"Fixed Tilt","Fixed Tilt",30,180,null,null,null,null,null,78.86,21.06,null,112.51438727735319,null,null,null,null,null,null,null,null,null,null,0.15946960976171293,0.16581689753526982,0.17278199986734222,0.15861424478467187,0.15174334574012255]
[59689,"Gulf Coast Solar Center 1 (Eglin AFB)","2017-08-23",2017,"Southeast (non-ISO)","FL",30.516691000000002,-86.525361000000004,4.7312609999999999,"PV","Thin-Film",42.2,30,1.4066666666666667,"Fixed Tilt","Fixed Tilt",20,219,null,null,null,null,null,74.209999999999994,18.8,null,99.416169546831554,null,null,null,null,null,null,null,null,null,null,0.21526636225266363,0.22473363774733637,0.22385018214936248,0.22177321156773211,0.21376331811263319]
[60237,"Midway Solar Farm II","2017-05-30",2017,"West (non-ISO)","CA",33.165861,-115.54051,5.9063400000000001,"PV","Thin-Film",40,30,1.3333333333333333,"Tracking","Single Axis","Tracking",180,null,null,null,null,null,null,null,63.832403673837184,80.027449218698223,null,null,null,null,null,null,null,null,null,null,0.330220700152207,0.30586377473363774,0.28296144505160897,0.27940258751902586,0.27319634703196349]
[59666,"Innovative Solar 47 (NC-47)","2017-04-28",2017,"Southeast (non-ISO)","NC",34.802491000000003,-79.328331000000006,4.5005470000000001,"PV","c-Si",47.6,35,1.36,"Tracking","Single Axis","Tracking",180,null,null,null,null,null,79.83,17.05,null,80.632218744324433,null,null,null,null,null,null,null,null,null,null,0.23727984344422701,0.23032289628180039,0.22219620088472547,0.22727005870841488,0.22873776908023483]
[60540,"Innovative Solar 31 (NC-31)","2017-01-01",2017,"Southeast (non-ISO)","NC",34.539571000000002,-78.750620999999995,4.5364089999999999,"PV","c-Si",43.2,35,1.2342857142857144,"Tracking","Single Axis","Tracking",180,null,null,null,null,null,80.400000000000006,16.36,null,87.543362191226763,null,null,null,null,null,null,null,null,null,null,0.20527397260273972,0.16999021526418787,0.18962399167317201,0.21041748206131769,0.20932485322896283]
[59308,"Beacon Solar 5","2017-12-30",2017,"West (non-ISO)","CA",35.247160999999998,-118.034621,5.8451440000000003,"PV","c-Si",48.2,36,1.338888888888889,"Tracking","Single Axis","Tracking",180,null,null,null,null,null,45.68,16.010000000000002,70.165363550323292,65.654324693637548,null,null,null,null,null,null,null,null,null,null,0.31722158802638256,0.30957001522070016,0.31898590872293059,0.31614345509893454,0.32612252663622526]
[59690,"Gulf Coast Solar Center 2 (NAS Whiting Field, NOLF Holley)","2017-08-23",2017,"Southeast (non-ISO)","FL",30.428470999999998,-86.894171,4.8293010000000001,"PV","Thin-Film",53.7,40,1.3425,"Fixed Tilt","Fixed Tilt",20,220,null,null,null,null,null,74.569999999999993,22.72,71.95189031595541,106.79431676749635,null,null,null,null,null,null,null,null,null,null,0.2203538812785388,0.22423515981735159,0.23154883879781421,0.22387842465753424,0.18653824200913241]
[60043,"Cuyama Solar","2017-11-01",2017,"CAISO","CA",34.901941000000001,-119.59566100000001,5.5601969999999996,"PV","Thin-Film",56.1,40,1.4025000000000001,"Tracking","Single Axis","Tracking",180,null,null,null,null,null,20.29,8.2799999999999994,null,126.32922116270414,null,null,null,null,null,null,null,null,null,null,0.3326912100456621,0.29461757990867582,0.26537454462659382,0.22156107305936074,0.24553367579908675]
[60467,"Red Rock (AZ)","2017-02-28",2017,"West (non-ISO)","AZ",32.553271000000002,-111.28153,5.8109919999999997,"PV","c-Si",57.6,40,1.44,"Tracking","Single Axis","Tracking",180,null,null,null,null,null,49.52,23.76,null,67.196573629183547,null,null,null,null,null,null,null,null,null,null,0.34248002283105022,0.33153253424657536,0.32899590163934428,0.33786244292237444,0.3006478310502283]
[59309,"Beacon Solar 2","2017-12-30",2017,"West (non-ISO)","CA",35.269210999999999,-117.998491,5.8586210000000003,"PV","c-Si",59.6,45,1.3244444444444445,"Tracking","Single Axis","Tracking",180,null,null,null,null,null,46.78,16,69.237324673705757,61.697755552961979,null,null,null,null,null,null,null,null,null,null,0.32449264332825978,0.31159309994926432,0.31581410645618296,0.32115677321156771,0.32488584474885845]
[59691,"Gulf Coast Solar Center 3 (NAS Pensicola, NOLF Saufley Field)","2017-08-23",2017,"Southeast (non-ISO)","FL",30.473140999999998,-87.340930999999998,4.7190510000000003,"PV","Thin-Film",68.7,50,1.3740000000000001,"Fixed Tilt","Fixed Tilt",20,217,null,null,null,null,null,74.510000000000005,19.5,71.95189031595541,103.14192612941245,null,null,null,null,null,null,null,null,null,null,0.21285388127853883,0.21630136986301371,0.20802140255009108,0.20617123287671232,0.20036529680365298]
[60682,"Pearl Solar","2017-10-30",2017,"ERCOT","TX",31.014710999999998,-102.26207100000001,5.4915120000000002,"PV","c-Si",66.13,50,1.3226,"Tracking","Single Axis","Tracking",180,null,null,null,null,null,63.9,null,null,75.797658077815996,null,null,null,null,null,null,null,null,null,null,0.25205022831050228,0.23813470319634703,0.2285655737704918,0.19265753424657533,0.24009817351598173]
[60885,"Boulder Solar Project 2","2017-01-31",2017,"West (non-ISO)","NV",35.843611000000003,-114.950041,5.4780170000000004,"PV","c-Si",62,50,1.24,"Tracking","Single Axis","Tracking",180,null,null,null,null,null,44.45,18.14,47.714484902452639,62.050856817336104,null,null,null,null,null,null,null,null,null,0.30527625570776257,0.30876255707762557,0.2995205479452055,0.31134562841530056,0.29527397260273974,0.29699771689497717]
[60989,"Solaire Holman 1","2017-04-23",2017,"ERCOT","TX",30.457370999999998,-103.48311099999999,5.6267459999999998,"PV","c-Si",65,50,1.3,"Tracking","Single Axis","Tracking",178,null,null,null,null,null,58.57,null,45.563031023746987,55.106515319590613,null,null,null,null,null,null,null,null,null,null,0.24203652968036529,0.27680365296803655,0.28203551912568309,0.26982648401826487,0.30048401826484017]
[61084,"Luning Solar Energy Center","2017-02-27",2017,"West (non-ISO)","NV",38.545411000000001,-118.193411,5.3796499999999998,"PV","c-Si",65.92,50,1.3184,"Tracking","Single Axis","Tracking",180,null,null,null,null,null,45.65,17.93,null,66.76984378132201,null,null,null,null,null,null,null,null,null,null,0.29533789954337897,0.29607077625570777,0.31371584699453553,0.28925799086757992,0.29605936073059363]
[61512,"Bullock Solar","2017-12-30",2017,"Southeast (non-ISO)","NC",36.475369000000001,-78.315079999999995,4.3952179999999998,"PV","c-Si",75,50,1.5,"Fixed Tilt","Fixed Tilt",20,180,null,null,null,null,null,81.099999999999994,4.5,null,95.12196193600677,null,null,null,null,null,null,null,null,null,null,0.22569771689497717,0.23327853881278537,0.22694899817850636,0.24076027397260275,0.23883561643835616]
[61561,"Bladen Solar","2017-12-30",2017,"Southeast (non-ISO)","NC",34.818451000000003,-78.622630999999998,4.4884050000000002,"PV","c-Si",75,50,1.5,"Fixed Tilt","Fixed Tilt",20,180,null,null,null,null,null,79.69,4.6500000000000004,null,95.867426573199126,null,null,null,null,null,null,null,null,null,null,0.23733269406392693,0.2323447488584475,0.22517304189435336,0.23129452054794519,0.23646347031963472]
[60552,"Hattiesburg Solar Farm","2017-10-28",2017,"Southeast (non-ISO)","MS",31.274411000000001,-89.299131000000003,4.6431699999999996,"PV","c-Si",67.5,50.6,1.3339920948616601,"Fixed Tilt","Fixed Tilt",20,180,null,null,null,null,null,74.81,17.32,46.224156577233579,82.565077746801137,null,null,null,null,null,null,null,null,null,null,0.20370621040662731,0.20681953543776058,0.19925356109203227,0.19957992672406014,0.21849450430451026]
[60303,"Sumrall II Solar Farm (MS Solar 3)","2017-12-30",2017,"MISO","MS",31.400110999999999,-89.497210999999993,4.6277949999999999,"PV","c-Si",74,52,1.4230769230769231,"Tracking","Single Axis","Tracking",180,null,null,null,null,null,74.97,0.17,44.398719717422466,78.531142122589628,null,null,null,null,null,null,null,null,null,null,0.23873595012293641,0.22210879873551106,0.22378975760123301,0.22448410607657182,0.23179662802950474]
[60306,"Sumrall I Solar Farm (MS Solar 2)","2017-06-30",2017,"Southeast (non-ISO)","MS",31.408811,-89.497210999999993,4.6277949999999999,"PV","c-Si",74,52,1.4230769230769231,"Tracking","Single Axis","Tracking",180,null,null,null,null,null,75.44,17.32,61.159319275102526,94.797115249706721,null,null,null,null,null,null,null,null,null,null,0.25499648753073412,0.24005751668422901,0.22703429312035869,0.22894055145767475,0.24754127151387426]
[59315,"Beacon Solar 1 (Hecate Energy Beacon 1 Photovoltaic Project)","2017-04-30",2017,"West (non-ISO)","CA",35.268850999999998,-118.014021,5.8451440000000003,"PV","c-Si",63.9,56,1.1410714285714285,"Tracking","Single Axis","Tracking",180,"PV+Storage","Lithium-ion",2018,36,18,46.41,15.87,59.923365360430054,58.031161560900841,null,null,null,null,null,null,null,null,null,null,0.2915871656881931,0.28115215264187865,0.28342928701535258,0.28726149706457926,0.28864970645792565]
[61048,"Gala Solar Power Plant (Solar Star Oregon II)","2017-10-27",2017,"West (non-ISO)","OR",44.184210999999998,-120.917331,4.4842190000000004,"PV","c-Si",71,56,1.2678571428571428,"Tracking","Single Axis","Tracking",180,null,null,null,null,null,47.77,16.7,53.940336261243473,76.507904247788332,null,null,null,null,null,null,null,null,null,null,0.25808463796477493,0.25692881604696671,0.24772110005204268,0.25691658512720156,0.22379933137638616]
[60383,"Monroe Solar Facility (Rocky River Solar)","2017-03-01",2017,"Southeast (non-ISO)","NC",34.929310999999998,-80.630311000000006,4.544613,"PV","Thin-Film",74.900000000000006,60,1.2483333333333335,"Fixed Tilt","Fixed Tilt",20,180,null,null,null,null,null,80.510000000000005,17.59,null,90.493318480975901,null,null,null,null,null,null,null,null,null,null,0.17705479452054795,0.18429033485540336,0.19114678202792956,0.19758181126331811,0.19969939117199392]
[61813,"Ranchland Solar (Summit Farms Solar Phase 2)","2017-12-30",2017,"PJM","NC",36.472791000000001,-76.157140999999996,4.3991259999999999,"PV","c-Si",84.5,60,1.4083333333333334,"Tracking","Single Axis","Tracking",180,null,null,null,null,null,84.7,9.94,null,85.035908815859102,null,null,null,null,null,null,null,null,null,null,0.1665513888888889,0.23297184170471841,0.23582270795385549,0.25584474885844749,0.24257610350076103]
[59875,"Marshall Solar Project","2017-01-09",2017,"MISO","MN",44.471950999999997,-95.664610999999994,3.9111690000000001,"PV","c-Si",93.16,62.25,1.4965461847389558,"Fixed Tilt","Fixed Tilt",25,180,null,null,null,null,null,45.22,22.02,64.350143212934555,106.72852159892723,null,null,null,null,null,null,null,null,null,0.20485228585575177,0.19696686288533127,0.17720929379618933,0.1909093569176524,0.17845629091709303,0.1855971832535622]
[60380,"Shoe Creek Solar","2017-12-30",2017,"Southeast (non-ISO)","NC",34.844920000000002,-79.384720000000002,4.5005470000000001,"PV","c-Si",91.587220000000016,64.48,1.4203973325062036,"Tracking","Single Axis","Tracking",180,null,null,null,null,null,79.599999999999994,16.440000000000001,null,71.862554292633206,null,null,null,null,null,null,null,null,null,null,0.21145100388637722,0.25182315567037167,0.24399695250105083,0.25690065660514172,0.26849853269429047]
[60539,"Innovative Solar 42","2017-09-30",2017,"Southeast (non-ISO)","NC",34.841920999999999,-78.877391000000003,4.5063120000000003,"PV","c-Si",91.634625,71,1.2906285211267605,"Tracking","Single Axis","Tracking",188,null,null,null,null,null,79.97,16.489999999999998,null,81.124408232193048,null,null,null,null,null,null,null,null,null,null,0.2144060711299762,0.21172583445880763,0.2101708612329716,0.22572512701781466,0.2282831693356486]
[60658,"Moffett Solar Project (Solvay Solar Energy Facility, Jasper Solar 1)","2017-12-30",2017,"Southeast (non-ISO)","SC",32.635157999999997,-81.003060000000005,4.6561389999999996,"PV","c-Si",93.4,71.400000000000006,1.3081232492997199,"Tracking","Single Axis","Tracking",180,null,null,null,null,null,74.37,11.43,null,74.69255955941891,null,null,null,null,null,null,null,null,null,null,0.23005480731105224,0.23059520611897724,0.21727497920844108,0.20616214522338611,0.22016135221211769]
[59665,"Innovative Solar 37 (IS 37)","2017-05-30",2017,"Southeast (non-ISO)","NC",34.830010999999999,-79.946100999999999,4.523231,"PV","c-Si",110.09792,78.7,1.3989570520965693,"Fixed Tilt","Fixed Tilt",20,180,null,null,null,null,null,79.78,16.73,null,84.394841861167905,null,null,null,null,null,null,null,null,null,null,0.2234092240924149,0.21839915754294956,0.19996071174805521,0.20981938231420391,0.22030222856579224]
[59827,"Playa Solar 1 (Switch Station 1)","2017-10-30",2017,"West (non-ISO)","NV",36.400630999999997,-114.901291,5.6882349999999997,"PV","Thin-Film",99,79,1.2531645569620253,"Tracking","Single Axis","Tracking",180,null,null,null,null,null,45.18,19.8,45.290426571373203,67.943898951749574,null,null,null,null,null,null,null,null,null,null,0.31003410207502458,0.30073695162129355,0.30478315003112677,0.29825154615340155,0.30236691520721348]
[60583,"AL Solar (LaFayette Solar Farm, Alabama Solar A)","2017-12-30",2017,"Southeast (non-ISO)","AL",32.866320999999999,-85.394451000000004,4.5744939999999996,"PV","c-Si",110.9,79.2,1.4002525252525253,"Tracking","Single Axis","Tracking",180,null,null,null,null,null,74.23,15.7,39.39653031028341,58.182359309730614,null,null,null,null,null,null,null,null,null,null,0.23198019002813516,0.24086037313777031,0.21233653704623645,0.22751775748351083,0.23757552695908851]
[60261,"Playa Solar 2 (Switch Station 2)","2017-08-30",2017,"West (non-ISO)","NV",36.409951,-114.911931,5.6882349999999997,"PV","Thin-Film",136.9,100,1.369,"Tracking","Single Axis","Tracking",180,null,null,null,null,null,45.51,20.57,45.505674386715881,70.699300733048304,null,null,null,null,null,null,null,null,null,null,0.33698744292237442,0.33029794520547945,0.32959357923497268,0.32507077625570774,0.32315296803652965]
[60372,"Lamesa Solar Facility","2017-04-28",2017,"ERCOT","TX",32.724910999999999,-101.921881,5.4285189999999997,"PV","c-Si",130.5,102,1.2794117647058822,"Tracking","Single Axis","Tracking",166,null,null,null,null,null,71.400000000000006,null,null,64.832747431099804,null,null,null,null,null,null,null,null,null,null,0.26805555555555555,0.26680208613125617,0.27115477338476374,0.23780889067955949,0.23227459933745187]
[61422,"Amazon Solar Farm US East 6 (Southampton Solar )","2017-11-30",2017,"PJM","VA",36.597791000000001,-77.166851199999996,4.3867839999999996,"PV","c-Si",140.80000000000001,103.6,1.3590733590733592,"Tracking","Single Axis","Tracking",180,null,null,null,null,null,81.400000000000006,10.94,43.205256520084461,79.974641453548287,null,null,null,null,null,null,null,null,null,null,0.23659589041095891,0.25556392694063929,0.22653233151183971,0.21611757990867581,0.21626255707762557]
[59206,"OCI Alamo 6 Solar","2017-03-28",2017,"ERCOT","TX",30.993055999999999,-102.27080100000001,5.5240010000000002,"PV","c-Si",140.30000000000001,110.2,1.2731397459165155,"Tracking","Dual-Axis","Tracking",180,null,null,null,null,null,59.52,null,null,108.76583619740997,null,null,null,null,null,null,null,null,null,null,0.27312938700080386,0.26222455643122922,0.25491819807668786,0.2224318176167864,0.26980417505738841]
[60436,"East Pecos Solar","2017-04-05",2017,"ERCOT","TX",31.000883000000002,-102.2817,5.4915120000000002,"PV","Thin-Film",142.80000000000001,120,1.1900000000000002,"Tracking","Single Axis","Tracking",179,null,null,null,null,null,61.97,null,37.72679443304429,58.458850088050163,null,null,null,null,null,null,null,null,null,null,0.28010273972602739,0.27681601978691017,0.28205639040680025,0.27155060882800608,0.26220509893455096]
[60033,"California Flats Solar 1","2017-11-30",2017,"CAISO","CA",35.866551000000001,-120.314111,5.4430990000000001,"PV","Thin-Film",173,130,1.3307692307692307,"Tracking","Single Axis","Tracking",180,"PV+Storage","Lithium-ion",2021,60,240,43.58,7.81,63.498988771656997,97.73412786539113,null,null,null,null,null,null,null,null,null,null,0.31769669827889008,0.29592553565156304,0.29848062911587503,0.3019906919564454,0.26028363189322096]
[60581,"CED Upton County Solar 1","2017-12-30",2017,"ERCOT","TX",31.258120999999999,-102.26951,5.5476320000000001,"PV","c-Si",213,157.5,1.3523809523809525,"Tracking","Single Axis","Tracking",180,null,null,null,null,null,59.67,null,34.706414932119245,59.067185176715,null,null,null,null,null,null,null,null,null,null,0.2883257229832572,0.29256649996376022,0.25463324370428198,0.25772414292962237,0.26083858809886207]
[60301,"Holloman Atlas Solar Array","2018-10-31",2018,"West (non-ISO)","NM",32.921261000000001,-106.0724,5.7198969999999996,"PV","Thin-Film",6.5,5.0010000000000003,1.2997400519896021,"Tracking","Single Axis","Tracking",180,null,null,null,null,null,null,null,null,60.631058338363182]
[63214,"Middleton Solar Park","2018-06-30",2018,"ISO-NE","MA",42.582391999999999,-70.996615000000006,3.804961,"PV","c-Si",6,5.0010000000000003,1.1997600479904018,"Fixed Tilt","Fixed Tilt",20,180,"PV+Storage","LIB",2019,3,6.6,70.819999999999993,5.57]
[61849,"Kentuck Solar Project","2018-03-31",2018,"PJM","VA",36.658110999999998,-79.303839999999994,4.3409880000000003,"PV","c-Si",8,6,1.3333333333333333,"Tracking","Single Axis","Tracking",180,null,null,null,null,null,83.05,9.39,null,55.345352731666317,null,null,null,null,null,null,null,null,null,null,null,0.24819254185692538,null,null,0.25062785388127856]
[62241,"NorWest Energy 9 (Pendleton)","2018-09-30",2018,"West (non-ISO)","OR",45.679792999999997,-118.850053,4.1779289999999998,"PV","c-Si",8.4,6,1.4000000000000001,"Fixed Tilt","Fixed Tilt",20,181,null,null,null,null,null,46.58,17.66,null,67.867457257805569,null,null,null,null,null,null,null,null,null,null,null,0.21900684931506845,0.22624468731026109,0.21792237442922374,0.21811263318112634]
[62304,"Woodleaf Solar Facility","2018-12-31",2018,"Southeast (non-ISO)","NC",35.72533,-80.608699999999999,4.4801710000000003,"PV","c-Si",9.4,6,1.5666666666666667,"Tracking","Single Axis","Tracking",179,null,null,null,null,null,81.760000000000005,4.51,null,79.918161951683587,null,null,null,null,null,null,null,null,null,null,null,null,0.21757361870066791,0.21234779299847792,0.24417808219178086]
[61434,"SCE&G Springfield Community Solar","2018-06-30",2018,"Southeast (non-ISO)","SC",33.492521000000004,-81.297510000000003,4.6092029999999999,"PV","Thin-Film",7.7759999999999998,6.1,1.2747540983606558,"Tracking","Single Axis","Tracking",180,null,null,null,null,null,74.94,10.7,null,53.094691316595977,null,null,null,null,null,null,null,null,null,null,null,0.20942810090575648,0.2149213174475201,0.223725578261846,0.21414402275619435]
[62062,"Athens MN CONX (Ventyx: Connexus Energy (Athens))","2018-12-31",2018,"MISO","MN",45.459021,-93.265705999999994,3.7962500000000001,"PV","c-Si",8.84,6.625,1.3343396226415094,"Fixed Tilt","Fixed Tilt",25,180,"PV+Storage","Lithium-ion",2018,9,18,56.53,22.34,null,70.488363919383445,null,null,null,null,null,null,null,null,null,null,null,0.15847333505643146,0.18247585661752067,0.19153958817954683,0.17670371327647105]
[61879,"Bartow Solar Energy","2018-03-31",2018,"Southeast (non-ISO)","FL",27.925633999999999,-81.777576999999994,4.9707749999999997,"PV","c-Si",9.3000000000000007,7.26,1.2809917355371903,"Fixed Tilt","Fixed Tilt",15,180,null,null,null,null,null,68.489999999999995,44.4,53.362198414637241,70.54956260408585,null,null,null,null,null,null,null,null,null,null,null,0.19714580424418529,0.20785036153888617,0.20466181113752718,0.18459816093689069]
[61961,"Gaston Solar II","2018-12-31",2018,"Southeast (non-ISO)","SC",33.778377999999996,-81.110251000000005,4.5892010000000001,"PV","Thin-Film",10.47,7.48,1.3997326203208555,"Tracking","Single Axis","Tracking",180,null,null,null,null,null,74.400000000000006,10.77,null,98.394280470053644,null,null,null,null,null,null,null,null,null,null,null,0.18129013747466599,0.21840268645958125,0.18382352941176464,0.18565489707713712]
[61729,"IMPA Richmond 2 Solar Project","2018-12-31",2018,"PJM","IN",39.837541000000002,-84.819271000000001,3.972988,"PV","c-Si",9.7498799999999992,7.5,1.2999839999999998,"Tracking","Single Axis","Tracking",180,null,null,null,null,null,82.85,11.09,null,66.607342078623162,null,null,null,null,null,null,null,null,null,null,null,0.20170471841704721,0.20157862780813601,0.20792998477929989,0.21141552511415523]
[61907,"Springfield Solar Project (near McGuir-Dix-Lakehurst Base)","2018-10-31",2018,"PJM","NJ",40.032086999999997,-74.647390000000001,4.0212519999999996,"PV","c-Si",9.1999999999999993,7.5,1.2266666666666666,"Fixed Tilt","Fixed Tilt",25,180,null,null,null,null,null,67.72,15.47,null,148.63388270662682,null,null,null,null,null,null,null,null,null,null,null,0.13681887366818873,0.17006678809957501,0.16322678843226787,0.1902891933028919]
[64102,"GE 19th Hole","2018-01-31",2018,"NYISO","NY",42.986024,-74.310604999999995,3.7367499999999998,"PV","c-Si",10.4,7.7,1.3506493506493507,"Tracking","Single Axis",25,180,null,null,null,null,null,98.41,5.3,null,null,null,null,null,null,null,null,null,null,null,null,null,null,0.18259290800274408,0.15141137401411375,0.15877957658779576]
[61423,"OR Solar 5 (Merrill Solar Facility)","2018-01-31",2018,"West (non-ISO)","OR",42.175491000000001,-121.69283,4.7714819999999998,"PV","c-Si",10.3,8,1.2875000000000001,"Tracking","Single Axis","Tracking",180,null,null,null,null,null,47.02,17.18,null,57.394394379682204,null,null,null,null,null,null,null,null,null,null,null,0.27915239726027402,0.28149191712204014,0.27711187214611877,0.28156392694063925]
[61433,"SCE&G Nimitz Community Solar","2018-06-30",2018,"Southeast (non-ISO)","SC",32.498320999999997,-80.962149999999994,4.6799400000000002,"PV","Thin-Film",10.62,8,1.3274999999999999,"Tracking","Single Axis","Tracking",180,null,null,null,null,null,74.510000000000005,12.63,null,51.780207593481521,null,null,null,null,null,null,null,null,null,null,null,0.22547089041095891,0.23076047358834245,0.22872431506849314,0.22903824200913242]
[62272,"Bly Solar Center","2018-12-31",2018,"West (non-ISO)","OR",42.379530000000003,-121.02187000000001,4.6815879999999996,"PV","c-Si",11.1,8,1.3875,"Tracking","Single Axis","Tracking",180,null,null,null,null,null,45.6,17.22,null,87.631040482801851,null,null,null,null,null,null,null,null,null,null,null,0.25786244292237442,0.29303278688524587,0.28046518264840187,0.28908390410958906]
[62406,"City of Gallup Solar","2018-05-31",2018,"West (non-ISO)","NM",35.524940999999998,-108.769621,5.4255370000000003,"PV","c-Si",9.8000000000000007,8,1.2250000000000001,"Tracking","Single Axis","Tracking",180,null,null,null,null,null,44.97,22.8,42.245073744921164,68.744821921892211,null,null,null,null,null,null,null,null,null,null,null,0.24774543378995434,0.24456397996357013,0.20626426940639275,0.20219748858447487]
[61954,"Delta Solar Power I (DSP-I, Delta Solar Power Project)","2018-06-30",2018,"MISO","MI",42.707121000000001,-84.70008,3.7894779999999999,"PV","c-Si",9.9,8.1,1.2222222222222223,"Tracking","Single Axis","Tracking",180,null,null,null,null,null,81.06,19.059999999999999,null,70.474248460498131,null,null,null,null,null,null,null,null,null,null,null,0.18129545070184347,0.20282387730778753,0.20115282710412094,0.19280962850217043]
[61588,"Independence II Solar Farm (IPL2, Bundschu) ","2018-06-30",2018,"SPP","MO",39.118091,-94.289739999999995,4.2353209999999999,"PV","c-Si",10.87,8.4,1.2940476190476189,"Fixed Tilt","Fixed Tilt",25,180,null,null,null,null,null,68.12,24.74,null,63.577137504840024,null,null,null,null,null,null,null,null,null,null,null,0.19884757555990426,0.19929362910920281,0.19982604914111757,0.21410904544466181]
[61601,"Raritan Solar Project","2018-05-31",2018,"PJM","NJ",40.453864000000003,-74.863029999999995,3.971924,"PV","c-Si",9.99,8.4,1.1892857142857143,"Fixed Tilt","Fixed Tilt",25,180,null,null,null,null,null,69.33,14.53,null,117.96377394813852,null,null,null,null,null,null,null,null,null,null,null,0.1663133289845618,0.16133229247983341,0.16605512067840825,0.17211622091759071]
[61600,"Old Bridge Solar Farm","2018-08-31",2018,"PJM","NJ",40.444372000000001,-74.243380000000002,3.9527030000000001,"PV","c-Si",10.69,8.8000000000000007,1.2147727272727271,"Fixed Tilt","Fixed Tilt",12,180,null,null,null,null,null,72.489999999999995,15.38,null,108.43099285279203,null,null,null,null,null,null,null,null,null,null,null,0.17949616023246157,0.1700146961417453,0.17582503113325026,0.18487961809879613]
[61965,"Quakertown Solar Project (Quakertown Farms)","2018-10-31",2018,"PJM","NJ",40.522818000000001,-74.94417,3.9635220000000002,"PV","c-Si",9.9969999999999999,8.8000000000000007,1.1360227272727272,"Fixed Tilt","Fixed Tilt",20,180,null,null,null,null,null,69.760000000000005,15.71,null,99.922672354134733,null,null,null,null,null,null,null,null,null,null,null,0.17456672893316727,0.16428371833084945,0.17189445828144456,0.17911996679119968]
[61631,"Chiloquin Solar Park","2018-01-31",2018,"West (non-ISO)","OR",42.610731999999999,-121.86121,4.7181610000000003,"PV","c-Si",14,9.9,1.4141414141414141,"Fixed Tilt","Fixed Tilt",28,180,null,null,null,null,null,48.85,15.95,null,64.633843074891956,null,null,null,null,null,null,null,null,null,null,null,0.22421705640883716,0.23741513495611846,0.22307550389742167,0.23525206401918722]
[61281,"Bear Creek Solar Center","2018-09-30",2018,"West (non-ISO)","OR",44.060814000000001,-121.23721,4.5099559999999999,"PV","c-Si",13,10,1.3,"Tracking","Single Axis","Tracking",180,null,null,null,null,null,48.91,17.260000000000002,null,73.47576704411486,null,null,null,null,null,null,null,null,null,null,null,0.25876712328767121,0.26873861566484514,0.26479452054794522,0.26283105022831049]
[61345,"Wy'East Solar","2018-08-31",2018,"West (non-ISO)","OR",45.587121000000003,-120.59587000000001,4.3809880000000003,"PV","c-Si",12.5,10,1.25,"Tracking","Single Axis","Tracking",180,null,null,null,null,null,null,null,null,75.630214110756071,null,null,null,null,null,null,null,null,null,null,null,0.21490867579908679,0.24781420765027326,0.26027397260273971,0.2098744292237443]
[61424,"OR Solar 8 (Dairy Solar Facility)","2018-03-31",2018,"West (non-ISO)","OR",42.238888000000003,-121.58581,4.7318499999999997,"PV","c-Si",14,10,1.4,"Tracking","Single Axis","Tracking",180,null,null,null,null,null,47.21,17.2,null,56.497402541181856,null,null,null,null,null,null,null,null,null,null,null,0.28166666666666668,0.30553278688524588,0.2986415525114155,0.30772831050228316]
[61496,"Adams Solar Center","2018-07-30",2018,"West (non-ISO)","OR",44.673951000000002,-121.12296000000001,4.4257549999999997,"PV","c-Si",13,10,1.3,"Tracking","Single Axis","Tracking",180,null,null,null,null,null,46.95,18.38,null,63.580829817867738,null,null,null,null,null,null,null,null,null,null,null,0.23726027397260274,0.26705373406193084,0.25006849315068497,0.25192922374429222]
[61497,"Elbe Solar Center","2018-08-31",2018,"West (non-ISO)","OR",44.619211,-121.20626,4.4034199999999997,"PV","c-Si",13,10,1.3,"Tracking","Single Axis","Tracking",180,null,null,null,null,null,47.15,18.600000000000001,null,67.862522692929744,null,null,null,null,null,null,null,null,null,null,null,0.23680365296803654,0.26107695810564663,0.25434931506849318,0.25626712328767121]
[61557,"Facebook 2 Solar Energy Center (Los Lunas 2)","2018-02-28",2018,"West (non-ISO)","NM",35.079140000000002,-106.86517000000001,5.6324240000000003,"PV","c-Si",12.497549999999999,10,1.2497549999999999,"Tracking","Single Axis","Tracking",180,null,null,null,null,null,45.99,26.24,null,43.108500214104687,null,null,null,null,null,null,null,null,null,null,null,0.27603881278538811,0.29480874316939887,0.31592465753424659,0.31761415525114156]
[61558,"Facebook 3 Solar Energy Center (Los Lunas 3)","2018-04-30",2018,"West (non-ISO)","NM",35.075420000000001,-106.86481000000001,5.6324240000000003,"PV","c-Si",12.497549999999999,10,1.2497549999999999,"Tracking","Single Axis","Tracking",180,null,null,null,null,null,46,26.61,null,43.990827903440582,null,null,null,null,null,null,null,null,null,null,null,0.28138127853881278,0.2999203096539162,0.31334474885844749,0.31668949771689497]
[61599,"New Road Solar","2018-06-30",2018,"PJM","NJ",40.403238000000002,-74.567790000000002,3.9853580000000002,"PV","c-Si",13.0046,10,1.3004599999999999,"Fixed Tilt","Fixed Tilt",20,180,null,null,null,null,null,73.11,17.09,null,107.22436667985858,null,null,null,null,null,null,null,null,null,null,null,0.19100456621004569,0.17965619307832423,0.18538812785388128,0.19686073059360731]
[61759,"Covington Solar Farm","2018-02-28",2018,"SPP","OK",36.315660999999999,-97.581829999999997,4.6752909999999996,"PV","c-Si",13.2,10,1.3199999999999998,"Tracking","Single Axis","Tracking",180,null,null,null,null,null,55.36,22.18,null,80.001236155797557,null,null,null,null,null,null,null,null,null,null,null,0.24933789954337904,0.23582650273224043,0.23271689497716894,0.17692922374429224]
[61810,"Chisum Solar","2018-12-31",2018,"ERCOT","TX",33.632911,-95.390710999999996,4.560327,"PV","Thin-Film",14.256,10,1.4256,"Tracking","Single Axis","Tracking",182,null,null,null,null,null,76.959999999999994,null,null,65.358235403004414,null,null,null,null,null,null,null,null,null,null,null,0.18110730593607305,0.17528460837887067,0.18538812785388128,0.23146118721461187]
[61867,"Bovine Solar (Green Mountain Energy Gable Solar Park)","2018-12-31",2018,"ERCOT","TX",29.633690999999999,-96.078781000000006,4.6411379999999998,"PV","c-Si",14.259,10,1.4258999999999999,"Tracking","Single Axis","Tracking",180,null,null,null,null,null,88.68,null,null,61.842363225228219,null,null,null,null,null,null,null,null,null,null,null,null,0.21862477231329691,0.17811643835616439,0.21660958904109584]
[61868,"Bronson Solar","2018-12-31",2018,"ERCOT","TX",29.537482000000001,-95.969549999999998,4.6456309999999998,"PV","Thin-Film",14.256,10,1.4256,"Tracking","Single Axis","Tracking",182,null,null,null,null,null,91.07,null,null,94.996171761949796,null,null,null,null,null,null,null,null,null,null,null,0.1742579908675799,0.21993397085610197,0.1852739726027397,0.14861872146118721]
[61871,"Sterling Solar (TX)","2018-11-30",2018,"ERCOT","TX",33.166173000000001,-96.172619999999995,4.6250109999999998,"PV","Thin-Film",14.263199999999999,10,1.42632,"Tracking","Single Axis","Tracking",181,null,null,null,null,null,76.22,null,null,91.879369923445338,null,null,null,null,null,null,null,null,null,null,null,0.18146118721461188,0.20039845173041898,0.1625228310502283,0.15391552511415524]
[61874,"Eddy Solar II","2018-11-30",2018,"ERCOT","TX",31.291150999999999,-97.260739999999998,4.7373979999999998,"PV","Thin-Film",14.256,10,1.4256,"Tracking","Single Axis","Tracking",181,null,null,null,null,null,79.75,null,null,79.116008626438486,null,null,null,null,null,null,null,null,null,null,null,0.20917808219178083,0.23071493624772313,0.18436073059360727,0.1971689497716895]
[62713,"DSM Nutritional Products Solar","2018-12-31",2018,"PJM","NJ",40.836806000000003,-75.065470000000005,3.903959,"PV","c-Si",14,10,1.4,"Fixed Tilt","Fixed Tilt",10,180,null,null,null,null,null,73.650000000000006,13.74,null,142.31386820640208,null,null,null,null,null,null,null,null,null,null,null,0.13004566210045665,0.18134107468123858,0.18018264840182649,0.16481735159817348]
[61530,"Gaston Solar I","2018-03-31",2018,"Southeast (non-ISO)","SC",33.774656999999998,-81.110550000000003,4.5892010000000001,"PV","c-Si",14.795,10.199999999999999,1.4504901960784315,"Tracking","Single Axis","Tracking",180,null,null,null,null,null,74.459999999999994,10.91,null,67.126459823573214,null,null,null,null,null,null,null,null,null,null,null,0.23311173784582334,0.23159309261045047,0.18856880651804109,0.21746575342465752]
[60681,"Annapolis Solar Park (Landfill)","2018-08-31",2018,"PJM","MD",38.992144000000003,-76.573769999999996,4.1513949999999999,"PV","c-Si",18,12,1.5,"Fixed Tilt","Fixed Tilt",12,180,null,null,null,null,null,94.66,19.34,85.140748564737024,128.35351806380035,null,null,null,null,null,null,null,null,null,null,null,0.2149923896499239,0.20996508803885849,0.21841704718417046,0.21527777777777779]
[61412,"Latitude Solar Center","2018-12-31",2018,"Southeast (non-ISO)","TN",35.306387000000001,-89.167541,4.3936320000000002,"PV","Thin-Film",19.995000000000001,15,1.333,"Tracking","Single Axis","Tracking",178,null,null,null,null,null,77.8,18.82,null,78.605980284904092,null,null,null,null,null,null,null,null,null,null,null,0.23913242009132418,0.22934881602914389,0.22714611872146118,0.22321917808219177]
[62140,"UVA Puller Solar Facility","2018-10-31",2018,"PJM","VA",37.569661000000004,-76.473169999999996,4.3045289999999996,"PV","c-Si",19.7,15,1.3133333333333332,"Tracking","Single Axis","Tracking",181,null,null,null,null,null,88.44,9.31,null,86.415299151123435,null,null,null,null,null,null,null,null,null,null,null,0.22041095890410961,0.21757741347905282,0.22494672754946729,0.20445966514459663]
[61924,"SR Cumberland Solar Project","2018-12-31",2018,"Southeast (non-ISO)","AL",34.949739999999998,-86.868049999999997,4.3793009999999999,"PV","Thin-Film",20,15.9,1.2578616352201257,"Tracking","Single Axis","Tracking",180,null,null,null,null,null,76.349999999999994,16.03,null,96.274722849848359,null,null,null,null,null,null,null,null,null,null,null,0.19445162401998795,0.20943596705273171,0.2256325206053818,0.23228080755865715]
[61955,"Delta Solar Power II (DSP-II A+B, Delta Solar Power Project)","2018-07-30",2018,"MISO","MI",42.707011000000001,-84.698989999999995,3.7873420000000002,"PV","c-Si",19.399999999999999,15.9,1.220125786163522,"Tracking","Single Axis","Tracking",180,null,null,null,null,null,81.06,18.809999999999999,null,73.450675775665772,null,null,null,null,null,null,null,null,null,null,null,0.17736423422647254,0.19893230688157998,0.19749576405042937,0.18973464288791247]
[61023,"UVA Hollyfield Solar Project","2018-09-30",2018,"PJM","VA",37.669961000000001,-77.169989999999999,4.2781469999999997,"PV","c-Si",21.1,17,1.2411764705882353,"Tracking","Single Axis","Tracking",181,null,null,null,null,null,87.98,9.76,null,82.729357473381299,null,null,null,null,null,null,null,null,null,null,null,0.21541767391888261,0.2198382085074467,0.20194735428417945,0.19675664786462527]
[60678,"San Joaquin Solar (Summer Wheat Solar Farm, SJ1A)","2018-10-31",2018,"CAISO","CA",36.527211000000001,-120.14921099999999,5.2963639999999996,"PV","Thin-Film",23.4252,18.5,1.2662270270270271,"Tracking","Single Axis","Tracking",179,null,null,null,null,null,43.85,7.55,52.668814049485022,114.01477306533202,null,null,null,null,null,null,null,null,null,null,null,0.22432083390987489,0.23373747723132965,0.16302292329689586,0.18089571514229041]
[61933,"Adams Nielson Solar","2018-11-30",2018,"West (non-ISO)","WA",46.955280999999999,-118.62121,4.2167110000000001,"PV","c-Si",28,19.2,1.4583333333333335,"Tracking","Single Axis","Tracking",180,null,null,null,null,null,null,null,null,143.0675864413692,null,null,null,null,null,null,null,null,null,null,null,0.25767575152207012,0.26909722222222227,0.25818112633181134,0.20754257039573829]
[61959,"Coolidge Solar 1 (Coolidge Solar Ranger)","2018-12-31",2018,"ISO-NE","VT",43.424816999999997,-72.665340999999998,3.7222170000000001,"PV","c-Si",25.574000000000002,19.59,1.3054619703930577,"Fixed Tilt","Fixed Tilt",25,180,null,null,null,null,null,71.45,5.42,91.613484661205646,92.158794200199566,null,null,null,null,null,null,null,null,null,null,null,0.15411832987196428,0.17060231094448955,0.15126299178828073,0.17245076581332847]
[58876,"Fusion Solar Center","2018-03-31",2018,"ISO-NE","CT",41.643270999999999,-72.048760000000001,3.8702320000000001,"PV","c-Si",31.8,20,1.59,"Fixed Tilt","Fixed Tilt",25,180,null,null,null,null,null,71.16,4.96,103.56471374667741,92.688166117754307,null,null,null,null,null,null,null,null,null,null,null,0.22655821917808219,0.22425432604735884,0.22258561643835617,0.23501712328767124]
[60315,"Midway Solar Farm III (Greenbacker, 97WI)","2018-09-30",2018,"West (non-ISO)","CA",33.158749999999998,-115.54025,5.9063400000000001,"PV","Thin-Film",26,20,1.3,"Tracking","Single Axis","Tracking",180,null,null,null,null,null,null,null,null,63.940974476563852,null,null,null,null,null,null,null,null,null,null,null,0.23057077625570777,0.25080828779599268,0.29107876712328767,0.27956621004566207]
[61068,"AES Lawai Solar and Energy Storage Project","2018-12-31",2018,"HI","HI",21.908231000000001,-159.49201099999999,4.787617,"PV","c-Si",28.187999999999999,20,1.4094,"Tracking","Single Axis","Tracking",180,"PV+Storage","Lithium-ion",2018,20,100,null,null,null,null,null,null,null,null,null,null,null,null,null,null,null,0.21404680365296805,0.22160746812386156,0.22347602739726027,0.18985159817351599]
[61445,"RE Gaskell West 1","2018-03-31",2018,"CAISO","CA",34.834851,-118.55647,5.7571099999999999,"PV","c-Si",28,20,1.4,"Tracking","Single Axis","Tracking",180,null,null,null,null,null,46.55,6.49,69.145273487976979,90.137444472744988,null,null,null,null,null,null,null,null,null,null,null,0.29962328767123292,0.30374544626593802,0.31832762557077621,0.25275114155251144]
[61678,"Pinal Central Solar Energy Center","2018-04-30",2018,"West (non-ISO)","AZ",32.875697000000002,-111.55110999999999,5.7683390000000001,"PV","Thin-Film",30.9,20,1.5449999999999999,"Tracking","Single Axis","Tracking",180,"PV+Storage","Lithium-ion",2018,10,40,null,null,null,67.746861328124098,null,null,null,null,null,null,null,null,null,null,null,0.3545091324200913,0.34774590163934427,0.35064497716894977,0.35909246575342468]
[61736,"Woods Hill Solar","2018-12-31",2018,"ISO-NE","CT",41.831840999999997,-71.919871000000001,3.8417150000000002,"PV","c-Si",24.58,20,1.2289999999999999,"Fixed Tilt","Fixed Tilt",25,181,null,null,null,null,null,69.89,5.32,null,108.32489304798494,null,null,null,null,null,null,null,null,null,null,null,0.1354623287671233,0.17999772313296902,0.15304794520547946,0.17373858447488585]
[61809,"Stillwater Solar PV II- Geothermal, CSP (Wynn Solar Facility)","2018-06-30",2018,"West (non-ISO)","NV",39.542040999999998,-118.56010999999999,5.2686710000000003,"PV","c-Si",27.1,20,1.355,"Fixed Tilt","Fixed Tilt",30,180,"PV+Geothermal+CSP",null,null,null,null,45.44,9.0500000000000007,null,82.922541015204985]
[64093,"Montross Solar Facility","2018-12-31",2018,"PJM","VA",38.074387000000002,-76.787538999999995,4.2369370000000002,"PV","c-Si",28,20,1.4,"Tracking","Single Axis","Tracking",180,null,null,null,null,null,97.95,10.76,null,61.012952764435667,null,null,null,null,null,null,null,null,null,null,null,null,0.22410632969034608,0.22163242009132417,0.2316952054794521]
[60045,"Shoreham Solar Commons (Tallgrass Solar)","2018-07-30",2018,"NYISO","NY",40.936551000000001,-72.889150000000001,3.944979,"PV","c-Si",32,24.9,1.285140562248996,"Fixed Tilt","Fixed Tilt",25,180,null,null,null,null,null,99.14,6.93,153.7163036294707,91.393021417175447,null,null,null,null,null,null,null,null,null,null,null,0.21346115053822606,0.23337887067395266,0.23131796592763756,0.25255359336890948]
[60789,"Bluebell Solar I (Capricorn Ridge Solar)","2018-11-30",2018,"ERCOT","TX",31.86965,-100.82754,5.2773099999999999,"PV","c-Si",45.4,30,1.5133333333333332,"Tracking","Single Axis","Tracking",180,"Wind+PV",null,null,null,null,66.290000000000006,null,null,51.267947406584931,null,null,null,null,null,null,null,null,null,null,null,0.29209284627092846,0.29242182756527019,0.26574581430745814,0.27744292237442925]
[59876,"Marine Corps Logistics Base Solar (MCLB Albany)","2018-02-28",2018,"Southeast (non-ISO)","GA",31.559350999999999,-84.08502,4.7382730000000004,"PV","c-Si",44,31.16,1.4120667522464698,"Fixed Tilt","Fixed Tilt",18,185,null,null,null,null,null,74.13,17.73,null,91.748631862830223,null,null,null,null,null,null,null,null,null,null,null,0.21470419282419215,0.20359180889047893,0.2033765921653449,0.2020247536649844]
[59678,"Innovative Solar 67","2018-12-31",2018,"Southeast (non-ISO)","NC",34.618369999999999,-78.00658,4.4725260000000002,"PV","c-Si",48.652799999999999,33.299999999999997,1.4610450450450452,"Tracking","Single Axis","Tracking",181,null,null,null,null,null,79.790000000000006,16.72,null,67.810618372089323,null,null,null,null,null,null,null,null,null,null,null,0.25133623349376782,0.22289023996674273,0.25554664253294396,0.24906756071139638]
[61976,"Peony Solar","2018-12-31",2018,"Southeast (non-ISO)","SC",33.503129999999999,-81.253290000000007,4.6094819999999999,"PV","c-Si",57,39,1.4615384615384615,"Tracking","Single Axis","Tracking",185,null,null,null,null,null,75.7,11.92,null,71.216838687603158,null,null,null,null,null,null,null,null,null,null,null,0.13161807750848847,0.18212332445939003,0.23607013230300902,0.22780704835499357]
[61272,"Gray Hawk Solar","2018-06-30",2018,"West (non-ISO)","AZ",35.346341000000002,-113.91423,5.7033740000000002,"PV","c-Si",64.5,46,1.4021739130434783,"Tracking","Single Axis","Tracking",180,null,null,null,null,null,null,null,50.184139063486363,45.176960696713678,null,null,null,null,null,null,null,null,null,null,null,0.34728757196744092,0.36496198622000475,0.34107603732380387,0.33461385745483424]
[59669,"Innovative Solar 54","2018-12-31",2018,"Southeast (non-ISO)","NC",35.213697000000003,-77.712411000000003,4.4372999999999996,"PV","c-Si",73.664639999999991,50,1.4732927999999998,"Fixed Tilt","Fixed Tilt",20,181,null,null,null,null,null,80.22,18.239999999999998,null,69.947392944677162,null,null,null,null,null,null,null,null,null,null,null,0.22775625570776253,0.21894581056466303,0.23019406392694064,0.22219634703196348]
[60336,"Midway Solar Farm I  (83WI 8ME)","2018-01-31",2018,"West (non-ISO)","CA",33.173369999999998,-115.54901,5.9063400000000001,"PV","Thin-Film",66,50,1.32,"Tracking","Single Axis","Tracking",180,null,null,null,null,null,null,null,null,78.727379052082441,null,null,null,null,null,null,null,null,null,null,null,0.29685616438356166,0.24053051001821493,0.28856392694063926,0.28178767123287674]
[61697,"Project Ivory Solar (Lamesa Solar B/II)","2018-11-30",2018,"ERCOT","TX",32.713326000000002,-101.8852,5.4146080000000003,"PV","c-Si",66,50,1.32,"Tracking","Single Axis","Tracking",180,null,null,null,null,null,65.2,null,null,53.380915392261926,null,null,null,null,null,null,null,null,null,null,null,0.2739840182648402,0.29788023679417119,0.25168264840182647,0.24744292237442922]
[61811,"Titan Solar (NER Deer Trail Titan Solar Energy Center, NOT Hunter Solar)","2018-12-31",2018,"West (non-ISO)","CO",39.686461000000001,-104.01400099999999,4.8979699999999999,"PV","c-Si",67.599999999999994,50,1.3519999999999999,"Tracking","Single Axis","Tracking",181,null,null,null,null,null,45.63,32.54,30.522844006358504,53.018715368910108,null,null,null,null,null,null,null,null,null,null,null,0.2366187214611872,0.23227459016393442,0.23873059360730595,0.25097945205479449]
[60623,"Brantley Farm Solar","2018-10-31",2018,"Southeast (non-ISO)","NC",35.894651000000003,-78.149389999999997,4.4563800000000002,"PV","Thin-Film",71.400499999999994,50.2,1.422320717131474,"Fixed Tilt","Fixed Tilt",20,180,null,null,null,null,null,80.569999999999993,18.89,null,66.928894991519968,null,null,null,null,null,null,null,null,null,null,null,0.23404973712456104,0.22576588001364303,0.23682439192999685,0.23053903109025081]
[60624,"Fox Creek Solar Farm","2018-11-30",2018,"Southeast (non-ISO)","NC",36.12744,-78.279409999999999,4.4255709999999997,"PV","c-Si",65.502600000000001,50.2,1.304832669322709,"Fixed Tilt","Fixed Tilt",20,180,null,null,null,null,null,81.010000000000005,18.12,null,66.012050108352639,null,null,null,null,null,null,null,null,null,null,null,0.2101694591497025,0.20702935072097764,0.21536684312976398,0.21108943222543611]
[61988,"Citrus Ridge Solar (Disney, FL Solar 5)","2018-12-31",2018,"Southeast (non-ISO)","FL",28.400780999999998,-81.616320999999999,4.9055819999999999,"PV","Thin-Film",62.75,52,1.2067307692307692,"Tracking","Single Axis","Tracking",180,null,null,null,null,null,68.47,45.11,35.740176583778783,54.878818452190551,null,null,null,null,null,null,null,null,null,null,null,0.2150180014049877,0.22162454462659381,0.22000570776255707,0.1869753249034071]
[61693,"Buckleberry Solar","2018-11-30",2018,"Southeast (non-ISO)","NC",35.380682999999998,-77.405990000000003,4.4311499999999997,"PV","c-Si",75.031700000000001,52.1,1.440147792706334,"Fixed Tilt","Fixed Tilt",20,181,null,null,null,null,null,80.44,4.75,null,59.866314564820023,null,null,null,null,null,null,null,null,null,null,null,0.23259934355252895,0.21503501393215374,0.22406638094987685,0.22017940560390539]
[60560,"SR Millington Solar Farm (NSA Mid-South Solar)","2018-12-31",2018,"Southeast (non-ISO)","TN",35.351533000000003,-89.854731000000001,4.4360489999999997,"PV","Thin-Film",68,53,1.2830188679245282,"Tracking","Single Axis","Tracking",178,null,null,null,null,null,79.39,19.66,null,73.204273176709933,null,null,null,null,null,null,null,null,null,null,null,0.22501524941845438,0.22696540880503141,0.23323425519083313,0.2441996209184113]
[61665,"Payne Creek Solar","2018-09-30",2018,"Southeast (non-ISO)","FL",27.664583,-81.964219999999997,4.9940730000000002,"PV","Thin-Film",84.9,70.3,1.2076813655761025,"Tracking","Single Axis","Tracking",180,null,null,null,null,null,51.84,32.409999999999997,null,55.795158002382216,null,null,null,null,null,null,null,null,null,null,null,0.20365589093058459,0.22913929891928173,0.21534259565982716,0.21650201030157779]
[61654,"Balm Solar","2018-09-30",2018,"Southeast (non-ISO)","FL",27.768889999999999,-82.235280000000003,5.007314,"PV","Thin-Film",87.9,74.400000000000006,1.1814516129032258,"Tracking","Single Axis","Tracking",180,null,null,null,null,null,51.36,34.840000000000003,null,62.081764032911785,null,null,null,null,null,null,null,null,null,null,null,0.20851592036136885,0.22878382249250834,0.22880762998968915,0.19444751313399122]
[61020,"FPL Indian River Solar Energy Center","2018-01-31",2018,"Southeast (non-ISO)","FL",27.571560999999999,-80.569879999999998,4.9180619999999999,"PV","c-Si",113.24,74.5,1.52,"Fixed Tilt","Fixed Tilt",20,195,null,null,null,null,null,69.19,39.82,null,49.322362753947608,null,null,null,null,null,null,null,null,null,null,null,0.2415387208482731,0.24094295913252894,0.24567129416812233,0.23314332996230577]
[61021,"FPL Horizon Solar Energy Center","2018-01-31",2018,"Southeast (non-ISO)","FL",29.665555999999999,-82.058329999999998,4.7993899999999998,"PV","c-Si",113.24,74.5,1.52,"Fixed Tilt","Fixed Tilt",20,195,null,null,null,null,null,70.209999999999994,37.06,null,51.320241119076037,null,null,null,null,null,null,null,null,null,null,null,0.23916214642517852,0.23067413601300718,0.21835064815666083,0.2271628206306886]
[61022,"FPL Coral Farms Solar Energy Center","2018-01-31",2018,"Southeast (non-ISO)","FL",29.758241000000002,-81.895570000000006,4.7658639999999997,"PV","c-Si",113.24,74.5,1.52,"Fixed Tilt","Fixed Tilt",20,195,null,null,null,null,null,70.180000000000007,36.700000000000003,null,52.086624481412009,null,null,null,null,null,null,null,null,null,null,null,0.23712727161288347,0.22840796567279129,0.21144770310440991,0.22343017376114738]
[61024,"FPL Hammock Solar Energy Center","2018-03-31",2018,"Southeast (non-ISO)","FL",26.689171000000002,-81.316270000000003,5.0488419999999996,"PV","c-Si",113.24,74.5,1.52,"Fixed Tilt","Fixed Tilt",20,195,null,null,null,null,null,68.540000000000006,37.65,null,49.502437121353374,null,null,null,null,null,null,null,null,null,null,null,0.24064999540314425,0.24391663916089046,0.24476877815574147,0.23785204253623854]
[61029,"FPL Blue Cypress Solar Energy Center","2018-03-31",2018,"Southeast (non-ISO)","FL",27.599070999999999,-80.533439999999999,4.9180619999999999,"PV","c-Si",113.24,74.5,1.52,"Fixed Tilt","Fixed Tilt",20,195,null,null,null,null,null,69.33,40.43,null,50.710967497737293,null,null,null,null,null,null,null,null,null,null,null,0.23418681621770709,0.24065873277832789,0.24388005271061261,0.22979988354632097]
[61050,"FPL Wildflower Solar Energy Center","2018-01-31",2018,"Southeast (non-ISO)","FL",27.312961000000001,-81.781319999999994,5.0543950000000004,"PV","c-Si",113.24,74.5,1.52,"Fixed Tilt","Fixed Tilt",20,195,null,null,null,null,null,68.540000000000006,40.590000000000003,null,50.648850868776741,null,null,null,null,null,null,null,null,null,null,null,0.24911280684012135,0.24192858278016161,0.24394594097637215,0.22774815359627348]
[61051,"FPL Barefoot Bay Solar Energy Center","2018-03-31",2018,"Southeast (non-ISO)","FL",27.871611000000001,-80.525810000000007,4.9433610000000003,"PV","c-Si",113.24,74.5,1.52,"Fixed Tilt","Fixed Tilt",20,196,null,null,null,null,null,70.13,38.979999999999997,null,47.696312983563061,null,null,null,null,null,null,null,null,null,null,null,0.24896111060034937,0.24550433368785224,0.25283472771291104,0.24558855076461034]
[61052,"FPL Loggerhead Solar Energy Center","2018-03-31",2018,"Southeast (non-ISO)","FL",27.222640999999999,-80.542730000000006,4.9357730000000002,"PV","c-Si",113.24,74.5,1.52,"Fixed Tilt","Fixed Tilt",20,196,null,null,null,null,null,68.540000000000006,39.75,null,51.232795201563867,null,null,null,null,null,null,null,null,null,null,null,0.23831172811130519,0.24178035720834709,0.24115411725046734,0.22610094695228464]
[60825,"ColGreen North Shore Solar Farm","2018-12-31",2018,"West (non-ISO)","CA",33.546129999999998,-115.97861,5.8636100000000004,"PV","c-Si",96.75,74.8,1.2934491978609626,"Tracking","Single Axis","Tracking",180,null,null,null,null,null,null,null,null,66.622477724409848,null,null,null,null,null,null,null,null,null,null,null,0.28643811198202829,0.27520412660841792,0.27827784289307267,0.24578991465826688]
[61610,"NC 102 Project (Mc Bride Place Energy NC)","2018-09-30",2018,"Southeast (non-ISO)","NC",35.292641000000003,-80.497579999999999,4.5066199999999998,"PV","c-Si",102,74.8,1.3636363636363638,"Fixed Tilt","Fixed Tilt",20,179,null,null,null,null,null,81.22,17.72,null,74.352397548352883,null,null,null,null,null,null,null,null,null,null,null,0.19701548116133136,0.21388852361610322,0.21733908382780268,0.22771683393158018]
[60030,"Pecan Solar (Bethel Church Road Solar Power Plant)","2018-12-31",2018,"PJM","NC",36.487350999999997,-77.484560999999999,4.3983840000000001,"PV","Thin-Film",111.26,74.900000000000006,1.4854472630173565,"Tracking","Single Axis","Tracking",181,null,null,null,null,null,81.72,11.08,null,70.594043649616552,null,null,null,null,null,null,null,null,null,null,null,0.21714950222823731,0.24027786897405401,0.24893922490260983,0.22452920484542552]
[61807,"Hamilton Solar Power Plant","2018-12-31",2018,"Southeast (non-ISO)","FL",30.446380000000001,-83.190939999999998,4.7425540000000002,"PV","c-Si",110.8,74.900000000000006,1.4793057409879837,"Tracking","Single Axis","Tracking",180,null,null,null,null,null,67.930000000000007,43.23,null,53.841338821727753,null,null,null,null,null,null,null,null,null,null,null,0.27530619212222074,0.26721116923353783,0.22512055648017748,0.26316671848613976]
[59851,"Great Bay Solar 1 (Great Bay Energy Center)","2018-03-31",2018,"PJM","MD",38.170411000000001,-75.693209999999993,4.279204,"PV","c-Si",99,75,1.32,"Fixed Tilt","Fixed Tilt",25,180,null,null,null,null,null,78.83,14.08,null,83.490763612295993,null,null,null,null,null,null,null,null,null,null,null,0.20425114155251142,0.19848360655737704,0.20037442922374429,0.2135357686453577]
[61369,"Sweetwater Solar (Green River Project)","2018-12-31",2018,"West (non-ISO)","WY",41.626831000000003,-109.682441,4.7043720000000002,"PV","c-Si",97.935000000000002,80,1.2241875,"Tracking","Single Axis","Tracking",180,null,null,null,null,null,46.98,21.57,null,50.857162975866629,null,null,null,null,null,null,null,null,null,null,null,0.25704623287671235,0.23531989981785065,0.25552511415525114,0.26528110730593607]
[62340,"Aulander Holloman Solar","2018-12-31",2018,"PJM","NC",36.247610000000002,-77.070189999999997,4.3798180000000002,"PV","c-Si",125,80,1.5625,"Tracking","Single Axis","Tracking",180,null,null,null,null,null,83.61,9.7200000000000006,null,90.159903117071096,null,null,null,null,null,null,null,null,null,null,null,null,0.25501764571948998,0.28300228310502284,0.27707334474885847]
[61262,"Stuttgart Solar Energy Center","2018-01-31",2018,"MISO","AR",34.439670999999997,-91.440330000000003,4.5237980000000002,"PV","c-Si",97.5,81,1.2037037037037037,"Fixed Tilt","Fixed Tilt",14,180,null,null,null,null,null,76.290000000000006,0.22,48.967251173687167,43.526705751163441,null,null,null,null,null,null,null,null,null,null,null,0.22875725801905405,0.22233747104724641,0.23208467219121709,0.24225858278369694]
[61750,"CED Wistaria Ranch Solar","2018-12-31",2018,"CAISO","CA",32.672612999999998,-115.619901,5.6630149999999997,"PV","c-Si",141,100,1.41,"Tracking","Single Axis","Tracking",180,null,null,null,null,null,44.92,7.06,46.791155258491493,77.936994879486178,null,null,null,null,null,null,null,null,null,null,null,0.33406392694063924,0.3071265938069217,0.29539497716894975,0.28855365296803653]
[61264,"Antelope Expansion 2","2018-12-31",2018,"CAISO","CA",34.752929999999999,-118.31789999999999,5.7811769999999996,"PV","c-Si",130,105,1.2380952380952381,"Tracking","Single Axis","Tracking",180,null,null,null,null,null,45.75,7.12,39.774097756739337,50.94689344059168,null,null,null,null,null,null,null,null,null,null,null,0.25283974777125462,0.27368158556683148,0.27685040226136115,0.28572624483583386]
[57340,"CED Panoche Valley Solar Project","2018-01-31",2018,"CAISO","CA",36.634821000000002,-120.885571,5.3493849999999998,"PV","c-Si",188,140,1.3428571428571427,"Tracking","Single Axis","Tracking",180,null,null,null,null,null,46.34,7.88,null,84.909366397237477,null,null,null,null,null,null,null,null,null,null,null,0.31134866275277234,0.26450445615404633,0.29027723418134377,0.25826076320939334]
[60044,"Buckthorn Solar 1 (Riggins Solar)","2018-05-31",2018,"ERCOT","TX",31.077110999999999,-102.845251,5.6111959999999996,"PV","Thin-Film",202,154,1.3116883116883118,"Tracking","Single Axis","Tracking",179,null,null,null,null,null,61.72,null,35.312908308043653,54.330169735214376,null,null,null,null,null,null,null,null,null,null,null,null,0.26871318572138242,0.24771986004862717,0.24946554586965547]
[60123,"Castle Gap Solar (Upton 2 Solar Power Plant)","2018-05-31",2018,"ERCOT","TX",31.255120999999999,-102.27157,5.5476320000000001,"PV","c-Si",234,180,1.3,"Tracking","Single Axis","Tracking",179,"PV+Storage","Lithium-ion",2019,10,42,59.47,null,null,41.217432562164561,null,null,null,null,null,null,null,null,null,null,null,0.27614028411973618,0.2671195102206031,0.27993277524099441,0.29081177067478436]
[61368,"Midway Solar - TX (McCamey, Waymark Solar)","2018-12-31",2018,"ERCOT","TX",30.995502999999999,-102.223501,5.5240010000000002,"PV","c-Si",236,182,1.2967032967032968,"Tracking","Single Axis","Tracking",191,null,null,null,null,null,55.39,null,null,66.106454415011541,null,null,null,null,null,null,null,null,null,null,null,0.20924532088915651,0.24047218719349867,0.22238571930352752,0.17616475989763661]
[59940,"Great Valley Solar 1-4 (Tranquility 8)","2018-04-30",2018,"CAISO","CA",36.576661000000001,-120.390241,5.3220720000000004,"PV","c-Si",281,200,1.405,"Tracking","Single Axis","Tracking",180,null,null,null,null,null,15.52,6.6,43.127424975040441,61.425530272383945,null,null,null,null,null,null,null,null,null,null,null,0.31091723744292238,0.30198372040072857,0.30457020547945207,0.30810958904109587]
[61202,"Mount Signal Solar Farm 3 (MS3)","2018-11-30",2018,"CAISO","CA",32.678804999999997,-115.56721,5.8522069999999999,"PV","Thin-Film",328.9,252.3,1.3036068172810145,"Tracking","Single Axis","Tracking",180,null,null,null,null,null,44.72,7.21,49.405041282400937,81.822110703076774,null,null,null,null,null,null,null,null,null,null,null,0.2825742891426275,0.26893607950751086,0.29179312878594549,0.28205803412260166]
[62082,"Southwick Solar PV","2019-01-31",2019,"ISO-NE","MA",42.015492999999999,-72.775694999999999,3.8112659999999998,"PV","c-Si",6.6,5.0010000000000003,1.3197360527894419,"Fixed Tilt","Fixed Tilt",20,179,null,null,null,null,null,71.569999999999993,4.91,null,101.29437825771049]
[62327,"Synergen Panorama CSG aka Panorama Solar Electric Facility","2019-07-30",2019,"PJM","MD",38.772410999999998,-76.971070999999995,4.1749369999999999,"PV","c-Si",6.6,5.0010000000000003,1.3197360527894419,"Fixed Tilt","Fixed Tilt",25,180,null,null,null,null,null,91.43,13.35]
[62381,"GMP Solar/Storage-Milton Hybrid","2019-09-30",2019,"ISO-NE","VT",44.657791000000003,-73.179681000000002,3.631345,"PV","c-Si",7,5.0010000000000003,1.3997200559888021,"Fixed Tilt","Fixed Tilt",25,180,"PV+Storage","Lithium-Ion",2019,2,8,69.22,5.92,null,92.330239197813981]
[62382,"GMP Solar/Storage-Ferrisburgh Hybrid","2019-09-30",2019,"ISO-NE","VT",44.225870999999998,-73.247050999999999,3.6529370000000001,"PV","c-Si",6.3180000000000005,5.0010000000000003,1.2633473305338931,"Tracking","Single Axis","Tracking",180,"PV+Storage","Lithium-Ion",2019,2,8,72.489999999999995,5.7,null,96.426359358109806]
[62610,"Commerce Solar","2019-12-31",2019,"ERCOT","TX",29.435281,-98.617491000000001,4.7539879999999997,"PV","c-Si",5.9,5.0010000000000003,1.1797640471905619,"Tracking","Single Axis","Tracking",180,"PV+Storage","Lithium-Ion",2019,10,10,81.2,null,null,56.161283813002129]
[62652,"Happy Hollow CSG Hybrid","2019-11-15",2019,"ISO-NE","MA",42.607720999999998,-72.043960999999996,3.790581,"PV","c-Si",7.1280000000000001,5.0010000000000003,1.4253149370125975,"Fixed Tilt","Fixed Tilt",25,180,"PV+Storage","Lithium-Ion",2019,3.3,6.6,71.13,5.01,null,92.646100639073339]
[62682,"Noland Wastewater Treatment Plant Hybrid","2019-08-31",2019,"SPP","AR",36.080230999999998,-94.066141000000002,4.398981,"PV","c-Si",5.8,5.0010000000000003,1.1597680463907218,"Tracking","Single Axis","Tracking",179,"PV+Storage","Lithium-Ion",2019,6,13.1,76.09,22.38,null,47.620363072129614]
[62683,"Westside Wastewater Treatment Plant Hybrid","2019-08-31",2019,"SPP","AR",36.041350000000001,-94.140079999999998,4.4148250000000004,"PV","c-Si",5.8,5.0010000000000003,1.1597680463907218,"Tracking","Single Axis","Tracking",180,"PV+Storage","Lithium-Ion",2019,6,13.1,76.19,20.86,null,47.437757441588218]
[62953,"Griffin Solar","2019-11-30",2019,"ERCOT","TX",31.474114,-97.135821000000007,4.7432629999999998,"PV","c-Si",7.2,5.0010000000000003,1.4397120575884823,"Tracking","Single Axis","Tracking",181,null,null,null,null,null,81.569999999999993,null,null,42.036608890536563]
[63000,"RT 52 Walden Solar 1 Hybrid","2019-12-31",2019,"NYISO","NY",41.581440999999998,-74.214661000000007,3.8876789999999999,"PV","c-Si",5.9349999999999996,5.0010000000000003,1.1867626474705057,"Fixed Tilt","Fixed Tilt",25,210,"PV+Storage","Lithium-Ion",2020,3.9,8.8000000000000007,84.4,8.9700000000000006,null,88.598067389480931]
[63186,"Imeson Solar (SunPort Solar)","2019-12-31",2019,"Southeast (non-ISO)","FL",30.456752999999999,-81.714860999999999,4.7374859999999996,"PV","c-Si",9,5.0010000000000003,1.7996400719856027,"Tracking","Single Axis","Tracking",180,"PV+Storage",null,2019,2,4,null,null,null,70.018842814649986]
[62305,"Tipton Solar Park","2019-07-30",2019,"MISO","IN",40.277768000000002,-86.073599999999999,3.9457110000000002,"PV","c-Si",6.3,5.3,1.1886792452830188,"Tracking","Single Axis","Tracking",180,null,null,null,null,null,83.47,17.64,null,66.260217745644397,null,null,null,null,null,null,null,null,null,null,null,null,0.19666975976904841,0.1995563022314121,0.20431636081674859]
[62306,"IFF Union Beach Solar Project","2019-06-30",2019,"PJM","NJ",40.445690999999997,-74.154420999999999,3.9162309999999998,"PV","c-Si",6.7990000000000004,5.5,1.2361818181818183,"Fixed Tilt","Fixed Tilt",15,180,null,null,null,null,null,72.459999999999994,14.44,null,152.29073097483334,null,null,null,null,null,null,null,null,null,null,null,null,0.16523845007451568,0.1483810709838107,0.18584474885844748]
[62268,"NorWest Energy 4 aka Bonanza ","2019-01-31",2019,"West (non-ISO)","OR",42.205050999999997,-121.35292099999999,4.7827029999999997,"PV","c-Si",6.8,5.6,1.2142857142857144,"Tracking","Single Axis","Tracking",180,null,null,null,null,null,46.31,17.14,null,74.977667926697308,null,null,null,null,null,null,null,null,null,null,null,null,0.23955893832943012,0.19651011089367257,0.23142938682322248]
[62582,"Newfield Community Solar","2019-01-31",2019,"NYISO","NY",42.385143999999997,-76.600504000000001,3.707916,"PV","c-Si",7.5,6,1.25,"Fixed Tilt","Fixed Tilt",20,180,null,null,null,null,null,62.87,6.57,null,81.838918017075073,null,null,null,null,null,null,null,null,null,null,null,null,0.16590771098967821,0.16118721461187219,0.17016742770167428]
[62931,"City of Pratt Solar (Pratt Solar Farm)","2019-03-31",2019,"SPP","KS",37.654944,-98.704633000000001,4.7406579999999998,"PV","c-Si",7.67,6,1.2783333333333333,"Fixed Tilt","Fixed Tilt",35,180,null,null,null,null,null,50.31,16.260000000000002,61.033804123179351,55.480548552734433,null,null,null,null,null,null,null,null,null,null,null,null,0.23112097753491195,0.21816971080669711,0.21718036529680368]
[64519,"Centinela State Prison","2019-12-31",2019,"West (non-ISO)","CA",32.825436000000003,-115.77489300000001,5.6778469999999999,"PV","c-Si",8.1999999999999993,6,1.3666666666666665,"Tracking","Single Axis","Tracking",180,null,null,null,null,null,null,null,null,null,null,null,null,null,null,null,null,null,null,null,null,null,0.30398072252580449,0.34157153729071538,0.32427701674277015]
[64521,"Calipatria State Prison","2019-12-31",2019,"West (non-ISO)","CA",33.166482000000002,-115.495293,5.8933410000000004,"PV","c-Si",8.1999999999999993,6,1.3666666666666665,"Tracking","Single Axis","Tracking",180,null,null,null,null,null,null,null,null,null,null,null,null,null,null,null,null,null,null,null,null,null,0.250455373406193,0.32766362252663622,0.32663622526636227]
[62942,"DG AMP Wadsworth 1048","2019-12-31",2019,"PJM","OH",41.012720999999999,-81.765591000000001,3.8102,"PV","c-Si",8.6026199999999999,6.3,1.3654952380952381,"Tracking","Single Axis","Tracking",180,null,null,null,null,null,82.7,12.84,null,64.521360141065401,null,null,null,null,null,null,null,null,null,null,null,null,0.17954722872755655,0.18052837573385519,0.19839457853156484]
[62770,"IMPA Richmond 3 Solar Park","2019-12-31",2019,"PJM","IN",39.839421000000002,-84.827770999999998,3.972988,"PV","c-Si",8.6999999999999993,6.7,1.2985074626865669,"Tracking","Single Axis","Tracking",180,null,null,null,null,null,82.86,10.68,null,65.208234825113522,null,null,null,null,null,null,null,null,null,null,null,null,0.18468110268330484,0.20224221358958627,0.19970353710897568]
[60785,"Tungsten Mountain","2019-07-30",2019,"West (non-ISO)","NV",39.666611000000003,-117.68131099999999,4.8551149999999996,"PV","c-Si",9.6999999999999993,7.3,1.3287671232876712,"Tracking","Single Axis","Tracking",180,"PV+Geothermal",null,null,null,null,44.77,17.260000000000002,null,41.139497899266807,null,null,null,null,null,null,null,null,null,null,null,null,0.27018302268133843,0.25719334459248139,0.27875774066428971]
[61872,"Lampwick","2019-11-30",2019,"ERCOT","TX",30.872810999999999,-99.535211000000004,5.073258,"PV","c-Si",10.9,7.5,1.4533333333333334,"Tracking","Single Axis","Tracking",180,null,null,null,null,null,85.98,null,null,56.628281428470103,null,null,null,null,null,null,null,null,null,null,null,null,0.26177899210686095,0.25260273972602737,0.26873668188736682]
[62637,"Milford Solar Farm (NJ)","2019-09-30",2019,"PJM","NJ",40.615431000000001,-75.156550999999993,3.9320140000000001,"PV","c-Si",8.9,7.5,1.1866666666666668,"Fixed Tilt","Fixed Tilt",15,180,null,null,null,null,null,74,14.65,null,124.77203125294359,null,null,null,null,null,null,null,null,null,null,null,null,0.1473891924711597,0.1554337899543379,0.15908675799086758]
[61794,"Gateway Solar","2019-05-31",2019,"PJM","MD",38.377226999999998,-75.274800999999997,4.2142749999999998,"PV","c-Si",10,7.6,1.3157894736842106,"Tracking","Single Axis","Tracking",181,null,null,null,null,null,86.62,11.44,null,132.55165058867496,null,null,null,null,null,null,null,null,null,null,null,null,0.11577569264691782,0.14449651526075466,0.15978731074260999]
[62638,"McCullough Road Solar Farm","2019-06-30",2019,"PJM","NJ",40.757271000000003,-74.957250999999999,3.9208150000000002,"PV","c-Si",10,7.6,1.3157894736842106,"Fixed Tilt","Fixed Tilt",23,180,null,null,null,null,null,73.08,15.03,null,110.47156395347027,null,null,null,null,null,null,null,null,null,null,null,null,0.19248514044674531,0.19166065849555397,0.20475847152126897]
[62655,"HL Solar/Lassen","2019-06-30",2019,"CAISO","CA",40.372441000000002,-120.26104100000001,5.0394430000000003,"PV","c-Si",9.3079999999999998,7.6,1.2247368421052631,"Tracking","Single Axis","Tracking",180,null,null,null,null,null,54.78,8.01,null,94.018333749204999,null,null,null,null,null,null,null,null,null,null,null,null,0.16908733582590355,0.10517303532804619,0.18024513338139878]
[62484,"IMPA Crawfordsville 2 Solar Park","2019-12-31",2019,"MISO","IN",40.053640999999999,-86.887681000000001,3.9820679999999999,"PV","c-Si",10.367000000000001,7.9,1.3122784810126582,"Fixed Tilt","Fixed Tilt",null,180,null,null,null,null,null,85.9,18.88,null,75.634389350300808,null,null,null,null,null,null,null,null,null,null,null,null,0.16685976804777383,0.18082769782093513,0.16462921218426671]
[63869,"IBM Solar","2019-07-30",2019,"West (non-ISO)","CO",40.091687,-105.191557,4.4951819999999998,"PV","c-Si",9.6999999999999993,8.1,1.1975308641975309,"Tracking","Single Axis",52,180,null,null,null,null,null,42.96,28.69,null,54.683580944916322,null,null,null,null,null,null,null,null,null,null,null,null,0.21659751737165223,0.21654264614690802,0.21466824510964549]
[61974,"Diamond Solar II","2019-06-30",2019,"Southeast (non-ISO)","SC",33.786681000000002,-81.268810999999999,4.5642769999999997,"PV","c-Si",10.82,8.1999999999999993,1.3195121951219513,"Tracking","Single Axis","Tracking",180,null,null,null,null,null,75.53,8.69,null,89.73231647333084,null,null,null,null,null,null,null,null,null,null,null,null,0.20920798347327738,0.20649571221739618,0.16190555741173854]
[59910,"KDC Solar PR1 (Six Flags Adventure Solar)","2019-06-30",2019,"PJM","NJ",40.133640999999997,-74.422409999999999,4.0324119999999999,"PV","c-Si",12.5,8.8000000000000007,1.4204545454545454,"Fixed Tilt","Fixed Tilt",15,180,null,null,null,null,null,71.17,14.95]
[64227,"Alexis Solar (GMP Azure Solar Park)","2019-12-31",2019,"ERCOT","TX",26.888351,-98.234521000000001,4.9345749999999997,"PV","c-Si",14,9.5,1.4736842105263157,"Tracking","Single Axis","Tracking",180,null,null,null,null,null,59.95,null,null,null,null,null,null,null,null,null,null,null,null,null,null,null,0.11328551912568306,9.552511415525114E-2,0.23116438356164379]
[63344,"Starvation (aka Starvation Ridge?)","2019-12-31",2019,"West (non-ISO)","OR",43.503290999999997,-119.149821,4.584416,"PV","c-Si",15.3,9.9,1.5454545454545454,"Tracking","Single Axis","Tracking",180,null,null,null,null,null,52.43,9.15,null,66.964411197423175,null,null,null,null,null,null,null,null,null,null,null,null,0.2742129859616198,0.2655435634887689,0.29094598957612644]
[60997,"Everett PV1","2019-12-31",2019,"PJM","NC",35.821137,-77.309569999999994,4.437373,"PV","c-Si",13,10,1.3,"Fixed Tilt","Fixed Tilt",20,191,null,null,null,null,null,82.35,9.6199999999999992,null,59.715118207146652,null,null,null,null,null,null,null,null,null,null,null,null,0.16781648451730419,0.22291095890410959,0.18691780821917811]
[61840,"Hope Farm Solar","2019-09-30",2019,"ISO-NE","RI",41.748341000000003,-71.521980999999997,3.8456619999999999,"PV","c-Si",12.6,10,1.26,"Fixed Tilt","Fixed Tilt",25,171,null,null,null,null,null,70.260000000000005,5.0199999999999996,null,73.364255682646402,null,null,null,null,null,null,null,null,null,null,null,null,0.19044854280510023,0.17757990867579912,0.19452054794520549]
[61875,"Cascade Solar (TX)","2019-04-30",2019,"ERCOT","TX",29.205974000000001,-96.0274,4.6423750000000004,"PV","c-Si",14.2,10,1.42,"Tracking","Single Axis","Tracking",180,null,null,null,null,null,89.94,null,null,58.765653797588136,null,null,null,null,null,null,null,null,null,null,null,null,0.20860655737704922,0.20666666666666667,0.23855022831050232]
[61996,"Rankin Solar Center","2019-12-31",2019,"Southeast (non-ISO)","SC",34.236111000000001,-79.654510999999999,4.5626290000000003,"PV","c-Si",13.4,10,1.34,"Tracking","Single Axis","Tracking",180,null,null,null,null,null,null,null,null,70.127152983807505,null,null,null,null,null,null,null,null,null,null,null,null,0.13694216757741348,0.23304794520547945,0.229486301369863]
[62467,"Vista Solar Energy Center","2019-03-31",2019,"West (non-ISO)","NM",34.741050999999999,-106.657161,5.6190509999999998,"PV","c-Si",12.8,10,1.28,"Tracking","Single Axis","Tracking",180,null,null,null,null,null,46.72,26.84,null,39.827095864437027,null,null,null,null,null,null,null,null,null,null,null,null,0.29744990892531875,0.26924657534246577,0.28813926940639267]
[62597,"Rio De Oro Solar Energy Center","2019-06-30",2019,"West (non-ISO)","NM",34.692110999999997,-106.689251,5.6618089999999999,"PV","c-Si",12.5,10,1.25,"Tracking","Single Axis","Tracking",180,null,null,null,null,null,46.43,24.02,null,37.062525884138147,null,null,null,null,null,null,null,null,null,null,null,null,0.27657103825136614,0.26924657534246577,0.31202054794520551]
[62980,"Turquoise Liberty Solar (Turquoise 1)","2019-11-30",2019,"West (non-ISO)","NV",39.581232,-119.519116,5.2310639999999999,"PV","Thin-Film",11,10,1.1000000000000001,"Tracking","Single Axis","Tracking",179,null,null,null,null,null,48.62,17.61,30.521680235249175,66.534665852988411,null,null,null,null,null,null,null,null,null,null,null,null,0.18426684881602914,0.25368721461187216,0.27940639269406398]
[63027,"Mars Solar","2019-08-31",2019,"ERCOT","TX",27.423431000000001,-98.830050999999997,5.0258130000000003,"PV","Thin-Film",14.2,10,1.42,"Tracking","Single Axis","Tracking",180,null,null,null,null,null,59.46,null,null,58.860919418841704,null,null,null,null,null,null,null,null,null,null,null,null,0.24897540983606553,0.28194063926940638,0.23073059360730594]
[63081,"San Miguel I Solar Energy Center","2019-09-30",2019,"West (non-ISO)","NM",35.634331000000003,-105.175291,5.282832,"PV","c-Si",12.8,10,1.28,"Tracking","Single Axis","Tracking",180,null,null,null,null,null,46.26,18.170000000000002,null,38.085788511286147,null,null,null,null,null,null,null,null,null,null,null,null,0.29000455373406192,0.30175799086757993,0.30013698630136981]
[63082,"San Miguel II Solar Energy Center","2019-10-30",2019,"West (non-ISO)","NM",35.634369999999997,-105.17549,5.282832,"PV","c-Si",12.636000000000001,10,1.2636000000000001,"Tracking","Single Axis","Tracking",180,null,null,null,null,null,46.26,18.25,null,37.720075722270408,null,null,null,null,null,null,null,null,null,null,null,null,0.29180327868852463,0.31220319634703197,0.30270547945205473]
[63184,"Rio Rancho Solar Energy Center","2019-12-31",2019,"West (non-ISO)","NM",35.104761000000003,-106.482411,5.5622590000000001,"PV","c-Si",12.5,10,1.25,"Tracking","Single Axis","Tracking",180,null,null,null,null,null,45.5,22.66,null,36.786012428049645,null,null,null,null,null,null,null,null,null,null,null,null,0.29430783242258657,0.31651826484018258,0.31416666666666665]
[63301,"Garrett Solar (PSEG Lake County Solar Energy Center, FKA Lakeview Airport 10 Solar)","2019-12-31",2019,"West (non-ISO)","OR",42.165691000000002,-120.409171,4.7202630000000001,"PV","c-Si",13.1,10,1.31,"Tracking","Single Axis","Tracking",180,null,null,null,null,null,45.2,19.899999999999999,null,73.362761120752239,null,null,null,null,null,null,null,null,null,null,null,null,0.2655510018214936,0.28470319634703195,0.2891095890410959]
[63505,"Cherry Blossom Solar","2019-12-31",2019,"Southeast (non-ISO)","SC",33.762185000000002,-79.458010000000002,4.6140749999999997,"PV","c-Si",14.4,10,1.44,"Tracking","Single Axis","Tracking",180,null,null,null,null,null,79.75,7.02,null,44.443404186989262,null,null,null,null,null,null,null,null,null,null,null,null,0.23645264116575593,0.23426940639269406,0.23507990867579909]
[65465,"Cinnaminson Landfill Solar","2019-03-31",2019,"PJM","NJ",40.015830000000001,-74.983549999999994,3.988839,"PV","c-Si",13,10,1.3,"Fixed Tilt","Fixed Tilt",15,180,null,null,null,null,null,69.8,15.9]
[65467,"Pennsauken Brownfield Solar","2019-04-30",2019,"PJM","NJ",39.964790999999998,-75.079610000000002,4.0331799999999998,"PV","c-Si",15.2,12,1.2666666666666666,"Fixed Tilt","Fixed Tilt",5,180,null,null,null,null,null,69.650000000000006,18.54]
[62792,"DG AMP Solar Piqua Manier","2019-07-30",2019,"PJM","OH",40.130431000000002,-84.255450999999994,3.9253480000000001,"PV","c-Si",13.2,12.625,1.0455445544554456,"Tracking","Single Axis","Tracking",180,null,null,null,null,null,86.94,12.2,null,60.678671723369099,null,null,null,null,null,null,null,null,null,null,null,null,0.1917447306791569,0.19953613104298035,0.20245343190548667]
[62989,"Whitetail Solar 1 (Roxbury Solar)","2019-12-31",2019,"PJM","PA",40.139208799999999,-77.609463099999999,3.898136,"PV","c-Si",18.306999999999999,13.5,1.356074074074074,"Tracking","Single Axis",52,180,null,null,null,null,null,90.1,8.9,null,60.455387050322756,null,null,null,null,null,null,null,null,null,null,null,null,0.20894893071577952,0.20571621850160662,0.21542364282090312]
[64723,"Alton Road Solar (Southern Sky Renewable Energy RI-Alton Rd-Hopkinton)","2019-12-31",2019,"ISO-NE","RI",41.411821000000003,-71.737870999999998,3.9226130000000001,"PV","c-Si",17.553000000000001,13.875,1.2650810810810811,"Fixed Tilt","Fixed Tilt",20,180,null,null,null,null,null,70.569999999999993,5.49,null,72.394845960030651,null,null,null,null,null,null,null,null,null,null,null,null,null,0.20013986589329055,0.20042782508535933]
[58281,"Lanikuhana Solar (Mililani II)","2019-09-30",2019,"HI","HI",21.425398999999999,-158.02065099999999,5.0733040000000003,"PV","Thin-Film",18,14.7,1.2244897959183674,"Tracking","Single Axis","Tracking",180,null,null,null,null,null,null,null,100.96219837912817,null,null,null,null,null,null,null,null,null,null,null,null,null,0.21957826846585632,0.21838598453079866,0.22125151430435192]
[62389,"Pasto Solar","2019-09-30",2019,"NYISO","NY",42.210028000000001,-76.523759999999996,3.7321759999999999,"PV","c-Si",23.864999999999998,16,1.4915624999999999,"Fixed Tilt","Fixed Tilt",20,180,null,null,null,null,null,93.33,6.52,null,83.244767656412947,null,null,null,null,null,null,null,null,null,null,null,null,0.18944245218579234,0.18435359589041095,0.18970462328767121]
[60510,"Two Mile Desert Project aka Hertford Solar","2019-06-30",2019,"PJM","NC",36.223419,-76.465665000000001,4.4350670000000001,"PV","c-Si",21.03988,16.2,1.2987580246913581,"Fixed Tilt","Fixed Tilt",15,169,null,null,null,null,null,82.86,10.119999999999999,null,69.629659879974312,null,null,null,null,null,null,null,null,null,null,null,null,0.19559974364163804,0.2003847454760698,0.20521168047804278]
[64108,"Gold Meadow Farms","2019-05-31",2019,"ISO-NE","RI",41.734183999999999,-71.528031999999996,3.8456619999999999,"PV","c-Si",21.3,16.2,1.3148148148148149,"Fixed Tilt","Fixed Tilt",25,180,null,null,null,null,null,70.44,5.36,null,null,null,null,null,null,null,null,null,null,null,null,null,null,0.20616187681306086,0.19645977789052377,0.20685354304075776]
[62413,"Ellis Solar (North+South)","2019-12-31",2019,"NYISO","NY",42.448940999999998,-76.433751000000001,3.6929289999999999,"PV","c-Si",27,18,1.5,"Fixed Tilt","Fixed Tilt",20,180,null,null,null,null,null,63.37,6.81,null,81.956340928252359,null,null,null,null,null,null,null,null,null,null,null,null,0.18471083788706741,0.17866565195332321,0.17833587011669202]
[63031,"Gloucester Solar","2019-04-30",2019,"PJM","VA",37.441969999999998,-76.468299999999999,4.3109270000000004,"PV","c-Si",27.8,19.899999999999999,1.3969849246231156,"Tracking","Single Axis","Tracking",191,null,null,null,null,null,89.26,9.5399999999999991,null,67.684593355398292,null,null,null,null,null,null,null,null,null,null,null,null,0.2141399163394386,0.23018058328170532,0.23339872880383658]
[59524,"Blackwell Solar Park","2019-01-31",2019,"CAISO","CA",35.619061000000002,-119.853931,5.3721930000000002,"PV","c-Si",25,20,1.25,"Tracking","Single Axis","Tracking",179,null,null,null,null,null,43.29,6.92,null,56.114503785431076,null,null,null,null,null,null,null,null,null,null,null,null,0.26224954462659383,0.26764269406392688,0.25721461187214611]
[59878,"Windhub Solar A","2019-12-31",2019,"CAISO","CA",35.020170999999998,-118.28746099999999,5.7908200000000001,"PV","Thin-Film",25,20,1.25,"Tracking","Single Axis","Tracking",180,null,null,null,null,null,45.97,6.93,42.226190633758009,50.196407893852765,null,null,null,null,null,null,null,null,null,null,null,null,0.28195013661202184,0.28602739726027399,0.26208904109589043]
[59951,"Five Forks Solar","2019-12-31",2019,"PJM","NC",36.516931,-78.033080999999996,4.3873620000000004,"PV","c-Si",25.9,20,1.2949999999999999,"Tracking","Single Axis","Tracking",180,null,null,null,null,null,84.05,9.94,null,63.779085249518864,null,null,null,null,null,null,null,null,null,null,null,null,0.22628642987249539,0.2366609589041096,0.22031392694063923]
[61265,"Antelope DSR 3","2019-09-30",2019,"CAISO","CA",34.736859000000003,-118.304091,5.7811769999999996,"PV","c-Si",25,20,1.25,"Tracking","Single Axis","Tracking",180,null,null,null,null,null,45.59,7.01,null,60.943568540164904,null,null,null,null,null,null,null,null,null,null,null,null,0.32480646630236792,0.33684931506849319,0.1976027397260274]
[61778,"North Halifax","2019-12-31",2019,"PJM","NC",36.210641000000003,-77.623110999999994,4.4232360000000002,"PV","c-Si",26.9,20,1.345,"Tracking","Single Axis","Tracking",181,null,null,null,null,null,81,9.08,null,59.143659881142973,null,null,null,null,null,null,null,null,null,null,null,null,0.21672928051001822,0.23032534246575342,0.24259132420091326]
[61973,"Blackville Solar II","2019-05-31",2019,"Southeast (non-ISO)","SC",33.339990999999998,-81.260681000000005,4.6337719999999996,"PV","c-Si",28,20,1.4,"Tracking","Single Axis","Tracking",180,null,null,null,null,null,75.52,8.5399999999999991,null,71.447891515552385,null,null,null,null,null,null,null,null,null,null,null,null,0.24056238615664849,0.21523972602739727,0.19414383561643836]
[61987,"West Loch Solar One","2019-11-30",2019,"HI","HI",21.338141,-158.01081099999999,5.6000769999999997,"PV","c-Si",28,20,1.4,"Fixed Tilt","Fixed Tilt",15,180,null,null,null,null,null,null,null,null,null,null,null,null,null,null,null,null,null,null,null,null,null,0.22087887067395265,0.21207762557077625,0.21822488584474881]
[62017,"Riverhead Solar Farm","2019-06-30",2019,"NYISO","NY",40.922992000000001,-72.764510000000001,3.9273169999999999,"PV","c-Si",22.9,20,1.145,"Tracking","Single Axis","Tracking",180,null,null,null,null,null,101.87,7.11,162.37648031077103,110.02684540667217,null,null,null,null,null,null,null,null,null,null,null,null,0.17511384335154823,0.19041666666666668,0.19675799086757992]
[63668,"University Solar, LLC","2019-12-31",2019,"ISO-NE","RI",41.615208000000003,-71.657368000000005,3.8907780000000001,"PV","c-Si",28.4,24,1.1833333333333333,"Fixed Tilt","Fixed Tilt",15,180,null,null,null,null,null,68.09,5.62,null,65.503765888393247,null,null,null,null,null,null,null,null,null,null,null,null,0.15579462659380691,0.15862823439878235,0.16152016742770167]
[62657,"DWW Solar ll (aka Tobacco Valley Solar)","2019-12-31",2019,"ISO-NE","CT",41.903722000000002,-72.796960999999996,3.8075410000000001,"PV","c-Si",48.6,26.4,1.8409090909090911,"Fixed Tilt","Fixed Tilt",20,180,null,null,null,null,null,72.31,6.22,null,146.95258634067812,null,null,null,null,null,null,null,null,null,null,null,null,0.16458540040773817,0.14770575787949666,0.15849327443046127]
["61268b","Kayenta Solar 2","2019-08-31",2019,"West (non-ISO)","AZ",36.787430999999998,-110.240421,5.4825189999999999,"PV","c-Si",38.799999999999997,28,1.3857142857142857,"Tracking","Single Axis","Tracking",180,null,null,null,null,null,null,null,null,57.891662486259342,null,null,null,null,null,null,null,null,null,null,null,null,0.26486180693485117,0.25912003434978992,0.21880650994575052]
[62052,"Citizens Imperial Solar","2019-08-31",2019,"West (non-ISO)","CA",33.190311000000001,-115.431741,5.8933410000000004,"PV","c-Si",39.458487499999997,30,1.3152829166666666,"Tracking","Single Axis","Tracking",180,null,null,null,null,null,null,null,28.526285726946732,50.117972018583551,null,null,null,null,null,null,null,null,null,null,null,null,0.30202641165755922,0.29218797564687976,0.27375570776255709]
[61655,"Bonnie Mine Solar","2019-01-31",2019,"Southeast (non-ISO)","FL",27.877950999999999,-81.916659999999993,5.0130949999999999,"PV","Thin-Film",41.7,37.5,1.1120000000000001,"Tracking","Single Axis","Tracking",180,null,null,null,null,null,52.09,33.119999999999997,null,67.756738562816494,null,null,null,null,null,null,null,null,null,null,null,null,0.20533090467516696,0.21818569254185693,0.18522983257229833]
[62376,"Grazing Yak Solar","2019-11-30",2019,"West (non-ISO)","CO",38.9777591,-104.25271100000001,4.9866450000000002,"PV","c-Si",47.25,39.5,1.1962025316455696,"Tracking","Single Axis","Tracking",181,null,null,null,null,null,38.86,37.729999999999997,28.213445549805087,40.672971385254804,null,null,null,null,null,null,null,null,null,null,null,null,0.24899990777247469,0.25463557019825445,0.24871394717068376]
[62057,"SR Hazlehurst III","2019-12-31",2019,"Southeast (non-ISO)","GA",31.832474000000001,-82.602141000000003,4.7210340000000004,"PV","c-Si",55.3,40,1.3824999999999998,"Tracking","Single Axis","Tracking",180,null,null,null,null,null,73.5,16.260000000000002,28.535409643430089,37.151609521717575,null,null,null,null,null,null,null,null,null,null,null,null,0.27030048952641167,0.26561073059360729,0.26863584474885843]
[63187,"Tallahassee Solar 2 (FL Solar 4)","2019-12-31",2019,"Southeast (non-ISO)","FL",30.379460999999999,-84.357400999999996,4.7657530000000001,"PV","Thin-Film",55,42,1.3095238095238095,"Fixed Tilt","Fixed Tilt",25,180,null,null,null,null,null,null,null,40.980542800851872,60.076074520245811,null,null,null,null,null,null,null,null,null,null,null,null,0.19926923410529968,0.16823494237877801,0.19981789519460752]
[62541,"Lake Placid Solar Power Plant","2019-12-31",2019,"Southeast (non-ISO)","FL",27.331461000000001,-81.368351000000004,5.068346,"PV","c-Si",63,45,1.4,"Tracking","Single Axis","Tracking",180,"PV+Storage",null,2021,18,36,67.58,40.31,null,66.814423373709076,null,null,null,null,null,null,null,null,null,null,null,null,0.24519581056466302,0.14509132420091325,0.1974175545408422]
[60024,"Waipio Solar (Waiwa PV)","2019-09-30",2019,"HI","HI",21.455271,-157.98106000000001,5.12723,"PV","Thin-Film",45.9,45.9,1,"Tracking","Single Axis","Tracking",180,null,null,null,null,null,null,null,92.385677801467466,null,null,null,null,null,null,null,null,null,null,null,null,null,0.19776747979094492,0.19745127883725788,0.23036977348016832]
[62560,"Airport Solar","2019-12-31",2019,"West (non-ISO)","OR",42.167240999999997,-120.408271,4.7202630000000001,"PV","c-Si",60.7,47.3,1.2832980972515857,"Tracking","Single Axis","Tracking",180,null,null,null,null,null,45.1,19.79,null,53.746162322730136,null,null,null,null,null,null,null,null,null,null,null,null,0.24479449469918402,0.24678289746782905,0.28136735304623173]
[60125,"Kawailoa Solar","2019-09-19",2019,"HI","HI",21.619630999999998,-158.05063100000001,5.3295659999999998,"PV","Thin-Film",49,48.75,1.0051282051282051,"Tracking","Single Axis","Tracking",180,"Wind+PV",null,null,null,null,null,null,97.271373734252492,null,null,null,null,null,null,null,null,null,null,null,null,null,0.18329011932641909,0.18216848383188891,0.17877178268567701]
[61657,"Lake Hancock Solar","2019-04-30",2019,"Southeast (non-ISO)","FL",27.929721000000001,-81.863709999999998,4.9988849999999996,"PV","Thin-Film",58,49.6,1.1693548387096775,"Tracking","Single Axis","Tracking",180,null,null,null,null,null,52.37,30.2,null,59.351288850926281,null,null,null,null,null,null,null,null,null,null,null,null,0.19132812643741606,0.21822794151561276,0.21517918915179191]
[63579,"Britton Solar Energy Center","2019-12-31",2019,"West (non-ISO)","NM",35.016309999999997,-106.09842999999999,5.4387540000000003,"PV","c-Si",67.7,50,1.3540000000000001,"Tracking","Single Axis","Tracking",180,null,null,null,null,null,47.21,22.26,25.483927377772584,36.866509642746109,null,null,null,null,null,null,null,null,null,null,null,null,0.32024817850637521,0.32294977168949773,0.31540867579908677]
[62163,"SR Meridian III","2019-12-31",2019,"Southeast (non-ISO)","MS",32.449921000000003,-88.553431000000003,4.6158669999999997,"PV","c-Si",75,52.5,1.4285714285714286,"Tracking","Single Axis","Tracking",180,null,null,null,null,null,75.59,18.510000000000002,38.331196551690994,37.562156242140837,null,null,null,null,null,null,null,null,null,null,null,null,0.26990586781160553,0.25936725375081537,0.2783518156120896]
[61666,"Peace Creek Solar","2019-03-31",2019,"Southeast (non-ISO)","FL",27.914470999999999,-81.808250999999998,4.9988849999999996,"PV","Thin-Film",64.8,55,1.1781818181818182,"Tracking","Single Axis","Tracking",180,null,null,null,null,null,52.1,32.700000000000003,null,61.972323313689806,null,null,null,null,null,null,null,null,null,null,null,null,0.21279870522709488,0.22867110100060992,0.20534963651649277]
[62399,"Sage Solar I-III","2019-10-31",2019,"West (non-ISO)","UT",41.769970999999998,-111.061391,4.5123819999999997,"PV","Thin-Film",76.3,57.6,1.3246527777777777,"Tracking","Single Axis","Tracking",180,null,null,null,null,null,47.34,29.84,null,60.923853895031868,null,null,null,null,null,null,null,null,null,null,null,null,0.29418624139850236,0.23939109271943176,0.24845216577879248]
[61656,"Grange Hall Solar","2019-01-31",2019,"Southeast (non-ISO)","FL",27.681508000000001,-82.206760000000003,4.9986280000000001,"PV","Thin-Film",71.400000000000006,61.1,1.1685761047463177,"Tracking","Single Axis","Tracking",180,null,null,null,null,null,51.74,34.28,null,59.357034385609985,null,null,null,null,null,null,null,null,null,null,null,null,0.22148587373561218,0.22973043666718981,0.20933756324313013]
[62678,"Crooked Run","2019-12-31",2019,"Southeast (non-ISO)","NC",34.682451,-77.983250999999996,4.4983930000000001,"PV","Thin-Film",105.60527999999999,70.099999999999994,1.506494721825963,"Tracking","Single Axis","Tracking",204,null,null,null,null,null,80.010000000000005,18.170000000000002,null,59.121314963897355,null,null,null,null,null,null,null,null,null,null,null,null,0.22206599211638853,0.23668731557657363,0.23247773891179599]
[61701,"Seabrook Solar","2019-12-31",2019,"Southeast (non-ISO)","SC",32.564881,-80.731441000000004,4.7096730000000004,"PV","Thin-Film",93,72.5,1.2827586206896551,"Tracking","Single Axis","Tracking",182,null,null,null,null,null,74.09,9.85,null,58.727089195276903,null,null,null,null,null,null,null,null,null,null,null,null,0.23546416682369198,0.23769012753897023,0.21189104078097937]
[61663,"Lithia Solar","2019-01-31",2019,"Southeast (non-ISO)","FL",27.753271999999999,-82.164659999999998,5.0124820000000003,"PV","Thin-Film",87.2,74.5,1.1704697986577182,"Tracking","Single Axis","Tracking",180,null,null,null,null,null,51.36,34.72,null,56.584698218303529,null,null,null,null,null,null,null,null,null,null,null,null,0.21896125964230267,0.23384664889215775,0.22679353988538506]
[61763,"FPL Sunshine Gateway Solar Energy Center","2019-01-31",2019,"Southeast (non-ISO)","FL",30.279765999999999,-82.779690000000002,4.7770630000000001,"PV","c-Si",113.24,74.5,1.52,"Fixed Tilt","Fixed Tilt",20,195,"PV+Storage",null,2021,30,75,70.44,37.17,null,49.649284869210973,null,null,null,null,null,null,null,null,null,null,null,null,0.23276915930123104,0.220351812693451,0.23061199472893873]
[61766,"FPL Miami Dade Solar Energy Center","2019-01-31",2019,"Southeast (non-ISO)","FL",25.644641,-80.487751000000003,4.9810879999999997,"PV","c-Si",113.24,74.5,1.52,"Fixed Tilt","Fixed Tilt",20,195,null,null,null,null,null,69.41,42.45,null,48.820935846003636,null,null,null,null,null,null,null,null,null,null,null,null,0.23417348198677279,0.23256106156722137,0.22031810241794614]
[61767,"FPL Pioneer Trail Solar Energy Center","2019-01-31",2019,"Southeast (non-ISO)","FL",29.012611,-81.100470999999999,4.8070529999999998,"PV","c-Si",113.24,74.5,1.52,"Fixed Tilt","Fixed Tilt",20,195,null,null,null,null,null,70.03,39.25,null,55.398440443221531,null,null,null,null,null,null,null,null,null,null,null,null,0.2221274801041552,0.22324017039011981,0.2065765682939536]
[61768,"FPL Interstate Solar Energy Center","2019-01-31",2019,"Southeast (non-ISO)","FL",27.488651000000001,-80.443110000000004,4.9338379999999997,"PV","c-Si",113.24,74.5,1.52,"Fixed Tilt","Fixed Tilt",20,195,null,null,null,null,null,69.489999999999995,39.67,null,49.202219885474676,null,null,null,null,null,null,null,null,null,null,null,null,0.23213194215229643,0.23766357145046121,0.22348840060065581]
[61790,"Shaw Creek Solar","2019-10-31",2019,"Southeast (non-ISO)","SC",33.675680999999997,-81.747961000000004,4.5760800000000001,"PV","c-Si",108.6,74.900000000000006,1.4499332443257675,"Tracking","Single Axis","Tracking",180,null,null,null,null,null,75.41,9.3800000000000008,32.111539444768908,50.624278494569275,null,null,null,null,null,null,null,null,null,null,null,null,0.25203610886160294,0.25846333924684961,0.26378550395961736]
[62543,"Trenton Solar Power Plant","2019-12-31",2019,"Southeast (non-ISO)","FL",29.635051000000001,-82.843091000000001,4.8228429999999998,"PV","c-Si",104.9,74.900000000000006,1.4005340453938584,"Tracking","Single Axis","Tracking",181,null,null,null,null,null,68.2,41.47,null,50.092286747472976,null,null,null,null,null,null,null,null,null,null,null,null,0.25808090204060785,0.24643207686351964,0.25227548451207388]
[62679,"Palmetto Plains Solar Project","2019-07-30",2019,"Southeast (non-ISO)","SC",33.34666,-80.702077000000003,4.6359870000000001,"PV","Thin-Film",106,74.900000000000006,1.4152202937249665,"Tracking","Single Axis","Tracking",180,null,null,null,null,null,75.19,9.1199999999999992,null,60.145699362053001,null,null,null,null,null,null,null,null,null,null,null,null,0.23998178506375228,0.24383409436834094,0.21123439878234399]
[63076,"Gutenberg Solar","2019-10-31",2019,"PJM","NC",36.452033999999998,-77.537053999999998,4.40069,"PV","Thin-Film",119,79.900000000000006,1.4893617021276595,"Tracking","Single Axis","Tracking",180,null,null,null,null,null,81.97,9.81,null,67.166786663712784,null,null,null,null,null,null,null,null,null,null,null,null,0.21790101926132613,0.25149730542173149,0.22870625953674967]
[62544,"Wilkinson Solar","2019-12-31",2019,"PJM","NC",35.5931,-76.761300000000006,4.410291,"PV","c-Si",95.9,80.599999999999994,1.1898263027295286,"Tracking","Single Axis","Tracking",172.7,null,null,null,null,null,83.18,9.7899999999999991,null,66.811363347377451,null,null,null,null,null,null,null,null,null,null,null,null,0.19896456223135234,0.23721347881754426,0.23415989666542034]
[60491,"Springbok 3 Solar Farm","2019-07-30",2019,"West (non-ISO)","CA",35.270780999999999,-118.00432000000001,5.8451440000000003,"PV","c-Si",121,90,1.3444444444444446,"Tracking","Single Axis","Tracking",179,"PV+Storage","Lithium-Ion",2019,1.5,1.5,47.17,16.170000000000002,42.371006833401772,85.139140733294681,null,null,null,null,null,null,null,null,null,null,null,null,0.30678126897389191,0.30281202435312027,0.29707382039573821]
[59826,"Sunshine Valley Solar","2019-12-31",2019,"CAISO","NV",36.516210999999998,-116.50585100000001,5.6937309999999997,"PV","Thin-Film",126,100,1.26,"Tracking","Single Axis","Tracking",180,null,null,null,null,null,45.34,7.63,39.540147200978943,54.36587287371912,null,null,null,null,null,null,null,null,null,null,null,null,0.21726092896174864,0.24577968036529679,0.26671461187214612]
[60324,"Willow Springs Solar","2019-01-31",2019,"CAISO","CA",34.832551000000002,-118.328851,5.7757949999999996,"PV","Thin-Film",125.7,100,1.2570000000000001,"Tracking","Single Axis","Tracking",180,null,null,null,null,null,45.66,7.24,null,56.587487158950054,null,null,null,null,null,null,null,null,null,null,null,null,0.26721746169208144,0.28033525037981211,0.26021895802387629]
[61611,"Techren Solar I","2019-03-31",2019,"West (non-ISO)","NV",35.851300999999999,-114.97443199999999,5.4780170000000004,"PV","c-Si",132,100,1.32,"Tracking","Single Axis","Tracking",180,null,null,null,null,null,44.35,18.920000000000002,35.350843007446514,54.172946537258866,null,null,null,null,null,null,null,null,null,null,null,null,0.28610769581056467,0.2696118721461187,0.24600228310502284]
[62004,"San Pablo Raceway","2019-08-31",2019,"CAISO","CA",34.722760000000001,-118.280834,5.8113530000000004,"PV","c-Si",132,100,1.32,"Tracking","Single Axis","Tracking",180,null,null,null,null,null,46.2,6.98,31.019154941143647,40.527325857508529,null,null,null,null,null,null,null,null,null,null,null,null,0.31514116575591983,0.34085273972602742,0.29163926940639268]
[62415,"West of the Pecos Solar","2019-12-31",2019,"ERCOT","TX",31.842351000000001,-102.86001,5.5685200000000004,"PV","c-Si",130.65195,100,1.3065195000000001,"Tracking","Single Axis","Tracking",180,null,null,null,null,null,61.97,null,null,36.329544807924307,null,null,null,null,null,null,null,null,null,null,null,null,0.28151070127504552,0.28786643835616438,0.29457990867579908]
[62448,"Lapetus 2 (second phase)","2019-12-31",2019,"ERCOT","TX",32.459440999999998,-102.680341,5.4763520000000003,"PV","c-Si",135.30000000000001,100.7,1.3435948361469712,"Tracking","Single Axis","Tracking",180,null,null,null,null,null,58.16,null,null,62.963346450456136,null,null,null,null,null,null,null,null,null,null,null,null,0.28410860655737707,0.24451598173515982,0.25761872146118719]
[62367,"SR Arlington II (Bancroft Station Solar Farm)","2019-11-30",2019,"Southeast (non-ISO)","GA",31.415531000000001,-84.830709999999996,4.744065,"PV","c-Si",139.69999999999999,102.5,1.3629268292682926,"Tracking","Single Axis","Tracking",180,null,null,null,null,null,73.900000000000006,16.91,23.052405214099263,40.189177850501096,null,null,null,null,null,null,null,null,null,null,null,null,0.24531634013061443,0.24599064483795524,0.24277536473994876]
[62288,"Valentine Solar","2019-11-30",2019,"CAISO","CA",34.904221,-118.38363099999999,5.8249050000000002,"PV","Thin-Film",132,111.2,1.1870503597122302,"Tracking","Single Axis","Tracking",180,null,null,null,null,null,70.45,8.0399999999999991,null,55.466698321704236,null,null,null,null,null,null,null,null,null,null,null,null,0.25960583991822939,0.26966406326993198,0.25270502775861503]
[62375,"Dougherty County Solar","2019-12-31",2019,"Southeast (non-ISO)","GA",31.514780999999999,-84.040181000000004,4.7382730000000004,"PV","c-Si",174,120,1.45,"Tracking","Single Axis","Tracking",180,null,null,null,null,null,74.010000000000005,16.350000000000001,26.638515207259388,44.960172470663885,null,null,null,null,null,null,null,null,null,null,null,null,0.26209775349119613,0.26107876712328765,0.27427511415525113]
[61985,"Colonial Trail West","2019-12-31",2019,"PJM","VA",37.152621000000003,-76.901680999999996,4.3264550000000002,"PV","c-Si",210.9,142.4,1.4810393258426966,"Tracking","Single Axis","Tracking",181,null,null,null,null,null,89.83,10.5,null,69.396156428556949,null,null,null,null,null,null,null,null,null,null,null,null,0.24093458356357825,0.21743689395105426,0.22047756015596934]
[59879,"North Rosamond Solar","2019-06-30",2019,"CAISO","CA",34.846561000000001,-118.37593099999999,5.7757949999999996,"PV","Thin-Film",182.5,150,1.2166666666666666,"Tracking","Single Axis","Tracking",180,null,null,null,null,null,44.96,7.33,null,73.963758234114451,null,null,null,null,null,null,null,null,null,null,null,null,0.26690050136280519,0.26431964679111186,0.27531511684481241]
[60034,"California Flats Solar 2 (CA Flats Solar 150)","2019-02-28",2019,"CAISO","CA",35.865892000000002,-120.315292,5.4430990000000001,"PV","Thin-Film",201,150,1.34,"Tracking","Single Axis","Tracking",180,null,null,null,null,null,43.77,7.77,null,83.668904535139291,null,null,null,null,null,null,null,null,null,null,null,null,0.28085837887067394,0.29041171993911719,0.26181126331811261]
[62584,"Quitman Solar","2019-12-31",2019,"Southeast (non-ISO)","GA",30.849004999999998,-83.643281000000002,4.777787,"PV","c-Si",225,150,1.5,"Tracking","Single Axis","Tracking",180,null,null,null,null,null,73.88,15.13,26.7725922670631,44.510082903951449,null,null,null,null,null,null,null,null,null,null,null,null,0.26905434122647237,0.25497184170471843,0.26832420091324199]
[59525,"Wright Solar Park","2019-12-31",2019,"CAISO","CA",37.009444000000002,-120.95721500000001,5.2236320000000003,"PV","c-Si",237.3,200,1.1865000000000001,"Tracking","Single Axis","Tracking",180,null,null,null,null,null,44.55,7.4,30.342546105841048,37.53515039659608,null,null,null,null,null,null,null,null,null,null,null,null,0.27752959927140253,0.2868898401826484,0.27468949771689499]
[61930,"Techren Solar II","2019-10-31",2019,"West (non-ISO)","NV",35.867258,-114.95643200000001,5.4780170000000004,"PV","c-Si",249.9,200,1.2495000000000001,"Tracking","Single Axis","Tracking",180,null,null,null,null,null,44.78,17.510000000000002,32.397139149219157,32.771544468143468,null,null,null,null,null,null,null,null,null,null,null,null,0.30027265482695809,0.31681678082191783,0.31920034246575341]
[61906,"Phoebe Solar","2019-11-30",2019,"ERCOT","TX",31.843422,-102.86830999999999,5.5685200000000004,"PV","Thin-Film",315,250,1.26,"Tracking","Single Axis","Tracking",180,null,null,null,null,null,58.59,null,null,57.881824229802149,null,null,null,null,null,null,null,null,null,null,null,null,0.27992668488160294,0.25035433789954337,0.23830913242009133]
[62731,"Middleton Municipal Airport Solar (Morey Field)","2020-07-30",2020,"MISO","WI",43.116259999999997,-89.532449999999997,3.8450329999999999,"PV","c-Si",6.3,5.0010000000000003,1.2597480503899219,"Tracking","Single Axis","Tracking",180,null,null,null,null,null,75.599999999999994,18.5,null,60.544235814542795]
[62999,"Finchville Solar Hybrid CSG","2020-10-31",2020,"NYISO","NY",41.455280999999999,-74.549380999999997,3.8437540000000001,"PV","c-Si",6.8141249999999998,5.0010000000000003,1.3625524895020995,"Fixed Tilt","Fixed Tilt",25,220,"PV+Storage","Lithium-Ion",2020,1.92,4.4000000000000004,78.47,9.32,null,73.831704213955348]
[63337,"Lansing Renewables, LLC","2020-11-30",2020,"NYISO","NY",42.592509999999997,-76.565629999999999,3.6191439999999999,"PV","c-Si",6.7732000000000001,5.0010000000000003,1.354369126174765,"Tracking","Single Axis"," ",180,"PV+Storage",null,2022,3,10,62.81,6.55]
[63340,"Owlville Creek Solar 2","2020-12-31",2020,"NYISO","NY",43.078280999999997,-75.777511000000004,3.6631740000000002,"PV","c-Si",6.4735199999999997,5.0010000000000003,1.2944451109778043,"Tracking","Single Axis","Tracking",180,"PV+Storage",null,2021,3,12.8,59.71,6.26,null,101.95084364804082]
[63341,"Owlville Creek Solar","2020-12-31",2020,"NYISO","NY",43.078701000000002,-75.782881000000003,3.6631740000000002,"PV","c-Si",6.7232700000000003,5.0010000000000003,1.3443851229754049,"Tracking","Single Axis","Tracking",180,"PV+Storage",null,2021,3,12.8,59.81,6.27,null,103.68096572257129]
[63499,"Choctaw Nation Solar Farm","2020-07-30",2020,"SPP","OK",33.971291000000001,-96.434040999999993,4.6402260000000002,"PV","c-Si",6.1,5.0010000000000003,1.2197560487902419,"Tracking","Single Axis","Tracking",180,null,null,null,null,null,116.89,22.71,null,49.245947493150894]
[63500,"Chickasaw Nation Solar Farm","2020-07-30",2020,"SPP","OK",34.478940999999999,-97.105951000000005,4.6662670000000004,"PV","c-Si",6.1,5.0010000000000003,1.2197560487902419,"Tracking","Single Axis","Tracking",180,null,null,null,null,null,73.22,22.33,null,46.234323655623456]
[64432,"Breckenridge Solar","2020-11-30",2020,"ISO-NE","MA",42.174790999999999,-72.311261999999999,3.8037359999999998,"PV","c-Si",5.4,5.0010000000000003,1.0797840431913617,"Fixed Tilt","Fixed Tilt",25,180,"PV+Storage","LIB",2020,2.2000000000000002,4.7,71.05,5.25,null,111.11950263578019]
[62211,"Denmark Solar","2020-12-31",2020,"Southeast (non-ISO)","SC",33.349375999999999,-81.142088999999999,4.6267250000000004,"PV","c-Si",8.6,6,1.4333333333333333,"Tracking","Single Axis","Tracking",180,null,null,null,null,null,75.62,8.35,null,57.793904688506011,null,null,null,null,null,null,null,null,null,null,null,null,null,0.25561263318112631,0.24176179604261799]
[62332,"Blue Star (Part of Phoenix Solar Portfolio)","2020-03-31",2020,"PJM","MD",39.313524999999998,-75.831286000000006,4.1143070000000002,"PV","c-Si",7.7,6,1.2833333333333334,"Tracking","Single Axis","Tracking",181,null,null,null,null,null,78.97,15.72,null,70.582373709532717,null,null,null,null,null,null,null,null,null,null,null,null,null,0.2408675799086758,0.24269406392694068]
[64152,"SR Rattlesnake II (Rattlesnake II Solar Farm)","2020-12-31",2020,"West (non-ISO)","CO",40.183891000000003,-104.691361,4.8135070000000004,"PV","Thin-Film",8.9,6,1.4833333333333334,"Tracking","Single Axis","Tracking",180,null,null,null,null,null,39.130000000000003,41.44,null,47.1029750320915,null,null,null,null,null,null,null,null,null,null,null,null,null,0.30500380517503806,0.30780060882800608]
[63452,"Solvay Solar (West Deptford Solar Farm)","2020-01-31",2020,"PJM","NJ",39.848571,-75.210211000000001,4.0214910000000001,"PV","c-Si",7.9,6.5,1.2153846153846155,"Tracking","Single Axis","Tracking",161,null,null,null,null,null,69.41,17.600000000000001,null,93.517362125047029,null,null,null,null,null,null,null,null,null,null,null,null,null,0.17258517737969792,0.17987355110642778]
[63756,"Omtanke Solar","2020-03-31",2020,"Southeast (non-ISO)","SC",33.132131000000001,-80.262390999999994,4.6213300000000004,"PV","c-Si",8.5,6.5,1.3076923076923077,"Fixed Tilt","Fixed Tilt",20,200,null,null,null,null,null,null,null,null,57.106664043298522,null,null,null,null,null,null,null,null,null,null,null,null,null,0.19007727432384963,0.1831577098700386]
[63136,"Hopkins Hill CSG","2020-11-30",2020,"ISO-NE","RI",41.615730999999997,-71.568071000000003,3.8928729999999998,"PV","c-Si",9.6,6.6,1.4545454545454546,"Fixed Tilt","Fixed Tilt",25,180,null,null,null,null,null,70.83,5.08,null,115.90676674695655,null,null,null,null,null,null,null,null,null,null,null,null,null,0.17709630552096309,0.16457382039573829]
[6081,"Stony Brook","2020-12-31",2020,"ISO-NE","MA",42.201611,-72.491890999999995,3.7736109999999998,"PV","Thin-Film",10.4,6.9,1.5072463768115942,"Fixed Tilt","Fixed Tilt",20,166,null,null,null,null,null,71.27,5.39]
[64525,"Troupsburg","2020-12-31",2020,"NYISO","NY",42.025531999999998,-77.557207000000005,3.7473040000000002,"PV","c-Si",8.6999999999999993,7,1.2428571428571427,"Fixed Tilt","Fixed Tilt",30,180,null,null,null,null,null,67.290000000000006,6.21,null,88.984871495477833,null,null,null,null,null,null,null,null,null,null,null,null,null,0.12782126549249836,0.13639921722113499]
[63973,"Cardinal Solar","2020-12-31",2020,"Southeast (non-ISO)","SC",34.199824,-79.385859999999994,4.5947950000000004,"PV","c-Si",10.1,7.02,1.4387464387464388,"Tracking","Single Axis","Tracking",null,null,null,null,null,null,80.25,6.45,null,73.153472924224459,null,null,null,null,null,null,null,null,null,null,null,null,null,0.26060570581118536,0.270573963496338]
[62791,"IMPA Richmond 4 Solar Park","2020-10-31",2020,"PJM","IN",39.864207999999998,-84.928332999999995,3.9641850000000001,"PV","c-Si",9.343,7.05,1.3252482269503547,"Tracking","Single Axis","Tracking",180,null,null,null,null,null,83.39,11.61,null,52.329014110498328,null,null,null,null,null,null,null,null,null,null,null,null,null,0.21318695553612485,0.21864373846303312]
[62766,"IMPA Scottsburg Solar Park","2020-10-31",2020,"MISO","IN",38.661999000000002,-85.785539999999997,4.115348,"PV","c-Si",9.7479999999999993,7.1,1.3729577464788731,"Tracking","Single Axis","Tracking",190,null,null,null,null,null,84.95,16.22,null,56.241794706823349,null,null,null,null,null,null,null,null,null,null,null,null,null,0.21107466718116927,0.21191073380924824]
[61918,"Blackville Solar Farm, LLC","2020-12-31",2020,"Southeast (non-ISO)","SC",33.348545000000001,-81.264106999999996,4.6337719999999996,"PV","c-Si",10.050000000000001,7.2,1.3958333333333335,"Tracking","Single Axis","Tracking",160,null,null,null,null,null,75.3,8.36,null,53.747673871814584,null,null,null,null,null,null,null,null,null,null,null,null,null,0.24877917300862507,0.2538844495180112]
[63150,"Pohatcong Solar Farm","2020-01-31",2020,"PJM","NJ",40.669742999999997,-75.164835999999994,3.9320140000000001,"PV","c-Si",9.9930000000000003,8,1.249125,"Fixed Tilt","Fixed Tilt",25,180,null,null,null,null,null,72.69,14.94,null,103.42978153962773,null,null,null,null,null,null,null,null,null,null,null,null,null,0.16769406392694061,0.18277682648401827]
[63416,"Sierra Pacific Industries (2042-RD)","2020-05-31",2020,"CAISO","CA",40.121566999999999,-122.193089,4.9518709999999997,"PV","c-Si",11.03,8.4,1.3130952380952379,"Fixed Tilt","Fixed Tilt",25,181,null,null,null,null,null,61.87,9.0399999999999991,null,50.029737223665542,null,null,null,null,null,null,null,null,null,null,null,null,null,0.23405903457273311,0.24224016090454437]
[63149,"Franklin Solar","2020-01-31",2020,"PJM","NJ",40.725121000000001,-75.059590999999998,3.9165030000000001,"PV","c-Si",9.9967500000000005,8.8000000000000007,1.1359943181818182,"Fixed Tilt","Fixed Tilt",25,180,null,null,null,null,null,72.59,14.76,null,94.441947128963875,null,null,null,null,null,null,null,null,null,null,null,null,null,0.16675747198007471,0.17612339144873387]
[63566,"HWY 158 PV","2020-10-31",2020,"PJM","NC",36.424171000000001,-77.074510000000004,4.3886339999999997,"PV","c-Si",12,9,1.3333333333333333,"Tracking","Single Axis","Tracking",180,null,null,null,null,null,82.4,10.11,null,89.487940507062902,null,null,null,null,null,null,null,null,null,null,null,null,null,0.24836377473363774,0.24282090309487564]
[64080,"Dane County Airport Solar","2020-12-31",2020,"MISO","WI",43.160590999999997,-89.327357000000006,3.842527,"PV","c-Si",11.4,9,1.2666666666666666,"Tracking","Single Axis","Tracking",180,null,null,null,null,null,75.61,17.899999999999999,null,57.225021614770128,null,null,null,null,null,null,null,null,null,null,null,null,null,0.21173262303399285,0.2164890918315576]
[63503,"Lakehurst Solar","2020-03-31",2020,"PJM","NJ",40.024847999999999,-74.310820000000007,4.0054040000000004,"PV","c-Si",14.4,9.6,1.5,"Fixed Tilt","Fixed Tilt",20,180,null,null,null,null,null,70.959999999999994,15.12,null,130.23811783021404,null,null,null,null,null,null,null,null,null,null,null,null,null,0.18210140791476415,0.17252901445966523]
[62793,"IMPA Crawfordsville 5 Solar Park","2020-09-30",2020,"MISO","IN",40.013241000000001,-86.858690999999993,3.9820679999999999,"PV","c-Si",13.234999999999999,9.8000000000000007,1.3505102040816326,"Tracking","Single Axis","Tracking",180,null,null,null,null,null,86.75,16.73,null,55.445515179400047,null,null,null,null,null,null,null,null,null,null,null,null,null,0.21967896747740187,0.21499627248159534]
[65389,"Midway Green Solar","2020-12-31",2020,"Southeast (non-ISO)","SC",34.704808,-81.660178000000002,4.5600019999999999,"PV","c-Si",14.6,9.8000000000000007,1.4897959183673468,"Tracking","Single Axis","Tracking",180,null,null,null,null,null,81.680000000000007,20.04,null,43.667023396227371,null,null,null,null,null,null,null,null,null,null,null,null,null,0.25570776255707756,0.25344795452427543]
[63636,"Fort Rock Solar I (Obsidian Solar Energy Center)","2020-03-31",2020,"West (non-ISO)","OR",43.318184000000002,-121.005162,4.6536660000000003,"PV","c-Si",14.9,9.9,1.505050505050505,"Tracking","Single Axis","Tracking",180,null,null,null,null,null,47.23,9.8800000000000008,null,81.173769076906538,null,null,null,null,null,null,null,null,null,null,null,null,null,0.29344818043448168,0.26753839767538395]
[61200,"OR Solar 2 (Agate Bay Solar)","2020-10-31",2020,"West (non-ISO)","OR",42.521841000000002,-122.828031,4.4900840000000004,"PV","c-Si",12.8,10,1.28,"Tracking","Single Axis","Tracking",180,null,null,null,null,null,45.52,22.42,null,80.438115350822599,null,null,null,null,null,null,null,null,null,null,null,null,null,0.22415525114155246,0.25426940639269408]
[62353,"Yemassee Solar","2020-12-31",2020,"Southeast (non-ISO)","SC",32.708227000000001,-80.911107000000001,4.6516659999999996,"PV","c-Si",14.2,10,1.42,"Tracking","Single Axis","Tracking",180,null,null,null,null,null,74.319999999999993,8.25,null,52.840389674897779,null,null,null,null,null,null,null,null,null,null,null,null,null,0.24948630136986305,0.2553995433789954]
[62912,"Solar Hagerstown (aka Holcim Hagerstown)","2020-11-30",2020,"PJM","MD",39.647770999999999,-77.678021000000001,4.0336530000000002,"PV","c-Si",13.22,10,1.3220000000000001,"Tracking","Single Axis","Tracking",180,null,null,null,null,null,91.84,10.199999999999999,null,80.298625153557481,null,null,null,null,null,null,null,null,null,null,null,null,null,0.20904109589041095,0.20118721461187211]
[63330,"Duus Solar (Pollinator Solar) ","2020-02-28",2020,"West (non-ISO)","OR",45.318362,-122.330901,3.5412919999999999,"PV","c-Si",15.2,10,1.52,"Tracking","Single Axis","Tracking",179,null,null,null,null,null,null,null,null,118.06105738303577,null,null,null,null,null,null,null,null,null,null,null,null,null,0.22392694063926941,0.19533105022831052]
[63331,"Firwood Solar","2020-02-28",2020,"West (non-ISO)","OR",45.379421000000001,-122.231672,3.4777040000000001,"PV","c-Si",15.2,10,1.52,"Tracking","Single Axis","Tracking",179,null,null,null,null,null,null,null,null,109.96718998578469,null,null,null,null,null,null,null,null,null,null,null,null,null,0.21399543378995434,0.20876712328767122]
[63520,"PA Solar Park II","2020-01-31",2020,"PJM","PA",40.860371000000001,-75.852331000000007,3.8493599999999999,"PV","c-Si",11.5,10,1.1499999999999999,"Fixed Tilt","Fixed Tilt",25,180,null,null,null,null,null,69.510000000000005,14.03,null,88.894833706884484,null,null,null,null,null,null,null,null,null,null,null,null,null,0.14078767123287672,0.18271689497716895]
[63778,"Suntex Solar","2020-07-30",2020,"West (non-ISO)","OR",43.553486999999997,-119.68710900000001,4.5749529999999998,"PV","c-Si",15.3,10,1.53,"Tracking","Single Axis","Tracking",180,null,null,null,null,null,47.6,7.21,null,71.205032598270776,null,null,null,null,null,null,null,null,null,null,null,null,null,0.28858447488584477,0.28385844748858446]
[63779,"Rock Garden Solar","2020-06-30",2020,"West (non-ISO)","OR",43.395161000000002,-120.952201,4.6202909999999999,"PV","c-Si",14.9,10,1.49,"Tracking","Single Axis","Tracking",180,null,null,null,null,null,47.04,8.23,null,75.240770822823904,null,null,null,null,null,null,null,null,null,null,null,null,null,0.28807077625570776,0.27360730593607302]
[63795,"Alkali Solar","2020-06-30",2020,"West (non-ISO)","OR",43.318731,-121.0047711,4.6536660000000003,"PV","c-Si",15.137279999999999,10,1.513728,"Tracking","Single Axis","Tracking",180,null,null,null,null,null,47.25,9.3000000000000007,null,72.076528352935952,null,null,null,null,null,null,null,null,null,null,null,null,null,0.29015981735159818,0.28493150684931501]
[63796,"West Hines Solar I","2020-06-30",2020,"West (non-ISO)","OR",43.503270999999998,-119.14894099999999,4.584416,"PV","c-Si",15.34464,10,1.5344640000000001,"Tracking","Single Axis","Tracking",181,null,null,null,null,null,52.42,8.41,null,73.748609930957826,null,null,null,null,null,null,null,null,null,null,null,null,null,0.26896118721461193,0.28094748858447488]
[63925,"Riley","2020-07-30",2020,"West (non-ISO)","OR",43.556730999999999,-119.67723599999999,4.5749529999999998,"PV","c-Si",15.3,10,1.53,"Tracking","Single Axis","Tracking",180,null,null,null,null,null,46.95,7.2,null,85.974303416945475,null,null,null,null,null,null,null,null,null,null,null,null,null,0.27091324200913242,0.2609246575342466]
[63926,"Fort Rock IV (Obsidian Solar Energy Center)","2020-06-30",2020,"West (non-ISO)","OR",43.395071000000002,-120.951751,4.6202909999999999,"PV","c-Si",15.1,10,1.51,"Tracking","Single Axis","Tracking",180,null,null,null,null,null,47.09,8.27,null,92.250841120229467,null,null,null,null,null,null,null,null,null,null,null,null,null,0.2820776255707762,0.23344748858447489]
[64079,"Catan Solar","2020-12-31",2020,"ERCOT","TX",28.871642000000001,-97.696940999999995,4.7589540000000001,"PV","Thin-Film",13.5,10,1.35,"Tracking","Single Axis","Tracking",180,null,null,null,null,null,77.31,null,null,47.93910861477552,null,null,null,null,null,null,null,null,null,null,null,null,null,0.26611872146118726,0.26826484018264835]
[63893,"GD Hopkinton Main I","2020-11-30",2020,"ISO-NE","RI",41.438941,-71.778250999999997,3.9226130000000001,"PV","c-Si",13.1,10.6,1.2358490566037736,"Fixed Tilt","Fixed Tilt",20,180,null,null,null,null,null,70.59,5.28,null,null,null,null,null,null,null,null,null,null,null,null,null,null,null,0.16768975618161458,0.18184069957784102]
[62346,"Trask East Solar","2020-12-31",2020,"Southeast (non-ISO)","SC",32.470801000000002,-80.751362,4.732647,"PV","c-Si",17,12,1.4166666666666667,"Tracking","Single Axis","Tracking",180,null,null,null,null,null,74.37,9.3000000000000007,null,59.845404735547113,null,null,null,null,null,null,null,null,null,null,null,null,null,0.23571156773211563,0.249191400304414]
[63965,"Danville Farm","2020-11-30",2020,"PJM","VA",36.592261000000001,-79.297841000000005,4.3585669999999999,"PV","Thin-Film",15.9,12,1.325,"Tracking","Single Axis","Tracking",180,null,null,null,null,null,82.98,10.35,null,84.924485694783456,null,null,null,null,null,null,null,null,null,null,null,null,null,0.21451674277016738,0.17983257229832572]
[63451,"Monroe Solar Farm (Hoffman Station Road Solar)","2020-07-30",2020,"PJM","NJ",40.314250999999999,-74.424470999999997,3.9714149999999999,"PV","c-Si",14.9,13,1.1461538461538461,"Fixed Tilt","Fixed Tilt",15,180,null,null,null,null,null,71.209999999999994,15.22,null,100.10288856177682,null,null,null,null,null,null,null,null,null,null,null,null,null,0.1645404161873889,0.16637038586217717]
[62988,"Wildflower Solar 1","2020-12-31",2020,"West (non-ISO)","CA",38.704321,-121.479151,5.0360139999999998,"PV","c-Si",16.5,13.695,1.2048192771084336,"Tracking","Single Axis","Tracking",180,null,null,null,null,null,null,null,36.839490231930434,53.165296653362468,null,null,null,null,null,null,null,null,null,null,null,null,null,0.26824727783631891,0.27698454513523008]
[63077,"Twittys Creek Solar","2020-12-31",2020,"PJM","VA",37.023181000000001,-78.581040999999999,4.3406690000000001,"PV","c-Si",17.399999999999999,13.8,1.2608695652173911,"Tracking","Single Axis","Tracking",180,null,null,null,null,null,86.51,10.66,null,57.258707560018209,null,null,null,null,null,null,null,null,null,null,null,null,null,0.22213122890609482,0.22314042750314333]
[63280,"AES Kekaha Solar (PMRF Solar, Barking Sands)","2020-03-31",2020,"HI","HI",21.994880999999999,-159.75945100000001,5.7353100000000001,"PV","c-Si",19.3,14,1.3785714285714286,"Tracking","Single Axis","Tracking",180,"PV+Storage",null,2021,14,70,null,null,null,null,null,null,null,null,null,null,null,null,null,null,null,null,null,0.18197162426614483,0.2230756686236138]
[65016,"Gardy's Mill Solar","2020-12-31",2020,"PJM","VA",38.006740999999998,-76.606960000000001,4.2331200000000004,"PV","c-Si",16.8,14,1.2,"Tracking","Single Axis","Tracking",181,null,null,null,null,null,97.66,11.72,null,58.814492685901314,null,null,null,null,null,null,null,null,null,null,null,null,null,4.9804305283757337E-2,0.17010763209393348]
[61854,"Baker City Solar (aka Sutton Creek)","2020-02-28",2020,"West (non-ISO)","OR",44.702092999999998,-117.76341600000001,4.3176740000000002,"PV","c-Si",19,15,1.2666666666666666,"Tracking","Single Axis","Tracking",182,null,null,null,null,null,52.81,33.380000000000003,null,49.403625135421926,null,null,null,null,null,null,null,null,null,null,null,null,null,0.24640030441400301,0.24812024353120243]
[63746,"Myrtle Solar","2020-06-30",2020,"PJM","VA",36.792811,-76.665751,4.3490770000000003,"PV","c-Si",20.8,15,1.3866666666666667,"Tracking","Single Axis","Tracking",195,null,null,null,null,null,85.67,10,null,77.896814331669205,null,null,null,null,null,null,null,null,null,null,null,null,null,0.24771689497716895,0.20819634703196344]
[63768,"Elk Hill Solar 2 (aka Upton)","2020-12-31",2020,"PJM","PA",39.799588999999997,-77.81156,3.9869680000000001,"PV","c-Si",17.5,15,1.1666666666666667,"Tracking","Single Axis","Tracking",180,null,null,null,null,null,91.99,10.57,24.3235167025401,48.468294417276439,null,null,null,null,null,null,null,null,null,null,null,null,null,0.20815829528158297,0.21304414003044139]
[64097,"Electric City Solar","2020-12-31",2020,"PJM","MI",41.765531000000003,-85.424621999999999,3.8304670000000001,"PV","c-Si",18.899999999999999,15,1.26,"Tracking","Single Axis","Tracking",180,null,null,null,null,null,82.35,12.25,null,71.197249217667277,null,null,null,null,null,null,null,null,null,null,null,null,null,0.20074581430745808,0.20591324200913241]
[63083,"Caden Energix Pamplin","2020-07-30",2020,"PJM","VA",37.329360999999999,-78.765911000000003,4.3133869999999996,"PV","Thin-Film",19.8,15.7,1.2611464968152868,"Tracking","Single Axis","Tracking",180,null,null,null,null,null,88.48,9.98,null,80.000858891263988,null,null,null,null,null,null,null,null,null,null,null,null,null,0.24288165663263828,0.2273143704737807]
[59996,"Boykin PV1","2020-12-31",2020,"Southeast (non-ISO)","NC",35.112431000000001,-78.752341000000001,4.505655,"PV","c-Si",20,16,1.25,"Tracking","Single Axis","Tracking",180,null,null,null,null,null,78.989999999999995,16.68,null,54.436310900878553,null,null,null,null,null,null,null,null,null,null,null,null,null,0.2523330479452055,0.20449486301369865]
[60998,"Underwood PV2","2020-10-31",2020,"PJM","NC",36.410021,-77.047601,4.3886339999999997,"PV","c-Si",20,16,1.25,"Fixed Tilt","Fixed Tilt",20,181,null,null,null,null,null,79.930000000000007,10.35,null,97.15772467770941,null,null,null,null,null,null,null,null,null,null,null,null,null,0.23329765981735157,0.2205194063926941]
[63388,"Oxy Renewable Energy - Goldsmith","2020-05-31",2020,"ERCOT","TX",32.002791000000002,-102.62671400000001,5.5300589999999996,"PV","Thin-Film",19.5,16.8,1.1607142857142856,"Tracking","Single Axis","Tracking",180,null,null,null,null,null,65.17,null,null,74.972984139833557,null,null,null,null,null,null,null,null,null,null,null,null,null,0.27483556207871268,0.29438464883670346]
[59518,"Grandy PV 1","2020-02-28",2020,"PJM","NC",36.233942999999996,-75.880018000000007,4.4227949999999998,"PV","Thin-Film",25,18,1.3888888888888888,"Fixed Tilt","Fixed Tilt",20,182,null,null,null,null,null,84.69,10.29,null,138.49219343883007,null,null,null,null,null,null,null,null,null,null,null,null,null,0.16507420091324201,0.17250000000000001]
[63592,"Nutmeg Solar","2020-12-31",2020,"ISO-NE","CT",41.974794000000003,-72.510830999999996,3.835486,"PV","c-Si",31.6,19.600000000000001,1.6122448979591837,"Fixed Tilt","Fixed Tilt",25,180,null,null,null,null,null,72.099999999999994,5.91,83.947969687510167,81.273059425410736,null,null,null,null,null,null,null,null,null,null,null,null,null,0.20457669369117501,0.22315604323921343]
[63087,"Caden Energix Rives Road Solar","2020-05-31",2020,"PJM","VA",37.174816,-77.337241000000006,4.331766,"PV","Thin-Film",20.9,19.7,1.0609137055837563,"Tracking","Single Axis","Tracking",181,null,null,null,null,null,84.72,10.7,null,72.762521498728944,null,null,null,null,null,null,null,null,null,null,null,null,null,0.19404074820944309,0.1845722365157732]
[62011,"Richmond Spider Solar (part of Pleinmont facility)","2020-12-31",2020,"PJM","VA",38.257120999999998,-77.771061000000003,4.2301570000000002,"PV","c-Si",24.2,20,1.21,"Tracking","Single Axis","Tracking",180,null,null,null,null,null,88.29,10.61,null,64.287239431831296,null,null,null,null,null,null,null,null,null,null,null,null,null,0.20207191780821918,0.19911529680365297]
[62463,"Little Bear Solar 3","2020-12-31",2020,"CAISO","CA",36.716151000000004,-120.400761,5.2840069999999999,"PV","Thin-Film",27.5,20,1.375,"Tracking","Single Axis","Tracking",180,null,null,null,null,null,2.34,6.94,37.100791619581244,63.205195069109557,null,null,null,null,null,null,null,null,null,null,null,null,null,0.30556506849315068,0.26573630136986304]
[62990,"Whitetail Solar 2 (aka St. Thomas Township Solar Facility II)","2020-09-30",2020,"PJM","PA",39.897041000000002,-77.815521000000004,3.9484279999999998,"PV","c-Si",27,20,1.35,"Tracking","Single Axis","Tracking",180,null,null,null,null,null,93.03,10.33,null,54.944913525891522,null,null,null,null,null,null,null,null,null,null,null,null,null,0.2094349315068493,0.21308789954337901]
[62991,"Whitetail Solar 3 (aka St Thomas Township Solar)","2020-08-31",2020,"PJM","PA",39.884850999999998,-77.770550999999998,3.9674939999999999,"PV","c-Si",27,20,1.35,"Tracking","Single Axis","Tracking",180,null,null,null,null,null,93.1,10.3,null,64.264654666617247,null,null,null,null,null,null,null,null,null,null,null,null,null,0.19167237442922375,0.19832762557077627]
[62993,"Johnson Corner Solar 1","2020-04-30",2020,"SPP","KS",37.550566000000003,-101.792821,5.0514919999999996,"PV","c-Si",27.5,20,1.375,"Tracking","Single Axis","Tracking",178,null,null,null,null,null,47.49,21.16,null,49.308513607009111,null,null,null,null,null,null,null,null,null,null,null,null,null,0.24345319634703197,0.25083904109589039]
[63321,"Bingham Solar","2020-12-31",2020,"MISO","MI",43.012540999999999,-84.527800999999997,3.7928139999999999,"PV","c-Si",29.4,20,1.47,"Tracking","Single Axis","Tracking",180,null,null,null,null,null,78.06,18.5,null,79.607682291841869,null,null,null,null,null,null,null,null,null,null,null,null,null,0.21238584474885841,0.22619863013698627]
[63322,"Temperance Solar","2020-12-31",2020,"MISO","MI",41.753351000000002,-83.523630999999995,3.8539080000000001,"PV","c-Si",29.6,20,1.48,"Tracking","Single Axis","Tracking",180,null,null,null,null,null,82.57,17.36,null,74.453158127495129,null,null,null,null,null,null,null,null,null,null,null,null,null,0.22014840182648407,0.23392694063926936]
[63786,"Ben Moreell Solar Farm","2020-01-31",2020,"PJM","NJ",40.276811000000002,-74.096241000000006,4.0130949999999999,"PV","c-Si",28.5,20,1.425,"Fixed Tilt","Fixed Tilt",20,180,null,null,null,null,null,70.72,15.26,null,76.86621624706207,null,null,null,null,null,null,null,null,null,null,null,null,null,0.22018835616438359,0.20212328767123289]
[63814,"SR Odom","2020-11-30",2020,"Southeast (non-ISO)","GA",31.071431,-83.595791000000006,4.7769640000000004,"PV","Thin-Film",30,20,1.5,"Tracking","Single Axis","Tracking",180,null,null,null,null,null,73.83,14.74,21.676373372596949,null,null,null,null,null,null,null,null,null,null,null,null,null,null,0.26985730593607304,0.28917237442922372]
[64307,"New Orleans Solar Station","2020-08-30",2020,"MISO","LA",30.015018999999999,-89.917856999999998,4.6534620000000002,"PV","c-Si",27,20,1.35,"Fixed Tilt","Fixed Tilt",20,180,null,null,null,null,null,73.650000000000006,0.18,null,68.782574604372613,null,null,null,null,null,null,null,null,null,null,null,null,null,0.18677511415525114,0.21214611872146119]
[62594,"Ruff Solar (Ruff Solar Sol Systems)","2020-07-30",2020,"Southeast (non-ISO)","NC",35.293621000000002,-81.778581000000003,4.5291230000000002,"PV","c-Si",31.8,22,1.4454545454545455,"Tracking","Single Axis","Tracking",180,null,null,null,null,null,81.13,19.28,null,60.276041302682721,null,null,null,null,null,null,null,null,null,null,null,null,null,0.23207243669572436,0.2390255292652553]
[61931,"Techren Solar III","2020-10-31",2020,"West (non-ISO)","NV",35.845790999999998,-114.969261,5.4780170000000004,"PV","c-Si",32.700000000000003,25,1.3080000000000001,"Tracking","Single Axis","Tracking",180,null,null,null,null,null,44.61,16.45,27.998012576267147,42.870336728814145,null,null,null,null,null,null,null,null,null,null,null,null,null,0.30956621004566209,0.3064474885844749]
[61932,"Techren Solar IV","2020-10-31",2020,"West (non-ISO)","NV",35.898051000000002,-114.929441,5.4780170000000004,"PV","c-Si",32.700000000000003,25,1.3080000000000001,"Tracking","Single Axis","Tracking",180,null,null,null,null,null,44.53,17.079999999999998,27.998012576267147,43.678015032992775,null,null,null,null,null,null,null,null,null,null,null,null,null,0.3068538812785388,0.29417351598173513]
[62669,"Gaston Solar Power Plant","2020-12-31",2020,"Southeast (non-ISO)","NC",35.321609000000002,-81.342443000000003,4.5234059999999996,"PV","c-Si",36.299999999999997,25,1.452,"Fixed Tilt","Fixed Tilt",20,180,null,null,null,null,null,81.78,14.63,null,58.033190277710808,null,null,null,null,null,null,null,null,null,null,null,null,null,0.18174429223744293,0.23520547945205481]
[64158,"Mechanicsville Solar (Hanover)","2020-09-30",2020,"PJM","VA",37.668520999999998,-77.198100999999994,4.2781469999999997,"PV","c-Si",35,25,1.4,"Tracking","Single Axis","Tracking",181,null,null,null,null,null,88.08,10.84,null,91.570908900156837,null,null,null,null,null,null,null,null,null,null,null,null,null,0.26194520547945205,0.2490730593607306]
[64211,"SR Appling Solar Farm (Baxley)","2020-12-31",2020,"Southeast (non-ISO)","GA",31.878321,-82.332211000000001,4.7269620000000003,"PV","c-Si",37,25,1.48,"Tracking","Single Axis","Tracking",180,null,null,null,null,null,73.349999999999994,16.420000000000002,21.676373372596949,50.987408247118601,null,null,null,null,null,null,null,null,null,null,null,null,null,0.27735616438356164,0.27525570776255709]
[62932,"Oberon IB","2020-07-30",2020,"ERCOT","TX",31.694761,-102.687791,5.5428499999999996,"PV","c-Si",37.299999999999997,30,1.2433333333333332,"Tracking","Single Axis","Tracking",164,null,null,null,null,null,62.31,null,null,47.60612091628235,null,null,null,null,null,null,null,null,null,null,null,null,null,0.24028919330289195,0.23776636225266362]
[63545,"Chevron - Lost Hills (Solar Star Lost Hills, Cahn Solar Plant)","2020-04-30",2020,"CAISO","CA",35.607756000000002,-119.700326,5.3507559999999996,"PV","c-Si",34,30,1.1333333333333333,"Tracking","Single Axis","Tracking",180,null,null,null,null,null,43.32,6.94,null,48.932245813529221,null,null,null,null,null,null,null,null,null,null,null,null,null,0.28547945205479452,0.28297945205479452]
[63084,"Caden Energix Hickory (Hickory Solar Farm)","2020-08-31",2020,"PJM","VA",36.626170999999999,-76.191040999999998,4.3643349999999996,"PV","Thin-Film",40.299999999999997,32,1.2593749999999999,"Tracking","Single Axis","Tracking",181,null,null,null,null,null,84.7,10.92,null,74.759686814500782,null,null,null,null,null,null,null,null,null,null,null,null,null,0.23087899543378995,0.20066709474885844]
[63349,"Salome Solar (OE_AZ1, AZ Solar 1)","2020-01-31",2020,"West (non-ISO)","AZ",33.771211000000001,-113.654511,5.8105710000000004,"PV","Thin-Film",42,32.5,1.2923076923076924,"Tracking","Single Axis","Tracking",180,null,null,null,null,null,null,null,21.847033763992275,40.135969238933029,null,null,null,null,null,null,null,null,null,null,null,null,null,0.30829996487530736,0.27444678609062173]
[59870,"Little Bear Solar 1","2020-12-31",2020,"CAISO","CA",36.716180999999999,-120.414361,5.2840069999999999,"PV","Thin-Film",53.6,40,1.34,"Tracking","Single Axis","Tracking",180,null,null,null,null,null,2.06,8.7100000000000009,37.100791619581244,61.422311463604522,null,null,null,null,null,null,null,null,null,null,null,null,null,0.26579052511415524,0.23321061643835617]
[63667,"Sanford Solar","2020-11-30",2020,"ISO-NE","ME",43.387115999999999,-70.710185999999993,3.8326310000000001,"PV","c-Si",70.8,49.4,1.4331983805668016,"Tracking","Single Axis","Tracking",180,null,null,null,null,null,72.48,5.21,69.020540843024847,76.670613544315728,null,null,null,null,null,null,null,null,null,null,null,null,null,0.20236444641635701,0.22337455863050673]
[62377,"Moody Air Force Base Solar","2020-06-30",2020,"Southeast (non-ISO)","GA",30.953030999999999,-83.219701000000001,4.7578199999999997,"PV","c-Si",66.2,49.5,1.3373737373737373,"Fixed Tilt","Fixed Tilt",20,180,null,null,null,null,null,73.39,14.08,null,56.347986444517595,null,null,null,null,null,null,null,null,null,null,null,null,null,0.21807342834740095,0.22786541211198746]
[59531,"Borden Solar Farm (Lotus Solar Farm)","2020-06-30",2020,"CAISO","CA",36.941251000000001,-119.96233100000001,5.2077819999999999,"PV","c-Si",67,50,1.34,"Tracking","Single Axis","Tracking",180,null,null,null,null,null,61.52,7.59,null,73.652173625440355,null,null,null,null,null,null,null,null,null,null,null,null,null,0.27492009132420092,0.26729680365296804]
[61646,"LA3 West Baton Rouge Solar Facility","2020-09-30",2020,"MISO","LA",30.465990999999999,-91.324000999999996,4.6533939999999996,"PV","c-Si",74.5,50,1.49,"Tracking","Single Axis","Tracking",180,null,null,null,null,null,72.12,0.15,36.795373631941331,54.683320110573163,null,null,null,null,null,null,null,null,null,null,null,null,null,0.25434931506849318,0.28414155251141554]
[62422,"Assembly Solar I","2020-12-31",2020,"MISO","MI",43.062786000000003,-83.944944000000007,3.7772929999999998,"PV","c-Si",72.3,50,1.446,"Tracking","Single Axis","Tracking",180,null,null,null,null,null,76.12,18.100000000000001,43.105929693755577,53.402677918182782,null,null,null,null,null,null,null,null,null,null,null,null,null,0.23243607305936073,0.23163926940639271]
[62440,"Techren Solar V","2020-12-31",2020,"West (non-ISO)","NV",35.899693999999997,-114.926301,5.4780170000000004,"PV","c-Si",65.400000000000006,50,1.3080000000000001,"Tracking","Single Axis","Tracking",180,null,null,null,null,null,44.65,16.7,24.469608067386691,34.829906030903111,null,null,null,null,null,null,null,null,null,null,null,null,null,0.31212557077625569,0.30696118721461185]
[62464,"Little Bear Solar 4","2020-12-31",2020,"CAISO","CA",36.708750999999999,-120.414281,5.2840069999999999,"PV","Thin-Film",65.3,50,1.306,"Tracking","Single Axis","Tracking",180,null,null,null,null,null,1.98,8.33,37.100791619581244,62.219506442834358,null,null,null,null,null,null,null,null,null,null,null,null,null,0.22679680365296803,0.24313470319634703]
[62465,"Little Bear Solar 5","2020-12-31",2020,"CAISO","CA",36.708961000000002,-120.396511,5.271776,"PV","Thin-Film",68.900000000000006,50,1.3780000000000001,"Tracking","Single Axis","Tracking",180,null,null,null,null,null,2.16,9.19,37.100791619581244,71.176222856971805,null,null,null,null,null,null,null,null,null,null,null,null,null,0.24531963470319634,0.22100913242009132]
[63906,"Turquoise Nevada (Turquoise 2)","2020-12-31",2020,"West (non-ISO)","NV",39.585830999999999,-119.52179099999999,5.2310639999999999,"PV","c-Si",61.16,54.6,1.1201465201465202,"Fixed Tilt","Fixed Tilt",25,180,null,null,null,null,null,48.92,13.73,null,68.547824117144486,null,null,null,null,null,null,null,null,null,null,null,null,null,0.19757229832572298,0.21360350076103501]
[63860,"Encino Solar Energy Center","2020-07-30",2020,"West (non-ISO)","NM",35.356090999999999,-106.856801,5.5539019999999999,"PV","c-Si",66.7,55,1.2127272727272729,"Tracking","Single Axis","Tracking",180,null,null,null,null,null,45.98,23.18,25.483927377772584,33.220605279576787,null,null,null,null,null,null,null,null,null,null,null,null,null,0.29977584059775841,0.29722291407222912]
[63350,"Tanglewood Solar (OE_GA3)","2020-06-30",2020,"Southeast (non-ISO)","GA",31.194580999999999,-84.136180999999993,4.7725949999999999,"PV","Thin-Film",77,57.5,1.3391304347826087,"Tracking","Single Axis","Tracking",180,null,null,null,null,null,73.42,14.53,24.157262506709532,42.658284829345085,null,null,null,null,null,null,null,null,null,null,null,null,null,0.23882271193170537,0.26315267024022237]
[62469,"Cove Mountain Solar","2020-11-30",2020,"West (non-ISO)","UT",37.629190999999999,-113.626791,5.4006239999999996,"PV","Thin-Film",74.2,58,1.2793103448275862,"Tracking","Single Axis","Tracking",180,null,null,null,null,null,41.82,17.37,19.770526424469342,37.366219533631813,null,null,null,null,null,null,null,null,null,null,null,null,null,0.3132223271925681,0.3180011021886317]
[62773,"Rippey Solar","2020-12-31",2020,"ERCOT","TX",33.552661000000001,-97.178661000000005,4.7534669999999997,"PV","c-Si",81,59.8,1.3545150501672241,"Tracking","Single Axis","Tracking",180,null,null,null,null,null,75.790000000000006,null,null,34.763173706787683,null,null,null,null,null,null,null,null,null,null,null,null,null,0.2551273121275443,0.27467645693057813]
[62774,"Kellam Solar","2020-12-31",2020,"ERCOT","TX",32.476163999999997,-95.712199999999996,4.6395939999999998,"PV","c-Si",81,59.8,1.3545150501672241,"Tracking","Single Axis","Tracking",180,null,null,null,null,null,80.14,null,null,45.381120387305501,null,null,null,null,null,null,null,null,null,null,null,null,null,0.24460181100534015,0.26138069808838327]
[62495,"Palmer Solar","2020-04-30",2020,"West (non-ISO)","CO",38.632871999999999,-104.661575,5.0011929999999998,"PV","c-Si",81.5,60,1.3583333333333334,"Tracking","Single Axis","Tracking",180,null,null,null,null,null,37.21,38.340000000000003,25.025680673861554,47.746584188341522,null,null,null,null,null,null,null,null,null,null,null,null,null,0.28943493150684929,0.28895357686453577]
[63548,"Lily Solar (SC - not hybrid)","2020-02-28",2020,"Southeast (non-ISO)","SC",33.094931000000003,-81.434839999999994,4.6525730000000003,"PV","c-Si",103,70,1.4714285714285715,"Tracking","Single Axis","Tracking",183,null,null,null,null,null,75.5,9.2799999999999994,null,61.93035465880596,null,null,null,null,null,null,null,null,null,null,null,null,null,0.25540932811480754,0.2670238095238095]
[64103,"Desert Harvest II","2020-12-31",2020,"CAISO","CA",33.798352999999999,-115.366682,5.8553680000000004,"PV","Thin-Film",100,70,1.4285714285714286,"Tracking","Single Axis","Tracking",180,"PV+Storage",null,2021,35,140,42.23,6.44,null,61.201463397073098,null,null,null,null,null,null,null,null,null,null,null,null,null,0.30758317025440313,0.31605512067840835]
[63839,"Midlands Solar","2020-07-30",2020,"Southeast (non-ISO)","SC",33.654491,-80.954643000000004,4.5889540000000002,"PV","c-Si",101.6,72.099999999999994,1.4091539528432733,"Tracking","Single Axis","Tracking",180,null,null,null,null,null,75.56,8.5399999999999991,null,57.236457213997149,null,null,null,null,null,null,null,null,null,null,null,null,null,0.24471972590073407,0.20092749162439286]
[62058,"SR Terrell","2020-09-30",2020,"Southeast (non-ISO)","GA",31.866530999999998,-84.357521000000006,4.7218429999999998,"PV","Thin-Film",105,74,1.4189189189189189,"Tracking","Single Axis","Tracking",180,null,null,null,null,null,74.75,16.43,27.73897209443108,46.959740775658965,null,null,null,null,null,null,null,null,null,null,null,null,null,0.27259348389485377,0.27618474639022583]
[61667,"Wimauma Solar","2020-04-30",2020,"Southeast (non-ISO)","FL",27.734670999999999,-82.270259999999993,5.007314,"PV","Thin-Film",87.9,74.5,1.1798657718120806,"Tracking","Single Axis","Tracking",180,null,null,null,null,null,51.33,29.1,null,65.457965179493712,null,null,null,null,null,null,null,null,null,null,null,null,null,0.20720093766024475,0.18452250140404861]
[62206,"FPL Hibiscus Solar Energy Center","2020-04-30",2020,"Southeast (non-ISO)","FL",26.758541000000001,-80.335510999999997,4.9453199999999997,"PV","Thin-Film",108.03,74.5,1.4500671140939598,"Fixed Tilt","Fixed Tilt",20,190,null,null,null,null,null,68.12,34.200000000000003,null,56.514238647076965,null,null,null,null,null,null,null,null,null,null,null,null,null,0.24604363948392632,0.21142778339615703]
[62394,"FPL Sweetbay Solar Energy Center","2020-01-31",2020,"Southeast (non-ISO)","FL",27.059871000000001,-80.475954000000002,4.9537509999999996,"PV","c-Si",99,74.5,1.3288590604026846,"Fixed Tilt","Fixed Tilt",20,180,null,null,null,null,null,68.06,37.340000000000003,null,44.607886563562531,null,null,null,null,null,null,null,null,null,null,null,null,null,0.2216772394348932,0.20885354417578375]
[62490,"FPL Echo River Solar","2020-04-30",2020,"Southeast (non-ISO)","FL",30.296921000000001,-82.870520999999997,4.7636710000000004,"PV","c-Si",108.03,74.5,1.4500671140939598,"Tracking","Single Axis","Tracking",181,"PV+Storage",null,2021,30,75,71.42,21.51,null,43.33674522010066,null,null,null,null,null,null,null,null,null,null,null,null,null,0.24063160798014158,0.26966228433085104]
[62491,"FPL Okeechobee Solar Energy Center","2020-04-30",2020,"Southeast (non-ISO)","FL",27.621721000000001,-80.785651000000001,4.9623429999999997,"PV","Thin-Film",111.75,74.5,1.5,"Fixed Tilt","Fixed Tilt",20,180,null,null,null,null,null,68.84,30.69,null,46.642548098561406,null,null,null,null,null,null,null,null,null,null,null,null,null,0.26406637859703963,0.24727253225460452]
[62493,"FPL Southfork Solar Energy Center","2020-04-30",2020,"Southeast (non-ISO)","FL",27.574952,-82.191601000000006,5.0013629999999996,"PV","c-Si",108.03,74.5,1.4500671140939598,"Tracking","Single Axis","Tracking",180,null,null,null,null,null,70.040000000000006,27.08,null,42.294436601267492,null,null,null,null,null,null,null,null,null,null,null,null,null,0.27449204743955136,0.27579755447274062]
[62542,"DeBary Solar Power Plant","2020-05-31",2020,"Southeast (non-ISO)","FL",28.897044000000001,-81.329502000000005,4.8624799999999997,"PV","c-Si",102.5,74.5,1.3758389261744965,"Fixed Tilt","Fixed Tilt",null,180,"PV+Fossil",null,null,null,null,67.73,42.66,null,52.147492763049215,null,null,null,null,null,null,null,null,null,null,null,null,null,0.20685084735374337,0.21568906867702492]
[62631,"FPL Blue Heron Solar Energy Center","2020-01-31",2020,"Southeast (non-ISO)","FL",26.701191999999999,-81.137052999999995,5.0594279999999996,"PV","c-Si",114.7,74.5,1.5395973154362417,"Fixed Tilt","Fixed Tilt",20,195,null,null,null,null,null,67.92,34.78,null,42.129815160703231,null,null,null,null,null,null,null,null,null,null,null,null,null,0.25648769574944069,0.24975330207471422]
[62632,"FPL Cattle Ranch Solar Energy Center","2020-01-31",2020,"Southeast (non-ISO)","FL",27.334229000000001,-81.765303000000003,5.0543950000000004,"PV","c-Si",94.6,74.5,1.2697986577181208,"Tracking","Single Axis","Tracking",180,null,null,null,null,null,69.510000000000005,33.99,null,42.434778955129609,null,null,null,null,null,null,null,null,null,null,null,null,null,0.2461049308939352,0.22621586834605131]
[62633,"FPL Twin Lakes Solar Energy Center","2020-01-31",2020,"Southeast (non-ISO)","FL",29.607481,-81.839343,4.7767840000000001,"PV","c-Si",96.5,74.5,1.2953020134228188,"Tracking","Single Axis","Tracking",180,null,null,null,null,null,70.3,32.78,null,45.066822481019003,null,null,null,null,null,null,null,null,null,null,null,null,null,0.22082988569152034,0.22343323833164783]
[62634,"FPL Babcock Preserve Solar Energy Center (not FPL Babcock Ranch)","2020-01-31",2020,"Southeast (non-ISO)","FL",26.856271,-81.725320999999994,5.0537130000000001,"PV","c-Si",114.7,74.5,1.5395973154362417,"Fixed Tilt","Fixed Tilt",20,180,null,null,null,null,null,68.599999999999994,30.93,null,41.060904967127072,null,null,null,null,null,null,null,null,null,null,null,null,null,0.25519904385400388,0.25433177040237809]
[62645,"FPL Northern Preserve Solar Energy Center","2020-01-31",2020,"Southeast (non-ISO)","FL",30.232109000000001,-82.252514000000005,4.7477450000000001,"PV","c-Si",98.4,74.5,1.3208053691275168,"Fixed Tilt","Fixed Tilt",20,195,null,null,null,null,null,71.08,32.72,null,45.265732741263392,null,null,null,null,null,null,null,null,null,null,null,null,null,0.19935644019490667,0.20530477153626919]
[62750,"Little Manatee River Solar","2020-02-28",2020,"Southeast (non-ISO)","FL",27.679867999999999,-82.410640000000001,5.0823109999999998,"PV","Thin-Film",87.9,74.5,1.1798657718120806,"Tracking","Single Axis","Tracking",180,null,null,null,null,null,51.53,33.25,null,70.236822274177896,null,null,null,null,null,null,null,null,null,null,null,null,null,0.20029573105329287,0.15951395911862953]
[62914,"FPL Nassau Solar Center","2020-12-31",2020,"Southeast (non-ISO)","FL",30.527000999999998,-81.893591000000001,4.7459429999999996,"PV","c-Si",93.8,74.5,1.2590604026845638,"Tracking","Single Axis","Tracking",180,null,null,null,null,null,72.319999999999993,21.43,null,48.980692516682417,null,null,null,null,null,null,null,null,null,null,null,null,null,0.21854371609818884,0.23549845239189729]
[62916,"FPL Trailside Solar Center","2020-12-31",2020,"Southeast (non-ISO)","FL",29.774986999999999,-81.427850000000007,4.8016779999999999,"PV","c-Si",93.8,74.5,1.2590604026845638,"Tracking","Single Axis","Tracking",180,null,null,null,null,null,71.36,30.77,null,40.379059290621299,null,null,null,null,null,null,null,null,null,null,null,null,null,0.23046949220066806,0.23526860960436394]
[62922,"FPL Lakeside Solar Center","2020-12-31",2020,"Southeast (non-ISO)","FL",27.219991,-80.741011,5.0518179999999999,"PV","c-Si",108,74.5,1.4496644295302012,"Fixed Tilt","Fixed Tilt",16,205,null,null,null,null,null,69.430000000000007,34.47,null,41.181047219102076,null,null,null,null,null,null,null,null,null,null,null,null,null,0.24209187582360331,0.23276332322025067]
[62923,"FPL Union Springs Solar Center","2020-12-31",2020,"Southeast (non-ISO)","FL",29.999281,-82.297886000000005,4.772634,"PV","c-Si",93.8,74.5,1.2590604026845638,"Tracking","Single Axis","Tracking",180,null,null,null,null,null,71.58,21.55,null,38.639738137288894,null,null,null,null,null,null,null,null,null,null,null,null,null,0.22417946124850602,0.24592105666390857]
[62925,"FPL Egret Solar Center","2020-12-31",2020,"Southeast (non-ISO)","FL",30.293240999999998,-82.185800999999998,4.7622840000000002,"PV","c-Si",93.8,74.5,1.2590604026845638,"Tracking","Single Axis","Tracking",181,null,null,null,null,null,71.540000000000006,20.059999999999999,null,40.584350705083168,null,null,null,null,null,null,null,null,null,null,null,null,null,0.22816646746958413,0.24071894823940423]
[63582,"Harmony Solar","2020-06-30",2020,"Southeast (non-ISO)","FL",28.164560999999999,-81.102790999999996,4.9066409999999996,"PV","c-Si",115.5,74.5,1.5503355704697988,"Tracking","Single Axis","Tracking",180,null,null,null,null,null,null,null,30.260472395009444,38.421505490304924,null,null,null,null,null,null,null,null,null,null,null,null,null,0.28226686279917867,0.2767966044558855]
[63583,"Taylor Creek Solar","2020-06-30",2020,"Southeast (non-ISO)","FL",28.509240999999999,-81.041121000000004,4.8680300000000001,"PV","c-Si",115.5,74.5,1.5503355704697988,"Tracking","Single Axis","Tracking",180,null,null,null,null,null,null,null,30.260472395009444,39.513252528872414,null,null,null,null,null,null,null,null,null,null,null,null,null,0.28179032208635962,0.2772440317489504]
[63754,"Gulf Power Blue Indigo Solar Energy Center","2020-04-30",2020,"Southeast (non-ISO)","FL",30.877262000000002,-85.400649999999999,4.7417530000000001,"PV","c-Si",108,74.5,1.4496644295302012,"Tracking","Single Axis","Tracking",180,null,null,null,null,null,73.290000000000006,16.09,null,47.387739863945662,null,null,null,null,null,null,null,null,null,null,null,null,null,0.2464083233734792,0.24224663663387577]
[61011,"Chestnut Solar","2020-03-31",2020,"PJM","NC",36.180028,-77.712435999999997,4.4320950000000003,"PV","c-Si",100,74.900000000000006,1.3351134846461947,"Tracking","Single Axis","Tracking",180,null,null,null,null,null,80.69,11.23,null,65.05253467563945,null,null,null,null,null,null,null,null,null,null,null,null,null,0.22529430412543966,0.20936134023446784]
[61982,"Columbia Solar Power Plant","2020-03-31",2020,"Southeast (non-ISO)","FL",29.890028999999998,-82.685992999999996,4.7788279999999999,"PV","Thin-Film",105.6,74.900000000000006,1.4098798397863817,"Tracking","Single Axis","Tracking",181,null,null,null,null,null,68.41,38.659999999999997,null,48.120168343852043,null,null,null,null,null,null,null,null,null,null,null,null,null,0.24710115770799418,0.26965177314044292]
[62828,"TWE Bowman Solar Project","2020-05-31",2020,"Southeast (non-ISO)","SC",33.317244000000002,-80.677133999999995,4.6463939999999999,"PV","c-Si",101.9,74.97,1.3592103508069895,"Tracking","Single Axis","Tracking",180,null,null,null,null,null,72.22,7.03,null,58.771338887034098,null,null,null,null,null,null,null,null,null,null,null,null,null,0.2167732115677321,0.22015068493150686]
[62012,"Pleinmont Solar 1 (part of Pleinmont facility)","2020-10-31",2020,"PJM","VA",38.249370999999996,-77.749211000000003,4.2301570000000002,"PV","c-Si",99.6,75,1.3279999999999998,"Tracking","Single Axis","Tracking",180,null,null,null,null,null,88.23,11.75,null,62.272374175010924,null,null,null,null,null,null,null,null,null,null,null,null,null,0.23908066971080669,0.20596651445966516]
[63271,"Huntley Solar","2020-04-30",2020,"Southeast (non-ISO)","SC",33.336818999999998,-80.633689000000004,4.6463939999999999,"PV","Thin-Film",100,75,1.3333333333333333,"Tracking","Single Axis","Tracking",180,null,null,null,null,null,74.849999999999994,8.99,null,52.226323018018363,null,null,null,null,null,null,null,null,null,null,null,null,null,0.24894672754946728,0.24975646879756469]
[63810,"Centerfield Cooper Solar, LLC","2020-12-31",2020,"Southeast (non-ISO)","SC",34.703890999999999,-80.125675000000001,4.5446229999999996,"PV","c-Si",97.6,75,1.3013333333333332,"Tracking","Single Axis","Tracking",180,null,null,null,null,null,null,null,null,52.257264546023876,null,null,null,null,null,null,null,null,null,null,null,null,null,0.23264992389649924,0.23509589041095891]
[63932,"Titan Solar 1 (CA)","2020-12-31",2020,"CAISO","CA",33.101433999999998,-115.999155,5.9190449999999997,"PV","c-Si",98,75,1.3066666666666666,"Tracking","Single Axis","Tracking",180,null,null,null,null,null,44.87,6.56,null,38.579687229184579,null,null,null,null,null,null,null,null,null,null,null,null,null,0.31565068493150683,0.33091712328767126]
[62177,"Desert Harvest, LLC","2020-12-31",2020,"CAISO","CA",33.798099999999998,-115.386736,5.8553680000000004,"PV","Thin-Film",114,80,1.425,"Tracking","Single Axis","Tracking",180,null,null,null,null,null,42.19,6.45,34.766073611484025,47.156034885102407,null,null,null,null,null,null,null,null,null,null,null,null,null,0.35056506849315067,0.31541095890410958]
[62813,"Grasshopper Solar (aka Chase City Solar)","2020-09-30",2020,"PJM","VA",36.816020999999999,-78.446421000000001,4.3606689999999997,"PV","c-Si",103.8,80,1.2974999999999999,"Tracking","Single Axis","Tracking",180,null,null,null,null,null,85.2,10.77,null,55.488794854389219,null,null,null,null,null,null,null,null,null,null,null,null,null,0.24758989726027397,0.23549229452054796]
[63745,"Greensville Solar","2020-12-31",2020,"PJM","VA",36.643560999999998,-77.572001,4.365189,"PV","c-Si",104,80,1.3,"Tracking","Single Axis","Tracking",180,null,null,null,null,null,82.58,11.02,null,60.949303490953305,null,null,null,null,null,null,null,null,null,null,null,null,null,0.2206763698630137,0.20150114155251142]
[64169,"Albemarle Beach Solar","2020-12-31",2020,"PJM","NC",35.906680999999999,-76.636420999999999,4.3703440000000002,"PV","c-Si",150.6,80,1.8824999999999998,"Tracking","Single Axis","Tracking",182,null,null,null,null,null,83.52,9.7200000000000006,null,null,null,null,null,null,null,null,null,null,null,null,null,null,null,0.29695062785388127,0.29913670091324202]
[62165,"SR Snipesville I","2020-12-31",2020,"Southeast (non-ISO)","GA",31.705476000000001,-82.741281999999998,4.740666,"PV","Thin-Film",122.8,86,1.4279069767441861,"Tracking","Single Axis","Tracking",180,null,null,null,null,null,73.41,12.84,27.738972094431084,44.524776136215884,null,null,null,null,null,null,null,null,null,null,null,null,null,0.28012238504831688,0.28607173197408942]
[61986,"Spring Grove I","2020-11-30",2020,"PJM","VA",37.173915999999998,-76.919251000000003,4.3264550000000002,"PV","c-Si",135.5,97.9,1.3840653728294177,"Tracking","Single Axis","Tracking",181,null,null,null,null,null,89.74,11.62,null,62.490826347406703,null,null,null,null,null,null,null,null,null,null,null,null,null,0.25231225600626855,0.20719936007761153]
[62812,"Milford Solar 1","2020-11-30",2020,"West (non-ISO)","UT",38.490667000000002,-113.0183,5.2347299999999999,"PV","Thin-Film",127.8,99,1.2909090909090908,"Tracking","Single Axis","Tracking",180,null,null,null,null,null,43.72,15.74,21.342344674365041,40.985221274735778,null,null,null,null,null,null,null,null,null,null,null,null,null,0.30873460633734606,0.29803168673031688]
[62798,"Fern Solar (Moccasin Creek Solar)","2020-12-31",2020,"PJM","NC",36.014583000000002,-77.681635999999997,4.4350329999999998,"PV","c-Si",133.6,100,1.3359999999999999,"Tracking","Single Axis","Tracking",180,null,null,null,null,null,81.83,10.42,null,57.800833962568099,null,null,null,null,null,null,null,null,null,null,null,null,null,0.26563470319634702,0.25745776255707764]
[62899,"East Line Solar","2020-12-31",2020,"West (non-ISO)","AZ",32.847031000000001,-111.565101,5.7683390000000001,"PV","Thin-Film",121.4,100,1.214,"Tracking","Single Axis","Tracking",180,null,null,null,null,null,null,null,20.048869239555039,38.863919521648342,null,null,null,null,null,null,null,null,null,null,null,null,null,0.31128310502283107,0.23670319634703196]
[63295,"Chicot Solar","2020-09-30",2020,"MISO","AR",33.477317999999997,-91.356046000000006,4.5752639999999998,"PV","c-Si",140,100,1.4,"Tracking","Single Axis","Tracking",180,null,null,null,null,null,75.38,0.19,28.604258482263756,40.102213112146877,null,null,null,null,null,null,null,null,null,null,null,null,null,0.26155136986301369,0.27662214611872143]
[64104,"Maverick Solar 4 (Palen Solar)","2020-12-31",2020,"CAISO","CA",33.699708999999999,-115.221825,5.87737,"PV","c-Si",135.9,100,1.359,"Tracking","Single Axis","Tracking",180,null,null,null,null,null,42.67,5.64,27.648435424230808,33.454469655194615,null,null,null,null,null,null,null,null,null,null,null,null,null,0.34124543378995431,0.3599474885844749]
[63351,"Bluebell Solar II","2020-12-31",2020,"ERCOT","TX",31.887710999999999,-100.837581,5.2773099999999999,"PV","Thin-Film",150,115,1.3043478260869565,"Tracking","Single Axis","Tracking",180,null,null,null,null,null,66.900000000000006,null,null,35.554329530585768,null,null,null,null,null,null,null,null,null,null,null,null,null,0.27910164780623387,0.27273575540996625]
[63273,"Wagyu Solar","2020-08-31",2020,"ERCOT","TX",29.242304000000001,-95.658141000000001,4.6411470000000001,"PV","Thin-Film",162.4,120,1.3533333333333333,"Tracking","Single Axis","Tracking",180,null,null,null,null,null,86.5,null,null,49.495482255305745,null,null,null,null,null,null,null,null,null,null,null,null,null,0.21857496194824963,0.22507515220700153]
[62470,"Cove Mountain Solar 2","2020-10-31",2020,"West (non-ISO)","UT",37.638601999999999,-113.637101,5.4006239999999996,"PV","Thin-Film",156.30000000000001,122,1.2811475409836066,"Tracking","Single Axis","Tracking",180,null,null,null,null,null,41.8,16.64,23.364423360428784,44.469185242106036,null,null,null,null,null,null,null,null,null,null,null,null,null,0.31005501908825511,0.30998484167976648]
[62178,"Maverick Solar (Palen 1 Solar)","2020-12-31",2020,"CAISO","CA",33.699708999999999,-115.221825,5.87737,"PV","c-Si",173.4,125,1.3872,"Tracking","Single Axis","Tracking",180,null,null,null,null,null,42.45,8.2799999999999994,29.14074742775777,47.283000261609736,null,null,null,null,null,null,null,null,null,null,null,null,null,0.30390776255707763,0.24571963470319635]
[60777,"American Kings Solar","2020-12-31",2020,"CAISO","CA",36.241821000000002,-119.89715099999999,5.3183069999999999,"PV","Thin-Film",172.3,128,1.3460937500000001,"Tracking","Single Axis","Tracking",180,"PV+Storage",null,null,null,500,40.44,8.14,31.860298629103497,51.319198034937266,null,null,null,null,null,null,null,null,null,null,null,null,null,0.27676316352739727,0.24950146261415526]
[60094,"NextEra Blythe Solar III","2020-05-31",2020,"CAISO","CA",33.660564999999998,-114.73624700000001,5.7975969999999997,"PV","c-Si",154,137.4,1.1208151382823872,"Tracking","Single Axis","Tracking",181,"PV+Storage",null,2021,115,538.6,45.6,7.59,44.641240607080647,39.503961415742609,null,null,null,null,null,null,null,null,null,null,null,null,null,0.27461180538866187,0.26922197521963198]
[60095,"NextEra Blythe Solar IV","2020-11-30",2020,"CAISO","CA",33.660170999999998,-114.73619100000001,5.7975969999999997,"PV","c-Si",154,137.4,1.1208151382823872,"Tracking","Single Axis","Tracking",181,null,null,null,null,null,45.61,6.87,29.052381904395197,31.72785607500947,null,null,null,null,null,null,null,null,null,null,null,null,null,0.31078808664499863,0.29626278638511683]
[62015,"Mustang Two","2020-11-30",2020,"CAISO","CA",36.213531000000003,-119.892171,5.3183069999999999,"PV","c-Si",210,150,1.4,"Tracking","Single Axis","Tracking",179,null,null,null,null,null,40.549999999999997,7.43,28.526009117115095,48.616388915738149,null,null,null,null,null,null,null,null,null,null,null,null,null,0.29995129375951296,0.27331126331811262]
[62933,"Oberon IA","2020-07-30",2020,"ERCOT","TX",31.708970999999998,-102.692171,5.5451920000000001,"PV","c-Si",193,150,1.2866666666666666,"Tracking","Single Axis","Tracking",164,null,null,null,null,null,62.31,null,null,40.244098271225155,null,null,null,null,null,null,null,null,null,null,null,null,null,0.25698782343987825,0.24894368340943684]
[63105,"Two Creeks Solar","2020-11-30",2020,"MISO","WI",44.253708000000003,-87.536845999999997,3.802988,"PV","c-Si",213,150,1.42,"Tracking","Single Axis","Tracking",181,null,null,null,null,null,72.849999999999994,18.21,null,79.959936878853924,null,null,null,null,null,null,null,null,null,null,null,null,null,0.14978538812785389,0.1444474885844749]
[63519,"CED Crane Solar (Fowler Ranch)","2020-06-30",2020,"ERCOT","TX",31.257501000000001,-102.320481,5.5080619999999998,"PV","c-Si",212.59280000000001,152.5,1.3940511475409836,"Tracking","Single Axis","Tracking",180,null,null,null,null,null,59.5,null,null,24.172304810144585,null,null,null,null,null,null,null,null,null,null,null,null,null,0.29075114155251142,0.32983257229832574]
[61353,"Mount Signal Solar Farm II (MS2)","2020-01-31",2020,"CAISO","CA",32.668500999999999,-115.62920099999999,5.6630149999999997,"PV","Thin-Film",199.6,153.5,1.3003257328990228,"Tracking","Single Axis","Tracking",180,null,null,null,null,null,45.38,7.62,null,47.408167735158408,null,null,null,null,null,null,null,null,null,null,null,null,null,0.28571460443532193,0.26692844287775347]
[60827,"Sun Streams 1","2020-01-31",2020,"CAISO","AZ",33.348841,-112.834801,5.8517679999999999,"PV","Thin-Film",199.2,158,1.2607594936708859,"Tracking","Single Axis","Tracking",180,null,null,null,null,null,45.27,6.94,43.502542124429056,45.352808471340701,null,null,null,null,null,null,null,null,null,null,null,null,null,0.29270405251141551,0.2903560216894977]
[62014,"Highlander Solar Station 1 (part of Pleinmont facility)","2020-12-31",2020,"PJM","VA",38.251108000000002,-77.755436000000003,4.2301570000000002,"PV","c-Si",200.1,165,1.2127272727272727,"Tracking","Single Axis","Tracking",180,null,null,null,null,null,88.3,11.86,null,68.206980750465021,null,null,null,null,null,null,null,null,null,null,null,null,null,0.20431645219316452,0.16946589179465893]
[61785,"Camilla Solar Energy Project (Southern Oak Solar Energy Center?)","2020-02-28",2020,"Southeast (non-ISO)","GA",31.282592999999999,-84.219024000000005,4.7808659999999996,"PV","c-Si",224,171.4,1.3068844807467912,"Tracking","Single Axis","Tracking",180,null,null,null,null,null,73.650000000000006,16.34,null,43.563691588392892,null,null,null,null,null,null,null,null,null,null,null,null,null,0.24629161937948554,0.24811051080811786]
[63859,"Golden Field Solar III (Rosamond Central)","2020-12-31",2020,"CAISO","CA",34.841251,-118.383441,5.7757949999999996,"PV","c-Si",240,192,1.25,"Tracking","Single Axis","Tracking",180,null,null,null,null,null,45.34,5.83,25.689089671835202,32.445137530967266,null,null,null,null,null,null,null,null,null,null,null,null,null,0.34331418854642315,0.34784294140030442]
[63222,"Impact Solar 1","2020-12-31",2020,"ERCOT","TX",33.466510999999997,-95.371950999999996,4.5753839999999997,"PV","c-Si",260,198.5,1.3098236775818639,"Tracking","Single Axis","Tracking",180,null,null,null,null,null,79.37,null,null,42.936322818118668,null,null,null,null,null,null,null,null,null,null,null,null,null,0.155210885292663,0.25870110302151983]
[62141,"Rambler","2020-06-30",2020,"ERCOT","TX",31.527151,-100.615071,5.1986869999999996,"PV","c-Si",266,200,1.33,"Tracking","Single Axis","Tracking",180,null,null,null,null,null,68.39,null,null,66.200054877856417,null,null,null,null,null,null,null,null,null,null,null,null,null,0.24103025114155252,0.20578082191780822]
[61696,"Twiggs County Solar (GA Solar 4)","2020-09-30",2020,"Southeast (non-ISO)","GA",32.595891000000002,-83.497300999999993,4.6755760000000004,"PV","Thin-Film",261,204,1.2794117647058822,"Tracking","Single Axis","Tracking",180,null,null,null,null,null,74.36,17,25.337569653113182,46.001690836425851,null,null,null,null,null,null,null,null,null,null,null,null,null,0.24860943235741786,0.23732149252395021]
[61962,"Holstein 1 Solar Farm","2020-06-30",2020,"ERCOT","TX",32.096680999999997,-100.172701,5.1245469999999997,"PV","c-Si",280,204.4,1.3698630136986301,"Tracking","Single Axis","Tracking",180,null,null,null,null,null,65.12,null,null,50.778277960054943,null,null,null,null,null,null,null,null,null,null,null,null,null,0.24010958904109589,0.25722545662100454]
[62845,"ENGIE Long Draw Solar","2020-12-31",2020,"ERCOT","TX",32.741382999999999,-101.621801,5.3591899999999999,"PV","c-Si",287,225,1.2755555555555556,"Tracking","Single Axis","Tracking",180,null,null,null,null,null,68.83,null,null,36.31683762332738,null,null,null,null,null,null,null,null,null,null,null,null,null,0.26819228817858953,0.27419939117199393]
[62249,"Misae Solar (Phase 1)","2020-01-31",2020,"ERCOT","TX",34.374631000000001,-100.105783,5.0768649999999997,"PV","c-Si",326.89999999999998,240,1.3620833333333333,"Tracking","Single Axis","Tracking",181,null,null,null,null,null,69.94,null,null,43.713294396492195,null,null,null,null,null,null,null,null,null,null,null,null,null,0.22534436834094368,0.24804889649923897]
[62755,"Prospero Solar I","2020-06-30",2020,"ERCOT","TX",32.312520999999997,-102.87297100000001,5.462815,"PV","Thin-Film",378.9,303.60000000000002,1.2480237154150196,"Tracking","Single Axis","Tracking",180,null,null,null,null,null,55.37,null,null,41.061764995933032,null,null,null,null,null,null,null,null,null,null,null,null,null,0.24986149162861493,0.24005479452054795]
[62561,"Roadrunner Hybrid (Queen Solar & Storage)","2020-08-31",2020,"ERCOT","TX",31.219443999999999,-102.192201,5.4971800000000002,"PV","c-Si",497,410,1.2121951219512195,"Tracking","Single Axis","Tracking",180,null,null,2022,57,85.7,62.27,null,null,31.955748746912974,null,null,null,null,null,null,null,null,null,null,null,null,null,0.28101740867579911,0.28850627853881278]
[62674,"Antelope Expansion 3B","2021-06-30",2021,"CAISO","CA",34.720162000000002,-118.322501,5.7811769999999996,"PV","c-Si",6.3,5.0010000000000003,1.2597480503899219,"Tracking","Single Axis","Tracking",180,null,null,null,null,null,46.14,6.72,30.453981552412948]
[62969,"Syncarpha Puddon I Hybrid CSG","2021-03-31",2021,"ISO-NE","MA",42.139251000000002,-71.633311000000006,3.8290579999999999,"PV","c-Si",7.5016800000000003,5.0010000000000003,1.5000359928014397,"Fixed Tilt","Fixed Tilt",20,180,"PV+Storage",null,2021,4,8,72.45,5.31]
[62970,"Syncarpha Puddon II Hybrid CSG","2021-03-31",2021,"ISO-NE","MA",42.134481000000001,-71.629870999999994,3.8290579999999999,"PV","c-Si",7.5016800000000003,5.0010000000000003,1.5000359928014397,"Fixed Tilt","Fixed Tilt",25,180,"PV+Storage",null,2021,4,8,72.92,5.1100000000000003]
[62977,"Syncarpha Northbridge I Hybrid CSG","2021-12-31",2021,"ISO-NE","MA",42.111860999999998,-71.647671000000003,3.8290579999999999,"PV","c-Si",7.5,5.0010000000000003,1.4997000599880024,"Fixed Tilt","Fixed Tilt",20,180,"PV+Storage",null,2021,4,8,72.349999999999994,6.04]
[62978,"Syncarpha Northbridge II Hybrid CSG","2021-04-30",2021,"ISO-NE","MA",42.113250999999998,-71.646180999999999,3.8290579999999999,"PV","c-Si",6.9,5.0010000000000003,1.3797240551889622,"Fixed Tilt","Fixed Tilt",15,180,"PV+Storage",null,2021,3,6,71.819999999999993,5.91]
[63475,"Randall Solar Project Hybrid (ZPD-PT Solar Project 2017-017 LLC)","2021-07-30",2021,"ISO-NE","MA",42.393121000000001,-71.654370999999998,3.8163939999999998,"PV","c-Si",7.4,5.0010000000000003,1.4797040591881623,"Fixed Tilt","Fixed Tilt",25,180,"PV+Storage",null,2021,3.3,6,72.28,5.74]
[63805,"Williamsville Hybrid CSG (147 Williamsville Solar)","2021-09-30",2021,"ISO-NE","MA",42.467891000000002,-72.069570999999996,3.8018209999999999,"PV","c-Si",7.4654999999999996,5.0010000000000003,1.4928014397120575,"Tracking","Single Axis","Tracking",180,"PV+Storage",null,2021,3.3,6.6,73.3,6.32]
[64129,"East Brookfield Adams Road Solar CSG","2021-06-30",2021,"ISO-NE","MA",42.195960999999997,-72.024911000000003,3.836093,"PV","c-Si",7.03,5.0010000000000003,1.4057188562287541,"Fixed Tilt","Fixed Tilt",25,180,"PV+Storage",null,2021,3.07,6.3,71.510000000000005,5.95]
[64147,"ZPD-PT Solar Project 2017-038 Hybrid","2021-04-30",2021,"ISO-NE","MA",42.518231,-71.708130999999995,3.8013720000000002,"PV","c-Si",7.3151999999999999,5.0010000000000003,1.4627474505098979,"Fixed Tilt","Fixed Tilt",27,180,"PV+Storage",null,2021,3.5,7,71.540000000000006,5.98]
[64374,"Norwich Solar and Energy Storage CSG","2021-09-30",2021,"NYISO","NY",42.551808999999999,-75.530927000000005,3.641273,"PV","c-Si",7.5,5.0010000000000003,1.4997000599880024,"Fixed Tilt","Fixed Tilt",25,null,"PV+Storage",null,2021,3,12,70.739999999999995,7.7]
[64392,"Branch Solar Farm","2021-10-31",2021,"SPP","AR",35.307800999999998,-93.924340999999998,4.4592960000000001,"PV","c-Si",6.42,5.0010000000000003,1.28374325134973,"Tracking","Single Axis","Tracking",180,null,null,null,null,null,75.260000000000005,23.5]
[64450,"Grissom Solar","2021-05-31",2021,"PJM","NC",36.238348999999999,-77.839028999999996,4.4081599999999996,"PV","c-Si",6.99,5.0010000000000003,1.3977204559088181,"Fixed Tilt","Fixed Tilt",null,180,"PV+Storage",null,2021,10,10,77.38,9.26]
[64627,"Blodgett Solar CSG","2021-08-31",2021,"ISO-NE","MA",42.677540999999998,-71.450601000000006,3.8078479999999999,"PV","c-Si",9.8998899999999992,5.0010000000000003,1.9795820835832831,"Tracking","Single Axis","Tracking",180,"PV+Storage",null,2021,3.9,15.366,74.63,6.28]
[64875,"276 Federal Rd(CSG)","2021-11-30",2021,"ISO-NE","MA",41.805143999999999,-70.725239999999999,3.8484940000000001,"PV","c-Si",7.60656,5.0010000000000003,1.5210077984403119,"Fixed Tilt","Fixed Tilt",null,180,"PV+Storage",null,2021,3.3,7.2883800000000001,72.16,5.89]
[64876,"0 Hammond St CSG","2021-10-31",2021,"ISO-NE","MA",41.808546999999997,-70.726680000000002,3.8484940000000001,"PV","c-Si",7.1954999999999991,5.0010000000000003,1.4388122375524892,"Tracking","Single Axis","Tracking",180,"PV+Storage",null,2021,5,26.2624,73.33,6.11]
[64970,"59 Federal Rd(CSG)","2021-11-30",2021,"ISO-NE","MA",41.828474999999997,-70.721209999999999,3.8484940000000001,"PV","c-Si",11.648,5.0010000000000003,2.3291341731653668,"Fixed Tilt","Fixed Tilt",null,180,"PV+Storage",null,2021,5,26.5,73.84,6.73]
[65055,"77 Farm to Market Rd Hybrid (77F2M Wham8 Solar)","2021-12-31",2021,"ISO-NE","MA",41.791701000000003,-70.724920999999995,3.8812160000000002,"PV","c-Si",6.9537000000000004,5.0010000000000003,1.3904619076184763,"Fixed Tilt","Fixed Tilt",null,180,"PV+Storage","Lithium-Ion",2021,2.31,4.8808999999999996,72,5.76]
[65056,"160 Tihonet Rd Hybrid (160TIH WHAM8 Solar)","2021-12-31",2021,"ISO-NE","MA",41.799700999999999,-70.702921000000003,3.8812160000000002,"PV","c-Si",7.4029999999999996,5.0010000000000003,1.4803039392121573,"Fixed Tilt","Fixed Tilt",null,180,"PV+Storage",null,2021,3.3,6.8840000000000003,72.069999999999993,5.82]
[65217,"South Goshen (Community Solar)","2021-09-30",2021,"NYISO","NY",41.392701000000002,-74.347801000000004,3.903241,"PV","c-Si",6.9287399999999995,5.0010000000000003,1.3854709058188361,"Fixed Tilt","Fixed Tilt",null,180,"PV+Storage",null,2021,4.5,17,75.92,9.5]
[65464,"Lerdo Detention Facility - Solar 2, 3","2021-11-30",2021,"CAISO","CA",35.501710000000003,-119.1129,5.3715869999999999,"PV","c-Si",6.6999999999999993,5.0999999999999996,1.3137254901960784,"Tracking","Single Axis","Tracking",180,null,null,null,null,null,46.61,6.65,null,54.048233167956575]
[64251,"Pickford Solar","2021-02-28",2021,"MISO","MI",46.189253999999998,-84.34545,3.6640739999999998,"PV","c-Si",7.6,6.9,1.1014492753623186,"Fixed Tilt","Fixed Tilt",35,180,null,null,null,null,null,79.09,21.37,null,53.961248679823441,null,null,null,null,null,null,null,null,null,null,null,null,null,null,0.14520878829991396]
[63895,"Augusta PV - BD Solar Augusta","2021-06-30",2021,"ISO-NE","ME",44.327561000000003,-69.728770999999995,3.7196199999999999,"PV","c-Si",8.6999999999999993,7.2,1.2083333333333333,"Tracking","Single Axis","Tracking",180,null,null,null,null,null,72.2,5.79,null,65.136835396468371,null,null,null,null,null,null,null,null,null,null,null,null,null,null,0.17621131405377979]
[64818,"Connexus Solar Stanford 1STF (Sunflower)","2021-05-31",2021,"MISO","MN",45.416111000000001,-93.392820999999998,3.7866019999999998,"PV","c-Si",7.3,7.3,1,"Tracking","Single Axis","Tracking",180,null,null,null,null,null,57.81,19.149999999999999,null,80.170358855467228]
[64248,"IMPA Anderson 4 Solar Project","2021-08-31",2021,"PJM","IN",40.082667000000001,-85.636080000000007,3.9677630000000002,"PV","c-Si",10.38,7.8,1.3307692307692309,"Tracking","Single Axis","Tracking",null,null,null,null,null,null,81.099999999999994,11.78,null,38.392322689032788,null,null,null,null,null,null,null,null,null,null,null,null,null,null,0.22367111579440349]
[64244,"IMPA Anderson 3 Solar Project","2021-12-31",2021,"PJM","IN",40.080894000000001,-85.641737000000006,3.9677630000000002,"PV","c-Si",11.337,8.6999999999999993,1.3031034482758621,"Tracking","Single Axis","Tracking",null,null,null,null,null,null,81.11,11.8,null,44.869384382057312,null,null,null,null,null,null,null,null,null,null,null,null,null,null,0.2204639689287777]
[64247,"IMPA Richmond 5 Solar Park","2021-06-30",2021,"PJM","IN",39.805613000000001,-84.874549999999999,3.972988,"PV","c-Si",11.9,9,1.3222222222222222,"Tracking","Single Axis","Tracking",180,null,null,null,null,null,83.34,11.41,null,42.892925324668759,null,null,null,null,null,null,null,null,null,null,null,null,null,null,0.22799340436326743]
[64831,"Oak Leaf Solar XVIII (DIA 7)","2021-12-31",2021,"West (non-ISO)","CO",39.898130999999999,-104.665351,4.84572,"PV","c-Si",12.4,9,1.3777777777777778,"Tracking","Single Axis","Tracking",180,null,null,null,null,null,45.28,26.71,null,140.0154714216539,null,null,null,null,null,null,null,null,null,null,null,null,null,null,0.12256468797564686]
[64843,"SR Washington I aka Martin Solar Farm","2021-12-31",2021,"Southeast (non-ISO)","TN",36.345562999999999,-82.595363000000006,4.2780750000000003,"PV","c-Si",15,9,1.6666666666666667,"Tracking","Single Axis","Tracking",null,null,null,null,null,null,76.37,14.55,null,88.220601715268103,null,null,null,null,null,null,null,null,null,null,null,null,null,null,0.23808980213089798]
[63897,"Oxford PV - BD Solar Oxford","2021-06-30",2021,"ISO-NE","ME",44.150311000000002,-70.478500999999994,3.7526999999999999,"PV","c-Si",12.9,9.1999999999999993,1.4021739130434785,"Tracking","Single Axis","Tracking",180,null,null,null,null,null,72.28,5.92,null,64.41360524668562,null,null,null,null,null,null,null,null,null,null,null,null,null,null,0.19870458606313282]
[64246,"IMPA Peru 2 Solar Park","2021-04-30",2021,"MISO","IN",40.758183000000002,-86.105009999999993,3.904674,"PV","c-Si",12.6,9.5,1.3263157894736841,"Tracking","Single Axis","Tracking",180,null,null,null,null,null,86.15,16.97,null,37.282896274944676,null,null,null,null,null,null,null,null,null,null,null,null,null,null,0.22086037010334053]
[65474,"GDIM 1, LLC (Iron Mine Solar)","2021-12-31",2021,"ISO-NE","RI",41.966678000000002,-71.525989999999993,3.8565610000000001,"PV","c-Si",12.6,9.6,1.3125,"Fixed Tilt","Fixed Tilt",20,180,null,null,null,null,null,70.52,5.86,null,null,null,null,null,null,null,null,null,null,null,null,null,null,null,null,0.14900827625570781]
[65475,"GDIM 2, LLC (Iron Mine Solar)","2021-12-31",2021,"ISO-NE","RI",41.967314000000002,-71.51961,3.8565610000000001,"PV","c-Si",11.5,9.6,1.1979166666666667,"Fixed Tilt","Fixed Tilt",20,180,null,null,null,null,null,70.33,5.8,null,null,null,null,null,null,null,null,null,null,null,null,null,null,null,null,0.10470176940639273]
[65476,"GDIM 3, LLC (Iron Mine Solar)","2021-12-31",2021,"ISO-NE","RI",41.963065999999998,-71.516930000000002,3.8565610000000001,"PV","c-Si",13,9.6,1.3541666666666667,"Fixed Tilt","Fixed Tilt",20,180,null,null,null,null,null,70.62,5.89,null,null,null,null,null,null,null,null,null,null,null,null,null,null,null,null,0.11972031963470325]
[65477,"GDIM 4, LLC (Iron Mine Solar)","2021-12-31",2021,"ISO-NE","RI",41.963065999999998,-71.516930000000002,3.8565610000000001,"PV","c-Si",12.2,9.6,1.2708333333333333,"Fixed Tilt","Fixed Tilt",20,180,null,null,null,null,null,70.44,5.83,null,null,null,null,null,null,null,null,null,null,null,null,null,null,null,null,0.14270595509893461]
[64892,"TPE Erath Solar","2021-12-31",2021,"ERCOT","TX",32.262461000000002,-98.207541000000006,4.9102889999999997,"PV","c-Si",14,9.9,1.4141414141414141,"Tracking","Single Axis","Tracking",180,null,null,null,null,null,79.14,null,null,35.305945913795824,null,null,null,null,null,null,null,null,null,null,null,null,null,null,0.3004473963378072]
[65127,"AES Belleville Solar LLC","2021-09-30",2021,"MISO","IL",38.487200999999999,-90.013501000000005,4.2402639999999998,"PV","c-Si",13.3,9.9,1.3434343434343434,"Fixed Tilt","Fixed Tilt",15,180,null,null,null,null,null,74.069999999999993,18.61,null,127.24206907930241,null,null,null,null,null,null,null,null,null,null,null,null,null,null,0.1724551450578847]
[59569,"Whitetail Solar","2021-12-31",2021,"Southeast (non-ISO)","SC",34.398201,-79.397510999999994,4.5654430000000001,"PV","c-Si",14.2,9.9960000000000004,1.4205682272909161,"Tracking","Single Axis","Tracking",180,null,null,null,null,null,80.56,1.84,null,null,null,null,null,null,null,null,null,null,null,null,null,null,null,null,0.25374304973130801]
[64830,"Brightwood Solar","2021-12-31",2021,"West (non-ISO)","OR",45.385041000000001,-122.07843099999999,3.4575,"PV","c-Si",13.51,10,1.351,"Fixed Tilt","Fixed Tilt",null,180,null,null,null,null,null,null,null,null,134.74036131930103,null,null,null,null,null,null,null,null,null,null,null,null,null,null,0.12937214611872147]
[65230,"Truman Solar","2021-06-30",2021,"MISO","MO",38.956491,-92.243831,4.2368329999999998,"PV","c-Si",14,10,1.4,"Tracking","Single Axis","Tracking",180,null,null,null,null,null,77.5,16.68,35.513809701470194,50.770368148910912,null,null,null,null,null,null,null,null,null,null,null,null,null,null,0.26590182648401822]
[65412,"Northern Cardinal Solar SCS IL 1, LLC (Solar Farm 2.0)","2021-02-28",2021,"MISO","IL",40.070630999999999,-88.243280999999996,4.0410349999999999,"PV","c-Si",12.3,10,1.23,"Tracking","Single Axis","Tracking",180,null,null,null,null,null,77.37,17.75,null,60.029424048194358,null,null,null,null,null,null,null,null,null,null,null,null,null,null,0.20167808219178082]
[64010,"Energix Hollyfield","2021-07-30",2021,"PJM","VA",37.680290999999997,-77.159861000000006,4.2781469999999997,"PV","Thin-Film",17,13,1.3076923076923077,"Tracking","Single Axis","Tracking",180,null,null,null,null,null,88.29,10.43,null,51.840517004129538,null,null,null,null,null,null,null,null,null,null,null,null,null,null,0.21116087109237794]
[65258,"Wapakoneta-Pratt","2021-11-30",2021,"PJM","OH",40.542330999999997,-84.187376,3.8901659999999998,"PV","c-Si",17.3,13.5,1.2814814814814814,"Fixed Tilt","Fixed Tilt",25,null,null,null,null,null,null,86.58,12.8,null,48.447709046174595,null,null,null,null,null,null,null,null,null,null,null,null,null,null,0.20087096228648738]
[62673,"Antelope Expansion 3A","2021-06-30",2021,"CAISO","CA",34.725780999999998,-118.322131,5.7811769999999996,"PV","c-Si",19,15,1.2666666666666666,"Tracking","Single Axis","Tracking",180,null,null,null,null,null,46.01,6.68,30.453981552412955,null,null,null,null,null,null,null,null,null,null,null,null,null,null,null,0.35130136986301369]
[61318,"Mt. Jackson Solar","2021-06-30",2021,"PJM","VA",38.738070999999998,-78.661741000000006,4.1341939999999999,"PV","Thin-Film",22,15.7,1.4012738853503186,"Tracking","Single Axis","Tracking",180,null,null,null,null,null,84.99,9.9,null,51.060140807528889,null,null,null,null,null,null,null,null,null,null,null,null,null,null,0.23100078527179133]
[63861,"Logansport Solar","2021-09-30",2021,"MISO","IN",40.760083000000002,-86.388290999999995,3.9005070000000002,"PV","c-Si",19.3,16,1.20625,"Fixed Tilt","Fixed Tilt",30,180,null,null,null,null,null,84.67,17.7,null,56.087199354882728,null,null,null,null,null,null,null,null,null,null,null,null,null,null,0.15766980593607305]
[64559,"Wallingford Solar","2021-09-30",2021,"ISO-NE","CT",41.440671000000002,-72.841419999999999,3.8932890000000002,"PV","c-Si",20.7,16.100000000000001,1.2857142857142856,"Fixed Tilt","Fixed Tilt",10,180,null,null,null,null,null,70.91,6.11,null,89.075615169690167,null,null,null,null,null,null,null,null,null,null,null,null,null,null,0.15411667942936549]
[65278,"Wonderful Lost Hills","2021-09-30",2021,"CAISO","CA",35.668160999999998,-119.876481,5.3721930000000002,"PV","c-Si",24.9,16.7,1.4910179640718562,"Tracking","Single Axis","Tracking",179,null,null,null,null,null,43.51,6.28,null,40.999524624260609,null,null,null,null,null,null,null,null,null,null,null,null,null,null,0.3409755830804147]
[63696,"Westmoreland County Solar Project","2021-10-31",2021,"PJM","VA",38.003591,-76.748411000000004,4.2369370000000002,"PV","c-Si",29.6,19.899999999999999,1.4874371859296485,"Tracking","Single Axis","Tracking",180,null,null,null,null,null,97.34,10.46,null,42.106181780060403,null,null,null,null,null,null,null,null,null,null,null,null,null,null,0.27655973933594918]
[65321,"Rochambeau Solar","2021-12-31",2021,"PJM","VA",37.359701000000001,-76.754951000000005,4.3134069999999998,"PV","c-Si",25.6,19.899999999999999,1.2864321608040203,"Tracking","Single Axis","Tracking",166,null,null,null,null,null,87.91,10.49,null,64.097569092363045,null,null,null,null,null,null,null,null,null,null,null,null,null,null,0.19089740942153693]
[62436,"SR Arlington I","2021-12-31",2021,"Southeast (non-ISO)","GA",31.402919000000001,-84.83681,4.744065,"PV","Thin-Film",29,20,1.45,"Tracking","Single Axis","Tracking",180,null,null,null,null,null,73.83,14.58,22.717897476038836,58.899735361796353,null,null,null,null,null,null,null,null,null,null,null,null,null,null,0.27898972602739724]
[63801,"St. Joseph Solar","2021-03-31",2021,"PJM","IN",41.731451,-86.102091000000001,3.8394409999999999,"PV","Thin-Film",25.4,20,1.27,"Tracking","Single Axis","Tracking",180,null,null,null,null,null,78.83,12.8,null,85.313234579050558,null,null,null,null,null,null,null,null,null,null,null,null,null,null,0.13394977168949773]
[63894,"Milo PV - BD Solar 1","2021-06-30",2021,"ISO-NE","ME",45.267791000000003,-68.990110999999999,3.6381000000000001,"PV","c-Si",27.4,20,1.3699999999999999,"Tracking","Single Axis","Tracking",180,null,null,null,null,null,72.53,5.95,null,76.195427381750946,null,null,null,null,null,null,null,null,null,null,null,null,null,null,0.16283578767123286]
[64015,"Energix Buckingham","2021-07-30",2021,"PJM","VA",37.501750999999999,-78.383860999999996,4.3037219999999996,"PV","Thin-Film",26.4,20,1.3199999999999998,"Tracking","Single Axis","Tracking",180,null,null,null,null,null,84.17,10.220000000000001,null,49.433502215249483,null,null,null,null,null,null,null,null,null,null,null,null,null,null,0.22900684931506854]
[64535,"Camden Solar","2021-11-30",2021,"PJM","NC",36.307861000000003,-76.144491000000002,4.402266,"PV","c-Si",29.3,20,1.4650000000000001,"Tracking","Single Axis","Tracking",180,null,null,null,null,null,84.86,10.44,null,52.362472230718147,null,null,null,null,null,null,null,null,null,null,null,null,null,null,0.25406392694063928]
[64590,"O'Brien Solar Fields","2021-05-31",2021,"MISO","WI",42.996941,-89.457941000000005,3.8367659999999999,"PV","c-Si",24.13,20,1.2064999999999999,"Tracking","Single Axis","Tracking",180,null,null,null,null,null,76.2,18.5,null,66.75244273986003,null,null,null,null,null,null,null,null,null,null,null,null,null,null,0.21976598173515982]
[64690,"Todd Solar","2021-07-30",2021,"PJM","MD",38.613328000000003,-75.835211000000001,4.2214049999999999,"PV","c-Si",29,20,1.45,"Tracking","Single Axis","Tracking",180,null,null,null,null,null,80.14,15.99,null,26.736676314659075]
[64817,"Energix Leatherwood","2021-08-31",2021,"PJM","VA",36.687921000000003,-79.701841000000002,4.338762,"PV","Thin-Film",26,20,1.3,"Tracking","Single Axis","Tracking",180,null,null,null,null,null,83.76,10.210000000000001,null,47.108923621093801,null,null,null,null,null,null,null,null,null,null,null,null,null,null,0.23605022831050229]
[65022,"Briel Solar Farm","2021-08-31",2021,"PJM","VA",37.523640999999998,-77.263581000000002,4.2830079999999997,"PV","c-Si",27.3,20,1.365,"Fixed Tilt","Fixed Tilt",null,180,null,null,null,null,null,86.75,10.25,null,60.119827645168193,null,null,null,null,null,null,null,null,null,null,null,null,null,null,0.23242009132420091]
[65122,"NY8 - Branscomb Solar","2021-12-31",2021,"NYISO","NY",42.963821000000003,-73.592310999999995,3.7622140000000002,"PV","c-Si",27,20,1.35,"Tracking","Single Axis","Tracking",180,null,null,null,null,null,92.17,7.01,null,43.979988401563631]
[64327,"Toms River Solar (EDF Ph1 Toms River)","2021-06-30",2021,"PJM","NJ",39.983010999999998,-74.237770999999995,4.0123319999999998,"PV","c-Si",28.9,21.3,1.356807511737089,"Fixed Tilt","Fixed Tilt",20,180,null,null,null,null,null,70.849999999999994,16.14,null,null,null,null,null,null,null,null,null,null,null,null,null,null,null,null,0.2117177953566145]
[63722,"Rawhide Prairie Solar Hybrid","2021-03-31",2021,"West (non-ISO)","CO",40.848050999999998,-105.015298,4.4396740000000001,"PV","c-Si",29,22,1.3181818181818181,"Tracking","Single Axis","Tracking",180,"PV+Storage","Lithium-Ion",2021,1,2,45.59,35.94,25.214954487449958,40.815591733903041]
[62821,"Speedway Solar NC","2021-12-31",2021,"Southeast (non-ISO)","NC",35.218170999999998,-80.529161000000002,4.5209530000000004,"PV","c-Si",33.700000000000003,22.6,1.4911504424778761,"Tracking","Single Axis","Tracking",180,null,null,null,null,null,81.81,16.78,null,66.265056900789602,null,null,null,null,null,null,null,null,null,null,null,null,null,null,0.18732573645290337]
[64877,"Edwards Sanborn E3","2021-12-31",2021,"CAISO","CA",34.944661000000004,-118.130061,5.8475910000000004,"PV","Thin-Film",28.6,27.4,1.0437956204379564,"Tracking","Single Axis","Tracking",180,"PV+Storage",null,2021,213.7,631.5,44.58,8.0399999999999991,null,34.059805602803117,null,null,null,null,null,null,null,null,null,null,null,null,null,null,0.25216645002166455]
[63940,"Central 40","2021-02-28",2021,"CAISO","CA",37.248531,-121.113311,5.1919259999999996,"PV","c-Si",50.5,40,1.2625,"Tracking","Single Axis","Tracking",180,null,null,null,null,null,60.67,8.08,27.382465312252037,86.631194445086521,null,null,null,null,null,null,null,null,null,null,null,null,null,null,0.2510730593607306]
[63049,"Prineville Solar Energy","2021-02-28",2021,"West (non-ISO)","OR",44.271341,-120.875411,4.4640360000000001,"PV","c-Si",60.06,46.2,1.3,"Tracking","Single Axis","Tracking",180,null,null,null,null,null,47.74,25.11,19.90482677697738,26.021457850943158,null,null,null,null,null,null,null,null,null,null,null,null,null,null,0.24225127992251272]
[64387,"Quinebaug Solar","2021-12-31",2021,"ISO-NE","CT",41.749867000000002,-71.932479999999998,3.86564,"PV","c-Si",63.4,49.4,1.2834008097165992,"Fixed Tilt","Fixed Tilt",18,180,null,null,null,null,null,70.069999999999993,5.87,65.189345285011541,74.653406069405449,null,null,null,null,null,null,null,null,null,null,null,null,null,null,0.19508762686484388]
[62950,"Bluestone Solar","2021-05-31",2021,"PJM","VA",36.811532999999997,-78.483911000000006,4.3606689999999997,"PV","c-Si",70,49.9,1.402805611222445,"Tracking","Single Axis","Tracking",180,null,null,null,null,null,85.85,10.56,null,58.576543166088257,null,null,null,null,null,null,null,null,null,null,null,null,null,null,0.19557379599381411]
[62822,"Broad River Solar","2021-12-31",2021,"Southeast (non-ISO)","NC",35.188009000000001,-81.751215000000002,4.5383110000000002,"PV","c-Si",79,50,1.58,"Tracking","Single Axis","Tracking",180,null,null,null,null,null,81.94,15.85,null,41.84560530824379,null,null,null,null,null,null,null,null,null,null,null,null,null,null,0.26395662100456618]
[62959,"Whitehorn Solar","2021-10-31",2021,"PJM","VA",36.924711000000002,-79.355880999999997,4.3371529999999998,"PV","c-Si",65.7,50,1.3140000000000001,"Tracking","Single Axis","Tracking",180,null,null,null,null,null,83.27,9.6199999999999992,null,53.246791592260081,null,null,null,null,null,null,null,null,null,null,null,null,null,null,0.21260045662100457]
[63929,"Troy Solar","2021-04-30",2021,"MISO","IN",38.022050999999998,-86.789861000000002,4.178833,"PV","Thin-Film",64.7,50.4,1.2837301587301588,"Tracking","Single Axis","Tracking",180,null,null,null,null,null,82.43,16.690000000000001,null,55.902279061379268,null,null,null,null,null,null,null,null,null,null,null,null,null,null,0.23423570341378561]
[63495,"Durrance","2021-01-31",2021,"Southeast (non-ISO)","FL",27.791730999999999,-81.994230999999999,5.0292750000000002,"PV","Thin-Film",70.8,60,1.18,"Tracking","Single Axis","Tracking",180,null,null,null,null,null,51.84,27.49,null,46.919489076332823,null,null,null,null,null,null,null,null,null,null,null,null,null,0.19698820395738204,0.1885730593607306]
[63807,"Sugar Solar","2021-12-31",2021,"Southeast (non-ISO)","NC",36.166051000000003,-80.654510000000002,4.4227730000000003,"PV","c-Si",81,60,1.35,"Fixed Tilt","Fixed Tilt",null,180,null,null,null,null,null,79.22,12.18,null,53.817353220922968,null,null,null,null,null,null,null,null,null,null,null,null,null,null,0.23745053272450534]
[62951,"Hawtree Solar","2021-10-31",2021,"PJM","NC",36.529851000000001,-78.109701000000001,4.4020910000000004,"PV","c-Si",88.5,65,1.3615384615384616,"Tracking","Single Axis","Tracking",180,null,null,null,null,null,84.06,10.99,25.790493761914437,49.635717175527446,null,null,null,null,null,null,null,null,null,null,null,null,null,null,0.24618018967334035]
[64151,"SR Perry","2021-12-31",2021,"Southeast (non-ISO)","GA",32.383569000000001,-83.760703000000007,4.6806760000000001,"PV","Thin-Film",98,68,1.4411764705882353,"Tracking","Single Axis","Tracking",180,null,null,null,null,null,74.44,11.28,25.317668042946011,57.773070805737383,null,null,null,null,null,null,null,null,null,null,null,null,null,null,0.2834424523233951]
[62668,"Maiden Creek Solar Power Plant","2021-01-31",2021,"Southeast (non-ISO)","NC",35.593510999999999,-81.165491000000003,4.4879829999999998,"PV","c-Si",102.7,69.3,1.4819624819624821,"Fixed Tilt","Fixed Tilt",23,174,null,null,null,null,null,80.81,17.09,null,48.802074082060798,null,null,null,null,null,null,null,null,null,null,null,null,null,0.16795482548907212,0.213447257967806]
[65323,"Bedford Solar","2021-11-30",2021,"PJM","VA",36.696471000000003,-76.160360999999995,4.3643349999999996,"PV","c-Si",78.5,70,1.1214285714285714,"Tracking","Single Axis","Tracking",181,null,null,null,null,null,84.39,10.34,31.633686473375047,56.158307841740701,null,null,null,null,null,null,null,null,null,null,null,null,null,null,0.18859099804305285]
[63976,"Bay Tree     ","2021-11-30",2021,"Southeast (non-ISO)","NC",34.704141,-78.393360999999999,4.4852999999999996,"PV","Thin-Film",90.2,70.099999999999994,1.2867332382310985,"Tracking","Single Axis","Tracking",180,null,null,null,null,null,80.87,2.02,null,41.824441730684597,null,null,null,null,null,null,null,null,null,null,null,null,null,null,0.2551264012923482]
[63050,"Millican Solar Energy","2021-03-31",2021,"West (non-ISO)","OR",44.253511000000003,-120.882481,4.4640360000000001,"PV","c-Si",76.8,71.400000000000006,1.0756302521008403,"Tracking","Single Axis","Tracking",180,null,null,null,null,null,47.89,25.53,19.90482677697738,24.502520767585992,null,null,null,null,null,null,null,null,null,null,null,null,null,null,0.22645587915531507]
[62915,"FPL Magnolia Springs Solar Center","2021-03-31",2021,"Southeast (non-ISO)","FL",29.879871000000001,-81.694210999999996,4.7868300000000001,"PV","c-Si",108.3,74.5,1.4536912751677853,"Tracking","Single Axis","Tracking",180,null,null,null,null,null,71.38,25.31,null,34.484501558358396,null,null,null,null,null,null,null,null,null,null,null,null,null,null,0.24232018632588642]
[62917,"FPL Rodeo Solar Center","2021-03-31",2021,"Southeast (non-ISO)","FL",27.321930999999999,-81.802121,5.0437859999999999,"PV","c-Si",82.8,74.5,1.1114093959731544,"Tracking","Single Axis","Tracking",180,null,null,null,null,null,69.680000000000007,27.2,null,31.952091198758943,null,null,null,null,null,null,null,null,null,null,null,null,null,null,0.23898286905090252]
[62919,"FPL Orange Blossom Solar Center","2021-05-31",2021,"Southeast (non-ISO)","FL",27.594891000000001,-80.569480999999996,4.9180619999999999,"PV","c-Si",96.7,74.5,1.297986577181208,"Fixed Tilt","Fixed Tilt",20,195,null,null,null,null,null,69.459999999999994,24.51,null,33.248035778285768,null,null,null,null,null,null,null,null,null,null,null,null,null,null,0.23871318684686341]
[62921,"FPL Palm Bay Solar","2021-03-31",2021,"Southeast (non-ISO)","FL",27.854751,-80.669111000000001,4.9590180000000004,"PV","c-Si",113.2,74.5,1.5194630872483221,"Tracking","Single Axis","Tracking",195,null,null,null,null,null,70.63,20.98,null,35.120576647178083,null,null,null,null,null,null,null,null,null,null,null,null,null,null,0.25135147559069598]
[62924,"FPL Pelican Solar Center","2021-03-31",2021,"Southeast (non-ISO)","FL",27.595628999999999,-80.569344999999998,4.9180619999999999,"PV","c-Si",113.2,74.5,1.5194630872483221,"Fixed Tilt","Fixed Tilt",20,195,null,null,null,null,null,69.239999999999995,26.99,null,34.087322352602733,null,null,null,null,null,null,null,null,null,null,null,null,null,null,0.24364714535257884]
[63109,"FPL Discovery Solar Center","2021-05-31",2021,"Southeast (non-ISO)","FL",28.535450999999998,-80.676911000000004,4.989878,"PV","c-Si",96.7,74.5,1.297986577181208,"Fixed Tilt","Fixed Tilt",20,180,null,null,null,null,null,70.05,25.98,null,37.935374401877539,null,null,null,null,null,null,null,null,null,null,null,null,null,null,0.22957157304403789]
[63110,"FPL Sabal Palm Solar Center","2021-04-30",2021,"Southeast (non-ISO)","FL",26.772911000000001,-80.351320999999999,4.9453199999999997,"PV","c-Si",113.2,74.5,1.5194630872483221,"Fixed Tilt","Fixed Tilt",20,180,null,null,null,null,null,67.900000000000006,24.8,null,34.983475814345177,null,null,null,null,null,null,null,null,null,null,null,null,null,null,0.24767399099016274]
[63978,"Duette Solar Power Plant","2021-10-31",2021,"Southeast (non-ISO)","FL",27.585836,-82.061960999999997,4.9966049999999997,"PV","c-Si",102,74.5,1.3691275167785235,"Tracking","Single Axis","Tracking",180,null,null,null,null,null,67.680000000000007,39.590000000000003,null,40.873219352056161,null,null,null,null,null,null,null,null,null,null,null,null,null,null,0.24482394042474948]
[64300,"FPL Fort Drum Energy Center","2021-06-30",2021,"Southeast (non-ISO)","FL",27.620241,-80.79607,4.9623429999999997,"PV","c-Si",96.7,74.5,1.297986577181208,"Fixed Tilt","Fixed Tilt",20,195,null,null,null,null,null,69.349999999999994,22.67,null,36.856857436058732,null,null,null,null,null,null,null,null,null,null,null,null,null,null,0.21208513376850235]
[64301,"FPL Willow Solar Energy Center","2021-05-31",2021,"Southeast (non-ISO)","FL",27.448142000000001,-82.080691000000002,5.0126470000000003,"PV","c-Si",93.9,74.5,1.2604026845637584,"Tracking","Single Axis","Tracking",180,null,null,null,null,null,69.900000000000006,26.36,null,31.089844111851445,null,null,null,null,null,null,null,null,null,null,null,null,null,null,0.25492936164996477]
[64657,"Magnolia Solar","2021-12-31",2021,"Southeast (non-ISO)","FL",27.917947999999999,-82.049605999999997,4.9805390000000003,"PV","Thin-Film",88.4,74.5,1.1865771812080537,"Tracking","Single Axis","Tracking",180,null,null,null,null,null,51.93,27.94,null,48.975480821913457,null,null,null,null,null,null,null,null,null,null,null,null,null,null,0.19713156201158408]
[65036,"Cotton Creek Solar Energy Center","2021-12-31",2021,"Southeast (non-ISO)","FL",30.849070999999999,-87.345860999999999,4.6590639999999999,"PV","c-Si",107.6,74.5,1.4442953020134228,"Fixed Tilt","Fixed Tilt",20,180,null,null,null,null,null,73.98,14.67,null,43.468478379163678,null,null,null,null,null,null,null,null,null,null,null,null,null,null,0.22660353651435752]
[63517,"Santa Fe Solar Power Plant","2021-03-31",2021,"Southeast (non-ISO)","FL",29.872176,-82.725876999999997,4.7629159999999997,"PV","Thin-Film",100.8,74.900000000000006,1.3457943925233644,"Tracking","Single Axis","Tracking",181,null,null,null,null,null,68.53,34.96,null,42.629542926385582,null,null,null,null,null,null,null,null,null,null,null,null,null,null,0.24359115045326793]
[63518,"Twin Rivers Solar Power Plant","2021-03-31",2021,"Southeast (non-ISO)","FL",30.455210000000001,-83.191280000000006,4.7425540000000002,"PV","c-Si",98.3,74.900000000000006,1.3124165554072096,"Tracking","Single Axis","Tracking",180,null,null,null,null,null,67.930000000000007,35.869999999999997,null,38.08441794107614,null,null,null,null,null,null,null,null,null,null,null,null,null,null,0.25334692832452399]
[64337,"Farmington Solar","2021-10-31",2021,"ISO-NE","ME",44.652261000000003,-70.096681000000004,3.6504660000000002,"PV","c-Si",115.7,77,1.5025974025974027,"Fixed Tilt","Fixed Tilt",18,180,null,null,null,null,null,68.790000000000006,5.83,74.178503996588418,72.524251675500537,null,null,null,null,null,null,null,null,null,null,null,null,null,null,0.19847595327047382]
[61991,"Pioneer Solar (CO)","2021-06-30",2021,"West (non-ISO)","CO",39.761761,-104.46112100000001,4.8457229999999996,"PV","c-Si",110,80,1.375,"Tracking","Single Axis","Tracking",180,null,null,null,null,null,45.14,28.07,21.355108890191797,57.09318247386274,null,null,null,null,null,null,null,null,null,null,null,null,null,null,0.29159389269406394]
[62666,"Sigurd Solar","2021-05-31",2021,"West (non-ISO)","UT",38.839872999999997,-112.00832,4.9432619999999998,"PV","c-Si",112,80,1.4,"Tracking","Single Axis","Tracking",140,null,null,null,null,null,45.95,14.46,22.121268440224299,33.701512974360661,null,null,null,null,null,null,null,null,null,null,null,null,null,null,0.29091038812785386]
[63061,"Clover Creek Solar","2021-12-31",2021,"West (non-ISO)","UT",39.842359000000002,-111.888184,4.748704,"PV","Thin-Film",107,80,1.3374999999999999,"Tracking","Single Axis","Tracking",180,null,null,null,null,null,46.43,23.84,23.223800921208749,28.728777108414036,null,null,null,null,null,null,null,null,null,null,null,null,null,null,0.29536386986301372]
[63549,"Water Strider Solar","2021-03-31",2021,"PJM","VA",37.016374999999996,-79.027061000000003,4.3337589999999997,"PV","c-Si",108.2,80,1.3525,"Tracking","Single Axis","Tracking",180,null,null,null,null,null,81.510000000000005,9.9700000000000006,30.861136238869769,49.590342491760758,null,null,null,null,null,null,null,null,null,null,null,null,null,null,0.25526398401826483]
[63842,"Trent River Solar","2021-07-30",2021,"Southeast (non-ISO)","NC",34.994230999999999,-77.246290999999999,4.4256799999999998,"PV","c-Si",108,80,1.35,"Fixed Tilt","Fixed Tilt",null,181,null,null,null,null,null,77.22,0.93,null,49.600022197283614,null,null,null,null,null,null,null,null,null,null,null,null,null,null,0.22803367579908676]
[64019,"Altavista Solar","2021-06-30",2021,"PJM","VA",37.147900999999997,-79.347491000000005,4.3291810000000002,"PV","c-Si",113,80,1.4125000000000001,"Tracking","Single Axis","Tracking",180,null,null,null,null,null,80.77,9.58,null,52.59196500881928,null,null,null,null,null,null,null,null,null,null,null,null,null,null,0.23932933789954339]
[64144,"Harts Mill Solar","2021-01-31",2021,"PJM","NC",35.891626000000002,-77.643566000000007,4.4414850000000001,"PV","c-Si",112,80,1.4,"Tracking","Single Axis","Tracking",null,null,null,null,null,null,81.73,9.89,null,36.378372264039207,null,null,null,null,null,null,null,null,null,null,null,null,null,0.24436501141552511,0.26054651826484021]
[64150,"SR Lancaster Solar GA","2021-12-31",2021,"Southeast (non-ISO)","GA",31.485377,-84.731926999999999,4.7613459999999996,"PV","Thin-Film",114,80,1.425,"Tracking","Single Axis","Tracking",null,null,null,null,null,null,74.569999999999993,14.87,20.231088612638761,58.37518002219683,null,null,null,null,null,null,null,null,null,null,null,null,null,null,0.27596033105022832]
[62505,"G.S.E. One (Phoenix Solar?)","2021-09-30",2021,"ERCOT","TX",33.501801,-96.148972999999998,4.6175959999999998,"PV","Thin-Film",105,82.5,1.2727272727272727,"Tracking","Single Axis","Tracking",180,null,null,null,null,null,80.94,null,null,41.402190584470091,null,null,null,null,null,null,null,null,null,null,null,null,null,null,0.26818735298187352]
[62730,"Desper Solar (Belcher Solar)","2021-06-30",2021,"PJM","VA",38.007291000000002,-78.046941000000004,4.2449430000000001,"PV","c-Si",122.4,88.2,1.3877551020408163,"Tracking","Single Axis","Tracking",180,null,null,null,null,null,87.01,10.050000000000001,null,57.84259613487032,null,null,null,null,null,null,null,null,null,null,null,null,null,null,0.22350873378270633]
[62420,"Prairie State Solar Project","2021-07-30",2021,"MISO","IL",38.197122999999998,-89.565715999999995,4.2194159999999998,"PV","c-Si",132.30000000000001,99,1.3363636363636364,"Tracking","Single Axis","Tracking",180,null,null,null,null,null,74.69,17.61,29.599486605030297,36.563723799189532,null,null,null,null,null,null,null,null,null,null,null,null,null,null,0.26803998893039988]
[64224,"Dressor Plains Solar","2021-09-30",2021,"MISO","IL",39.167530999999997,-89.049171000000001,4.1529319999999998,"PV","c-Si",135.4,99,1.3676767676767678,"Tracking","Single Axis","Tracking",182,null,null,null,null,null,80.290000000000006,17.350000000000001,29.399412294391137,36.015794633272712,null,null,null,null,null,null,null,null,null,null,null,null,null,null,0.26970273511369403]
[62656,"Hunter Solar","2021-03-31",2021,"West (non-ISO)","UT",39.135201000000002,-111.042531,5.0129419999999998,"PV","c-Si",129.69999999999999,100,1.2969999999999999,"Tracking","Single Axis","Tracking",180,null,null,null,null,null,45.6,16.86,20.631983873267405,32.765164838136265,null,null,null,null,null,null,null,null,null,null,null,null,null,null,0.31142922374429222]
[62814,"Sadler Solar","2021-07-30",2021,"PJM","VA",36.697121000000003,-77.610341000000005,4.3690569999999997,"PV","c-Si",127.8,100,1.278,"Tracking","Single Axis","Tracking",180,null,null,null,null,null,82.58,10.27,null,49.77910816393441,null,null,null,null,null,null,null,null,null,null,null,null,null,null,0.21306849315068493]
[63080,"Harry Allen Solar Energy (MGM Mega Solar Array)","2021-05-31",2021,"West (non-ISO)","NV",36.423751000000003,-114.923861,5.6882349999999997,"PV","c-Si",123.5,100,1.2350000000000001,"Tracking","Single Axis","Tracking",180,null,null,null,null,null,46.09,9.3800000000000008,24.618039843162901,21.329767806499156,null,null,null,null,null,null,null,null,null,null,null,null,null,null,0.33790068493150682]
[63378,"Wapello Solar","2021-03-31",2021,"MISO","IA",41.155811,-91.176821000000004,3.9905599999999999,"PV","c-Si",127.5,100,1.2749999999999999,"Tracking","Single Axis","Tracking",182,null,null,null,null,null,76.739999999999995,16.53,null,null,null,null,null,null,null,null,null,null,null,null,null,null,null,null,0.24271461187214613]
[63476,"Saint Solar","2021-01-31",2021,"West (non-ISO)","AZ",32.866275999999999,-111.50240100000001,5.7683390000000001,"PV","Thin-Film",134,100,1.34,"Tracking","Single Axis","Tracking",180,null,null,null,null,null,null,null,21.677993363144857,30.388854346912709,null,null,null,null,null,null,null,null,null,null,null,null,null,0.34014383561643835,0.33842579908675802]
[64105,"Maverick Solar 6","2021-11-30",2021,"CAISO","CA",33.699095,-115.222264,5.87737,"PV","c-Si",131,100,1.31,"Tracking","Single Axis","Tracking",180,"PV+Storage",null,2021,50,200,42.46,5.79,22.83222857712089,28.2582624892787,null,null,null,null,null,null,null,null,null,null,null,null,null,null,0.35009703196347031]
[64191,"SR Lumpkin","2021-12-31",2021,"Southeast (non-ISO)","GA",32.025540999999997,-84.736181000000002,4.6769970000000001,"PV","Thin-Film",140,100,1.4,"Tracking","Single Axis","Tracking",180,null,null,null,null,null,74.17,12.66,20.632395009531557,60.937280163741292,null,null,null,null,null,null,null,null,null,null,null,null,null,null,0.27143378995433792]
[64431,"Point Beach Solar","2021-09-30",2021,"MISO","WI",44.273010999999997,-87.554551000000004,3.802988,"PV","c-Si",141,100,1.41,"Tracking","Single Axis","Tracking",181,null,null,null,null,null,72.489999999999995,18.18,37.159142349744656,43.629865141459483,null,null,null,null,null,null,null,null,null,null,null,null,null,null,0.22253767123287671]
[64624,"Hudson - High Desert Hybrid","2021-12-31",2021,"CAISO","CA",34.636501000000003,-117.372401,5.9224930000000002,"PV","c-Si",130.4,100,1.304,"Tracking","Single Axis","Tracking",180,"PV+Storage",null,2021,50,200,47.78,6.16,21.062236572230127,null,null,null,null,null,null,null,null,null,null,null,null,null,null,null,0.32880251141552513]
[61098,"Battle Mountain Solar Project","2021-05-31",2021,"West (non-ISO)","NV",40.718432999999997,-117.061401,4.9018410000000001,"PV","c-Si",122.9,101,1.2168316831683168,"Tracking","Single Axis","Tracking",181,"PV+Storage",null,2021,25,100,47.44,11.64,21.11098782125865,37.447908019964814,null,null,null,null,null,null,null,null,null,null,null,null,null,null,0.30529409105294092]
[65376,"SR Snipesville II","2021-12-31",2021,"Southeast (non-ISO)","GA",31.706851,-82.737611000000001,4.740666,"PV","Thin-Film",152,107,1.4205607476635513,"Tracking","Single Axis","Tracking",180,null,null,null,null,null,73.349999999999994,11.35,20.632395009531557,61.449842122342382,null,null,null,null,null,null,null,null,null,null,null,null,null,null,0.27458712072717961]
[63538,"Assembly Solar II","2021-12-31",2021,"MISO","MI",43.048361,-83.957487,3.7772929999999998,"PV","c-Si",161,110,1.4636363636363636,"Tracking","Single Axis","Tracking",180,null,null,null,null,null,76.069999999999993,18.54,35.440962692051897,42.849418366172515,null,null,null,null,null,null,null,null,null,null,null,null,null,null,0.23473329182233291]
[62772,"Coniglio Solar","2021-08-31",2021,"ERCOT","TX",33.410021,-96.077760999999995,4.6153430000000002,"PV","c-Si",168,123.6,1.3592233009708738,"Tracking","Single Axis","Tracking",181,null,null,null,null,null,75.23,null,null,39.862988247250726,null,null,null,null,null,null,null,null,null,null,null,null,null,null,0.23893543763207287]
[63769,"Briar Creek Solar 1","2021-12-31",2021,"ERCOT","TX",32.067483000000003,-96.585139999999996,4.7069590000000003,"PV","Thin-Film",153,127,1.204724409448819,"Tracking","Single Axis","Tracking",180,null,null,null,null,null,81.3,null,null,33.415792033130352,null,null,null,null,null,null,null,null,null,null,null,null,null,null,0.26718351130766188]
[61648,"Robins Air Force Base Solar","2021-04-30",2021,"Southeast (non-ISO)","GA",32.684541000000003,-83.622951,4.6613040000000003,"PV","c-Si",175,128,1.3671875,"Fixed Tilt","Fixed Tilt",20,180,null,null,null,null,null,73.83,11.57,null,47.327569609479191,null,null,null,null,null,null,null,null,null,null,null,null,null,null,0.227775399543379]
[64204,"Elara Solar","2021-12-31",2021,"ERCOT","TX",28.883196000000002,-99.178610000000006,4.8894299999999999,"PV","c-Si",176,130,1.3538461538461539,"Tracking","Single Axis","Tracking",180,null,null,null,null,null,78.52,null,null,36.690159721907676,null,null,null,null,null,null,null,null,null,null,null,null,null,null,0.29125922023182299]
[64426,"Wilmot Energy Center","2021-04-30",2021,"West (non-ISO)","AZ",32.035401,-110.890311,5.8176620000000003,"PV","c-Si",169,130,1.3,"Tracking","Single Axis","Tracking",180,"PV+Storage",null,2021,30,30,null,null,21.802021253795118,33.435500301812155,null,null,null,null,null,null,null,null,null,null,null,null,null,null,0.24929399367755531]
[64106,"Maverick Solar 7 (aka Palen Solar)","2021-12-31",2021,"CAISO","CA",33.686354999999999,-115.198646,5.8565680000000002,"PV","c-Si",179,132,1.356060606060606,"Tracking","Single Axis","Tracking",180,null,null,null,null,null,42.46,5.79,22.695634510484702,35.272310338445322,null,null,null,null,null,null,null,null,null,null,null,null,null,null,0.3505154282551543]
[63764,"Elm Branch Solar 1","2021-12-31",2021,"ERCOT","TX",32.232559999999999,-96.706119999999999,4.7108610000000004,"PV","Thin-Film",163,134.69999999999999,1.2100965107646624,"Tracking","Single Axis","Tracking",182,null,null,null,null,null,81.96,null,null,33.689371597912697,null,null,null,null,null,null,null,null,null,null,null,null,null,null,0.26192909662263175]
[64879,"Edwards Sanborn E2","2021-12-31",2021,"CAISO","CA",34.941507000000001,-118.12900999999999,5.8475910000000004,"PV","Thin-Film",146.9,137.80000000000001,1.0660377358490565,"Tracking","Single Axis","Tracking",180,"PV+Storage",null,2022,122.8,250,44.61,7.21,null,30.021683351897373,null,null,null,null,null,null,null,null,null,null,null,null,null,null,0.28680388492355402]
[57659,"East Blackland Solar Project 1 (Pflugerville Solar)","2021-07-30",2021,"ERCOT","TX",30.421400999999999,-97.461400999999995,4.7331969999999997,"PV","c-Si",186,144,1.2916666666666667,"Tracking","Single Axis","Tracking",181,null,null,null,null,null,81.349999999999994,null,30.966247675138494,40.128716775519436,null,null,null,null,null,null,null,null,null,null,null,null,null,null,0.25379090563165907]
[63892,"Lily Solar Hybrid","2021-09-30",2021,"ERCOT","TX",32.533273000000001,-96.428990999999996,4.6771130000000003,"PV","c-Si",181,146,1.2397260273972603,"Tracking","Single Axis","Tracking",181,"PV+Storage",null,2021,50,75,80.78,null,null,null,null,null,null,null,null,null,null,null,null,null,null,null,null,null,0.28921545630825046]
[62955,"Badger Hollow I","2021-11-30",2021,"MISO","WI",42.938330999999998,-90.364271000000002,3.8300920000000001,"PV","c-Si",191.6,150,1.2773333333333332,"Tracking","Single Axis","Tracking",180,null,null,null,null,null,80.84,18.38,null,68.029277390403152,null,null,null,null,null,null,null,null,null,null,null,null,null,null,0.15027777777777779]
[63029,"Hardin Solar Energy (Hardin I)","2021-02-28",2021,"PJM","OH",40.661780999999998,-83.819440999999998,3.8606720000000001,"PV","c-Si",199.3,150,1.3286666666666667,"Tracking","Single Axis","Tracking",180,null,null,null,null,null,82.97,11.33,null,41.746850566749529,null,null,null,null,null,null,null,null,null,null,null,null,null,null,0.23618036529680364]
[63440,"Sun Streams 2","2021-06-30",2021,"CAISO","AZ",33.320405999999998,-112.8168,5.8517679999999999,"PV","Thin-Film",199.5,150,1.33,"Tracking","Single Axis","Tracking",180,null,null,null,null,null,47.18,6.78,null,38.78472939896281,null,null,null,null,null,null,null,null,null,null,null,null,null,null,0.30092846270928464]
[64335,"Quitman II Solar","2021-12-31",2021,"Southeast (non-ISO)","GA",30.86205,-83.651650000000004,4.777787,"PV","c-Si",210,150,1.4,"Tracking","Single Axis","Tracking",180,null,null,null,null,null,73.91,13.75,20.729713922811744,29.759362465125641,null,null,null,null,null,null,null,null,null,null,null,null,null,null,0.28137366818873666]
[63387,"Rancho Seco Solar II","2021-02-28",2021,"West (non-ISO)","CA",38.344010099999998,-121.114051,5.0638370000000004,"PV","c-Si",212.8,160,1.33,"Fixed Tilt","Fixed Tilt",20,211,null,null,null,null,null,null,null,27.025684240574275,57.908349952953408,null,null,null,null,null,null,null,null,null,null,null,null,null,null,0.1546197203196347]
[60654,"Townsite Solar Project Hybrid","2021-12-31",2021,"West (non-ISO)","NV",35.937336000000002,-114.88401,5.6949189999999996,"PV","Thin-Film",231,180,1.2833333333333334,"Tracking","Single Axis","Tracking",180,"PV+Storage",null,2021,90,360,null,null,null,35.137524425766991,null,null,null,null,null,null,null,null,null,null,null,null,null,null,0.30486872146118721]
[63329,"Aragorn Solar Project","2021-12-31",2021,"ERCOT","TX",31.722331000000001,-104.452511,5.6615820000000001,"PV","Thin-Film",255,180,1.4166666666666667,"Tracking","Single Axis","Tracking",180,null,null,null,null,null,56.26,null,null,45.73330062939857,null,null,null,null,null,null,null,null,null,null,null,null,null,null,0.25703259766615932]
[62200,"Hillcrest Solar","2021-07-30",2021,"PJM","OH",39.078690999999999,-83.899580999999998,4.0359999999999996,"PV","Thin-Film",260,200,1.3,"Tracking","Single Axis","Tracking",180,null,null,null,null,null,82.71,12.9,null,46.844325947144846,null,null,null,null,null,null,null,null,null,null,null,null,null,null,0.23223744292237444]
[62893,"Prairie Wolf Solar","2021-11-30",2021,"MISO","IL",39.548372999999998,-87.977658000000005,4.1074599999999997,"PV","Thin-Film",255,200,1.2749999999999999,"Tracking","Single Axis","Tracking",180,null,null,null,null,null,77.63,17.41,null,42.989121127271012,null,null,null,null,null,null,null,null,null,null,null,null,null,null,0.22842294520547946]
[64026,"ANSON Solar Center","2021-03-31",2021,"ERCOT","TX",32.789510999999997,-99.921730999999994,5.1508139999999996,"PV","c-Si",260,200,1.3,"Tracking","Single Axis","Tracking",180,null,null,null,null,null,69.5,null,null,34.872324543376969,null,null,null,null,null,null,null,null,null,null,null,null,null,null,0.27189954337899541]
[64290,"SE Athos II, LLC","2021-12-31",2021,"CAISO","CA",33.747861,-115.351681,5.8553680000000004,"PV","Thin-Film",300,200,1.5,"Tracking","Single Axis","Tracking",180,"PV+Storage",null,null,null,null,42.93,5.83,null,38.079159904755812,null,null,null,null,null,null,null,null,null,null,null,null,null,null,0.35143264840182648]
[64553,"Riverstart Solar Park","2021-12-31",2021,"PJM","IN",40.046244000000002,-85.045090000000002,3.9598110000000002,"PV","c-Si",268,200,1.34,"Tracking","Single Axis","Tracking",180,null,null,null,null,null,80.42,11.68,null,41.545244053958172,null,null,null,null,null,null,null,null,null,null,null,null,null,null,0.23794292237442921]
[64538,"Corazon Energy","2021-08-31",2021,"ERCOT","TX",27.649131000000001,-99.245340999999996,5.0777089999999996,"PV","c-Si",266,202.64,1.3126727200947494,"Tracking","Single Axis","Tracking",180,null,null,null,null,null,59.37,null,null,52.079141940980961,null,null,null,null,null,null,null,null,null,null,null,null,null,null,0.19590548594173357]
[63721,"Cool Springs Solar (Hybrid)","2021-12-31",2021,"Southeast (non-ISO)","GA",30.741541000000002,-84.673010000000005,4.738569,"PV","c-Si",298,213,1.3990610328638498,"Tracking","Single Axis","Tracking",180,"PV+Storage",null,2021,40,80,73.48,14.29,null,31.558046836705003,null,null,null,null,null,null,null,null,null,null,null,null,null,null,0.26468797564687974]
[63905,"Azure Sky Solar","2021-07-30",2021,"ERCOT","TX",32.994090999999997,-99.617631000000003,5.1056470000000003,"PV","c-Si",284,225,1.2622222222222221,"Tracking","Single Axis","Tracking",180,"PV+Storage",null,2021,95,116,70.400000000000006,null,null,null,null,null,null,null,null,null,null,null,null,null,null,null,null,null,0.29400608828006086]
[62462,"Muscle Shoals","2021-09-30",2021,"Southeast (non-ISO)","AL",34.766750999999999,-87.918391,4.405043,"PV","Thin-Film",294,227,1.2951541850220265,"Tracking","Single Axis","Tracking",180,null,null,null,null,null,76.989999999999995,15.52,null,48.455748450633166,null,null,null,null,null,null,null,null,null,null,null,null,null,null,0.24641995051596163]
[62013,"Pleinmont Solar 2 (part of Pleinmont facility)","2021-08-31",2021,"PJM","VA",38.245711,-77.768810999999999,4.2301570000000002,"PV","c-Si",294,240,1.2250000000000001,"Tracking","Single Axis","Tracking",180,null,null,null,null,null,88.31,10.68,null,null,null,null,null,null,null,null,null,null,null,null,null,null,null,null,0.18605498477929985]
[63770,"Bighorn Solar 1","2021-11-30",2021,"West (non-ISO)","CO",38.207518,-104.596701,5.1341099999999997,"PV","Thin-Film",300,240,1.25,"Tracking","Single Axis","Tracking",180,null,null,null,null,null,43.95,28,16.127067779789183,30.537318160765768,null,null,null,null,null,null,null,null,null,null,null,null,null,null,0.27994006849315067]
[61346,"RE Maplewood","2021-10-31",2021,"ERCOT","TX",30.979671,-102.247951,5.5240010000000002,"PV","c-Si",350,250,1.4,"Tracking","Single Axis","Tracking",180,null,null,null,null,null,61.59,null,null,35.768082475269793,null,null,null,null,null,null,null,null,null,null,null,null,null,null,0.24607671232876713]
[61920,"Galloway 1 Solar Farm","2021-10-31",2021,"ERCOT","TX",31.440449999999998,-99.849633999999995,5.1016219999999999,"PV","c-Si",318,250,1.272,"Tracking","Single Axis","Tracking",180,null,null,null,null,null,85.64,null,null,41.134403105086257,null,null,null,null,null,null,null,null,null,null,null,null,null,null,0.2550337899543379]
[62547,"Aquamarine (Westland Solar Park)","2021-09-30",2021,"CAISO","CA",36.185580999999999,-119.892211,5.3060150000000004,"PV","c-Si",325,250,1.3,"Tracking","Single Axis","Tracking",180,null,null,null,null,null,40.299999999999997,6.59,30.080312557646209,36.940976766609133,null,null,null,null,null,null,null,null,null,null,null,null,null,null,0.30713059360730594]
[63504,"Copper Mountain Solar 5","2021-03-31",2021,"West (non-ISO)","NV",35.776285999999999,-114.97369999999999,5.6636730000000002,"PV","c-Si",332.3,250,1.3291999999999999,"Tracking","Single Axis","Tracking",180,null,null,null,null,null,44.87,15.94,21.703164258172571,32.034820051949794,null,null,null,null,null,null,null,null,null,null,null,null,null,null,0.30627625570776257]
[64325,"Prospero Solar II","2021-08-31",2021,"ERCOT","TX",32.274290999999998,-102.876411,5.5439860000000003,"PV","Thin-Film",331,250,1.3240000000000001,"Tracking","Single Axis","Tracking",180,null,null,null,null,null,55.83,null,null,37.10782147664186,null,null,null,null,null,null,null,null,null,null,null,null,null,null,0.25327534246575345]
[62483,"Taygete Energy Project (Phase I)","2021-03-31",2021,"ERCOT","TX",31.172421,-103.107891,5.6039669999999999,"PV","c-Si",344,255,1.3490196078431373,"Tracking","Single Axis","Tracking",180,null,null,null,null,null,64.400000000000006,null,null,37.170065353015588,null,null,null,null,null,null,null,null,null,null,null,null,null,null,0.26227415166980034]
[62804,"Greasewood (Concho Bluff)","2021-02-28",2021,"ERCOT","TX",31.035291000000001,-102.464591,5.5445529999999996,"PV","c-Si",347,255,1.3607843137254902,"Tracking","Single Axis","Tracking",180,null,null,null,null,null,43.99,null,null,null,null,null,null,null,null,null,null,null,null,null,null,null,null,null,0.17970677768824425]
[63320,"Titan Solar Project","2021-12-31",2021,"ERCOT","TX",31.700381,-104.458101,5.6615820000000001,"PV","Thin-Film",375,260,1.4423076923076923,"Tracking","Single Axis","Tracking",180,null,null,null,null,null,63.86,null,null,37.125070394985713,null,null,null,null,null,null,null,null,null,null,null,null,null,null,0.31567483315770989]
[63328,"Juno Solar Project","2021-08-31",2021,"ERCOT","TX",32.770710999999999,-101.623621,5.3591899999999999,"PV","Thin-Film",425,300,1.4166666666666667,"Tracking","Single Axis","Tracking",180,null,null,null,null,null,67.34,null,null,56.541176985256484,null,null,null,null,null,null,null,null,null,null,null,null,null,null,0.31107343987823438]
[63255,"2W Permian Solar Project Hybrid","2021-08-31",2021,"ERCOT","TX",32.116388000000001,-102.528301,5.5191049999999997,"PV","c-Si",562.80000000000007,420,1.34,"Tracking","Single Axis","Tracking",180,"PV+Storage",null,2021,40,40,59.24,null,null,37.573487388558981,null,null,null,null,null,null,null,null,null,null,null,null,null,null,0.25610703413785607]
[62974,"Syncarpha Millbury Hybrid (CSG)","2022-10-31",2022,"ISO-NE","MA",42.175203000000003,-71.793030000000002,3.8234859999999999,"PV","c-Si",7.1352899999999995,5.0010000000000003,1.4267726454709055,"Fixed Tilt","Fixed Tilt",20,180,"PV+Storage",null,2022,3.76,8.0464000000000002]
[64726,"West Haydenville PJ (aka Particle Wave)","2022-09-30",2022,"ISO-NE","MA",42.384751000000001,-72.708081000000007,3.8108059999999999,"PV","c-Si",7.9659999999999993,5.0010000000000003,1.5928814237152567,"Fixed Tilt","Fixed Tilt",null,180,"PV+Storage",null,2022,3.6,7.2]
[64727,"Brookwood Drive","2022-08-31",2022,"ISO-NE","MA",41.591710999999997,-71.096421000000007,3.896728,"PV","Thin-Film",7.2108900000000009,5.0010000000000003,1.441889622075585,"Fixed Tilt","Fixed Tilt",25,180,"PV+Storage","Lithium-Ion",2022,2.99,8.06]
[65015,"ASD Wallum MA Solar LLC(CSG)","2022-01-31",2022,"ISO-NE","MA",42.011623,-71.760490000000004,3.8127119999999999,"PV","c-Si",8.73,5.0010000000000003,1.7456508698260347,"Fixed Tilt","Fixed Tilt",20,180,"PV+Storage",null,2022,3.84,12.88]
[65459,"OYA Church Road","2022-12-31",2022,"NYISO","NY",43.19088,-76.389757000000003,3.70296,"PV","c-Si",6.7,5.0010000000000003,1.339732053589282,"Tracking","Single Axis","Tracking",180,null,null,null,null,null,null,null,null,64.353237937480046]
[66180,"Huxley Solar","2022-12-31",2022,"ISO-NE","MA",42.20008,-72.481539999999995,3.7736109999999998,"PV","c-Si",7.9,5.0010000000000003,1.5796840631873625,"Tracking","Single Axis","Tracking",180,"PV+Storage","LIB",2022,5,3.5]
[66181,"Beacon Solar, LLC","2022-11-30",2022,"ISO-NE","MA",42.281680999999999,-72.677491000000003,3.7949299999999999,"PV","c-Si",6.4,5.0010000000000003,1.279744051189762,"Tracking","Single Axis","Tracking",180,"PV+Storage","LIB",2022,5,7.8]
[66501,"Cicero Energy Storage 1 LLC","2022-03-31",2022,"NYISO","NY",43.147447999999997,-76.086770000000001,3.6983619999999999,"PV","c-Si",7.7,5.0010000000000003,1.5396920615876823,"Fixed Tilt","Fixed Tilt",20,180,"PV+Storage","LIB",2022,5,20]
[66503,"Cicero Energy Storage 2 LLC","2022-03-31",2022,"NYISO","NY",43.151268999999999,-76.088790000000003,3.6983619999999999,"PV","c-Si",7.6,5.0010000000000003,1.5196960607878423,"Fixed Tilt","Fixed Tilt",20,180,"PV+Storage","LIB",2022,5,20]
[65069,"Linton","2022-07-30",2022,"MISO","IN",39.043762000000001,-87.135983999999993,4.069083,"PV","c-Si",7.2,5.4,1.3333333333333333,"Tracking","Single Axis","Tracking",180]
[66331,"Wonderful Firebaugh","2022-08-31",2022,"CAISO","CA",36.837710999999999,-120.31441,5.2441839999999997,"PV","c-Si",5.8,5.4,1.074074074074074,"Tracking","Single Axis","Tracking",180]
[65163,"Project Orioles Solar Facility (aka SG Noriole PV, LLC)","2022-10-31",2022,"NYISO","NY",42.433881,-73.813130999999998,3.7933949999999999,"PV","c-Si",6.3751999999999995,5.625,1.1333688888888889,"Fixed Tilt","Fixed Tilt",null,180]
[65726,"Montgomery County Community Solar Center","2022-03-31",2022,"MISO","MO",38.890697000000003,-91.423220000000001,4.218337,"PV","c-Si",6.5,5.7,1.1403508771929824,"Tracking","Single Axis","Tracking",180,null,null,null,null,null,null,null,null,60.896330903341848]
[66339,"Brainerd Airport","2022-12-31",2022,"MISO","MN",46.397199999999998,-94.147480999999999,3.7275100000000001,"PV","c-Si",6.5,5.8,1.1206896551724139,"Tracking","Single Axis","Tracking",180]
[66584,"White Rock Road LLC","2022-12-31",2022,"ISO-NE","RI",41.409039999999997,-71.839129999999997,3.9114249999999999,"PV","c-Si",8.6999999999999993,6.5,1.3384615384615384,"Fixed Tilt","Fixed Tilt"," ",180,null,null,null,null,null,null,null,null,73.795717609460837]
[65387,"Holland Solar Farm","2022-07-30",2022,"PJM","NJ",40.616841000000001,-75.155660999999995,3.9320140000000001,"PV","c-Si",8,6.7,1.1940298507462686,"Fixed Tilt","Fixed Tilt",10,180,null,null,null,null,null,null,null,null,43.913042215894812]
[64249,"Anderson 6","2022-06-30",2022,"PJM","IN",40.084968000000003,-85.746545999999995,3.9625819999999998,"PV","c-Si",8.8000000000000007,6.8,1.2941176470588236,"Tracking","Single Axis","Tracking",180,null,null,null,null,null,null,null,null,49.807928240775368]
[65086,"Bremen","2022-11-30",2022,"MISO","IN",41.463030000000003,-86.163499999999999,3.853532,"PV","c-Si",9,6.8,1.3235294117647058,"Tracking","Single Axis","Tracking",180]
[65641,"SR Paris","2022-12-31",2022,"Southeast (non-ISO)","TN",36.445891000000003,-88.327701000000005,4.2803500000000003,"PV","Thin-Film",9.5,6.8,1.3970588235294119,"Tracking","Single Axis","Tracking",178,null,null,null,null,null,null,null,null,34.715489600795458]
[64068,"BD Solar Hancock LLC","2022-06-30",2022,"ISO-NE","ME",44.540680999999999,-68.364621,3.7121400000000002,"PV","c-Si",10.159000000000001,7,1.4512857142857143,"Fixed Tilt","Fixed Tilt",25,180,null,null,null,null,null,null,null,null,53.720536231467406]
[64069,"Winslow PV - BD Solar 2 LLC","2022-07-30",2022,"ISO-NE","ME",44.561110999999997,-69.593260999999998,3.6871160000000001,"PV","c-Si",10.6,7,1.5142857142857142,"Fixed Tilt","Fixed Tilt",25,180]
[64070,"BD Solar Ellsworth LLC (aka BD Solar Hancock North)","2022-06-30",2022,"ISO-NE","ME",44.540751,-68.364340999999996,3.7121400000000002,"PV","c-Si",10.159000000000001,7,1.4512857142857143,"Fixed Tilt","Fixed Tilt",25,180]
[64986,"Franklin County Solar","2022-01-31",2022,"MISO","IA",42.720840000000003,-93.206090000000003,3.906434,"PV","c-Si",9.1,7,1.3,"Tracking","Single Axis","Tracking",180,null,null,null,null,null,null,null,null,59.614095652178761]
[65968,"Hodag Solar","2022-01-31",2022,"MISO","WI",45.608361000000002,-89.442391000000001,3.698639,"PV","c-Si",9.3940000000000001,7.5,1.2525333333333333,"Tracking","Single Axis","Tracking",180,null,null,null,null,null,null,null,null,49.384589085231553]
[66247,"Ash Mesa Solar, LLC","2022-06-30",2022,"West (non-ISO)","CO",38.663372000000003,-107.9967,4.9846130000000004,"PV","c-Si",10,7.8,1.2820512820512822,"Tracking","Single Axis",52,179,null,null,null,null,null,null,null,null,27.977021962333602]
[64780,"Hermsdorf Solar","2022-03-31",2022,"MISO","WI",43.061481000000001,-89.257920999999996,3.867686,"PV","c-Si",11.6,8,1.45,"Tracking","Single Axis","Tracking",180]
[64982,"West Plains Solar I","2022-03-31",2022,"SPP","MO",36.785338000000003,-91.867400000000004,4.3422799999999997,"PV","c-Si",10.8,8,1.35,"Fixed Tilt","Fixed Tilt",25,180]
[62233,"Jefferson Solar","2022-12-31",2022,"Southeast (non-ISO)","SC",34.350051000000001,-80.058953000000002,4.587955,"PV","c-Si",11,8.1999999999999993,1.3414634146341464,"Tracking","Single Axis","Tracking",null,null,null,null,null,null,null,null,null,41.117290234291183]
[66178,"South 49th 013445 SCS Norfolk, LLC","2022-09-30",2022,"West (non-ISO)","NE",42.031199999999998,-97.482709999999997,4.1697220000000002,"PV","c-Si",12.3,8.5,1.447058823529412,"Tracking","Single Axis","Tracking",182,"PV+Storage","LIB",2022,1,2.1]
[66422,"Westside Solar","2022-12-31",2022,"MISO","MN",44.053575000000002,-92.548490000000001,3.7867500000000001,"PV","c-Si",13.7,9.8000000000000007,1.3979591836734693,"Tracking","Single Axis","Tracking",180]
[63024,"Hertford Solar Power, LLC","2022-06-30",2022,"PJM","NC",36.272860999999999,-77.027940999999998,4.3798180000000002,"PV","c-Si",13.9,10,1.3900000000000001,"Tracking","Single Axis","Tracking",180]
[65781,"Bishopville Solar II, LLC","2022-12-31",2022,"Southeast (non-ISO)","SC",34.208480000000002,-80.221667999999994,4.5431470000000003,"PV","c-Si",11.9,10,1.19,"Tracking","Single Axis","Tracking"]
[66065,"West Valley Solar","2022-06-30",2022,"NYISO","NY",42.442830999999998,-78.632801000000001,3.6327600000000002,"PV","c-Si",15,10,1.5,"Fixed Tilt","Fixed Tilt",20,180,null,null,null,null,null,null,null,null,69.061586063443855]
[58584,"Princeton University Cogeneration","2022-03-31",2022,"PJM","NJ",40.331110000000002,-74.641231000000005,3.995101,"PV","c-Si",12.6,10.5,1.2,"Fixed Tilt","Fixed Tilt",12,223]
[63062,"Fort Valley State University Solar","2022-01-31",2022,"Southeast (non-ISO)","GA",32.501671000000002,-83.880711000000005,4.6616470000000003,"PV","c-Si",15.1,10.8,1.3981481481481479,"Fixed Tilt","Fixed Tilt",20,182,null,null,null,null,null,null,null,null,59.48538846329911]
[64910,"Brighter Future Solar","2022-01-31",2022,"Southeast (non-ISO)","NC",35.816094,-81.371660000000006,4.4287830000000001,"PV","c-Si",15.7,11,1.4272727272727272,"Fixed Tilt","Fixed Tilt",20,242]
[65972,"Raptor Ridge","2022-06-30",2022,"West (non-ISO)","AZ",32.145640999999998,-110.879651,5.797695,"PV","c-Si",15.6,12.5,1.248,"Tracking","Single Axis","Tracking",180,null,null,null,null,null,null,null,null,53.345255127278236]
[64603,"RI King Community Solar Project (TPE King Solar Holdings1, LLC)","2022-04-30",2022,"ISO-NE","RI",41.983581000000001,-71.586641,3.8565610000000001,"PV","c-Si",16.3,12.7,1.283464566929134,"Tracking","Single Axis","Tracking",180]
[65965,"Java Solar, LLC","2022-11-30",2022,"CAISO","CA",36.234231000000001,-119.816104,5.3183069999999999,"PV","c-Si",18.5,13.5,1.3703703703703705,"Tracking","Single Axis","Tracking",180]
[61691,"Depot Solar Center, LLC","2022-07-30",2022,"PJM","VA",37.277760999999998,-79.113580999999996,4.3326349999999998,"PV","c-Si",20,15,1.3333333333333333,"Tracking","Single Axis","Tracking",180]
[61908,"Stratford Solar Center, LLC","2022-11-30",2022,"PJM","VA",36.693730000000002,-76.562900999999997,4.3510819999999999,"PV","c-Si",20,15,1.3333333333333333,"Tracking","Single Axis","Tracking",181]
[62318,"North Stonington Solar Center, LLC","2022-10-31",2022,"ISO-NE","CT",41.418880999999999,-71.831961000000007,3.9114249999999999,"PV","c-Si",19.978000000000002,15,1.3318666666666668,"Fixed Tilt","Fixed Tilt",null,180]
[63728,"Taos Mesa Energy Facility Hybrid","2022-11-30",2022,"West (non-ISO)","NM",36.446950999999999,-105.631101,5.3260240000000003,"PV","c-Si",19.655999999999999,15,1.3104,"Tracking","Single Axis","Tracking",180,"PV+Storage",null,2022,12.5,25]
[64568,"Letts Creek Solar, LLC","2022-12-31",2022,"MISO","MI",42.274459999999998,-84.135570000000001,3.813177,"PV","c-Si",19.899999999999999,15,1.3266666666666667,"Tracking","Single Axis","Tracking"]
[59997,"High Shoals PV1","2022-04-30",2022,"Southeast (non-ISO)","NC",35.396478000000002,-81.219139999999996,4.5224770000000003,"PV","c-Si",22,16,1.375,"Fixed Tilt","Fixed Tilt",20,178]
[62320,"Antelope Expansion 1B","2022-11-30",2022,"CAISO","CA",34.71611,-118.25920000000001,5.8113530000000004,"PV","c-Si",22.3,17,1.3117647058823529,"Tracking","Single Axis","Tracking",180,null,null,null,null,null,null,null,33.110546296651449]
[63487,"Wister Solar","2022-07-30",2022,"West (non-ISO)","CA",33.269426000000003,-115.503,5.6470089999999997,"PV","c-Si",25,20,1.25,"Tracking","Single Axis","Tracking",180,null,null,null,null,null,null,null,null,33.419383144704057]
[63773,"Elk Hill Solar 1","2022-12-31",2022,"PJM","PA",39.847870999999998,-77.916180999999995,3.929637,"PV","c-Si",24.6,20,1.23,"Fixed Tilt","Fixed Tilt",52,180,null,null,null,null,null,null,null,null,42.929329889901538]
[63777,"Pinson Solar Farm","2022-08-31",2022,"Southeast (non-ISO)","SC",34.730190999999998,-82.051141000000001,4.5780380000000003,"PV","c-Si",26,20,1.3,"Tracking","Single Axis","Tracking",180,null,null,null,null,null,null,null,null,33.732453655917134]
[64012,"Energix Nokesville","2022-11-30",2022,"PJM","VA",38.675170999999999,-77.586590999999999,4.175548,"PV","Thin-Film",26,20,1.3,"Tracking","Single Axis","Tracking",180]
[64135,"Grassfield Solar","2022-10-31",2022,"PJM","VA",36.662410000000001,-76.337407999999996,4.3227320000000002,"PV","c-Si",26.5,20,1.325,"Tracking","Single Axis","Tracking",182,null,null,null,null,null,null,null,null,56.287947139639286]
[64581,"Pullman Solar, LLC","2022-12-31",2022,"MISO","MI",42.471620999999999,-86.096901000000003,3.8254250000000001,"PV","c-Si",26.1,20,1.3050000000000002,"Tracking","Single Axis","Tracking",180]
[65124,"NY8 - Regan Solar","2022-12-31",2022,"NYISO","NY",42.954740000000001,-74.313100000000006,3.7367499999999998,"PV","c-Si",27,20,1.35,"Tracking","Single Axis","Tracking",180,null,null,null,null,null,null,null,null,41.97811854918092]
[65125,"NY8 - Puckett Solar","2022-10-31",2022,"NYISO","NY",42.252664000000003,-75.83408,3.7033079999999998,"PV","c-Si",27.2,20,1.3599999999999999,"Fixed Tilt","Fixed Tilt",25,180,null,null,null,null,null,null,null,null,42.070102681320051]
[65314,"Caden Energix Wytheville LLC","2022-06-30",2022,"PJM","VA",36.964278999999998,-81.049859999999995,4.2372730000000001,"PV","Thin-Film",24.5,20,1.2250000000000001,"Tracking","Single Axis","Tracking"]
[65346,"Macbeth Solar","2022-05-31",2022,"MISO","MI",43.436771999999998,-86.352774999999994,3.8435429999999999,"PV","c-Si",28,20,1.4,"Tracking","Single Axis","Tracking",180]
[65347,"Lyons Road","2022-01-31",2022,"MISO","MI",42.966501000000001,-84.145111,3.8118759999999998,"PV","c-Si",28,20,1.4,"Tracking","Single Axis","Tracking",180]
[62820,"Stony Knoll Solar, LLC","2022-03-31",2022,"Southeast (non-ISO)","NC",36.287999999999997,-80.656000000000006,4.403276,"PV","c-Si",29.491,22.6,1.3049115044247788,"Tracking","Single Axis","Tracking",180]
[65679,"Calverton Solar Energy Center","2022-08-31",2022,"NYISO","NY",40.913670000000003,-72.750360000000001,3.9273169999999999,"PV","c-Si",32.700000000000003,22.9,1.4279475982532752,"Fixed Tilt","Fixed Tilt",24,180,null,null,null,null,null,null,null,118.07494842846639]
[64755,"Arbor Hill Solar","2022-01-31",2022,"MISO","IA",41.461906999999997,-94.274820000000005,4.0240660000000004,"PV","c-Si",31.2,24,1.3,"Tracking","Single Axis","Tracking",180,null,null,null,null,null,null,null,null,53.076118333404828]
[64928,"Edwards Sanborn S3","2022-03-31",2022,"CAISO","CA",35.016440000000003,-118.1225,5.8443699999999996,"PV","Thin-Film",41.2,37.700000000000003,1.0928381962864722,"Tracking","Single Axis","Tracking",180,"PV+Storage","Lithium-Ion",2022,35.1,70]
[57242,"Mililani South Solar Farm","2022-07-30",2022,"HI","HI",21.420731,-158.017731,5.0733040000000003,"PV","c-Si",50.1,39,1.2846153846153847,"Tracking","Single Axis","Tracking",180,"PV+Storage","Lithium-Ion",2022,39,156]
[65677,"Edwards Sanborn S4","2022-11-30",2022,"CAISO","CA",35.012467000000001,-118.1193,5.8443699999999996,"PV","Thin-Film",44.8,41.2,1.087378640776699,"Tracking","Single Axis","Tracking",180]
[64929,"Edwards Sanborn S1","2022-03-31",2022,"CAISO","CA",35.019561000000003,-118.126351,5.8443699999999996,"PV","Thin-Film",48.6,44.6,1.0896860986547086,"Tracking","Single Axis","Tracking",180,"PV+Storage","Lithium-Ion",2022,42.1,83.5]
[65662,"Vancourt Solar Interconnections (Rayos Del Sol 2)","2022-09-30",2022,"ERCOT","TX",26.090102999999999,-97.798450000000003,4.9273629999999997,"PV","c-Si",59.5,45,1.3222222222222222,"Tracking","Single Axis","Tracking",180]
[64641,"Big Bend II Solar","2022-01-31",2022,"Southeast (non-ISO)","FL",27.780901,-82.393170999999995,5.0192199999999998,"PV","Thin-Film",52.4,45.8,1.1441048034934498,"Tracking","Single Axis","Tracking",180,null,null,null,null,null,null,null,null,42.051699932265457]
[63812,"Highest Power Solar, LLC","2022-02-28",2022,"Southeast (non-ISO)","NC",36.114561000000002,-78.241870000000006,4.4255709999999997,"PV","c-Si",68,48.7,1.3963039014373715,"Tracking","Single Axis","Tracking",180]
[64076,"Route 66 Energy Center, LLC","2022-05-31",2022,"West (non-ISO)","NM",35.09845,-107.613997,5.4798669999999996,"PV","c-Si",74.8,49.5,1.5111111111111111,"Tracking","Single Axis","Tracking",180,null,null,null,null,null,null,null,23.883298674767339]
[62745,"Wheatridge Hybrid","2022-03-31",2022,"West (non-ISO)","OR",45.559651000000002,-119.610691,4.3167470000000003,"PV","c-Si",73.2,50,1.464,"Tracking","Single Axis","Tracking",180,"Wind+PV+Storage","Lithium-Ion",2022,30,120,null,null,30.700646167058373]
[63128,"Iris Solar LLC","2022-10-31",2022,"MISO","LA",30.781461,-90.201420999999996,4.6275919999999999,"PV","Thin-Film",82.5,50,1.65,"Tracking","Single Axis","Tracking",180,null,null,null,null,null,null,null,44.556513856759985]
[63811,"Lick Creek Solar, LLC","2022-03-31",2022,"Southeast (non-ISO)","NC",36.289641000000003,-80.118081000000004,4.3938079999999999,"PV","c-Si",70.001504999999995,50,1.4000300999999999,"Tracking","Single Axis","Tracking",180]
[64702,"Stanly Solar, LLC","2022-08-31",2022,"Southeast (non-ISO)","NC",35.289704,-80.235410000000002,4.4955189999999998,"PV","c-Si",69.89,50,1.3977999999999999,"Tracking","Single Axis","Tracking"]
[65009,"Bear Creek","2022-09-30",2022,"MISO","WI",43.200164000000001,-90.220331999999999,3.7884609999999999,"PV","c-Si",65.099999999999994,50,1.3019999999999998,"Tracking","Single Axis","Tracking",null,null,null,null,null,null,null,null,null,57.795644857645158]
[65010,"North Rock","2022-10-31",2022,"MISO","WI",42.810873000000001,-89.10154,3.843156,"PV","c-Si",64,50,1.28,"Tracking","Single Axis","Tracking",180,null,null,null,null,null,null,null,null,56.425045653415808]
[65103,"Jicarilla Solar 2 (Solar Direct)","2022-04-30",2022,"West (non-ISO)","NM",36.228521000000001,-107.28231100000001,5.3747600000000002,"PV","c-Si",62.5,50,1.25,"Tracking","Single Axis","Tracking",180,null,null,null,null,null,null,null,19.225616056593132]
[65304,"ENGIE Solidago Solar Project - Hybrid (Amazon Solar Farm Delaware – Solidago)","2022-12-31",2022,"PJM","DE",39.384220999999997,-75.760210000000001,4.1127140000000004,"PV","c-Si",64.166579999999996,50,1.2833315999999999,"Tracking","Single Axis","Tracking",180]
[63223,"Brightside","2022-05-31",2022,"ERCOT","TX",28.454902000000001,-97.983407999999997,4.7908439999999999,"PV","Thin-Film",65,50.7,1.2820512820512819,"Tracking","Single Axis","Tracking",180]
[65307,"Sunnybrook Solar Project - Hybrid","2022-12-31",2022,"PJM","VA",36.801881000000002,-78.833320999999998,4.3637699999999997,"PV","c-Si",57.1,51,1.1196078431372549,"Tracking","Single Axis","Tracking",180,null,null,null,null,null,null,null,null,31.453312901645386]
[61664,"Mountain View Solar (FL)","2022-04-30",2022,"Southeast (non-ISO)","FL",28.389191,-82.221641000000005,4.9397789999999997,"PV","c-Si",64.657319999999999,54.6,1.1841999999999999,"Tracking","Single Axis","Tracking",180,null,null,null,null,null,null,null,null,43.482139290432414]
[65687,"Riverside Solar","2022-12-31",2022,"Southeast (non-ISO)","FL",27.672131,-82.450191000000004,5.0823109999999998,"PV","Thin-Film",66.8,55,1.2145454545454546,"Tracking","Single Axis","Tracking",180,null,null,null,null,null,null,null,null,43.206727603655132]
[64909,"Luciana","2022-04-30",2022,"CAISO","CA",35.817340999999999,-119.063241,5.3359829999999997,"PV","c-Si",72.5,55.8,1.2992831541218639,"Tracking","Single Axis","Tracking",180,null,null,null,null,null,null,null,21.117211955687999]
[65521,"Longbow Solar, LLC","2022-07-30",2022,"ERCOT","TX",29.289809000000002,-95.298609999999996,4.6317959999999996,"PV","c-Si",112,57,1.9649122807017543,"Tracking","Single Axis","Tracking",182,null,null,null,null,null,null,null,null,44.218195483385074]
[64842,"SR Turkey Creek","2022-11-30",2022,"PJM","KY",37.593591000000004,-84.577580999999995,4.1231059999999999,"PV","Thin-Film",70.349999999999994,57.6,1.2213541666666665,"Tracking","Single Axis","Tracking",180,null,null,null,null,null,null,null,null,34.725731294570039]
[62758,"Meherrin Solar (Pumpkinseed Solar)","2022-09-30",2022,"PJM","VA",36.600211000000002,-77.650141000000005,4.3690569999999997,"PV","c-Si",86.1,59.6,1.4446308724832213,"Tracking","Single Axis","Tracking",180,null,null,null,null,null,null,null,null,63.571283954797941]
[65684,"Laurel Oaks Solar","2022-12-31",2022,"Southeast (non-ISO)","FL",27.919969999999999,-82.069329999999994,4.9805390000000003,"PV","Thin-Film",72.215999999999994,61.2,1.18,"Tracking","Single Axis","Tracking",180,null,null,null,null,null,null,null,null,38.389848834567886]
[65676,"Edwards Sanborn E5","2022-12-31",2022,"CAISO","CA",34.965274999999998,-118.07729999999999,5.8866649999999998,"PV","Thin-Film",71.3,68,1.0485294117647059,"Tracking","Single Axis","Tracking",180]
[64840,"SR Cedar Springs, LLC","2022-12-31",2022,"Southeast (non-ISO)","GA",31.238312000000001,-85.095012999999994,4.7166059999999996,"PV","Thin-Film",101,70,1.4428571428571428,"Tracking","Single Axis","Tracking",179]
[65349,"Mulligan Solar, LLC","2022-07-30",2022,"MISO","IL",40.094980999999997,-89.417681000000002,4.086805,"PV","c-Si",92.4,70,1.32,"Tracking","Single Axis","Tracking",180]
[64631,"Jamison Solar (FL)","2022-04-30",2022,"Southeast (non-ISO)","FL",27.817720999999999,-81.961521000000005,5.0130949999999999,"PV","Thin-Film",85.6,74.5,1.148993288590604,"Tracking","Single Axis","Tracking",180,null,null,null,null,null,null,null,null,40.430339508817504]
[64757,"Blue Springs","2022-01-31",2022,"Southeast (non-ISO)","FL",30.787178000000001,-85.086186999999995,4.7488130000000002,"PV","Thin-Film",91.3,74.5,1.2255033557046979,"Tracking","Single Axis","Tracking",180,null,null,null,null,null,null,null,null,39.402780699053665]
[65037,"Sawgrass Solar Energy Center","2022-01-31",2022,"Southeast (non-ISO)","FL",26.367761000000002,-81.044531000000006,5.0040889999999996,"PV","Thin-Film",103.6,74.5,1.3906040268456374,"Fixed Tilt","Fixed Tilt",20,195,null,null,null,null,null,null,null,null,36.85473623866659]
[65038,"Ghost Orchid Solar Energy Center","2022-01-31",2022,"Southeast (non-ISO)","FL",26.424561000000001,-81.036120999999994,5.0304359999999999,"PV","Thin-Film",103.6,74.5,1.3906040268456374,"Fixed Tilt","Fixed Tilt",20,194,null,null,null,null,null,null,null,null,35.934367854509482]
[65039,"Sundew","2022-01-31",2022,"Southeast (non-ISO)","FL",27.261001,-80.550730999999999,4.9357730000000002,"PV","Thin-Film",104.3,74.5,1.4,"Fixed Tilt","Fixed Tilt",20,195,null,null,null,null,null,null,null,null,35.378792115127467]
[65040,"Immokalee","2022-01-31",2022,"Southeast (non-ISO)","FL",26.481000999999999,-81.428090999999995,5.0673349999999999,"PV","Thin-Film",104.3,74.5,1.4,"Fixed Tilt","Fixed Tilt",20,180,null,null,null,null,null,null,null,null,36.573888209038586]
[65041,"Elder Branch","2022-01-31",2022,"Southeast (non-ISO)","FL",27.596599999999999,-82.252719999999997,5.0171559999999999,"PV","Thin-Film",98.3,74.5,1.3194630872483222,"Tracking","Single Axis","Tracking",180,null,null,null,null,null,null,null,null,35.384252211945572]
[65042,"Grove (Evans Grove)","2022-01-31",2022,"Southeast (non-ISO)","FL",27.580883,-80.652709999999999,4.9131130000000001,"PV","Thin-Film",104.3,74.5,1.4,"Fixed Tilt","Fixed Tilt",20,196,null,null,null,null,null,null,null,null,36.763681996784221]
[63982,"Charlie Creek Solar Power Plant","2022-08-31",2022,"Southeast (non-ISO)","FL",27.639811000000002,-81.661490999999998,5.0173310000000004,"PV","c-Si",99.7,74.900000000000006,1.3311081441922563,"Tracking","Single Axis","Tracking",180]
[64145,"Bay Trail Solar Power Plant","2022-11-30",2022,"Southeast (non-ISO)","FL",28.99999,-82.672240000000002,5.018713,"PV","c-Si",94.9,74.900000000000006,1.2670226969292389,"Tracking","Single Axis","Tracking",180,null,null,null,null,null,null,null,null,47.288522743490518]
[64146,"Sandy Creek Solar Power Plant","2022-05-31",2022,"Southeast (non-ISO)","FL",30.103137,-85.410390000000007,4.7917680000000002,"PV","Thin-Film",98.8,74.900000000000006,1.3190921228304404,"Tracking","Single Axis","Tracking",180]
[64533,"Fort Green Solar Power Plant","2022-08-31",2022,"Southeast (non-ISO)","FL",27.641124999999999,-81.941580000000002,4.9940730000000002,"PV","c-Si",126.7,74.900000000000006,1.6915887850467288,"Fixed Tilt","Fixed Tilt",15,180]
[63813,"Gunsight Solar, LLC","2022-12-31",2022,"Southeast (non-ISO)","SC",33.761668,-81.070424000000003,4.5938879999999997,"PV","c-Si",105.739,75,1.4098533333333334,"Tracking","Single Axis","Tracking"]
[64196,"Assembly Solar III","2022-01-31",2022,"MISO","MI",43.022705000000002,-83.942729999999997,3.7772929999999998,"PV","c-Si",114.9,79,1.4544303797468354,"Tracking","Single Axis","Tracking",180,null,null,null,null,null,null,null,31.825809941859752,39.574491635544312]
[63910,"Bluegrass Solar","2022-10-31",2022,"PJM","MD",39.175860999999998,-75.961050999999998,4.1698469999999999,"PV","c-Si",101.48,79.599999999999994,1.2748743718592965,"Tracking","Single Axis","Tracking",180,null,null,null,null,null,null,null,null,47.7899572525316]
[64186,"Graphite Solar I","2022-06-30",2022,"West (non-ISO)","UT",39.548439999999999,-110.71210000000001,4.9428609999999997,"PV","c-Si",104,80,1.3,"Tracking","Single Axis","Tracking",180]
[62617,"Searcy Solar Hybrid","2022-01-31",2022,"MISO","AR",35.232999999999997,-91.69,4.4288650000000001,"PV","c-Si",145.19999999999999,100,1.452,"Tracking","Single Axis","Tracking",180,"PV+Storage","Lithium-Ion",2022,10,30]
[63127,"Drew Solar LLC","2022-11-30",2022,"CAISO","CA",32.687195000000003,-115.665601,5.6630149999999997,"PV","c-Si",137.69999999999999,100,1.3769999999999998,"Tracking","Single Axis","Tracking",180]
[63765,"Black Bear Solar 1","2022-12-31",2022,"Southeast (non-ISO)","AL",32.19697,-86.327299999999994,4.6638210000000004,"PV","Thin-Film",130,100,1.3,"Tracking","Single Axis","Tracking",180,null,null,null,null,null,null,null,20.56058436489926,34.902776544959096]
[64081,"Sunflower County (aka Sunflower Solar)","2022-09-30",2022,"MISO","MS",33.756461000000002,-90.526441000000005,4.5828480000000003,"PV","c-Si",110.1,100,1.101,"Tracking","Single Axis","Tracking",180]
[64148,"Fish Springs Ranch Solar Energy Center","2022-03-31",2022,"West (non-ISO)","NV",40.074741000000003,-119.9742,5.0240419999999997,"PV","c-Si",130,100,1.3,"Tracking","Single Axis","Tracking",180,"PV+Storage","Lithium-Ion",2022,25,100,null,null,23.867365853770163]
[64481,"Arlington Energy Center II","2022-03-31",2022,"CAISO","CA",33.69088,-114.7749,5.7975969999999997,"PV","c-Si",135.80000000000001,100,1.3580000000000001,"Tracking","Single Axis","Tracking",180,"PV+Storage","Lithium-Ion",2022,132,528,null,null,21.247376970644897]
[64566,"Central Line Solar","2022-04-30",2022,"West (non-ISO)","AZ",32.837271000000001,-111.565821,5.7683390000000001,"PV","Thin-Film",125,100,1.25,"Tracking","Single Axis","Tracking",180,null,null,null,null,null,null,null,19.746223964564042]
[64630,"Rabbitbrush Solar, LLC","2022-10-31",2022,"CAISO","CA",34.841639999999998,-118.313183,5.7757949999999996,"PV","Thin-Film",125.1,100,1.2509999999999999,"Tracking","Single Axis","Tracking",180,"PV+Storage",null,2022,20,50,null,null,22.136880113965734,30.051930053106975]
[64738,"Holliday Creek Solar","2022-07-30",2022,"MISO","IA",42.568694000000001,-94.102856000000003,3.9809510000000001,"PV","c-Si",117.1,100,1.171,"Tracking","Single Axis","Tracking",180,null,null,null,null,null,null,null,null,53.975882893319742]
[66125,"West Line Solar","2022-12-31",2022,"West (non-ISO)","AZ",32.83146,-111.59363,5.7683390000000001,"PV","Thin-Film",125,100,1.25,"Tracking","Single Axis","Tracking",180]
[64838,"SR Clay, LLC","2022-12-31",2022,"Southeast (non-ISO)","GA",31.551750999999999,-84.903441000000001,4.7269709999999998,"PV","Thin-Film",151.4,106,1.4283018867924528,"Tracking","Single Axis","Tracking",180]
[66310,"Cutlass Solar 1 LLC","2022-12-31",2022,"ERCOT","TX",29.409669000000001,-95.734049999999996,4.6359300000000001,"PV","c-Si",140,110.9,1.2623985572587917,"Tracking","Single Axis","Tracking",182,null,null,null,null,null,null,null,null,35.943089835219808]
[65319,"Maplewood Solar (Amazon Arlington Solar Farm)","2022-12-31",2022,"PJM","VA",36.919229999999999,-79.359043999999997,4.3371529999999998,"PV","Thin-Film",144.69999999999999,120,1.2058333333333333,"Tracking","Single Axis","Tracking",180,null,null,null,null,null,null,null,null,53.642984256237327]
[65778,"Jackpot Solar, LLC","2022-12-31",2022,"West (non-ISO)","ID",42.200595,-114.629604,4.5690710000000001,"PV","c-Si",155.9,120,1.2991666666666668,"Tracking","Single Axis","Tracking",null,null,null,null,null,null,null,null,19.683002647812874]
[64993,"BigBeau Solar, LLC","2022-02-28",2022,"CAISO","CA",34.911240999999997,-118.355071,5.8249050000000002,"PV","c-Si",164.3,128,1.2835937500000001,"Tracking","Single Axis","Tracking",180,"PV+Storage",null,2022,40,160,null,null,24.400338624608107]
[64564,"Arlington Energy Center III","2022-08-31",2022,"CAISO","CA",33.69088,-114.7749,5.7975969999999997,"PV","c-Si",164,131,1.251908396946565,"Tracking","Single Axis","Tracking",180,"PV+Storage","Lithium-Ion",2022,110,440]
[65661,"Nebula Solar (Rayos Del Sol 1)","2022-06-30",2022,"ERCOT","TX",26.090102999999999,-97.798450000000003,4.9273629999999997,"PV","c-Si",181.5,135,1.3444444444444446,"Tracking","Single Axis","Tracking",180]
[65675,"Edwards Sanborn E4","2022-12-31",2022,"CAISO","CA",34.943575000000003,-118.08799999999999,5.8866649999999998,"PV","Thin-Film",159.9,148.9,1.073875083948959,"Tracking","Single Axis","Tracking",180]
[64637,"Big River Solar","2022-08-31",2022,"MISO","IL",38.050141000000004,-88.295529999999999,4.2156200000000004,"PV","Thin-Film",209.6,149,1.4067114093959732,"Tracking","Single Axis","Tracking",180,null,null,null,null,null,null,null,null,49.248131445431177]
[64878,"Edwards Sanborn E1A","2022-08-31",2022,"CAISO","CA",34.960811,-118.098911,5.8866649999999998,"PV","Thin-Film",157,149.30000000000001,1.0515740120562624,"Tracking","Single Axis","Tracking",180,"PV+Storage","Lithium-Ion",2022,133.4,272]
[63509,"Lund Hill Solar","2022-10-31",2022,"West (non-ISO)","WA",45.871870000000001,-120.245176,4.4055949999999999,"PV","c-Si",194,150,1.2933333333333332,"Tracking","Single Axis","Tracking",180,null,null,null,null,null,null,null,34.024754273192265]
[63719,"Elora Solar","2022-03-31",2022,"Southeast (non-ISO)","TN",35.055517999999999,-86.349626999999998,4.3531529999999998,"PV","c-Si",205,150,1.3666666666666667,"Tracking","Single Axis","Tracking",180]
[65011,"Wood County","2022-12-31",2022,"MISO","WI",44.278638000000001,-89.847029000000006,3.8025159999999998,"PV","c-Si",198.6,150,1.3240000000000001,"Tracking","Single Axis","Tracking",180,null,null,null,null,null,null,null,null,56.663446421113441]
[65322,"Fort Powhatan Solar (aka Disputana Solar Facility)","2022-01-31",2022,"PJM","VA",37.258921000000001,-77.093470999999994,4.3097630000000002,"PV","c-Si",204,150,1.36,"Tracking","Single Axis","Tracking",181,null,null,null,null,null,null,null,null,55.757239757725458]
[65674,"Edwards Sanborn E1B","2022-11-30",2022,"CAISO","CA",34.986635,-118.10001200000001,5.8475910000000004,"PV","Thin-Film",166.1,154.4,1.0757772020725387,"Tracking","Single Axis","Tracking",180]
[64841,"SR DeSoto I, LLC","2022-12-31",2022,"Southeast (non-ISO)","GA",31.882771000000002,-84.023391000000004,4.7527970000000002,"PV","Thin-Film",177.4,165,1.0751515151515152,"Tracking","Single Axis","Tracking",180,null,null,null,null,null,null,null,null,31.920753547842814]
[62675,"Skipjack Solar Center","2022-05-31",2022,"PJM","VA",37.423251999999998,-77.157865000000001,4.2909389999999998,"PV","Thin-Film",225,175,1.2857142857142858,"Tracking","Single Axis","Tracking",180]
[63522,"Hickory Park Solar Hybrid","2022-06-30",2022,"Southeast (non-ISO)","GA",31.269500000000001,-84.195440000000005,4.7663070000000003,"PV","c-Si",268.8,195.5,1.3749360613810742,"Tracking","Single Axis","Tracking",180,"PV+Storage",null,2022,40,80]
[63913,"Dodge Flat","2022-03-31",2022,"West (non-ISO)","NV",39.643292000000002,-119.331763,5.2053200000000004,"PV","c-Si",260,200,1.3,"Tracking","Single Axis","Tracking",180,"PV+Storage","Lithium iron phosphate",2022,50,200,null,null,21.11895423175724]
[64447,"Brazoria West","2022-09-30",2022,"ERCOT","TX",29.209230999999999,-95.655430999999993,4.6411470000000001,"PV","c-Si",260,200,1.3,"Tracking","Single Axis","Tracking",182]
[64856,"Calhoun Solar","2022-12-31",2022,"MISO","MI",42.33211,-85.047409999999999,3.816246,"PV","c-Si",null,200,null,"Tracking","Single Axis","Tracking",180,null,null,null,null,null,null,null,36.957447347041779]
[65032,"Sun Mountain Solar 1","2022-12-31",2022,"West (non-ISO)","CO",38.177821000000002,-104.526591,5.1492269999999998,"PV","Thin-Film",293,200,1.4650000000000001,"Tracking","Single Axis","Tracking",180,null,null,null,null,null,null,null,16.95111362236274,32.163123462753987]
[65333,"Shakes Solar","2022-06-30",2022,"ERCOT","TX",28.559967,-99.720775000000003,4.9539580000000001,"PV","Thin-Film",270,200,1.35,"Tracking","Single Axis","Tracking",180,null,null,null,null,null,null,null,null,29.038378578436067]
[66046,"Brazoria County Solar Project (Danciger)","2022-07-30",2022,"ERCOT","TX",29.177900999999999,-95.761201,4.5640929999999997,"PV","Thin-Film",262.5,203,1.2931034482758621,"Tracking","Single Axis","Tracking",182,null,null,null,null,null,null,null,null,28.478581768814426]
[65053,"Blythe Mesa Solar II (Athos III)","2022-12-31",2022,"CAISO","CA",33.625290999999997,-114.686814,5.8362100000000003,"PV","Thin-Film",309.7,223.6,1.3850626118067979,"Tracking","Single Axis","Tracking",180,"PV+Storage","Lithium-Ion",2022,112,448]
[62945,"Fighting Jays Solar Project","2022-06-30",2022,"ERCOT","TX",29.358425,-95.746390000000005,4.6467710000000002,"PV","c-Si",286,227.5,1.2571428571428571,"Tracking","Single Axis","Tracking",182]
[63211,"Samson Solar Energy (Phase I)","2022-05-31",2022,"ERCOT","TX",33.472765000000003,-95.347561999999996,4.5753839999999997,"PV","c-Si",250,250,1,"Tracking","Single Axis","Tracking",180,null,null,null,null,null,null,null,null,35.33413982480878]
[63300,"Athos Solar Project (SE Athos I?)","2022-06-30",2022,"CAISO","CA",33.748181000000002,-115.351901,5.8553680000000004,"PV","Thin-Film",365,250,1.46,"Tracking","Single Axis","Tracking",180,null,null,null,null,null,null,null,null,45.41465407919641]
[63883,"Samson Solar Energy (Phase III)","2022-11-30",2022,"ERCOT","TX",33.417690999999998,-95.370510999999993,4.5753839999999997,"PV","c-Si",250,250,1,"Tracking","Single Axis","Tracking",182,null,null,null,null,null,null,null,null,35.33413982480878]
[65303,"Sun Valley Solar Project","2022-12-31",2022,"ERCOT","TX",31.857849999999999,-97.012607000000003,4.7415269999999996,"PV","c-Si",347.8,250,1.3912,"Tracking","Single Axis","Tracking",180,null,null,null,null,null,null,null,null,29.5449597218531]
[65631,"Pisgah Ridge Solar, LLC","2022-12-31",2022,"ERCOT","TX",31.896740999999999,-96.467301000000006,4.7041310000000003,"PV","c-Si",250,250,1,"Tracking","Single Axis","Tracking",181,null,null,null,null,null,null,null,null,26.333106627106485]
[65271,"Noble Solar","2022-09-30",2022,"ERCOT","TX",33.330013000000001,-97.302165000000002,4.7758349999999998,"PV","c-Si",353.14,275,1.2841454545454545,"Tracking","Single Axis","Tracking",180,"PV+Storage","Lithium-Ion",2022,125,125]
[63727,"Slate Hybrid","2022-04-30",2022,"CAISO","CA",36.226954999999997,-119.8948,5.3183069999999999,"PV","c-Si",390.3,300,1.3009999999999999,"Tracking","Single Axis","Tracking",180,"PV+Storage","Lithium-Ion",2022,140.25,561,null,null,25.532459587868995]