## Introduction
Utility-Scale Solar, 2024 Edition
Joachim Seel1 , Julie Mulvaney Kemp1,
Anna Cheyette, Dev Millstein, Will Gorman, Seongeun Jeong, Dana Robson, Rachman Setiawan, and Mark Bolinger
Lawrence Berkeley National Laboratory
1 Corresponding authors
October 2024
For additional details and related products, see: utilityscalesolar.lbl.gov
Contact the corresponding authors: Joachim Seel (jseel@lbl.gov) and Julie Mulvaney Kemp (jmulvaneykemp@lbl.gov)
Photo source: Intersect Power
Purpose, Scope, and Data
Summarize publicly available data on key trends in the U.S. utility-scale solar power sector. Focus on ground-mounted projects >5 MWAC in size (projects below this capacity threshold, as well as rooftop projects, are covered under LBNL's Tracking the Sun series). Focus on historical data, with some emphasis on the most recent year. Data sources include EIA, FERC, SEC, trade press, developers/owners.
Outline of Data File
• Deployment and Technology Trends
• Capital Costs (Capex) and Operation&Maintenance (O&M) Costs
• Performance (Capacity Factors)
• Levelized Cost of Energy (LCOE) & Power Purchase Agreement (PPA) Prices
• Wholesale Market Value, Air and Climate Benefits, and Net Value
• PV+Battery Hybrid Plants
• Concentrating Solar Thermal Power (CSP) plants
• Capacity in Interconnection Queues
Acknowledgments
This material is based upon work supported by the U.S. Department of Energy’s Office of Energy Efficiency and Renewable Energy (EERE) under Solar Energy Technologies Office (SETO) Agreement Number 38444 and Contract No. DE-AC02-05CH11231. The authors thank Ammar Qusaibaty, Juan Botero, Michele Boyd, and Becca Jones-Albertus of the U.S. Department of Energy Solar Energy Technologies Office for supporting this work. The authors are solely responsible for any omissions or errors contained herein.
Disclaimer
This document was prepared as an account of work sponsored by the United States Government. While this document is believed to contain correct information, neither the United States Government nor any agency thereof, nor The Regents of the University of California, nor any of their employees, makes any warranty, express or implied, or assumes any legal responsibility for the accuracy, completeness, or usefulness of any information, apparatus, product, or process disclosed, or represents that its use would not infringe privately owned rights. Reference herein to any specific commercial product, process, or service by its trade name, trademark, manufacturer, or otherwise, does not necessarily constitute or imply its endorsement, recommendation, or favoring by the United States Government or any agency thereof, or The Regents of the University of California. The views and opinions of authors expressed herein do not necessarily state or reflect those of the United States Government or any agency thereof, or The Regents of the University of California.
Ernest Orlando Lawrence Berkeley National Laboratory is an equal opportunity employer.
Copyright Notice
Utility-Scale Solar, 2024 Edition Copyright (c) 202<>, The Regents of the University of California, through Lawrence Berkeley National Laboratory (subject to receipt of any required approvals from the U.S. Dept. of Energy). All rights reserved. This work is openly licensed via CC BY 4.0.

## Table of Contents
Table of Contents
# | Sheet Name
1 | Introduction
2 | Regional Definitions
3 | PV Capacity by Sector
4 | Capacity Additions by Fuel Type
5 | State Solar Market Penetration
6 | Solar Capacity&Generation by BA
7 | PV Capacity by Region
8 | PV+Storage Capacity by Region
9 | Energy Community
10 | PV Capacity by Technology
11 | PV Capacity by Develop-Offtaker
12 | PV Irradiance
13 | PV ILR
14 | CapEx Trend (PV-only)
15 | CapEx Trend by Mount Type (PV)
16 | CapEx by Size (PV-only)
17 | CapEx Trend by Region (PV only)
18 | CapEx Trend by State (PV only)
19 | PV+Storage CapEx
20 | CSP CapEx
21 | O&M Cost Time Trend
22 | O&M Cost by Project Age
23 | CF by GHI, Mount, ILR
24 | CF by Region
25 | CF by Project Vintage
26 | CF for CSP Plants
27 | LCOE Trend (PV, no tax credits)
28 | LCOE (PTC vs ITC)
29 | LCOE vs. PPA Price
30 | PPA Price by Project (PV only)
31 | PPA Price for CSP Plants
32 | Annual Average PPA Price
33 | LevelTen Solar PPA Prices
34 | Trio Solar PPA Prices
35 | PV+Battery Hybrid PPA Price
36 | PV & Wind PPAs vs. Gas
37 | Recent PV PPAs vs. Gas Forecast
38 | PV Curtailment
39 | Energy and Capacity Value
40 | Energy+Capacity Value vs. PPA
41 | Value Factor vs. Penetration
42 | Value Difference vs. Flat Block
43 | Energy+Capacity Value vs. LCOE
44 | Market vs. Air+Climate Value
45 | All Capacity in Queues
46 | Solar GW in Queues by Region
47 | Solar GW in Queues by Status
48 | All Hybrid Capacity in Queues
49 | Individual_Project_Data

## Regional Definitions
Regional boundaries overlaid on a map of average annual global horizontal irradiance (GHI)
Sources: National Renewable Energy Laboratory (NREL)

## PV Capacity by Sector
Historical and projected PV and CSP capacity by sector in the United States
Sources: Total U.S. PV capacity additions are based on Wood Mackenzie and SEIA (2010 - 2024), IREC's data collection, LBNL's Tracking the Sun Database and LBNL's Utility-Scale Solar Database.
Note: Wood Mackenzie and SEIA's definition of utility-scale PV capacity differs from LBNL both in size threshholds and treatment of project phase completion.
We used Woodmac's 2024.03 Base Case Scenario projection. The Bull Scenario estimates total PV additions around 60GW per year in the 2030s while the Bear Scenario forecasts around 35GW per year.
Installation Year | Residential PV |  | Commercial PV |  | Utility PV |  | Utility CSP
| Annual Capacity MWDC | Cumulative Capacity MWDC | Annual Capacity MWDC | Cumulative Capacity MWDC | Annual Capacity MWDC | Cumulative Capacity MWDC | Annual Capacity MWAC | Cumulative Capacity MWAC
2007 | 58 | 191.128 | 93 | 263.74 | 9 | 13.66 | 68.5 | 425.1
2008 | 77 | 268.128 | 190 | 453.74 | 21.5 | 35.16 | 0 | 425.1
2009 | 157 | 425.128 | 208 | 661.74 | 69.5 | 104.66 | 0 | 425.1
2010 | 245.5369 | 670.6649 | 336.8011 | 998.5411 | 457.0174 | 561.6774 | 75 | 500.1
2011 | 305.1751 | 975.8399 | 849.9675 | 1848.5086 | 1226.1 | 1787.7774 | 0 | 500.1
2012 | 495.5295 | 1471.3694 | 1075.1495 | 2923.6581 | 2398.4624 | 4186.2398 | 0 | 500.1
2013 | 798.9504 | 2270.3198 | 1109.3416 | 4032.9998 | 3748.7982 | 7935.038 | 250 | 750.1
2014 | 1267.7346 | 3538.0544 | 1055.174 | 5088.1738 | 3672.6352 | 11607.6732 | 877 | 1627.1
2015 | 2171.3992 | 5709.4535 | 1069.6787 | 6157.8525 | 4790.1162 | 16397.7893 | 110 | 1737.1
2016 | 2638.4647 | 8347.9183 | 1714.848 | 7872.7005 | 10939.5477 | 27337.337 | 0 | 1737.1
2017 | 2239.1755 | 10587.0938 | 2365.7084 | 10238.4088 | 7216.633 | 34553.9701 | 0 | 1737.1
2018 | 2416.6202 | 13003.7139 | 2196.0599 | 12434.4688 | 6239.0222 | 40792.9923 | 0 | 1737.1
2019 | 2863.7798 | 15867.4938 | 2185.3612 | 14619.83 | 8731.7343 | 49524.7266 | 0 | 1737.1
2020 | 3260.5323 | 19128.0261 | 2383.1275 | 17002.9575 | 14033.009 | 63557.7356 | 0 | 1737.1
2021 | 4252.0121 | 23380.0382 | 2654.4929 | 19657.4504 | 16597.7491 | 80155.4847 | 0 | 1737.1
2022 | 6043.1255 | 29423.1637 | 2675.9501 | 22333.4005 | 12752.4405 | 92907.9252 | 0 | 1737.1
2023 | 6812.3134 | 36235.4772 | 2999.3152 | 25332.7157 | 22546.5203 | 115454.4455 | #N/A | 1737.1
2024e | 5915.1176 | 42150.5947 | 3523.5734 | 28856.2891 | 28325.4168 | 143779.8623 | #N/A | 1737.1
2025e | 6680.3103 | 48830.9051 | 3532.1767 | 32388.4658 | 28352.6027 | 172132.465 | #N/A | 1737.1
2026e | 7344.5194 | 56175.4245 | 3688.033 | 36076.4988 | 29630.5371 | 201763.0021 | #N/A | 1737.1
2027e | 7950.8422 | 64126.2667 | 3812.6323 | 39889.131 | 30519.5821 | 232282.5842 | #N/A | 1737.1
2028e | 8612.046 | 72738.3128 | 4121.8996 | 44011.0306 | 31367.805 | 263650.3893 | #N/A | 1737.1
2029e | 9344.296 | 82082.6088 | 4541.0121 | 48552.0427 | 33027.8076 | 296678.1969 | #N/A | 1737.1
2030e | 10029.928 | 92112.5368 | 4968.9154 | 53520.9581 | 33870.5011 | 330548.698 | #N/A | 1737.1
2031e | 10740.6985 | 102853.2353 | 5422.5988 | 58943.5569 | 34175.896 | 364724.594 | #N/A | 1737.1
2032e | 11191.7167 | 114044.9519 | 5740.5451 | 64684.1019 | 32988.4957 | 397713.0897 | #N/A | 1737.1
2033e | 11390.3761 | 125435.328 | 6026.0158 | 70710.1177 | 31068.5332 | 428781.6229 | #N/A | 1737.1
2034e | 11610.5468 | 137045.8748 | 6190.0432 | 76900.1609 | 30424.053 | 459205.6759 | #N/A | 1737.1

## Capacity Additions by Fuel Type
Annual capacity additions of different resources
Sources: EIA, ACP, Berkeley Lab
Nameplate Capacity Additions (GW-AC)
Resource Type | 1998 | 1999 | 2000 | 2001 | 2002 | 2003 | 2004 | 2005 | 2006 | 2007 | 2008 | 2009 | 2010 | 2011 | 2012 | 2013 | 2014 | 2015 | 2016 | 2017 | 2018 | 2019 | 2020 | 2021 | 2022 | 2023
Wind | 0.14232 | 0.88527 | 0.070855 | 1.6905 | 0.41061 | 1.6649 | 0.3964 | 2.3744 | 2.4535 | 5.2525 | 8.3624 | 10.0052 | 5.22 | 6.8195 | 13.0111 | 1.0865 | 4.8538 | 8.5945 | 8.2026 | 7.0165 | 7.5884 | 9.132 | 17.1856 | 13.5117 | 8.5111 | 6.4737
Utility-Scale Solar (>1 MW) | 0 | 0 | 0 | 0 | 0 | 0 | 0 | 0 | 0 | 0.0829 | 0.01 | 0.055 | 0.1491 | 0.5213 | 1.3197 | 3.2316 | 3.3719 | 3.1056 | 7.5126 | 4.4804 | 4.126 | 4.9229 | 9.8238 | 12.7598 | 10.6125 | 19.0649
Distributed Solar (<1 MW) | 0.0016117 | 0.002458 | 0.0038227 | 0.011127 | 0.022281 | 0.044505 | 0.056587 | 0.077616 | 0.10259 | 0.15854 | 0.29296 | 0.36676 | 0.73635 | 1.3702 | 1.7108 | 2.4484 | 1.8883 | 3.2626 | 3.8189 | 4.2401 | 4.2212 | 4.8265 | 5.3439 | 6.6135 | 7.7921 | 9.5335
Storage | 0 | 0 | 0 | 0 | 0.328 | 0.04 | 0 | 0 | 0 | 0 | 0 | 0 | 0.004 | 0.037 | 0.1265 | 0.2963 | 0.0313 | 0.251 | 0.23347 | 0.16941 | 0.35472 | 0.35827 | 0.72683 | 3.8528 | 4.5781 | 6.9381
Gas | 3.0109 | 10.6009 | 28.9744 | 49.4084 | 71.6005 | 55.6558 | 27.2345 | 19.5153 | 10.8601 | 8.44 | 10.5213 | 12.0537 | 7.3611 | 12.0328 | 9.7512 | 7.874 | 9.0261 | 6.7278 | 9.5373 | 12.5985 | 22.0614 | 8.9972 | 7.7965 | 6.4403 | 6.7653 | 11.1852
Coal | 0.0705 | 0.3712 | 0.1805 | 0 | 0.5242 | 0.09 | 0.742 | 0.3727 | 0.6047 | 1.5135 | 1.591 | 3.5987 | 6.0143 | 1.735 | 4.76 | 1.8125 | 0.1062 | 0.0055 | 0 | 0 | 0 | 0.017 | 0 | 0 | 0 | 0
Other | 0.57695 | 0.71134 | 1.5106 | 1.4428 | 1.6538 | 0.73814 | 0.73262 | 0.37427 | 0.71704 | 0.92728 | 0.61371 | 0.95324 | 1.6423 | 1.6492 | 1.4728 | 1.7772 | 0.87057 | 0.69714 | 1.9622 | 0.65078 | 0.4714 | 0.38057 | 0.41797 | 0.16081 | 0.32522 | 1.3651
Total | 3.8023 | 12.5712 | 30.7402 | 52.5528 | 74.5393 | 58.2333 | 29.1621 | 22.7143 | 14.7379 | 16.3747 | 21.3914 | 27.0326 | 21.1271 | 24.165 | 32.1521 | 18.5266 | 20.1483 | 22.6442 | 31.2671 | 29.1557 | 38.8231 | 28.6345 | 41.2946 | 43.3388 | 38.5843 | 54.5605
Utility-Scale Solar % of Total | 0% | 0% | 0% | 0% | 0% | 0% | 0% | 0% | 0% | 0.5063% | 0.04675% | 0.2035% | 0.7057% | 2.157% | 4.105% | 17.44% | 16.74% | 13.71% | 24.03% | 15.37% | 10.63% | 17.19% | 23.79% | 29.44% | 27.5% | 34.94%
Distributed Solar % of Total | 0.04239% | 0.01955% | 0.01244% | 0.02117% | 0.02989% | 0.07643% | 0.194% | 0.3417% | 0.6961% | 0.9682% | 1.37% | 1.357% | 3.485% | 5.67% | 5.321% | 13.22% | 9.372% | 14.41% | 12.21% | 14.54% | 10.87% | 16.86% | 12.94% | 15.26% | 20.2% | 17.47%
Total Solar % of Total | 0.04239% | 0.01955% | 0.01244% | 0.02117% | 0.02989% | 0.07643% | 0.194% | 0.3417% | 0.6961% | 1.474% | 1.416% | 1.56% | 4.191% | 7.827% | 9.426% | 30.66% | 26.11% | 28.12% | 36.24% | 29.91% | 21.5% | 34.05% | 36.73% | 44.7% | 47.7% | 52.42%

## State Solar Market Penetration
U.S. solar penetration rankings: the top 20 states | [8 empty] | U.S. solar penetration rankings in 2023: all 50 states
| Preliminary 2023 |  |  |  | 2022 |  |  |  |  | Preliminary 2023 |  |  |  | 2022
Top 20 States | Solar generation as a % of in-state generation |  | Solar generation as a % of in-state load |  | Solar generation as a % of in-state generation |  | Solar generation as a % of in-state load |  | State | Solar generation as a % of in-state generation |  | Solar generation as a % of in-state load |  | Solar generation as a % of in-state generation |  | Solar generation as a % of in-state load
| All Solar | Utility-Scale Solar Only | All Solar | Utility-Scale Solar Only | All Solar | Utility-Scale Solar Only | All Solar | Utility-Scale Solar Only |  | All Solar | Utility-Scale Solar Only | All Solar | Utility-Scale Solar Only | All Solar | Utility-Scale Solar Only | All Solar | Utility-Scale Solar Only
California | 28.16% | 16.66% | 28.89% | 17.09% | 27.65% | 17.05% | 24.98% | 15.4% | California | 28.16% | 16.66% | 28.89% | 17.09% | 27.65% | 17.05% | 24.98% | 15.4%
Nevada | 25.93% | 22.09% | 29.79% | 25.38% | 23.68% | 20.53% | 26.49% | 22.96% | Nevada | 25.93% | 22.09% | 29.79% | 25.38% | 23.68% | 20.53% | 26.49% | 22.96%
Massachusetts | 24.38% | 8.557% | 11.39% | 4% | 21.9% | 7.912% | 10.5% | 3.794% | Massachusetts | 24.38% | 8.557% | 11.39% | 4% | 21.9% | 7.912% | 10.5% | 3.794%
Vermont | 18.89% | 8.613% | 8.204% | 3.741% | 17.26% | 8.439% | 7.559% | 3.695% | Vermont | 18.89% | 8.613% | 8.204% | 3.741% | 17.26% | 8.439% | 7.559% | 3.695%
Hawaii | 18.87% | 5.914% | 23.1% | 7.241% | 17.65% | 5.205% | 20.82% | 6.14% | Hawaii | 18.87% | 5.914% | 23.1% | 7.241% | 17.65% | 5.205% | 20.82% | 6.14%
Utah | 13.92% | 11.31% | 14.59% | 11.85% | 11.53% | 9.594% | 13.87% | 11.55% | Utah | 13.92% | 11.31% | 14.59% | 11.85% | 11.53% | 9.594% | 13.87% | 11.55%
Rhode Island | 11.78% | 5.083% | 14.71% | 6.351% | 10.65% | 4.333% | 11.73% | 4.773% | Rhode Island | 11.78% | 5.083% | 14.71% | 6.351% | 10.65% | 4.333% | 11.73% | 4.773%
Arizona | 10.15% | 6.334% | 13.8% | 8.611% | 10.18% | 6.504% | 13.14% | 8.396% | Arizona | 10.15% | 6.334% | 13.8% | 8.611% | 10.18% | 6.504% | 13.14% | 8.396%
Maine | 9.929% | 4.86% | 10.59% | 5.184% | 5.863% | 3.295% | 6.467% | 3.635% | Maine | 9.929% | 4.86% | 10.59% | 5.184% | 5.863% | 3.295% | 6.467% | 3.635%
North Carolina | 9.335% | 8.751% | 8.953% | 8.392% | 8.794% | 8.353% | 8.519% | 8.092% | North Carolina | 9.335% | 8.751% | 8.953% | 8.392% | 8.794% | 8.353% | 8.519% | 8.092%
Colorado | 9.028% | 6.133% | 9.421% | 6.4% | 6.348% | 4.04% | 6.645% | 4.228% | Colorado | 9.028% | 6.133% | 9.421% | 6.4% | 6.348% | 4.04% | 6.645% | 4.228%
New Mexico | 8.212% | 6.424% | 11.23% | 8.785% | 6.188% | 4.776% | 9.451% | 7.294% | New Mexico | 8.212% | 6.424% | 11.23% | 8.785% | 6.188% | 4.776% | 9.451% | 7.294%
New Jersey | 7.437% | 2.395% | 7.144% | 2.301% | 6.875% | 2.225% | 6.301% | 2.04% | New Jersey | 7.437% | 2.395% | 7.144% | 2.301% | 6.875% | 2.225% | 6.301% | 2.04%
Delaware | 6.988% | 3.144% | 3.143% | 1.414% | 4.06% | 1.169% | 1.923% | 0.5536% | Delaware | 6.988% | 3.144% | 3.143% | 1.414% | 4.06% | 1.169% | 1.923% | 0.5536%
Idaho | 6.924% | 5.413% | 4.273% | 3.34% | 4.326% | 3.241% | 2.717% | 2.035% | Idaho | 6.924% | 5.413% | 4.273% | 3.34% | 4.326% | 3.241% | 2.717% | 2.035%
Florida | 6.745% | 5.325% | 7.102% | 5.607% | 5.311% | 4.338% | 5.58% | 4.558% | Florida | 6.745% | 5.325% | 7.102% | 5.607% | 5.311% | 4.338% | 5.58% | 4.558%
Virginia | 6.56% | 5.786% | 4.725% | 4.167% | 5.581% | 5.147% | 3.792% | 3.497% | Virginia | 6.56% | 5.786% | 4.725% | 4.167% | 5.581% | 5.147% | 3.792% | 3.497%
Maryland | 6.324% | 2.58% | 4.175% | 1.703% | 5.196% | 1.857% | 3.345% | 1.196% | Maryland | 6.324% | 2.58% | 4.175% | 1.703% | 5.196% | 1.857% | 3.345% | 1.196%
Georgia | 6.083% | 5.693% | 5.746% | 5.377% | 5.779% | 5.476% | 5.055% | 4.79% | Georgia | 6.083% | 5.693% | 5.746% | 5.377% | 5.779% | 5.476% | 5.055% | 4.79%
Texas | 5.824% | 5.028% | 6.52% | 5.629% | 4.813% | 4.246% | 5.351% | 4.721% | Texas | 5.824% | 5.028% | 6.52% | 5.629% | 4.813% | 4.246% | 5.351% | 4.721%
TOTAL U.S. | 5.596% | 3.869% | 6.177% | 4.27% | 4.774% | 3.35% | 5.231% | 3.671% | New York | 5.009% | 1.922% | 4.636% | 1.779% | 4.086% | 1.388% | 3.67% | 1.247%
[9 empty] | Oregon | 4.033% | 3.168% | 4.448% | 3.494% | 3.261% | 2.606% | 3.573% | 2.855%
[9 empty] | Connecticut | 4.03% | 1.012% | 6.249% | 1.57% | 3.333% | 0.9359% | 5.295% | 1.487%
Source: EIA | [8 empty] | Minnesota | 3.998% | 3.441% | 3.49% | 3.003% | 3.622% | 3.211% | 3.218% | 2.853%
[9 empty] | South Carolina | 3.29% | 2.71% | 4.094% | 3.373% | 2.965% | 2.44% | 3.555% | 2.926%
[9 empty] | Indiana | 2.453% | 2.058% | 2.344% | 1.966% | 1.386% | 1.101% | 1.363% | 1.082%
[9 empty] | Wisconsin | 2.351% | 1.91% | 2.217% | 1.8% | 1.68% | 1.318% | 1.478% | 1.159%
[9 empty] | Illinois | 1.939% | 1.083% | 2.659% | 1.485% | 1.499% | 0.8304% | 2.057% | 1.14%
[9 empty] | Arkansas | 1.939% | 1.287% | 2.434% | 1.616% | 1.462% | 1.114% | 1.973% | 1.503%
[9 empty] | New Hampshire | 1.808% | 0.02202% | 2.861% | 0.03484% | 1.285% | 0.02056% | 2.257% | 0.03612%
[9 empty] | Missouri | 1.319% | 0.2563% | 1.164% | 0.2261% | 0.8521% | 0.1906% | 0.8477% | 0.1896%
[9 empty] | Tennessee | 1.315% | 1.224% | 1.057% | 0.984% | 0.9622% | 0.8667% | 0.736% | 0.663%
[9 empty] | Michigan | 1.311% | 1.068% | 1.651% | 1.346% | 0.9385% | 0.7299% | 1.098% | 0.8539%
[9 empty] | Ohio | 1.308% | 0.9929% | 1.182% | 0.8974% | 0.9158% | 0.6765% | 0.8339% | 0.616%
[9 empty] | Iowa | 1.288% | 0.736% | 1.662% | 0.9498% | 0.9462% | 0.5264% | 1.279% | 0.7118%
[9 empty] | Montana | 1.222% | 0.9274% | 2.046% | 1.553% | 0.3128% | 0.1165% | 0.5449% | 0.2028%
[9 empty] | Mississippi | 0.8918% | 0.86% | 1.321% | 1.274% | 0.7757% | 0.7431% | 1.074% | 1.029%
[9 empty] | Washington | 0.8709% | 0.359% | 0.9942% | 0.4098% | 0.407% | 0.07114% | 0.5242% | 0.09164%
[9 empty] | Alabama | 0.8546% | 0.8389% | 1.398% | 1.372% | 0.6328% | 0.6178% | 1.053% | 1.028%
[9 empty] | Pennsylvania | 0.6242% | 0.1726% | 1.068% | 0.2952% | 0.4359% | 0.09891% | 0.7215% | 0.1637%
[9 empty] | Louisiana | 0.6105% | 0.297% | 0.6226% | 0.3029% | 0.4428% | 0.1855% | 0.4923% | 0.2062%
[9 empty] | Wyoming | 0.4705% | 0.4032% | 1.204% | 1.032% | 0.4504% | 0.4009% | 1.266% | 1.127%
[9 empty] | Kentucky | 0.4511% | 0.2455% | 0.4103% | 0.2233% | 0.2136% | 0.06766% | 0.1963% | 0.06219%
[9 empty] | Alaska | 0.3593% | 0.07891% | 0.3938% | 0.0865% | 0.2343% | 0% | 0.2619% | 0%
[9 empty] | Kansas | 0.3541% | 0.1365% | 0.5077% | 0.1958% | 0.2589% | 0.1194% | 0.3843% | 0.1773%
[9 empty] | Nebraska | 0.327% | 0.2046% | 0.3935% | 0.2462% | 0.2701% | 0.1812% | 0.325% | 0.2181%
[9 empty] | South Dakota | 0.3002% | 0.2791% | 0.378% | 0.3514% | 0.02427% | 0.01157% | 0.03226% | 0.01538%
[9 empty] | Oklahoma | 0.2656% | 0.08169% | 0.3477% | 0.1069% | 0.1969% | 0.0961% | 0.2401% | 0.1172%
[9 empty] | West Virginia | 0.09034% | 0% | 0.1475% | 0% | 0.05858% | 0% | 0.1007% | 0%
[9 empty] | North Dakota | 0.005788% | 0% | 0.008232% | 0% | 0.003871% | 0% | 0.006769% | 0%
[9 empty] | TOTAL U.S. | 5.596% | 3.869% | 6.177% | 4.27% | 4.774% | 3.35% | 5.231% | 3.671%
Source: EIA

## Solar Capacity&Generation by BA
Annual solar capacity and generation by balancing authority
Sources: Capacity Information: EIA 860/861, DPV Generation: EIA 861, Utility-Scale Generation: Berkeley Lab hourly modeling
Notes: Capacity penetration based on reported peak load, not including coincident hourly DPV generation. Generation penetration based on annual load, including annual DPV generation. Curtailment based on ISO reports.
Region | BA | Date | Capacity (MWAC) |  |  | Generation (MWh)
|  |  | DPV | Utility-Scale | Penetration (right axis) | DPV | Utility-Scale | Curtailment | Penetration (right axis)
ISOs | CAISO | 2012 | 1354.68 | 1137.02 | 5.338% | 2120120.5 | 1536703.887 | 0 | 1.536%
|  | 2013 | 1887.49 | 2422.82 | 9.595% | 2952485.12 | 3681901.8218 | 0 | 2.796%
|  | 2014 | 2586.72 | 5705.87 | 18.56% | 4253413.26 | 10912142.4907 | 0 | 6.4%
|  | 2015 | 3588.03 | 7210.53 | 22.85% | 5533132.23 | 16696240.7945 | 130976.5126 | 9.395%
|  | 2016 | 4837.22 | 10367.52 | 33.07% | 7571800.92 | 21220789.8627 | 232936.2077 | 12.16%
|  | 2017 | 6088.37 | 10978.31 | 34.2% | 9756830.75 | 26307674.0841 | 347795.6786 | 15.12%
|  | 2018 | 7239.73 | 11872.31 | 41.11% | 11885158.4 | 28418264.444 | 421968.0342 | 17.07%
|  | 2019 | 8418.77 | 12901.11 | 48.31% | 13948585.72 | 29010974.8532 | 1053506.9468 | 18.86%
|  | 2020 | 9702.67 | 14718.61 | 52% | 16014711.81 | 31617418.5629 | 1661767.5788 | 20.97%
|  | 2021 | 11193.12 | 15992.41 | 62.37% | 18260669.57 | 35508496.13 | 1425561.505 | 23.13%
|  | 2022 | 13060.28 | 18017.71 | 60.59% | 22190926.39 | 39452367.5746 | 2056956.8249 | 25.79%
|  | 2023 | 15309.45 | 20394.11 | 80.98% | 25853848.61 | 41401271.1642 | 2051297.3881 | 28.28%
| ERCOT | 2012 | 31.4 | 75.6 | 0.1608% | 44888.93 | 123470 | 0 | 0.05185%
|  | 2013 | 43.63 | 126.3 | 0.2527% | 65832.5 | 163089.5584 | 269.0673 | 0.06911%
|  | 2014 | 105.58 | 170.3 | 0.4152% | 155498.9 | 287212.5408 | 201.1407 | 0.1302%
|  | 2015 | 136.87 | 303.76 | 0.6306% | 207839.03 | 396327.885 | 545.8859 | 0.1739%
|  | 2016 | 209.82 | 579.26 | 1.11% | 306376.1 | 708722.0582 | 1809.6584 | 0.289%
|  | 2017 | 272.04 | 1248.51 | 2.187% | 419177.26 | 2156125.4228 | 40794.6695 | 0.7313%
|  | 2018 | 412.95 | 1907.11 | 3.158% | 622628 | 3128987.1887 | 268710.6158 | 1.066%
|  | 2019 | 583.29 | 2406.51 | 3.996% | 870841.25 | 4244535.4302 | 266639.9421 | 1.398%
|  | 2020 | 938.65 | 4901.91 | 7.853% | 1372067.32 | 8057520.1858 | 612123.3319 | 2.62%
|  | 2021 | 1305.63 | 8859.15 | 13.79% | 1941575.76 | 15709600.9592 | 1828765.5594 | 4.934%
|  | 2022 | 1754.88 | 11365.95 | 16.37% | 2485607.46 | 23560820.8639 | 2896211.7477 | 6.691%
|  | 2023 | 2408.4 | 15419.95 | 20.85% | 3599866.82 | 28258749.1931 | 2500125.3489 | 7.665%
| SPP | 2012 | 6.56 | 0 | 0.0139% | 8649.19 | 122335.095 | 0 | 0.05731%
|  | 2013 | 22.21 | 52.96 | 0.1659% | 26600.53 | 124037.9654 | 0 | 0.06523%
|  | 2014 | 61.18 | 60.66 | 0.2694% | 84645.33 | 130009.228 | 0 | 0.09158%
|  | 2015 | 66.35 | 69.96 | 0.2986% | 102429.68 | 134347.7587 | 0 | 0.09974%
|  | 2016 | 87.98 | 253.66 | 0.6795% | 137049.29 | 193257.8359 | 0 | 0.1281%
|  | 2017 | 114.05 | 307.44 | 0.8363% | 176692.2 | 615163.7616 | 0 | 0.309%
|  | 2018 | 148.91 | 328.14 | 0.9693% | 228260.42 | 739048.3135 | 0 | 0.3559%
|  | 2019 | 200.92 | 351.64 | 1.091% | 296778.44 | 705103.2491 | 0 | 0.37%
|  | 2020 | 249.22 | 390.54 | 1.312% | 398051.01 | 829373.0666 | 0 | 0.4667%
|  | 2021 | 349.86 | 414.64 | 1.509% | 517190.28 | 912180.469 | 0 | 0.5322%
|  | 2022 | 484.21 | 433.94 | 1.734% | 701725.1 | 907589.6769 | 0 | 0.5676%
|  | 2023 | 711.6 | 582.24 | 2.319% | 1046730.71 | 1009228.6589 | 0 | 0.7306%
| MISO | 2012 | 35.85 | 10.8 | 0.04741% | 44040.24 | 7810.7943 | 0 | 0.01014%
|  | 2013 | 59.16 | 56.3 | 0.1208% | 71933 | 40446.8948 | 0 | 0.02178%
|  | 2014 | 215.65 | 100.31 | 0.2751% | 278673.24 | 113150.2341 | 0 | 0.05713%
|  | 2015 | 271.81 | 142.41 | 0.3451% | 381430.52 | 169569.2278 | 0 | 0.08145%
|  | 2016 | 333.62 | 438.61 | 0.6395% | 479573.9 | 263744.5461 | 0 | 0.11%
|  | 2017 | 454.37 | 847.6 | 1.083% | 614205.89 | 980465.9524 | 0 | 0.2397%
|  | 2018 | 579.79 | 1205.62 | 1.472% | 818357.72 | 1800714.0151 | 0 | 0.3779%
|  | 2019 | 786.39 | 1429.62 | 1.827% | 1033830.01 | 2024496.5558 | 0 | 0.4508%
|  | 2020 | 1058.35 | 2057.42 | 2.665% | 1394099.52 | 2658234.2412 | 0 | 0.6216%
|  | 2021 | 1400.85 | 3221.52 | 3.873% | 1896581.08 | 4212047.2532 | 0 | 0.9089%
|  | 2022 | 1758.8 | 4539.52 | 5.186% | 2404480.54 | 6699994.1752 | 0 | 1.328%
|  | 2023 | 2235.01 | 7181.32 | 7.541% | 3107297.52 | 9103890.0336 | 0 | 1.816%
| PJM | 2012 | 1009.1 | 476.67 | 0.9627% | 1189114.96 | 561060.0694 | 0 | 0.2238%
|  | 2013 | 1296.03 | 607.47 | 1.209% | 1672611.61 | 837008.6614 | 0 | 0.3165%
|  | 2014 | 1467.09 | 770.53 | 1.579% | 2165773.26 | 966630.3046 | 0 | 0.3917%
|  | 2015 | 1750.88 | 1142.43 | 2.014% | 2357187.98 | 1313512.8599 | 0 | 0.4617%
|  | 2016 | 2022.12 | 1634.36 | 2.403% | 2562752.82 | 2172791.9079 | 0 | 0.5958%
|  | 2017 | 2520.2 | 2248.25 | 3.27% | 3234425.09 | 2908516.0215 | 0 | 0.79%
|  | 2018 | 2913.07 | 2722.35 | 3.729% | 3768780.47 | 3869516.5583 | 0 | 0.9411%
|  | 2019 | 3460.92 | 3323.37 | 4.465% | 4446073.12 | 4907519.7842 | 0 | 1.178%
|  | 2020 | 4056.71 | 4649.72 | 6.007% | 5189919.92 | 6112769.8592 | 0 | 1.48%
|  | 2021 | 4664.91 | 6434.92 | 7.444% | 5971523.54 | 9947091.8677 | 0 | 2.012%
|  | 2022 | 5432.49 | 7404.82 | 8.668% | 7279487.1 | 12443511.2933 | 0 | 2.45%
|  | 2023 | 6299.16 | 9603.02 | 10.8% | 8598544.3 | 14559613.8951 | 0 | 2.966%
| NYISO | 2012 | 106.73 | 43.5 | 0.4631% | 121241.5 | 59784.2227 | 0 | 0.1112%
|  | 2013 | 164.96 | 47.1 | 0.6245% | 190914.75 | 66921.2679 | 0 | 0.1575%
|  | 2014 | 321.59 | 57.8 | 1.274% | 350159.19 | 75311.1717 | 0 | 0.2653%
|  | 2015 | 536.74 | 83.3 | 1.991% | 588516.52 | 98617.7413 | 0 | 0.4237%
|  | 2016 | 727.84 | 120.5 | 2.645% | 873428.91 | 151533.0116 | 0 | 0.6341%
|  | 2017 | 983.54 | 167.4 | 3.875% | 1181575.57 | 187570.2039 | 0 | 0.8691%
|  | 2018 | 1227.1 | 307.3 | 4.816% | 1496725.1 | 325706.6948 | 0 | 1.121%
|  | 2019 | 1515.29 | 539.3 | 6.759% | 1852105.73 | 557705.3532 | 0 | 1.528%
|  | 2020 | 1811.61 | 756 | 8.374% | 2290435.34 | 970735.3897 | 0 | 2.139%
|  | 2021 | 2207.92 | 1070.9 | 10.6% | 2702377.67 | 1399787.3875 | 0 | 2.652%
|  | 2022 | 2637.93 | 1337.52 | 13.03% | 3471254.98 | 2081068.3259 | 0 | 3.556%
|  | 2023 | 2985.93 | 1522.22 | 14.92% | 3972846.39 | 2439936.1678 | 0 | 4.246%
| ISO-NE | 2012 | 196.69 | 75.3 | 1.064% | 200053.33 | 54711.4907 | 0 | 0.202%
|  | 2013 | 396 | 206.9 | 2.24% | 424749.08 | 153959.1811 | 0 | 0.4534%
|  | 2014 | 701.35 | 382.15 | 4.498% | 823192.49 | 424378.3875 | 0 | 0.99%
|  | 2015 | 1034.03 | 450.95 | 6.174% | 1171252.62 | 609407.3899 | 0 | 1.411%
|  | 2016 | 1344.11 | 612.16 | 7.781% | 1705874.88 | 763146.8127 | 0 | 1.991%
|  | 2017 | 1791.72 | 868.96 | 11.32% | 2216909.46 | 1017783.5159 | 0 | 2.67%
|  | 2018 | 2308.98 | 1083.25 | 13.28% | 2972212.61 | 1348927.7236 | 0 | 3.475%
|  | 2019 | 2563.57 | 1309.43 | 16.18% | 3255324.47 | 1744577.1496 | 0 | 4.156%
|  | 2020 | 2893.37 | 1554.73 | 18% | 3776045.52 | 2124044.8303 | 0 | 4.975%
|  | 2021 | 3345.95 | 2036.53 | 21.29% | 4297958.55 | 2538215.4437 | 0 | 5.65%
|  | 2022 | 4318.42 | 2288.13 | 27.03% | 5791348.76 | 3499675.0437 | 0 | 7.576%
|  | 2023 | 5048.01 | 2493.53 | 31.94% | 6662635.75 | 3573672.6928 | 0 | 8.579%
Region | BA | Date | Capacity (GWAC) |  |  | Generation (TWh)
|  |  | DPV | Utility-Scale | Penetration (right axis) | DPV | Utility-Scale | Curtailment | Penetration (right axis)
West | AZPS | 2012 | 186.22 | 158.2 | 4.654% | 299650.3 | 240096.9035 | 0 | 1.685%
|  | 2013 | 287.24 | 619.84 | 12.74% | 484852.13 | 697968.885 | 0 | 3.725%
|  | 2014 | 381.5 | 656.96 | 14.45% | 682815 | 1590755.2016 | 0 | 7.193%
|  | 2015 | 453.68 | 679.36 | 15.48% | 808346.03 | 1657817.5917 | 0 | 7.663%
|  | 2016 | 549.26 | 679.36 | 16.89% | 1010155.26 | 1686497.8038 | 0 | 8.514%
|  | 2017 | 651.83 | 719.36 | 18.62% | 1154434.71 | 1758389.484 | 0 | 9.301%
|  | 2018 | 788.33 | 725.96 | 20.86% | 1427082.67 | 1745468.7553 | 0 | 10.11%
|  | 2019 | 946.03 | 727.76 | 23.82% | 1697240.67 | 1764731.6124 | 0 | 11.07%
|  | 2020 | 1088.19 | 727.76 | 23.91% | 1921951.86 | 1778155.0949 | 0 | 11.34%
|  | 2021 | 1254.2 | 727.76 | 26.08% | 2157188.88 | 1688314.5075 | 0 | 11.66%
|  | 2022 | 1330.18 | 727.76 | 27.25% | 2516221.21 | 1681151.7274 | 0 | 12.16%
|  | 2023 | 1443.49 | 787.76 | 26.96% | 2791749.9 | 1683133.3627 | 0 | 12.32%
| BPAT | 2012 | 51.59 | 4.4 | 0.6151% | 78163.3 | 615.4443 | 0 | 0.1449%
|  | 2013 | 71.34 | 4.4 | 0.717% | 108464.3 | 10371.2859 | 0 | 0.2156%
|  | 2014 | 99.28 | 4.4 | 0.9783% | 156591.37 | 10358.0544 | 0 | 0.3026%
|  | 2015 | 137.1 | 4.4 | 1.484% | 202696.94 | 10185.7634 | 0 | 0.3921%
|  | 2016 | 186.1 | 4.4 | 1.971% | 280842.11 | 10208.745 | 0 | 0.5365%
|  | 2017 | 235.78 | 4.4 | 2.204% | 363648.12 | 9816.4243 | 0 | 0.6576%
|  | 2018 | 287.35 | 4.4 | 2.884% | 449087.13 | 10290.3948 | 0 | 0.8219%
|  | 2019 | 337.76 | 14.8 | 3.449% | 533856.62 | 10995.5472 | 0 | 0.9646%
|  | 2020 | 389.52 | 87.9 | 5.1% | 615156.51 | 140921.511 | 0 | 1.36%
|  | 2021 | 458.28 | 87.9 | 5.453% | 709508.52 | 239116.3238 | 0 | 1.675%
|  | 2022 | 554.04 | 137.9 | 6.294% | 875650.9 | 338974.5636 | 0 | 2.09%
|  | 2023 | 661.48 | 137.9 | 7.527% | 1042811.84 | 327860.6134 | 0 | 2.361%
| IPCO | 2012 | 0.08 | 0 | 0.00223% | 135.82 | 0 | 0 | 0.0007953%
|  | 2013 | 0.09 | 0 | 0.002385% | 142.09 | 0 | 0 | 0.0008066%
|  | 2014 | 2.13 | 0 | 0.06% | 3027.93 | 0 | 0 | 0.01783%
|  | 2015 | 4.09 | 0 | 0.1086% | 5455.63 | 0 | 0 | 0.03188%
|  | 2016 | 6.68 | 169.5 | 4.818% | 9039.99 | 27537.4977 | 0 | 0.2132%
|  | 2017 | 11.84 | 289.5 | 7.917% | 14455.66 | 601750.858 | 0 | 3.494%
|  | 2018 | 22.58 | 289.5 | 8.289% | 28633.46 | 676513.5355 | 0 | 3.965%
|  | 2019 | 37.05 | 291.5 | 9.347% | 48773.68 | 684642.734 | 0 | 4.178%
|  | 2020 | 51.74 | 318.3 | 9.577% | 74023.09 | 758279.9926 | 0 | 4.744%
|  | 2021 | 78.9 | 318.3 | 9.766% | 104401.25 | 769216.8026 | 0 | 4.782%
|  | 2022 | 107.9 | 438.3 | 14.04% | 154080.43 | 749395.1976 | 0 | 4.762%
|  | 2023 | 135.05 | 478.3 | 15.6% | 204990.68 | 1032980.7686 | 0 | 6.696%
| LDWP | 2012 | 59.55 | 17.1 | 1.326% | 93192.11 | 22551.0068 | 0 | 0.4255%
|  | 2013 | 103.71 | 30.1 | 2.283% | 162224.46 | 54941.0908 | 0 | 0.8125%
|  | 2014 | 113.7 | 34.6 | 2.338% | 186963.22 | 62893.7587 | 0 | 0.9081%
|  | 2015 | 156 | 295.9 | 6.576% | 240570.97 | 615308.8432 | 0 | 2.935%
|  | 2016 | 210.31 | 728.2 | 14.02% | 329208.74 | 900014.3141 | 0 | 4.254%
|  | 2017 | 264.71 | 878.2 | 16.11% | 424210.03 | 1932130.7614 | 0 | 8.048%
|  | 2018 | 314.77 | 883.8 | 17.53% | 516746.02 | 2240891.3931 | 0 | 9.756%
|  | 2019 | 366.03 | 974.7 | 21.58% | 606460.25 | 2342323.3162 | 0 | 10.79%
|  | 2020 | 421.86 | 985.7 | 22.39% | 696291.82 | 2549952.8795 | 0 | 12.01%
|  | 2021 | 486.66 | 990.1 | 26.72% | 793942.16 | 2555990.5718 | 0 | 12.65%
|  | 2022 | 567.84 | 994.8 | 25.33% | 964822.89 | 2612926.9239 | 0 | 13.34%
|  | 2023 | 665.63 | 1001.7 | 30.26% | 1124080.37 | 2358123.3652 | 0 | 14.28%
| NEVP | 2012 | 36.05 | 175.3 | 2.594% | 63140.16 | 315659.0264 | 0 | 1.018%
|  | 2013 | 43.52 | 208.6 | 3.093% | 76250.5 | 423673.8788 | 0 | 1.383%
|  | 2014 | 59.06 | 246.09 | 3.926% | 103524.74 | 535558.5902 | 0 | 1.767%
|  | 2015 | 151.41 | 394.49 | 6.685% | 186237.19 | 619404.8084 | 0 | 2.195%
|  | 2016 | 209.53 | 761.39 | 11.39% | 372148.41 | 1033828.7394 | 0 | 3.82%
|  | 2017 | 227.3 | 1078.53 | 15.42% | 412005.82 | 2419373.9752 | 0 | 7.582%
|  | 2018 | 301.55 | 1101.63 | 16.31% | 496071.72 | 2795977.2987 | 0 | 8.576%
|  | 2019 | 413.75 | 1418.93 | 22.1% | 680498.05 | 3051008.2637 | 0 | 9.84%
|  | 2020 | 516.95 | 1573.53 | 24.15% | 872340.55 | 3581095.004 | 0 | 11.57%
|  | 2021 | 637.2 | 2024.53 | 28.45% | 1070628.05 | 4614311.0284 | 0 | 14.29%
|  | 2022 | 775.6 | 2336.23 | 34.69% | 1384963.94 | 5786643.3779 | 0 | 17.54%
|  | 2023 | 957.66 | 2932.03 | 42.06% | 1690148.83 | 6329340.5346 | 0 | 19.95%
| PACE | 2012 | 21.38 | 1.3 | 0.2307% | 26262.46 | 1619 | 0 | 0.04698%
|  | 2013 | 28.4 | 1.3 | 0.2827% | 37813.31 | 2100 | 0 | 0.06588%
|  | 2014 | 58.26 | 1.3 | 0.5775% | 78929.59 | 2235 | 0 | 0.1352%
|  | 2015 | 88 | 166.4 | 2.031% | 113614.27 | 21969.2829 | 0 | 0.1932%
|  | 2016 | 175.09 | 855.88 | 8.522% | 225224.6 | 1016784.0314 | 0 | 1.771%
|  | 2017 | 258.67 | 855.88 | 9.062% | 377892.78 | 2211105 | 0 | 3.615%
|  | 2018 | 316.56 | 937.88 | 10.03% | 497615.29 | 2208132.1431 | 0 | 3.762%
|  | 2019 | 367.06 | 995.48 | 14.02% | 582946.36 | 2350267.2526 | 0 | 6.718%
|  | 2020 | 431.97 | 1274.48 | 19.87% | 690921.18 | 2632535.3709 | 0 | 6.944%
|  | 2021 | 527.57 | 1538.58 | 22.83% | 833983.32 | 3473123.9411 | 0 | 8.561%
|  | 2022 | 645.48 | 1620.08 | 23.86% | 1005649.17 | 3978090.8868 | 0 | 9.654%
|  | 2023 | 750.47 | 1704.58 | 27.46% | 1201743.77 | 4096861.418 | 0 | 10.2%
| PACW | 2012 | 0 | 2 | 0.05163% | 0 | 256.416 | 0 | 0.001244%
|  | 2013 | 0 | 2 | 0.05163% | 0 | 4795.5803 | 0 | 0.02317%
|  | 2014 | 0 | 4.9 | 0.1265% | 0 | 8932.556 | 0 | 0.04315%
|  | 2015 | 0 | 11.3 | 0.2917% | 0 | 10497.4268 | 0 | 0.05071%
|  | 2016 | 0 | 42 | 1.084% | 0 | 28454.6611 | 0 | 0.1379%
|  | 2017 | 0 | 148.7 | 3.838% | 0 | 103866.6271 | 0 | 0.5018%
|  | 2018 | 0 | 220.6 | 5.694% | 0 | 416876.8521 | 0 | 2.014%
|  | 2019 | 0 | 283.5 | 7.318% | 0 | 531404.2009 | 0 | 2.567%
|  | 2020 | 0 | 293.5 | 7.926% | 0 | 693435.2392 | 0 | 3.382%
|  | 2021 | 0 | 415.6 | 10.08% | 0 | 936366.5899 | 0 | 4.357%
|  | 2022 | 0 | 415.6 | 10.46% | 0 | 949385.749 | 0 | 4.41%
|  | 2023 | 0 | 415.6 | 10.43% | 0 | 853462.6909 | 0 | 4.073%
| PNM | 2012 | 18.61 | 18 | 1.816% | 31010.12 | 36546.2207 | 0 | 0.6119%
|  | 2013 | 30.58 | 54.5 | 4.077% | 49396.69 | 68125.4575 | 0 | 1.079%
|  | 2014 | 47.87 | 62.08 | 5.584% | 89763.98 | 126156.1433 | 0 | 2.049%
|  | 2015 | 58.47 | 122.6 | 9.224% | 108241.65 | 177725.6862 | 0 | 2.731%
|  | 2016 | 69.58 | 122.6 | 9.628% | 123910.03 | 286651.9911 | 0 | 3.978%
|  | 2017 | 94.05 | 162.6 | 13.37% | 165484.85 | 351406.131 | 0 | 5.366%
|  | 2018 | 111.19 | 196.6 | 15.74% | 205354.57 | 465853.4934 | 0 | 6.821%
|  | 2019 | 139.78 | 306.3 | 17.24% | 249527.66 | 508926.444 | 0 | 5.445%
|  | 2020 | 169.36 | 368.4 | 20.59% | 299467.49 | 838322.4921 | 0 | 8.144%
|  | 2021 | 212.45 | 368.4 | 15.66% | 374618.31 | 903830.6185 | 0 | 8.9%
|  | 2022 | 253.85 | 485.4 | 26.52% | 474363.8 | 1052033.6518 | 0 | 10.34%
|  | 2023 | 304.46 | 595.2 | 32.12% | 568340.68 | 1300649.6264 | 0 | 12.33%
| PSCO | 2012 | 142.44 | 101.2 | 2.837% | 220091.6 | 218999.6086 | 0 | 0.9834%
|  | 2013 | 184.25 | 102.2 | 3.399% | 283518.81 | 227749.8901 | 0 | 1.144%
|  | 2014 | 195.61 | 106.9 | 3.756% | 325033.64 | 231666.4886 | 0 | 1.303%
|  | 2015 | 225.63 | 162.8 | 4.527% | 352100.53 | 222485.9283 | 0 | 1.218%
|  | 2016 | 250.18 | 372.23 | 6.868% | 410300.63 | 480782.6865 | 0 | 1.877%
|  | 2017 | 287.98 | 408.63 | 7.589% | 466960.08 | 862386.5847 | 0 | 2.798%
|  | 2018 | 303.88 | 472.13 | 8.337% | 501635.76 | 1028302.5795 | 0 | 3.168%
|  | 2019 | 313.21 | 506.13 | 8.499% | 513082.9 | 1122376.1988 | 0 | 3.383%
|  | 2020 | 364.84 | 517.93 | 9.291% | 560548.46 | 1156056.5773 | 0 | 3.504%
|  | 2021 | 606.51 | 889.83 | 15.03% | 887176.74 | 1331625.8046 | 0 | 4.431%
|  | 2022 | 716.08 | 1097.63 | 19.83% | 1138442.48 | 2020263.4534 | 0 | 6.668%
|  | 2023 | 900.76 | 1935.63 | 14.66% | 1413158.75 | 3185701.7666 | 0 | 10.36%
| WACM | 2012 | 9.13 | 40.14 | 0.6278% | 14116.47 | 83820.433 | 0 | 0.2087%
|  | 2013 | 13.91 | 40.14 | 0.6622% | 21412.73 | 87088.2626 | 0 | 0.212%
|  | 2014 | 17.74 | 40.14 | 0.6996% | 29355.65 | 84206.0785 | 0 | 0.2214%
|  | 2015 | 25.9 | 50.14 | 0.9226% | 40368.72 | 83988.4826 | 0 | 0.2403%
|  | 2016 | 31.95 | 68.64 | 1.206% | 52276.27 | 115412.762 | 0 | 0.3282%
|  | 2017 | 41 | 74.94 | 1.356% | 66104.03 | 158100.7128 | 0 | 0.43%
|  | 2018 | 57.26 | 81.94 | 1.566% | 93689.17 | 171699.1371 | 0 | 0.4901%
|  | 2019 | 78.79 | 127.04 | 2.145% | 128232.35 | 187648.34 | 0 | 1.402%
|  | 2020 | 95.89 | 194.64 | 4.587% | 147766.29 | 409555.7228 | 0 | 2.754%
|  | 2021 | 122.14 | 201.64 | 6.024% | 178896.72 | 474476.1598 | 0 | 3.139%
|  | 2022 | 155.15 | 237.34 | 4.364% | 245610.04 | 519678.2883 | 0 | 2.892%
|  | 2023 | 194.14 | 246.34 | 3.466% | 305200.12 | 571744.6503 | 0 | 2.707%
Southeast | CPLE | 2012 | 31.38 | 84.2 | 0.8547% | 49147.77 | 82524.48 | 0 | 0.1981%
|  | 2013 | 26.98 | 200.6 | 1.779% | 39015.04 | 205756.7815 | 0 | 0.3641%
|  | 2014 | 31.45 | 377.3 | 2.875% | 39944.53 | 447299.1938 | 0 | 0.7259%
|  | 2015 | 29.2 | 663.3 | 4.448% | 36437.23 | 760564.3743 | 0 | 1.199%
|  | 2016 | 51.39 | 965.06 | 7.644% | 77742.98 | 1340763.0855 | 0 | 2.119%
|  | 2017 | 64.87 | 1532.34 | 10.99% | 101037.98 | 2191621.9421 | 0 | 3.485%
|  | 2018 | 86.04 | 1913.84 | 12.89% | 125982.4 | 2997064.5506 | 0 | 4.542%
|  | 2019 | 104.25 | 2143.94 | 17.75% | 154769.27 | 3612246.575 | 0 | 6.095%
|  | 2020 | 132.92 | 2226.06 | 18.92% | 198707.43 | 3858060.6261 | 0 | 6.789%
|  | 2021 | 174.06 | 2490.86 | 21.81% | 257337.61 | 4228188.669 | 0 | 7.293%
|  | 2022 | 223.77 | 2603.76 | 22.08% | 332924.94 | 4777190.9118 | 0 | 8.227%
|  | 2023 | 272.1 | 2905.26 | 25.9% | 418250.2 | 5292811.1759 | 0 | 9.581%
| DUK | 2012 | 6.75 | 31 | 0.1939% | 10545.41 | 35136.566 | 0 | 0.04694%
|  | 2013 | 23.13 | 134.1 | 0.8621% | 33383.18 | 114908.8838 | 0 | 0.1503%
|  | 2014 | 27.03 | 246.5 | 1.315% | 34394.47 | 289539.2812 | 0 | 0.3176%
|  | 2015 | 40.62 | 626.26 | 3.16% | 50688.38 | 486968.8505 | 0 | 0.5221%
|  | 2016 | 79.33 | 934.36 | 4.904% | 104925.31 | 1321912.8415 | 0 | 1.358%
|  | 2017 | 111.96 | 1149.26 | 6.268% | 152928.38 | 1898148.4617 | 0 | 2.001%
|  | 2018 | 156.76 | 1295.46 | 6.717% | 215962.25 | 2182143.4882 | 0 | 2.212%
|  | 2019 | 194.36 | 1330.36 | 7.403% | 283442.2 | 2331031.6867 | 0 | 2.448%
|  | 2020 | 237.23 | 1466.06 | 8.356% | 346513.15 | 2291235.7661 | 0 | 2.599%
|  | 2021 | 281.99 | 1737.66 | 9.944% | 411617.39 | 2750351.8383 | 0 | 3.011%
|  | 2022 | 344.41 | 1935.26 | 10.72% | 515821.78 | 3383581.2967 | 0 | 3.604%
|  | 2023 | 408.73 | 2011.06 | 11.45% | 627406.09 | 3545665.1765 | 0 | 3.967%
| FPC | 2012 | 8.94 | 0 | 0.1109% | 12531.05 | 25590.4083 | 0 | 0.09746%
|  | 2013 | 13.02 | 0 | 0.1576% | 18913.15 | 25247.0059 | 0 | 0.1134%
|  | 2014 | 17.45 | 0 | 0.2066% | 27364 | 24622.4064 | 0 | 0.1309%
|  | 2015 | 27.34 | 17.4 | 0.5273% | 40568.73 | 25201.1571 | 0 | 0.1608%
|  | 2016 | 34.5 | 32.7 | 0.7623% | 53270.95 | 45397.373 | 0 | 0.2491%
|  | 2017 | 55.78 | 43.4 | 1.159% | 84862.14 | 58779.6202 | 0 | 0.3539%
|  | 2018 | 78.87 | 177.56 | 2.751% | 120232.97 | 89046.1613 | 0 | 0.5006%
|  | 2019 | 167.28 | 297.46 | 3.687% | 234090.92 | 401339.9034 | 0 | 1.163%
|  | 2020 | 287.52 | 446.86 | 6.356% | 413430.57 | 921088.2868 | 0 | 2.41%
|  | 2021 | 415.5 | 671.16 | 9.409% | 596750.95 | 1301288.723 | 0 | 3.439%
|  | 2022 | 599.47 | 970.76 | 13.18% | 864423.29 | 1839437.0024 | 0 | 4.701%
|  | 2023 | 870.69 | 1271.36 | 17.06% | 1274523.04 | 2278923.0751 | 0 | 6.114%
| FPL | 2012 | 14.53 | 0 | 0.06789% | 20362.96 | 70556 | 0 | 0.08223%
|  | 2013 | 23.68 | 0 | 0.1098% | 34387.55 | 67996 | 0 | 0.09179%
|  | 2014 | 32.62 | 0 | 0.1426% | 51158.78 | 64972 | 0 | 0.1004%
|  | 2015 | 44.17 | 36 | 0.3508% | 65534.1 | 68085.1502 | 0 | 0.1093%
|  | 2016 | 53.08 | 262.2 | 1.329% | 81955.3 | 73155.2822 | 0 | 0.1281%
|  | 2017 | 71.16 | 262.2 | 1.434% | 108272.39 | 567407.6311 | 0 | 0.5621%
|  | 2018 | 98.59 | 858.2 | 4.146% | 150291.22 | 1765290.167 | 0 | 1.571%
|  | 2019 | 152.52 | 1156.2 | 5.237% | 213435.84 | 2365162.599 | 0 | 2.008%
|  | 2020 | 225.35 | 2273.7 | 9.862% | 324040.18 | 3630467.2067 | 0 | 3.034%
|  | 2021 | 344.27 | 2944.2 | 10.58% | 494450.79 | 5468374.8097 | 0 | 4.614%
|  | 2022 | 670 | 3391.2 | 12.43% | 966120.15 | 6883828.3115 | 0 | 5.657%
|  | 2023 | 973.13 | 4583.2 | 7.696% | 1424466.93 | 9086385.5267 | 0 | 7.304%
| SCEG | 2012 | 0.07 | 0 | 0.00147% | 88.65 | 0 | 0 | 0.0003744%
|  | 2013 | 0.16 | 0 | 0.003498% | 186.42 | 0 | 0 | 0.0007917%
|  | 2014 | 0.88 | 0 | 0.01813% | 1155.16 | 0 | 0 | 0.00471%
|  | 2015 | 2.18 | 0 | 0.04386% | 2730.06 | 0 | 0 | 0.0112%
|  | 2016 | 22.15 | 6.8 | 0.6022% | 16899.56 | 10.9687 | 0 | 0.06862%
|  | 2017 | 51.95 | 238.62 | 6.181% | 57880.08 | 58006.7622 | 0 | 0.4796%
|  | 2018 | 76.02 | 315.4 | 8.23% | 97079.67 | 572986.1079 | 0 | 2.68%
|  | 2019 | 90.25 | 576.3 | 13.95% | 128147.96 | 874744.2013 | 0 | 4.061%
|  | 2020 | 100.35 | 903.57 | 21.57% | 140951.16 | 1777585.9875 | 0 | 7.935%
|  | 2021 | 113.85 | 903.57 | 21.89% | 162560.12 | 2119365.7805 | 0 | 9.307%
|  | 2022 | 130.35 | 978.47 | 19.04% | 197770.06 | 2268301.7217 | 0 | 9.861%
|  | 2023 | 147.2 | 978.47 | 23.12% | 225304.44 | 1928756.9255 | 0 | 9.087%
| SOCO | 2012 | 18.58 | 2 | 0.04892% | 25277.12 | 2018.4235 | 0 | 0.01284%
|  | 2013 | 22.94 | 60.85 | 0.2123% | 35472.17 | 9615.157 | 0 | 0.02122%
|  | 2014 | 61.74 | 70.95 | 0.2893% | 104471.35 | 123056.1295 | 0 | 0.09807%
|  | 2015 | 110.21 | 228.18 | 0.756% | 149097.91 | 140281.4108 | 0 | 0.1254%
|  | 2016 | 113.56 | 957.9 | 2.473% | 192702.44 | 795584.2339 | 0 | 0.4287%
|  | 2017 | 154.71 | 1296.4 | 3.438% | 232172.89 | 2112134.5657 | 0 | 1.049%
|  | 2018 | 179.95 | 1338.36 | 3.47% | 289837.02 | 2741714.4384 | 0 | 1.304%
|  | 2019 | 203.94 | 1833.86 | 4.477% | 335164 | 2712428.9646 | 0 | 1.279%
|  | 2020 | 263.04 | 2639.56 | 6.534% | 416857.63 | 4438240.3587 | 0 | 2.131%
|  | 2021 | 343.42 | 3585.36 | 8.717% | 530000.92 | 5556699.8481 | 0 | 2.607%
|  | 2022 | 254.6 | 4215.76 | 9.299% | 407970.69 | 8170827.8988 | 0 | 3.555%
|  | 2023 | 334.18 | 4880.76 | 11.45% | 540555.49 | 9166139.8398 | 0 | 4.221%
| TEC | 2012 | 3.35 | 6.8 | 0.2608% | 4699.14 | 6877.3766 | 0 | 0.06013%
|  | 2013 | 6.51 | 6.8 | 0.3437% | 9456.58 | 13021.3485 | 0 | 0.1171%
|  | 2014 | 7.59 | 6.8 | 0.355% | 11897.39 | 12835.3232 | 0 | 0.1279%
|  | 2015 | 9.47 | 8.4 | 0.4453% | 14043.02 | 12705.2067 | 0 | 0.1329%
|  | 2016 | 10.62 | 9.8 | 0.4925% | 16391.06 | 16287.7588 | 0 | 0.162%
|  | 2017 | 17.31 | 28.8 | 1.121% | 26336.53 | 55763.5802 | 0 | 0.4041%
|  | 2018 | 28.17 | 173.5 | 4.987% | 42940.35 | 128955.0331 | 0 | 0.8312%
|  | 2019 | 49.2 | 451.2 | 11.34% | 68850.27 | 905899.3943 | 0 | 4.538%
|  | 2020 | 85.48 | 600.2 | 15.73% | 122911.79 | 1230617.9529 | 0 | 6.318%
|  | 2021 | 118.71 | 734.7 | 19.03% | 170500.27 | 1465545.4388 | 0 | 7.715%
|  | 2022 | 193.95 | 1027.8 | 27.3% | 279666.36 | 1940759.8665 | 0 | 9.89%
|  | 2023 | 281.69 | 1257.3 | 32.51% | 412345.69 | 1721567.7086 | 0 | 9.407%
| TVA | 2012 | 0 | 11.8 | 0.03314% | 0 | 5883.8952 | 0 | 0.003129%
|  | 2013 | 0 | 11.8 | 0.03569% | 0 | 20394 | 0 | 0.01132%
|  | 2014 | 0 | 43.48 | 0.1207% | 0 | 25824.1912 | 0 | 0.01428%
|  | 2015 | 0 | 43.48 | 0.1223% | 0 | 76147 | 0 | 0.0427%
|  | 2016 | 0 | 146.68 | 0.4291% | 0 | 109741.0452 | 0 | 0.06016%
|  | 2017 | 0 | 175.68 | 0.5125% | 0 | 237329.019 | 0 | 0.1349%
|  | 2018 | 0 | 280.48 | 0.7802% | 0 | 336803.3725 | 0 | 0.1816%
|  | 2019 | 0 | 289.68 | 0.9797% | 0 | 525927.1848 | 0 | 0.3345%
|  | 2020 | 0 | 291.18 | 1.007% | 0 | 514731.1102 | 0 | 0.3366%
|  | 2021 | 0 | 527.18 | 1.738% | 0 | 675245.8218 | 0 | 0.4519%
|  | 2022 | 0 | 697.88 | 2.088% | 0 | 1365304.1836 | 0 | 0.8269%
|  | 2023 | 0 | 916.98 | 2.879% | 0 | 1653065.5871 | 0 | 1.046%

## PV Capacity by Region
Annual and cumulative utility-scale PV capacity by region
Sources: Berkeley Lab: Capacity Information, NREL: Long-Term Annual Average Solar Resource
| Annual Capacity Additions (MWAC) | [11 empty] | State-level Statistics (MWAC)
Solar COD | AK | CAISO | ERCOT | HI | ISO-NE | MISO | NYISO | PJM | SPP | Southeast (non-ISO) | West (non-ISO) | Total | State | Cumulative Capacity | 2023 Annual Capacity | 2023 Annual New Project Count
2007 | [10 empty] | 18.9 | 18.9 | CA | 18081.1 | 2566.9 | 24
2008 |  | 10 | [9 empty] | 10 | TX | 15664.17 | 4340.1 | 21
2009 |  | 21 | [7 empty] | 25 |  | 46 | FL | 7738.56 | 1803.1 | 26
2010 |  | 48 | 13.9 |  |  |  |  | 23.43 |  | 40.1 | 49.64 | 175.07 | GA | 3960.77 | 462 | 7
2011 |  | 95 | 30 |  |  |  | 31.5 | 73.58 | 49.86 | 5.5 | 200.71 | 486.15 | NC | 3892.34 | 459.4 | 9
2012 |  | 425.42 | 30.4 | 5.76 |  |  |  | 107.4 |  | 40.1 | 352.06 | 961.14 | NV | 3867.63 | 654.3 | 7
2013 |  | 900.1 | 50.7 |  |  | 38.8 |  | 17.3 |  | 43.65 | 290.8 | 1341.35 | VA | 3581.81 | 756.51 | 15
2014 |  | 2676.44 | 39.6 | 12 | 20.25 | 16.71 |  | 102.45 |  | 61.68 | 254.95 | 3184.08 | AZ | 3216.68 | 645.58 | 6
2015 |  | 1337.16 | 130.26 | 22.2 |  | 20.4 |  | 246.15 |  | 415.1 | 714.21 | 2885.48 | CO | 1818.93 | 712.3 | 5
2016 |  | 3102.19 | 269.5 | 6.5 | 26.61 | 110.6 | 9.5 | 368.79 | 165 | 1332.89 | 2048.68 | 7440.26 | UT | 1571.56 | 84.5 | 2
2017 |  | 528.89 | 660.75 | 45.6 | 27.2 | 273.29 | 15 | 472.79 | 18.68 | 1200.7 | 849.34 | 4092.24 | WI | 1549 | 849.5 | 15
2018 |  | 835.8 | 646 | 20 | 64.59 | 111.62 | 32.6 | 360.9 | 18.4 | 1377.3 | 494.9 | 3962.12 | SC | 1416.96 | 212.47 | 4
2019 |  | 978.8 | 497.7 | 129.35 | 110.48 | 13.2 | 65 | 492.13 | 16 | 1548.2 | 748 | 4598.86 | OH | 1305.29 | 884.7 | 8
2020 |  | 1754.7 | 2495.4 | 14 | 98.1 | 440.9 | 27 | 1131.95 | 30 | 2815.39 | 815.7 | 9623.14 | IN | 1164.32 | 632.7 | 5
2021 |  | 1179 | 3945.34 |  | 287.31 | 998 | 35 | 1713.9 | 5 | 2567.8 | 1759.6 | 12490.96 | NM | 1057.3 | 277.5 | 6
2022 |  | 1968.4 | 2504.1 | 39 | 115.21 | 1268.6 | 93.53 | 911.85 | 8 | 2202.7 | 1263.3 | 10374.68 | IL | 965.15 | 300 | 4
2023 | 6 | 2766.9 | 4190.1 | 66 | 111.05 | 2679.5 | 80 | 2816.08 | 140 | 3117.47 | 2541.18 | 18514.28 | MI | 910.53 | 262.5 | 10
|  | 0.14945 | 0.22632 | [9 empty] | OR | 840.8 | 217 | 2
| Cumulative Capacity (MWAC) | [11 empty] | AR | 773.5 | 455 | 3
Solar COD | AK | CAISO | ERCOT | HI | ISO-NE | MISO | NYISO | PJM | SPP | Southeast (non-ISO) | West (non-ISO) | Total | PA | 622.7 | 514.2 | 10
2007 | [10 empty] | 18.9 | 18.9 | AL | 605.1 | 180 | 2
2008 |  | 10 | [8 empty] | 18.9 | 28.9 | NJ | 557.15 | 26.1 | 2
2009 |  | 31 | [7 empty] | 25 | 18.9 | 74.9 | TN | 533.08 | 205 | 3
2010 |  | 79 | 13.9 |  |  |  |  | 23.43 |  | 65.1 | 68.54 | 249.97 | MS | 407.1 | 100 | 1
2011 |  | 174 | 43.9 |  |  |  | 31.5 | 97.01 | 49.86 | 70.6 | 269.25 | 736.12 | MN | 401.38 | 110.1 | 3
2012 |  | 599.42 | 74.3 | 5.76 |  |  | 31.5 | 204.41 | 49.86 | 110.7 | 621.31 | 1697.26 | ID | 400 | 40 | 1
2013 |  | 1499.52 | 125 | 5.76 |  | 38.8 | 31.5 | 221.71 | 49.86 | 154.35 | 912.11 | 3038.61 | NY | 389.14 | 80 | 4
2014 |  | 4175.96 | 164.6 | 17.76 | 20.25 | 55.51 | 31.5 | 324.16 | 49.86 | 216.03 | 1167.06 | 6222.7 | MD | 361.87 | 29.77 | 1
2015 |  | 5513.12 | 294.86 | 39.96 | 20.25 | 75.91 | 31.5 | 570.32 | 49.86 | 631.13 | 1881.27 | 9108.18 | HI | 360.41 | 66 | 2
2016 |  | 8615.31 | 564.36 | 46.46 | 46.86 | 186.51 | 41 | 939.11 | 214.86 | 1964.01 | 3929.95 | 16548.44 | LA | 340 | 220 | 2
2017 |  | 9144.2 | 1225.11 | 92.06 | 74.06 | 459.8 | 56 | 1411.9 | 233.54 | 3164.71 | 4779.28 | 20640.68 | RI | 269.27 | 100.4 | 4
2018 |  | 9980 | 1871.11 | 112.06 | 138.65 | 571.43 | 88.6 | 1772.8 | 251.94 | 4542.01 | 5274.18 | 24602.8 | IA | 231
2019 |  | 10958.8 | 2368.81 | 241.41 | 249.13 | 584.63 | 153.6 | 2264.93 | 267.94 | 6090.22 | 6022.18 | 29201.66 | ME | 199.35 | 5.65 | 1
2020 |  | 12713.5 | 4864.21 | 255.41 | 347.23 | 1025.53 | 180.6 | 3396.88 | 297.95 | 8905.6 | 6837.88 | 38824.8 | MA | 196.09 | 5 | 1
2021 |  | 13892.5 | 8809.55 | 255.41 | 634.55 | 2023.53 | 215.61 | 5110.78 | 302.95 | 11473.4 | 8597.48 | 51315.76 | WA | 169.2
2022 |  | 15860.9 | 11313.65 | 294.41 | 749.75 | 3292.13 | 309.14 | 6022.63 | 310.95 | 13676.1 | 9860.78 | 61690.44 | CT | 166.5
2023 | 6 | 18627.8 | 15503.75 | 360.41 | 860.8 | 5971.63 | 389.14 | 8838.71 | 450.95 | 16793.57 | 12401.96 | 80204.72 | MT | 160 | 160 | 2
[13 empty] | SD | 80 | 80 | 1
| Annual Capacity Additions (MWDC) | [11 empty] | WY | 80
Solar COD | AK | CAISO | ERCOT | HI | ISO-NE | MISO | NYISO | PJM | SPP | Southeast (non-ISO) | West (non-ISO) | Total | KY | 76.1
2007 | [10 empty] | 22.28 | 22.28 | DE | 72
2008 |  | 12.14 | [9 empty] | 12.14 | MO | 50.02 | 10 | 1
2009 |  | 25.2 | [7 empty] | 27.6 |  | 52.8 | VT | 29.59
2010 |  | 60.5 | 16.6 |  |  |  |  | 28.17 |  | 48.3 | 57.15 | 210.72 | KS | 26
2011 |  | 118.41 | 34.99 |  |  |  | 37.69 | 85.32 | 54 | 5.92 | 242.82 | 579.15 | OK | 25
2012 |  | 560.55 | 35.43 | 7.2 |  |  |  | 133.73 |  | 49.31 | 431.2 | 1217.42 | NE | 14.26
2013 |  | 1171.33 | 61.67 |  |  | 52.27 |  | 21.36 |  | 55 | 392.52 | 1754.16 | AK | 6 | 6 | 1
2014 |  | 3463.02 | 48.1 | 14.26 | 24.66 | 22.06 |  | 139.33 |  | 78.6 | 322.1 | 4112.13
2015 |  | 1697.12 | 162.37 | 28.83 |  | 27.27 |  | 332.86 |  | 563.24 | 939.58 | 3751.27
2016 |  | 3981.58 | 344.1 | 8.13 | 36.54 | 152.15 | 14.25 | 469.58 | 223.6 | 1794.3 | 2647.55 | 9671.78
2017 |  | 700.8 | 855.63 | 63.59 | 34.56 | 385.09 | 19.02 | 621.27 | 24.73 | 1628.3 | 1109.08 | 5442.08
2018 |  | 1120.33 | 854.69 | 28.19 | 87.95 | 135.64 | 42.4 | 506.69 | 24.07 | 1959.88 | 655.38 | 5415.22
2019 |  | 1220.81 | 647.35 | 168.6 | 155.5 | 16.67 | 87.2 | 672.25 | 19.27 | 2156.79 | 968.64 | 6113.07
2020 |  | 2277.73 | 3246.09 | 19.3 | 140.9 | 626.48 | 35.48 | 1513.15 | 39.7 | 3858.09 | 1055.44 | 12812.37
2021 |  | 1547.8 | 5263.8 |  | 407.42 | 1319.03 | 49.03 | 2262.01 | 6.42 | 3516.4 | 2241.97 | 16613.88
2022 |  | 2464.1 | 3158.44 | 50.1 | 162.18 | 1683.84 | 130.28 | 1173.71 | 10.8 | 2930.79 | 1679.96 | 13444.2
2023 | 8.5 | 3279.46 | 5112.14 | 42.28 | 150.56 | 3503.7 | 108.34 | 3610.9 | 180.3 | 4207.3 | 3671.61 | 23875.08
Cumulative Capacity (MWDC)
Solar COD | AK | CAISO | ERCOT | HI | ISO-NE | MISO | NYISO | PJM | SPP | Southeast (non-ISO) | West (non-ISO) | Total
2007 | [10 empty] | 22.28 | 22.28
2008 |  | 12.14 | [8 empty] | 22.28 | 34.42
2009 |  | 37.34 | [7 empty] | 27.6 | 22.28 | 87.22
2010 |  | 97.84 | 16.6 |  |  |  |  | 28.17 |  | 75.9 | 79.43 | 297.94
2011 |  | 216.25 | 51.59 |  |  |  | 37.69 | 113.5 | 54 | 81.81 | 322.25 | 877.09
2012 |  | 776.79 | 87.02 | 7.2 |  |  | 37.69 | 247.23 | 54 | 131.13 | 753.45 | 2094.51
2013 |  | 1948.13 | 148.7 | 7.2 |  | 52.27 | 37.69 | 268.59 | 54 | 186.13 | 1145.97 | 3848.68
2014 |  | 5411.14 | 196.8 | 21.46 | 24.66 | 74.33 | 37.69 | 407.92 | 54 | 264.73 | 1468.07 | 7960.81
2015 |  | 7108.27 | 359.17 | 50.29 | 24.66 | 101.6 | 37.69 | 740.78 | 54 | 827.97 | 2407.66 | 11712.08
2016 |  | 11089.85 | 703.27 | 58.42 | 61.2 | 253.75 | 51.94 | 1210.36 | 277.6 | 2622.27 | 5055.21 | 21383.86
2017 |  | 11790.65 | 1558.9 | 122.01 | 95.76 | 638.84 | 70.96 | 1831.63 | 302.33 | 4250.57 | 6164.29 | 26825.94
2018 |  | 12910.98 | 2413.59 | 150.2 | 183.72 | 774.48 | 113.36 | 2338.32 | 326.4 | 6210.45 | 6819.67 | 32241.16
2019 |  | 14131.78 | 3060.94 | 318.8 | 339.22 | 791.15 | 200.56 | 3010.57 | 345.67 | 8367.23 | 7788.31 | 38354.23
2020 |  | 16409.51 | 6307.03 | 338.1 | 480.12 | 1417.63 | 236.04 | 4523.72 | 385.37 | 12225.32 | 8843.75 | 51166.61
2021 |  | 17957.31 | 11570.83 | 338.1 | 887.54 | 2736.66 | 285.07 | 6785.73 | 391.79 | 15741.72 | 11085.72 | 67780.48
2022 |  | 20421.41 | 14729.27 | 388.2 | 1049.72 | 4420.51 | 415.35 | 7959.43 | 402.59 | 18672.52 | 12765.68 | 81224.68
2023 | 8.5 | 23700.87 | 19841.41 | 430.47 | 1200.28 | 7924.21 | 523.69 | 11570.33 | 582.89 | 22879.82 | 16437.29 | 105099.76
Annual New Project Count
Solar COD | AK | CAISO | ERCOT | HI | ISO-NE | MISO | NYISO | PJM | SPP | Southeast (non-ISO) | West (non-ISO) | Total
2007 | [10 empty] | 2 | 2
2008 |  | 1 | [9 empty] | 1
2009 |  | 1 | [7 empty] | 1 |  | 2
2010 |  | 1 | 1 |  |  |  |  | 3 |  | 3 | 2 | 10
2011 |  | 6 | 1 |  |  |  | 1 | 7 | 5 | 1 | 14 | 35
2012 |  | 10 | 3 | 1 |  |  |  | 9 |  | 3 | 18 | 44
2013 |  | 16 | 2 |  |  | 4 |  | 2 |  | 3 | 11 | 38
2014 |  | 32 | 1 | 1 | 2 | 2 |  | 9 |  | 3 | 15 | 65
2015 |  | 34 | 3 | 2 |  | 3 |  | 13 |  | 16 | 18 | 89
2016 |  | 45 | 2 | 1 | 2 | 3 | 1 | 23 | 3 | 30 | 42 | 152
2017 |  | 24 | 15 | 3 | 4 | 17 | 2 | 23 | 3 | 47 | 29 | 167
2018 |  | 7 | 10 | 1 | 4 | 4 | 2 | 15 | 2 | 29 | 22 | 96
2019 |  | 11 | 9 | 4 | 9 | 2 | 5 | 20 | 3 | 26 | 21 | 110
2020 |  | 19 | 16 | 1 | 6 | 11 | 5 | 34 | 3 | 45 | 24 | 164
2021 |  | 13 | 20 |  | 24 | 16 | 4 | 30 | 1 | 32 | 17 | 157
2022 |  | 18 | 14 | 1 | 14 | 26 | 8 | 21 | 1 | 34 | 16 | 153
2023 | 1 | 25 | 20 | 2 | 6 | 41 | 4 | 43 | 4 | 47 | 28 | 221
Cumulative Project Count
Solar COD | AK | CAISO | ERCOT | HI | ISO-NE | MISO | NYISO | PJM | SPP | Southeast (non-ISO) | West (non-ISO) | Total
2007 | [10 empty] | 2 | 2
2008 |  | 1 | [8 empty] | 2 | 3
2009 |  | 2 | [7 empty] | 1 | 2 | 5
2010 |  | 3 | 1 |  |  |  |  | 3 |  | 4 | 4 | 15
2011 |  | 9 | 2 |  |  |  | 1 | 10 | 5 | 5 | 18 | 50
2012 |  | 19 | 5 | 1 |  |  | 1 | 19 | 5 | 8 | 36 | 94
2013 |  | 35 | 7 | 1 |  | 4 | 1 | 21 | 5 | 11 | 47 | 132
2014 |  | 67 | 8 | 2 | 2 | 6 | 1 | 30 | 5 | 14 | 62 | 197
2015 |  | 101 | 11 | 4 | 2 | 9 | 1 | 43 | 5 | 30 | 80 | 286
2016 |  | 146 | 13 | 5 | 4 | 12 | 2 | 66 | 8 | 60 | 122 | 438
2017 |  | 170 | 28 | 8 | 8 | 29 | 4 | 89 | 11 | 107 | 151 | 605
2018 |  | 177 | 38 | 9 | 12 | 33 | 6 | 104 | 13 | 136 | 173 | 701
2019 |  | 188 | 47 | 13 | 21 | 35 | 11 | 124 | 16 | 162 | 194 | 811
2020 |  | 207 | 63 | 14 | 27 | 46 | 16 | 158 | 19 | 207 | 218 | 975
2021 |  | 220 | 83 | 14 | 51 | 62 | 20 | 188 | 20 | 239 | 235 | 1132
2022 |  | 238 | 97 | 15 | 65 | 88 | 28 | 209 | 21 | 273 | 251 | 1285
2023 | 1 | 263 | 117 | 17 | 71 | 129 | 32 | 252 | 25 | 320 | 279 | 1506

## PV+Storage Capacity by Region
Annual and cumulative storage capacity that is coupled with utility-scale PV by region | [11 empty] | Annual and cumulative utility-scale PV capacity with/without hybrid capabilities
Sources: Berkeley Lab
| Annual Capacity Additions (Storage MW) | [10 empty] | Installation Year | PV standalone | [5 empty] | PV-storage hybrid
Storage COD | CAISO | ERCOT | HI | ISO-NE | MISO | NYISO | PJM | SPP | Southeast (non-ISO) | West (non-ISO) | Total |  | Annual New Project Count | Annual Retrofit Project Count | Cumulative Net Project Count | Annual New Solar Capacity GWAC | Annual Retrofit Solar Capacity GWAC | Cumulative Net Solar Capacity GWAC | Annual New Project Count | Annual Retrofit Project Count | Cumulative Project Count | Annual New Solar Capacity GWAC | Annual Retrofit Solar Capacity GWAC | Cumulative Solar Capacity GWAC
2012 |  |  | 3 | [7 empty] | 3 | 2007 | 2 |  | 2 | 0.02 |  | 0.02
2013 | [6 empty] | 33 |  |  |  | 33 | 2008 | 1 |  | 3 | 0.01 |  | 0.03
2015 |  |  | 6 | [7 empty] | 6 | 2009 | 2 |  | 5 | 0.05 |  | 0.07
2016 |  | 1 | [8 empty] | 1 | 2010 | 10 |  | 15 | 0.18 |  | 0.25
2017 |  |  | 13.6 | [5 empty] | 1 |  | 14.6 | 2011 | 35 |  | 50 | 0.49 |  | 0.74
2018 |  |  | 20 |  | 9 |  |  |  | 14 | 46 | 89 | 2012 | 43 |  | 93 | 0.96 |  | 1.69 | 1 |  | 1 | 0.01 |  | 0.01
2019 |  | 20 |  | 13.3 |  |  |  | 12 | 14.6 | 1.5 | 61.4 | 2013 | 38 | -1 | 130 | 1.34 | -0.02 | 3.01 |  | 1 | 2 |  | 0.02 | 0.03
2020 |  |  |  | 2.2 |  | 5.82 |  |  |  |  | 8.02 | 2014 | 65 |  | 195 | 3.18 |  | 6.2
2021 | 1080.2 | 90 | 14 | 50.98 |  | 10 | 10 |  | 509 | 146 | 1910.18 | 2015 | 87 |  | 282 | 2.86 |  | 9.06 | 1 |  | 3 | 0.01 |  | 0.04
2022 | 1286.65 | 277 | 39 | 24.19 | 10 | 19 |  |  | 40 | 118.5 | 1814.34 | 2016 | 151 | -1 | 432 | 7.39 | -0.04 | 16.41 |  | 1 | 4 |  | 0.04 | 0.08
2023 | 1656.8 | 218.1 | 66 | 4.5 |  |  |  |  | 51.4 | 1046 | 3042.8 | 2017 | 165 |  | 597 | 4.07 |  | 20.48 | 2 |  | 6 | 0.02 |  | 0.1
[12 empty] | 2018 | 93 | -3 | 687 | 3.92 | -0.2 | 24.19 | 3 | 3 | 12 | 0.05 | 0.2 | 0.35
| Cumulative Capacity (Storage MW) | [10 empty] | 2019 | 102 | -4 | 785 | 4.47 | -0.21 | 28.45 | 8 | 4 | 24 | 0.13 | 0.21 | 0.69
Storage COD | CAISO | ERCOT | HI | ISO-NE | MISO | NYISO | PJM | SPP | Southeast (non-ISO) | West (non-ISO) | Total | 2020 | 162 | -1 | 946 | 9.61 | -0.01 | 38.06 | 2 | 1 | 27 | 0.01 | 0.01 | 0.7
2012 |  |  | 3 | [7 empty] | 3 | 2021 | 130 | -12 | 1064 | 11.06 | -1.37 | 47.75 | 27 | 12 | 66 | 1.43 | 1.37 | 3.5
2013 |  |  | 3 |  |  |  | 33 |  |  |  | 36 | 2022 | 128 | -10 | 1182 | 8.24 | -1.48 | 54.51 | 25 | 10 | 101 | 2.14 | 1.48 | 7.12
2015 |  |  | 9 |  |  |  | 33 |  |  |  | 42 | 2023 | 182 | -15 | 1349 | 13.85 | -0.89 | 67.47 | 37 | 15 | 153 | 4.36 | 0.89 | 12.37
2016 |  | 1 | 9 |  |  |  | 33 |  |  |  | 43
2017 |  | 1 | 22.6 |  |  |  | 33 |  | 1 |  | 57.6
2018 |  | 1 | 42.6 |  | 9 |  | 33 |  | 15 | 46 | 146.6
2019 |  | 21 | 42.6 | 13.3 | 9 |  | 33 | 12 | 29.6 | 47.5 | 208
2020 |  | 21 | 42.6 | 15.5 | 9 | 5.82 | 33 | 12 | 29.6 | 47.5 | 216.02
2021 | 1080.2 | 111 | 56.6 | 66.48 | 9 | 15.82 | 43 | 12 | 538.6 | 193.5 | 2126.2
2022 | 2366.85 | 388 | 95.6 | 90.67 | 19 | 34.82 | 43 | 12 | 578.6 | 312 | 3940.54 | State-level Hybrid Statistics
2023 | 4023.65 | 606.1 | 161.6 | 95.17 | 19 | 34.82 | 43 | 12 | 630 | 1358 | 6983.34 | State | 2023 Annual New Project Count | 2023 Annual Capacity MW | Cumulative Capacity MW | 2023 Annual Energy MWh | Cumulative Energy MWh
[12 empty] | CA | 21 | 1556.8 | 3961.15 | 5447.8 | 14090.7
| Annual Energy Additions (Storage MWh) | [10 empty] | AZ | 14 | 708 | 748 | 2527 | 2597
Storage COD | CAISO | ERCOT | HI | ISO-NE | MISO | NYISO | PJM | SPP | Southeast (non-ISO) | West (non-ISO) | Total | TX | 3 | 218.1 | 606.1 | 278 | 771.95
2012 |  |  | 2.01 | [7 empty] | 2.01 | FL | 1 | 17.3 | 527.5 | 36 | 1172.1
2013 | [6 empty] | 13.5 |  |  |  | 13.5 | NV | 2 | 140 | 330 | 635 | 1395
2015 |  |  | 4.63 | [7 empty] | 4.63 | CO | 2 | 225 | 226 | 900 | 902
2016 |  | 0.25 | [8 empty] | 0.25 | HI | 2 | 66 | 161.6 | 264 | 653.76
2017 |  |  | 57.12 | [5 empty] | 2 |  | 59.12 | MA | 1 | 4.5 | 91.17 | 13.4 | 227.87
2018 |  |  | 100 |  | 18 |  |  |  | 56 | 58 | 232 | NM | 3 | 73 | 85.5 | 295 | 320
2019 |  | 52 |  | 35.2 |  |  |  | 26.2 | 30.1 | 1.5 | 145 | GA |  |  | 80 |  | 160
2020 |  |  |  | 4.7 |  | 13.2 |  |  |  |  | 17.9 | NY |  |  | 34.82 |  | 127.8
2021 | 4305.9 | 115 | 70 | 143.08 |  | 39 | 10 |  | 1130 | 492 | 6304.98 | IL |  |  | 33 |  | 13.5
2022 | 4317.5 | 326.7 | 156 | 47.49 | 30 | 75.6 |  |  | 80 | 447.1 | 5480.39 | OR |  |  | 30 |  | 120
2023 | 5847.8 | 278 | 264 | 13.4 |  |  |  |  | 129 | 3957 | 10489.2 | NC | 2 | 16.1 | 26.1 | 21 | 31
[12 empty] | AR |  |  | 22 |  | 56.2
| Cumulative Energy (Storage MWh) | [10 empty] | SC | 1 | 18 | 18 | 72 | 72
Storage COD | CAISO | ERCOT | HI | ISO-NE | MISO | NYISO | PJM | SPP | Southeast (non-ISO) | West (non-ISO) | Total | MN |  |  | 9 |  | 18
2012 |  |  | 2.01 | [7 empty] | 2.01 | VT |  |  | 4 |  | 16
2013 |  |  | 2.01 |  |  |  | 13.5 |  |  |  | 15.51 | NE |  |  | 1 |  | 2.1
2015 |  |  | 6.64 |  |  |  | 13.5 |  |  |  | 20.14 | AL |  |  | 1 |  | 2
2016 |  | 0.25 | 6.64 |  |  |  | 13.5 |  |  |  | 20.39 | VT |  |  | 4 |  | 16
2017 |  | 0.25 | 63.76 |  |  |  | 13.5 |  | 2 |  | 79.51 | NE |  |  | 1 |  | 2.1
2018 |  | 0.25 | 163.76 |  | 18 |  | 13.5 |  | 58 | 58 | 311.51 | AL |  |  | 1 |  | 2
2019 |  | 52.25 | 163.76 | 35.2 | 18 |  | 13.5 | 26.2 | 88.1 | 59.5 | 456.51
2020 |  | 52.25 | 163.76 | 39.9 | 18 | 13.2 | 13.5 | 26.2 | 88.1 | 59.5 | 474.41
2021 | 4305.9 | 167.25 | 233.76 | 182.98 | 18 | 52.2 | 23.5 | 26.2 | 1218.1 | 551.5 | 6779.39
2022 | 8623.4 | 493.95 | 389.76 | 230.47 | 48 | 127.8 | 23.5 | 26.2 | 1298.1 | 998.6 | 12259.78
2023 | 14471.2 | 771.95 | 653.76 | 243.87 | 48 | 127.8 | 23.5 | 26.2 | 1427.1 | 4955.6 | 22748.98
Annual New Project Count
Storage COD | CAISO | ERCOT | HI | ISO-NE | MISO | NYISO | PJM | SPP | Southeast (non-ISO) | West (non-ISO) | Total
2012 |  |  | 1 | [7 empty] | 1
2013 | [6 empty] | 1 |  |  |  | 1
2015 |  |  | 1 | [7 empty] | 1
2016 |  | 1 | [8 empty] | 1
2017 |  |  | 1 | [5 empty] | 1 |  | 2
2018 |  |  | 1 |  | 1 |  |  |  | 2 | 2 | 6
2019 |  | 2 |  | 5 |  |  |  | 2 | 2 | 1 | 12
2020 |  |  |  | 1 |  | 2 |  |  |  |  | 3
2021 | 11 | 2 | 1 | 14 |  | 3 | 1 |  | 4 | 4 | 40
2022 | 14 | 3 | 1 | 6 | 1 | 5 |  |  | 1 | 5 | 36
2023 | 22 | 3 | 2 | 1 |  |  |  |  | 4 | 20 | 52
Cumulative Project Count
Storage COD | CAISO | ERCOT | HI | ISO-NE | MISO | NYISO | PJM | SPP | Southeast (non-ISO) | West (non-ISO) | Total
2012 |  |  | 1 | [7 empty] | 1
2013 |  |  | 1 |  |  |  | 1 |  |  |  | 2
2015 |  |  | 2 |  |  |  | 1 |  |  |  | 3
2016 |  | 1 | 2 |  |  |  | 1 |  |  |  | 4
2017 |  | 1 | 3 |  |  |  | 1 |  | 1 |  | 6
2018 |  | 1 | 4 |  | 1 |  | 1 |  | 3 | 2 | 12
2019 |  | 3 | 4 | 5 | 1 |  | 1 | 2 | 5 | 3 | 24
2020 |  | 3 | 4 | 6 | 1 | 2 | 1 | 2 | 5 | 3 | 27
2021 | 11 | 5 | 5 | 20 | 1 | 5 | 2 | 2 | 9 | 7 | 67
2022 | 25 | 8 | 6 | 26 | 2 | 10 | 2 | 2 | 10 | 12 | 103
2023 | 47 | 11 | 8 | 27 | 2 | 10 | 2 | 2 | 14 | 32 | 155
[12 empty] | State | 2021 Annual New Project Count | 2021 Annual Capacity MW | Cumulative Capacity MW | 2021 Annual Energy MWh | Cumulative Energy MWh
[12 empty] | CA | 14 | 1221.95 | 1259.45 | 4799.4 | 4818.9
[12 empty] | FL | 4 | 487 | 503 | 1086 | 1146
[12 empty] | TX | 3 | 185 | 206 | 231 | 283.25
[12 empty] | NV | 2 | 115 | 115 | 460 | 460
[12 empty] | MA | 14 | 50.88 | 64.28 | 142.88 | 170.58
[12 empty] | HI | 1 | 14 | 56.6 | 70 | 233.76
[12 empty] | SC | 1 | 50 | 50 | 0 | 0
[12 empty] | AZ | 1 | 30 | 40 | 30 | 70
[12 empty] | GA | 1 | 40 | 40 | 80 | 80
[12 empty] | IL |  |  | 33 |  | 13.5
[12 empty] | NY | 4 | 13.5 | 19.32 | 37.6 | 50.8
[12 empty] | AR |  |  | 12 |  | 26.2
[12 empty] | NC | 1 | 10 | 10 | 10 | 10
[12 empty] | MN |  |  | 9 |  | 18
[12 empty] | VT |  |  | 4 |  | 16
[12 empty] | CO | 1 | 1 | 1 | 2 | 2
[12 empty] | AL |  |  | 1 |  | 2

## Energy Community
Annual capacity additions of utility-scale PV projects built in 2023 Energy Communities
Sources: Berkeley Lab: Capacity Information, DOE: Energy Community Tax Credit Bonus Eligibility Shapefile
Note: Energy Community eligibility is based on contemporary (2023, 2024) fossil fuel employment+unemployment rates and coal closures definitions. We mapped PV projects against EPA Clean Up My Community shapefiles but did not find any overlap for projects greater than 5MWac.
|  |  |  | Annual Capacity Additions (MWAC) |  | Annual Capacity Share
Solar COD | Fossil Fuel Employment + Unemployment Community | Coal Community | Multiple Criteria | USS Projects In Energy Communities | USS Projects Not in Energy Communities | In Energy Community | Not in Energy Community
2010 | 58.08 | 13.9 | 30.64 | 102.62 | 41.6 | 71.16% | 28.84%
2011 | 72.46 | 0 | 18 | 90.46 | 382.08 | 19.14% | 80.86%
2012 | 345.4 | 10 | 31.12 | 386.52 | 526.12 | 42.35% | 57.65%
2013 | 261.06 | 0 | 422.8 | 683.86 | 1348.49 | 33.65% | 66.35%
2014 | 1449.55 | 0 | 413.22 | 1862.77 | 1737.21 | 51.74% | 48.26%
2015 | 1868.75 | 90.4 | 82.9 | 2042.05 | 1061.59 | 65.8% | 34.2%
2016 | 2457.13 | 320.2 | 1101.7 | 3879.03 | 3614.67 | 51.76% | 48.24%
2017 | 1139.13 | 328.79 | 349.8 | 1817.72 | 2230.16 | 44.91% | 55.09%
2018 | 1158.5 | 73.56 | 0 | 1232.06 | 2734.75 | 31.06% | 68.94%
2019 | 1678.6 | 268.1 | 100 | 2046.7 | 2589.15 | 44.15% | 55.85%
2020 | 3577.1 | 84.5 | 200 | 3861.6 | 5771.54 | 40.09% | 59.91%
2021 | 4986.3 | 821.9 | 505.74 | 6313.94 | 6002 | 51.27% | 48.73%
2022 | 3749 | 869.1 | 732.2 | 5350.3 | 4930.47 | 52.04% | 47.96%
2023 | 5630.98 | 981.1 | 1926.7 | 8538.78 | 9002.9 | 48.68% | 51.32%
H1 2024 | 4402.4 | 527.7 | 1520 | 6450.1 | 6826.3 | 48.58% | 51.42%
* only includes project phases with commercial operation date prior to June 30th 2024

## PV Capacity by Technology
Annual and cumulative utility-scale PV capacity by module and/or mounting type | [8 empty] | Annual and cumulative utility-scale PV capacity by mounting type | [9 empty] | Annual and cumulative utility-scale PV capacity by module type | [10 empty] | 2023 utility-scale PV capacity by module manufacturer
Note: Bottom-up capacity sums differ between the graphs as some projects do not provide data for all technology categories
Sources: Berkeley Lab
Installation Year | Tracking c-Si |  |  |  | Fixed-Tilt c-Si |  |  |  | Tracking Thin-Film |  |  |  | Fixed-Tilt Thin-Film |  |  |  | Total Tracking |  |  |  | Total Fixed-Tilt |  |  |  | Total c-Si |  |  |  | Total Thin-Film
| Annual Project Count | Cumulative Project Count | Annual Capacity GWAC | Cumulative Capacity GWAC | Annual Project Count | Cumulative Project Count | Annual Capacity GWAC | Cumulative Capacity GWAC | Annual Project Count | Cumulative Project Count | Annual Capacity GWAC | Cumulative Capacity GWAC | Annual Project Count | Cumulative Project Count | Annual Capacity GWAC | Cumulative Capacity GWAC | Annual Project Count | Cumulative Project Count | Annual Capacity GWAC | Cumulative Capacity GWAC | Annual Project Count | Cumulative Project Count | Annual Capacity GWAC | Cumulative Capacity GWAC | Annual Project Count | Cumulative Project Count | Annual Capacity GWAC | Cumulative Capacity GWAC | Annual Project Count | Cumulative Project Count | Annual Capacity GWAC | Cumulative Capacity GWAC
2007 | 1 | 1 | 0.01 | 0.01 | [12 empty] | 1 | 1 | 0.01 | 0.01 |  |  |  |  | 1 | 1 | 0.01 | 0.01
2008 |  | 1 |  | 0.01 | [8 empty] | 1 | 1 | 0.01 | 0.01 |  | 1 |  | 0.01 | 1 | 1 | 0.01 | 0.01 |  | 1 |  | 0.01 | 1 | 1 | 0.01 | 0.01
2009 | 1 | 2 | 0.02 | 0.04 | [8 empty] | 1 | 2 | 0.02 | 0.03 | 1 | 2 | 0.02 | 0.04 | 1 | 2 | 0.02 | 0.03 | 1 | 2 | 0.02 | 0.04 | 1 | 2 | 0.02 | 0.03
2010 | 3 | 5 | 0.04 | 0.08 | 2 | 2 | 0.02 | 0.02 |  |  |  |  | 5 | 7 | 0.12 | 0.15 | 3 | 5 | 0.04 | 0.08 | 7 | 9 | 0.13 | 0.16 | 5 | 7 | 0.06 | 0.1 | 5 | 7 | 0.12 | 0.15
2011 | 17 | 22 | 0.23 | 0.31 | 9 | 11 | 0.14 | 0.15 | 1 | 1 | 0.02 | 0.02 | 7 | 14 | 0.1 | 0.24 | 19 | 24 | 0.25 | 0.33 | 16 | 25 | 0.23 | 0.39 | 26 | 33 | 0.36 | 0.46 | 8 | 15 | 0.12 | 0.26
2012 | 21 | 43 | 0.35 | 0.66 | 15 | 26 | 0.35 | 0.5 | 1 | 2 | 0.03 | 0.05 | 6 | 20 | 0.2 | 0.44 | 23 | 47 | 0.41 | 0.74 | 21 | 46 | 0.55 | 0.95 | 36 | 69 | 0.7 | 1.16 | 7 | 22 | 0.23 | 0.49
2013 | 20 | 63 | 0.73 | 1.4 | 10 | 36 | 0.11 | 0.61 |  | 2 |  | 0.05 | 8 | 28 | 0.5 | 0.94 | 20 | 67 | 0.73 | 1.48 | 18 | 64 | 0.61 | 1.55 | 30 | 99 | 0.84 | 2.01 | 8 | 30 | 0.5 | 0.99
2014 | 29 | 92 | 0.75 | 2.14 | 18 | 54 | 0.2 | 0.82 | 11 | 13 | 0.53 | 0.58 | 5 | 33 | 1.68 | 2.62 | 41 | 108 | 1.29 | 2.76 | 23 | 87 | 1.88 | 3.44 | 47 | 146 | 0.95 | 2.96 | 16 | 46 | 2.22 | 3.2
2015 | 43 | 135 | 1.66 | 3.8 | 26 | 80 | 0.67 | 1.48 | 12 | 25 | 0.34 | 0.92 | 7 | 40 | 0.21 | 2.83 | 56 | 164 | 2.01 | 4.78 | 33 | 120 | 0.87 | 4.31 | 69 | 215 | 2.33 | 5.28 | 19 | 65 | 0.54 | 3.74
2016 | 93 | 228 | 4.79 | 8.59 | 38 | 118 | 0.92 | 2.41 | 15 | 40 | 1.11 | 2.02 | 6 | 46 | 0.62 | 3.45 | 108 | 272 | 5.9 | 10.67 | 44 | 164 | 1.54 | 5.86 | 131 | 346 | 5.72 | 11 | 21 | 86 | 1.72 | 5.47
2017 | 105 | 333 | 2.54 | 11.13 | 37 | 155 | 0.64 | 3.05 | 16 | 56 | 0.65 | 2.68 | 9 | 55 | 0.26 | 3.71 | 121 | 393 | 3.2 | 13.87 | 46 | 210 | 0.9 | 6.75 | 142 | 488 | 3.18 | 14.18 | 25 | 111 | 0.91 | 6.38
2018 | 41 | 374 | 1.75 | 12.88 | 33 | 188 | 1.22 | 4.27 | 21 | 77 | 0.94 | 3.61 | 1 | 56 | 0.05 | 3.76 | 62 | 455 | 2.69 | 16.56 | 34 | 244 | 1.27 | 8.03 | 74 | 562 | 2.98 | 17.15 | 22 | 133 | 0.99 | 7.37
2019 | 59 | 433 | 2.35 | 15.23 | 28 | 216 | 0.56 | 4.84 | 22 | 99 | 1.64 | 5.26 | 1 | 57 | 0.04 | 3.8 | 81 | 536 | 3.99 | 20.55 | 29 | 273 | 0.61 | 8.63 | 87 | 649 | 2.91 | 20.07 | 23 | 156 | 1.69 | 9.05
2020 | 102 | 535 | 6.15 | 21.38 | 25 | 241 | 0.75 | 5.59 | 33 | 132 | 2.55 | 7.81 | 4 | 61 | 0.17 | 3.97 | 135 | 671 | 8.7 | 29.25 | 29 | 302 | 0.92 | 9.56 | 127 | 776 | 6.9 | 26.96 | 37 | 193 | 2.73 | 11.78
2021 | 83 | 618 | 7.24 | 28.62 | 40 | 281 | 1.3 | 6.88 | 34 | 166 | 3.95 | 11.76 |  | 61 |  | 3.97 | 117 | 788 | 11.19 | 40.44 | 40 | 342 | 1.3 | 10.85 | 123 | 899 | 8.54 | 35.51 | 34 | 227 | 3.95 | 15.73
2022 | 89 | 707 | 6.4 | 35.02 | 26 | 307 | 0.33 | 7.21 | 32 | 198 | 3.27 | 15.03 | 6 | 67 | 0.38 | 4.35 | 121 | 909 | 9.67 | 50.11 | 32 | 374 | 0.71 | 11.56 | 115 | 1014 | 6.73 | 42.23 | 38 | 265 | 3.65 | 19.38
2023 | 144 | 851 | 12.28 | 47.3 | 18 | 325 | 0.38 | 7.6 | 47 | 245 | 4.64 | 19.67 | 6 | 73 | 0.38 | 4.73 | 197 | 1106 | 17.75 | 67.86 | 24 | 398 | 0.77 | 12.33 | 162 | 1176 | 12.67 | 54.9 | 53 | 318 | 5.02 | 24.4
Installation Year | Project Capacity MWAC by Module Manufacturer
| 2007 | 2008 | 2009 | 2010 | 2011 | 2012 | 2013 | 2014 | 2015 | 2016 | 2017 | 2018 | 2019 | 2020 | 2021 | 2022 | 2023
ASE | [7 empty] | 14
AUO | [7 empty] | 6
Adani | [11 empty] | 20 |  |  |  |  | 9
Amonix |  |  |  |  | 5 | 30
Astroenergy | [5 empty] | 5 | [6 empty] | 16 |  | 330 | 5
BP Solar |  |  |  |  | 32 |  |  | 14
BYD | [7 empty] | 49 | 79 | 166 | 28
Bosch | [5 empty] | 12
Boviet | [11 empty] | 10 | 23 | 77 |  | 20 | 57
CSUN | [9 empty] | 6 |  | 7 | 9 | 8
Canadian Solar | [5 empty] | 82 | 55 | 175 | 113 | 826 | 175 | 295 | 400 | 200 | 654 | 547 | 277
Chaori | [9 empty] | 7
ET Solar | [5 empty] | 6 |  | 30 |  | 39 |  | 6 |  | 65
EcoSolargy | [9 empty] | 7
First Solar |  | 10 | 21 | 115 | 72 | 203 | 469 | 2229 | 496 | 1680 | 882 | 819 | 1394 | 2420 | 3048 | 2267 | 2440
Flextronics | [10 empty] | 5
GCL | [10 empty] | 50
GE | [5 empty] | 20 | 10 |  | 10
GES | [6 empty] | 10 |  | 10
Gloria Solar | [7 empty] | 14
HT-SAAE | [12 empty] | 13 |  |  | 5 | 50
Hanwha | [5 empty] | 39 |  | 8 | 100 | 259 | 459 | 877 | 208 | 434 | 313 | 469 | 33
Heliene | [16 empty] | 87
Hyundai | [6 empty] | 129 |  |  | 15 | 28 |  |  |  | 14
JA Solar | [5 empty] | 8 | 9 | 40 | 30 | 80 | 63 | 57 | 110 | 21 | 456 | 217 | 165
Jinko Solar | [6 empty] | 29 | 143 | 495 | 912 | 542 | 316 | 230 | 659 | 1246 | 20 | 680
Kyocera | [6 empty] | 129
LDK |  |  |  |  | 12 | 6 |  | 8
LG | [9 empty] | 12 | 13 | 9 | 30 |  |  | 5
LONGi | [12 empty] | 400 | 221 | 579 | 594 | 155
Lightway | [7 empty] | 7
MEMC |  |  |  |  | 20 | 67 | 30
Mission Solar Energy | [8 empty] | 100 |  | 160 | 50
Phono Solar | [9 empty] | 20
QCells | [16 empty] | 61
REC | [8 empty] | 12 | 265 | 20 | 12 | 20 |  | 5
Renesola | [7 empty] | 59 | 14 | 14
Risen Energy | [11 empty] | 122 |  | 100 | 100 |  | 6
S-Energy | [9 empty] | 62
SEG Solar | [16 empty] | 34
Seraphim | [10 empty] | 10 | 10
Sharp |  |  |  |  | 45 |  | 38
Soitec | [7 empty] | 6
Solar Frontier | [6 empty] | 110 |  | 45 | 45 | 30 | 168
SolarWorld | [5 empty] | 16 | 20 |  | 13 | 56 | 55
Solarfun Power |  |  |  |  | 20
Solon | 7 |  |  |  | 32
SunEdison | [7 empty] | 131 | 20 | 245
SunModule | [9 empty] | 12
SunPower | 12 |  | 25 | 37 | 74 | 57 | 296 |  | 794 | 429 | 151 | 30 | 46 | 30
Suniva | [6 empty] | 16 | 12 |  | 5 | 48
Sunpower | [15 empty] | 10
Suntech Power |  |  |  |  | 68 | 253 | 35 | 6 | 27
Talesun | [11 empty] | 75 |  |  |  | 19
Topoint | [7 empty] | 7
Trina |  |  |  |  | 50 | 90 | 14 | 37 | 595 | 1220 | 299 | 56 | 80 | 400 | 40 | 358 | 240
VSUN | [14 empty] | 130 | 367 | 40
Vikram | [14 empty] | 5 | 5
Waaree Solar | [14 empty] | 290 |  | 346
Yes! Solar |  |  |  |  | 10
Yingli |  |  |  | 5 | 20 | 67 | 110 | 262 | 85 | 382 |  | 65 |  |  | 16
ZNShine | [15 empty] | 56 | 50
Unknown |  |  |  | 18 | 26 | 82 | 131 | 157 | 135 | 864 | 1199 | 958 | 2021 | 5238 | 5926 | 5432 | 13833
All PV Projects | 19 | 10 | 46 | 175 | 486 | 961 | 1341 | 3184 | 2885 | 7440 | 4092 | 3962 | 4599 | 9623 | 12491 | 10375 | 18514
2023
HT-SAAE | 50
Boviet | 57
QCells | 61
Heliene | 87
LONGi | 155
JA Solar | 165
Other | 172
Trina | 240
Canadian Solar | 277
Waaree Solar | 346
Jinko Solar | 680
First Solar | 2440
Unknown | 13833

## PV Capacity by Develop-Offtaker
Developers of utility-scale solar project capacity coming online in 2023 | [7 empty] | PPA Offtakers of utility-scale solar project capacity coming online in 2023
Installation Year | Project Capacity MWAC by Developer
| 2007 | 2008 | 2009 | 2010 | 2011 | 2012 | 2013 | 2014 | 2015 | 2016 | 2017 | 2018 | 2019 | 2020 | 2021 | 2022 | 2023 | Total |  | 2023
Advanced Power | [15 empty] | 111 |  | 111 | AES | 56
Indiana Municipal Power Agency | [10 empty] | 13 | 8 | 15 | 24 | 35 | 19 |  | 113 | SolUnesco | 60
Duke Energy Carolinas | [9 empty] | 15 |  | 6 |  | 25 | 69 |  |  | 116 | Community Energy | 74
Geronimo Energy | [10 empty] | 76 |  |  | 40 |  |  |  | 116 | Silicon Ranch Corporation | 107
Virginia Solar | [9 empty] | 17 | 80 |  |  |  |  | 20 |  | 117 | Elawan Energy | 121
NJR Clean Energy |  |  |  |  | 12 |  |  | 8 |  | 6 | 18 | 44 | 15 | 17 |  |  |  | 119 | Invenergy | 150
SolUnesco | [15 empty] | 60 | 60 | 120 | Longroad Energy | 150
NRG Energy |  |  |  |  | 20 | 26 | 26 | 6 |  | 20 | 21 | [6 empty] | 120 | E.ON Climate & Renewables | 150
CS Energy | [13 empty] | 20 | 20 | 40 | 40 | 120 | Pine Gate Renewables | 154
Elawan Energy | [16 empty] | 121 | 121 | Cypress Creek Renewables/ Pine Gate Renewables | 154
Sol Systems | [12 empty] | 10 | 6 |  | 80 | 30 | 125 | Terra Gen Power | 160
Energix | [13 empty] | 67 | 49 | 20 |  | 136 | Avangrid | 162
Gulf Power | [13 empty] | 74 | 74 |  |  | 149 | Juwi | 175
Florida Municipal Power Agency | [13 empty] | 149 |  |  |  | 149 | Origis Energy | 180
Scatec Solar | [8 empty] | 80 | 80 | [7 empty] | 160 | EDP Renewables | 200
Lendlease Energy | [14 empty] | 160 |  |  | 160 | EDF Renewables | 200
E.ON Climate & Renewables | [6 empty] | 9 |  | 20 | [7 empty] | 150 | 179 | 7X Energy | 204
Skylar Resources | [14 empty] | 180 |  |  | 180 | Wanzek | 240
GCL New Energy | [5 empty] | 70 | 20 |  |  |  | 60 | 38 | [5 empty] | 188 | LightSource BP | 252
Open Road Renewables | [11 empty] | 75 |  |  |  | 120 |  | 195 | Leeward Renewable Energy | 274
RES Americas |  |  |  |  | 30 | [5 empty] | 102 |  | 73 |  |  |  |  | 205 | National Grid Renewables | 374
PNM | [8 empty] | 20 |  | 10 | 20 | 100 | 55 |  |  |  | 205 | Avantus | 410
Abengoa | [7 empty] | 207 | [9 empty] | 207 | Hecate | 500
Avondale Solar | [15 empty] | 228 |  | 228 | Enel Green Power | 500
Plus Renewable Technologies | [15 empty] | 228 |  | 228 | Other | 505
Copenhagen Infrastructure Partners | [13 empty] | 240 |  |  |  | 240 | Clearway | 552
Wanzek | [16 empty] | 240 | 240 | NextEra | 758
Belltown Power | [13 empty] | 120 | 124 |  |  | 243 | Unknown | 11827
Ecoplexus | [8 empty] | 20 | 20 | 49 |  | 10 | 59 |  | 90 |  | 249
CIM Group | [14 empty] | 250 |  |  | 250
Alpin Sun | [15 empty] | 250 |  | 250
Skyline Renewables | [14 empty] | 250 |  |  | 250
OnPeak | [14 empty] | 255 |  |  | 255
Urban Grid Solar | [12 empty] | 142 | 98 | 20 |  |  | 260
LS Power Group | [6 empty] | 129 | 170 | [9 empty] | 299
Swinerton | [7 empty] | 18 | 55 | 30 |  |  |  |  | 203 |  |  | 306
Strata Solar | [7 empty] | 32 | 65 | 20 | 146 | 25 |  | 12 | 20 |  |  | 320
Avangrid | [11 empty] | 10 |  |  |  | 150 | 162 | 322
RWE Renewables | [7 empty] | 18 | 19 |  |  |  | 100 |  |  | 196 |  | 332
DEPCOM Power | [8 empty] | 15 | 40 | 55 | 52 |  | 70 | 102 |  |  | 334
Dominion Resources | [6 empty] | 36 |  |  | 20 |  | 20 | 20 | 160 | 88 |  |  | 345
Coronal Energy | [8 empty] | 40 | 94 | 140 | 67 | 10 |  |  | 15 |  | 366
Southern Company | [8 empty] | 54 | 90 | 7 | 31 |  | 50 | 128 | 11 |  | 371
Leeward Renewable Energy | [15 empty] | 100 | 274 | 374
SunPin | [11 empty] | 75 |  | 75 | 260 |  |  | 410
Avantus | [16 empty] | 410 | 410
BayWa RE | [10 empty] | 56 |  | 40 | 100 | 223 |  |  | 419
EDP Renewables | [7 empty] | 30 | [6 empty] | 200 |  | 200 | 430
Canadian Solar | [14 empty] | 144 | 300 |  | 444
Idemitsu Renewables | [9 empty] | 20 | 30 | 70 |  | 150 | 120 | 56 |  | 446
Innergex Renewable Energy | [12 empty] | 250 |  | 200 |  |  | 450
7X Energy | [14 empty] | 255 |  | 204 | 459
Juwi |  |  |  | 37 |  | 31 | 15 | 10 | 70 | 145 | [6 empty] | 175 | 483
Ranger Power | [13 empty] | 50 | 209 | 228 |  | 487
OCI Solar Power | [6 empty] | 41 | 40 | 100 | 112 | 160 | 50 | [5 empty] | 503
Savion | [15 empty] | 553 |  | 553
Orsted | [14 empty] | 647 |  |  | 647
Engie | [10 empty] | 50 | 7 |  | 225 | 300 | 101 |  | 683
Clenera | [7 empty] | 29 | 20 | 160 | 113 | 80 | 200 |  | 100 |  |  | 702
Origis Energy | [6 empty] | 16 |  |  |  | 144 | 18 | 42 | 304 |  |  | 180 | 704
Hecate | [9 empty] | 126 | 86 | [5 empty] | 500 | 712
SunEnergy1 | [5 empty] | 12 |  | 40 | 128 | 75 | 60 | 80 |  | 105 | 80 | 150 |  | 730
Duke Energy Florida | [9 empty] | 5 |  | 75 | 75 | 74 | 224 | 300 |  | 753
Community Energy | [7 empty] | 7 | 15 | 403 | 104 |  | 8 |  | 180 |  | 74 | 790
Longroad Energy | [13 empty] | 403 | 250 |  | 150 | 803
Tampa Electric | [10 empty] | 19 | 145 | 203 | 149 | 134 | 217 |  | 867
National Grid Renewables | [14 empty] | 200 | 325 | 374 | 899
Duke Energy Renewables |  |  |  |  | 6 |  |  |  | 105 | 45 | 28 |  | 121 | 260 |  | 370 |  | 934
Terra Gen Power | [14 empty] | 165 | 644 | 160 | 969
174 Power Global | [5 empty] | 30 |  | 8 |  |  | 7 | 182 | 300 | 280 |  | 180 |  | 987
Sempra | [5 empty] | 170 |  |  | 316 | 348 |  | 200 | [5 empty] | 1034
Clearway | [11 empty] | 154 | 109 | 192 | 5 | 39 | 552 | 1051
SunEdison | 7 |  |  | 18 | 77 | 132 | 44 | 337 | 40 | 545 | [7 empty] | 1200
Consolidated Edison |  |  |  |  | 26 |  |  |  | 40 | 96 | 193 | 320 |  | 162 | 431 |  |  | 1269
LightSource BP | [12 empty] | 14 | 287 | 502 | 220 | 252 | 1275
8 Minute Solar Energy | [7 empty] | 207 | 58 | 260 | 20 | 252 | 90 | 408 |  |  |  | 1295
Enel Green Power | [5 empty] | 22 | [5 empty] | 40 |  | 410 | 371 |  | 500 | 1343
Intersect Power | [14 empty] | 940 | 474 |  | 1414
Silicon Ranch Corporation | [7 empty] | 30 | 34 | 96 | 32 | 69 | 195 | 186 | 277 | 405 | 107 | 1431
EDF Renewables | [6 empty] | 130 | 20 | 42 |  |  | 111 | 111 | 375 | 253 | 277 | 200 | 1520
Recurrent |  |  |  |  | 24 | 60 | 35 | 225 |  | 905 | 71 | 95 |  |  | 250 | 100 |  | 1764
Invenergy | [5 empty] | 20 |  |  | 20 |  | 50 | 25 | 155 | 171 | 538 | 700 | 150 | 1829
SunPower | 12 |  | 25 | 37 | 66 | 57 | 270 |  | 822 | 429 | 151 | 10 |  | 30 |  |  |  | 1910
AES | [7 empty] | 26 | 153 | 335 | 91 | 125 | 140 | 374 | 345 | 417 | 56 | 2062
Cypress Creek Renewables/ Pine Gate Renewables | [8 empty] | 22 | 207 | 445 | 265 | 183 | 449 | 245 | 467 | 154 | 2437
Pine Gate Renewables | [8 empty] | 22 | 207 | 445 | 265 | 183 | 449 | 245 | 507 | 154 | 2477
Other | 0 | 0 | 0 | 0 | 235 | 164 | 252 | 217 | 189 | 465 | 459 | 367 | 281 | 630 | 576 | 1052 | 435 | 5323
First Solar |  | 10 | 21 | 79 | 34 | 177 | 359 | 1911 | 205 | 1105 | 600 |  | 592 | 446 | 150 |  |  | 5689
NextEra |  |  |  | 5 | 5 |  |  | 20 | 47 | 1189 | 122 | 807 | 682 | 1975 | 1511 | 1346 | 758 | 8468
Unknown | [6 empty] | 10 | 20 | 91 | 5 | 253 | 21 | 313 | 221 | 513 | 151 | 11827 | 13424
All PV Projects | 19 | 10 | 46 | 175 | 486 | 961 | 1341 | 3184 | 2885 | 7440 | 4092 | 3962 | 4599 | 9623 | 12491 | 10375 | 18514 | 80205
Note: Some projects are assigned to multiple developers. The sum of annual project capacity may thus exceed the capacity of "All PV Projects".
Project Capacity MWAC by Offtaker Type
| 2007 | 2008 | 2009 | 2010 | 2011 | 2012 | 2013 | 2014 | 2015 | 2016 | 2017 | 2018 | 2019 | 2020 | 2021 | 2022 | 2023 | Total |  | 2023
Other | [13 empty] | 10 |  |  | 40 | 50 | Other | 40
Non-IOU Retailer | [11 empty] | 85 |  | 20 |  | 443 | 40 | 588 | Non-IOU Retailer | 40
Military | 12 |  |  |  |  | 11 |  | 30 | 41 | 170 | 116 | 88 |  | 70 | 128 |  |  | 665 | Education | 317
Education | [5 empty] | 18 | 8 | 34 | 46 | 60 | 20 | 32 | 19 | 71 | 40 | 186 | 317 | 850 | Merchant | 1019
Merchant | [5 empty] | 21 |  | 15 | 45 | 38 |  | 36 |  |  |  |  | 1019 | 1173 | Monopoly Investor-owned Utility | 2212
Unknown | [6 empty] | 10 |  |  | 58 | 88 | 38 | 347 | 1053 | 2245 | 944 | 3698 | 8481 | Public Utilities (Munis, Coops...) | 3463
Monopoly Investor-owned Utility |  |  | 25 | 28 | 93 | 34 | 130 | 110 | 477 | 1191 | 1026 | 1325 | 1525 | 2559 | 1895 | 1819 | 2212 | 14447 | Unknown | 3698
Corporate |  |  |  |  | 20 | 28 | 10 | 13 | 112 | 411 | 841 | 405 | 684 | 2282 | 3593 | 2861 | 4703 | 15963 | Corporate | 4703
Public Utilities (Munis, Coops...) |  |  |  | 57 | 147 | 204 | 77 | 119 | 336 | 1992 | 1177 | 935 | 734 | 1775 | 2999 | 2068 | 3463 | 16082 | Investor-owned Utility | 6035
Investor-owned Utility | 7 | 10 | 46 | 118 | 319 | 679 | 1237 | 2973 | 2306 | 4712 | 1852 | 2429 | 2815 | 4148 | 3145 | 4316 | 6035 | 37145
All PV Projects | 19 | 10 | 46 | 175 | 486 | 961 | 1341 | 3184 | 2885 | 7440 | 4092 | 3962 | 4599 | 9623 | 12491 | 10375 | 18514 | 80205
Note: Some projects are assigned to multiple offtakers. The sum of annual project capacity may thus exceed the capacity of "All PV Projects".

## PV Irradiance
Global horizontal irradiance by mounting type and installation year
[10 empty] | Graph Support | Fixed-Tilt | Tracking | x-Axis | Fixed Tilt 20th Perc Error | Fixed Tilt 80th Perc Error | Tracking 20th Perc Error | Tracking 80th Perc Error
[10 empty] | 2010 | 0.55 | 1.3 | 2010 10 0.2 | 0.62 | 0.5 | 0.35 | 0.53
[10 empty] | 2011 | 2.55 | 3.3 | 2011 35 0.5 | 1.32 | 0.04 | 0.72 | 0.2
[10 empty] | 2012 | 4.55 | 5.3 | 2012 44 1 | 1.23 | 0.25 | 0.44 | 0.45
[10 empty] | 2013 | 6.55 | 7.3 | 2013 38 1.3 | 1.31 | 0.33 | 0.49 | 0.05
[10 empty] | 2014 | 8.55 | 9.3 | 2014 65 3.2 | 0.4 | 1.34 | 0.31 | 0.15
[10 empty] | 2015 | 10.55 | 11.3 | 2015 89 2.9 | 0.29 | 0.98 | 0.47 | 0.41
[10 empty] | 2016 | 12.55 | 13.3 | 2016 152 7.4 | 0.48 | 0.34 | 0.75 | 0.45
[10 empty] | 2017 | 14.55 | 15.3 | 2017 167 4.1 | 0.49 | 0.27 | 0.28 | 0.8
[10 empty] | 2018 | 16.55 | 17.3 | 2018 96 4 | 0.48 | 0.49 | 0.3 | 0.91
[10 empty] | 2019 | 18.55 | 19.3 | 2019 110 4.6 | 0.12 | 0.82 | 0.44 | 0.55
[10 empty] | 2020 | 20.55 | 21.3 | 2020 164 9.6 | 0.55 | 0.53 | 0.36 | 0.66
[10 empty] | 2021 | 22.55 | 23.3 | 2021 157 12.5 | 0.05 | 0.64 | 0.56 | 0.67
[10 empty] | 2022 | 24.55 | 25.3 | 2022 153 10.4 | 0.19 | 0.71 | 0.56 | 0.66
[10 empty] | 2023 | 26.55 | 27.3 | 2023 221 18.5 | 0.14 | 0.75 | 0.73 | 0.68
Total 1506 80.2
Sources: Berkeley Lab: Project Information, NREL: Long-Term Annual Average Solar Resource
Long-Term Average Global Horizontal Irradiance (kWh/m2/day)
| All Count | All Capacity | All Median | All 20th Percentile | All 80th Percentile | Fixed Tilt Median | Fixed Tilt 20th Percentile | Fixed Tilt 80th Percentile | Tracking Median | Tracking 20th Percentile | Tracking 80th Percentile
2007 | 2 | 18.9 | 5.5 | 5.42 | 5.57 |  |  |  | 5.62 | 5.62 | 5.62
2008 | 1 | 10 | 5.66 | 5.66 | 5.66 | 5.66 | 5.66 | 5.66
2009 | 2 | 46 | 5.36 | 5.17 | 5.55 | 5.68 | 5.68 | 5.68 | 5.04 | 5.04 | 5.04
2010 | 10 | 175.07 | 4.76 | 4 | 5.36 | 4.79 | 4.16 | 5.29 | 4.48 | 4.13 | 5.02
2011 | 35 | 486.15 | 5.35 | 4.15 | 5.65 | 5.32 | 4 | 5.36 | 5.58 | 4.86 | 5.78
2012 | 44 | 961.14 | 5.32 | 4.28 | 5.79 | 5.27 | 4.04 | 5.51 | 5.34 | 4.9 | 5.8
2013 | 38 | 1341.35 | 5.62 | 4.72 | 5.82 | 5.35 | 4.03 | 5.68 | 5.8 | 5.31 | 5.85
2014 | 65 | 3184.08 | 5.55 | 4.43 | 5.84 | 4.37 | 3.98 | 5.71 | 5.69 | 5.38 | 5.84
2015 | 89 | 2885.48 | 5.28 | 4.43 | 5.64 | 4.48 | 4.19 | 5.47 | 5.36 | 4.89 | 5.78
2016 | 152 | 7440.26 | 5.06 | 4.41 | 5.76 | 4.45 | 3.97 | 4.79 | 5.33 | 4.58 | 5.78
2017 | 167 | 4092.24 | 4.63 | 4.26 | 5.38 | 4.45 | 3.96 | 4.72 | 4.68 | 4.4 | 5.48
2018 | 96 | 3962.12 | 4.63 | 4.24 | 5.3 | 4.43 | 3.95 | 4.92 | 4.69 | 4.39 | 5.6
2019 | 110 | 4598.86 | 4.74 | 3.98 | 5.44 | 3.93 | 3.81 | 4.75 | 4.93 | 4.5 | 5.48
2020 | 164 | 9623.14 | 4.65 | 4.08 | 5.27 | 4.42 | 3.88 | 4.95 | 4.67 | 4.31 | 5.32
2021 | 157 | 12490.96 | 4.44 | 3.86 | 5.06 | 3.88 | 3.83 | 4.52 | 4.68 | 4.11 | 5.35
2022 | 153 | 10374.68 | 4.43 | 3.86 | 5.03 | 3.92 | 3.73 | 4.63 | 4.58 | 4.02 | 5.24
2023 | 221 | 18514.28 | 4.59 | 3.87 | 5.18 | 3.94 | 3.8 | 4.69 | 4.64 | 3.91 | 5.33
Total | 1506 | 80204.72

## PV ILR
Inverter loading ratio by mounting type and installation year
[10 empty] | Graph Support | Fixed-Tilt | Tracking | x-Axis | Fixed Tilt 20th Perc Error | Fixed Tilt 80th Perc Error | Tracking 20th Perc Error | Tracking 80th Perc Error
[10 empty] | 2010 | 0.55 | 1.3 | 2010 10 .2 | 0 | 0.01 | 0.08 | 0.04
[10 empty] | 2011 | 2.55 | 3.3 | 2011 35 0.5 | 0.06 | 0.05 | 0.06 | 0.07
[10 empty] | 2012 | 4.55 | 5.3 | 2012 44 1 | 0.05 | 0.05 | 0.09 | 0.06
[10 empty] | 2013 | 6.55 | 7.3 | 2013 38 1.3 | 0.03 | 0.08 | 0.03 | 0.07
[10 empty] | 2014 | 8.55 | 9.3 | 2014 65 3.2 | 0.06 | 0.06 | 0.05 | 0.07
[10 empty] | 2015 | 10.55 | 11.3 | 2015 89 2.9 | 0.04 | 0.08 | 0.06 | 0.07
[10 empty] | 2016 | 12.55 | 13.3 | 2016 150 7.4 | 0.08 | 0.12 | 0.06 | 0.05
[10 empty] | 2017 | 14.55 | 15.3 | 2017 167 4.1 | 0.06 | 0.13 | 0.08 | 0.09
[10 empty] | 2018 | 16.55 | 17.3 | 2018 96 4 | 0.12 | 0.14 | 0.06 | 0.11
[10 empty] | 2019 | 18.55 | 19.3 | 2019 110 4.6 | 0.05 | 0.18 | 0.11 | 0.09
[10 empty] | 2020 | 20.55 | 21.3 | 2020 164 9.6 | 0.11 | 0.12 | 0.08 | 0.09
[10 empty] | 2021 | 22.55 | 23.3 | 2021 157 12.5 | 0.08 | 0.13 | 0.06 | 0.08
[10 empty] | 2022 | 24.55 | 25.3 | 2022 153 10.4 | 0.07 | 0.1 | 0.08 | 0.09
[10 empty] | 2023 | 26.55 | 27.3 | 2023 217 18. | 0.08 | 0.03 | 0.09 | 0.08
Total 1500 79.6
Sources: Berkeley Lab
Notes: The Inverter Loading Ratio describes the ratio of project capacity measured in MWDC at the inverter to the nominal inverter capacity measured in MWAC
Inverter Loading Ratio
Installation Year | All Count | All Capacity MWAC | All Median | All 20th Percentile | All 80th Percentile | Fixed Tilt Median | Fixed Tilt 20th Percentile | Fixed Tilt 80th Percentile | Tracking Median | Tracking 20th Percentile | Tracking 80th Percentile
2007 | 2 | 18.9 | 1.18 | 1.18 | 1.19 |  |  |  | 1.17 | 1.17 | 1.17
2008 | 1 | 10 | 1.21 | 1.21 | 1.21 | 1.21 | 1.21 | 1.21
2009 | 2 | 46 | 1.15 | 1.12 | 1.18 | 1.2 | 1.2 | 1.2 | 1.1 | 1.1 | 1.1
2010 | 10 | 175.07 | 1.2 | 1.17 | 1.22 | 1.19 | 1.19 | 1.21 | 1.21 | 1.13 | 1.25
2011 | 35 | 486.15 | 1.18 | 1.11 | 1.25 | 1.23 | 1.17 | 1.28 | 1.15 | 1.09 | 1.22
2012 | 44 | 961.14 | 1.24 | 1.16 | 1.29 | 1.24 | 1.2 | 1.29 | 1.22 | 1.13 | 1.29
2013 | 38 | 1341.35 | 1.29 | 1.25 | 1.36 | 1.3 | 1.26 | 1.37 | 1.29 | 1.25 | 1.35
2014 | 65 | 3184.08 | 1.28 | 1.22 | 1.34 | 1.26 | 1.2 | 1.33 | 1.29 | 1.24 | 1.36
2015 | 89 | 2885.48 | 1.3 | 1.24 | 1.38 | 1.3 | 1.26 | 1.38 | 1.29 | 1.23 | 1.36
2016 | 150 | 7379.8 | 1.31 | 1.25 | 1.37 | 1.3 | 1.23 | 1.43 | 1.31 | 1.25 | 1.35
2017 | 167 | 4092.24 | 1.33 | 1.24 | 1.41 | 1.27 | 1.21 | 1.4 | 1.33 | 1.25 | 1.42
2018 | 96 | 3962.12 | 1.33 | 1.26 | 1.46 | 1.38 | 1.26 | 1.52 | 1.32 | 1.26 | 1.43
2019 | 110 | 4598.86 | 1.31 | 1.22 | 1.42 | 1.31 | 1.26 | 1.49 | 1.31 | 1.2 | 1.4
2020 | 164 | 9623.14 | 1.34 | 1.26 | 1.45 | 1.35 | 1.24 | 1.47 | 1.34 | 1.26 | 1.43
2021 | 157 | 12490.96 | 1.34 | 1.27 | 1.44 | 1.37 | 1.3 | 1.5 | 1.33 | 1.27 | 1.41
2022 | 153 | 10395.78 | 1.32 | 1.25 | 1.4 | 1.4 | 1.33 | 1.5 | 1.3 | 1.22 | 1.39
2023 | 217 | 17980.28 | 1.34 | 1.25 | 1.4 | 1.38 | 1.31 | 1.42 | 1.32 | 1.23 | 1.4
Total | 1500 | 79631.37

## CapEx Trend (PV-only)
Installed costs by year (in both DC and AC terms)
Sources: Berkeley Lab, Energy Information Administration
Installed Costs 2023 $/WAC | [6 empty] | Installed Costs 2023 $/WDC
Commercial Operation Year | All Count | All Capacity (MWAC) | All Capacity-weighted Mean | All Median | All 20th Percentile | All 80th Percentile | Commercial Operation Year | All Count | All Capacity (MWDC) | All Capacity-weighted Mean | All Median | All 20th Percentile | All 80th Percentile
2007 | 2 | 18.9 | 11.99 | 12.06 | 11.9 | 12.21 | 2007 | 2 | 22.28 | 10.17 | 10.2 | 10.12 | 10.28
2008 | 1 | 10 | 5.56 | 5.56 | 5.56 | 5.56 | 2008 | 1 | 12.14 | 4.58 | 4.58 | 4.58 | 4.58
2009 | 2 | 46 | 6.17 | 5.99 | 4.78 | 7.21 | 2009 | 2 | 52.8 | 5.37 | 5.28 | 4.1 | 6.47
2010 | 10 | 175.07 | 5.75 | 6.21 | 5.5 | 7.97 | 2010 | 10 | 210.72 | 4.77 | 5.39 | 4.6 | 6.46
2011 | 28 | 411.79 | 5.38 | 5.4 | 4.71 | 5.99 | 2011 | 28 | 495.7 | 4.47 | 4.47 | 3.95 | 5.06
2012 | 41 | 929.64 | 4.44 | 5.04 | 4.25 | 5.56 | 2012 | 41 | 1181.41 | 3.49 | 4.08 | 3.3 | 4.51
2013 | 38 | 1341.35 | 4.81 | 4.49 | 3.87 | 5.32 | 2013 | 38 | 1754.16 | 3.68 | 3.51 | 3.01 | 4.06
2014 | 64 | 3144.48 | 4.63 | 3.87 | 3.17 | 5.08 | 2014 | 64 | 4064.03 | 3.58 | 2.99 | 2.41 | 3.92
2015 | 87 | 2868.48 | 3.82 | 3.43 | 2.7 | 4.2 | 2015 | 87 | 3728.47 | 2.94 | 2.6 | 2.02 | 3.34
2016 | 146 | 7387.29 | 2.95 | 2.84 | 2.45 | 3.34 | 2016 | 145 | 9618.47 | 2.25 | 2.18 | 1.85 | 2.6
2017 | 163 | 4045.84 | 2.67 | 2.63 | 2.04 | 3.33 | 2017 | 163 | 5381.86 | 2.01 | 1.99 | 1.59 | 2.34
2018 | 94 | 3949.42 | 2.26 | 2.13 | 1.73 | 3.11 | 2018 | 94 | 5398.82 | 1.65 | 1.57 | 1.27 | 2.37
2019 | 102 | 4525.36 | 1.93 | 1.85 | 1.48 | 2.64 | 2019 | 102 | 6014.07 | 1.45 | 1.44 | 1.17 | 1.91
2020 | 157 | 9489.04 | 1.72 | 1.86 | 1.53 | 2.6 | 2020 | 157 | 12585.48 | 1.3 | 1.4 | 1.12 | 1.89
2021 | 128 | 11258.24 | 1.61 | 1.58 | 1.28 | 2.06 | 2021 | 128 | 15012.66 | 1.21 | 1.2 | 0.98 | 1.51
2022 | 140 | 9832.63 | 1.56 | 1.61 | 1.28 | 2.16 | 2022 | 140 | 12712.77 | 1.21 | 1.25 | 0.98 | 1.66
2023 | 76 | 7089.27 | 1.43 | 1.33 | 1.16 | 1.79 | 2023 | 75 | 9005.29 | 1.08 | 1.04 | 0.89 | 1.4
Total | 1279 | 66522.82 |  |  |  |  | Total | 1277 | 87251.13
0.91667

## CapEx Trend by Mount Type (PV)
Installed costs by mounting type and installation year
Sources: Berkeley Lab, Energy Information Administration
Installed Costs 2023 $/WAC
Commercial Operation Year | All Count | All Capacity (MWAC) | All Capacity-weighted Mean | All Median | All 20th Percentile | All 80th Percentile | Fixed-Tilt Capacity-weighted Mean | Fixed Tilt Median | Fixed Tilt 20th Percentile | Fixed Tilt 80th Percentile | Tracking Capacity-weighted Mean | Tracking Median | Tracking 20th Percentile | Tracking 80th Percentile
2007 | 2 | 18.9 | 11.99 | 12.06 | 11.9 | 12.21 |  |  |  |  | 11.8 | 11.8 | 11.8 | 11.8
2008 | 1 | 10 | 5.56 | 5.56 | 5.56 | 5.56 | 5.56 | 5.56 | 5.56 | 5.56
2009 | 2 | 46 | 6.17 | 5.99 | 4.78 | 7.21 | 3.97 | 3.97 | 3.97 | 3.97 | 8.02 | 8.02 | 8.02 | 8.02
2010 | 10 | 175.07 | 5.75 | 6.21 | 5.5 | 7.97 | 5.13 | 5.84 | 4.71 | 6.46 | 7.54 | 7.85 | 6.78 | 9.29
2011 | 28 | 411.79 | 5.38 | 5.4 | 4.71 | 5.99 | 5.36 | 5.45 | 4.56 | 6.09 | 5.4 | 5.35 | 4.83 | 5.87
2012 | 41 | 929.64 | 4.44 | 5.04 | 4.25 | 5.56 | 3.85 | 4.42 | 3.81 | 5.35 | 5.29 | 5.14 | 5.03 | 5.82
2013 | 38 | 1341.35 | 4.81 | 4.49 | 3.87 | 5.32 | 4.57 | 4.46 | 3.68 | 5.23 | 5.01 | 4.66 | 4.14 | 5.32
2014 | 64 | 3144.48 | 4.63 | 3.87 | 3.17 | 5.08 | 4.64 | 3.82 | 3.24 | 4.84 | 4.58 | 3.86 | 3.15 | 5.13
2015 | 87 | 2868.48 | 3.82 | 3.43 | 2.7 | 4.2 | 3 | 3.06 | 2.47 | 3.95 | 4.16 | 3.56 | 2.83 | 4.35
2016 | 146 | 7387.29 | 2.95 | 2.84 | 2.45 | 3.34 | 3.5 | 2.77 | 2.32 | 3.97 | 2.81 | 2.84 | 2.49 | 3.25
2017 | 163 | 4045.84 | 2.67 | 2.63 | 2.04 | 3.33 | 2.72 | 2.63 | 2.15 | 3.1 | 2.66 | 2.62 | 1.98 | 3.37
2018 | 94 | 3949.42 | 2.26 | 2.13 | 1.73 | 3.11 | 1.89 | 2.11 | 1.4 | 3.12 | 2.43 | 2.16 | 1.84 | 3.02
2019 | 102 | 4525.36 | 1.93 | 1.85 | 1.48 | 2.64 | 1.75 | 1.96 | 1.41 | 3 | 1.95 | 1.81 | 1.49 | 2.27
2020 | 157 | 9489.04 | 1.72 | 1.86 | 1.53 | 2.6 | 1.74 | 2.05 | 1.43 | 2.72 | 1.72 | 1.86 | 1.53 | 2.49
2021 | 128 | 11258.24 | 1.61 | 1.58 | 1.28 | 2.06 | 1.54 | 1.45 | 1.13 | 2.27 | 1.62 | 1.6 | 1.31 | 2.01
2022 | 140 | 9832.63 | 1.56 | 1.61 | 1.28 | 2.16 | 1.52 | 1.5 | 1.15 | 2.53 | 1.57 | 1.61 | 1.3 | 2.1
2023 | 76 | 7089.27 | 1.43 | 1.33 | 1.16 | 1.79 | 1.19 | 1.14 | 1.11 | 1.25 | 1.45 | 1.37 | 1.19 | 1.79
Total | 1279 | 66522.82
Installed Costs 2023 $/WDC
Commercial Operation Year | All Count | All Capacity (MWDC) | All Capacity-weighted Mean | All Median | All 20th Percentile | All 80th Percentile | Fixed-Tilt Capacity-weighted Mean | Fixed Tilt Median | Fixed Tilt 20th Percentile | Fixed Tilt 80th Percentile | Tracking Capacity-weighted Mean | Tracking Median | Tracking 20th Percentile | Tracking 80th Percentile
2007 | 2 | 22.28 | 10.17 | 10.2 | 10.12 | 10.28 |  |  |  |  | 10.07 | 10.07 | 10.07 | 10.07
2008 | 1 | 12.14 | 4.58 | 4.58 | 4.58 | 4.58 | 4.58 | 4.58 | 4.58 | 4.58
2009 | 2 | 52.8 | 5.37 | 5.28 | 4.1 | 6.47 | 3.3 | 3.3 | 3.3 | 3.3 | 7.27 | 7.27 | 7.27 | 7.27
2010 | 10 | 210.72 | 4.77 | 5.39 | 4.6 | 6.46 | 4.23 | 4.84 | 3.93 | 5.42 | 6.41 | 6.16 | 5.86 | 7.54
2011 | 28 | 495.7 | 4.47 | 4.47 | 3.95 | 5.06 | 4.38 | 4.4 | 3.66 | 5.16 | 4.57 | 4.58 | 4.19 | 4.86
2012 | 41 | 1181.41 | 3.49 | 4.08 | 3.3 | 4.51 | 3 | 3.48 | 3.14 | 4.28 | 4.24 | 4.33 | 3.98 | 4.64
2013 | 38 | 1754.16 | 3.68 | 3.51 | 3.01 | 4.06 | 3.47 | 3.37 | 2.69 | 3.97 | 3.85 | 3.57 | 3.18 | 4.08
2014 | 64 | 4064.03 | 3.58 | 2.99 | 2.41 | 3.92 | 3.58 | 2.97 | 2.41 | 3.81 | 3.56 | 2.99 | 2.42 | 3.88
2015 | 87 | 3728.47 | 2.94 | 2.6 | 2.02 | 3.34 | 2.26 | 2.26 | 1.96 | 2.92 | 3.23 | 2.77 | 2.19 | 3.46
2016 | 145 | 9618.47 | 2.25 | 2.18 | 1.85 | 2.6 | 2.6 | 2.15 | 1.74 | 3.07 | 2.16 | 2.18 | 1.9 | 2.56
2017 | 163 | 5381.86 | 2.01 | 1.99 | 1.59 | 2.34 | 2.01 | 2.02 | 1.73 | 2.4 | 2.01 | 1.99 | 1.57 | 2.34
2018 | 94 | 5398.82 | 1.65 | 1.57 | 1.27 | 2.37 | 1.33 | 1.46 | 0.92 | 2.46 | 1.82 | 1.6 | 1.36 | 2.32
2019 | 102 | 6014.07 | 1.45 | 1.44 | 1.17 | 1.91 | 1.2 | 1.52 | 1.13 | 2.13 | 1.49 | 1.42 | 1.17 | 1.76
2020 | 157 | 12585.48 | 1.3 | 1.4 | 1.12 | 1.89 | 1.25 | 1.51 | 1.04 | 2.32 | 1.3 | 1.39 | 1.14 | 1.87
2021 | 128 | 15012.66 | 1.21 | 1.2 | 0.98 | 1.51 | 1.12 | 1.05 | 0.82 | 1.69 | 1.22 | 1.24 | 1.01 | 1.49
2022 | 140 | 12712.77 | 1.21 | 1.25 | 0.98 | 1.66 | 1.06 | 1.04 | 0.82 | 1.76 | 1.22 | 1.27 | 1.03 | 1.61
2023 | 75 | 9005.29 | 1.08 | 1.04 | 0.89 | 1.4 | 0.87 | 0.82 | 0.8 | 1.04 | 1.1 | 1.05 | 0.9 | 1.41
Total | 1277 | 87251.13

## CapEx by Size (PV-only)
Installed costs by project size in 2023
Sources: Berkeley Lab
| Installed Costs in $2023/WAC | [6 empty] | Installed Costs in $2023/WDC
Project Size Bin | Project Count in 2023 | Project Capacity MWAC | Capacity-weighted Mean | Median | 20th Percentile | 80th Percentile | Project Size Bin | Project Count in 2023 | Project Capacity MWDC | Capacity-weighted Mean | Median | 20th Percentile | 80th Percentile
5-20 MW | 3 | 37.5 | 1.59 | 1.79 | 1.23 | 2.03 | 5-20 MW | 3 | 46.45 | 1.28 | 1.61 | 1.01 | 1.74
20-50 MW | 13 | 416.5 | 1.61 | 1.66 | 1.38 | 1.89 | 20-50 MW | 8 | 255.37 | 1.23 | 1.26 | 1.04 | 1.47
50-100 MW | 40 | 2918.97 | 1.37 | 1.32 | 1.16 | 1.65 | 50-100 MW | 24 | 1918.96 | 1.18 | 1.15 | 0.94 | 1.43
100-500 MW | 20 | 3716.3 | 1.46 | 1.29 | 1.13 | 1.84 | 100-700 MW | 40 | 6784.51 | 1.05 | 0.93 | 0.86 | 1.2
Total | 76 | 7089.27 |  |  |  |  | Total | 75 | 9005.29

## CapEx Trend by Region (PV only)
Installed costs by region and installation year
Sources: Berkeley Lab (some data points suppressed to protect confidentiality), Energy Information Administration
| Capacity-weighted Mean Project Cost (2023 $/WAC) | [11 empty] | Capacity-weighted Mean Project Cost (2023 $/WDC)
Commercial Operation Year | National | CAISO | ERCOT | Hawaii | ISO-NE | MISO | NYISO | PJM | SPP | Southeast (non-ISO) | West (non-ISO) | Commercial Operation Year | National | CAISO | ERCOT | HI | ISO-NE | MISO | NYISO | PJM | SPP | Southeast (non-ISO) | West (non-ISO)
2007 | 11.99 | [10 empty] | 2007 | 10.17
2008 | 5.56 | [10 empty] | 2008 | 4.58
2009 | 6.17 | [10 empty] | 2009 | 5.37
2010 | 5.75 | [6 empty] | 7.61 |  | 7.57 |  | 2010 | 4.77 | [6 empty] | 6.33 |  | 6.28
2011 | 5.38 | 4.98 | [5 empty] | 5.77 |  |  | 5.27 | 2011 | 4.47 | 4 | [5 empty] | 4.96 |  |  | 4.37
2012 | 4.44 | 3.64 | 5.05 |  |  |  |  | 5.11 |  | 4.56 | 5.16 | 2012 | 3.49 | 2.76 | 4.33 |  |  |  |  | 4.1 |  | 3.71 | 4.19
2013 | 4.81 | 4.78 |  |  |  | 3.88 |  |  |  | 4.72 | 5.01 | 2013 | 3.68 | 3.67 |  |  |  | 2.88 |  |  |  | 3.75 | 3.71
2014 | 4.63 | 4.76 | [5 empty] | 3.55 |  | 3.14 | 4.15 | 2014 | 3.58 | 3.68 | [5 empty] | 2.61 |  | 2.46 | 3.28
2015 | 3.82 | 4.61 | 3.49 |  |  | 4.58 |  | 3.2 |  | 2.8 | 3.16 | 2015 | 2.94 | 3.63 | 2.8 |  |  | 3.42 |  | 2.36 |  | 2.06 | 2.4
2016 | 2.95 | 3.22 |  |  |  | 2.93 |  | 3.14 | 2.42 | 2.49 | 2.8 | 2016 | 2.25 | 2.51 |  |  |  | 2.13 |  | 2.38 | 1.79 | 1.78 | 2.17
2017 | 2.67 | 3.33 | 2.48 | 5.02 | 3.06 | 2.74 |  | 2.49 | 2.47 | 2.41 | 2.72 | 2017 | 2.01 | 2.51 | 1.92 | 3.6 | 2.4 | 1.94 |  | 1.89 | 1.87 | 1.78 | 2.08
2018 | 2.26 | 3.12 | 1.68 |  | 2.71 | 1.53 |  | 2.84 |  | 1.75 | 2.5 | 2018 | 1.65 | 2.33 | 1.27 |  | 1.97 | 1.26 |  | 2.02 |  | 1.23 | 1.89
2019 | 1.93 | 2.18 | 1.87 | 3.51 | 2.39 |  | 2.45 | 2.13 | 1.51 | 1.54 | 1.94 | 2019 | 1.45 | 1.75 | 1.44 | 2.69 | 1.68 |  | 1.83 | 1.56 | 1.26 | 1.11 | 1.5
2020 | 1.72 | 1.89 | 1.45 |  | 2.68 | 1.8 | 2.39 | 2.11 | 1.78 | 1.58 | 1.96 | 2020 | 1.3 | 1.46 | 1.12 |  | 1.84 | 1.27 | 1.83 | 1.63 | 1.34 | 1.15 | 1.51
2021 | 1.61 | 1.84 | 1.61 |  | 2.25 | 1.56 |  | 1.67 |  | 1.59 | 1.4 | 2021 | 1.21 | 1.4 | 1.2 |  | 1.61 | 1.17 |  | 1.25 |  | 1.16 | 1.1
2022 | 1.56 | 1.6 | 1.35 |  | 2 | 1.67 | 2.3 | 1.83 |  | 1.61 | 1.41 | 2022 | 1.21 | 1.27 | 1.08 |  | 1.41 | 1.25 | 1.65 | 1.42 |  | 1.21 | 1.06
2023 | 1.43 |  | 1.36 |  |  | 1.55 |  | 1.64 | 1.73 | 1.27 | 1.32 | 2023 | 1.08 |  | 1.02 |  |  | 1.16 |  | 1.28 | 1.34 | 0.95 | 1
| Median Project Cost (2023 $/WAC) | [11 empty] | Median Project Cost (2023 $/WDC)
Commercial Operation Year | National | CAISO | ERCOT | Hawaii | ISO-NE | MISO | NYISO | PJM | SPP | Southeast (non-ISO) | West (non-ISO) | Commercial Operation Year | National | CAISO | ERCOT | HI | ISO-NE | MISO | NYISO | PJM | SPP | Southeast (non-ISO) | West (non-ISO)
2007 | 12.06 | [10 empty] | 2007 | 10.2
2008 | 5.56 | [10 empty] | 2008 | 4.58
2009 | 5.99 | [10 empty] | 2009 | 5.28
2010 | 6.21 | [6 empty] | 6.35 |  | 7.85 |  | 2010 | 5.39 | [6 empty] | 5.33 |  | 6.16
2011 | 5.4 | 5.13 | [5 empty] | 5.89 |  |  | 5.07 | 2011 | 4.47 | 4.17 | [5 empty] | 5.2 |  |  | 4.41
2012 | 5.04 | 4.25 | 5.06 |  |  |  |  | 5.14 |  | 4.38 | 5.12 | 2012 | 4.08 | 3.3 | 4.33 |  |  |  |  | 4.11 |  | 3.47 | 4.11
2013 | 4.49 | 4.62 |  |  |  | 3.74 |  |  |  | 4.45 | 4.24 | 2013 | 3.51 | 3.57 |  |  |  | 2.71 |  |  |  | 3.51 | 3.18
2014 | 3.87 | 3.99 | [5 empty] | 3.44 |  | 2.5 | 3.78 | 2014 | 2.99 | 3.06 | [5 empty] | 2.69 |  | 1.98 | 3.01
2015 | 3.43 | 3.65 | 4.01 |  |  | 4.59 |  | 3.31 |  | 2.74 | 3.42 | 2015 | 2.6 | 2.82 | 3.23 |  |  | 3.44 |  | 2.42 |  | 2.01 | 2.51
2016 | 2.84 | 2.97 |  |  |  | 2.9 |  | 3.06 | 2.45 | 2.57 | 2.68 | 2016 | 2.18 | 2.27 |  |  |  | 2.15 |  | 2.38 | 1.79 | 1.93 | 2.17
2017 | 2.63 | 3.13 | 2.39 | 4.91 | 2.97 | 3.51 |  | 2.49 | 2.67 | 2.35 | 2.74 | 2017 | 1.99 | 2.31 | 1.75 | 3.43 | 2.35 | 2.3 |  | 1.9 | 1.91 | 1.75 | 2.06
2018 | 2.13 | 3.43 | 1.85 |  | 2.76 | 1.74 |  | 2.67 |  | 1.77 | 2.36 | 2018 | 1.57 | 2.52 | 1.36 |  | 1.98 | 1.37 |  | 2.35 |  | 1.34 | 1.82
2019 | 1.85 | 1.98 | 1.88 | 3.37 | 2.77 |  | 2.15 | 2.02 | 1.47 | 1.67 | 1.69 | 2019 | 1.44 | 1.58 | 1.35 | 2.6 | 1.86 |  | 1.53 | 1.5 | 1.27 | 1.18 | 1.31
2020 | 1.86 | 1.93 | 1.49 |  | 2.72 | 1.8 | 2.36 | 2.31 | 1.77 | 1.59 | 2.18 | 2020 | 1.4 | 1.42 | 1.1 |  | 1.82 | 1.42 | 1.74 | 1.77 | 1.45 | 1.14 | 1.74
2021 | 1.58 | 1.88 | 1.53 |  | 2.13 | 1.47 |  | 1.72 |  | 1.47 | 1.44 | 2021 | 1.2 | 1.38 | 1.11 |  | 1.52 | 1.15 |  | 1.28 |  | 1.08 | 1.09
2022 | 1.61 | 1.49 | 1.33 |  | 2.27 | 1.81 | 2.17 | 1.83 |  | 1.6 | 1.46 | 2022 | 1.25 | 1.23 | 1.01 |  | 1.59 | 1.35 | 1.61 | 1.44 |  | 1.23 | 1.12
2023 | 1.33 |  | 1.36 |  |  | 1.65 |  | 1.82 | 1.72 | 1.24 | 1.23 | 2023 | 1.04 |  | 1.09 |  |  | 1.27 |  | 1.51 | 1.39 | 0.93 | 0.95
| $/WAC Cost Sample Project Capacity | [11 empty] | $/WDC Cost Sample Project Capacity
Commercial Operation Year | National | CAISO | ERCOT | Hawaii | ISO-NE | MISO | NYISO | PJM | SPP | Southeast (non-ISO) | West (non-ISO) | Commercial Operation Year | National | CAISO | ERCOT | Hawaii | ISO-NE | MISO | NYISO | PJM | SPP | Southeast (non-ISO) | West (non-ISO)
2007 | 19 | [10 empty] | 2007 | 22
2008 | 10 | [10 empty] | 2008 | 12
2009 | 46 | [10 empty] | 2009 | 53
2010 | 175 | [6 empty] | 23 |  | 40 |  | 2010 | 211 | [6 empty] | 28 |  | 48
2011 | 412 | 95 | [5 empty] | 66 |  |  | 184 | 2011 | 496 | 118 | [5 empty] | 77 |  |  | 222
2012 | 930 | 419 | 30 |  |  |  |  | 107 |  | 40 | 327 | 2012 | 1181 | 553 | 35 |  |  |  |  | 134 |  | 49 | 403
2013 | 1341 | 900 |  |  |  | 39 |  |  |  | 44 | 291 | 2013 | 1754 | 1171 |  |  |  | 52 |  |  |  | 55 | 393
2014 | 3144 | 2676 | [5 empty] | 102 |  | 62 | 255 | 2014 | 4064 | 3463 | [5 empty] | 139 |  | 79 | 322
2015 | 2868 | 1337 | 130 |  |  | 20 |  | 239 |  | 415 | 714 | 2015 | 3728 | 1697 | 162 |  |  | 27 |  | 324 |  | 563 | 940
2016 | 7387 | 3102 |  |  |  | 111 |  | 327 | 165 | 1333 | 2038 | 2016 | 9618 | 3982 |  |  |  | 152 |  | 430 | 224 | 1794 | 2634
2017 | 4046 | 529 | 651 | 46 | 27 | 273 |  | 464 | 19 | 1201 | 822 | 2017 | 5382 | 701 | 841 | 64 | 35 | 385 |  | 610 | 25 | 1628 | 1074
2018 | 3949 | 836 | 646 |  | 60 | 112 |  | 361 |  | 1377 | 495 | 2018 | 5399 | 1120 | 855 |  | 82 | 136 |  | 507 |  | 1960 | 655
2019 | 4525 | 979 | 488 | 129 | 94 |  | 65 | 456 | 16 | 1548 | 736 | 2019 | 6014 | 1221 | 633 | 169 | 134 |  | 87 | 625 | 19 | 2157 | 952
2020 | 9489 | 1755 | 2495 |  | 74 | 441 | 17 | 1052 | 30 | 2795 | 816 | 2020 | 12585 | 2278 | 3246 |  | 108 | 626 | 22 | 1363 | 40 | 3828 | 1055
2021 | 11258 | 1059 | 3319 |  | 189 | 898 |  | 1446 |  | 2558 | 1760 | 2021 | 15013 | 1392 | 4452 |  | 263 | 1192 |  | 1929 |  | 3502 | 2242
2022 | 9833 | 1968 | 2275 |  | 70 | 1059 | 94 | 876 |  | 2180 | 1263 | 2022 | 12713 | 2464 | 2837 |  | 100 | 1412 | 130 | 1127 |  | 2901 | 1680
2023 | 7089 |  | 1473 |  |  | 1429 |  | 1080 | 120 | 2251 | 464 | 2023 | 9005 |  | 1575 |  |  | 1904 |  | 1380 | 154 | 3012 | 609
| $/WAC Cost Sample Project Count | [11 empty] | $/WDC Cost Sample Project Count
Commercial Operation Year | National | CAISO | ERCOT | Hawaii | ISO-NE | MISO | NYISO | PJM | SPP | Southeast (non-ISO) | West (non-ISO) | Commercial Operation Year | National | CAISO | ERCOT | Hawaii | ISO-NE | MISO | NYISO | PJM | SPP | Southeast (non-ISO) | West (non-ISO)
2007 | 2 | [9 empty] | 2 | 2007 | 2 | [9 empty] | 2
2008 | 1 | 1 | [9 empty] | 2008 | 1 | 1
2009 | 2 | 1 | [7 empty] | 1 |  | 2009 | 2 | 1 | [7 empty] | 1
2010 | 10 | 1 | 1 |  |  |  |  | 3 |  | 3 | 2 | 2010 | 10 | 1 | 1 |  |  |  |  | 3 |  | 3 | 2
2011 | 28 | 6 | 1 |  |  |  | 1 | 6 |  | 1 | 13 | 2011 | 28 | 6 | 1 |  |  |  | 1 | 6 |  | 1 | 13
2012 | 41 | 9 | 3 | 1 |  |  |  | 9 |  | 3 | 16 | 2012 | 41 | 9 | 3 | 1 |  |  |  | 9 |  | 3 | 16
2013 | 38 | 16 | 2 |  |  | 4 |  | 2 |  | 3 | 11 | 2013 | 38 | 16 | 2 |  |  | 4 |  | 2 |  | 3 | 11
2014 | 64 | 32 |  | 1 | 2 | 2 |  | 9 |  | 3 | 15 | 2014 | 64 | 32 |  | 1 | 2 | 2 |  | 9 |  | 3 | 15
2015 | 87 | 34 | 3 | 1 |  | 3 |  | 12 |  | 16 | 18 | 2015 | 87 | 34 | 3 | 1 |  | 3 |  | 12 |  | 16 | 18
2016 | 146 | 45 | 2 | 1 | 2 | 3 | 1 | 18 | 3 | 30 | 41 | 2016 | 145 | 45 | 2 | 1 | 2 | 3 | 1 | 18 | 3 | 29 | 41
2017 | 163 | 24 | 14 | 3 | 4 | 17 | 2 | 22 | 3 | 47 | 27 | 2017 | 163 | 24 | 14 | 3 | 4 | 17 | 2 | 22 | 3 | 47 | 27
2018 | 94 | 7 | 10 | 1 | 3 | 4 | 1 | 15 | 2 | 29 | 22 | 2018 | 94 | 7 | 10 | 1 | 3 | 4 | 1 | 15 | 2 | 29 | 22
2019 | 102 | 11 | 8 | 4 | 8 | 2 | 5 | 16 | 3 | 26 | 19 | 2019 | 102 | 11 | 8 | 4 | 8 | 2 | 5 | 16 | 3 | 26 | 19
2020 | 157 | 19 | 16 | 1 | 3 | 11 | 3 | 33 | 3 | 44 | 24 | 2020 | 157 | 19 | 16 | 1 | 3 | 11 | 3 | 33 | 3 | 44 | 24
2021 | 128 | 10 | 17 |  | 8 | 15 | 2 | 27 | 1 | 31 | 17 | 2021 | 128 | 10 | 17 |  | 8 | 15 | 2 | 27 | 1 | 31 | 17
2022 | 140 | 18 | 13 | 1 | 9 | 24 | 8 | 17 | 1 | 33 | 16 | 2022 | 140 | 18 | 13 | 1 | 9 | 24 | 8 | 17 | 1 | 33 | 16
2023 | 76 | 1 | 7 |  |  | 16 | 2 | 12 | 3 | 31 | 4 | 2023 | 75 | 1 | 6 |  |  | 16 | 2 | 12 | 3 | 31 | 4

## CapEx Trend by State (PV only)
Installed costs by state and installation year
Sources: Berkeley Lab (some data points suppressed to protect confidentiality), Energy Information Administration
| Capacity-weighted Mean Project Cost (2023 $/WAC) | [47 empty] | Capacity-weighted Mean Project Cost (2023 $/WDC)
Solar COD | National | AL | AR | AZ | CA | CO | CT | DE | FL | GA | HI | IA | ID | IL | IN | KS | KY | LA | MA | MD | ME | MI | MN | MO | MS | MT | NC | NE | NJ | NM | NV | NY | OH | OK | OR | PA | RI | SC | SD | TN | TX | UT | VA | VT | WA | WI | WY | Solar COD | National | AL | AR | AZ | CA | CO | CT | DE | FL | GA | HI | IA | ID | IL | IN | KS | KY | LA | MA | MD | ME | MI | MN | MO | MS | MT | NC | NE | NJ | NM | NV | NY | OH | OK | OR | PA | RI | SC | SD | TN | TX | UT | VA | VT | WA | WI | WY | WY | WI
2007 | 11.99 | [46 empty] | 2007 | 10.17 | CO: 10.34; NV: 10.07
2008 | 5.56 | [46 empty] | 2008 | 4.58 | NV: 4.58
2009 | 6.17 | [46 empty] | 2009 | 5.37 | CA: 3.3; FL: 7.27
2010 | 5.75 | [46 empty] | 2010 | 4.77 | CO: 5.67; FL: 6.39; IL: 8.46; NC: 6.16; NJ: 4.84; NM: 3.71; NV: 3.18; OH: 5.33; TX: 4.82
2011 | 5.38 |  |  | 5.66 | 5.05 | [23 empty] | 6.09 | 4.67 | [17 empty] | 2011 | 4.47 | AZ: 4.68; CA: 4.04; CO: 4.4; DE: 5.31; FL: 4.95; NJ: 5.23; NM: 3.85; NY: 5.35; OH: 3.01; TX: 4.58
2012 | 4.44 |  |  | 4.17 | 4.92 | [14 empty] | 5.14 | [8 empty] | 5.33 |  | 3.48 | [9 empty] | 5.05 | [6 empty] | 2012 | 3.49 | AZ: 3.14; CA: 3.84; CO: 4.12; DE: 4.11; HI: 4.28; IL: 3.94; MD: 3.82; NC: 3.76; NJ: 4.39; NM: 4.79; NV: 2.82; PA: 4.9; TN: 3.47; TX: 4.33
2013 | 4.81 |  |  | 5.17 | 4.79 | [9 empty] | 3.88 | [32 empty] | 2013 | 3.68 | AZ: 3.74; CA: 3.69; GA: 3.24; IN: 2.88; NC: 4.36; NJ: 4.94; NM: 2.29; NV: 3.84; TX: 3.77
2014 | 4.63 |  |  | 5.36 | 4.66 | [21 empty] | 3.3 |  | 3.9 | 2.96 | [17 empty] | 2014 | 3.58 | AZ: 3.98; CA: 3.63; GA: 2.97; HI: 3.73; IN: 2.55; MA: 4.06; NC: 2.29; NJ: 3.12; NM: 2.38; NV: 3.71; TN: 1.98; TX: 2.12
2015 | 3.82 |  |  | 3.19 | 4.67 |  |  |  |  | 2.77 |  |  |  |  | 4.58 | [11 empty] | 2.92 |  | 3.97 | 2.33 | 3.11 | [9 empty] | 3.49 | [6 empty] | 2015 | 2.94 | AR: 2.54; AZ: 2.35; CA: 3.67; CO: 2.84; FL: 2.21; GA: 1.99; HI: 3.46; IN: 3.42; MD: 2.12; NC: 2.16; NJ: 3.13; NM: 1.91; NV: 2.35; TX: 2.8; UT: 2.05
2016 | 2.95 |  |  | 2.2 | 3.39 | 2.57 |  |  | 2.27 | 2.57 |  |  |  |  | 2.71 |  |  |  |  | 3.42 | [6 empty] | 2.52 |  | 3.84 | 2.42 | 3.08 |  |  |  | 3.18 | [6 empty] | 2.3 | 3.07 |  |  |  |  | 2016 | 2.25 | AL: 1.74; AZ: 1.67; CA: 2.69; CO: 2.01; FL: 1.38; GA: 1.88; HI: 5.36; ID: 1.76; IN: 2.05; KY: 2.22; MA: 3.64; MD: 2.68; MN: 2.15; NC: 1.93; NJ: 3.13; NM: 1.79; NV: 2.27; NY: 2.83; OR: 2.39; SC: 1.7; TN: 2.49; TX: 2.25; UT: 1.78; VA: 2.33
2017 | 2.67 | 2.13 |  | 2.46 | 3.18 |  |  |  | 2.71 |  | 5.02 |  | 2.97 |  | 2.43 |  |  |  | 3.09 |  |  |  | 2.96 |  | 2.67 |  | 2.54 |  | 3.49 |  | 2.91 |  |  |  | 2.32 |  |  | 1.82 |  |  | 2.48 |  | 2.36 |  |  |  |  | 2017 | 2.01 | AL: 1.56; AZ: 1.79; CA: 2.42; CO: 1.74; FL: 2; HI: 3.6; ID: 2.22; IN: 1.8; KY: 2.02; MA: 2.59; ME: 2.13; MI: 1.95; MN: 2.02; MO: 1.91; MS: 1.91; NC: 1.88; NE: 2.25; NJ: 2.92; NM: 2.11; NV: 2.23; NY: 2.41; OH: 1.84; OK: 1.36; OR: 1.77; SC: 1.33; TN: 1.79; TX: 1.92; VA: 1.79
2018 | 2.26 |  |  |  | 3.06 |  |  |  | 1.47 | [17 empty] | 2.39 |  | 3.29 | 2.07 |  |  |  |  | 2.52 |  |  | 2.04 |  |  | 1.68 |  | 2.21 |  |  |  |  | 2018 | 1.65 | AL: 2.69; AR: 1.17; AZ: 1.77; CA: 2.3; CO: 1.29; CT: 2.1; FL: 1.02; GA: 1.9; HI: 3.97; IN: 1.47; MD: 2.08; MI: 1.57; MN: 1.21; MO: 1.4; NC: 1.65; NJ: 2.63; NM: 1.66; NV: 2.51; NY: 2.72; OK: 1.55; OR: 1.89; SC: 1.44; TN: 1.99; TX: 1.27; VA: 1.67; VT: 1.7; WA: 3.33; WY: 1.5
2019 | 1.93 |  |  |  | 2.34 |  |  |  | 1.57 | 1.38 | 3.51 |  |  |  | 1.74 | [11 empty] | 2 |  | 3.51 | 1.48 | 1.63 | 2.45 |  |  | 2.36 |  | 1.68 | 1.72 |  |  | 1.87 | [6 empty] | 2019 | 1.45 | AR: 1.27; AZ: 1.22; CA: 1.86; CO: 1.11; CT: 1.8; FL: 1.16; GA: 0.96; HI: 2.69; IN: 1.37; KS: 1.24; MA: 2.15; MD: 2.36; MS: 0.86; NC: 1.46; NJ: 2.81; NM: 1.13; NV: 1.29; NY: 1.83; OH: 1.47; OR: 1.79; PA: 1.26; RI: 1.37; SC: 1.24; TX: 1.44; UT: 1.6; VA: 1.42; VT: 2.1
2020 | 1.72 |  |  | 1.66 | 1.89 |  |  |  | 1.45 | 1.63 |  |  |  |  | 1.65 | [6 empty] | 2.17 |  |  |  |  | 2.32 |  | 2.73 |  | 1.89 | 2.39 |  |  | 3.19 | 1.79 |  | 1.93 |  |  | 1.45 | 1.88 | 1.96 |  |  | 1.61 |  | 2020 | 1.3 |  | 1.07 | 1.33 | 1.45 | 1.48 | 1.69 |  | 1.05 | 1.22 | 3.53 |  |  |  | 1.23 | 1.27 |  | 1.55 | 2.99 | 1.96 | 1.82 | 1.52 |  |  |  |  | 1.72 |  | 2.1 | 1.12 | 1.52 | 1.83 |  | 1.51 | 2.18 | 1.4 |  | 1.4 |  |  | 1.12 | 1.46 | 1.52 |  |  | 1.14 |  |  | 1.37
2021 | 1.61 |  |  | 1.42 | 1.76 | 1.65 |  |  | 1.24 | 1.9 |  |  |  | 1.51 | 1.55 | [5 empty] | 2.18 | [5 empty] | 1.69 |  |  |  | 1.48 |  | 1.57 |  | 0.89 | [5 empty] | 1.61 | 1.39 | 1.84 |  |  | 1.56 |  | 2021 | 1.21 | AL: 1.45; AR: 1.61; AZ: 1.15; CA: 1.34; CO: 1.29; CT: 1.85; FL: 0.93; GA: 1.35; IL: 1.15; IN: 1.18; MA: 1.52; MD: 0.54; ME: 1.5; MI: 0.99; MN: 2.88; MO: 1.54; NC: 1.2; NV: 1.15; NY: 0.81; OH: 1.2; OR: 0.76; TN: 2.13; TX: 1.2; UT: 1.03; VA: 1.38; WI: 1.18
2022 | 1.56 |  |  | 1.39 | 1.59 |  |  |  | 1.41 | 2.05 |  | 1.8 |  |  | 2.66 |  |  |  | 2.88 |  | 1.19 | 1.8 | 2.12 |  |  |  | 1.66 |  |  | 1.53 |  | 2.3 | [5 empty] | 1.78 |  |  | 1.35 |  | 1.86 |  |  | 1.73 |  | 2022 | 1.21 |  | 0.95 | 1.11 | 1.27 | 0.9 | 2.09 | 1.34 | 1.07 | 1.57 | 2.68 | 1.5 | 1.19 | 1.05 | 2.02 |  | 1.91 | 1.31 | 1.81 | 0.97 | 0.81 | 1.28 | 1.72 | 1.28 | 1.27 |  | 1.19 | 1.29 | 2.41 | 1.11 | 0.93 | 1.65 |  |  | 0.96 | 1.08 | 1.22 | 1.31 |  | 0.86 | 1.08 | 1.39 | 1.44 |  | 1.17 | 1.32
2023 | 1.43 | [7 empty] | 1.23 | [13 empty] | 1.5 |  |  |  | 1.82 | [5 empty] | 2.01 | [7 empty] | 1.36 |  | 1.47 |  |  | 1.83 |  | 2023 | 1.08 | AL: 0.85; AR: 0.93; CA: 1.33; FL: 0.92; GA: 1.1; IL: 0.89; IN: 0.96; LA: 0.94; MI: 0.87; MN: 1.27; MO: 1.83; MT: 0.93; NC: 1.3; NM: 1.1; NV: 0.96; NY: 1.25; OH: 1.52; SC: 0.99; SD: 1.39; TN: 1.01; TX: 1.02; UT: 1.25; VA: 1.16; WI: 1.4; WI: 1.35
| Median Project Cost (2023 $/WAC) | [47 empty] | Median Project Cost (2023 $/WDC)
Solar COD | National | AL | AR | AZ | CA | CO | CT | DE | FL | GA | HI | IA | ID | IL | IN | KS | KY | LA | MA | MD | ME | MI | MN | MO | MS | MT | NC | NE | NJ | NM | NV | NY | OH | OK | OR | PA | RI | SC | SD | TN | TX | UT | VA | VT | WA | WI | WY | Solar COD | National | AL | AR | AZ | CA | CO | CT | DE | FL | GA | HI | IA | ID | IL | IN | KS | KY | LA | MA | MD | ME | MI | MN | MO | MS | MT | NC | NE | NJ | NM | NV | NY | OH | OK | OR | PA | RI | SC | SD | TN | TX | UT | VA | VT | WA | WI | WY | WY | WI
2007 | 12.06 | [46 empty] | 2007 | 10.2
2008 | 5.56 | [46 empty] | 2008 | 4.58
2009 | 5.99 | [46 empty] | 2009 | 5.28
2010 | 6.21 | [46 empty] | 2010 | 5.39
2011 | 5.4 |  |  | 5.6 | 5.24 | [23 empty] | 6.12 | 4.72 | [17 empty] | 2011 | 4.47 | AZ: 4.48; CA: 4.18; NJ: 5.2; NM: 3.85
2012 | 5.04 |  |  | 5.02 | 5.01 | [14 empty] | 4.71 | [8 empty] | 5.51 |  | 4.39 | [9 empty] | 5.06 | [6 empty] | 2012 | 4.08 | AZ: 3.93; CA: 3.85; MD: 3.9; NJ: 4.41; NV: 3.62; TX: 4.33
2013 | 4.49 |  |  | 4.7 | 4.62 | [9 empty] | 3.74 | [32 empty] | 2013 | 3.51 | AZ: 3.32; CA: 3.57; IN: 2.71
2014 | 3.87 |  |  | 4.79 | 3.99 | [21 empty] | 3.28 |  | 3.52 | 2.6 | [17 empty] | 2014 | 2.99 | AZ: 3.65; CA: 3.09; NC: 2.34; NJ: 2.91; NM: 2.12
2015 | 3.43 |  |  | 3.53 | 3.74 |  |  |  |  | 2.82 |  |  |  |  | 4.59 | [11 empty] | 2.97 |  | 3.85 | 2.35 | 3.33 | [9 empty] | 4.01 | [6 empty] | 2015 | 2.6 | AZ: 2.54; CA: 2.89; GA: 1.95; IN: 3.44; NC: 2.1; NJ: 2.96; NM: 1.91; NV: 2.65; TX: 3.23
2016 | 2.84 |  |  | 2.47 | 3.01 | 2.63 |  |  | 2.29 | 2.77 |  |  |  |  | 2.9 |  |  |  |  | 3.16 | [6 empty] | 2.56 |  | 3.66 | 2.45 | 2.92 |  |  |  | 2.85 | [6 empty] | 2.3 | 2.9 |  |  |  |  | 2016 | 2.18 | AZ: 1.93; CA: 2.33; CO: 2.02; FL: 1.39; GA: 1.99; IN: 2.16; MD: 2.41; NC: 1.97; NJ: 3.17; NM: 1.79; NV: 2.25; OR: 2.18; UT: 1.79; VA: 2.17
2017 | 2.63 | 3.38 |  | 2.36 | 3.08 |  |  |  | 2.79 |  | 4.91 |  | 3.01 |  | 1.87 |  |  |  | 2.95 |  |  |  | 3.51 |  | 2.38 |  | 2.44 |  | 3.32 |  | 2.87 |  |  |  | 2.52 |  |  | 1.73 |  |  | 2.39 |  | 2.35 |  |  |  |  | 2017 | 1.99 | AL: 2.73; AZ: 1.71; CA: 2.31; FL: 2.09; HI: 3.43; ID: 2.26; IN: 1.51; MA: 2.52; MN: 2.3; MS: 1.77; NC: 1.83; NJ: 2.73; NV: 2.15; OR: 1.88; SC: 1.24; TX: 1.75; VA: 1.74
2018 | 2.13 |  |  |  | 3.37 |  |  |  | 1.39 | [17 empty] | 2.17 |  | 3.12 | 1.94 |  |  |  |  | 2.33 |  |  | 1.95 |  |  | 1.85 |  | 2.13 |  |  |  |  | 2018 | 1.57 | CA: 2.48; FL: 0.92; NC: 1.48; NJ: 2.51; NM: 1.57; OR: 1.79; SC: 1.34; TX: 1.36; VA: 1.66
2019 | 1.85 |  |  |  | 1.98 |  |  |  | 1.71 | 1.32 | 3.37 |  |  |  | 1.74 | [11 empty] | 1.94 |  | 3.4 | 1.48 | 1.9 | 2.15 |  |  | 2.64 |  | 1.97 | 1.73 |  |  | 1.88 | [6 empty] | 2019 | 1.44 | CA: 1.62; FL: 1.24; GA: 0.91; HI: 2.6; IN: 1.34; NC: 1.44; NJ: 2.58; NM: 1.16; NV: 1.48; NY: 1.53; OR: 1.93; RI: 1.56; SC: 1.31; TX: 1.35
2020 | 1.86 |  |  | 1.53 | 1.93 |  |  |  | 1.39 | 1.8 |  |  |  |  | 1.67 | [6 empty] | 2.43 |  |  |  |  | 2.17 |  | 2.64 |  | 1.9 | 2.36 |  |  | 3.28 | 1.73 |  | 1.92 |  |  | 1.49 | 1.76 | 1.91 |  |  | 1.8 |  | 2020 | 1.4 | AZ: 1.18; CA: 1.42; FL: 1.04; GA: 1.26; IN: 1.22; MI: 1.78; NC: 1.59; NJ: 2.31; NV: 1.45; NY: 1.74; OR: 2.28; PA: 1.3; SC: 1.4; TX: 1.1; UT: 1.37; VA: 1.53; WI: 1.42; WI: 1.37
2021 | 1.58 |  |  | 1.53 | 1.85 | 2.26 |  |  | 1.17 | 2.69 |  |  |  | 1.47 | 1.45 | [5 empty] | 1.98 | [5 empty] | 1.68 |  |  |  | 1.54 |  | 1.45 |  | 0.75 | [5 empty] | 1.53 | 1.41 | 1.75 |  |  | 1.55 |  | 2021 | 1.2 | AZ: 1.14; CA: 1.37; CO: 1.67; FL: 0.95; GA: 1.87; IL: 1.15; IN: 1.09; ME: 1.47; NC: 1.27; NV: 1.18; OH: 1.13; OR: 0.64; TX: 1.11; UT: 1.01; VA: 1.33; WI: 1.21
2022 | 1.61 |  |  | 1.37 | 1.37 |  |  |  | 1.48 | 2.17 |  | 1.82 |  |  | 2.49 |  |  |  | 2.53 |  | 1.19 | 1.95 | 2.16 |  |  |  | 1.8 |  |  | 1.72 |  | 2.17 | [5 empty] | 1.8 |  |  | 1.33 |  | 1.82 |  |  | 1.72 |  | 2022 | 1.25 | AZ: 1.1; CA: 1.23; FL: 1.15; GA: 1.72; IA: 1.56; IN: 1.89; MA: 1.76; ME: 0.79; MI: 1.49; MN: 1.75; NC: 1.28; NM: 1.14; NY: 1.61; SC: 1.39; TX: 1.01; VA: 1.45; WI: 1.3
2023 | 1.33 | [7 empty] | 1.21 | [13 empty] | 1.67 |  |  |  | 1.67 | [5 empty] | 1.99 | [7 empty] | 1.36 |  | 1.82 |  |  | 1.85 |  | 2023 | 1.04 | FL: 0.9; MN: 1.37; NC: 1.19; OH: 1.54; TX: 1.09; VA: 1.54; WI: 1.43; WI: 1.35
| $/WAC Cost Sample Project Capacity | [47 empty] | $/WDC Cost Sample Project Capacity
Solar COD | National | AL | AR | AZ | CA | CO | CT | DE | FL | GA | HI | IA | ID | IL | IN | KS | KY | LA | MA | MD | ME | MI | MN | MO | MS | MT | NC | NE | NJ | NM | NV | NY | OH | OK | OR | PA | RI | SC | SD | TN | TX | UT | VA | VT | WA | WI | WY | Solar COD | National | AL | AR | AZ | CA | CO | CT | DE | FL | GA | HI | IA | ID | IL | IN | KS | KY | LA | MA | MD | ME | MI | MN | MO | MS | MT | NC | NE | NJ | NM | NV | NY | OH | OK | OR | PA | RI | SC | SD | TN | TX | UT | VA | VT | WA | WI | WY | WY | WI
2007 | 19 | [46 empty] | 2007 | 22
2008 | 10 | [46 empty] | 2008 | 12
2009 | 46 | [46 empty] | 2009 | 53
2010 | 175 | [46 empty] | 2010 | 211
2011 | 412 |  |  | 80 | 122 | [23 empty] | 48 | 41 | [17 empty] | 2011 | 496 | AZ: 97; CA: 152; NJ: 56; NM: 50
2012 | 930 |  |  | 269 | 250 | [14 empty] | 38 | [8 empty] | 27 |  | 186 | [9 empty] | 30 | [6 empty] | 2012 | 1181 | AZ: 357; CA: 320; MD: 52; NJ: 33; NV: 229; TX: 35
2013 | 1341 |  |  | 217 | 929 | [9 empty] | 39 | [32 empty] | 2013 | 1754 | AZ: 300; CA: 1206; IN: 52
2014 | 3144 |  |  | 406 | 2402 | [21 empty] | 59 |  | 43 | 75 | [17 empty] | 2014 | 4064 | AZ: 547; CA: 3085; NC: 86; NJ: 54; NM: 93
2015 | 2868 |  |  | 121 | 1346 |  |  |  |  | 177 |  |  |  |  | 20 | [11 empty] | 420 |  | 41 | 40 | 349 | [9 empty] | 130 | [6 empty] | 2015 | 3728 | AZ: 165; CA: 1714; GA: 246; IN: 27; NC: 568; NJ: 53; NM: 49; NV: 462; TX: 162
2016 | 7387 |  |  | 371 | 2963 | 225 |  |  | 229 | 724 |  |  |  |  | 16 |  |  |  |  | 39 | [6 empty] | 349 |  | 51 | 165 | 708 |  |  |  | 73 | [6 empty] | 680 | 137 |  |  |  |  | 2016 | 9618 | AZ: 491; CA: 3736; CO: 287; FL: 376; GA: 925; IN: 21; MD: 50; NC: 456; NJ: 62; NM: 224; NV: 960; OR: 97; UT: 882; VA: 180
2017 | 4046 | 107 |  | 87 | 696 |  |  |  | 175 |  | 46 |  | 120 |  | 30 |  |  |  | 17 |  |  |  | 156 |  | 155 |  | 675 |  | 39 |  | 290 |  |  |  | 104 |  |  | 223 |  |  | 651 |  | 271 |  |  |  |  | 2017 | 5382 | AL: 146; AZ: 120; CA: 913; FL: 237; HI: 64; ID: 160; IN: 41; MA: 21; MN: 229; MS: 216; NC: 910; NJ: 46; NV: 378; OR: 136; SC: 305; TX: 841; VA: 356
2018 | 3949 |  |  |  | 981 |  |  |  | 875 | [17 empty] | 472 |  | 54 | 33 |  |  |  |  | 82 |  |  | 71 |  |  | 646 |  | 58 |  |  |  |  | 2018 | 5399 | CA: 1309; FL: 1262; NC: 682; NJ: 67; NM: 41; OR: 109; SC: 101; TX: 855; VA: 77
2019 | 4525 |  |  |  | 999 |  |  |  | 743 | 412 | 129 |  |  |  | 20 | [11 empty] | 297 |  | 21 | 100 | 410 | 65 |  |  | 73 |  | 48 | 270 |  |  | 488 | [6 empty] | 2019 | 6014 | CA: 1255; FL: 1008; GA: 594; HI: 169; IN: 25; NC: 407; NJ: 26; NM: 131; NV: 519; NY: 87; OR: 96; RI: 59; SC: 374; TX: 633
2020 | 9489 |  |  | 290 | 1610 |  |  |  | 1639 | 667 |  |  |  |  | 24 | [6 empty] | 105 |  |  |  |  | 281 |  | 66 |  | 155 | 17 |  |  | 115 | 65 |  | 426 |  |  | 2495 | 279 | 665 |  |  | 164 |  | 2020 | 12585 | AZ: 363; CA: 2095; FL: 2260; GA: 893; IN: 32; MI: 150; NC: 379; NJ: 86; NV: 192; NY: 22; OR: 168; PA: 83; SC: 587; TX: 3246; UT: 358; VA: 854; WI: 231; WI: 231
2021 | 11258 |  |  | 380 | 1069 | 351 |  |  | 1104 | 866 |  |  |  | 418 | 321 | [5 empty] | 113 | [5 empty] | 522 |  |  |  | 631 |  | 364 |  | 128 | [5 empty] | 3319 | 260 | 647 |  |  | 270 |  | 2021 | 15013 | AZ: 468; CA: 1405; CO: 451; FL: 1483; GA: 1216; IL: 548; IN: 424; ME: 165; NC: 731; NV: 810; OH: 477; OR: 150; TX: 4452; UT: 349; VA: 860; WI: 357
2022 | 9833 |  |  | 212 | 1988 |  |  |  | 1112 | 547 |  | 131 |  |  | 19 |  |  |  | 15 |  | 21 | 154 | 21 |  |  |  | 186 |  |  | 114 |  | 94 | [5 empty] | 188 |  |  | 2275 |  | 646 |  |  | 266 |  | 2022 | 12713 | AZ: 266; CA: 2489; FL: 1471; GA: 714; IA: 157; IN: 25; MA: 24; ME: 31; MI: 217; MN: 26; NC: 259; NM: 157; NY: 130; SC: 256; TX: 2837; VA: 834; WI: 349
2023 | 7089 | [7 empty] | 1647 | [13 empty] | 110 |  |  |  | 249 | [5 empty] | 381 | [7 empty] | 1473 |  | 346 |  |  | 639 |  | 2023 | 9005 | FL: 2205; MN: 129; NC: 347; OH: 503; TX: 1575; VA: 438; WI: 837; WI: 337
| $/WAC Cost Sample Project Count | [47 empty] | $/WDC Cost Sample Project Count
Solar COD | National | AL | AR | AZ | CA | CO | CT | DE | FL | GA | HI | IA | ID | IL | IN | KS | KY | LA | MA | MD | ME | MI | MN | MO | MS | MT | NC | NE | NJ | NM | NV | NY | OH | OK | OR | PA | RI | SC | SD | TN | TX | UT | VA | VT | WA | WI | WY | Solar COD | National | AL | AR | AZ | CA | CO | CT | DE | FL | GA | HI | IA | ID | IL | IN | KS | KY | LA | MA | MD | ME | MI | MN | MO | MS | MT | NC | NE | NJ | NM | NV | NY | OH | OK | OR | PA | RI | SC | SD | TN | TX | UT | VA | VT | WA | WI | WY | WY | WI
2007 | 2 |  |  |  |  | 1 | [24 empty] | 1 | [16 empty] | 2007 | 2 | bar: CO; NV
2008 | 1 | [29 empty] | 1 | [16 empty] | 2008 | 1 | bar: NV
2009 | 2 |  |  |  | 1 |  |  |  | 1 | [38 empty] | 2009 | 2 | bar: CA; FL
2010 | 10 |  |  |  |  | 1 |  |  | 2 |  |  |  |  | 1 | [12 empty] | 1 |  | 1 | 1 | 1 |  | 1 | [7 empty] | 1 | [6 empty] | 2010 | 10 | CO: 1; FL: 2; IL: 1; NC: 1; NJ: 1; NM: 1; NV: 1; OH: 1; TX: 1
2011 | 28 |  |  | 5 | 8 | 2 |  | 1 | 1 | [19 empty] | 4 | 4 |  | 1 | 1 | [7 empty] | 1 | [6 empty] | 2011 | 28 | AZ: 5; CA: 8; CO: 2; DE: 1; FL: 1; NJ: 4; NM: 4; NY: 1; OH: 1; TX: 1
2012 | 41 |  |  | 7 | 12 | 1 |  | 1 |  |  | 1 |  |  | 1 | [5 empty] | 3 | [6 empty] | 2 |  | 3 | 1 | 4 |  |  |  |  | 1 |  |  |  | 1 | 3 | [6 empty] | 2012 | 41 | AZ: 7; CA: 12; CO: 1; DE: 1; HI: 1; IL: 1; MD: 3; NC: 2; NJ: 3; NM: 1; NV: 4; PA: 1; TN: 1; TX: 3
2013 | 38 |  |  | 6 | 18 |  |  |  |  | 2 |  |  |  |  | 4 | [11 empty] | 1 |  | 2 | 2 | 1 | [9 empty] | 2 | [6 empty] | 2013 | 38 | AZ: 6; CA: 18; GA: 2; IN: 4; NC: 1; NJ: 2; NM: 2; NV: 1; TX: 2
2014 | 64 |  |  | 7 | 33 |  |  |  |  | 1 | 1 |  |  |  | 2 |  |  |  | 2 | [7 empty] | 3 |  | 6 | 4 | 2 | [8 empty] | 2 | 1 | [6 empty] | 2014 | 64 | AZ: 7; CA: 33; GA: 1; HI: 1; IN: 2; MA: 2; NC: 3; NJ: 6; NM: 4; NV: 2; TN: 2; TX: 1
2015 | 87 |  | 1 | 4 | 36 | 1 |  |  | 1 | 6 | 1 |  |  |  | 3 |  |  |  |  | 1 | [6 empty] | 16 |  | 4 | 4 | 4 | [9 empty] | 3 | 2 | [5 empty] | 2015 | 87 | AR: 1; AZ: 4; CA: 36; CO: 1; FL: 1; GA: 6; HI: 1; IN: 3; MD: 1; NC: 16; NJ: 4; NM: 4; NV: 4; TX: 3; UT: 2
2016 | 146 | 1 |  | 6 | 48 | 7 |  |  | 4 | 14 | 1 |  | 2 |  | 3 |  | 1 |  | 2 | 3 |  |  | 1 |  |  |  | 9 |  | 7 | 3 | 5 | 1 |  |  | 8 |  |  | 2 |  | 2 | 2 | 10 | 4 |  |  |  |  | 2016 | 145 | AL: 1; AZ: 6; CA: 48; CO: 7; FL: 4; GA: 13; HI: 1; ID: 2; IN: 3; KY: 1; MA: 2; MD: 3; MN: 1; NC: 9; NJ: 7; NM: 3; NV: 5; NY: 1; OR: 8; SC: 2; TN: 2; TX: 2; UT: 10; VA: 4
2017 | 163 | 4 |  | 3 | 28 | 1 |  |  | 7 |  | 3 |  | 6 |  | 3 |  | 1 |  | 3 |  | 1 | 2 | 13 | 1 | 3 |  | 22 | 1 | 4 | 2 | 5 | 2 | 1 | 1 | 6 |  |  | 14 |  | 2 | 14 |  | 10 |  |  |  |  | 2017 | 163 | AL: 4; AZ: 3; CA: 28; CO: 1; FL: 7; HI: 3; ID: 6; IN: 3; KY: 1; MA: 3; ME: 1; MI: 2; MN: 13; MO: 1; MS: 3; NC: 22; NE: 1; NJ: 4; NM: 2; NV: 5; NY: 2; OH: 1; OK: 1; OR: 6; SC: 14; TN: 2; TX: 14; VA: 10
2018 | 94 | 1 | 1 | 2 | 10 | 1 | 2 |  | 13 | 1 | 1 |  |  |  | 1 |  |  |  |  | 2 |  | 2 | 1 | 1 |  |  | 9 |  | 6 | 4 | 1 | 1 |  | 1 | 9 |  |  | 5 |  | 2 | 10 |  | 4 | 1 | 1 |  | 1 | 2018 | 94 | 1 | 1 | 2 | 10 | 1 | 2 |  | 13 | 1 | 1 |  |  |  | 1 |  |  |  |  | 2 |  | 2 | 1 | 1 |  |  | 9 |  | 6 | 4 | 1 | 1 |  | 1 | 9 |  |  | 5 |  | 2 | 10 |  | 4 | 1 | 1 |  | 1 | 1
2019 | 102 |  | 2 | 1 | 12 | 2 | 1 |  | 13 | 4 | 4 |  |  |  | 3 | 1 |  |  | 2 | 1 |  |  |  |  | 1 |  | 7 |  | 3 | 6 | 4 | 5 | 2 |  | 4 | 1 | 3 | 7 |  |  | 8 | 1 | 2 | 2 |  |  |  | 2019 | 102 | AR: 2; AZ: 1; CA: 12; CO: 2; CT: 1; FL: 13; GA: 4; HI: 4; IN: 3; KS: 1; MA: 2; MD: 1; MS: 1; NC: 7; NJ: 3; NM: 6; NV: 4; NY: 5; OH: 2; OR: 4; PA: 1; RI: 3; SC: 7; TX: 8; UT: 1; VA: 2; VT: 2
2020 | 157 |  | 1 | 3 | 19 | 2 | 1 |  | 22 | 7 | 1 |  |  |  | 3 | 1 |  | 2 | 1 | 2 | 1 | 4 |  |  |  |  | 8 |  | 6 | 1 | 4 | 3 |  | 2 | 11 | 4 |  | 12 |  |  | 16 | 3 | 14 |  |  | 3 |  | 2020 | 157 |  | 1 | 3 | 19 | 2 | 1 |  | 22 | 7 | 1 |  |  |  | 3 | 1 |  | 2 | 1 | 2 | 1 | 4 |  |  |  |  | 8 |  | 6 | 1 | 4 | 3 |  | 2 | 11 | 4 |  | 12 |  |  | 16 | 3 | 14 |  |  | 3 |  |  | 3
2021 | 128 | 1 | 1 | 3 | 10 | 4 | 2 |  | 15 | 8 |  |  |  | 5 | 8 |  |  |  | 2 | 1 | 4 | 2 | 1 | 1 |  |  | 10 |  |  |  | 4 | 2 | 3 |  | 3 |  |  |  |  | 1 | 17 | 3 | 14 |  |  | 3 |  | 2021 | 128 | AL: 1; AR: 1; AZ: 3; CA: 10; CO: 4; CT: 2; FL: 15; GA: 8; IL: 5; IN: 8; MA: 2; MD: 1; ME: 4; MI: 2; MN: 1; MO: 1; NC: 10; NV: 4; NY: 2; OH: 3; OR: 3; TN: 1; TX: 17; UT: 3; VA: 14; WI: 3; WI: 1
2022 | 140 |  | 1 | 3 | 19 | 2 | 1 | 1 | 16 | 5 | 1 | 3 | 1 | 2 | 3 |  | 1 | 1 | 3 | 1 | 3 | 5 | 3 | 2 | 1 |  | 6 | 1 | 1 | 3 | 2 | 8 |  |  | 1 | 1 | 2 | 5 |  | 2 | 13 | 1 | 10 |  | 1 | 5 |  | 2022 | 140 |  | 1 | 3 | 19 | 2 | 1 | 1 | 16 | 5 | 1 | 3 | 1 | 2 | 3 |  | 1 | 1 | 3 | 1 | 3 | 5 | 3 | 2 | 1 |  | 6 | 1 | 1 | 3 | 2 | 8 |  |  | 1 | 1 | 2 | 5 |  | 2 | 13 | 1 | 10 |  | 1 | 5
2023 | 76 | 1 | 1 |  | 1 |  |  |  | 23 | 2 |  |  |  | 1 | 2 |  |  | 2 |  |  |  | 1 | 3 | 1 |  | 1 | 3 |  |  | 1 | 2 | 2 | 3 |  |  |  |  | 1 | 1 | 2 | 7 | 1 | 6 |  |  | 8 |  | 2023 | 75 | AL: 1; AR: 1; CA: 1; FL: 23; GA: 2; IL: 1; IN: 2; LA: 2; MI: 1; MN: 3; MO: 1; MT: 1; NC: 3; NM: 1; NV: 2; NY: 2; OH: 3; SC: 1; SD: 1; TN: 2; TX: 6; UT: 1; VA: 6; WI: 8; WI: 4

## PV+Storage CapEx
Installed Costs of Solar and Battery Projects
Battery Costs in $/kWh terms in the LBNL sample | [6 empty] | Battery cost adder relative to full project costs as a function of battery:PV capacity, 2018-2022 |  |  |  |  | Battery cost adder relative to PV capacity as a function of battery:PV capacity, 2018-2022 |  |  |  |  | Battery cost adder relative to PV capacity by battery installation year | Battery cost adder relative to full project price by battery installation year
Sources: Berkeley Lab (some data points suppressed to protect confidentiality), Energy Information Administration Note: Some of the PV-battery projects are retrofits to earlier PV projects: The solar online date of the 2018 battery projects ranged from 2016 to 2018, the solar online date of the 2019 battery projects ranged from 2017 to 2019, the solar online date of the 2020 battery projects ranged from 2019 to 2020, the solar online date of the 2021 battery projects ranged from 2016 to 2021, the solar online date of the 2022 battery projects ranged from 2016 to 2022.
Sample with separate cost estimates for PV and storage components
| Battery Count | Battery Capacity (MW) | Battery Energy (MWh) | Median Battery Capacity Ratio | Median Battery Duration (h) | Battery Price ($/kWh) Median | Battery Price ($/kWh) 20th Percentile | Battery Price ($/kWh) 80th Percentile | Battery Price Contribution (Adder/Total) Median | Battery Price Contribution (Adder/Total) 20th Percentile | Battery Price Contribution (Adder/Total) 80th Percentile | Battery Price Adder ($/WAC-PV) Median | Battery Price Adder ($/WAC-PV) 20th Percentile | Battery Price Adder ($/WAC-PV) 80th Percentile | Battery Price Adder ($/WDC-PV) Median | Battery Price Adder ($/WDC-PV) 20th Percentile | Battery Price Adder ($/WDC-PV) 80th Percentile
2017 | 2 | 14.6 | 59.12 | 0.57308 | 3.1
2018 | 6 | 89 | 232 | 0.57143 | 4 | 493.1247 | 439.8803 | 709.2274 | 17.48% | 10.38% | 28.24% | 0.62421 | 0.25673 | 1.927 | 0.46026 | 0.1555 | 1.4441
2019 | 11 | 48.8 | 118.9 | 0.59988 | 2.1833 | 592.3353 | 565.1662 | 893.4256 | 25.28% | 11.07% | 47.33% | 0.94755 | 0.51291 | 1.4804 | 0.74352 | 0.28501 | 1.2765
2020 | 3 | 8.02 | 17.9 | 0.43991 | 2.2564 | 928.2217 | 675.545 | 1026.6774 | 25.67% | 24.75% | 26.23% | 0.89231 | 0.84693 | 0.97286 | 0.75188 | 0.66037 | 0.87118
2021 | 21 | 1646.57 | 5426.2 | 0.57377 | 4 | 785.4746 | 372.7722 | 1085.4638 | 50% | 18.73% | 56.26% | 1.4483 | 0.31647 | 3.3571 | 1.0303 | 0.20821 | 2.4599
2022 | 3 | 314 | 1256 | 0.56652 | 4 | 332.4576 | 332.4576 | 373.359 | 17.24% | 17.24% | 17.24% | 0.75338 | 0.63856 | 0.97134 | 0.55477 | 0.49055 | 0.75708
2023
Total | 46 | 2120.99 | 7110.12 | 0.57015 | 2.731
Cost comparison of solar standalone projects vs. component costs of solar+storage projects (greenfield hybrids where solar and storage achieve commercial operation in same year)
Storage COD Year | Type | Median ($/WAC-PV) - medians do not sum |  |  | Mean ($/WAC-PV) |  |  | Sample Count
|  | PV | Battery Adder | Total | PV | Battery Adder | Total | PV | Battery Adder | Total
2018 | PV only | 2.1307 |  |  | 2.3872 |  |  | 94
| PV+Bat | 3.6413 | 1.927 | 4.3988 | 3.6147 | 1.6279 | 5.2427 | 3 | 3 | 3
2019 | PV only | 1.8477 |  |  | 2.0609 |  |  | 102
| PV+Bat | 2.7654 | 1.1351 | 3.8371 | 2.589 | 1.0669 | 3.6558 | 8 | 8 | 8
2020 | PV only | 1.8695 |  |  | 2.0676 |  |  | 156
| PV+Bat | 2.7964 | 0.92162 | 3.718 | 2.7964 | 0.92162 | 3.718 | 2 | 2 | 2
2021 | PV only | 1.5803 |  |  | 1.7157 |  |  | 128
| PV+Bat | 1.401 | 1.0334 | 3.775 | 1.4993 | 1.7854 | 3.8918 | 11 | 10 | 18
2022 | PV only | 1.3896 |  |  | 1.457 |  |  | 58
| PV+Bat | 1.1245 | 1.1167 | 2.4626 | 1.1245 | 1.1167 | 2.5093 | 1 | 1 | 9
2023 | PV only | 1.3313 |  |  | 1.4594 |  |  | 75
| PV+Bat |  |  | 2.1905 |  |  | 2.2356 | 0 | 0 | 16
56

## CSP CapEx
Installed costs of individual CSP projects
Solar Tech Sub | Solar Capacity AC | Solar COD | Solar Price AC | Core Size |  | PV Capacity-Weighted Mean Cost | Bubble Size
Tower | 370 | 2014 | 7.8018 | 1 | 2010 | 5.7467 | 10
Tower | 110 | 2015 | 11.1365 | 1 | 2011 | 5.377 | 10
[5 empty] | 2012 | 4.4393 | 10
[5 empty] | 2013 | 4.8128 | 10
[5 empty] | 2014 | 4.6321 | 10
Solar Tech Sub | Solar Capacity AC | Solar COD | Solar Price AC | Core Size | 2015 | 3.8164 | 10
Trough | 68.5 | 2007 | 5.6989 | 1 | 2016 | 2.9467 | 10
Trough | 75 | 2010 | 7.2342 | 1 | 2017 | 2.6736 | 10
Trough | 250 | 2013 | 8.6011 | 1 | 2018 | 2.2599 | 10
Trough | 250 | 2014 | 6.5064 | 1 | 2019 | 1.928 | 10
Trough | 250 | 2014 | 7.8114 | 1 | 2020 | 1.7209 | 10
[5 empty] | 2021 | 1.61 | 10
[5 empty] | 2022 | 1.5629 | 10
[5 empty] | 2023 | 1.432 | 10

## O&M Cost Time Trend
PV Operation and Maintenance Costs over Time | [11 empty] | Project-Level Data
[12 empty] | Utility Name | Plant Name | Commerical Operation Year | Report Year | Capacity (MW_AC) | Net Generation (MWh) | O&M Costs ($2023)
[12 empty] | Alabama Power Company | Anniston Army Dept | 2017 | 2019 | 7.38 | 8869.899 | 282019.7919
[12 empty] | Alabama Power Company | Anniston Army Dept | 2017 | 2020 | 7.38 | 11736.089 | 228354.0896
[12 empty] | Alabama Power Company | Anniston Army Dept | 2017 | 2022 | 7.38 | 11468.691 | 249202.7654
[12 empty] | Alabama Power Company | Anniston Army Dept | 2017 | 2023 | 7.38 | 10690.556 | 356976
[12 empty] | Alabama Power Company | Fort Rucker | 2017 | 2019 | 10.56 | 14222.657 | 406113.8141
[12 empty] | Alabama Power Company | Fort Rucker | 2017 | 2020 | 10.56 | 14919.265 | 297869.6566
[12 empty] | Alabama Power Company | Fort Rucker | 2017 | 2022 | 10.56 | 13841.229 | 244437.1729
[12 empty] | Alabama Power Company | Fort Rucker | 2017 | 2023 | 10.56 | 13778.113 | 235805
[12 empty] | Allete Inc | 012 | 2016 | 2021 | 10 | 17200.41 | 109587.8405
[12 empty] | Allete Inc | Camp Ripley Solar Array | 2016 | 2022 | 10 | 16111.71 | 69450.3758
[12 empty] | Allete Inc | Camp Ripley Solar Array | 2016 | 2023 | 10 | 15789.65 | 85800
[12 empty] | Allete, Inc. | Camp Ripley Solar Array | 2016 | 2017 | 10 | 17065.75 | 261699.6792
[12 empty] | Allete, Inc. | Camp Ripley Solar Array | 2016 | 2018 | 10 | 16678.3 | 241399.8529
[12 empty] | Allete, Inc. | Camp Ripley Solar Array | 2016 | 2019 | 10 | 14011.8 | 243317.486
[12 empty] | Allete, Inc. | Camp Ripley Solar Array | 2016 | 2020 | 10 | 16164.64 | 99876.9946
[12 empty] | Dte Electric Company | Demille (Lapeer) | 2017 | 2018 | 28.56 | 39708 | 695793.3883
[12 empty] | Dte Electric Company | Demille (Lapeer) | 2017 | 2019 | 28.56 | 40099 | 787426.9282
[12 empty] | Dte Electric Company | Demille (Lapeer) | 2017 | 2020 | 28.56 | 43186 | 588074.4075
[12 empty] | Dte Electric Company | Demille (Lapeer) | 2017 | 2021 | 28.56 | 39369 | 450095.7296
Sources: Berkeley Lab, FERC | [11 empty] | Dte Electric Company | Demille (Lapeer) | 2017 | 2022 | 28.56 | 38302 | 215293.2629
Note: Included in cost scope are project supervision, engineering, maintenance, rents, and training. Excluded are payments for property taxes, insurance, land royalties, performance bonds, various admnistrative and other fees, and overhead. | [11 empty] | Dte Electric Company | Demille (Lapeer) | 2017 | 2023 | 28.56 | 36705 | 1190196
[12 empty] | Dte Electric Company | Turrill (Lapeer) | 2017 | 2018 | 19.72 | 26497 | 1019461.6416
[12 empty] | Dte Electric Company | Turrill (Lapeer) | 2017 | 2019 | 19.72 | 26777 | 545852.874
[12 empty] | Dte Electric Company | Turrill (Lapeer) | 2017 | 2020 | 19.72 | 27233 | 404845.3333
| Project Count | Capacity GW_AC | Net Generation GWh | $2023/kW_AC-yr 50th Percentile | $2023/kW_AC-yr 20th Percentile | $2023/kW_AC-yr 80th Percentile | $2023/kW_AC-yr Mean | $2023/MWh 50th Percentile | $2023/MWh 20th Percentile | $2023/MWh 80th Percentile | $2023/MWh Mean | Dte Electric Company | Turrill (Lapeer) | 2017 | 2021 | 19.72 | 26636 | 309625.9493
2011 | 2 | 0.037 | 70.688 | 47.2613 | 44.1718 | 50.3508 | 47.2613 | 24.8728 | 23.1079 | 26.6377 | 24.8728 | Dte Electric Company | Turrill (Lapeer) | 2017 | 2022 | 19.72 | 25994 | 122209.7766
2012 | 7 | 0.1073 | 199.25 | 39.3382 | 31.325 | 47.2375 | 38.5065 | 21.9378 | 20.7199 | 26.1953 | 22.3365 | Dte Electric Company | Turrill (Lapeer) | 2017 | 2023 | 19.72 | 25107 | 794561
2013 | 12 | 0.1744 | 339.4541 | 40.7744 | 23.3917 | 43.6903 | 35.6744 | 19.4146 | 14.7559 | 22.6075 | 19.6874 | Florida Power & Light Company | Babcock | 2016 | 2019 | 74.5 | 161060 | 620601.7795
2014 | 18 | 0.2439 | 498.604 | 42.2917 | 17.2334 | 42.3551 | 34.2765 | 18.7366 | 8.5677 | 20.824 | 18.3202 | Florida Power & Light Company | Babcock Preserve Solar Energy Center | 2020 | 2021 | 75 | 168237 | 173041.3735
2015 | 22 | 0.302 | 569.5807 | 15.2534 | 12.1536 | 29.1084 | 18.9207 | 7.0495 | 5.2881 | 16.5091 | 9.9055 | Florida Power & Light Company | Babcock Preserve Solar Energy Center | 2020 | 2022 | 75 | 165982.52 | 189277.3561
2016 | 27 | 0.3879 | 775.117 | 25.8709 | 13.0172 | 25.871 | 22.1731 | 10.4504 | 6.5233 | 11.7382 | 11.2942 | Florida Power & Light Company | Babcock Preserve Solar Energy Center | 2020 | 2023 | 74.5 | 160895.83 | 313403
2017 | 32 | 0.4935 | 960.2767 | 23.3726 | 7.9425 | 23.6172 | 18.6634 | 9.3297 | 4.6511 | 13.3076 | 9.8635 | Florida Power & Light Company | Babcock Ranch | 2016 | 2020 | 74.5 | 157073 | 338780.4822
2018 | 41 | 0.70414 | 1328.4827 | 21.9929 | 15.8765 | 24.14 | 21.8613 | 9.6701 | 8.101 | 16.85 | 12.1494 | Florida Power & Light Company | Babcock Ranch Solar Energy Center | 2016 | 2022 | 75 | 155026.06 | 428667.0223
2019 | 60 | 1.8132 | 3593.1053 | 19.626 | 7.3679 | 27.5928 | 18.8624 | 8.2391 | 3.7724 | 18.7933 | 10.896 | Florida Power & Light Company | Babcock Solar Energy Center | 2016 | 2021 | 75 | 157960 | 498616.4091
2020 | 79 | 2.7446 | 5413.3282 | 19.971 | 7.0518 | 22.0618 | 16.726 | 8.3212 | 3.9935 | 13.1533 | 9.0177 | Florida Power & Light Company | Babcock Solar Energy Center | 2016 | 2023 | 74.5 | 146156.14 | 242549
2021 | 86 | 3.6828 | 7304.2261 | 11.3905 | 4.0356 | 23.1811 | 14.5056 | 6.1945 | 2.004 | 10.7154 | 8.1677 | Florida Power & Light Company | Barefoot Bay | 2018 | 2019 | 74.5 | 162477 | 287279.4777
2022 | 124 | 6.1178 | 11704.6594 | 11.5027 | 4.475 | 24.1739 | 15.0011 | 6.7676 | 2.1746 | 12.8428 | 8.3966 | Florida Power & Light Company | Barefoot Bay | 2018 | 2020 | 74.5 | 160660 | 271316.3159
2023 | 145 | 7.4482 | 13648.8601 | 10.8153 | 4.59 | 22.268 | 15.5204 | 6.7436 | 2.3568 | 14.3072 | 9.6152 | Florida Power & Light Company | Barefoot Bay Solar Energy Center | 2018 | 2021 | 75 | 166112 | 242297.1966
[12 empty] | Florida Power & Light Company | Barefoot Bay Solar Energy Center | 2018 | 2022 | 75 | 160276 | 338387.1305
[5 empty] | Negative Error | Positive Error |  |  | Negative Error | Positive Error | x-axis | Florida Power & Light Company | Barefoot Bay Solar Energy Center | 2018 | 2023 | 74.5 | 156124.92 | 303044
[5 empty] | 3.0895 | 3.0895 |  |  | 1.7649 | 1.7649 | 1.2 | Florida Power & Light Company | Blue Cypress | 2018 | 2019 | 74.5 | 152835 | 410769.2356
[5 empty] | 8.0131 | 7.8994 |  |  | 1.2179 | 4.2576 | 2.2 | Florida Power & Light Company | Blue Cypress | 2018 | 2020 | 74.5 | 157493 | 285837.4022
[5 empty] | 17.3827 | 2.9159 |  |  | 4.6587 | 3.1929 | 3.2 | Florida Power & Light Company | Blue Cypress Solar Energy Center | 2018 | 2021 | 75 | 159162 | 370321.4531
[5 empty] | 25.0583 | 0.063406 |  |  | 10.169 | 2.0873 | 4.2 | Florida Power & Light Company | Blue Cypress Solar Energy Center | 2018 | 2022 | 75 | 149972.08 | 279531.3366
[5 empty] | 3.0998 | 13.8549 |  |  | 1.7614 | 9.4597 | 5.2 | Florida Power & Light Company | Blue Cypress Solar Energy Center | 2018 | 2023 | 74.5 | 149236.85 | 208678
[5 empty] | 12.8537 | 0.00013829 |  |  | 3.927 | 1.2879 | 6.2 | Florida Power & Light Company | Blue Heron Solar Energy Center | 2020 | 2021 | 75 | 167388 | 295488.5532
[5 empty] | 15.4301 | 0.24458 |  |  | 4.6786 | 3.9779 | 7.2 | Florida Power & Light Company | Blue Heron Solar Energy Center | 2020 | 2022 | 75 | 162995.32 | 236650.3314
[5 empty] | 6.1164 | 2.1471 |  |  | 1.5691 | 7.1799 | 8.2 | Florida Power & Light Company | Blue Heron Solar Energy Center | 2020 | 2023 | 74.5 | 155587.87 | 346853
[5 empty] | 12.2581 | 7.9669 |  |  | 4.4667 | 10.5542 | 9.2 | Florida Power & Light Company | Blue Indigo Solar Energy Center | 2020 | 2022 | 74.5 | 164060.59 | 470875.3721
[5 empty] | 12.9192 | 2.0908 |  |  | 4.3276 | 4.8321 | 10.2 | Florida Power & Light Company | Blue Indigo Solar Energy Center | 2020 | 2023 | 74.5 | 140207.08 | 379426
[5 empty] | 7.3549 | 11.7906 |  |  | 4.1905 | 4.5209 | 11.2 | Florida Power & Light Company | Blue Springs Solar Energy Center | 2021 | 2022 | 74.5 | 150619.35 | 197720.2698
[5 empty] | 7.0277 | 12.6712 |  |  | 4.593 | 6.0752 | 12.2 | Florida Power & Light Company | Blue Springs Solar Energy Center | 2021 | 2023 | 74.5 | 141153.12 | 280151
[5 empty] | 6.2253 | 11.4527 |  |  | 4.3868 | 7.5636 | 13.2 | Florida Power & Light Company | Cattle Ranch Solar Energy Center | 2020 | 2021 | 75 | 160612 | 297698.5267
[12 empty] | Florida Power & Light Company | Cattle Ranch Solar Energy Center | 2020 | 2022 | 75 | 147633.79 | 290426.4887
[12 empty] | Florida Power & Light Company | Cattle Ranch Solar Energy Center | 2020 | 2023 | 74.5 | 148015.55 | 327183
[12 empty] | Florida Power & Light Company | Citrus | 2016 | 2019 | 74.5 | 163838 | 431432.9588
[12 empty] | Florida Power & Light Company | Citrus | 2016 | 2020 | 74.5 | 155917 | 399360.621
[12 empty] | Florida Power & Light Company | Citrus Solar Energy Center | 2016 | 2021 | 75 | 159604 | 427327.011
[12 empty] | Florida Power & Light Company | Citrus Solar Energy Center | 2016 | 2022 | 75 | 153528.58 | 488320.8819
[12 empty] | Florida Power & Light Company | Citrus Solar Energy Center | 2016 | 2023 | 74.5 | 149051.01 | 460154
[12 empty] | Florida Power & Light Company | Coral Farms | 2018 | 2019 | 74.5 | 154754 | 282082.0993
[12 empty] | Florida Power & Light Company | Coral Farms | 2018 | 2020 | 74.5 | 149472 | 334183.3952
[12 empty] | Florida Power & Light Company | Coral Farms Solar Energy Center | 2018 | 2021 | 75 | 137996 | 341635.0643
[12 empty] | Florida Power & Light Company | Coral Farms Solar Energy Center | 2018 | 2022 | 75 | 145814.09 | 444740.2736
[12 empty] | Florida Power & Light Company | Coral Farms Solar Energy Center | 2018 | 2023 | 74.5 | 134640.61 | 413239
[12 empty] | Florida Power & Light Company | Cotton Creek Solar Energy Center | 2021 | 2022 | 74.5 | 153378.59 | 393063.962
[12 empty] | Florida Power & Light Company | Cotton Creek Solar Energy Center | 2021 | 2023 | 74.5 | 144789.44 | 402600
[12 empty] | Florida Power & Light Company | De Soto | 2009 | 2017 | 22.5 | 48199 | 606625.6985
[12 empty] | Florida Power & Light Company | Desoto | 2009 | 2011 | 27 | 51845 | 1137028.8983
[12 empty] | Florida Power & Light Company | Desoto | 2009 | 2012 | 27 | 52025 | 1062130.3159
[12 empty] | Florida Power & Light Company | Desoto | 2009 | 2013 | 27 | 49829 | 1022644.0941
[12 empty] | Florida Power & Light Company | Desoto | 2009 | 2014 | 23 | 50714 | 1090625.2977
[12 empty] | Florida Power & Light Company | Desoto | 2009 | 2015 | 23 | 50003 | 1127558.6956
[12 empty] | Florida Power & Light Company | Desoto | 2009 | 2016 | 23 | 48651 | 967919.5948
[12 empty] | Florida Power & Light Company | Desoto | 2009 | 2018 | 22.5 | 46881 | 743462.5377
[12 empty] | Florida Power & Light Company | Desoto | 2009 | 2019 | 22.5 | 45754 | 864377.754
[12 empty] | Florida Power & Light Company | Desoto | 2009 | 2020 | 23 | 43355 | 617338.1963
[12 empty] | Florida Power & Light Company | Desoto Solar Energy Center | 2009 | 2021 | 23 | 43744 | 676062.1979
[12 empty] | Florida Power & Light Company | Desoto Solar Energy Center | 2009 | 2022 | 23 | 37524.56 | 639505.6273
[12 empty] | Florida Power & Light Company | Desoto Solar Energy Center | 2009 | 2023 | 23 | 33461.39 | 472005
[12 empty] | Florida Power & Light Company | Discovery Solar Energy Center | 2021 | 2022 | 75 | 149822.95 | 147613.142
[12 empty] | Florida Power & Light Company | Discovery Solar Energy Center | 2021 | 2023 | 74.5 | 148512.13 | 127425
[12 empty] | Florida Power & Light Company | Echo River Solar Energy Center | 2020 | 2021 | 75 | 157043 | 365849.363
[12 empty] | Florida Power & Light Company | Echo River Solar Energy Center | 2020 | 2022 | 75 | 175986.87 | 249065.9542
[12 empty] | Florida Power & Light Company | Echo River Solar Energy Center | 2020 | 2023 | 74.5 | 164680.96 | 466505
[12 empty] | Florida Power & Light Company | Egret Solar Energy Center | 2020 | 2021 | 75 | 148907 | 209444.9189
[12 empty] | Florida Power & Light Company | Egret Solar Energy Center | 2020 | 2022 | 75 | 148907 | 210483.103
[12 empty] | Florida Power & Light Company | Egret Solar Energy Center | 2020 | 2023 | 74.5 | 141641.34 | 211810
[12 empty] | Florida Power & Light Company | Elder Branch Solar Engery Center | 2022 | 2023 | 74.5 | 181118.81 | 424094
[12 empty] | Florida Power & Light Company | Evans Grove Solar Energy Center | 2022 | 2023 | 74.5 | 157239.37 | 257980
[12 empty] | Florida Power & Light Company | Fort Drum Solar Energy Center | 2021 | 2022 | 75 | 138412 | 281215.5663
[12 empty] | Florida Power & Light Company | Fort Drum Solar Energy Center | 2021 | 2023 | 74.5 | 151529 | 192388
[12 empty] | Florida Power & Light Company | Ghost Orchid Solar Energy Center | 2022 | 2023 | 74.5 | 145682.47 | 244713
[12 empty] | Florida Power & Light Company | Hammock | 2018 | 2019 | 74.5 | 157053 | 328428.2311
[12 empty] | Florida Power & Light Company | Hammock | 2018 | 2020 | 74.5 | 159621 | 335930.7988
[12 empty] | Florida Power & Light Company | Hammock Creek Solar Energy Center | 2018 | 2022 | 75 | 155227 | 331687.5241
[12 empty] | Florida Power & Light Company | Hammock Solar Energy Center | 2018 | 2021 | 75 | 159741 | 236484.9217
[12 empty] | Florida Power & Light Company | Hammock Solar Energy Center | 2018 | 2023 | 74.5 | 151275.97 | 452468
[12 empty] | Florida Power & Light Company | Hibiscus Solar Energy Center | 2020 | 2021 | 75 | 160573 | 108985.423
[12 empty] | Florida Power & Light Company | Hibiscus Solar Energy Center | 2020 | 2022 | 75 | 137982.13 | 226661.0357
[12 empty] | Florida Power & Light Company | Hibiscus Solar Energy Center | 2020 | 2023 | 74.5 | 156010 | 325832
[12 empty] | Florida Power & Light Company | Horizon | 2018 | 2019 | 74.5 | 156045 | 349253.0131
[12 empty] | Florida Power & Light Company | Horizon | 2018 | 2020 | 74.5 | 150955 | 429644.3087
[12 empty] | Florida Power & Light Company | Horizon Solar Energy Center | 2018 | 2021 | 75 | 142500 | 374214.4236
[12 empty] | Florida Power & Light Company | Horizon Solar Energy Center | 2018 | 2022 | 75 | 148251.16 | 388670.4546
[12 empty] | Florida Power & Light Company | Horizon Solar Energy Center | 2018 | 2023 | 74.5 | 141129.34 | 449447
[12 empty] | Florida Power & Light Company | Immokalee Solar Energy Center | 2022 | 2023 | 74.5 | 160042.17 | 224864
[12 empty] | Florida Power & Light Company | Indian River | 2018 | 2019 | 74.5 | 157633 | 299947.8671
[12 empty] | Florida Power & Light Company | Indian River | 2018 | 2020 | 74.5 | 157675 | 281345.902
[12 empty] | Florida Power & Light Company | Indian River Solar Energy Center | 2018 | 2021 | 75 | 160331 | 209504.8279
[12 empty] | Florida Power & Light Company | Indian River Solar Energy Center | 2018 | 2022 | 75 | 152154.42 | 253223.1512
[12 empty] | Florida Power & Light Company | Indian River Solar Energy Center | 2018 | 2023 | 74.5 | 5368.385 | 345651
[12 empty] | Florida Power & Light Company | Interstate | 2019 | 2020 | 74.5 | 151909 | 295586.197
[12 empty] | Florida Power & Light Company | Interstate Solar Energy Center | 2019 | 2021 | 75 | 155105 | 488538.3972
[12 empty] | Florida Power & Light Company | Interstate Solar Energy Center | 2019 | 2022 | 75 | 145853.39 | 284918.7986
[12 empty] | Florida Power & Light Company | Interstate Solar Energy Center | 2019 | 2023 | 74.5 | 146902.55 | 583113
[12 empty] | Florida Power & Light Company | Lakeside Solar Energy Center | 2020 | 2021 | 75 | 157993 | 234048.6256
[12 empty] | Florida Power & Light Company | Lakeside Solar Energy Center | 2020 | 2022 | 75 | 151906 | 311708.9328
[12 empty] | Florida Power & Light Company | Lakeside Solar Energy Center | 2020 | 2023 | 74.5 | 149748.19 | 404569
[12 empty] | Florida Power & Light Company | Loggerhead | 2018 | 2019 | 74.5 | 155527 | 306057.5201
[12 empty] | Florida Power & Light Company | Loggerhead | 2018 | 2020 | 74.5 | 158223 | 341748.5157
[12 empty] | Florida Power & Light Company | Loggerhead Solar Energy Center | 2018 | 2021 | 75 | 157382 | 334471.5105
[12 empty] | Florida Power & Light Company | Loggerhead Solar Energy Center | 2018 | 2022 | 75 | 147558 | 360382.6516
[12 empty] | Florida Power & Light Company | Loggerhead Solar Energy Center | 2018 | 2023 | 74.5 | 145146 | 267009
[12 empty] | Florida Power & Light Company | Magnolia Springs Solar Energy Center | 2021 | 2022 | 75 | 158143 | 342935.0688
[12 empty] | Florida Power & Light Company | Magnolia Springs Solar Energy Center | 2021 | 2023 | 74.5 | 151318.1 | 224542
[12 empty] | Florida Power & Light Company | Manatee | 2016 | 2019 | 74.5 | 164300 | 351106.9524
[12 empty] | Florida Power & Light Company | Manatee | 2016 | 2020 | 74.5 | 161541 | 325235.2036
[12 empty] | Florida Power & Light Company | Manatee Solar Energy Center | 2016 | 2021 | 75 | 161150 | 302668.7484
[12 empty] | Florida Power & Light Company | Manatee Solar Energy Center | 2016 | 2022 | 75 | 96835.01 | 398893.9878
[12 empty] | Florida Power & Light Company | Miami-Dade | 2019 | 2020 | 74.5 | 153245 | 310913.688
[12 empty] | Florida Power & Light Company | Miami-Dade Solar Energy Center | 2019 | 2021 | 75 | 151774 | 385878.9125
[12 empty] | Florida Power & Light Company | Miami-Dade Solar Energy Center | 2019 | 2022 | 75 | 144699.94 | 378979.6563
[12 empty] | Florida Power & Light Company | Miami-Dade Solar Energy Center | 2019 | 2023 | 74.5 | 138098.49 | 451509
[12 empty] | Florida Power & Light Company | Nassau Solar Energy Center | 2020 | 2021 | 75 | 142627 | 203955.4866
[12 empty] | Florida Power & Light Company | Nassau Solar Energy Center | 2020 | 2022 | 75 | 153691 | 385909.3545
[12 empty] | Florida Power & Light Company | Nassau Solar Energy Center | 2020 | 2023 | 74.5 | 141683.83 | 539956
[12 empty] | Florida Power & Light Company | Northern Preserve Solar Energy Center | 2020 | 2021 | 75 | 130104 | 198193.1359
[12 empty] | Florida Power & Light Company | Northern Preserve Solar Energy Center | 2020 | 2022 | 75 | 133987.38 | 349491.6453
[12 empty] | Florida Power & Light Company | Northern Preserve Solar Energy Center | 2020 | 2023 | 74.5 | 125963.23 | 318608
[12 empty] | Florida Power & Light Company | Okeechobee Solar Energy Center | 2020 | 2021 | 75 | 172334 | 170521.8706
[12 empty] | Florida Power & Light Company | Okeechobee Solar Energy Center | 2020 | 2022 | 75 | 162372.05 | 269918.272
[12 empty] | Florida Power & Light Company | Okeechobee Solar Energy Center | 2020 | 2023 | 74.5 | 155236.65 | 243669
[12 empty] | Florida Power & Light Company | Orange Blossom Solar Energy Center | 2021 | 2022 | 75 | 155789 | 195382.0408
[12 empty] | Florida Power & Light Company | Orange Blossom Solar Energy Center | 2021 | 2023 | 74.5 | 158727.48 | 252323
[12 empty] | Florida Power & Light Company | Palm Bay Solar Energy Center | 2021 | 2022 | 75 | 164037 | 126185.595
[12 empty] | Florida Power & Light Company | Palm Bay Solar Energy Center | 2021 | 2023 | 74.5 | 162817.82 | 157890
[12 empty] | Florida Power & Light Company | Pelican Solar Energy Center | 2021 | 2022 | 74.5 | 159009 | 107989.6961
[12 empty] | Florida Power & Light Company | Pelican Solar Energy Center | 2021 | 2023 | 74.5 | 158328.39 | 222432
[12 empty] | Florida Power & Light Company | Pioneer Trail | 2019 | 2020 | 74.5 | 145362 | 256626.9869
[12 empty] | Florida Power & Light Company | Pioneer Trail Solar Energy Center | 2019 | 2021 | 75 | 148209 | 310207.2877
[12 empty] | Florida Power & Light Company | Pioneer Trail Solar Energy Center | 2019 | 2022 | 75 | 134814.91 | 338253.4286
[12 empty] | Florida Power & Light Company | Pioneer Trail Solar Energy Center | 2019 | 2023 | 74.5 | 130847.29 | 308877
[12 empty] | Florida Power & Light Company | Rodeo Solar Energy Center | 2021 | 2022 | 75 | 155964.5 | 159826.6573
[12 empty] | Florida Power & Light Company | Rodeo Solar Energy Center | 2021 | 2023 | 74.5 | 158306.78 | 150016
[12 empty] | Florida Power & Light Company | Sabal Palm Solar Energy Center | 2021 | 2022 | 75 | 161637 | 352140.809
[12 empty] | Florida Power & Light Company | Sabal Palm Solar Energy Center | 2021 | 2023 | 74.5 | 160882.42 | 266337
[12 empty] | Florida Power & Light Company | Sawgrass Solar Energy Center | 2022 | 2023 | 74.5 | 146657.34 | 158101
[12 empty] | Florida Power & Light Company | Southfork Solar Energy Center | 2020 | 2021 | 75 | 179139 | 446095.1449
[12 empty] | Florida Power & Light Company | Southfork Solar Energy Center | 2020 | 2022 | 75 | 179991.15 | 316143.8982
[12 empty] | Florida Power & Light Company | Southfork Solar Energy Center | 2020 | 2023 | 74.5 | 180618.09 | 548655
[12 empty] | Florida Power & Light Company | Space Coast | 2010 | 2011 | 10 | 18843 | 524104.0925
[12 empty] | Florida Power & Light Company | Space Coast | 2010 | 2012 | 10 | 18509 | 234577.5718
[12 empty] | Florida Power & Light Company | Space Coast | 2010 | 2013 | 10 | 18163 | 212977.5269
[12 empty] | Florida Power & Light Company | Space Coast | 2010 | 2014 | 10 | 17552 | 243909.4058
[12 empty] | Florida Power & Light Company | Space Coast | 2010 | 2015 | 10 | 17685 | 302629.3187
[12 empty] | Florida Power & Light Company | Space Coast | 2010 | 2016 | 10 | 18300 | 269620.1733
[12 empty] | Florida Power & Light Company | Space Coast | 2010 | 2017 | 10 | 17555 | 236782.8872
[12 empty] | Florida Power & Light Company | Space Coast | 2010 | 2018 | 10 | 17546 | 343781.1225
[12 empty] | Florida Power & Light Company | Space Coast | 2010 | 2019 | 10 | 16553 | 294354.3077
[12 empty] | Florida Power & Light Company | Space Coast | 2010 | 2020 | 10 | 15937 | 216292.8277
[12 empty] | Florida Power & Light Company | Space Coast Solar Energy Center | 2010 | 2021 | 10 | 16431 | 158872.9135
[12 empty] | Florida Power & Light Company | Space Coast Solar Energy Center | 2010 | 2022 | 10 | 14878.49 | 132615.7248
[12 empty] | Florida Power & Light Company | Space Coast Solar Energy Center | 2010 | 2023 | 10 | 12815.3 | 186474
[12 empty] | Florida Power & Light Company | Sundew Solar Energy Center | 2022 | 2023 | 74.5 | 154897.02 | 231455
[12 empty] | Florida Power & Light Company | Sunshine Gateway | 2019 | 2020 | 74.5 | 152223 | 262002.6315
[12 empty] | Florida Power & Light Company | Sunshine Gateway Solar Energy Center | 2019 | 2021 | 75 | 143807 | 288194.0872
[12 empty] | Florida Power & Light Company | Sunshine Gateway Solar Energy Center | 2019 | 2022 | 75 | 150502.76 | 450087.3141
[12 empty] | Florida Power & Light Company | Sunshine Gateway Solar Energy Center | 2019 | 2023 | 74.5 | 140367.14 | 468670
[12 empty] | Florida Power & Light Company | Sweetbay Solar Energy Center | 2020 | 2021 | 75 | 144673 | 384030.6114
[12 empty] | Florida Power & Light Company | Sweetbay Solar Energy Center | 2020 | 2022 | 75 | 137457.37 | 310136.6397
[12 empty] | Florida Power & Light Company | Sweetbay Solar Energy Center | 2020 | 2023 | 74.5 | 126405.38 | 501084
[12 empty] | Florida Power & Light Company | Trailside Solar Energy Center | 2020 | 2021 | 75 | 150410 | 226765.2539
[12 empty] | Florida Power & Light Company | Trailside Solar Energy Center | 2020 | 2022 | 75 | 153540.55 | 440850.4805
[12 empty] | Florida Power & Light Company | Trailside Solar Energy Center | 2020 | 2023 | 74.5 | 144663.51 | 276020
[12 empty] | Florida Power & Light Company | Twin Lakes Solar Energy Center | 2020 | 2021 | 75 | 144119 | 216297.8339
[12 empty] | Florida Power & Light Company | Twin Lakes Solar Energy Center | 2020 | 2022 | 75 | 145817.25 | 275619.778
[12 empty] | Florida Power & Light Company | Twin Lakes Solar Energy Center | 2020 | 2023 | 74.5 | 128651.18 | 420188
[12 empty] | Florida Power & Light Company | Union Springs Solar Energy Center | 2020 | 2021 | 75 | 146305 | 285227.4862
[12 empty] | Florida Power & Light Company | Union Springs Solar Energy Center | 2020 | 2022 | 75 | 160493 | 289351.691
[12 empty] | Florida Power & Light Company | Union Springs Solar Energy Center | 2020 | 2023 | 74.5 | 152572.94 | 155810
[12 empty] | Florida Power & Light Company | Wildflower | 2018 | 2019 | 74.5 | 162578 | 299618.6959
[12 empty] | Florida Power & Light Company | Wildflower | 2018 | 2020 | 74.5 | 158320 | 321243.7904
[12 empty] | Florida Power & Light Company | Wildflower Solar Energy Center | 2018 | 2021 | 75 | 159204 | 274974.1852
[12 empty] | Florida Power & Light Company | Wildflower Solar Energy Center | 2018 | 2022 | 75 | 148633 | 344572.6583
[12 empty] | Florida Power & Light Company | Wildflower Solar Energy Center | 2018 | 2023 | 74.5 | 157707 | 216009
[12 empty] | Florida Power & Light Company | Willow Solar Energy Center | 2021 | 2022 | 75 | 166371.99 | 209557.5541
[12 empty] | Georgia Power Company | Dalton | 2011 | 2014 | 8 | 1623 | 16603.441
[12 empty] | Georgia Power Company | Dalton | 2011 | 2015 | 8 | 10823.694 | 24083.695
[12 empty] | Georgia Power Company | Fort Benning | 2015 | 2016 | 30 | 60634 | 263515.2979
[12 empty] | Georgia Power Company | Fort Benning | 2015 | 2017 | 30 | 56460 | 162989.909
[12 empty] | Georgia Power Company | Fort Benning | 2015 | 2018 | 30 | 55294 | 534697.9846
[12 empty] | Georgia Power Company | Fort Benning | 2015 | 2019 | 30.01 | 53291 | 660235.1697
[12 empty] | Georgia Power Company | Fort Benning | 2015 | 2020 | 30.01 | 51095 | 625589.0509
[12 empty] | Georgia Power Company | Fort Benning | 2015 | 2021 | 30.01 | 48077 | 572193.4405
[12 empty] | Georgia Power Company | Fort Benning | 2015 | 2022 | 30.01 | 52960 | 331730.0185
[12 empty] | Georgia Power Company | Fort Benning | 2015 | 2023 | 30.01 | 51472 | 362644
[12 empty] | Georgia Power Company | Fort Gordon | 2016 | 2017 | 30 | 58891 | 268445.4806
[12 empty] | Georgia Power Company | Fort Gordon | 2016 | 2018 | 30 | 56530 | 349731.5482
[12 empty] | Georgia Power Company | Fort Gordon | 2016 | 2019 | 30 | 56554 | 502533.9418
[12 empty] | Georgia Power Company | Fort Gordon | 2016 | 2020 | 30 | 53884 | 643270.7795
[12 empty] | Georgia Power Company | Fort Gordon | 2016 | 2021 | 30 | 56403 | 811028.1233
[12 empty] | Georgia Power Company | Fort Gordon | 2016 | 2022 | 30 | 57016 | 340206.0986
[12 empty] | Georgia Power Company | Fort Gordon | 2016 | 2023 | 30 | 54727 | 403936
[12 empty] | Georgia Power Company | Fort Stewart | 2016 | 2017 | 30 | 58299 | 318880.6476
[12 empty] | Georgia Power Company | Fort Stewart | 2016 | 2018 | 30 | 52716 | 374352.062
[12 empty] | Georgia Power Company | Fort Stewart | 2016 | 2019 | 30 | 54268 | 482829.5176
[12 empty] | Georgia Power Company | Fort Stewart | 2016 | 2020 | 30 | 50513 | 672761.9861
[12 empty] | Georgia Power Company | Fort Stewart | 2016 | 2021 | 30 | 47724 | 684739.0067
[12 empty] | Georgia Power Company | Fort Stewart | 2016 | 2022 | 30 | 53215 | 407465.4211
[12 empty] | Georgia Power Company | Fort Stewart | 2016 | 2023 | 30 | 51230 | 654176
[12 empty] | Georgia Power Company | Fort Valley State University | 2022 | 2023 | 10.8 | 20595 | 294085
[12 empty] | Georgia Power Company | King'S Bay | 2016 | 2017 | 30 | 59697 | 113455.894
[12 empty] | Georgia Power Company | King'S Bay | 2016 | 2018 | 30.16 | 55206 | 583616.2692
[12 empty] | Georgia Power Company | King'S Bay | 2016 | 2019 | 30.16 | 59430 | 573949.9887
[12 empty] | Georgia Power Company | King'S Bay | 2016 | 2020 | 30.16 | 55713 | 754663.6975
[12 empty] | Georgia Power Company | King'S Bay | 2016 | 2021 | 30.16 | 47450 | 2694529.1236
[12 empty] | Georgia Power Company | King'S Bay | 2016 | 2022 | 30.16 | 56817 | 1302593.5791
[12 empty] | Georgia Power Company | King'S Bay | 2016 | 2023 | 30.16 | 55658 | 450502
[12 empty] | Georgia Power Company | Moody Afb | 2020 | 2022 | 49.5 | 98807 | 435009.0538
[12 empty] | Georgia Power Company | Moody Afb | 2020 | 2023 | 49.5 | 92957 | 490742
[12 empty] | Georgia Power Company | Robins Afb | 2021 | 2022 | 128 | 255400 | 1582119.7334
[12 empty] | Georgia Power Company | Robins Afb | 2021 | 2023 | 128 | 225198 | 1659479
[12 empty] | Indiana Michigan Power Company | St. Joseph | 2020 | 2021 | 20 | 27221 | 295369.8448
[12 empty] | Indiana Michigan Power Company | St. Joseph | 2020 | 2022 | 20 | 24276 | 706576.3161
[12 empty] | Indiana Michigan Power Company | St. Joseph | 2020 | 2023 | 20 | 32397 | 96542
[12 empty] | Kentucky Utilities Company | Brown Solar | 2016 | 2017 | 6.1 | 10643 | 149143.7145
[12 empty] | Kentucky Utilities Company | Brown Solar | 2016 | 2018 | 6.1 | 10389 | 96846.8239
[12 empty] | Kentucky Utilities Company | Brown Solar | 2016 | 2019 | 6.1 | 10666.62 | 109537.6007
[12 empty] | Kentucky Utilities Company | Brown Solar | 2016 | 2020 | 6.1 | 10128.88 | 75083.8206
[12 empty] | Kentucky Utilities Company | Brown Solar | 2016 | 2021 | 6.1 | 10083 | 65864.3124
[12 empty] | Kentucky Utilities Company | Brown Solar | 2016 | 2022 | 6.1 | 10396 | 64482.6757
[12 empty] | Kentucky Utilities Company | Brown Solar | 2016 | 2023 | 6.1 | 10009 | 49385
[12 empty] | Liberty Utilities (Calpeco Electric) Llc | Luning Solar Facility | 2017 | 2018 | 50 | 129359 | 1081243.03
[12 empty] | Liberty Utilities (Calpeco Electric) Llc | Luning Solar Facility | 2017 | 2019 | 50 | 129678 | 1052930.5542
[12 empty] | Liberty Utilities (Calpeco Electric) Llc | Luning Solar Facility | 2017 | 2020 | 50 | 137784 | 1522823.9413
[12 empty] | Liberty Utilities (Calpeco Electric) Llc | Turquoise Solar Facility | 2019 | 2020 | 10 | 16186 | 395770.6696
[12 empty] | Madison Gas And Electric Company | Badger Hollow Solar Park | 2021 | 2022 | 50 | 98626.5 | 844259.2401
[12 empty] | Madison Gas And Electric Company | Dane County Pv Generation | 2020 | 2021 | 34 | 48310.7 | 410032.1928
[12 empty] | Madison Gas And Electric Company | Dane County Pv Generation | 2020 | 2022 | 34 | 76914.4 | 559653.4491
[12 empty] | Madison Gas And Electric Company | Dane County Solar | 2020 | 2023 | 46 | 73790.645 | 722012
[12 empty] | Madison Gas And Electric Company | Plant Name: Badger Hollow Solar Park | 2021 | 2023 | 50 | 87135.59 | 748108.73
[12 empty] | Madison Gas And Electric Company | Plant Name: Two Creeks Solar Park | 2020 | 2023 | 50 | 96312.89 | 1024280.17
[12 empty] | Madison Gas And Electric Company | Two Creeks Solar Park | 2020 | 2021 | 50 | 95564.3 | 1057476.7863
[12 empty] | Madison Gas And Electric Company | Two Creeks Solar Park | 2020 | 2022 | 50 | 94793.6 | 1061614.0002
[12 empty] | Midamerican Energy Company | Arbor Hill Solar Farm (76,384 Modules) | 2022 | 2023 | 24 | 44418.72 | 249693
[12 empty] | Midamerican Energy Company | Franklin Solar Farm (22,074 Modules) | 2022 | 2023 | 7 | 13638.24 | 42139
[12 empty] | Midamerican Energy Company | Holliday Creek Solar Farm (265,275 Modules) | 2022 | 2023 | 100 | 204261.81 | 1051839
[12 empty] | Nevada Power Company | Nellis Solar | 2015 | 2021 | 15 | 37312 | 321421.3504
[12 empty] | Nevada Power Company | Nellis Solar | 2015 | 2022 | 15 | 38364 | 472816.6411
[12 empty] | Nevada Power Company | Nellis Solar | 2015 | 2023 | 15 | 37449 | 261988
[12 empty] | Nevada Power Company, D/B/A Nv Energy | Nellis Solar | 2015 | 2016 | 15 | 39334 | 616.0883
[12 empty] | Nevada Power Company, D/B/A Nv Energy | Nellis Solar | 2015 | 2017 | 15 | 40475 | 1648.24
[12 empty] | Nevada Power Company, D/B/A Nv Energy | Nellis Solar | 2015 | 2018 | 15 | 40614 | 716674.864
[12 empty] | Nevada Power Company, D/B/A Nv Energy | Nellis Solar | 2015 | 2019 | 15 | 39324 | 294782.2303
[12 empty] | Nevada Power Company, D/B/A Nv Energy | Nellis Solar | 2015 | 2020 | 15 | 40088 | 193211.0882
[12 empty] | Pacific Gas And Electric Company | Cantua Solar Station | 2012 | 2013 | 20 | 48175 | 873461.5125
[12 empty] | Pacific Gas And Electric Company | Cantua Solar Station | 2012 | 2014 | 20 | 43209 | 845833.2832
[12 empty] | Pacific Gas And Electric Company | Cantua Solar Station | 2012 | 2015 | 20 | 42547 | 313944.9363
[12 empty] | Pacific Gas And Electric Company | Cantua Solar Station | 2012 | 2016 | 20 | 43802 | 260731.0764
[12 empty] | Pacific Gas And Electric Company | Cantua Solar Station | 2012 | 2017 | 20 | 39822 | 199981.1597
[12 empty] | Pacific Gas And Electric Company | Cantua Solar Station | 2012 | 2018 | 20 | 42223.391 | 480382.7189
[12 empty] | Pacific Gas And Electric Company | Cantua Solar Station | 2012 | 2019 | 20 | 40364.941 | 135277.6143
[12 empty] | Pacific Gas And Electric Company | Cantua Solar Station | 2012 | 2020 | 20 | 42368.078 | 266994.2187
[12 empty] | Pacific Gas And Electric Company | Cantua Solar Station | 2012 | 2021 | 20 | 42368.078 | 198055.5672
[12 empty] | Pacific Gas And Electric Company | Cantua Solar Station | 2012 | 2022 | 20 | 36603.443 | 173155.3916
[12 empty] | Pacific Gas And Electric Company | Cantua Solar Station | 2012 | 2023 | 20 | 33904.091 | 198163
[12 empty] | Pacific Gas And Electric Company | Five Points - Schindler Solar Station #1 | 2011 | 2012 | 15 | 29948 | 708562.7515
[12 empty] | Pacific Gas And Electric Company | Five Points - Schindler Solar Station #1 | 2011 | 2013 | 15 | 28338 | 655418.6829
[12 empty] | Pacific Gas And Electric Company | Five Points - Schindler Solar Station #1 | 2011 | 2014 | 15 | 28299 | 634057.9334
[12 empty] | Pacific Gas And Electric Company | Five Points - Schindler Solar Station #1 | 2011 | 2015 | 15 | 25471 | 439264.8353
[12 empty] | Pacific Gas And Electric Company | Five Points - Schindler Solar Station #1 | 2011 | 2016 | 15 | 29839 | 310029.3455
[12 empty] | Pacific Gas And Electric Company | Five Points - Schindler Solar Station #1 | 2011 | 2017 | 15 | 27708 | 199876.0049
[12 empty] | Pacific Gas And Electric Company | Five Points - Schindler Solar Station #1 | 2011 | 2018 | 15 | 28699.174 | 206298.5571
[12 empty] | Pacific Gas And Electric Company | Five Points - Schindler Solar Station #1 | 2011 | 2019 | 15 | 26209.055 | 209312.9236
[12 empty] | Pacific Gas And Electric Company | Five Points - Schindler Solar Station #1 | 2011 | 2020 | 15 | 24139.525 | 192017.1451
[12 empty] | Pacific Gas And Electric Company | Five Points - Schindler Solar Station #1 | 2011 | 2021 | 15 | 24139.525 | 257000.3992
[12 empty] | Pacific Gas And Electric Company | Five Points - Schindler Solar Station #1 | 2011 | 2022 | 15 | 17983.549 | 315339.6137
[12 empty] | Pacific Gas And Electric Company | Five Points - Schindler Solar Station #1 | 2011 | 2023 | 15 | 18480.933 | 153412
[12 empty] | Pacific Gas And Electric Company | Gates Solar Station | 2013 | 2014 | 20 | 47646 | 845833.2832
[12 empty] | Pacific Gas And Electric Company | Gates Solar Station | 2013 | 2015 | 20 | 43228 | 223054.3679
[12 empty] | Pacific Gas And Electric Company | Gates Solar Station | 2013 | 2016 | 20 | 43717 | 165419.098
[12 empty] | Pacific Gas And Electric Company | Gates Solar Station | 2013 | 2017 | 20 | 42378 | 118927.6107
[12 empty] | Pacific Gas And Electric Company | Gates Solar Station | 2013 | 2018 | 20 | 43311.245 | 125616.379
[12 empty] | Pacific Gas And Electric Company | Gates Solar Station | 2013 | 2019 | 20 | 33234.616 | 142813.284
[12 empty] | Pacific Gas And Electric Company | Gates Solar Station | 2013 | 2020 | 20 | 30953.94 | 117838.3542
[12 empty] | Pacific Gas And Electric Company | Gates Solar Station | 2013 | 2021 | 20 | 30953.94 | 349954.6385
[12 empty] | Pacific Gas And Electric Company | Gates Solar Station | 2013 | 2022 | 20 | 27186.01 | 304454.8261
[12 empty] | Pacific Gas And Electric Company | Gates Solar Station | 2013 | 2023 | 20 | 37517.288 | 151736
[12 empty] | Pacific Gas And Electric Company | Giffen Solar Station | 2012 | 2013 | 10 | 24000 | 437375.8534
[12 empty] | Pacific Gas And Electric Company | Giffen Solar Station | 2012 | 2014 | 10 | 21518 | 423550.6995
[12 empty] | Pacific Gas And Electric Company | Giffen Solar Station | 2012 | 2015 | 10 | 21772 | 206466.6727
[12 empty] | Pacific Gas And Electric Company | Giffen Solar Station | 2012 | 2016 | 10 | 20678 | 242754.9876
[12 empty] | Pacific Gas And Electric Company | Giffen Solar Station | 2012 | 2017 | 10 | 18175 | 150646.4496
[12 empty] | Pacific Gas And Electric Company | Giffen Solar Station | 2012 | 2018 | 10 | 18948.35 | 124063.6263
[12 empty] | Pacific Gas And Electric Company | Giffen Solar Station | 2012 | 2019 | 10 | 17464.494 | 130566.9391
[12 empty] | Pacific Gas And Electric Company | Giffen Solar Station | 2012 | 2020 | 10 | 19036.014 | 139720.3492
[12 empty] | Pacific Gas And Electric Company | Giffen Solar Station | 2012 | 2021 | 10 | 19036.014 | 122046.6774
[12 empty] | Pacific Gas And Electric Company | Giffen Solar Station | 2012 | 2022 | 10 | 17190.931 | 116652.337
[12 empty] | Pacific Gas And Electric Company | Giffen Solar Station | 2012 | 2023 | 10 | 13159.231 | 135362
[12 empty] | Pacific Gas And Electric Company | Guernsey Solar Station | 2013 | 2014 | 20 | 46332 | 845833.2832
[12 empty] | Pacific Gas And Electric Company | Guernsey Solar Station | 2013 | 2015 | 20 | 46157 | 650669.3691
[12 empty] | Pacific Gas And Electric Company | Guernsey Solar Station | 2013 | 2016 | 20 | 45922 | 440251.7521
[12 empty] | Pacific Gas And Electric Company | Guernsey Solar Station | 2013 | 2017 | 20 | 44076 | 338373.4093
[12 empty] | Pacific Gas And Electric Company | Guernsey Solar Station | 2013 | 2018 | 20 | 43716.766 | 484183.9149
[12 empty] | Pacific Gas And Electric Company | Guernsey Solar Station | 2013 | 2019 | 20 | 43082.968 | 148600.8194
[12 empty] | Pacific Gas And Electric Company | Guernsey Solar Station | 2013 | 2020 | 20 | 41821.844 | 197801.2135
[12 empty] | Pacific Gas And Electric Company | Guernsey Solar Station | 2013 | 2021 | 20 | 41821.844 | 180830.6428
[12 empty] | Pacific Gas And Electric Company | Guernsey Solar Station | 2013 | 2022 | 20 | 31281.017 | 410164.3344
[12 empty] | Pacific Gas And Electric Company | Guernsey Solar Station | 2013 | 2023 | 20 | 24217.427 | 948483
[12 empty] | Pacific Gas And Electric Company | Huron Solar Station | 2012 | 2013 | 20 | 45047 | 873461.5125
[12 empty] | Pacific Gas And Electric Company | Huron Solar Station | 2012 | 2014 | 20 | 44014 | 845833.2832
[12 empty] | Pacific Gas And Electric Company | Huron Solar Station | 2012 | 2015 | 20 | 42785 | 273272.2896
[12 empty] | Pacific Gas And Electric Company | Huron Solar Station | 2012 | 2016 | 20 | 42504 | 217735.5777
[12 empty] | Pacific Gas And Electric Company | Huron Solar Station | 2012 | 2017 | 20 | 40413 | 153821.8795
[12 empty] | Pacific Gas And Electric Company | Huron Solar Station | 2012 | 2018 | 20 | 41312.76 | 369669.897
[12 empty] | Pacific Gas And Electric Company | Huron Solar Station | 2012 | 2019 | 20 | 39941.301 | 166707.5875
[12 empty] | Pacific Gas And Electric Company | Huron Solar Station | 2012 | 2020 | 20 | 37664.438 | 192388.4394
[12 empty] | Pacific Gas And Electric Company | Huron Solar Station | 2012 | 2021 | 20 | 37664.438 | 132477.4863
[12 empty] | Pacific Gas And Electric Company | Huron Solar Station | 2012 | 2022 | 20 | 29274.171 | 213710.6053
[12 empty] | Pacific Gas And Electric Company | Huron Solar Station | 2012 | 2023 | 20 | 31300.71 | 317817
[12 empty] | Pacific Gas And Electric Company | Stroud Solar Station | 2011 | 2012 | 20 | 43065 | 944750.3354
[12 empty] | Pacific Gas And Electric Company | Stroud Solar Station | 2011 | 2013 | 20 | 44933 | 873461.5125
[12 empty] | Pacific Gas And Electric Company | Stroud Solar Station | 2011 | 2014 | 20 | 42715 | 845833.2832
[12 empty] | Pacific Gas And Electric Company | Stroud Solar Station | 2011 | 2015 | 20 | 40966 | 275298.9486
[12 empty] | Pacific Gas And Electric Company | Stroud Solar Station | 2011 | 2016 | 20 | 38539 | 388576.2532
[12 empty] | Pacific Gas And Electric Company | Stroud Solar Station | 2011 | 2017 | 20 | 34562 | 636989.7526
[12 empty] | Pacific Gas And Electric Company | Stroud Solar Station | 2011 | 2018 | 20 | 37339.126 | 258269.752
[12 empty] | Pacific Gas And Electric Company | Stroud Solar Station | 2011 | 2019 | 20 | 33508.633 | 185112.9611
[12 empty] | Pacific Gas And Electric Company | Stroud Solar Station | 2011 | 2020 | 20 | 33705.355 | 942842.5883
[12 empty] | Pacific Gas And Electric Company | Stroud Solar Station | 2011 | 2021 | 20 | 33705.355 | 176803.4319
[12 empty] | Pacific Gas And Electric Company | Stroud Solar Station | 2011 | 2022 | 20 | 29512.392 | 412922.3252
[12 empty] | Pacific Gas And Electric Company | Stroud Solar Station | 2011 | 2023 | 20 | 23456.758 | 287259
[12 empty] | Pacific Gas And Electric Company | West Gates Solar Station | 2013 | 2014 | 10 | 23405 | 423550.6995
[12 empty] | Pacific Gas And Electric Company | West Gates Solar Station | 2013 | 2015 | 10 | 22148 | 148095.6262
[12 empty] | Pacific Gas And Electric Company | West Gates Solar Station | 2013 | 2016 | 10 | 22441 | 130124.0814
[12 empty] | Pacific Gas And Electric Company | West Gates Solar Station | 2013 | 2017 | 10 | 21555 | 51376.6691
[12 empty] | Pacific Gas And Electric Company | West Gates Solar Station | 2013 | 2018 | 10 | 21698.973 | 133202.0362
[12 empty] | Pacific Gas And Electric Company | West Gates Solar Station | 2013 | 2019 | 10 | 18063.327 | 95612.4826
[12 empty] | Pacific Gas And Electric Company | West Gates Solar Station | 2013 | 2020 | 10 | 19002.096 | 78250.2645
[12 empty] | Pacific Gas And Electric Company | West Gates Solar Station | 2013 | 2021 | 10 | 19002.096 | 77742.9203
[12 empty] | Pacific Gas And Electric Company | West Gates Solar Station | 2013 | 2022 | 10 | 19739.032 | 119485.9886
[12 empty] | Pacific Gas And Electric Company | West Gates Solar Station | 2013 | 2023 | 10 | 20243.432 | 92303
[12 empty] | Pacific Gas And Electric Company | Westside - Schindler Solar Station #2 | 2011 | 2012 | 15 | 32301 | 708562.7515
[12 empty] | Pacific Gas And Electric Company | Westside - Schindler Solar Station #2 | 2011 | 2013 | 15 | 32642 | 655418.6829
[12 empty] | Pacific Gas And Electric Company | Westside - Schindler Solar Station #2 | 2011 | 2014 | 15 | 32102 | 634057.9334
[12 empty] | Pacific Gas And Electric Company | Westside - Schindler Solar Station #2 | 2011 | 2015 | 15 | 28713 | 279544.504
[12 empty] | Pacific Gas And Electric Company | Westside - Schindler Solar Station #2 | 2011 | 2016 | 15 | 30612 | 288440.1164
[12 empty] | Pacific Gas And Electric Company | Westside - Schindler Solar Station #2 | 2011 | 2017 | 15 | 25383 | 717863.5603
[12 empty] | Pacific Gas And Electric Company | Westside - Schindler Solar Station #2 | 2011 | 2018 | 15 | 28707.717 | 318615.5315
[12 empty] | Pacific Gas And Electric Company | Westside - Schindler Solar Station #2 | 2011 | 2019 | 15 | 27663.216 | 150805.0909
[12 empty] | Pacific Gas And Electric Company | Westside - Schindler Solar Station #2 | 2011 | 2020 | 15 | 24388.943 | 203770.9289
[12 empty] | Pacific Gas And Electric Company | Westside - Schindler Solar Station #2 | 2011 | 2021 | 15 | 24388.943 | 712871.7926
[12 empty] | Pacific Gas And Electric Company | Westside - Schindler Solar Station #2 | 2011 | 2022 | 15 | 17699.298 | 338746.7783
[12 empty] | Pacific Gas And Electric Company | Westside - Schindler Solar Station #2 | 2011 | 2023 | 15 | 18528.988 | 267158
[12 empty] | Public Service Company Of New Mexico | Cibola Solar | 2014 | 2015 | 8 | 18284 | 94208.8612
[12 empty] | Public Service Company Of New Mexico | Cibola Solar | 2014 | 2016 | 8 | 19149 | 206968.3449
[12 empty] | Public Service Company Of New Mexico | Cibola Solar | 2014 | 2017 | 8 | 19983 | 186982.3171
[12 empty] | Public Service Company Of New Mexico | Cibola Solar | 2014 | 2018 | 8 | 19678 | 175942.7796
[12 empty] | Public Service Company Of New Mexico | Cibola Solar | 2014 | 2019 | 8 | 19762 | 157007.6171
[12 empty] | Public Service Company Of New Mexico | Cibola Solar | 2014 | 2020 | 8 | 20437 | 170059.7311
[12 empty] | Public Service Company Of New Mexico | Cibola Solar | 2014 | 2021 | 8 | 19854 | 185448.0675
[12 empty] | Public Service Company Of New Mexico | Cibola Solar | 2014 | 2022 | 8 | 20004 | 193392.0587
[12 empty] | Public Service Company Of New Mexico | Cibola Solar | 2014 | 2023 | 8 | 19137 | 176042
[12 empty] | Public Service Company Of New Mexico | Deming Solar | 2011 | 2013 | 9 | 12417.236 | 172750.5601
[12 empty] | Public Service Company Of New Mexico | Deming Solar | 2011 | 2014 | 9 | 21061 | 155100.7154
[12 empty] | Public Service Company Of New Mexico | Deming Solar | 2011 | 2015 | 9 | 19987 | 131889.8928
[12 empty] | Public Service Company Of New Mexico | Deming Solar | 2011 | 2016 | 9 | 20863 | 232839.0768
[12 empty] | Public Service Company Of New Mexico | Deming Solar | 2011 | 2017 | 9 | 17638 | 210353.5783
[12 empty] | Public Service Company Of New Mexico | Deming Solar | 2011 | 2018 | 9 | 20161 | 197935.9259
[12 empty] | Public Service Company Of New Mexico | Deming Solar | 2011 | 2019 | 9 | 18808 | 176633.2754
[12 empty] | Public Service Company Of New Mexico | Deming Solar | 2011 | 2020 | 9 | 20172 | 191317.4875
[12 empty] | Public Service Company Of New Mexico | Deming Solar | 2011 | 2021 | 9 | 19470 | 208629.4919
[12 empty] | Public Service Company Of New Mexico | Deming Solar | 2011 | 2022 | 9 | 18596 | 217566.1956
[12 empty] | Public Service Company Of New Mexico | Deming Solar | 2011 | 2023 | 9 | 19241 | 198047
[12 empty] | Public Service Company Of New Mexico | Los Lunas Solar | 2011 | 2013 | 7 | 12161.82 | 134362.1202
[12 empty] | Public Service Company Of New Mexico | Los Lunas Solar | 2011 | 2014 | 7 | 16172 | 120633.3262
[12 empty] | Public Service Company Of New Mexico | Los Lunas Solar | 2011 | 2015 | 7 | 15286 | 32971.845
[12 empty] | Public Service Company Of New Mexico | Los Lunas Solar | 2011 | 2016 | 7 | 15436 | 181096.3683
[12 empty] | Public Service Company Of New Mexico | Los Lunas Solar | 2011 | 2017 | 7 | 13437 | 163609.8331
[12 empty] | Public Service Company Of New Mexico | Los Lunas Solar | 2011 | 2018 | 7 | 14973 | 153950.8287
[12 empty] | Public Service Company Of New Mexico | Los Lunas Solar | 2011 | 2019 | 7 | 15071 | 137381.9589
[12 empty] | Public Service Company Of New Mexico | Los Lunas Solar | 2011 | 2020 | 7 | 15487 | 148801.9746
[12 empty] | Public Service Company Of New Mexico | Los Lunas Solar | 2011 | 2021 | 7 | 15190 | 162267.7524
[12 empty] | Public Service Company Of New Mexico | Los Lunas Solar | 2011 | 2022 | 7 | 14715 | 169217.9218
[12 empty] | Public Service Company Of New Mexico | Los Lunas Solar | 2011 | 2023 | 7 | 15026 | 154037
[12 empty] | Public Service Company Of New Mexico | Manzano Solar | 2013 | 2014 | 8 | 18744 | 137867.0208
[12 empty] | Public Service Company Of New Mexico | Manzano Solar | 2013 | 2015 | 8 | 18080 | 115402.7139
[12 empty] | Public Service Company Of New Mexico | Manzano Solar | 2013 | 2016 | 8 | 18799 | 206968.3449
[12 empty] | Public Service Company Of New Mexico | Manzano Solar | 2013 | 2017 | 8 | 18902 | 186981.0943
[12 empty] | Public Service Company Of New Mexico | Manzano Solar | 2013 | 2018 | 8 | 18631 | 175942.7796
[12 empty] | Public Service Company Of New Mexico | Manzano Solar | 2013 | 2019 | 8 | 18051 | 157007.6171
[12 empty] | Public Service Company Of New Mexico | Manzano Solar | 2013 | 2020 | 8.4 | 18472 | 178562.3695
[12 empty] | Public Service Company Of New Mexico | Manzano Solar | 2013 | 2021 | 8.4 | 16269 | 194721.7467
[12 empty] | Public Service Company Of New Mexico | Manzano Solar | 2013 | 2022 | 8.4 | 15861 | 203061.0916
[12 empty] | Public Service Company Of New Mexico | Manzano Solar | 2013 | 2023 | 8.4 | 17875 | 176042
[12 empty] | Public Service Company Of New Mexico | Meadowlake Solar | 2014 | 2015 | 9 | 21316 | 123647.5598
[12 empty] | Public Service Company Of New Mexico | Meadowlake Solar | 2014 | 2016 | 9 | 14604 | 232839.0768
[12 empty] | Public Service Company Of New Mexico | Meadowlake Solar | 2014 | 2017 | 9 | 24793 | 210353.5783
[12 empty] | Public Service Company Of New Mexico | Meadowlake Solar | 2014 | 2018 | 9 | 24828 | 197935.9259
[12 empty] | Public Service Company Of New Mexico | Meadowlake Solar | 2014 | 2019 | 9 | 23743 | 176633.2754
[12 empty] | Public Service Company Of New Mexico | Meadowlake Solar | 2014 | 2020 | 8.9 | 24856 | 189191.8279
[12 empty] | Public Service Company Of New Mexico | Meadowlake Solar | 2014 | 2021 | 8.9 | 24404 | 206311.9042
[12 empty] | Public Service Company Of New Mexico | Meadowlake Solar | 2014 | 2022 | 8.9 | 23632 | 215149.1965
[12 empty] | Public Service Company Of New Mexico | Meadowlake Solar | 2014 | 2023 | 8.9 | 24125 | 198047
[12 empty] | Public Service Company Of New Mexico | Otero Solar | 2013 | 2014 | 7.5 | 18251 | 129250.1735
[12 empty] | Public Service Company Of New Mexico | Otero Solar | 2013 | 2015 | 7.5 | 17747 | 131889.8928
[12 empty] | Public Service Company Of New Mexico | Otero Solar | 2013 | 2016 | 7.5 | 18567 | 194031.7343
[12 empty] | Public Service Company Of New Mexico | Otero Solar | 2013 | 2017 | 7.5 | 18690 | 175295.4637
[12 empty] | Public Service Company Of New Mexico | Otero Solar | 2013 | 2018 | 7.5 | 17968 | 164947.9995
[12 empty] | Public Service Company Of New Mexico | Otero Solar | 2013 | 2019 | 7.5 | 17222 | 147194.788
[12 empty] | Public Service Company Of New Mexico | Otero Solar | 2013 | 2020 | 8 | 17615 | 170059.7311
[12 empty] | Public Service Company Of New Mexico | Otero Solar | 2013 | 2021 | 8 | 17664 | 185448.0675
[12 empty] | Public Service Company Of New Mexico | Otero Solar | 2013 | 2022 | 8 | 16718 | 193392.0587
[12 empty] | Public Service Company Of New Mexico | Otero Solar | 2013 | 2023 | 8 | 18044 | 165039
[12 empty] | Public Service Company Of New Mexico | Rio Communities Solar | 2015 | 2016 | 10 | 23594 | 258709.8088
[12 empty] | Public Service Company Of New Mexico | Rio Communities Solar | 2015 | 2017 | 10 | 24101 | 233727.285
[12 empty] | Public Service Company Of New Mexico | Rio Communities Solar | 2015 | 2018 | 10 | 23515 | 219930.2675
[12 empty] | Public Service Company Of New Mexico | Rio Communities Solar | 2015 | 2019 | 10 | 24131 | 196261.2848
[12 empty] | Public Service Company Of New Mexico | Rio Communities Solar | 2015 | 2020 | 10 | 24599 | 212576.4043
[12 empty] | Public Service Company Of New Mexico | Rio Communities Solar | 2015 | 2021 | 10 | 23607 | 231812.0258
[12 empty] | Public Service Company Of New Mexico | Rio Communities Solar | 2015 | 2022 | 10 | 23260 | 241739.2961
[12 empty] | Public Service Company Of New Mexico | Rio Communities Solar | 2015 | 2023 | 10 | 25409 | 220052
[12 empty] | Public Service Company Of New Mexico | Rio Del Oro Solar | 2019 | 2020 | 10 | 24245 | 212576.4043
[12 empty] | Public Service Company Of New Mexico | Rio Del Oro Solar | 2019 | 2021 | 10 | 27736 | 231812.0258
[12 empty] | Public Service Company Of New Mexico | Rio Del Oro Solar | 2019 | 2022 | 10 | 27179 | 241739.2961
[12 empty] | Public Service Company Of New Mexico | Rio Del Oro Solar | 2019 | 2023 | 10 | 27859 | 220052
[12 empty] | Public Service Company Of New Mexico | Rio Rancho Solar | 2019 | 2020 | 10 | 25806 | 212576.4043
[12 empty] | Public Service Company Of New Mexico | Rio Rancho Solar | 2019 | 2021 | 10 | 27651 | 231812.0258
[12 empty] | Public Service Company Of New Mexico | Rio Rancho Solar | 2019 | 2022 | 10 | 27330 | 241739.2961
[12 empty] | Public Service Company Of New Mexico | Rio Rancho Solar | 2019 | 2023 | 10 | 25535 | 220052
[12 empty] | Public Service Company Of New Mexico | San Miguel 1 Solar | 2019 | 2020 | 10 | 25402 | 212576.4043
[12 empty] | Public Service Company Of New Mexico | San Miguel 1 Solar | 2019 | 2021 | 10 | 26407 | 231812.0258
[12 empty] | Public Service Company Of New Mexico | San Miguel 1 Solar | 2019 | 2022 | 10 | 26190 | 241739.2961
[12 empty] | Public Service Company Of New Mexico | San Miguel 1 Solar | 2019 | 2023 | 10 | 26715 | 220052
[12 empty] | Public Service Company Of New Mexico | San Miguel 2 Solar | 2019 | 2020 | 10 | 25558 | 212576.4043
[12 empty] | Public Service Company Of New Mexico | San Miguel 2 Solar | 2019 | 2021 | 10 | 27320 | 231812.0258
[12 empty] | Public Service Company Of New Mexico | San Miguel 2 Solar | 2019 | 2022 | 10 | 26407 | 241739.2961
[12 empty] | Public Service Company Of New Mexico | San Miguel 2 Solar | 2019 | 2023 | 10 | 26344 | 220052
[12 empty] | Public Service Company Of New Mexico | Sandoval Solar | 2014 | 2015 | 6 | 15329 | 164861.7378
[12 empty] | Public Service Company Of New Mexico | Sandoval Solar | 2014 | 2016 | 6 | 16243 | 155226.881
[12 empty] | Public Service Company Of New Mexico | Sandoval Solar | 2014 | 2017 | 6 | 16354 | 140237.3492
[12 empty] | Public Service Company Of New Mexico | Sandoval Solar | 2014 | 2018 | 6 | 16289 | 131957.6824
[12 empty] | Public Service Company Of New Mexico | Sandoval Solar | 2014 | 2019 | 6 | 15319 | 117756.3006
[12 empty] | Public Service Company Of New Mexico | Sandoval Solar | 2014 | 2020 | 6.1 | 15138 | 129671.0381
[12 empty] | Public Service Company Of New Mexico | Sandoval Solar | 2014 | 2021 | 6.1 | 14156 | 141403.9157
[12 empty] | Public Service Company Of New Mexico | Sandoval Solar | 2014 | 2022 | 6.1 | 15819 | 147461.8205
[12 empty] | Public Service Company Of New Mexico | Sandoval Solar | 2014 | 2023 | 6.1 | 15562 | 132031
[12 empty] | Public Service Company Of New Mexico | Santa Fe Solar | 2015 | 2016 | 9.5 | 22187 | 245774.4428
[12 empty] | Public Service Company Of New Mexico | Santa Fe Solar | 2015 | 2017 | 9.5 | 21598 | 222040.4316
[12 empty] | Public Service Company Of New Mexico | Santa Fe Solar | 2015 | 2018 | 9.5 | 24097 | 208933.0967
[12 empty] | Public Service Company Of New Mexico | Santa Fe Solar | 2015 | 2019 | 9.5 | 23901 | 186447.2801
[12 empty] | Public Service Company Of New Mexico | Santa Fe Solar | 2015 | 2020 | 9.5 | 21551 | 201945.7856
[12 empty] | Public Service Company Of New Mexico | Santa Fe Solar | 2015 | 2021 | 9.5 | 22564 | 220219.6495
[12 empty] | Public Service Company Of New Mexico | Santa Fe Solar | 2015 | 2022 | 9.5 | 22499 | 229653.2641
[12 empty] | Public Service Company Of New Mexico | Santa Fe Solar | 2015 | 2023 | 9.5 | 23942 | 209050
[12 empty] | Public Service Company Of New Mexico | Santolina Solar | 2015 | 2016 | 10.5 | 25344 | 271645.1748
[12 empty] | Public Service Company Of New Mexico | Santolina Solar | 2015 | 2017 | 10.5 | 26382 | 245414.1383
[12 empty] | Public Service Company Of New Mexico | Santolina Solar | 2015 | 2018 | 10.5 | 26573 | 230926.243
[12 empty] | Public Service Company Of New Mexico | Santolina Solar | 2015 | 2019 | 10.5 | 24694 | 206074.1139
[12 empty] | Public Service Company Of New Mexico | Santolina Solar | 2015 | 2020 | 10.5 | 26052 | 223203.542
[12 empty] | Public Service Company Of New Mexico | Santolina Solar | 2015 | 2021 | 10.5 | 25940 | 243402.1834
[12 empty] | Public Service Company Of New Mexico | Santolina Solar | 2015 | 2022 | 10.5 | 23626 | 253827.401
[12 empty] | Public Service Company Of New Mexico | Santolina Solar | 2015 | 2023 | 10.5 | 23035 | 231055
[12 empty] | Public Service Company Of New Mexico | South Valley Solar | 2015 | 2016 | 10 | 24990 | 258709.8088
[12 empty] | Public Service Company Of New Mexico | South Valley Solar | 2015 | 2017 | 10 | 19000 | 233727.285
[12 empty] | Public Service Company Of New Mexico | South Valley Solar | 2015 | 2018 | 10 | 25253 | 219930.2675
[12 empty] | Public Service Company Of New Mexico | South Valley Solar | 2015 | 2019 | 10 | 24158 | 196261.2848
[12 empty] | Public Service Company Of New Mexico | South Valley Solar | 2015 | 2020 | 10 | 26321 | 212576.4043
[12 empty] | Public Service Company Of New Mexico | South Valley Solar | 2015 | 2021 | 10 | 23016 | 231812.0258
[12 empty] | Public Service Company Of New Mexico | South Valley Solar | 2015 | 2022 | 10 | 21628 | 241739.2961
[12 empty] | Public Service Company Of New Mexico | South Valley Solar | 2015 | 2023 | 10 | 24906 | 220052
[12 empty] | Public Service Company Of New Mexico | Vista Solar | 2019 | 2020 | 10 | 26082 | 212576.4043
[12 empty] | Public Service Company Of New Mexico | Vista Solar | 2019 | 2021 | 10 | 23577 | 231812.0258
[12 empty] | Public Service Company Of New Mexico | Vista Solar | 2019 | 2022 | 10 | 25460 | 241739.2961
[12 empty] | Public Service Company Of New Mexico | Vista Solar | 2019 | 2023 | 10 | 27476 | 220052
[12 empty] | Public Service Electric And Gas Company | -Extension - Landfills | 2014 | 2020 | 42 | 48612 | 528231.0558
[12 empty] | Public Service Electric And Gas Company | -Extension - Landfills And Pilot Projects | 2014 | 2015 | 35.1 | 25153 | 36587.9173
[12 empty] | Public Service Electric And Gas Company | -Extension - Landfills And Pilot Projects | 2014 | 2016 | 44 | 43489 | 382992.8748
[12 empty] | Public Service Electric And Gas Company | -Extension - Landfills And Pilot Projects | 2014 | 2017 | 44 | 53294 | 318296.1827
[12 empty] | Public Service Electric And Gas Company | -Extension - Landfills And Pilot Projects | 2014 | 2018 | 42 | 49005 | 486904.5193
[12 empty] | Public Service Electric And Gas Company | -Extension - Landfills And Pilot Projects | 2014 | 2019 | 42 | 52748 | 519546.2157
[12 empty] | Public Service Electric And Gas Company | -Extension 2 - Landfills And Pilot Projects | 2019 | 2020 | 33 | 39100 | 329173.2433
[12 empty] | Public Service Electric And Gas Company | -Segment 1A- Pse&G Owned Sites | 2010 | 2015 | 16 | 19331 | 454471.6884
[12 empty] | Public Service Electric And Gas Company | -Segment 1A- Pse&G Owned Sites | 2010 | 2016 | 16 | 20512 | 835369.7434
[12 empty] | Public Service Electric And Gas Company | -Segment 1A- Pse&G Owned Sites | 2010 | 2017 | 16 | 19118 | 372158.6619
[12 empty] | Public Service Electric And Gas Company | -Segment 1A- Pse&G Owned Sites | 2010 | 2018 | 16 | 17991 | 379810.0057
[12 empty] | Public Service Electric And Gas Company | -Segment 1A- Pse&G Owned Sites | 2010 | 2019 | 16 | 19402 | 420061.2688
[12 empty] | Public Service Electric And Gas Company | -Segment 1A- Pse&G Owned Sites | 2010 | 2020 | 16 | 19602 | 397296.457
[12 empty] | Public Service Electric And Gas Company | -Segment 1C - Urban Enterprise Zone | 2010 | 2015 | 5.4 | 6769 | 161753.2726
[12 empty] | Public Service Electric And Gas Company | -Segment 1C - Urban Enterprise Zone | 2010 | 2016 | 5.4 | 6367 | 132218.7817
[12 empty] | Public Service Electric And Gas Company | -Segment 1C - Urban Enterprise Zone | 2010 | 2017 | 5.4 | 5630 | 138693.0412
[12 empty] | Public Service Electric And Gas Company | -Segment 1C - Urban Enterprise Zone | 2010 | 2018 | 5.4 | 5086 | 122151.0748
[12 empty] | Public Service Electric And Gas Company | -Segment 1C - Urban Enterprise Zone | 2010 | 2019 | 5.4 | 5162 | 130228.363
[12 empty] | Public Service Electric And Gas Company | -Segment 1C - Urban Enterprise Zone | 2010 | 2020 | 5.4 | 5877 | 151884.8772
[12 empty] | Public Service Electric And Gas Company | Extension - Landfills | 2014 | 2021 | 41.99 | 52323 | 498641.9259
[12 empty] | Public Service Electric And Gas Company | Extension - Landfills | 2014 | 2022 | 41.99 | 53546.561 | 460655.9847
[12 empty] | Public Service Electric And Gas Company | Extension - Landfills | 2014 | 2023 | 41.99 | 47568.076 | 496640
[12 empty] | Public Service Electric And Gas Company | Extension 2 - Landfills And Pilots | 2019 | 2021 | 32.96 | 38007 | 341474.1978
[12 empty] | Public Service Electric And Gas Company | Extension 2 - Landfills And Pilots | 2019 | 2022 | 32.96 | 39114.009 | 508349.2228
[12 empty] | Public Service Electric And Gas Company | Extension 2 - Landfills And Pilots | 2019 | 2023 | 32.96 | 38843.571 | 443653
[12 empty] | Public Service Electric And Gas Company | Segement 1A - Pse&G Owned Sites | 2010 | 2021 | 16 | 14675 | 896083.2604
[12 empty] | Public Service Electric And Gas Company | Segement 1A - Pse&G Owned Sites | 2010 | 2022 | 16 | 20143.024 | 340559.5277
[12 empty] | Public Service Electric And Gas Company | Segement 1A - Pse&G Owned Sites | 2010 | 2023 | 16 | 19196.801 | 504668
[12 empty] | Public Service Electric And Gas Company | Segment 1A- Pse&G Owned Sites | 2010 | 2012 | 14.9 | 16955 | 454889.4136
[12 empty] | Public Service Electric And Gas Company | Segment 1A- Pse&G Owned Sites | 2010 | 2013 | 16 | 17380 | 585864.3105
[12 empty] | Public Service Electric And Gas Company | Segment 1A- Pse&G Owned Sites | 2010 | 2014 | 16 | 19118 | 726086.37
[12 empty] | Public Service Electric And Gas Company | Segment 1C - Uez | 2010 | 2012 | 5.4 | 6447 | 186338.8821
[12 empty] | Public Service Electric And Gas Company | Segment 1C - Uez | 2010 | 2013 | 5.4 | 6368 | 171545.5187
[12 empty] | Public Service Electric And Gas Company | Segment 1C - Urban Enterprise Zone | 2010 | 2014 | 5.4 | 6129 | 259575.7093
[12 empty] | Public Service Electric And Gas Company | Segment 1C - Urban Enterprise Zone | 2010 | 2021 | 5.43 | 5443 | 145769.501
[12 empty] | Public Service Electric And Gas Company | Segment 1C - Urban Enterprise Zone | 2010 | 2022 | 5.43 | 5651.733 | 119879.8392
[12 empty] | Public Service Electric And Gas Company | Segment 1C - Urban Enterprise Zone | 2010 | 2023 | 5.43 | 4854.212 | 196304
[12 empty] | Tampa Electric Company | Balm Solar | 2018 | 2021 | 74.4 | 149124 | 779099.9963
[12 empty] | Tampa Electric Company | Bonnie Mine Solar | 2019 | 2021 | 37.5 | 71674 | 431316.5015
[12 empty] | Tampa Electric Company | Grange Hall Solar | 2019 | 2021 | 61.1 | 122960 | 689163.3915
[12 empty] | Tampa Electric Company | Lake Hancock | 2019 | 2021 | 49.5 | 94628 | 683132.5601
[12 empty] | Tampa Electric Company | Lithia Solar | 2019 | 2021 | 74.5 | 152613 | 869611.2829
[12 empty] | Tampa Electric Company | Little Manatee Solar | 2020 | 2021 | 74.5 | 130717 | 1664062.3856
[12 empty] | Tampa Electric Company | Payne Creek Solar | 2018 | 2021 | 70.3 | 132614 | 695153.1743
[12 empty] | Tampa Electric Company | Peace Creek Solar | 2019 | 2021 | 55.4 | 110975 | 549122.9585
[12 empty] | Tampa Electric Company | Wimauma Solar | 2020 | 2021 | 74.8 | 135768 | 530462.4388
[12 empty] | Tampa Electric Company | Balm Solar | 2018 | 2019 | 74.4 | 137401 | 574343.8185
[12 empty] | Tampa Electric Company | Balm Solar | 2018 | 2020 | 74.4 | 149517 | 822870.4524
[12 empty] | Tampa Electric Company | Balm Solar | 2018 | 2022 | 74.4 | 126730 | 639247.5515
[12 empty] | Tampa Electric Company | Balm Solar | 2018 | 2023 | 74.4 | 100178 | 451037
[12 empty] | Tampa Electric Company | Big Bend Ii Solar | 2022 | 2023 | 45.8 | 76087 | 143906
[12 empty] | Tampa Electric Company | Bonnie Mine Solar | 2019 | 2020 | 37.5 | 67636 | 500640.4117
[12 empty] | Tampa Electric Company | Bonnie Mine Solar | 2019 | 2022 | 37.5 | 60848 | 410693.9598
[12 empty] | Tampa Electric Company | Bonnie Mine Solar | 2019 | 2023 | 37.5 | 53586 | 443089
[12 empty] | Tampa Electric Company | Durrance Solar | 2021 | 2022 | 60 | 99114 | 445687.588
[12 empty] | Tampa Electric Company | Durrance Solar | 2021 | 2023 | 60 | 107502 | 589178
[12 empty] | Tampa Electric Company | Grange Hall Solar | 2019 | 2020 | 61.1 | 118872 | 609631.5199
[12 empty] | Tampa Electric Company | Grange Hall Solar | 2019 | 2022 | 61.1 | 112045 | 587264.451
[12 empty] | Tampa Electric Company | Grange Hall Solar | 2019 | 2023 | 61.1 | 95572 | 402608
[12 empty] | Tampa Electric Company | Jamison Solar | 2022 | 2023 | 74.5 | 122660 | 584673
[12 empty] | Tampa Electric Company | Lake Hancock | 2019 | 2022 | 49.5 | 93306 | 665362.9574
[12 empty] | Tampa Electric Company | Lake Hancock | 2019 | 2023 | 49.5 | 89771 | 535358
[12 empty] | Tampa Electric Company | Lake Hancock Solar | 2019 | 2020 | 49.5 | 83191 | 631846.5194
[12 empty] | Tampa Electric Company | Laurel Oaks Solar | 2022 | 2023 | 61.2 | 122066 | 543313
[12 empty] | Tampa Electric Company | Lithia Solar | 2019 | 2020 | 74.5 | 143290 | 884904.4402
[12 empty] | Tampa Electric Company | Lithia Solar | 2019 | 2022 | 74.5 | 148010 | 746784.3193
[12 empty] | Tampa Electric Company | Lithia Solar | 2019 | 2023 | 74.5 | 125993 | 721242
[12 empty] | Tampa Electric Company | Little Manatee Solar | 2020 | 2022 | 74.5 | 104102 | 1480194.3006
[12 empty] | Tampa Electric Company | Little Manatee Solar | 2020 | 2023 | 74.5 | 120839 | 1467829
[12 empty] | Tampa Electric Company | Magnolia Solar | 2021 | 2022 | 74.5 | 128652 | 322904.6551
[12 empty] | Tampa Electric Company | Magnolia Solar | 2021 | 2023 | 74.5 | 135639 | 1005690
[12 empty] | Tampa Electric Company | Mountain View Solar | 2022 | 2023 | 54.6 | 90184 | 548618
[12 empty] | Tampa Electric Company | Payne Creek Solar | 2018 | 2019 | 70.3 | 125417 | 521956.2192
[12 empty] | Tampa Electric Company | Payne Creek Solar | 2018 | 2020 | 70.3 | 141497 | 701895.822
[12 empty] | Tampa Electric Company | Payne Creek Solar | 2018 | 2022 | 70.3 | 133328 | 626731.3931
[12 empty] | Tampa Electric Company | Payne Creek Solar | 2018 | 2023 | 70.3 | 114116 | 665440
[12 empty] | Tampa Electric Company | Peace Creek Solar | 2019 | 2020 | 55.4 | 103555 | 468344.7731
[12 empty] | Tampa Electric Company | Peace Creek Solar | 2019 | 2022 | 55.4 | 99657 | 571062.6799
[12 empty] | Tampa Electric Company | Peace Creek Solar | 2019 | 2023 | 55.4 | 91360 | 554952
[12 empty] | Tampa Electric Company | Riverside Solar | 2022 | 2023 | 55.2 | 112402 | 370067
[12 empty] | Tampa Electric Company | Wimauma Solar | 2020 | 2022 | 74.8 | 120908 | 680173.8139
[12 empty] | Tampa Electric Company | Wimauma Solar | 2020 | 2023 | 74.8 | 129518 | 743457
[12 empty] | Tucson Electric Power Company | Fort Huachuca Phase L & Ll | 2014 | 2021 | 18 | 40063.694 | 218181.6367
[12 empty] | Tucson Electric Power Company | Fort Huachuca Phase L & Ll | 2014 | 2022 | 18 | 39893.907 | 1001581.8366
[12 empty] | Tucson Electric Power Company | Fort Huachuca Phase L & Ll | 2014 | 2023 | 18 | 37206.167 | 935825
[12 empty] | Tucson Electric Power Company | White Mountain Solar | 2014 | 2021 | 8.5 | 11484.731 | 256878.3625
[12 empty] | Uns Electric Inc | Rio Rico | 2014 | 2021 | 6 | 9914 | 127328.6473
[12 empty] | Virginia Electric And Power Company | Bedford | 2021 | 2022 | 78.75 | 115860.817 | 1429822.8783
[12 empty] | Virginia Electric And Power Company | Bedford | 2021 | 2023 | 78.75 | 105330.619 | 2744546
[12 empty] | Virginia Electric And Power Company | Belcher | 2021 | 2022 | 88.2 | 173764.069 | 2243749.4015
[12 empty] | Virginia Electric And Power Company | Belcher | 2021 | 2023 | 88.2 | 129525.72 | 2098412
[12 empty] | Virginia Electric And Power Company | Chestnut | 2020 | 2022 | 80.6 | 137549.772 | 1748116.3717
[12 empty] | Virginia Electric And Power Company | Chestnut | 2020 | 2023 | 80.6 | 141261.041 | 2443284
[12 empty] | Virginia Electric And Power Company | Colonial Trail West | 2019 | 2020 | 161.28 | 301358.401 | 3674934.7922
[12 empty] | Virginia Electric And Power Company | Colonial Trail West | 2019 | 2022 | 161.28 | 275537.777 | 3515541.7886
[12 empty] | Virginia Electric And Power Company | Colonial Trail West | 2019 | 2023 | 161.28 | 258066.142 | 4320299
[12 empty] | Virginia Electric And Power Company | Fort Powhatan | 2022 | 2023 | 150 | 312850.12 | 1963988
[12 empty] | Virginia Electric And Power Company | Gloucester Solar | 2019 | 2020 | 19.8 | 37432.242 | 431500.78
[12 empty] | Virginia Electric And Power Company | Gloucester Solar | 2019 | 2022 | 21.6 | 40810.02 | 616803.248
[12 empty] | Virginia Electric And Power Company | Gloucester Solar | 2019 | 2023 | 20 | 37557.693 | 810845
[12 empty] | Virginia Electric And Power Company | Grassfield Solar | 2022 | 2023 | 20 | 40909.842 | 651735
[12 empty] | Virginia Electric And Power Company | Grasshopper | 2020 | 2022 | 88.2 | 165238.506 | 951090.1862
[12 empty] | Virginia Electric And Power Company | Grasshopper | 2020 | 2023 | 88.2 | 147784.93 | 996601
[12 empty] | Virginia Electric And Power Company | Gutenberg Solar | 2019 | 2020 | 79.9 | 153680.443 | 2088157.7359
[12 empty] | Virginia Electric And Power Company | Gutenberg Solar | 2019 | 2022 | 79.9 | 160737.262 | 2467267.9238
[12 empty] | Virginia Electric And Power Company | Gutenberg Solar | 2019 | 2023 | 79.9 | 141007.598 | 2892073
[12 empty] | Virginia Electric And Power Company | Hollyfield Solar | 2018 | 2019 | 17 | 32080.1 | 565875.889
[12 empty] | Virginia Electric And Power Company | Hollyfield Solar | 2018 | 2020 | 17 | 32796.706 | 373222.6656
[12 empty] | Virginia Electric And Power Company | Hollyfield Solar | 2018 | 2022 | 17 | 29300.775 | 640588.7165
[12 empty] | Virginia Electric And Power Company | Hollyfield Solar | 2018 | 2023 | 17.34 | 29760.175 | 803949
[12 empty] | Virginia Electric And Power Company | Maplewood Solar | 2022 | 2023 | 120 | 203462.825 | 2700594
[12 empty] | Virginia Electric And Power Company | Montross Solar | 2018 | 2019 | 20 | 39935.2 | 819351.8338
[12 empty] | Virginia Electric And Power Company | Montross Solar | 2018 | 2020 | 20 | 39371.352 | 589024.6887
[12 empty] | Virginia Electric And Power Company | Montross Solar | 2018 | 2022 | 22.4 | 40690.191 | 503179.4151
[12 empty] | Virginia Electric And Power Company | Montross Solar | 2018 | 2023 | 22.4 | 34586.095 | 805420
[12 empty] | Virginia Electric And Power Company | Morgans Corner | 2015 | 2018 | 19.8 | 27862.09 | 594908.6901
[12 empty] | Virginia Electric And Power Company | Morgans Corner | 2015 | 2019 | 19.8 | 29487.5 | 765434.764
[12 empty] | Virginia Electric And Power Company | Morgans Corner | 2015 | 2020 | 19.8 | 30783.57 | 671749.049
[12 empty] | Virginia Electric And Power Company | Morgans Corner | 2015 | 2022 | 19.8 | 25147.322 | 769192.3471
[12 empty] | Virginia Electric And Power Company | Morgans Corner | 2015 | 2023 | 19.8 | 28304.613 | 563736
[12 empty] | Virginia Electric And Power Company | Oceana Solar | 2017 | 2018 | 17.6 | 27423.27 | 302670.8291
[12 empty] | Virginia Electric And Power Company | Oceana Solar | 2017 | 2019 | 17.6 | 32767.8 | 438124.5394
[12 empty] | Virginia Electric And Power Company | Oceana Solar | 2017 | 2020 | 17.6 | 30132.995 | 287610.3322
[12 empty] | Virginia Electric And Power Company | Oceana Solar | 2017 | 2022 | 18.33 | 32470.655 | 558660.531
[12 empty] | Virginia Electric And Power Company | Oceana Solar | 2017 | 2023 | 18.33 | 28981.641 | 380420
[12 empty] | Virginia Electric And Power Company | Pecan Solar | 2018 | 2019 | 74.9 | 142741 | 2679056.3546
[12 empty] | Virginia Electric And Power Company | Pecan Solar | 2018 | 2020 | 74.9 | 158082.164 | 1495826.2077
[12 empty] | Virginia Electric And Power Company | Pecan Solar | 2018 | 2022 | 74.9 | 147576.671 | 1906927.3089
[12 empty] | Virginia Electric And Power Company | Pecan Solar | 2018 | 2023 | 74.9 | 123954.583 | 2207981
[12 empty] | Virginia Electric And Power Company | Puller Solar | 2018 | 2019 | 15 | 29008.7 | 318336.7821
[12 empty] | Virginia Electric And Power Company | Puller Solar | 2018 | 2020 | 15 | 28668.482 | 171193.3388
[12 empty] | Virginia Electric And Power Company | Puller Solar | 2018 | 2022 | 15 | 26865.657 | 319028.3358
[12 empty] | Virginia Electric And Power Company | Puller Solar | 2018 | 2023 | 15 | 27791.966 | 743184
[12 empty] | Virginia Electric And Power Company | Pumpkinseed Solar | 2022 | 2023 | 60 | 95005.994 | 1067529
[12 empty] | Virginia Electric And Power Company | Remington Solar | 2017 | 2018 | 19.8 | 36142.813 | 319216.7898
[12 empty] | Virginia Electric And Power Company | Remington Solar | 2017 | 2019 | 19.8 | 34188.4 | 453704.9185
[12 empty] | Virginia Electric And Power Company | Remington Solar | 2017 | 2020 | 19.8 | 33403.388 | 354908.5764
[12 empty] | Virginia Electric And Power Company | Remington Solar | 2017 | 2022 | 19.8 | 35453.938 | 372310.1069
[12 empty] | Virginia Electric And Power Company | Remington Solar | 2017 | 2023 | 19.8 | 31919.105 | 670868
[12 empty] | Virginia Electric And Power Company | Rochambeau | 2021 | 2022 | 21 | 33345.573 | 430267.2995
[12 empty] | Virginia Electric And Power Company | Rochambeau | 2021 | 2023 | 21 | 33673.785 | 530828
[12 empty] | Virginia Electric And Power Company | Sadler | 2021 | 2022 | 110.25 | 187045.934 | 1442600.2218
[12 empty] | Virginia Electric And Power Company | Sadler | 2021 | 2023 | 110.25 | 184367.117 | 2480842
[12 empty] | Virginia Electric And Power Company | Scott Timber Solar | 2016 | 2018 | 17 | 17701.215 | 469655.6959
[12 empty] | Virginia Electric And Power Company | Scott Timber Solar | 2016 | 2019 | 17 | 21110.9 | 967717.5309
[12 empty] | Virginia Electric And Power Company | Scott Timber Solar | 2016 | 2020 | 17 | 31912.19 | 229450.5679
[12 empty] | Virginia Electric And Power Company | Scott Timber Solar | 2016 | 2022 | 17.33 | 31034.005 | 1216792.1836
[12 empty] | Virginia Electric And Power Company | Scott Timber Solar | 2016 | 2023 | 17.33 | 27664.854 | 1003081
[12 empty] | Virginia Electric And Power Company | Spring Grove 1 | 2020 | 2022 | 97.9 | 178003.796 | 1806335.786
[12 empty] | Virginia Electric And Power Company | Spring Grove 1 | 2020 | 2023 | 97.9 | 142610.415 | 3438942
[12 empty] | Virginia Electric And Power Company | Whitehouse Solar | 2016 | 2018 | 20 | 28466.124 | 479654.754
[12 empty] | Virginia Electric And Power Company | Whitehouse Solar | 2016 | 2019 | 20 | 37031.4 | 702842.857
[12 empty] | Virginia Electric And Power Company | Whitehouse Solar | 2016 | 2020 | 20 | 34076.33 | 444460.1098
[12 empty] | Virginia Electric And Power Company | Whitehouse Solar | 2016 | 2022 | 20.16 | 31480.855 | 753665.3044
[12 empty] | Virginia Electric And Power Company | Whitehouse Solar | 2016 | 2023 | 20.16 | 33039.084 | 837603
[12 empty] | Virginia Electric And Power Company | Woodland Solar | 2016 | 2018 | 20 | 33463.388 | 412563.6446
[12 empty] | Virginia Electric And Power Company | Woodland Solar | 2016 | 2019 | 20 | 32632.8 | 654977.8351
[12 empty] | Virginia Electric And Power Company | Woodland Solar | 2016 | 2020 | 20 | 32395.825 | 575724.2323
[12 empty] | Virginia Electric And Power Company | Woodland Solar | 2016 | 2022 | 19.16 | 28058.52 | 461340.0411
[12 empty] | Virginia Electric And Power Company | Woodland Solar | 2016 | 2023 | 19.16 | 29898.243 | 982131
[12 empty] | Wisconsin Power And Light Company | Bear Creek | 2022 | 2023 | 50 | 93728.967 | 390466
[12 empty] | Wisconsin Power And Light Company | North Rock | 2022 | 2023 | 50 | 94242.785 | 281903
[12 empty] | Wisconsin Power And Light Company | Wood County | 2022 | 2023 | 150 | 248527 | 836211
[12 empty] | Wisconsin Public Service Corporation | Badger Hollow I | 2021 | 2022 | 100 | 197533.606 | 1465173.0449
[12 empty] | Wisconsin Public Service Corporation | Badger Hollow I | 2021 | 2023 | 100 | 174544.421 | 1303786
[12 empty] | Wisconsin Public Service Corporation | Hodag Solar | 2022 | 2023 | 7.5 | 13189.25 | 127894
[12 empty] | Wisconsin Public Service Corporation | Two Creeks | 2020 | 2021 | 100 | 191311.031 | 1858690.9407
[12 empty] | Wisconsin Public Service Corporation | Two Creeks | 2020 | 2022 | 100 | 189869.696 | 1944118.2091
[12 empty] | Wisconsin Public Service Corporation | Two Creeks | 2020 | 2023 | 100 | 192899.72 | 1950016

## O&M Cost by Project Age
PV Operation and Maintenance Costs by project age
Source: FERC, Berkeley Lab
[10 empty] | Note: Only projects with commercial operation date after 2010 are shown | [6 empty] | Note: Only projects with commercial operation date after 2010 are shown
Note: Included in cost scope are project supervision, engineering, maintenance, rents, and training. Excluded are payments for property taxes, insurance, land royalties, performance bonds, various admnistrative and other fees, and overhead.
Years post COD | Median $/kW-AC |  |  | Cost Sample Project Count |  |  | Cost Sample Capacity (MW-AC) |  |  | Years post COD | $/kW-AC-year |  |  | $/MWh |  |  | Cost Sample
| 2011-2014 | 2015-2018 | 2019-2022 | 2011-2014 | 2015-2018 | 2019-2022 | 2011-2014 | 2015-2018 | 2019-2022 |  | 50th Percentile | 20th Percentile | 80th Percentile | 50th Percentile | 20th Percentile | 80th Percentile | Project Count | Capacity (MW) | $/kW-AC Range | $/MWh Range
1 | 42.2917 | 13.3757 | 6.7041 | 15 | 30 | 83 | 223.6 | 1194.38 | 5430.08 | 1-2 | 100% | 100% | 100% | 100% | 100% | 100% |  |  | 0 | 0
2 | 25.871 | 19.971 | 7.651 | 17 | 35 | 60 | 248.5 | 1269.48 | 3985.66 | 3 | 105.6% | 85.13% | 146.5% | 105.6% | 78.04% | 143.1% | 91 | 4146.32 | 0.61404 | 0.65023
3 | 21.3296 | 17.9247 | 9.7628 | 18 | 35 | 44 | 256.5 | 1389.88 | 2797.24 | 4 | 99.04% | 60.98% | 136.8% | 96.42% | 61.86% | 144% | 65 | 2337.19 | 0.75866 | 0.82179
4 | 15.7866 | 15.7304 | 12.638 | 18 | 34 | 18 | 254.5 | 1413.85 | 920.14 | 5 | 96.34% | 47.99% | 138.4% | 89.13% | 50.83% | 149.5% | 47 | 1402.46 | 0.904 | 0.98684
5 | 19.6259 | 12.8807 |  | 17 | 35 |  | 246.5 | 1410.76 |  | 6 | 103.4% | 52.43% | 126.6% | 99.66% | 53.16% | 134.6% | 36 | 583.77 | 0.74151 | 0.81463
6 | 19.626 | 23.181 |  | 17 | 23 |  | 246.5 | 577.27 |  | 7 | 98.18% | 29.88% | 138.5% | 96.97% | 33.39% | 138.1% | 30 | 480.31 | 1.0865 | 1.0466
7 | 17.4873 | 24.1739 |  | 20 | 17 |  | 279.89 | 416.72 |  | 8 | 89.37% | 27.9% | 127.2% | 82.14% | 33.1% | 117% | 22 | 317.4 | 0.99254 | 0.83856
8 | 15.7349 | 22.0052 |  | 18 | 7 |  | 265.39 | 104.81 |  | 9 | 81.14% | 28.66% | 116% | 81.06% | 35.16% | 131.2% | 17 | 247.39 | 0.87336 | 0.96067
9 | Median $/kW-AC 2011-2014: 20.8828; Cost Sample Project Count 2011-2014: 18; Cost Sample Capacity (MW-AC) 2011-2014: 265.39 | 10 | 37.68% | 25.76% | 120.8% | 45.51% | 35.5% | 133.9% | 13 | 182.4 | 0.95013 | 0.98396
10 | Median $/kW-AC 2011-2014: 17.1334; Cost Sample Project Count 2011-2014: 13; Cost Sample Capacity (MW-AC) 2011-2014: 182.4 | 11 | 45.83% | 33.66% | 95.43% | 71.29% | 53.27% | 88.3% | 8 | 116 | 0.61777 | 0.35033
11 | Median $/kW-AC 2011-2014: 20.8344; Cost Sample Project Count 2011-2014: 8; Cost Sample Capacity (MW-AC) 2011-2014: 116 | 12 | 39.17% | 29.78% | 114.6% | 68.63% | 54.45% | 77.75% | 5 | 66 | 0.84866 | 0.23295
12 | Median $/kW-AC 2011-2014: 17.8105; Cost Sample Project Count 2011-2014: 5; Cost Sample Capacity (MW-AC) 2011-2014: 66

## CF by GHI, Mount, ILR
Cumulative capacity factor by resource strength, fixed-tilt vs. tracking, and inverter loading ratio
Source: EIA, FERC, Berkeley Lab
GHI Quartile (kWh/m^2/day) | Mount Type | DC:AC (ILR) Quartile | Median Capacity Factor | Sample Projects | Sample MW | Individual Projects
[6 empty] | Cumulative Capacity Factor | GHI | GHI Quartile | ILR | ILR Quartile | Mount Type
1st (3.46 - 4.32) | Fixed Tilt | 1st (1 - 1.25) | 16.63% | 64 | 636.394 | 15.21% | 3.8375 | 1st | 1.192 | 1st | Fixed Tilt
1st (3.46 - 4.32) | Fixed Tilt | 2nd (1.25 - 1.31) | 17.71% | 29 | 353.7395 | 15.45% | 3.8494 | 1st | 1.1476 | 1st | Fixed Tilt
1st (3.46 - 4.32) | Fixed Tilt | 3rd (1.31 - 1.39) | 18.3% | 35 | 413.835 | 16.79% | 4.0946 | 1st | 1.1056 | 1st | Fixed Tilt
1st (3.46 - 4.32) | Fixed Tilt | 4th (1.39 - 2.33) | 18.13% | 39 | 500.767 | 17.58% | 3.9719 | 1st | 1.1705 | 1st | Fixed Tilt
1st (3.46 - 4.32) | Tracking | 1st (1 - 1.25) | 19.53% | 29 | 867.665 | 18.18% | 4.0036 | 1st | 1.1965 | 1st | Fixed Tilt
1st (3.46 - 4.32) | Tracking | 2nd (1.25 - 1.31) | 21.18% | 36 | 1587.904 | 16.8% | 3.9866 | 1st | 1.176 | 1st | Fixed Tilt
1st (3.46 - 4.32) | Tracking | 3rd (1.31 - 1.39) | 21.14% | 38 | 1589.352 | 18.39% | 4.0359 | 1st | 1.2395 | 1st | Fixed Tilt
1st (3.46 - 4.32) | Tracking | 4th (1.39 - 2.33) | 21.9% | 44 | 1176.403 | 17.36% | 3.9463 | 1st | 1.138 | 1st | Fixed Tilt
2nd (4.32 - 4.73) | Fixed Tilt | 1st (1 - 1.25) | 18.94% | 12 | 317.962 | 17.95% | 4.0274 | 1st | 1.2167 | 1st | Fixed Tilt
2nd (4.32 - 4.73) | Fixed Tilt | 2nd (1.25 - 1.31) | 19.28% | 21 | 400.487 | 18.68% | 4.1331 | 1st | 1.25 | 1st | Fixed Tilt
2nd (4.32 - 4.73) | Fixed Tilt | 3rd (1.31 - 1.39) | 20.55% | 16 | 683.5 | 16.91% | 4.0499 | 1st | 1.25 | 1st | Fixed Tilt
2nd (4.32 - 4.73) | Fixed Tilt | 4th (1.39 - 2.33) | 21.94% | 29 | 963.07 | 17.2% | 4.1924 | 1st | 1.2074 | 1st | Fixed Tilt
2nd (4.32 - 4.73) | Tracking | 1st (1 - 1.25) | 21.09% | 33 | 1912.004 | 17.73% | 4.0131 | 1st | 1.25 | 1st | Fixed Tilt
2nd (4.32 - 4.73) | Tracking | 2nd (1.25 - 1.31) | 22.87% | 49 | 3052.111 | 17.47% | 3.9553 | 1st | 1.2472 | 1st | Fixed Tilt
2nd (4.32 - 4.73) | Tracking | 3rd (1.31 - 1.39) | 23.15% | 60 | 2494.14 | 17.27% | 4.0215 | 1st | 1.2075 | 1st | Fixed Tilt
2nd (4.32 - 4.73) | Tracking | 4th (1.39 - 2.33) | 23.56% | 93 | 3326.914 | 22.47% | 3.9951 | 1st | 1.2 | 1st | Fixed Tilt
3rd (4.73 - 5.38) | Fixed Tilt | 1st (1 - 1.25) | 20.25% | 13 | 248.741 | 15.59% | 3.89 | 1st | 1.1934 | 1st | Fixed Tilt
3rd (4.73 - 5.38) | Fixed Tilt | 2nd (1.25 - 1.31) | 21.74% | 14 | 368.44 | 15.97% | 4.0037 | 1st | 1.1067 | 1st | Fixed Tilt
3rd (4.73 - 5.38) | Fixed Tilt | 3rd (1.31 - 1.39) | 20.81% | 17 | 806.704 | 18.36% | 4.0066 | 1st | 1.242 | 1st | Fixed Tilt
3rd (4.73 - 5.38) | Fixed Tilt | 4th (1.39 - 2.33) | 23.54% | 29 | 1997.36 | 15.24% | 3.8893 | 1st | 1.2066 | 1st | Fixed Tilt
3rd (4.73 - 5.38) | Tracking | 1st (1 - 1.25) | 21.99% | 65 | 2962.932 | 16.74% | 4.0025 | 1st | 1.1816 | 1st | Fixed Tilt
3rd (4.73 - 5.38) | Tracking | 2nd (1.25 - 1.31) | 26.17% | 64 | 4814.552 | 8.505% | 3.9626 | 1st | 1.2398 | 1st | Fixed Tilt
3rd (4.73 - 5.38) | Tracking | 3rd (1.31 - 1.39) | 26.51% | 66 | 4061.022 | 18.76% | 4.1015 | 1st | 1.2112 | 1st | Fixed Tilt
3rd (4.73 - 5.38) | Tracking | 4th (1.39 - 2.33) | 26.41% | 48 | 3288.044 | 15.84% | 3.7248 | 1st | 1.2104 | 1st | Fixed Tilt
4th (5.38 - 5.93) | Fixed Tilt | 1st (1 - 1.25) | 22.73% | 16 | 911.26 | 15.11% | 3.7248 | 1st | 1.1732 | 1st | Fixed Tilt
4th (5.38 - 5.93) | Fixed Tilt | 2nd (1.25 - 1.31) | 24.79% | 13 | 1232.16 | 14.06% | 3.9616 | 1st | 1.0065 | 1st | Fixed Tilt
4th (5.38 - 5.93) | Fixed Tilt | 3rd (1.31 - 1.39) | 27.47% | 7 | 1262.107 | 14.65% | 4.0017 | 1st | 1.1273 | 1st | Fixed Tilt
4th (5.38 - 5.93) | Fixed Tilt | 4th (1.39 - 2.33) | 25.2% | 5 | 306.69 | 13.59% | 3.833 | 1st | 1.2462 | 1st | Fixed Tilt
4th (5.38 - 5.93) | Tracking | 1st (1 - 1.25) | 28.03% | 102 | 5147.559 | 14.83% | 3.8638 | 1st | 1.2059 | 1st | Fixed Tilt
4th (5.38 - 5.93) | Tracking | 2nd (1.25 - 1.31) | 29.2% | 69 | 5191.838 | 16.49% | 4.007 | 1st | 1.25 | 1st | Fixed Tilt
4th (5.38 - 5.93) | Tracking | 3rd (1.31 - 1.39) | 30.11% | 72 | 6453.488 | 17.91% | 4.1698 | 1st | 1.2267 | 1st | Fixed Tilt
4th (5.38 - 5.93) | Tracking | 4th (1.39 - 2.33) | 30.68% | 26 | 2027.863 | 19.05% | 4.0213 | 1st | 1.2046 | 1st | Fixed Tilt
[6 empty] | 12.42% | 3.7949 | 1st | 1.1527 | 1st | Fixed Tilt
[6 empty] | 16.95% | 4.0233 | 1st | 1.1356 | 1st | Fixed Tilt
[6 empty] | 16.96% | 4.0293 | 1st | 1.1356 | 1st | Fixed Tilt
[6 empty] | 16.62% | 4.0163 | 1st | 1.18 | 1st | Fixed Tilt
[6 empty] | 17.05% | 4.0304 | 1st | 1.21 | 1st | Fixed Tilt
[6 empty] | 15.53% | 4.0566 | 1st | 1.1846 | 1st | Fixed Tilt
[6 empty] | 17.73% | 3.9527 | 1st | 1.2148 | 1st | Fixed Tilt
[6 empty] | 16.64% | 3.9719 | 1st | 1.1893 | 1st | Fixed Tilt
[6 empty] | 15.99% | 3.8417 | 1st | 1.229 | 1st | Fixed Tilt
[6 empty] | 9.554% | 3.688 | 1st | 1.1724 | 1st | Fixed Tilt
[6 empty] | 16.83% | 4.0213 | 1st | 1.2267 | 1st | Fixed Tilt
[6 empty] | 17.23% | 3.9635 | 1st | 1.136 | 1st | Fixed Tilt
[6 empty] | 16.57% | 3.9162 | 1st | 1.2362 | 1st | Fixed Tilt
[6 empty] | 16.55% | 3.7079 | 1st | 1.25 | 1st | Fixed Tilt
[6 empty] | 15.78% | 3.932 | 1st | 1.1867 | 1st | Fixed Tilt
[6 empty] | 16.11% | 3.9903 | 1st | 1.1604 | 1st | Fixed Tilt
[6 empty] | 14.67% | 3.8877 | 1st | 1.1868 | 1st | Fixed Tilt
[6 empty] | 17.18% | 3.9165 | 1st | 1.136 | 1st | Fixed Tilt
[6 empty] | 17.69% | 3.932 | 1st | 1.2491 | 1st | Fixed Tilt
[6 empty] | 17.38% | 3.805 | 1st | 1.1998 | 1st | Fixed Tilt
[6 empty] | 16.24% | 3.9714 | 1st | 1.1462 | 1st | Fixed Tilt
[6 empty] | 15.45% | 3.8494 | 1st | 1.15 | 1st | Fixed Tilt
[6 empty] | 15.61% | 3.8908 | 1st | 1.1833 | 1st | Fixed Tilt
[6 empty] | 16.58% | 3.9005 | 1st | 1.2063 | 1st | Fixed Tilt
[6 empty] | 17.32% | 3.9226 | 1st | 1.2358 | 1st | Fixed Tilt
[6 empty] | 17.12% | 3.7556 | 1st | 1.213 | 1st | Fixed Tilt
[6 empty] | 14.77% | 3.6641 | 1st | 1.1014 | 1st | Fixed Tilt
[6 empty] | 16.15% | 3.8037 | 1st | 1.0798 | 1st | Fixed Tilt
[6 empty] | 13.29% | 3.7473 | 1st | 1.2429 | 1st | Fixed Tilt
[6 empty] | 15.15% | 3.7934 | 1st | 1.1334 | 1st | Fixed Tilt
[6 empty] | 16.68% | 3.932 | 1st | 1.194 | 1st | Fixed Tilt
[6 empty] | 12.75% | 3.8566 | 1st | 1.1979 | 1st | Fixed Tilt
[6 empty] | 17.76% | 4.1567 | 1st | 1.2502 | 2nd | Fixed Tilt
[6 empty] | 16.74% | 4.008 | 1st | 1.2702 | 2nd | Fixed Tilt
[6 empty] | 17.12% | 4.0834 | 1st | 1.3 | 2nd | Fixed Tilt
[6 empty] | 18.89% | 4.1181 | 1st | 1.2541 | 2nd | Fixed Tilt
[6 empty] | 17.71% | 3.9679 | 1st | 1.3 | 2nd | Fixed Tilt
[6 empty] | 18.53% | 4.0293 | 1st | 1.293 | 2nd | Fixed Tilt
[6 empty] | 17.53% | 3.9596 | 1st | 1.2879 | 2nd | Fixed Tilt
[6 empty] | 18.28% | 3.8345 | 1st | 1.2912 | 2nd | Fixed Tilt
[6 empty] | 23.29% | 3.945 | 1st | 1.2851 | 2nd | Fixed Tilt
[6 empty] | 18.39% | 4.0207 | 1st | 1.2661 | 2nd | Fixed Tilt
[6 empty] | 17.54% | 3.9368 | 1st | 1.2839 | 2nd | Fixed Tilt
[6 empty] | 13.38% | 3.8799 | 1st | 1.2742 | 2nd | Fixed Tilt
[6 empty] | 18.14% | 4.1031 | 1st | 1.2588 | 2nd | Fixed Tilt
[6 empty] | 16.24% | 4.007 | 1st | 1.2538 | 2nd | Fixed Tilt
[6 empty] | 20.38% | 4.2353 | 1st | 1.294 | 2nd | Fixed Tilt
[6 empty] | 18.83% | 3.9854 | 1st | 1.3005 | 2nd | Fixed Tilt
[6 empty] | 18.61% | 3.8457 | 1st | 1.26 | 2nd | Fixed Tilt
[6 empty] | 17.06% | 4.0233 | 1st | 1.2692 | 2nd | Fixed Tilt
[6 empty] | 16.03% | 3.7222 | 1st | 1.3055 | 2nd | Fixed Tilt
[6 empty] | 18.56% | 3.8656 | 1st | 1.2834 | 2nd | Fixed Tilt
[6 empty] | 15.42% | 3.8933 | 1st | 1.2857 | 2nd | Fixed Tilt
[6 empty] | 19.87% | 3.9226 | 1st | 1.2651 | 2nd | Fixed Tilt
[6 empty] | 19.76% | 3.8902 | 1st | 1.2815 | 2nd | Fixed Tilt
[6 empty] | 19.55% | 3.9888 | 1st | 1.3 | 2nd | Fixed Tilt
[6 empty] | 15.05% | 4.0332 | 1st | 1.2667 | 2nd | Fixed Tilt
[6 empty] | 15.34% | 3.8566 | 1st | 1.2708 | 2nd | Fixed Tilt
[6 empty] | 15.75% | 3.8908 | 1st | 1.285 | 2nd | Fixed Tilt
[6 empty] | 17.09% | 4.06 | 1st | 1.306 | 2nd | Fixed Tilt
[6 empty] | 16.6% | 3.8661 | 1st | 1.3067 | 2nd | Fixed Tilt
[6 empty] | 17.94% | 4.0303 | 1st | 1.3762 | 3rd | Fixed Tilt
[6 empty] | 18.3% | 4.0385 | 1st | 1.3837 | 3rd | Fixed Tilt
[6 empty] | 17.83% | 4.0303 | 1st | 1.3762 | 3rd | Fixed Tilt
[6 empty] | 15.55% | 4.008 | 1st | 1.3761 | 3rd | Fixed Tilt
[6 empty] | 17.84% | 3.932 | 1st | 1.3327 | 3rd | Fixed Tilt
[6 empty] | 18.62% | 4.007 | 1st | 1.3128 | 3rd | Fixed Tilt
[6 empty] | 19.58% | 4.1782 | 1st | 1.385 | 3rd | Fixed Tilt
[6 empty] | 20.56% | 4.2792 | 1st | 1.32 | 3rd | Fixed Tilt
[6 empty] | 18.8% | 4.0698 | 1st | 1.3731 | 3rd | Fixed Tilt
[6 empty] | 19.84% | 4.0474 | 1st | 1.3327 | 3rd | Fixed Tilt
[6 empty] | 18.68% | 3.8145 | 1st | 1.369 | 3rd | Fixed Tilt
[6 empty] | 18.07% | 4.1145 | 1st | 1.3462 | 3rd | Fixed Tilt
[6 empty] | 18.08% | 3.9719 | 1st | 1.3333 | 3rd | Fixed Tilt
[6 empty] | 16.49% | 3.9514 | 1st | 1.3244 | 3rd | Fixed Tilt
[6 empty] | 17.65% | 3.8364 | 1st | 1.378 | 3rd | Fixed Tilt
[6 empty] | 17.6% | 3.7963 | 1st | 1.3343 | 3rd | Fixed Tilt
[6 empty] | 18.97% | 3.8113 | 1st | 1.3197 | 3rd | Fixed Tilt
[6 empty] | 23.53% | 3.9114 | 1st | 1.3319 | 3rd | Fixed Tilt
[6 empty] | 18.44% | 4.1749 | 1st | 1.3197 | 3rd | Fixed Tilt
[6 empty] | 17.08% | 3.9821 | 1st | 1.3123 | 3rd | Fixed Tilt
[6 empty] | 19.7% | 3.9208 | 1st | 1.3158 | 3rd | Fixed Tilt
[6 empty] | 19.14% | 3.8291 | 1st | 1.3797 | 3rd | Fixed Tilt
[6 empty] | 17.19% | 3.8438 | 1st | 1.3626 | 3rd | Fixed Tilt
[6 empty] | 21.61% | 3.9296 | 1st | 1.34 | 3rd | Fixed Tilt
[6 empty] | 20.07% | 3.8457 | 1st | 1.3148 | 3rd | Fixed Tilt
[6 empty] | 19.91% | 4.0123 | 1st | 1.3568 | 3rd | Fixed Tilt
[6 empty] | 15.48% | 3.4575 | 1st | 1.351 | 3rd | Fixed Tilt
[6 empty] | 23.24% | 4.283 | 1st | 1.365 | 3rd | Fixed Tilt
[6 empty] | 25.23% | 3.8812 | 1st | 1.3905 | 3rd | Fixed Tilt
[6 empty] | 17.87% | 3.7033 | 1st | 1.36 | 3rd | Fixed Tilt
[6 empty] | 18.6% | 4.2403 | 1st | 1.3434 | 3rd | Fixed Tilt
[6 empty] | 15.66% | 3.9032 | 1st | 1.3855 | 3rd | Fixed Tilt
[6 empty] | 15.31% | 3.8566 | 1st | 1.3125 | 3rd | Fixed Tilt
[6 empty] | 14.02% | 3.8566 | 1st | 1.3542 | 3rd | Fixed Tilt
[6 empty] | 17.23% | 3.9114 | 1st | 1.3385 | 3rd | Fixed Tilt
[6 empty] | 19.33% | 4.1277 | 1st | 1.4272 | 4th | Fixed Tilt
[6 empty] | 19.82% | 4.0484 | 1st | 1.4529 | 4th | Fixed Tilt
[6 empty] | 22.6% | 3.8702 | 1st | 1.59 | 4th | Fixed Tilt
[6 empty] | 19.99% | 3.945 | 1st | 1.5 | 4th | Fixed Tilt
[6 empty] | 18.67% | 3.9112 | 1st | 1.4965 | 4th | Fixed Tilt
[6 empty] | 18.15% | 4.1012 | 1st | 1.4294 | 4th | Fixed Tilt
[6 empty] | 21.52% | 4.1514 | 1st | 1.5 | 4th | Fixed Tilt
[6 empty] | 17.22% | 3.7028 | 1st | 1.4 | 4th | Fixed Tilt
[6 empty] | 21.97% | 4.1779 | 1st | 1.4 | 4th | Fixed Tilt
[6 empty] | 17.11% | 3.6313 | 1st | 1.3997 | 4th | Fixed Tilt
[6 empty] | 18.1% | 3.7322 | 1st | 1.4916 | 4th | Fixed Tilt
[6 empty] | 16.14% | 3.6929 | 1st | 1.5 | 4th | Fixed Tilt
[6 empty] | 18.19% | 3.7906 | 1st | 1.4253 | 4th | Fixed Tilt
[6 empty] | 16.21% | 3.8075 | 1st | 1.8409 | 4th | Fixed Tilt
[6 empty] | 16.76% | 3.904 | 1st | 1.4 | 4th | Fixed Tilt
[6 empty] | 17.91% | 3.8235 | 1st | 1.4268 | 4th | Fixed Tilt
[6 empty] | 19.73% | 3.8291 | 1st | 1.4997 | 4th | Fixed Tilt
[6 empty] | 17.47% | 3.8929 | 1st | 1.4545 | 4th | Fixed Tilt
[6 empty] | 20.1% | 3.8164 | 1st | 1.4797 | 4th | Fixed Tilt
[6 empty] | 18.13% | 4.0054 | 1st | 1.5 | 4th | Fixed Tilt
[6 empty] | 20.74% | 3.8355 | 1st | 1.6122 | 4th | Fixed Tilt
[6 empty] | 20.64% | 4.0131 | 1st | 1.425 | 4th | Fixed Tilt
[6 empty] | 17.75% | 3.6871 | 1st | 1.5143 | 4th | Fixed Tilt
[6 empty] | 19.03% | 3.6531 | 1st | 1.404 | 4th | Fixed Tilt
[6 empty] | 16.89% | 3.8361 | 1st | 1.4057 | 4th | Fixed Tilt
[6 empty] | 17.22% | 3.8014 | 1st | 1.4627 | 4th | Fixed Tilt
[6 empty] | 18.95% | 3.6505 | 1st | 1.5026 | 4th | Fixed Tilt
[6 empty] | 15.81% | 3.6413 | 1st | 1.4997 | 4th | Fixed Tilt
[6 empty] | 19.13% | 3.8108 | 1st | 1.5929 | 4th | Fixed Tilt
[6 empty] | 12.13% | 3.8967 | 1st | 1.4419 | 4th | Fixed Tilt
[6 empty] | 11.15% | 3.8485 | 1st | 1.521 | 4th | Fixed Tilt
[6 empty] | 29.27% | 3.8485 | 1st | 2.3291 | 4th | Fixed Tilt
[6 empty] | 16.12% | 3.8127 | 1st | 1.7457 | 4th | Fixed Tilt
[6 empty] | 22.33% | 3.8812 | 1st | 1.4803 | 4th | Fixed Tilt
[6 empty] | 21.61% | 3.9273 | 1st | 1.4279 | 4th | Fixed Tilt
[6 empty] | 17.09% | 3.6328 | 1st | 1.5 | 4th | Fixed Tilt
[6 empty] | 16.96% | 3.6984 | 1st | 1.5397 | 4th | Fixed Tilt
[6 empty] | 15.31% | 3.6984 | 1st | 1.5197 | 4th | Fixed Tilt
[6 empty] | 14.62% | 3.8199 | 1st | 1.5197 | 4th | Fixed Tilt
[6 empty] | 19.3% | 3.8952 | 1st | 1.2121 | 1st | Tracking
[6 empty] | 19.53% | 4.1257 | 1st | 1.12 | 1st | Tracking
[6 empty] | 17.64% | 3.8702 | 1st | 1.2119 | 1st | Tracking
[6 empty] | 17.43% | 3.9865 | 1st | 1.1113 | 1st | Tracking
[6 empty] | 19.69% | 4.3181 | 1st | 1.1932 | 1st | Tracking
[6 empty] | 18.18% | 4.2921 | 1st | 1.148 | 1st | Tracking
[6 empty] | 19.14% | 4.3037 | 1st | 1.1444 | 1st | Tracking
[6 empty] | 20.68% | 4.2781 | 1st | 1.2412 | 1st | Tracking
[6 empty] | 18.38% | 3.8019 | 1st | 1.2222 | 1st | Tracking
[6 empty] | 19.31% | 3.7895 | 1st | 1.2222 | 1st | Tracking
[6 empty] | 18.98% | 3.7873 | 1st | 1.2201 | 1st | Tracking
[6 empty] | 20.64% | 4.2302 | 1st | 1.21 | 1st | Tracking
[6 empty] | 20.28% | 4.2302 | 1st | 1.225 | 1st | Tracking
[6 empty] | 19.37% | 4.2302 | 1st | 1.2127 | 1st | Tracking
[6 empty] | 18.4% | 3.9273 | 1st | 1.145 | 1st | Tracking
[6 empty] | 19.88% | 3.9457 | 1st | 1.1887 | 1st | Tracking
[6 empty] | 19.73% | 3.9253 | 1st | 1.0455 | 1st | Tracking
[6 empty] | 17.41% | 4.0215 | 1st | 1.2154 | 1st | Tracking
[6 empty] | 21.07% | 3.987 | 1st | 1.1667 | 1st | Tracking
[6 empty] | 14.16% | 3.7196 | 1st | 1.2083 | 1st | Tracking
[6 empty] | 21.67% | 3.8368 | 1st | 1.2065 | 1st | Tracking
[6 empty] | 23.32% | 3.981 | 1st | 1.171 | 1st | Tracking
[6 empty] | 21.92% | 4.1231 | 1st | 1.2214 | 1st | Tracking
[6 empty] | 14.25% | 4.2331 | 1st | 1.2 | 1st | Tracking
[6 empty] | 21.55% | 4.2373 | 1st | 1.225 | 1st | Tracking
[6 empty] | 20.94% | 4.041 | 1st | 1.23 | 1st | Tracking
[6 empty] | 22.43% | 4.2183 | 1st | 1.1404 | 1st | Tracking
[6 empty] | 20.55% | 3.7275 | 1st | 1.1207 | 1st | Tracking
[6 empty] | 16.37% | 3.5836 | 1st | 1.0536 | 1st | Tracking
[6 empty] | 20.78% | 4.1924 | 1st | 1.2709 | 2nd | Tracking
[6 empty] | 19.56% | 3.9628 | 1st | 1.2593 | 2nd | Tracking
[6 empty] | 15.89% | 4.086 | 1st | 1.26 | 2nd | Tracking
[6 empty] | 20.49% | 3.973 | 1st | 1.3 | 2nd | Tracking
[6 empty] | 23.97% | 4.3177 | 1st | 1.2667 | 2nd | Tracking
[6 empty] | 22.64% | 4.036 | 1st | 1.3 | 2nd | Tracking
[6 empty] | 23.76% | 4.1143 | 1st | 1.2833 | 2nd | Tracking
[6 empty] | 18.52% | 3.6529 | 1st | 1.2633 | 2nd | Tracking
[6 empty] | 22.87% | 4.2909 | 1st | 1.2857 | 2nd | Tracking
[6 empty] | 17.56% | 3.845 | 1st | 1.2597 | 2nd | Tracking
[6 empty] | 19.2% | 3.973 | 1st | 1.2985 | 2nd | Tracking
[6 empty] | 22.23% | 4.1075 | 1st | 1.275 | 2nd | Tracking
[6 empty] | 14.16% | 3.8301 | 1st | 1.2773 | 2nd | Tracking
[6 empty] | 23.08% | 4.3134 | 1st | 1.2611 | 2nd | Tracking
[6 empty] | 16.56% | 3.6632 | 1st | 1.2944 | 2nd | Tracking
[6 empty] | 24.1% | 3.9906 | 1st | 1.275 | 2nd | Tracking
[6 empty] | 15.94% | 3.8394 | 1st | 1.27 | 2nd | Tracking
[6 empty] | 22.91% | 4.1698 | 1st | 1.2749 | 2nd | Tracking
[6 empty] | 22.3% | 4.1788 | 1st | 1.2837 | 2nd | Tracking
[6 empty] | 21.77% | 4.2781 | 1st | 1.3077 | 2nd | Tracking
[6 empty] | 21.28% | 4.1755 | 1st | 1.3 | 2nd | Tracking
[6 empty] | 21.94% | 3.8425 | 1st | 1.2667 | 2nd | Tracking
[6 empty] | 20.38% | 3.8305 | 1st | 1.26 | 2nd | Tracking
[6 empty] | 21.94% | 3.9678 | 1st | 1.3031 | 2nd | Tracking
[6 empty] | 22.46% | 3.9626 | 1st | 1.2941 | 2nd | Tracking
[6 empty] | 20.26% | 3.8254 | 1st | 1.305 | 2nd | Tracking
[6 empty] | 17.37% | 3.8566 | 1st | 1.2835 | 2nd | Tracking
[6 empty] | 21.13% | 4.0241 | 1st | 1.3 | 2nd | Tracking
[6 empty] | 17.8% | 3.8162 | 1st | 1.295 | 2nd | Tracking
[6 empty] | 22.24% | 3.9064 | 1st | 1.3 | 2nd | Tracking
[6 empty] | 21.38% | 3.7885 | 1st | 1.302 | 2nd | Tracking
[6 empty] | 21.49% | 3.8432 | 1st | 1.28 | 2nd | Tracking
[6 empty] | 21.23% | 4.1127 | 1st | 1.2833 | 2nd | Tracking
[6 empty] | 19.17% | 4.3134 | 1st | 1.2864 | 2nd | Tracking
[6 empty] | 20.07% | 3.6986 | 1st | 1.2525 | 2nd | Tracking
[6 empty] | 10.19% | 3.7949 | 1st | 1.2797 | 2nd | Tracking
[6 empty] | 21.99% | 3.7651 | 1st | 1.38 | 3rd | Tracking
[6 empty] | 21.6% | 4.3048 | 1st | 1.3175 | 3rd | Tracking
[6 empty] | 17.25% | 4.3119 | 1st | 1.3471 | 3rd | Tracking
[6 empty] | 20.12% | 4.2447 | 1st | 1.34 | 3rd | Tracking
[6 empty] | 21.03% | 4.1922 | 1st | 1.3694 | 3rd | Tracking
[6 empty] | 20.98% | 4.2142 | 1st | 1.3101 | 3rd | Tracking
[6 empty] | 22.16% | 4.2575 | 1st | 1.335 | 3rd | Tracking
[6 empty] | 14.25% | 4.2143 | 1st | 1.3158 | 3rd | Tracking
[6 empty] | 21.97% | 4.2302 | 1st | 1.328 | 3rd | Tracking
[6 empty] | 21.57% | 4.3045 | 1st | 1.3133 | 3rd | Tracking
[6 empty] | 26.91% | 4.2194 | 1st | 1.3364 | 3rd | Tracking
[6 empty] | 19.56% | 4.2449 | 1st | 1.3878 | 3rd | Tracking
[6 empty] | 20.72% | 4.1153 | 1st | 1.373 | 3rd | Tracking
[6 empty] | 21.38% | 3.9642 | 1st | 1.3252 | 3rd | Tracking
[6 empty] | 21.5% | 3.9821 | 1st | 1.3505 | 3rd | Tracking
[6 empty] | 20.21% | 4.0337 | 1st | 1.322 | 3rd | Tracking
[6 empty] | 19.03% | 3.8102 | 1st | 1.3655 | 3rd | Tracking
[6 empty] | 20.71% | 3.8981 | 1st | 1.3561 | 3rd | Tracking
[6 empty] | 21.07% | 3.9484 | 1st | 1.35 | 3rd | Tracking
[6 empty] | 19.15% | 3.9675 | 1st | 1.35 | 3rd | Tracking
[6 empty] | 22.68% | 3.8607 | 1st | 1.3287 | 3rd | Tracking
[6 empty] | 17.56% | 3.6191 | 1st | 1.3544 | 3rd | Tracking
[6 empty] | 19.16% | 3.6632 | 1st | 1.3444 | 3rd | Tracking
[6 empty] | 15.34% | 3.6381 | 1st | 1.37 | 3rd | Tracking
[6 empty] | 22.8% | 4.3037 | 1st | 1.32 | 3rd | Tracking
[6 empty] | 16.24% | 3.7367 | 1st | 1.3506 | 3rd | Tracking
[6 empty] | 26.96% | 4.1529 | 1st | 1.3677 | 3rd | Tracking
[6 empty] | 21.74% | 3.9047 | 1st | 1.3263 | 3rd | Tracking
[6 empty] | 22.51% | 3.973 | 1st | 1.3222 | 3rd | Tracking
[6 empty] | 22.15% | 3.9678 | 1st | 1.3308 | 3rd | Tracking
[6 empty] | 23.37% | 3.9598 | 1st | 1.34 | 3rd | Tracking
[6 empty] | 20.4% | 3.8132 | 1st | 1.3267 | 3rd | Tracking
[6 empty] | 18.89% | 3.8025 | 1st | 1.324 | 3rd | Tracking
[6 empty] | 22.36% | 4.0691 | 1st | 1.3333 | 3rd | Tracking
[6 empty] | 21.21% | 3.8535 | 1st | 1.3235 | 3rd | Tracking
[6 empty] | 18.87% | 3.7622 | 1st | 1.35 | 3rd | Tracking
[6 empty] | 23.81% | 4.3098 | 1st | 1.36 | 3rd | Tracking
[6 empty] | 25.5% | 4.0868 | 1st | 1.32 | 3rd | Tracking
[6 empty] | 22.13% | 3.7578 | 1st | 1.524 | 4th | Tracking
[6 empty] | 21.95% | 3.7939 | 1st | 1.52 | 4th | Tracking
[6 empty] | 19.26% | 3.7747 | 1st | 1.4769 | 4th | Tracking
[6 empty] | 21.51% | 3.8079 | 1st | 1.5231 | 4th | Tracking
[6 empty] | 21.29% | 3.8118 | 1st | 1.4964 | 4th | Tracking
[6 empty] | 20.26% | 3.7973 | 1st | 1.456 | 4th | Tracking
[6 empty] | 21.53% | 3.8051 | 1st | 1.524 | 4th | Tracking
[6 empty] | 20.64% | 3.839 | 1st | 1.592 | 4th | Tracking
[6 empty] | 20.06% | 3.8194 | 1st | 1.4345 | 4th | Tracking
[6 empty] | 20.13% | 3.8274 | 1st | 1.4412 | 4th | Tracking
[6 empty] | 22.66% | 3.8423 | 1st | 1.435 | 4th | Tracking
[6 empty] | 22.65% | 4.3119 | 1st | 1.415 | 4th | Tracking
[6 empty] | 23.51% | 4.1342 | 1st | 1.4013 | 4th | Tracking
[6 empty] | 24.26% | 4.2167 | 1st | 1.4583 | 4th | Tracking
[6 empty] | 23.08% | 3.7773 | 1st | 1.446 | 4th | Tracking
[6 empty] | 27.58% | 4.3167 | 1st | 1.464 | 4th | Tracking
[6 empty] | 22.31% | 4.3109 | 1st | 1.397 | 4th | Tracking
[6 empty] | 14.7% | 3.803 | 1st | 1.42 | 4th | Tracking
[6 empty] | 21.93% | 3.7928 | 1st | 1.47 | 4th | Tracking
[6 empty] | 23% | 3.8539 | 1st | 1.48 | 4th | Tracking
[6 empty] | 21.29% | 3.5413 | 1st | 1.52 | 4th | Tracking
[6 empty] | 21.56% | 3.4777 | 1st | 1.52 | 4th | Tracking
[6 empty] | 23.2% | 3.7773 | 1st | 1.4636 | 4th | Tracking
[6 empty] | 20.75% | 3.8326 | 1st | 1.4332 | 4th | Tracking
[6 empty] | 27.36% | 4.2369 | 1st | 1.4874 | 4th | Tracking
[6 empty] | 16.22% | 3.8018 | 1st | 1.4928 | 4th | Tracking
[6 empty] | 16.69% | 3.7527 | 1st | 1.4022 | 4th | Tracking
[6 empty] | 21.88% | 4.2369 | 1st | 1.4 | 4th | Tracking
[6 empty] | 25.01% | 4.2781 | 1st | 1.4 | 4th | Tracking
[6 empty] | 22.06% | 3.7773 | 1st | 1.4544 | 4th | Tracking
[6 empty] | 22.62% | 3.803 | 1st | 1.41 | 4th | Tracking
[6 empty] | 21.64% | 3.8078 | 1st | 1.9796 | 4th | Tracking
[6 empty] | 25.65% | 4.2156 | 1st | 1.4067 | 4th | Tracking
[6 empty] | 25.23% | 4.2214 | 1st | 1.45 | 4th | Tracking
[6 empty] | 21.99% | 3.8677 | 1st | 1.45 | 4th | Tracking
[6 empty] | 24.7% | 4.2781 | 1st | 1.6667 | 4th | Tracking
[6 empty] | 16.13% | 3.8485 | 1st | 1.4388 | 4th | Tracking
[6 empty] | 26.28% | 4.2368 | 1st | 1.4 | 4th | Tracking
[6 empty] | 20.61% | 3.8435 | 1st | 1.4 | 4th | Tracking
[6 empty] | 21.04% | 3.8119 | 1st | 1.4 | 4th | Tracking
[6 empty] | 21.31% | 4.2804 | 1st | 1.3971 | 4th | Tracking
[6 empty] | 24.5% | 4.1697 | 1st | 1.4471 | 4th | Tracking
[6 empty] | 20.28% | 3.7868 | 1st | 1.398 | 4th | Tracking
[6 empty] | 7.058% | 4.009 | 1st | 1.4571 | 4th | Tracking
[6 empty] | 19.13% | 4.4052 | 2nd | 1.183 | 1st | Fixed Tilt
[6 empty] | 19.51% | 4.3563 | 2nd | 1.2108 | 1st | Fixed Tilt
[6 empty] | 17.5% | 4.4296 | 2nd | 1.2005 | 1st | Fixed Tilt
[6 empty] | 20.75% | 4.5246 | 2nd | 1.2299 | 1st | Fixed Tilt
[6 empty] | 19.02% | 4.5446 | 2nd | 1.2483 | 1st | Fixed Tilt
[6 empty] | 21.75% | 4.3886 | 2nd | 1.25 | 1st | Fixed Tilt
[6 empty] | 23.11% | 4.5238 | 2nd | 1.2037 | 1st | Fixed Tilt
[6 empty] | 18.08% | 4.4439 | 2nd | 1.17 | 1st | Fixed Tilt
[6 empty] | 16.47% | 4.4528 | 2nd | 1.21 | 1st | Fixed Tilt
[6 empty] | 18.02% | 4.4557 | 2nd | 1.21 | 1st | Fixed Tilt
[6 empty] | 18.87% | 4.4743 | 2nd | 1.23 | 1st | Fixed Tilt
[6 empty] | 17.21% | 4.4523 | 2nd | 1.19 | 1st | Fixed Tilt
[6 empty] | 18.73% | 4.338 | 2nd | 1.26 | 2nd | Fixed Tilt
[6 empty] | 19.28% | 4.6805 | 2nd | 1.268 | 2nd | Fixed Tilt
[6 empty] | 19.9% | 4.5271 | 2nd | 1.28 | 2nd | Fixed Tilt
[6 empty] | 20.07% | 4.5646 | 2nd | 1.2867 | 2nd | Fixed Tilt
[6 empty] | 19.04% | 4.4321 | 2nd | 1.275 | 2nd | Fixed Tilt
[6 empty] | 18.51% | 4.3718 | 2nd | 1.2626 | 2nd | Fixed Tilt
[6 empty] | 19.05% | 4.3718 | 2nd | 1.2626 | 2nd | Fixed Tilt
[6 empty] | 17.89% | 4.4363 | 2nd | 1.2946 | 2nd | Fixed Tilt
[6 empty] | 17.11% | 4.4158 | 2nd | 1.2626 | 2nd | Fixed Tilt
[6 empty] | 20.1% | 4.7292 | 2nd | 1.2976 | 2nd | Fixed Tilt
[6 empty] | 20.57% | 4.3716 | 2nd | 1.2909 | 2nd | Fixed Tilt
[6 empty] | 21.75% | 4.4624 | 2nd | 1.2987 | 2nd | Fixed Tilt
[6 empty] | 20.44% | 4.4735 | 2nd | 1.3009 | 2nd | Fixed Tilt
[6 empty] | 20.29% | 4.4947 | 2nd | 1.3053 | 2nd | Fixed Tilt
[6 empty] | 18.77% | 4.4411 | 2nd | 1.2603 | 2nd | Fixed Tilt
[6 empty] | 17.07% | 4.4047 | 2nd | 1.272 | 2nd | Fixed Tilt
[6 empty] | 20.02% | 4.4351 | 2nd | 1.2988 | 2nd | Fixed Tilt
[6 empty] | 20.88% | 4.4256 | 2nd | 1.3048 | 2nd | Fixed Tilt
[6 empty] | 19.95% | 4.4374 | 2nd | 1.3 | 2nd | Fixed Tilt
[6 empty] | 18.82% | 4.4557 | 2nd | 1.27 | 2nd | Fixed Tilt
[6 empty] | 18.51% | 4.6213 | 2nd | 1.3077 | 2nd | Fixed Tilt
[6 empty] | 20.52% | 4.4964 | 2nd | 1.3503 | 3rd | Fixed Tilt
[6 empty] | 17.66% | 4.5063 | 2nd | 1.3896 | 3rd | Fixed Tilt
[6 empty] | 22.19% | 4.4523 | 2nd | 1.3405 | 3rd | Fixed Tilt
[6 empty] | 17.18% | 4.4228 | 2nd | 1.3889 | 3rd | Fixed Tilt
[6 empty] | 20.58% | 4.7191 | 2nd | 1.374 | 3rd | Fixed Tilt
[6 empty] | 20.38% | 4.6138 | 2nd | 1.3846 | 3rd | Fixed Tilt
[6 empty] | 18.43% | 4.4517 | 2nd | 1.3281 | 3rd | Fixed Tilt
[6 empty] | 22.26% | 4.5225 | 2nd | 1.375 | 3rd | Fixed Tilt
[6 empty] | 20.3% | 4.6432 | 2nd | 1.334 | 3rd | Fixed Tilt
[6 empty] | 18.41% | 4.462 | 2nd | 1.3108 | 3rd | Fixed Tilt
[6 empty] | 21.51% | 4.5066 | 2nd | 1.3636 | 3rd | Fixed Tilt
[6 empty] | 21.43% | 4.6613 | 2nd | 1.3672 | 3rd | Fixed Tilt
[6 empty] | 22.55% | 4.4228 | 2nd | 1.35 | 3rd | Fixed Tilt
[6 empty] | 21.45% | 4.4257 | 2nd | 1.35 | 3rd | Fixed Tilt
[6 empty] | 20.19% | 4.6535 | 2nd | 1.35 | 3rd | Fixed Tilt
[6 empty] | 22.1% | 4.3423 | 2nd | 1.35 | 3rd | Fixed Tilt
[6 empty] | 22.04% | 4.4829 | 2nd | 1.4017 | 4th | Fixed Tilt
[6 empty] | 20.63% | 4.5352 | 2nd | 1.3969 | 4th | Fixed Tilt
[6 empty] | 17.88% | 4.4025 | 2nd | 1.5119 | 4th | Fixed Tilt
[6 empty] | 21.13% | 4.3926 | 2nd | 1.4749 | 4th | Fixed Tilt
[6 empty] | 21.34% | 4.5232 | 2nd | 1.399 | 4th | Fixed Tilt
[6 empty] | 22.39% | 4.4373 | 2nd | 1.4733 | 4th | Fixed Tilt
[6 empty] | 21.75% | 4.7313 | 2nd | 1.4067 | 4th | Fixed Tilt
[6 empty] | 21.42% | 4.5987 | 2nd | 1.4167 | 4th | Fixed Tilt
[6 empty] | 20% | 4.6805 | 2nd | 1.45 | 4th | Fixed Tilt
[6 empty] | 23.23% | 4.6745 | 2nd | 1.6722 | 4th | Fixed Tilt
[6 empty] | 21.31% | 4.4016 | 2nd | 1.4002 | 4th | Fixed Tilt
[6 empty] | 22.12% | 4.585 | 2nd | 1.4674 | 4th | Fixed Tilt
[6 empty] | 22.19% | 4.6658 | 2nd | 1.4719 | 4th | Fixed Tilt
[6 empty] | 21.94% | 4.5985 | 2nd | 1.4699 | 4th | Fixed Tilt
[6 empty] | 23.1% | 4.4564 | 2nd | 1.4223 | 4th | Fixed Tilt
[6 empty] | 21.12% | 4.3294 | 2nd | 1.4 | 4th | Fixed Tilt
[6 empty] | 21.4% | 4.5968 | 2nd | 1.4029 | 4th | Fixed Tilt
[6 empty] | 23.26% | 4.3952 | 2nd | 1.5 | 4th | Fixed Tilt
[6 empty] | 20.62% | 4.6653 | 2nd | 1.4505 | 4th | Fixed Tilt
[6 empty] | 23.32% | 4.4884 | 2nd | 1.5 | 4th | Fixed Tilt
[6 empty] | 22.86% | 4.4736 | 2nd | 1.4141 | 4th | Fixed Tilt
[6 empty] | 22.82% | 4.7182 | 2nd | 1.4141 | 4th | Fixed Tilt
[6 empty] | 21.94% | 4.4311 | 2nd | 1.4401 | 4th | Fixed Tilt
[6 empty] | 21.61% | 4.488 | 2nd | 1.482 | 4th | Fixed Tilt
[6 empty] | 21.17% | 4.5234 | 2nd | 1.452 | 4th | Fixed Tilt
[6 empty] | 21.77% | 4.6616 | 2nd | 1.3981 | 4th | Fixed Tilt
[6 empty] | 24.42% | 4.4082 | 2nd | 1.3977 | 4th | Fixed Tilt
[6 empty] | 22.04% | 4.4288 | 2nd | 1.4273 | 4th | Fixed Tilt
[6 empty] | 22.42% | 4.6591 | 2nd | 1.4443 | 4th | Fixed Tilt
[6 empty] | 21.75% | 4.7176 | 2nd | 1.1664 | 1st | Tracking
[6 empty] | 20.68% | 4.4912 | 2nd | 1.2476 | 1st | Tracking
[6 empty] | 21.12% | 4.585 | 2nd | 1.2329 | 1st | Tracking
[6 empty] | 22.03% | 4.5057 | 2nd | 1.25 | 1st | Tracking
[6 empty] | 18.36% | 4.4033 | 2nd | 1.2444 | 1st | Tracking
[6 empty] | 21.09% | 4.3775 | 2nd | 1.25 | 1st | Tracking
[6 empty] | 22.05% | 4.4397 | 2nd | 1.1204 | 1st | Tracking
[6 empty] | 19.85% | 4.5364 | 2nd | 1.2343 | 1st | Tracking
[6 empty] | 20.29% | 4.3718 | 2nd | 1.2445 | 1st | Tracking
[6 empty] | 21.95% | 4.3699 | 2nd | 1.2454 | 1st | Tracking
[6 empty] | 21.39% | 4.6799 | 2nd | 1.22 | 1st | Tracking
[6 empty] | 14.93% | 4.7037 | 2nd | 1.2264 | 1st | Tracking
[6 empty] | 23.12% | 4.381 | 2nd | 1.25 | 1st | Tracking
[6 empty] | 25.22% | 4.7044 | 2nd | 1.2242 | 1st | Tracking
[6 empty] | 19.88% | 4.3822 | 2nd | 1.25 | 1st | Tracking
[6 empty] | 22.04% | 4.4103 | 2nd | 1.1898 | 1st | Tracking
[6 empty] | 19.71% | 4.399 | 2nd | 1.1598 | 1st | Tracking
[6 empty] | 22.55% | 4.4148 | 2nd | 1.1598 | 1st | Tracking
[6 empty] | 22.43% | 4.464 | 2nd | 1.0756 | 1st | Tracking
[6 empty] | 18.03% | 4.3318 | 2nd | 1.0609 | 1st | Tracking
[6 empty] | 17.99% | 4.5754 | 2nd | 1 | 1st | Tracking
[6 empty] | 22.19% | 4.6402 | 2nd | 1.2198 | 1st | Tracking
[6 empty] | 24.39% | 4.6663 | 2nd | 1.2198 | 1st | Tracking
[6 empty] | 25.87% | 4.7109 | 2nd | 1.2101 | 1st | Tracking
[6 empty] | 25.19% | 4.707 | 2nd | 1.2047 | 1st | Tracking
[6 empty] | 21.06% | 4.4952 | 2nd | 1.1975 | 1st | Tracking
[6 empty] | 17.36% | 4.5754 | 2nd | 1 | 1st | Tracking
[6 empty] | 27.64% | 4.6771 | 2nd | 1.2397 | 1st | Tracking
[6 empty] | 20.63% | 4.5828 | 2nd | 1.101 | 1st | Tracking
[6 empty] | 18.54% | 4.3638 | 2nd | 1.1196 | 1st | Tracking
[6 empty] | 19.34% | 4.3372 | 2nd | 1.2058 | 1st | Tracking
[6 empty] | 17.91% | 4.3643 | 2nd | 1.1214 | 1st | Tracking
[6 empty] | 17.74% | 4.5431 | 2nd | 1.19 | 1st | Tracking
[6 empty] | 22.17% | 4.455 | 2nd | 1.2528 | 2nd | Tracking
[6 empty] | 22.94% | 4.491 | 2nd | 1.2528 | 2nd | Tracking
[6 empty] | 21.66% | 4.5149 | 2nd | 1.2745 | 2nd | Tracking
[6 empty] | 22.19% | 4.3874 | 2nd | 1.295 | 2nd | Tracking
[6 empty] | 22.85% | 4.4033 | 2nd | 1.3065 | 2nd | Tracking
[6 empty] | 25.34% | 4.5346 | 2nd | 1.3077 | 2nd | Tracking
[6 empty] | 18.29% | 4.3386 | 2nd | 1.2741 | 2nd | Tracking
[6 empty] | 24.99% | 4.5567 | 2nd | 1.3091 | 2nd | Tracking
[6 empty] | 23.83% | 4.5224 | 2nd | 1.3 | 2nd | Tracking
[6 empty] | 24.44% | 4.605 | 2nd | 1.3091 | 2nd | Tracking
[6 empty] | 24.6% | 4.5798 | 2nd | 1.3091 | 2nd | Tracking
[6 empty] | 21.91% | 4.5063 | 2nd | 1.2906 | 2nd | Tracking
[6 empty] | 23.04% | 4.436 | 2nd | 1.283 | 2nd | Tracking
[6 empty] | 20.5% | 4.4101 | 2nd | 1.2938 | 2nd | Tracking
[6 empty] | 22% | 4.4101 | 2nd | 1.2901 | 2nd | Tracking
[6 empty] | 22.08% | 4.6561 | 2nd | 1.3081 | 2nd | Tracking
[6 empty] | 24.66% | 4.4842 | 2nd | 1.2679 | 2nd | Tracking
[6 empty] | 24.07% | 4.4901 | 2nd | 1.28 | 2nd | Tracking
[6 empty] | 26.21% | 4.51 | 2nd | 1.3 | 2nd | Tracking
[6 empty] | 19.54% | 4.3633 | 2nd | 1.274 | 2nd | Tracking
[6 empty] | 21.46% | 4.6092 | 2nd | 1.2748 | 2nd | Tracking
[6 empty] | 24.87% | 4.4258 | 2nd | 1.3 | 2nd | Tracking
[6 empty] | 25.33% | 4.4034 | 2nd | 1.3 | 2nd | Tracking
[6 empty] | 23.25% | 4.6756 | 2nd | 1.2794 | 2nd | Tracking
[6 empty] | 21.23% | 4.7097 | 2nd | 1.2828 | 2nd | Tracking
[6 empty] | 22.87% | 4.4136 | 2nd | 1.2581 | 2nd | Tracking
[6 empty] | 21.34% | 4.3793 | 2nd | 1.2579 | 2nd | Tracking
[6 empty] | 23.61% | 4.405 | 2nd | 1.2952 | 2nd | Tracking
[6 empty] | 25.2% | 4.6176 | 2nd | 1.2727 | 2nd | Tracking
[6 empty] | 25.68% | 4.7203 | 2nd | 1.2833 | 2nd | Tracking
[6 empty] | 23.1% | 4.3607 | 2nd | 1.2975 | 2nd | Tracking
[6 empty] | 21.2% | 4.3691 | 2nd | 1.278 | 2nd | Tracking
[6 empty] | 19.9% | 4.4033 | 2nd | 1.3049 | 2nd | Tracking
[6 empty] | 24.67% | 4.6468 | 2nd | 1.2571 | 2nd | Tracking
[6 empty] | 23.6% | 4.464 | 2nd | 1.3 | 2nd | Tracking
[6 empty] | 21.89% | 4.3407 | 2nd | 1.2609 | 2nd | Tracking
[6 empty] | 20.54% | 4.3643 | 2nd | 1.2594 | 2nd | Tracking
[6 empty] | 21.93% | 4.4056 | 2nd | 1.2933 | 2nd | Tracking
[6 empty] | 20.22% | 4.3652 | 2nd | 1.3 | 2nd | Tracking
[6 empty] | 22.34% | 4.578 | 2nd | 1.3 | 2nd | Tracking
[6 empty] | 22.83% | 4.5446 | 2nd | 1.3013 | 2nd | Tracking
[6 empty] | 24.97% | 4.4853 | 2nd | 1.2867 | 2nd | Tracking
[6 empty] | 22.62% | 4.4593 | 2nd | 1.2837 | 2nd | Tracking
[6 empty] | 23.51% | 4.6411 | 2nd | 1.3 | 2nd | Tracking
[6 empty] | 23.29% | 4.3388 | 2nd | 1.3 | 2nd | Tracking
[6 empty] | 22.72% | 4.7041 | 2nd | 1.284 | 2nd | Tracking
[6 empty] | 25.53% | 4.5691 | 2nd | 1.2992 | 2nd | Tracking
[6 empty] | 24.36% | 4.5641 | 2nd | 1.2931 | 2nd | Tracking
[6 empty] | 21.82% | 4.6359 | 2nd | 1.2624 | 2nd | Tracking
[6 empty] | 20.35% | 4.4765 | 2nd | 1.3208 | 3rd | Tracking
[6 empty] | 22.9% | 4.5005 | 2nd | 1.36 | 3rd | Tracking
[6 empty] | 26.3% | 4.7327 | 2nd | 1.334 | 3rd | Tracking
[6 empty] | 24.49% | 4.585 | 2nd | 1.3738 | 3rd | Tracking
[6 empty] | 28.58% | 4.5821 | 2nd | 1.3214 | 3rd | Tracking
[6 empty] | 22.26% | 4.4407 | 2nd | 1.3244 | 3rd | Tracking
[6 empty] | 22.7% | 4.5111 | 2nd | 1.3457 | 3rd | Tracking
[6 empty] | 25.08% | 4.608 | 2nd | 1.3339 | 3rd | Tracking
[6 empty] | 26.54% | 4.6516 | 2nd | 1.3392 | 3rd | Tracking
[6 empty] | 24.49% | 4.4881 | 2nd | 1.3339 | 3rd | Tracking
[6 empty] | 25.25% | 4.4881 | 2nd | 1.3339 | 3rd | Tracking
[6 empty] | 22.72% | 4.3994 | 2nd | 1.336 | 3rd | Tracking
[6 empty] | 25.56% | 4.6864 | 2nd | 1.35 | 3rd | Tracking
[6 empty] | 25.51% | 4.5547 | 2nd | 1.31 | 3rd | Tracking
[6 empty] | 26.66% | 4.6479 | 2nd | 1.3656 | 3rd | Tracking
[6 empty] | 23.68% | 4.721 | 2nd | 1.3581 | 3rd | Tracking
[6 empty] | 22.81% | 4.6849 | 2nd | 1.3533 | 3rd | Tracking
[6 empty] | 27.09% | 4.6827 | 2nd | 1.3392 | 3rd | Tracking
[6 empty] | 25.22% | 4.51 | 2nd | 1.3909 | 3rd | Tracking
[6 empty] | 21.64% | 4.4321 | 2nd | 1.3351 | 3rd | Tracking
[6 empty] | 16.9% | 4.6743 | 2nd | 1.3585 | 3rd | Tracking
[6 empty] | 22.16% | 4.3936 | 2nd | 1.333 | 3rd | Tracking
[6 empty] | 21.38% | 4.3868 | 2nd | 1.3591 | 3rd | Tracking
[6 empty] | 27.67% | 4.7125 | 2nd | 1.37 | 3rd | Tracking
[6 empty] | 22.47% | 4.6799 | 2nd | 1.3275 | 3rd | Tracking
[6 empty] | 19.81% | 4.6653 | 2nd | 1.3721 | 3rd | Tracking
[6 empty] | 21.66% | 4.7071 | 2nd | 1.3674 | 3rd | Tracking
[6 empty] | 20.1% | 4.5373 | 2nd | 1.3193 | 3rd | Tracking
[6 empty] | 22.08% | 4.3326 | 2nd | 1.3333 | 3rd | Tracking
[6 empty] | 22.08% | 4.6753 | 2nd | 1.32 | 3rd | Tracking
[6 empty] | 22.8% | 4.4232 | 2nd | 1.345 | 3rd | Tracking
[6 empty] | 24.93% | 4.341 | 2nd | 1.3333 | 3rd | Tracking
[6 empty] | 23.61% | 4.3511 | 2nd | 1.3333 | 3rd | Tracking
[6 empty] | 17.92% | 4.5643 | 2nd | 1.3195 | 3rd | Tracking
[6 empty] | 20.88% | 4.3265 | 2nd | 1.3841 | 3rd | Tracking
[6 empty] | 20.44% | 4.5626 | 2nd | 1.34 | 3rd | Tracking
[6 empty] | 26.08% | 4.721 | 2nd | 1.3825 | 3rd | Tracking
[6 empty] | 23.61% | 4.588 | 2nd | 1.3415 | 3rd | Tracking
[6 empty] | 27.96% | 4.6816 | 2nd | 1.3875 | 3rd | Tracking
[6 empty] | 25.65% | 4.5124 | 2nd | 1.3247 | 3rd | Tracking
[6 empty] | 21.62% | 4.6153 | 2nd | 1.3592 | 3rd | Tracking
[6 empty] | 24.23% | 4.6396 | 2nd | 1.3545 | 3rd | Tracking
[6 empty] | 19.78% | 4.4098 | 2nd | 1.3333 | 3rd | Tracking
[6 empty] | 25.97% | 4.435 | 2nd | 1.336 | 3rd | Tracking
[6 empty] | 21.23% | 4.6464 | 2nd | 1.3592 | 3rd | Tracking
[6 empty] | 21.37% | 4.4021 | 2nd | 1.3615 | 3rd | Tracking
[6 empty] | 19.69% | 4.3372 | 2nd | 1.314 | 3rd | Tracking
[6 empty] | 23.67% | 4.3798 | 2nd | 1.39 | 3rd | Tracking
[6 empty] | 21.57% | 4.5754 | 2nd | 1.3098 | 3rd | Tracking
[6 empty] | 24.41% | 4.6464 | 2nd | 1.3333 | 3rd | Tracking
[6 empty] | 20.88% | 4.6411 | 2nd | 1.3533 | 3rd | Tracking
[6 empty] | 27.45% | 4.7203 | 2nd | 1.31 | 3rd | Tracking
[6 empty] | 25.9% | 4.3338 | 2nd | 1.3525 | 3rd | Tracking
[6 empty] | 24.13% | 4.3886 | 2nd | 1.3333 | 3rd | Tracking
[6 empty] | 26.44% | 4.3532 | 2nd | 1.3667 | 3rd | Tracking
[6 empty] | 25.18% | 4.4397 | 2nd | 1.3182 | 3rd | Tracking
[6 empty] | 20.46% | 4.3491 | 2nd | 1.3867 | 3rd | Tracking
[6 empty] | 19.39% | 4.3586 | 2nd | 1.325 | 3rd | Tracking
[6 empty] | 23.4% | 4.3227 | 2nd | 1.325 | 3rd | Tracking
[6 empty] | 22.49% | 4.6021 | 2nd | 1.3538 | 3rd | Tracking
[6 empty] | 20.77% | 4.4319 | 2nd | 1.4051 | 4th | Tracking
[6 empty] | 24.69% | 4.4321 | 2nd | 1.4062 | 4th | Tracking
[6 empty] | 21.44% | 4.4058 | 2nd | 1.4336 | 4th | Tracking
[6 empty] | 23.29% | 4.4491 | 2nd | 1.4045 | 4th | Tracking
[6 empty] | 21.15% | 4.3902 | 2nd | 1.4 | 4th | Tracking
[6 empty] | 26.01% | 4.5654 | 2nd | 1.4206 | 4th | Tracking
[6 empty] | 24.29% | 4.4725 | 2nd | 1.461 | 4th | Tracking
[6 empty] | 22.79% | 4.683 | 2nd | 1.45 | 4th | Tracking
[6 empty] | 24.46% | 4.585 | 2nd | 1.3944 | 4th | Tracking
[6 empty] | 22.39% | 4.3984 | 2nd | 1.4854 | 4th | Tracking
[6 empty] | 22.61% | 4.6064 | 2nd | 1.45 | 4th | Tracking
[6 empty] | 22.37% | 4.6278 | 2nd | 1.4231 | 4th | Tracking
[6 empty] | 23.9% | 4.6278 | 2nd | 1.4231 | 4th | Tracking
[6 empty] | 24.75% | 4.5005 | 2nd | 1.4204 | 4th | Tracking
[6 empty] | 24.39% | 4.51 | 2nd | 1.404 | 4th | Tracking
[6 empty] | 23.13% | 4.5745 | 2nd | 1.4003 | 4th | Tracking
[6 empty] | 20.65% | 4.3991 | 2nd | 1.4033 | 4th | Tracking
[6 empty] | 21.97% | 4.4363 | 2nd | 1.3933 | 4th | Tracking
[6 empty] | 22.61% | 4.351 | 2nd | 1.4145 | 4th | Tracking
[6 empty] | 24.9% | 4.5643 | 2nd | 1.451 | 4th | Tracking
[6 empty] | 22.2% | 4.6632 | 2nd | 1.4574 | 4th | Tracking
[6 empty] | 23.41% | 4.6368 | 2nd | 1.406 | 4th | Tracking
[6 empty] | 23.32% | 4.6927 | 2nd | 1.4277 | 4th | Tracking
[6 empty] | 23.32% | 4.6927 | 2nd | 1.4277 | 4th | Tracking
[6 empty] | 29.28% | 4.7318 | 2nd | 1.4 | 4th | Tracking
[6 empty] | 22.95% | 4.6261 | 2nd | 1.3995 | 4th | Tracking
[6 empty] | 22.27% | 4.6632 | 2nd | 1.4045 | 4th | Tracking
[6 empty] | 23.61% | 4.5643 | 2nd | 1.3989 | 4th | Tracking
[6 empty] | 23.47% | 4.5643 | 2nd | 1.3989 | 4th | Tracking
[6 empty] | 23.3% | 4.657 | 2nd | 1.3958 | 4th | Tracking
[6 empty] | 22.49% | 4.639 | 2nd | 1.4277 | 4th | Tracking
[6 empty] | 21.91% | 4.5892 | 2nd | 1.4505 | 4th | Tracking
[6 empty] | 21.41% | 4.6293 | 2nd | 1.4202 | 4th | Tracking
[6 empty] | 24.86% | 4.7318 | 2nd | 1.3954 | 4th | Tracking
[6 empty] | 26.93% | 4.6534 | 2nd | 1.49 | 4th | Tracking
[6 empty] | 20.25% | 4.661 | 2nd | 1.3922 | 4th | Tracking
[6 empty] | 25.87% | 4.5761 | 2nd | 1.4499 | 4th | Tracking
[6 empty] | 20.46% | 4.5603 | 2nd | 1.4256 | 4th | Tracking
[6 empty] | 22.84% | 4.3991 | 2nd | 1.4083 | 4th | Tracking
[6 empty] | 16.96% | 4.6411 | 2nd | 1.4259 | 4th | Tracking
[6 empty] | 17.82% | 4.6456 | 2nd | 1.4256 | 4th | Tracking
[6 empty] | 17.78% | 4.625 | 2nd | 1.4263 | 4th | Tracking
[6 empty] | 22.43% | 4.6424 | 2nd | 1.42 | 4th | Tracking
[6 empty] | 25.01% | 4.6338 | 2nd | 1.3958 | 4th | Tracking
[6 empty] | 18.37% | 4.5892 | 2nd | 1.3997 | 4th | Tracking
[6 empty] | 19.98% | 4.6338 | 2nd | 1.4 | 4th | Tracking
[6 empty] | 19.5% | 4.6095 | 2nd | 1.4615 | 4th | Tracking
[6 empty] | 22.19% | 4.3265 | 2nd | 1.481 | 4th | Tracking
[6 empty] | 27.11% | 4.7218 | 2nd | 1.4189 | 4th | Tracking
[6 empty] | 26.92% | 4.6159 | 2nd | 1.4286 | 4th | Tracking
[6 empty] | 24.86% | 4.6267 | 2nd | 1.4333 | 4th | Tracking
[6 empty] | 21.44% | 4.4802 | 2nd | 1.5667 | 4th | Tracking
[6 empty] | 24.21% | 4.3798 | 2nd | 1.5625 | 4th | Tracking
[6 empty] | 23.56% | 4.7326 | 2nd | 1.4167 | 4th | Tracking
[6 empty] | 24.96% | 4.6517 | 2nd | 1.42 | 4th | Tracking
[6 empty] | 22.97% | 4.5291 | 2nd | 1.4455 | 4th | Tracking
[6 empty] | 23.89% | 4.4289 | 2nd | 1.452 | 4th | Tracking
[6 empty] | 22.77% | 4.4984 | 2nd | 1.5065 | 4th | Tracking
[6 empty] | 22.29% | 4.636 | 2nd | 1.4152 | 4th | Tracking
[6 empty] | 18.25% | 4.3691 | 2nd | 1.4446 | 4th | Tracking
[6 empty] | 20.12% | 4.521 | 2nd | 1.4912 | 4th | Tracking
[6 empty] | 24.51% | 4.5383 | 2nd | 1.58 | 4th | Tracking
[6 empty] | 17.82% | 4.3607 | 2nd | 1.4028 | 4th | Tracking
[6 empty] | 22.49% | 4.4007 | 2nd | 1.4894 | 4th | Tracking
[6 empty] | 21.53% | 4.6276 | 2nd | 1.65 | 4th | Tracking
[6 empty] | 25.74% | 4.5753 | 2nd | 1.4 | 4th | Tracking
[6 empty] | 26.77% | 4.5844 | 2nd | 1.5455 | 4th | Tracking
[6 empty] | 23.61% | 4.6141 | 2nd | 1.44 | 4th | Tracking
[6 empty] | 26.03% | 4.6526 | 2nd | 1.4714 | 4th | Tracking
[6 empty] | 27.86% | 4.6537 | 2nd | 1.5051 | 4th | Tracking
[6 empty] | 26.97% | 4.575 | 2nd | 1.53 | 4th | Tracking
[6 empty] | 27.56% | 4.6203 | 2nd | 1.49 | 4th | Tracking
[6 empty] | 28.38% | 4.6537 | 2nd | 1.5137 | 4th | Tracking
[6 empty] | 27.14% | 4.5844 | 2nd | 1.5345 | 4th | Tracking
[6 empty] | 25.25% | 4.3938 | 2nd | 1.4 | 4th | Tracking
[6 empty] | 20.94% | 4.4256 | 2nd | 1.3963 | 4th | Tracking
[6 empty] | 23.92% | 4.5939 | 2nd | 1.4099 | 4th | Tracking
[6 empty] | 22.24% | 4.589 | 2nd | 1.4092 | 4th | Tracking
[6 empty] | 26.33% | 4.575 | 2nd | 1.53 | 4th | Tracking
[6 empty] | 25.81% | 4.6203 | 2nd | 1.51 | 4th | Tracking
[6 empty] | 26.56% | 4.5948 | 2nd | 1.4387 | 4th | Tracking
[6 empty] | 24.02% | 4.3292 | 2nd | 1.4125 | 4th | Tracking
[6 empty] | 25.72% | 4.4415 | 2nd | 1.4 | 4th | Tracking
[6 empty] | 27.35% | 4.6807 | 2nd | 1.4412 | 4th | Tracking
[6 empty] | 30.14% | 4.3703 | 2nd | 1.8825 | 4th | Tracking
[6 empty] | 26.67% | 4.677 | 2nd | 1.4 | 4th | Tracking
[6 empty] | 27.02% | 4.727 | 2nd | 1.48 | 4th | Tracking
[6 empty] | 25.37% | 4.4023 | 2nd | 1.465 | 4th | Tracking
[6 empty] | 22.04% | 4.4955 | 2nd | 1.3978 | 4th | Tracking
[6 empty] | 25.17% | 4.727 | 2nd | 1.4283 | 4th | Tracking
[6 empty] | 23.82% | 4.7166 | 2nd | 1.4429 | 4th | Tracking
[6 empty] | 25.15% | 4.56 | 2nd | 1.4898 | 4th | Tracking
[6 empty] | 26.54% | 4.6318 | 2nd | 1.4341 | 4th | Tracking
[6 empty] | 21.04% | 5.2687 | 3rd | 1.2018 | 1st | Fixed Tilt
[6 empty] | 19.1% | 5.0193 | 3rd | 1.1 | 1st | Fixed Tilt
[6 empty] | 18.39% | 4.7898 | 3rd | 1.1942 | 1st | Fixed Tilt
[6 empty] | 17.37% | 4.7382 | 3rd | 1.1905 | 1st | Fixed Tilt
[6 empty] | 23.51% | 5.3615 | 3rd | 1.201 | 1st | Fixed Tilt
[6 empty] | 20.7% | 5.2964 | 3rd | 1.232 | 1st | Fixed Tilt
[6 empty] | 19.42% | 5.3628 | 3rd | 1.1733 | 1st | Fixed Tilt
[6 empty] | 20.25% | 5.3628 | 3rd | 1.232 | 1st | Fixed Tilt
[6 empty] | 20.59% | 5.0826 | 3rd | 1.2168 | 1st | Fixed Tilt
[6 empty] | 21.43% | 5.3114 | 3rd | 1.1634 | 1st | Fixed Tilt
[6 empty] | 19.64% | 4.7876 | 3rd | 1.1881 | 1st | Fixed Tilt
[6 empty] | 15.15% | 5.2884 | 3rd | 1.2398 | 1st | Fixed Tilt
[6 empty] | 21.13% | 5.2311 | 3rd | 1.1201 | 1st | Fixed Tilt
[6 empty] | 22.12% | 5.352 | 3rd | 1.2817 | 2nd | Fixed Tilt
[6 empty] | 22.09% | 5.352 | 3rd | 1.282 | 2nd | Fixed Tilt
[6 empty] | 22.36% | 5.352 | 3rd | 1.2821 | 2nd | Fixed Tilt
[6 empty] | 20.97% | 5.3221 | 3rd | 1.291 | 2nd | Fixed Tilt
[6 empty] | 23.51% | 5.3471 | 3rd | 1.2905 | 2nd | Fixed Tilt
[6 empty] | 23.62% | 5.3794 | 3rd | 1.29 | 2nd | Fixed Tilt
[6 empty] | 20.13% | 4.7726 | 3rd | 1.2655 | 2nd | Fixed Tilt
[6 empty] | 19.13% | 4.7918 | 3rd | 1.2999 | 2nd | Fixed Tilt
[6 empty] | 19.24% | 5.0669 | 3rd | 1.3077 | 2nd | Fixed Tilt
[6 empty] | 19.89% | 4.9708 | 3rd | 1.281 | 2nd | Fixed Tilt
[6 empty] | 24.1% | 4.9181 | 3rd | 1.298 | 2nd | Fixed Tilt
[6 empty] | 21.39% | 4.7407 | 3rd | 1.2783 | 2nd | Fixed Tilt
[6 empty] | 22.86% | 4.9899 | 3rd | 1.298 | 2nd | Fixed Tilt
[6 empty] | 21.29% | 4.9623 | 3rd | 1.298 | 2nd | Fixed Tilt
[6 empty] | 22.26% | 5.3794 | 3rd | 1.34 | 3rd | Fixed Tilt
[6 empty] | 21.43% | 5.3794 | 3rd | 1.385 | 3rd | Fixed Tilt
[6 empty] | 21.8% | 4.8293 | 3rd | 1.3425 | 3rd | Fixed Tilt
[6 empty] | 21.19% | 4.7713 | 3rd | 1.3833 | 3rd | Fixed Tilt
[6 empty] | 19.97% | 5.0391 | 3rd | 1.3233 | 3rd | Fixed Tilt
[6 empty] | 19.98% | 5.2127 | 3rd | 1.3247 | 3rd | Fixed Tilt
[6 empty] | 16.5% | 4.7836 | 3rd | 1.3233 | 3rd | Fixed Tilt
[6 empty] | 11.47% | 5.2687 | 3rd | 1.355 | 3rd | Fixed Tilt
[6 empty] | 22.09% | 4.7578 | 3rd | 1.3374 | 3rd | Fixed Tilt
[6 empty] | 20.81% | 4.9538 | 3rd | 1.3289 | 3rd | Fixed Tilt
[6 empty] | 20.27% | 4.8625 | 3rd | 1.3758 | 3rd | Fixed Tilt
[6 empty] | 19.92% | 4.7477 | 3rd | 1.3208 | 3rd | Fixed Tilt
[6 empty] | 18.94% | 4.7658 | 3rd | 1.3095 | 3rd | Fixed Tilt
[6 empty] | 13.83% | 5.0638 | 3rd | 1.33 | 3rd | Fixed Tilt
[6 empty] | 23.39% | 4.9519 | 3rd | 1.3131 | 3rd | Fixed Tilt
[6 empty] | 22.47% | 5.0041 | 3rd | 1.3906 | 3rd | Fixed Tilt
[6 empty] | 22.32% | 5.0304 | 3rd | 1.3906 | 3rd | Fixed Tilt
[6 empty] | 20.42% | 4.7383 | 3rd | 1.4121 | 4th | Fixed Tilt
[6 empty] | 24.26% | 5.0537 | 3rd | 1.651 | 4th | Fixed Tilt
[6 empty] | 22.33% | 5.0142 | 3rd | 1.651 | 4th | Fixed Tilt
[6 empty] | 24.34% | 5.0438 | 3rd | 1.651 | 4th | Fixed Tilt
[6 empty] | 21.73% | 4.7658 | 3rd | 1.4 | 4th | Fixed Tilt
[6 empty] | 22.18% | 4.7436 | 3rd | 1.6136 | 4th | Fixed Tilt
[6 empty] | 23.91% | 4.9181 | 3rd | 1.52 | 4th | Fixed Tilt
[6 empty] | 22.63% | 4.7994 | 3rd | 1.52 | 4th | Fixed Tilt
[6 empty] | 22.13% | 4.7659 | 3rd | 1.52 | 4th | Fixed Tilt
[6 empty] | 23.98% | 5.0488 | 3rd | 1.52 | 4th | Fixed Tilt
[6 empty] | 23.54% | 4.9181 | 3rd | 1.52 | 4th | Fixed Tilt
[6 empty] | 24.09% | 5.0544 | 3rd | 1.52 | 4th | Fixed Tilt
[6 empty] | 24.64% | 4.9434 | 3rd | 1.52 | 4th | Fixed Tilt
[6 empty] | 23.4% | 4.9358 | 3rd | 1.52 | 4th | Fixed Tilt
[6 empty] | 22.47% | 4.7771 | 3rd | 1.52 | 4th | Fixed Tilt
[6 empty] | 22.44% | 4.9811 | 3rd | 1.52 | 4th | Fixed Tilt
[6 empty] | 21.31% | 4.8071 | 3rd | 1.52 | 4th | Fixed Tilt
[6 empty] | 22.96% | 4.9338 | 3rd | 1.52 | 4th | Fixed Tilt
[6 empty] | 23.22% | 4.9453 | 3rd | 1.4501 | 4th | Fixed Tilt
[6 empty] | 25.05% | 4.9623 | 3rd | 1.5 | 4th | Fixed Tilt
[6 empty] | 24.82% | 5.0594 | 3rd | 1.5396 | 4th | Fixed Tilt
[6 empty] | 25.08% | 5.0537 | 3rd | 1.5396 | 4th | Fixed Tilt
[6 empty] | 23.45% | 5.0518 | 3rd | 1.4497 | 4th | Fixed Tilt
[6 empty] | 24.31% | 4.9181 | 3rd | 1.5195 | 4th | Fixed Tilt
[6 empty] | 24.71% | 4.9453 | 3rd | 1.5195 | 4th | Fixed Tilt
[6 empty] | 18.47% | 4.9941 | 3rd | 1.6916 | 4th | Fixed Tilt
[6 empty] | 23.73% | 4.9358 | 3rd | 1.4 | 4th | Fixed Tilt
[6 empty] | 24.52% | 5.0673 | 3rd | 1.4 | 4th | Fixed Tilt
[6 empty] | 23.97% | 4.9131 | 3rd | 1.4 | 4th | Fixed Tilt
[6 empty] | 21.17% | 5.0438 | 3rd | 1.104 | 1st | Tracking
[6 empty] | 27.71% | 5.3455 | 3rd | 1.1546 | 1st | Tracking
[6 empty] | 20.73% | 5.3435 | 3rd | 1.2233 | 1st | Tracking
[6 empty] | 28.02% | 5.3721 | 3rd | 1.0711 | 1st | Tracking
[6 empty] | 25.04% | 4.8237 | 3rd | 1.1623 | 1st | Tracking
[6 empty] | 19.14% | 4.8871 | 3rd | 1.0755 | 1st | Tracking
[6 empty] | 18.68% | 4.7976 | 3rd | 1.1604 | 1st | Tracking
[6 empty] | 18.67% | 4.792 | 3rd | 1.1683 | 1st | Tracking
[6 empty] | 27.62% | 5.1402 | 3rd | 1.2093 | 1st | Tracking
[6 empty] | 18.51% | 4.792 | 3rd | 1.1683 | 1st | Tracking
[6 empty] | 22.13% | 5.0733 | 3rd | 1.2245 | 1st | Tracking
[6 empty] | 21.61% | 4.792 | 3rd | 1.2152 | 1st | Tracking
[6 empty] | 26.52% | 5.284 | 3rd | 1.168 | 1st | Tracking
[6 empty] | 21.69% | 4.9139 | 3rd | 1.2146 | 1st | Tracking
[6 empty] | 24.53% | 5.3686 | 3rd | 1.2477 | 1st | Tracking
[6 empty] | 25.49% | 5.2915 | 3rd | 1.2417 | 1st | Tracking
[6 empty] | 22.9% | 4.7655 | 3rd | 1.2268 | 1st | Tracking
[6 empty] | 24.73% | 4.8884 | 3rd | 1.2421 | 1st | Tracking
[6 empty] | 26.9% | 5.1089 | 3rd | 1.1786 | 1st | Tracking
[6 empty] | 24.45% | 5.3631 | 3rd | 1.1751 | 1st | Tracking
[6 empty] | 20.99% | 5.2612 | 3rd | 1.0967 | 1st | Tracking
[6 empty] | 25.4% | 5.3722 | 3rd | 1.25 | 1st | Tracking
[6 empty] | 27.58% | 5.2236 | 3rd | 1.1865 | 1st | Tracking
[6 empty] | 25.23% | 5.0045 | 3rd | 1.25 | 1st | Tracking
[6 empty] | 27.97% | 5.248 | 3rd | 1.2401 | 1st | Tracking
[6 empty] | 27.31% | 5.3774 | 3rd | 1.248 | 1st | Tracking
[6 empty] | 26.19% | 5.3455 | 3rd | 1.2308 | 1st | Tracking
[6 empty] | 21.99% | 5.0638 | 3rd | 1.1489 | 1st | Tracking
[6 empty] | 22.25% | 5.3631 | 3rd | 1.1978 | 1st | Tracking
[6 empty] | 30.34% | 5.2915 | 3rd | 1.1204 | 1st | Tracking
[6 empty] | 19.96% | 5.0433 | 3rd | 1.1631 | 1st | Tracking
[6 empty] | 22.55% | 4.8902 | 3rd | 1.2381 | 1st | Tracking
[6 empty] | 29.84% | 4.9018 | 3rd | 1.2168 | 1st | Tracking
[6 empty] | 21.22% | 4.7381 | 3rd | 1.0563 | 1st | Tracking
[6 empty] | 20.29% | 5.0073 | 3rd | 1.1815 | 1st | Tracking
[6 empty] | 19.3% | 5.0131 | 3rd | 1.112 | 1st | Tracking
[6 empty] | 20.98% | 4.9986 | 3rd | 1.1686 | 1st | Tracking
[6 empty] | 20.78% | 4.9989 | 3rd | 1.1694 | 1st | Tracking
[6 empty] | 21.82% | 5.0125 | 3rd | 1.1705 | 1st | Tracking
[6 empty] | 18.86% | 4.9398 | 3rd | 1.1842 | 1st | Tracking
[6 empty] | 21% | 4.9941 | 3rd | 1.2077 | 1st | Tracking
[6 empty] | 20.91% | 4.9989 | 3rd | 1.1782 | 1st | Tracking
[6 empty] | 19.67% | 5.0073 | 3rd | 1.1799 | 1st | Tracking
[6 empty] | 19.92% | 4.9056 | 3rd | 1.2067 | 1st | Tracking
[6 empty] | 21.7% | 4.7827 | 3rd | 1.2143 | 1st | Tracking
[6 empty] | 24.61% | 4.9866 | 3rd | 1.1962 | 1st | Tracking
[6 empty] | 19.61% | 4.754 | 3rd | 1.1798 | 1st | Tracking
[6 empty] | 15.47% | 5.0394 | 3rd | 1.2247 | 1st | Tracking
[6 empty] | 18.17% | 5.0823 | 3rd | 1.1799 | 1st | Tracking
[6 empty] | 24.08% | 5.0438 | 3rd | 1.1114 | 1st | Tracking
[6 empty] | 22.15% | 5.2311 | 3rd | 1.1 | 1st | Tracking
[6 empty] | 26.27% | 5.036 | 3rd | 1.2048 | 1st | Tracking
[6 empty] | 19.66% | 5.0293 | 3rd | 1.18 | 1st | Tracking
[6 empty] | 27.69% | 5.3508 | 3rd | 1.1333 | 1st | Tracking
[6 empty] | 26.88% | 5.1341 | 3rd | 1.25 | 1st | Tracking
[6 empty] | 22.28% | 5.0192 | 3rd | 1.2105 | 1st | Tracking
[6 empty] | 18.8% | 5.0131 | 3rd | 1.149 | 1st | Tracking
[6 empty] | 18.96% | 5.0192 | 3rd | 1.1441 | 1st | Tracking
[6 empty] | 20.25% | 4.9805 | 3rd | 1.1866 | 1st | Tracking
[6 empty] | 21.62% | 4.7488 | 3rd | 1.2255 | 1st | Tracking
[6 empty] | 20.11% | 4.7528 | 3rd | 1.0752 | 1st | Tracking
[6 empty] | 30.26% | 5.3748 | 3rd | 1.25 | 1st | Tracking
[6 empty] | 22.77% | 4.9805 | 3rd | 1.18 | 1st | Tracking
[6 empty] | 23.33% | 5.0823 | 3rd | 1.2145 | 1st | Tracking
[6 empty] | 21.31% | 5.2442 | 3rd | 1.0741 | 1st | Tracking
[6 empty] | 20.11% | 5.0733 | 3rd | 1.2846 | 2nd | Tracking
[6 empty] | 24.72% | 4.7332 | 3rd | 1.2917 | 2nd | Tracking
[6 empty] | 23.13% | 5.3007 | 3rd | 1.275 | 2nd | Tracking
[6 empty] | 27.43% | 5.2915 | 3rd | 1.3 | 2nd | Tracking
[6 empty] | 26.93% | 5.3794 | 3rd | 1.2833 | 2nd | Tracking
[6 empty] | 24.26% | 5.3686 | 3rd | 1.2519 | 2nd | Tracking
[6 empty] | 29% | 5.336 | 3rd | 1.3 | 2nd | Tracking
[6 empty] | 26.95% | 5.3183 | 3rd | 1.2539 | 2nd | Tracking
[6 empty] | 27.43% | 5.3067 | 3rd | 1.3089 | 2nd | Tracking
[6 empty] | 26.56% | 5.3686 | 3rd | 1.2507 | 2nd | Tracking
[6 empty] | 28.34% | 5.2072 | 3rd | 1.2902 | 2nd | Tracking
[6 empty] | 27.92% | 5.2043 | 3rd | 1.291 | 2nd | Tracking
[6 empty] | 25.75% | 5.336 | 3rd | 1.3 | 2nd | Tracking
[6 empty] | 26.31% | 5.336 | 3rd | 1.3 | 2nd | Tracking
[6 empty] | 19.11% | 4.9721 | 3rd | 1.2815 | 2nd | Tracking
[6 empty] | 28.95% | 5.3774 | 3rd | 1.2995 | 2nd | Tracking
[6 empty] | 25.84% | 5.1341 | 3rd | 1.3 | 2nd | Tracking
[6 empty] | 27.15% | 5.3221 | 3rd | 1.3 | 2nd | Tracking
[6 empty] | 24.63% | 5.0824 | 3rd | 1.2538 | 2nd | Tracking
[6 empty] | 25.89% | 5.3029 | 3rd | 1.2552 | 2nd | Tracking
[6 empty] | 29.93% | 5.2295 | 3rd | 1.263 | 2nd | Tracking
[6 empty] | 29.38% | 5.248 | 3rd | 1.2663 | 2nd | Tracking
[6 empty] | 21.04% | 5.1272 | 3rd | 1.305 | 2nd | Tracking
[6 empty] | 28.08% | 5.336 | 3rd | 1.309 | 2nd | Tracking
[6 empty] | 17.81% | 5.3296 | 3rd | 1.2862 | 2nd | Tracking
[6 empty] | 28.18% | 5.1507 | 3rd | 1.2633 | 2nd | Tracking
[6 empty] | 26.65% | 5.0045 | 3rd | 1.254 | 2nd | Tracking
[6 empty] | 27.54% | 5.3686 | 3rd | 1.3 | 2nd | Tracking
[6 empty] | 25.76% | 4.7337 | 3rd | 1.3068 | 2nd | Tracking
[6 empty] | 20.68% | 5.2964 | 3rd | 1.2662 | 2nd | Tracking
[6 empty] | 24.82% | 4.8457 | 3rd | 1.2501 | 2nd | Tracking
[6 empty] | 18.44% | 4.8308 | 3rd | 1.2727 | 2nd | Tracking
[6 empty] | 27.05% | 5.0045 | 3rd | 1.29 | 2nd | Tracking
[6 empty] | 27.54% | 4.7715 | 3rd | 1.2875 | 2nd | Tracking
[6 empty] | 16.42% | 4.8016 | 3rd | 1.2797 | 2nd | Tracking
[6 empty] | 23.96% | 4.7809 | 3rd | 1.3069 | 2nd | Tracking
[6 empty] | 25.68% | 5.1016 | 3rd | 1.272 | 2nd | Tracking
[6 empty] | 20.26% | 5.284 | 3rd | 1.306 | 2nd | Tracking
[6 empty] | 28.15% | 5.306 | 3rd | 1.3 | 2nd | Tracking
[6 empty] | 23.3% | 5.0544 | 3rd | 1.2698 | 2nd | Tracking
[6 empty] | 21.38% | 4.7768 | 3rd | 1.2953 | 2nd | Tracking
[6 empty] | 31.11% | 5.0129 | 3rd | 1.297 | 2nd | Tracking
[6 empty] | 30.21% | 5.2347 | 3rd | 1.2909 | 2nd | Tracking
[6 empty] | 26.62% | 5.3592 | 3rd | 1.2756 | 2nd | Tracking
[6 empty] | 22.37% | 4.7459 | 3rd | 1.2591 | 2nd | Tracking
[6 empty] | 22.91% | 4.8017 | 3rd | 1.2591 | 2nd | Tracking
[6 empty] | 23.46% | 4.7726 | 3rd | 1.2591 | 2nd | Tracking
[6 empty] | 22.8% | 4.7623 | 3rd | 1.2591 | 2nd | Tracking
[6 empty] | 29.9% | 5.2828 | 3rd | 1.28 | 2nd | Tracking
[6 empty] | 30.17% | 5.2828 | 3rd | 1.2636 | 2nd | Tracking
[6 empty] | 23.24% | 4.7908 | 3rd | 1.2821 | 2nd | Tracking
[6 empty] | 27.88% | 5.2773 | 3rd | 1.3043 | 2nd | Tracking
[6 empty] | 27.68% | 5.3183 | 3rd | 1.301 | 2nd | Tracking
[6 empty] | 28.98% | 5.1056 | 3rd | 1.2622 | 2nd | Tracking
[6 empty] | 30.1% | 5.2053 | 3rd | 1.3 | 2nd | Tracking
[6 empty] | 22.55% | 5.1919 | 3rd | 1.2625 | 2nd | Tracking
[6 empty] | 26.33% | 5.1508 | 3rd | 1.3 | 2nd | Tracking
[6 empty] | 20.69% | 5.0187 | 3rd | 1.267 | 2nd | Tracking
[6 empty] | 29.03% | 5.024 | 3rd | 1.3 | 2nd | Tracking
[6 empty] | 28.15% | 4.9429 | 3rd | 1.3 | 2nd | Tracking
[6 empty] | 25.57% | 5.0126 | 3rd | 1.2604 | 2nd | Tracking
[6 empty] | 26.02% | 5.336 | 3rd | 1.2993 | 2nd | Tracking
[6 empty] | 24.23% | 4.7758 | 3rd | 1.2841 | 2nd | Tracking
[6 empty] | 23.81% | 4.9846 | 3rd | 1.2821 | 2nd | Tracking
[6 empty] | 27.64% | 5.3494 | 3rd | 1.3429 | 3rd | Tracking
[6 empty] | 26.45% | 5.3093 | 3rd | 1.3265 | 3rd | Tracking
[6 empty] | 27.23% | 5.3114 | 3rd | 1.325 | 3rd | Tracking
[6 empty] | 28.51% | 5.3183 | 3rd | 1.35 | 3rd | Tracking
[6 empty] | 28.53% | 5.2358 | 3rd | 1.3348 | 3rd | Tracking
[6 empty] | 28.64% | 5.3114 | 3rd | 1.3397 | 3rd | Tracking
[6 empty] | 29.33% | 5.2436 | 3rd | 1.3094 | 3rd | Tracking
[6 empty] | 31.01% | 5.3722 | 3rd | 1.3438 | 3rd | Tracking
[6 empty] | 27.47% | 5.3183 | 3rd | 1.39 | 3rd | Tracking
[6 empty] | 28.65% | 5.3587 | 3rd | 1.3707 | 3rd | Tracking
[6 empty] | 25.91% | 5.3587 | 3rd | 1.344 | 3rd | Tracking
[6 empty] | 28.59% | 5.2915 | 3rd | 1.378 | 3rd | Tracking
[6 empty] | 27.95% | 5.3259 | 3rd | 1.3191 | 3rd | Tracking
[6 empty] | 28.29% | 5.3259 | 3rd | 1.3191 | 3rd | Tracking
[6 empty] | 27.71% | 5.3259 | 3rd | 1.316 | 3rd | Tracking
[6 empty] | 29.52% | 5.1643 | 3rd | 1.3135 | 3rd | Tracking
[6 empty] | 29.79% | 5.2347 | 3rd | 1.3135 | 3rd | Tracking
[6 empty] | 29.5% | 5.2151 | 3rd | 1.316 | 3rd | Tracking
[6 empty] | 28.96% | 5.3634 | 3rd | 1.3401 | 3rd | Tracking
[6 empty] | 25.08% | 4.7772 | 3rd | 1.357 | 3rd | Tracking
[6 empty] | 27.2% | 5.2078 | 3rd | 1.34 | 3rd | Tracking
[6 empty] | 29% | 5.3557 | 3rd | 1.3485 | 3rd | Tracking
[6 empty] | 23.34% | 5.284 | 3rd | 1.34 | 3rd | Tracking
[6 empty] | 26.57% | 5.2544 | 3rd | 1.3841 | 3rd | Tracking
[6 empty] | 17.22% | 5.352 | 3rd | 1.3505 | 3rd | Tracking
[6 empty] | 28.08% | 5.336 | 3rd | 1.3095 | 3rd | Tracking
[6 empty] | 28.06% | 5.336 | 3rd | 1.3095 | 3rd | Tracking
[6 empty] | 27.89% | 5.336 | 3rd | 1.3095 | 3rd | Tracking
[6 empty] | 29.58% | 5.2485 | 3rd | 1.3468 | 3rd | Tracking
[6 empty] | 26.4% | 5.0012 | 3rd | 1.39 | 3rd | Tracking
[6 empty] | 25.57% | 5.3183 | 3rd | 1.3461 | 3rd | Tracking
[6 empty] | 29.07% | 5.3628 | 3rd | 1.35 | 3rd | Tracking
[6 empty] | 27.61% | 4.7639 | 3rd | 1.32 | 3rd | Tracking
[6 empty] | 26.31% | 4.8135 | 3rd | 1.3625 | 3rd | Tracking
[6 empty] | 23.53% | 5.0474 | 3rd | 1.3592 | 3rd | Tracking
[6 empty] | 19.11% | 4.7425 | 3rd | 1.3191 | 3rd | Tracking
[6 empty] | 23.83% | 4.898 | 3rd | 1.352 | 3rd | Tracking
[6 empty] | 24.27% | 5.1245 | 3rd | 1.3699 | 3rd | Tracking
[6 empty] | 27.42% | 4.8457 | 3rd | 1.375 | 3rd | Tracking
[6 empty] | 23.49% | 5.1987 | 3rd | 1.33 | 3rd | Tracking
[6 empty] | 24.14% | 5.0769 | 3rd | 1.3621 | 3rd | Tracking
[6 empty] | 24.13% | 4.7441 | 3rd | 1.3629 | 3rd | Tracking
[6 empty] | 28.57% | 5.284 | 3rd | 1.375 | 3rd | Tracking
[6 empty] | 24.11% | 5.2718 | 3rd | 1.378 | 3rd | Tracking
[6 empty] | 28.57% | 5.0012 | 3rd | 1.3583 | 3rd | Tracking
[6 empty] | 25.79% | 4.7535 | 3rd | 1.3545 | 3rd | Tracking
[6 empty] | 24.97% | 5.0515 | 3rd | 1.375 | 3rd | Tracking
[6 empty] | 28.74% | 4.7487 | 3rd | 1.3375 | 3rd | Tracking
[6 empty] | 24.42% | 4.7726 | 3rd | 1.3391 | 3rd | Tracking
[6 empty] | 22.64% | 4.7629 | 3rd | 1.3458 | 3rd | Tracking
[6 empty] | 23.89% | 4.7426 | 3rd | 1.3124 | 3rd | Tracking
[6 empty] | 24% | 4.7663 | 3rd | 1.3749 | 3rd | Tracking
[6 empty] | 30.49% | 5.326 | 3rd | 1.3104 | 3rd | Tracking
[6 empty] | 23.18% | 4.9966 | 3rd | 1.3691 | 3rd | Tracking
[6 empty] | 25.4% | 5.0173 | 3rd | 1.3311 | 3rd | Tracking
[6 empty] | 26.4% | 4.759 | 3rd | 1.35 | 3rd | Tracking
[6 empty] | 23.89% | 4.7918 | 3rd | 1.3191 | 3rd | Tracking
[6 empty] | 27.74% | 4.8894 | 3rd | 1.3538 | 3rd | Tracking
[6 empty] | 18.42% | 5.0777 | 3rd | 1.3127 | 3rd | Tracking
[6 empty] | 14.94% | 4.8457 | 3rd | 1.3778 | 3rd | Tracking
[6 empty] | 27.67% | 5.0172 | 3rd | 1.3195 | 3rd | Tracking
[6 empty] | 24.35% | 4.954 | 3rd | 1.35 | 3rd | Tracking
[6 empty] | 20.54% | 5.3716 | 3rd | 1.3137 | 3rd | Tracking
[6 empty] | 24.03% | 4.9274 | 3rd | 1.3444 | 3rd | Tracking
[6 empty] | 25.76% | 4.9274 | 3rd | 1.3222 | 3rd | Tracking
[6 empty] | 24.21% | 5.3183 | 3rd | 1.3704 | 3rd | Tracking
[6 empty] | 30.82% | 5.3368 | 3rd | 1.4056 | 4th | Tracking
[6 empty] | 28.59% | 5.2915 | 3rd | 1.4177 | 4th | Tracking
[6 empty] | 28.57% | 5.3114 | 3rd | 1.4985 | 4th | Tracking
[6 empty] | 25.65% | 4.7772 | 3rd | 1.4231 | 4th | Tracking
[6 empty] | 17.08% | 5.3221 | 3rd | 1.4 | 4th | Tracking
[6 empty] | 26.44% | 5.3629 | 3rd | 1.4 | 4th | Tracking
[6 empty] | 30.92% | 5.3221 | 3rd | 1.405 | 4th | Tracking
[6 empty] | 27.42% | 4.8145 | 3rd | 1.3923 | 4th | Tracking
[6 empty] | 28.06% | 5.2103 | 3rd | 1.4012 | 4th | Tracking
[6 empty] | 28.37% | 5.2773 | 3rd | 1.5133 | 4th | Tracking
[6 empty] | 29.81% | 5.3628 | 3rd | 1.43 | 4th | Tracking
[6 empty] | 21.1% | 4.7876 | 3rd | 1.4094 | 4th | Tracking
[6 empty] | 26.03% | 5.2884 | 3rd | 1.4634 | 4th | Tracking
[6 empty] | 25.54% | 4.7426 | 3rd | 1.4793 | 4th | Tracking
[6 empty] | 24.28% | 5.0733 | 3rd | 1.4533 | 4th | Tracking
[6 empty] | 20.14% | 4.7374 | 3rd | 1.4256 | 4th | Tracking
[6 empty] | 24.5% | 4.7788 | 3rd | 1.4099 | 4th | Tracking
[6 empty] | 28.78% | 5.3183 | 3rd | 1.4 | 4th | Tracking
[6 empty] | 26.71% | 4.7407 | 3rd | 1.4279 | 4th | Tracking
[6 empty] | 26.35% | 4.7383 | 3rd | 1.45 | 4th | Tracking
[6 empty] | 27.05% | 4.7441 | 3rd | 1.45 | 4th | Tracking
[6 empty] | 25.42% | 4.7637 | 3rd | 1.4501 | 4th | Tracking
[6 empty] | 27.57% | 5.0014 | 3rd | 1.4501 | 4th | Tracking
[6 empty] | 18.71% | 5.0683 | 3rd | 1.4 | 4th | Tracking
[6 empty] | 24.29% | 4.8228 | 3rd | 1.4005 | 4th | Tracking
[6 empty] | 26.37% | 4.7778 | 3rd | 1.5 | 4th | Tracking
[6 empty] | 28.76% | 4.9433 | 3rd | 1.4 | 4th | Tracking
[6 empty] | 23.71% | 4.7868 | 3rd | 1.4537 | 4th | Tracking
[6 empty] | 25.04% | 4.959 | 3rd | 1.5195 | 4th | Tracking
[6 empty] | 25.78% | 4.7433 | 3rd | 1.4397 | 4th | Tracking
[6 empty] | 25.61% | 5.0258 | 3rd | 1.42 | 4th | Tracking
[6 empty] | 23.91% | 4.8054 | 3rd | 1.4444 | 4th | Tracking
[6 empty] | 24.65% | 4.7375 | 3rd | 1.7996 | 4th | Tracking
[6 empty] | 31.15% | 5.3592 | 3rd | 1.4167 | 4th | Tracking
[6 empty] | 27.67% | 4.9066 | 3rd | 1.5503 | 4th | Tracking
[6 empty] | 27.62% | 4.868 | 3rd | 1.5503 | 4th | Tracking
[6 empty] | 25.57% | 4.7386 | 3rd | 1.3991 | 4th | Tracking
[6 empty] | 23.45% | 4.7418 | 3rd | 1.4497 | 4th | Tracking
[6 empty] | 27.64% | 4.777 | 3rd | 1.5 | 4th | Tracking
[6 empty] | 27.01% | 4.7613 | 3rd | 1.425 | 4th | Tracking
[6 empty] | 30.29% | 4.8135 | 3rd | 1.4833 | 4th | Tracking
[6 empty] | 16.22% | 4.9346 | 3rd | 1.4737 | 4th | Tracking
[6 empty] | 27.25% | 4.7778 | 3rd | 1.4 | 4th | Tracking
[6 empty] | 29.57% | 4.9103 | 3rd | 1.4141 | 4th | Tracking
[6 empty] | 25.92% | 5.1492 | 3rd | 1.465 | 4th | Tracking
[6 empty] | 33.57% | 5.3722 | 3rd | 1.491 | 4th | Tracking
[6 empty] | 25.32% | 4.7415 | 3rd | 1.3912 | 4th | Tracking
[6 empty] | 26.49% | 4.7407 | 3rd | 1.4206 | 4th | Tracking
[6 empty] | 24.43% | 5.6801 | 4th | 1.2 | 1st | Fixed Tilt
[6 empty] | 23.2% | 5.6637 | 4th | 1.2136 | 1st | Fixed Tilt
[6 empty] | 17.51% | 5.9183 | 4th | 1.14 | 1st | Fixed Tilt
[6 empty] | 15.91% | 5.7858 | 4th | 1.1471 | 1st | Fixed Tilt
[6 empty] | 28.14% | 5.7208 | 4th | 1.1747 | 1st | Fixed Tilt
[6 empty] | 25.76% | 5.5148 | 4th | 1.2212 | 1st | Fixed Tilt
[6 empty] | 25% | 5.6356 | 4th | 1.2444 | 1st | Fixed Tilt
[6 empty] | 27.59% | 5.478 | 4th | 1.2432 | 1st | Fixed Tilt
[6 empty] | 22.26% | 5.8325 | 4th | 1.242 | 1st | Fixed Tilt
[6 empty] | 21.34% | 5.385 | 4th | 1.25 | 1st | Fixed Tilt
[6 empty] | 24.51% | 5.7195 | 4th | 1.1366 | 1st | Fixed Tilt
[6 empty] | 20.35% | 5.7151 | 4th | 1.1967 | 1st | Fixed Tilt
[6 empty] | 23.24% | 5.6209 | 4th | 1.1235 | 1st | Fixed Tilt
[6 empty] | 19.78% | 5.7812 | 4th | 1.1235 | 1st | Fixed Tilt
[6 empty] | 19.7% | 5.7812 | 4th | 1.1235 | 1st | Fixed Tilt
[6 empty] | 19.27% | 5.713 | 4th | 1.1687 | 1st | Fixed Tilt
[6 empty] | 23.93% | 5.6637 | 4th | 1.2604 | 2nd | Fixed Tilt
[6 empty] | 28.06% | 5.6237 | 4th | 1.3091 | 2nd | Fixed Tilt
[6 empty] | 25.28% | 5.8092 | 4th | 1.2784 | 2nd | Fixed Tilt
[6 empty] | 24.72% | 5.6356 | 4th | 1.2714 | 2nd | Fixed Tilt
[6 empty] | 24.31% | 5.4924 | 4th | 1.2936 | 2nd | Fixed Tilt
[6 empty] | 27.48% | 5.8249 | 4th | 1.3 | 2nd | Fixed Tilt
[6 empty] | 25.13% | 5.7074 | 4th | 1.2976 | 2nd | Fixed Tilt
[6 empty] | 27.24% | 5.6874 | 4th | 1.2825 | 2nd | Fixed Tilt
[6 empty] | 25.56% | 5.6191 | 4th | 1.2825 | 2nd | Fixed Tilt
[6 empty] | 22.81% | 5.611 | 4th | 1.2641 | 2nd | Fixed Tilt
[6 empty] | 24.79% | 5.5543 | 4th | 1.2542 | 2nd | Fixed Tilt
[6 empty] | 20.51% | 5.4522 | 4th | 1.2528 | 2nd | Fixed Tilt
[6 empty] | 15.79% | 5.713 | 4th | 1.2963 | 2nd | Fixed Tilt
[6 empty] | 28.42% | 5.8555 | 4th | 1.3745 | 3rd | Fixed Tilt
[6 empty] | 25.25% | 5.663 | 4th | 1.3254 | 3rd | Fixed Tilt
[6 empty] | 27.47% | 5.8711 | 4th | 1.3829 | 3rd | Fixed Tilt
[6 empty] | 28.37% | 5.7881 | 4th | 1.3643 | 3rd | Fixed Tilt
[6 empty] | 26.64% | 5.7074 | 4th | 1.3361 | 3rd | Fixed Tilt
[6 empty] | 27.7% | 5.478 | 4th | 1.3529 | 3rd | Fixed Tilt
[6 empty] | 26.18% | 5.8325 | 4th | 1.3171 | 3rd | Fixed Tilt
[6 empty] | 28.14% | 5.7123 | 4th | 1.412 | 4th | Fixed Tilt
[6 empty] | 25.24% | 5.8114 | 4th | 1.4177 | 4th | Fixed Tilt
[6 empty] | 24.69% | 5.8574 | 4th | 1.4 | 4th | Fixed Tilt
[6 empty] | 21.89% | 5.6001 | 4th | 1.4 | 4th | Fixed Tilt
[6 empty] | 25.2% | 5.724 | 4th | 1.402 | 4th | Fixed Tilt
[6 empty] | 28.66% | 5.8493 | 4th | 1.2464 | 1st | Tracking
[6 empty] | 26.18% | 5.62 | 4th | 1.1718 | 1st | Tracking
[6 empty] | 29.73% | 5.7625 | 4th | 1.25 | 1st | Tracking
[6 empty] | 28.7% | 5.8972 | 4th | 1.1864 | 1st | Tracking
[6 empty] | 30.37% | 5.7881 | 4th | 1.2259 | 1st | Tracking
[6 empty] | 27.85% | 5.5993 | 4th | 1.1053 | 1st | Tracking
[6 empty] | 26.82% | 5.8092 | 4th | 1.2353 | 1st | Tracking
[6 empty] | 28.17% | 5.8589 | 4th | 1.2353 | 1st | Tracking
[6 empty] | 24.43% | 5.5821 | 4th | 1.0996 | 1st | Tracking
[6 empty] | 24.6% | 5.592 | 4th | 1.088 | 1st | Tracking
[6 empty] | 24.02% | 5.5678 | 4th | 1.0548 | 1st | Tracking
[6 empty] | 25.16% | 5.6309 | 4th | 1.075 | 1st | Tracking
[6 empty] | 24.53% | 5.6309 | 4th | 1.0984 | 1st | Tracking
[6 empty] | 26.83% | 5.8819 | 4th | 1.2392 | 1st | Tracking
[6 empty] | 24.96% | 5.7091 | 4th | 1.1062 | 1st | Tracking
[6 empty] | 28.73% | 5.8929 | 4th | 1.141 | 1st | Tracking
[6 empty] | 29.07% | 5.8384 | 4th | 1.13 | 1st | Tracking
[6 empty] | 26.8% | 5.7839 | 4th | 1.1083 | 1st | Tracking
[6 empty] | 26.42% | 5.527 | 4th | 1.13 | 1st | Tracking
[6 empty] | 26.43% | 5.8609 | 4th | 1.128 | 1st | Tracking
[6 empty] | 30.63% | 5.8315 | 4th | 1.2199 | 1st | Tracking
[6 empty] | 26.97% | 5.7029 | 4th | 1.24 | 1st | Tracking
[6 empty] | 28.15% | 5.8602 | 4th | 1.2216 | 1st | Tracking
[6 empty] | 29.36% | 5.6922 | 4th | 1.24 | 1st | Tracking
[6 empty] | 25.95% | 5.8358 | 4th | 1.0475 | 1st | Tracking
[6 empty] | 27.12% | 5.8444 | 4th | 1.1058 | 1st | Tracking
[6 empty] | 25.97% | 5.8991 | 4th | 1.25 | 1st | Tracking
[6 empty] | 28.67% | 5.6209 | 4th | 1.1994 | 1st | Tracking
[6 empty] | 26.2% | 5.3861 | 4th | 1.2024 | 1st | Tracking
[6 empty] | 29.9% | 5.8231 | 4th | 1.2478 | 1st | Tracking
[6 empty] | 29.55% | 5.7776 | 4th | 1.2103 | 1st | Tracking
[6 empty] | 27.92% | 5.8879 | 4th | 1.24 | 1st | Tracking
[6 empty] | 29.47% | 5.8909 | 4th | 1.152 | 1st | Tracking
[6 empty] | 28.45% | 5.8451 | 4th | 1.1411 | 1st | Tracking
[6 empty] | 28.14% | 5.8451 | 4th | 1.1241 | 1st | Tracking
[6 empty] | 27.81% | 5.8451 | 4th | 1.1294 | 1st | Tracking
[6 empty] | 30.86% | 5.7401 | 4th | 1.2274 | 1st | Tracking
[6 empty] | 28.56% | 5.9189 | 4th | 1.2213 | 1st | Tracking
[6 empty] | 32.35% | 5.9189 | 4th | 1.2213 | 1st | Tracking
[6 empty] | 29.18% | 5.9225 | 4th | 1.2489 | 1st | Tracking
[6 empty] | 29.3% | 5.5846 | 4th | 1.2122 | 1st | Tracking
[6 empty] | 22.33% | 5.5128 | 4th | 1.203 | 1st | Tracking
[6 empty] | 30.09% | 5.6456 | 4th | 1.2467 | 1st | Tracking
[6 empty] | 29.71% | 5.4845 | 4th | 1.2395 | 1st | Tracking
[6 empty] | 31.39% | 5.7908 | 4th | 1.25 | 1st | Tracking
[6 empty] | 30.41% | 5.8586 | 4th | 1.2323 | 1st | Tracking
[6 empty] | 26.95% | 5.7908 | 4th | 1.25 | 1st | Tracking
[6 empty] | 26.05% | 5.7758 | 4th | 1.2167 | 1st | Tracking
[6 empty] | 28.88% | 5.62 | 4th | 1.2258 | 1st | Tracking
[6 empty] | 27.7% | 5.7976 | 4th | 1.2309 | 1st | Tracking
[6 empty] | 26.69% | 5.7976 | 4th | 1.1208 | 1st | Tracking
[6 empty] | 28.66% | 5.7976 | 4th | 1.1208 | 1st | Tracking
[6 empty] | 28.9% | 5.7424 | 4th | 1.25 | 1st | Tracking
[6 empty] | 28.69% | 5.6209 | 4th | 1.2498 | 1st | Tracking
[6 empty] | 26.99% | 5.6095 | 4th | 1.24 | 1st | Tracking
[6 empty] | 27.44% | 5.5176 | 4th | 1.2211 | 1st | Tracking
[6 empty] | 27.39% | 5.6324 | 4th | 1.181 | 1st | Tracking
[6 empty] | 27.39% | 5.6544 | 4th | 1.24 | 1st | Tracking
[6 empty] | 27.68% | 5.8231 | 4th | 1.2017 | 1st | Tracking
[6 empty] | 26.95% | 5.8114 | 4th | 1.25 | 1st | Tracking
[6 empty] | 26.88% | 5.8114 | 4th | 1.2061 | 1st | Tracking
[6 empty] | 30.82% | 5.478 | 4th | 1.249 | 1st | Tracking
[6 empty] | 27.11% | 5.4915 | 4th | 1.19 | 1st | Tracking
[6 empty] | 29.43% | 5.6209 | 4th | 1.25 | 1st | Tracking
[6 empty] | 29.07% | 5.6209 | 4th | 1.25 | 1st | Tracking
[6 empty] | 30.12% | 5.7424 | 4th | 1.25 | 1st | Tracking
[6 empty] | 30.13% | 5.7758 | 4th | 1.2481 | 1st | Tracking
[6 empty] | 30.08% | 5.7758 | 4th | 1.2481 | 1st | Tracking
[6 empty] | 29.99% | 5.478 | 4th | 1.24 | 1st | Tracking
[6 empty] | 30.49% | 5.6377 | 4th | 1.233 | 1st | Tracking
[6 empty] | 26.87% | 5.7812 | 4th | 1.2381 | 1st | Tracking
[6 empty] | 26.65% | 5.7812 | 4th | 1.25 | 1st | Tracking
[6 empty] | 29.55% | 5.6356 | 4th | 1.2498 | 1st | Tracking
[6 empty] | 30.27% | 5.6324 | 4th | 1.2498 | 1st | Tracking
[6 empty] | 30.36% | 5.6324 | 4th | 1.2498 | 1st | Tracking
[6 empty] | 31.05% | 5.478 | 4th | 1.2495 | 1st | Tracking
[6 empty] | 25.87% | 5.8249 | 4th | 1.1871 | 1st | Tracking
[6 empty] | 21.94% | 5.4255 | 4th | 1.225 | 1st | Tracking
[6 empty] | 28.38% | 5.4972 | 4th | 1.2122 | 1st | Tracking
[6 empty] | 29.38% | 5.6618 | 4th | 1.25 | 1st | Tracking
[6 empty] | 25.26% | 5.4628 | 4th | 1.248 | 1st | Tracking
[6 empty] | 27.92% | 5.7683 | 4th | 1.214 | 1st | Tracking
[6 empty] | 24.19% | 5.5428 | 4th | 1.2433 | 1st | Tracking
[6 empty] | 33.46% | 5.6882 | 4th | 1.235 | 1st | Tracking
[6 empty] | 30.42% | 5.5623 | 4th | 1.25 | 1st | Tracking
[6 empty] | 28.63% | 5.5301 | 4th | 1.1607 | 1st | Tracking
[6 empty] | 16.93% | 5.647 | 4th | 1.25 | 1st | Tracking
[6 empty] | 33.27% | 5.7758 | 4th | 1.25 | 1st | Tracking
[6 empty] | 29.67% | 5.5539 | 4th | 1.2127 | 1st | Tracking
[6 empty] | 24.41% | 5.8177 | 4th | 1.0385 | 1st | Tracking
[6 empty] | 30.11% | 5.7683 | 4th | 1.25 | 1st | Tracking
[6 empty] | 23.77% | 5.8476 | 4th | 1.0438 | 1st | Tracking
[6 empty] | 24.17% | 5.8867 | 4th | 1.0516 | 1st | Tracking
[6 empty] | 26.72% | 5.8476 | 4th | 1.066 | 1st | Tracking
[6 empty] | 25.69% | 5.8444 | 4th | 1.0928 | 1st | Tracking
[6 empty] | 25.41% | 5.8444 | 4th | 1.0897 | 1st | Tracking
[6 empty] | 24.41% | 5.8476 | 4th | 1.0758 | 1st | Tracking
[6 empty] | 17.47% | 5.8867 | 4th | 1.0739 | 1st | Tracking
[6 empty] | 24.21% | 5.8867 | 4th | 1.0485 | 1st | Tracking
[6 empty] | 19.08% | 5.8444 | 4th | 1.0874 | 1st | Tracking
[6 empty] | 30.6% | 5.7977 | 4th | 1.248 | 1st | Tracking
[6 empty] | 31.56% | 5.7683 | 4th | 1.25 | 1st | Tracking
[6 empty] | 25.7% | 5.8522 | 4th | 1.2857 | 2nd | Tracking
[6 empty] | 30.09% | 5.534 | 4th | 1.2596 | 2nd | Tracking
[6 empty] | 30.04% | 5.8406 | 4th | 1.2692 | 2nd | Tracking
[6 empty] | 30.23% | 5.7922 | 4th | 1.285 | 2nd | Tracking
[6 empty] | 29.98% | 5.7812 | 4th | 1.2815 | 2nd | Tracking
[6 empty] | 29.45% | 5.9183 | 4th | 1.28 | 2nd | Tracking
[6 empty] | 30.65% | 5.7987 | 4th | 1.2906 | 2nd | Tracking
[6 empty] | 29.64% | 5.8128 | 4th | 1.3041 | 2nd | Tracking
[6 empty] | 32.81% | 5.663 | 4th | 1.27 | 2nd | Tracking
[6 empty] | 27.97% | 5.7976 | 4th | 1.2539 | 2nd | Tracking
[6 empty] | 30.21% | 5.7922 | 4th | 1.258 | 2nd | Tracking
[6 empty] | 31.57% | 5.6686 | 4th | 1.2533 | 2nd | Tracking
[6 empty] | 30.58% | 5.6922 | 4th | 1.2504 | 2nd | Tracking
[6 empty] | 32.93% | 5.9318 | 4th | 1.2929 | 2nd | Tracking
[6 empty] | 29.17% | 5.9012 | 4th | 1.2553 | 2nd | Tracking
[6 empty] | 26.81% | 5.8721 | 4th | 1.26 | 2nd | Tracking
[6 empty] | 29.53% | 5.6209 | 4th | 1.2748 | 2nd | Tracking
[6 empty] | 26.96% | 5.3861 | 4th | 1.3071 | 2nd | Tracking
[6 empty] | 25.63% | 5.524 | 4th | 1.2731 | 2nd | Tracking
[6 empty] | 29.02% | 5.4588 | 4th | 1.296 | 2nd | Tracking
[6 empty] | 26.68% | 5.3805 | 4th | 1.3039 | 2nd | Tracking
[6 empty] | 29.66% | 5.7401 | 4th | 1.2527 | 2nd | Tracking
[6 empty] | 32.23% | 5.8586 | 4th | 1.3029 | 2nd | Tracking
[6 empty] | 30.48% | 5.8014 | 4th | 1.2769 | 2nd | Tracking
[6 empty] | 24.73% | 5.6481 | 4th | 1.2963 | 2nd | Tracking
[6 empty] | 24.42% | 5.6937 | 4th | 1.26 | 2nd | Tracking
[6 empty] | 29.93% | 5.6882 | 4th | 1.2532 | 2nd | Tracking
[6 empty] | 33.07% | 5.7789 | 4th | 1.275 | 2nd | Tracking
[6 empty] | 30.9% | 5.7812 | 4th | 1.2928 | 2nd | Tracking
[6 empty] | 31.16% | 5.7812 | 4th | 1.2784 | 2nd | Tracking
[6 empty] | 32.44% | 5.7789 | 4th | 1.308 | 2nd | Tracking
[6 empty] | 33.54% | 5.7789 | 4th | 1.2653 | 2nd | Tracking
[6 empty] | 32.94% | 5.7789 | 4th | 1.275 | 2nd | Tracking
[6 empty] | 27.32% | 5.5476 | 4th | 1.3 | 2nd | Tracking
[6 empty] | 28.99% | 5.7424 | 4th | 1.2506 | 2nd | Tracking
[6 empty] | 31.23% | 5.7812 | 4th | 1.2928 | 2nd | Tracking
[6 empty] | 27.62% | 5.756 | 4th | 1.2567 | 2nd | Tracking
[6 empty] | 14.9% | 5.7199 | 4th | 1.2997 | 2nd | Tracking
[6 empty] | 26.62% | 5.9063 | 4th | 1.3 | 2nd | Tracking
[6 empty] | 26.97% | 5.7758 | 4th | 1.257 | 2nd | Tracking
[6 empty] | 25.19% | 5.4285 | 4th | 1.2794 | 2nd | Tracking
[6 empty] | 31.48% | 5.8451 | 4th | 1.2581 | 2nd | Tracking
[6 empty] | 30.62% | 5.7969 | 4th | 1.2528 | 2nd | Tracking
[6 empty] | 26.29% | 5.8362 | 4th | 1.2833 | 2nd | Tracking
[6 empty] | 29.39% | 5.6949 | 4th | 1.2833 | 2nd | Tracking
[6 empty] | 26.48% | 5.8636 | 4th | 1.2934 | 2nd | Tracking
[6 empty] | 28.6% | 5.8518 | 4th | 1.2608 | 2nd | Tracking
[6 empty] | 30.96% | 5.8601 | 4th | 1.2526 | 2nd | Tracking
[6 empty] | 27.19% | 5.6267 | 4th | 1.3 | 2nd | Tracking
[6 empty] | 28.29% | 5.8522 | 4th | 1.3036 | 2nd | Tracking
[6 empty] | 25.8% | 5.663 | 4th | 1.3003 | 2nd | Tracking
[6 empty] | 20.57% | 5.524 | 4th | 1.2967 | 2nd | Tracking
[6 empty] | 25.23% | 5.5685 | 4th | 1.26 | 2nd | Tracking
[6 empty] | 28.97% | 5.478 | 4th | 1.308 | 2nd | Tracking
[6 empty] | 29.02% | 5.478 | 4th | 1.308 | 2nd | Tracking
[6 empty] | 28.17% | 5.5685 | 4th | 1.3065 | 2nd | Tracking
[6 empty] | 29.86% | 5.478 | 4th | 1.308 | 2nd | Tracking
[6 empty] | 29.2% | 5.6191 | 4th | 1.28 | 2nd | Tracking
[6 empty] | 31.4% | 5.4006 | 4th | 1.2793 | 2nd | Tracking
[6 empty] | 30.96% | 5.4006 | 4th | 1.2811 | 2nd | Tracking
[6 empty] | 30.78% | 5.7812 | 4th | 1.2667 | 2nd | Tracking
[6 empty] | 26.02% | 5.7812 | 4th | 1.2597 | 2nd | Tracking
[6 empty] | 25.13% | 5.5452 | 4th | 1.2867 | 2nd | Tracking
[6 empty] | 29.01% | 5.8106 | 4th | 1.2923 | 2nd | Tracking
[6 empty] | 29.54% | 5.919 | 4th | 1.3067 | 2nd | Tracking
[6 empty] | 26.85% | 5.7976 | 4th | 1.2519 | 2nd | Tracking
[6 empty] | 32.71% | 5.9225 | 4th | 1.304 | 2nd | Tracking
[6 empty] | 28.45% | 5.7758 | 4th | 1.251 | 2nd | Tracking
[6 empty] | 21.92% | 5.8249 | 4th | 1.2836 | 2nd | Tracking
[6 empty] | 33.14% | 5.8493 | 4th | 1.345 | 3rd | Tracking
[6 empty] | 29.59% | 5.3806 | 4th | 1.36 | 3rd | Tracking
[6 empty] | 26.85% | 5.4026 | 4th | 1.3287 | 3rd | Tracking
[6 empty] | 31.36% | 5.8518 | 4th | 1.3558 | 3rd | Tracking
[6 empty] | 29.65% | 5.8016 | 4th | 1.3307 | 3rd | Tracking
[6 empty] | 30.72% | 5.7758 | 4th | 1.3244 | 3rd | Tracking
[6 empty] | 30.92% | 5.7758 | 4th | 1.3244 | 3rd | Tracking
[6 empty] | 29.36% | 5.8901 | 4th | 1.3127 | 3rd | Tracking
[6 empty] | 32.61% | 5.8358 | 4th | 1.31 | 3rd | Tracking
[6 empty] | 31.52% | 5.8092 | 4th | 1.3467 | 3rd | Tracking
[6 empty] | 30.71% | 5.5148 | 4th | 1.3548 | 3rd | Tracking
[6 empty] | 31.16% | 5.756 | 4th | 1.3794 | 3rd | Tracking
[6 empty] | 31.54% | 5.8444 | 4th | 1.3133 | 3rd | Tracking
[6 empty] | 27.03% | 5.3937 | 4th | 1.3308 | 3rd | Tracking
[6 empty] | 31.26% | 5.8444 | 4th | 1.33 | 3rd | Tracking
[6 empty] | 28.86% | 5.8028 | 4th | 1.3747 | 3rd | Tracking
[6 empty] | 23.63% | 5.9063 | 4th | 1.33 | 3rd | Tracking
[6 empty] | 31.6% | 5.8451 | 4th | 1.3389 | 3rd | Tracking
[6 empty] | 31.7% | 5.8586 | 4th | 1.3244 | 3rd | Tracking
[6 empty] | 31.66% | 5.8249 | 4th | 1.3194 | 3rd | Tracking
[6 empty] | 32.06% | 5.4006 | 4th | 1.3137 | 3rd | Tracking
[6 empty] | 30.89% | 5.8456 | 4th | 1.39 | 3rd | Tracking
[6 empty] | 31.69% | 5.9014 | 4th | 1.365 | 3rd | Tracking
[6 empty] | 32.84% | 5.9014 | 4th | 1.3588 | 3rd | Tracking
[6 empty] | 22.73% | 5.7977 | 4th | 1.3119 | 3rd | Tracking
[6 empty] | 30.38% | 5.6637 | 4th | 1.3376 | 3rd | Tracking
[6 empty] | 26.38% | 5.611 | 4th | 1.3467 | 3rd | Tracking
[6 empty] | 28.34% | 5.4431 | 4th | 1.3308 | 3rd | Tracking
[6 empty] | 26.63% | 5.4431 | 4th | 1.34 | 3rd | Tracking
[6 empty] | 24.5% | 5.6112 | 4th | 1.3117 | 3rd | Tracking
[6 empty] | 31.16% | 5.7776 | 4th | 1.3446 | 3rd | Tracking
[6 empty] | 29.62% | 5.7571 | 4th | 1.3415 | 3rd | Tracking
[6 empty] | 28.83% | 5.9063 | 4th | 1.3333 | 3rd | Tracking
[6 empty] | 32.24% | 5.6882 | 4th | 1.369 | 3rd | Tracking
[6 empty] | 30.14% | 5.7424 | 4th | 1.3155 | 3rd | Tracking
[6 empty] | 30.41% | 5.8711 | 4th | 1.3542 | 3rd | Tracking
[6 empty] | 33.97% | 5.8711 | 4th | 1.3636 | 3rd | Tracking
[6 empty] | 27.78% | 5.9063 | 4th | 1.32 | 3rd | Tracking
[6 empty] | 31.05% | 5.7789 | 4th | 1.3415 | 3rd | Tracking
[6 empty] | 27.25% | 5.5833 | 4th | 1.3657 | 3rd | Tracking
[6 empty] | 27.5% | 5.5833 | 4th | 1.3657 | 3rd | Tracking
[6 empty] | 28.15% | 5.9166 | 4th | 1.3364 | 3rd | Tracking
[6 empty] | 30.08% | 5.8451 | 4th | 1.3444 | 3rd | Tracking
[6 empty] | 26.4% | 5.5476 | 4th | 1.3524 | 3rd | Tracking
[6 empty] | 22.81% | 5.4915 | 4th | 1.3226 | 3rd | Tracking
[6 empty] | 29.61% | 5.3796 | 4th | 1.3184 | 3rd | Tracking
[6 empty] | 20.32% | 5.3913 | 4th | 1.3397 | 3rd | Tracking
[6 empty] | 25.32% | 5.4825 | 4th | 1.3773 | 3rd | Tracking
[6 empty] | 23.85% | 5.4825 | 4th | 1.3857 | 3rd | Tracking
[6 empty] | 25.57% | 5.478 | 4th | 1.32 | 3rd | Tracking
[6 empty] | 26.91% | 5.4146 | 4th | 1.32 | 3rd | Tracking
[6 empty] | 30.43% | 5.8114 | 4th | 1.32 | 3rd | Tracking
[6 empty] | 27.84% | 5.8933 | 4th | 1.3153 | 3rd | Tracking
[6 empty] | 27.36% | 5.8774 | 4th | 1.3872 | 3rd | Tracking
[6 empty] | 31.5% | 5.8114 | 4th | 1.3118 | 3rd | Tracking
[6 empty] | 25.09% | 5.4764 | 4th | 1.3436 | 3rd | Tracking
[6 empty] | 25.23% | 5.604 | 4th | 1.349 | 3rd | Tracking
[6 empty] | 13.66% | 5.5446 | 4th | 1.3608 | 3rd | Tracking
[6 empty] | 33.56% | 5.663 | 4th | 1.377 | 3rd | Tracking
[6 empty] | 25.15% | 5.5191 | 4th | 1.34 | 3rd | Tracking
[6 empty] | 20.23% | 5.7353 | 4th | 1.3786 | 3rd | Tracking
[6 empty] | 28.98% | 5.8518 | 4th | 1.33 | 3rd | Tracking
[6 empty] | 31.95% | 5.7683 | 4th | 1.34 | 3rd | Tracking
[6 empty] | 30.67% | 5.6637 | 4th | 1.3292 | 3rd | Tracking
[6 empty] | 32% | 5.4388 | 4th | 1.354 | 3rd | Tracking
[6 empty] | 33.87% | 5.8774 | 4th | 1.359 | 3rd | Tracking
[6 empty] | 33.43% | 5.8774 | 4th | 1.31 | 3rd | Tracking
[6 empty] | 33.33% | 5.8566 | 4th | 1.3561 | 3rd | Tracking
[6 empty] | 28.01% | 5.544 | 4th | 1.324 | 3rd | Tracking
[6 empty] | 32.88% | 5.6778 | 4th | 1.3667 | 3rd | Tracking
[6 empty] | 31.09% | 5.8933 | 4th | 1.3667 | 3rd | Tracking
[6 empty] | 30.78% | 5.6801 | 4th | 1.3851 | 3rd | Tracking
[6 empty] | 32.47% | 5.8059 | 4th | 1.395 | 4th | Tracking
[6 empty] | 23.69% | 5.8406 | 4th | 1.4066 | 4th | Tracking
[6 empty] | 30.86% | 5.8992 | 4th | 1.4857 | 4th | Tracking
[6 empty] | 30.63% | 5.8589 | 4th | 1.5 | 4th | Tracking
[6 empty] | 29.32% | 5.3805 | 4th | 1.402 | 4th | Tracking
[6 empty] | 32.47% | 5.6209 | 4th | 1.4386 | 4th | Tracking
[6 empty] | 27.43% | 5.8536 | 4th | 1.5624 | 4th | Tracking
[6 empty] | 32.17% | 5.7977 | 4th | 1.4104 | 4th | Tracking
[6 empty] | 25.45% | 5.4082 | 4th | 1.4 | 4th | Tracking
[6 empty] | 26.24% | 5.5602 | 4th | 1.4025 | 4th | Tracking
[6 empty] | 30.4% | 5.7976 | 4th | 1.4026 | 4th | Tracking
[6 empty] | 32.83% | 5.811 | 4th | 1.44 | 4th | Tracking
[6 empty] | 23.16% | 5.7647 | 4th | 1.3986 | 4th | Tracking
[6 empty] | 34.61% | 5.7034 | 4th | 1.4022 | 4th | Tracking
[6 empty] | 22.87% | 5.524 | 4th | 1.4 | 4th | Tracking
[6 empty] | 26.48% | 5.7571 | 4th | 1.4 | 4th | Tracking
[6 empty] | 34.81% | 5.7683 | 4th | 1.545 | 4th | Tracking
[6 empty] | 30.74% | 5.663 | 4th | 1.41 | 4th | Tracking
[6 empty] | 31.29% | 5.8554 | 4th | 1.425 | 4th | Tracking
[6 empty] | 32.28% | 5.8554 | 4th | 1.46 | 4th | Tracking
[6 empty] | 30.5% | 5.6616 | 4th | 1.4423 | 4th | Tracking
[6 empty] | 26.4% | 5.6616 | 4th | 1.4167 | 4th | Tracking
[6 empty] | 30.83% | 5.5081 | 4th | 1.3941 | 4th | Tracking
[6 empty] | 33.67% | 5.4799 | 4th | 1.5111 | 4th | Tracking
[6 empty] | 27.62% | 5.8554 | 4th | 1.4286 | 4th | Tracking
[6 empty] | 33.99% | 5.8554 | 4th | 1.5 | 4th | Tracking

## CF by Region
Cumulative capacity factor by region and fixed-tilt vs. tracking
Source: EIA, FERC, Berkeley Lab
Note: The NYISO tracking sample comprises just 3 projects, possibly driving unexpected results.
Region | Fixed-Tilt Cumulative CF | Fixed-Tilt # Projects | Fixed Tilt MW | Tracking Cumulative CF | Tracking # Projects | Tracking MW
NYISO | 18.51% | 20 | 221.432 | 18.05% | 6 | 62.703
ISO-NE | 17.56% | 47 | 551.664 | 18.68% | 10 | 123.505
Hawaii | 20.62% | 7 | 77.961 | 21.29% | 7 | 209.95
MISO | 18.62% | 22 | 345.1175 | 21.64% | 63 | 2901.811
PJM | 17.9% | 87 | 959.636 | 21.7% | 118 | 4982.891
Southeast (non-ISO) | 21.8% | 109 | 4910.459 | 23.26% | 163 | 8710.982
ERCOT | 20.9% | 2 | 43.66 | 24.95% | 95 | 11291.093
SPP | 20.98% | 4 | 30.32 | 26.26% | 17 | 280.626
West (non-ISO) | 25.03% | 26 | 1029.647 | 28.64% | 216 | 8601.383
CAISO | 25.72% | 36 | 3169.494 | 28.83% | 199 | 12522.311

## CF by Project Vintage
Cumulative capacity factor by project vintage: 2010-2022 projects | [8 empty] | Performance with Project Age: Fixed Effects Model
Source: EIA, Berkeley Lab
Sample GW | Sample Projects | Project Vintage | Capacity-Weighted Cumulative Capacity Factor | Average ILR | Average GHI | % Tracking
[8 empty] | ILR Index | GHI Index | Tracking Index |  | Years Post-COD | Indexed Capacity Factor
[13 empty] | COD < 2013 | COD >= 2013 | COD >= 2015 | COD >= 2017
0.15757 | 9 | 2010 | 22.15% | 1.178 | 4.8269 | 24.76% |  | 89.8887 | 96.332 | 34.278 |  | 1 | 100% | 100% | 100% | 100%
0.45204 | 33 | 2011 | 22.82% | 1.1806 | 5.12 | 52.47% |  | 90.0944 | 102.1819 | 72.631 |  | 2 | 99.29% | 99.82% | 99.94% | 99.94%
0.90294 | 39 | 2012 | 24.96% | 1.2274 | 5.0806 | 48.94% |  | 93.6625 | 101.3947 | 67.7494 |  | 3 | 98.08% | 98.91% | 99.09% | 99.04%
1.3313 | 38 | 2013 | 27.56% | 1.3001 | 5.3003 | 52.77% |  | 99.211 | 105.779 | 73.0503 |  | 4 | 97.07% | 97.45% | 97.68% | 97.76%
3.1347 | 63 | 2014 | 26.69% | 1.2846 | 5.276 | 65% |  | 98.0287 | 105.2948 | 89.9797 |  | 5 | 95.84% | 96.09% | 96.15% | 96.83%
2.7697 | 85 | 2015 | 26.6% | 1.3066 | 5.0755 | 65.07% |  | 99.7073 | 101.2937 | 90.083 |  | 6 | 92.73% | 94.38% | 94.67%
7.2889 | 149 | 2016 | 26.89% | 1.3105 | 5.0107 | 72.24% |  | 100 | 100 | 100 |  | 7 | 91.44% | 93.53% | 94.47%
4.0011 | 167 | 2017 | 24.06% | 1.3287 | 4.7159 | 73.73% |  | 101.3943 | 94.1172 | 102.0705 |  | 8 | 91.01% | 92.19%
3.9621 | 96 | 2018 | 24.4% | 1.3579 | 4.7115 | 64.53% |  | 103.6225 | 94.0286 | 89.329 |  | 9 | 88.67% | 91.32%
4.5822 | 109 | 2019 | 24.55% | 1.3236 | 4.8045 | 77.47% |  | 101.0029 | 95.8839 | 107.2397 |  | 10 | 87.68%
9.5962 | 163 | 2020 | 24.97% | 1.3474 | 4.7207 | 83.05% |  | 102.8185 | 94.2128 | 114.9675 |  | 11 | 87.23%
12.4537 | 154 | 2021 | 24.92% | 1.3435 | 4.5964 | 78.4% |  | 102.5185 | 91.7324 | 108.5255 |  | 12 | 87.06%
10.3262 | 145 | 2022 | 23.85% | 1.3121 | 4.5859 | 80% |  | 100.1252 | 91.5223 | 110.7442
|  | 2023 |  | 1.3368 | 4.5959 | 89.25% |  | 102.0109 | 91.7213 | 123.5523
Project Vintage | Capacity-Weighted 2011 Capacity Factor | Capacity-Weighted 2012 Capacity Factor | Capacity-Weighted 2013 Capacity Factor | Capacity-Weighted 2014 Capacity Factor | Capacity-Weighted 2015 Capacity Factor | Capacity-Weighted 2016 Capacity Factor | Capacity-Weighted 2017 Capacity Factor | Capacity-Weighted 2018 Capacity Factor | Capacity-Weighted 2019 Capacity Factor | Capacity-Weighted 2020 Capacity Factor | Capacity-Weighted 2021 Capacity Factor | Capacity-Weighted 2022 Capacity Factor | Capacity-Weighted 2023 Capacity Factor
2010 | 24.23% | 23.97% | 23.31% | 22.7% | 22.22% | 22.39% | 22.15% | 22.06% | 21.69% | 21.49% | 21.14% | 21.16% | 19.55%
2011 |  | 24.7% | 24.66% | 24.37% | 23.63% | 23.56% | 22.37% | 22.13% | 22.02% | 22.38% | 21.74% | 21.47% | 20.99%
2012 |  |  | 26.59% | 26.13% | 25.29% | 25.99% | 25.67% | 25.21% | 24.53% | 24.97% | 23.88% | 23.97% | 22.39%
2013 |  |  |  | 29.46% | 28.99% | 28.46% | 27.69% | 27.26% | 26.14% | 26.43% | 27.38% | 27.46% | 26.35%
2014 |  |  |  |  | 27.94% | 27.92% | 27.41% | 27.3% | 26.78% | 26.41% | 26.54% | 25.62% | 24.28%
2015 | [5 empty] | 26.98% | 27.67% | 27.47% | 26.68% | 26.15% | 26.37% | 26.78% | 24.72%
2016 | [6 empty] | 27.86% | 27.71% | 27.21% | 26.87% | 26.72% | 26.71% | 25.11%
2017 | [7 empty] | 24.82% | 24.84% | 24.21% | 24.16% | 24% | 22.36%
2018 | [8 empty] | 24.26% | 24.74% | 24.87% | 24.41% | 23.72%
2019 | [9 empty] | 25.18% | 25.15% | 24.67% | 23.23%
2020 | [10 empty] | 25.47% | 25.29% | 24.17%
2021 | [11 empty] | 25.66% | 24.19%
2022 | [12 empty] | 23.85%

## CF for CSP Plants
Capacity factor of CSP projects (solar portion only) over time
Source: EIA, FERC, Berkeley Lab | [15 empty] | Capacity-Weighted Annual Average PV in States with CSP (CA, NV, AZ)
[17 empty] | SEGS I&II |  |  | SEGS III-IX
| SEGS I | SEGS II | SEGS III | SEGS IV | SEGS V | SEGS VI | SEGS VII | SEGS VIII | SEGS IX | Nevada Solar One | Genesis | Solana | Ivanpah | Mojave | Crescent Dunes |  | Min | Max | Diff | Min | Max | Diff
2008 | 8.831% | 10.64% | 22.97% | 23.08% | 23.07% | 21.84% | 21.2% | 17.53% | 19.45% | 21.82% | [5 empty] | 30.83% | 8.831% | 10.64% | 1.809% | 6.888% | 23.08% | 5.553%
2009 | 7.472% | 7.091% | 21.02% | 21.22% | 19.97% | 20.47% | 19.23% | 17.06% | 18.13% | 21.14% | [5 empty] | 27.84% | 7.091% | 7.472% | 0.3813% | 9.583% | 21.22% | 4.161%
2010 | 8.808% | 8.687% | 20.04% | 21.06% | 18.13% | 20.74% | 19.19% | 20.23% | 21.26% | 22.16% | [5 empty] | 27.16% | 8.687% | 8.808% | 0.1213% | 9.326% | 21.26% | 3.127%
2011 | 9.235% | 9.969% | 20.48% | 19.25% | 20.18% | 19.35% | 18.71% | 19.78% | 20.82% | 21.38% | [5 empty] | 26.72% | 9.235% | 9.969% | 0.7338% | 8.745% | 20.82% | 2.107%
2012 | 9.624% | 9.535% | 18.93% | 20.78% | 20.93% | 18.24% | 17.61% | 18.79% | 21.24% | 21.43% | [5 empty] | 25.98% | 9.535% | 9.624% | 0.08913% | 7.988% | 21.24% | 3.63%
2013 | 7.778% | 8.818% | 18.97% | 19.47% | 19.28% | 17.14% | 15.72% | 18.34% | 19.99% | 18.8% | [5 empty] | 27.7% | 7.778% | 8.818% | 1.039% | 6.898% | 19.99% | 4.273%
2014 | 7.1% | 2.896% | 18.16% | 18.13% | 18.81% | 16.49% | 15.25% | 18.88% | 19.18% | 19.37% | 28.73% | 27.56% | 12.69% |  |  | 29.08% | 2.896% | 7.1% | 4.204% | 8.152% | 19.18% | 3.932%
2015 | 10.39% | - | 17.38% | 17.73% | 17.57% | 15.31% | 12.32% | 17.92% | 18.92% | 17.61% | 28.38% | 32.82% | 19.52% | 23% |  | 28.59% | 10.39% | 10.39% | 0% | 1.928% | 18.92% | 6.602%
2016 | - | - | 15.51% | 16.32% | 16.69% | 13.31% | 9.914% | 18.22% | 18.48% | 19.43% | 28.36% | 29.31% | 20.25% | 28.46% | 13.21% | 28.31% | 0% | 0% | 0% | 9.914% | 18.48% | 8.568%
2017 | - | - | 14.73% | 14.41% | 14.66% | 11.87% | 10.63% | 16.03% | 17.03% | 19.67% | 28.67% | 33.06% | 20.8% | 27.12% | 4.362% | 28.98% | 0% | 0% | 0% | 10.63% | 17.03% | 6.395%
2018 | - | - | 14.64% | 14.82% | 15.82% | 11.17% | 9.118% | 17.24% | 17.85% | 18.39% | 28.45% | 35.43% | 23.06% | 27.63% | 20.32% | 29.22% | 0% | 0% | 0% | 9.118% | 17.85% | 8.727%
2019 | - | - | 12.76% | 13.97% | 13.83% | - | - | 15.64% | 16.13% | 18.37% | 28.18% | 36.15% | 22.39% | 23.49% | 5.206% | 28.28% | 0% | 0% | 0% | 12.76% | 16.13% | 3.369%
2020 | - | - | - | - | - | - | - | 14.82% | 15.79% | 17.84% | 27.74% | 35.32% | 24.64% | 25.43% | - | 27.79% | 0% | 0% | 0% | 14.82% | 15.79% | 0.9687%
2021 | - | - | - | - | - | - | - | - | 15.05% | 15.95% | 24.59% | 31.72% | 21.37% | 26.85% | 7.754% | 28.33% | 0% | 0% | 0% | 15.05% | 15.05% | 0.2%
2022 | - | - | - | - | - | - | - | - | 15.72% | 15.29% | 28.02% | 31.76% | 21.76% | 27.2% | 10.45% | 28.11% | 0% | 0% | 0% | 15.7% | 15.72% | 0.2%
2023 | - | - | - | - | - | - | - | - | 13.55% | 15.22% | 28.23% | 35.38% | 17.31% | 27.96% | 8.327% | 26.57% | 0% | 0% | 0% | 13.5% | 13.55% | 0.2%

## LCOE Trend (PV, no tax credits)
Estimated levelized cost of energy by commercial operation date, region, and project
source: Berkeley Lab, following LCOE methods of NREL's ATB (https://atb.nrel.gov/electricity/2023/equations_&_variables) |  |  |  | source: Berkeley Lab, following LCOE methods of NREL's ATB (https://atb.nrel.gov/electricity/2023/equations_&_variables)
Notes: Depicted LCOE includes MACRS but no ITC/PTC. |  |  |  | Notes: Depicted LCOE includes MACRS but no ITC/PTC.
Commercial Operation Date | Generation-Weighted Levelized LCOE (2023$/MWh) | Annual LCOE Sample | Annual Project Capacity Sum (MW) | Region | Commercial Operation Date | Generation-Weighted Levelized LCOE (2023$/MWh) | Annual LCOE Sample | Annual Project Capacity Sum (MW)
2010 | 227.112 | 8 | 152.47 | CAISO | 2011 | 224.03 | 6 | 95
2011 | 214.765 | 27 | 402.88 | CAISO | 2012 | 130.61 | 9 | 418.92
2012 | 162.6753 | 39 | 899.94 | CAISO | 2013 | 147.46 | 16 | 900.1
2013 | 149.4918 | 38 | 1341.35 | CAISO | 2014 | 150.11 | 32 | 2676.44
2014 | 148.6649 | 63 | 3130.48 | CAISO | 2015 | 126.84 | 33 | 1327.16
2015 | 114.5753 | 84 | 2833.48 | CAISO | 2016 | 85.85 | 45 | 3102.19
2016 | 85.9453 | 145 | 7380.79 | CAISO | 2017 | 94.24 | 24 | 528.89
2017 | 83.0691 | 162 | 4018.54 | CAISO | 2018 | 73.52 | 7 | 835.8
2018 | 68.0736 | 94 | 3949.42 | CAISO | 2019 | 57.17 | 11 | 978.8
2019 | 57.4156 | 101 | 4497.36 | CAISO | 2020 | 47.39 | 19 | 1754.7
2020 | 48.3143 | 157 | 9489.04 | CAISO | 2021 | 42.53 | 10 | 1059
2021 | 44.9787 | 128 | 11258.24 | CAISO | 2022 | 40.59 | 18 | 1968.4
2022 | 44.7591 | 140 | 9832.63 | ERCOT | 2012 | 273.93 | 3 | 30.4
2023 | 46.4831 | 75 | 7076.97 | ERCOT | 2015 | 109.07 | 3 | 130.26
|  |  |  | ERCOT | 2017 | 73.2 | 14 | 650.85
|  |  |  | ERCOT | 2018 | 55.03 | 10 | 646
|  |  |  | ERCOT | 2019 | 53.93 | 8 | 488.2
|  |  |  | ERCOT | 2020 | 40.29 | 16 | 2495.4
Recent (2022-2023) LCOE by Region |  |  |  | ERCOT | 2021 | 43.45 | 17 | 3319.34
Region | Generation-Weighted Levelized LCOE (2023$/MWh) | Annual LCOE Sample | Recent Project Capacity Sum (MW) | ERCOT | 2022 | 41.4 | 13 | 2275.2
West (non-ISO) | 36.77 | 19 | 1715.3 | ERCOT | 2023 | 41.16 | 7 | 1472.8
ERCOT | 41.3 | 20 | 3748 | HI | 2017 | 150.18 | 3 | 45.6
CAISO | 41.5 | 19 | 2201.4 | HI | 2019 | 110.09 | 4 | 129.35
Southeast (non-ISO) | 45.47 | 64 | 4430.67 | ISO-NE | 2017 | 136.58 | 4 | 27.2
SPP | 51.97 | 4 | 128 | ISO-NE | 2018 | 105.78 | 3 | 59.59
MISO | 52.56 | 40 | 2487.7 | ISO-NE | 2019 | 92.67 | 8 | 94.28
PJM | 56.31 | 29 | 1955.8 | ISO-NE | 2020 | 83.36 | 3 | 74
ISO-NE | 76.32 | 9 | 70.2 | ISO-NE | 2021 | 84.18 | 8 | 188.9
NYISO | 78.24 | 10 | 133.53 | ISO-NE | 2022 | 76.32 | 9 | 70.2
|  |  |  | MISO | 2013 | 193.21 | 4 | 38.8
|  |  |  | MISO | 2016 | 107.39 | 3 | 110.6
|  |  |  | MISO | 2017 | 101.56 | 17 | 273.29
|  |  |  | MISO | 2018 | 54.32 | 4 | 111.62
|  |  |  | MISO | 2020 | 60.3 | 11 | 440.9
|  |  |  | MISO | 2021 | 49.87 | 15 | 898
|  |  |  | MISO | 2022 | 51.37 | 24 | 1058.6
|  |  |  | MISO | 2023 | 53.46 | 16 | 1429.1
|  |  |  | NYISO | 2019 | 93.01 | 5 | 65
|  |  |  | NYISO | 2020 | 94.65 | 3 | 17
|  |  |  | NYISO | 2022 | 81.06 | 8 | 93.53
|  |  |  | PJM | 2011 | 293.53 | 6 | 66.08
|  |  |  | PJM | 2012 | 255.49 | 9 | 107.4
|  |  |  | PJM | 2014 | 163.81 | 9 | 102.45
|  |  |  | PJM | 2015 | 128.27 | 11 | 224.35
|  |  |  | PJM | 2016 | 132.46 | 18 | 326.73
|  |  |  | PJM | 2017 | 95 | 22 | 463.79
|  |  |  | PJM | 2018 | 91.87 | 15 | 360.9
|  |  |  | PJM | 2019 | 71.11 | 16 | 456.33
|  |  |  | PJM | 2020 | 66.36 | 33 | 1051.95
|  |  |  | PJM | 2021 | 52.3 | 27 | 1445.6
|  |  |  | PJM | 2022 | 56.03 | 17 | 876.3
|  |  |  | PJM | 2023 | 56.54 | 12 | 1079.5
|  |  |  | SPP | 2016 | 74.27 | 3 | 165
|  |  |  | SPP | 2017 | 89.03 | 3 | 18.68
|  |  |  | SPP | 2019 | 53.6 | 3 | 16
|  |  |  | SPP | 2020 | 48.72 | 3 | 30
|  |  |  | SPP | 2023 | 52.56 | 3 | 120
|  |  |  | Southeast (non-ISO) | 2012 | 207.13 | 3 | 40.1
|  |  |  | Southeast (non-ISO) | 2013 | 193.84 | 3 | 43.65
|  |  |  | Southeast (non-ISO) | 2014 | 141.37 | 3 | 61.68
|  |  |  | Southeast (non-ISO) | 2015 | 107.44 | 16 | 415.1
|  |  |  | Southeast (non-ISO) | 2016 | 91.73 | 30 | 1332.89
|  |  |  | Southeast (non-ISO) | 2017 | 83.07 | 47 | 1200.7
|  |  |  | Southeast (non-ISO) | 2018 | 62.41 | 29 | 1377.3
|  |  |  | Southeast (non-ISO) | 2019 | 52.92 | 26 | 1548.2
|  |  |  | Southeast (non-ISO) | 2020 | 48.74 | 44 | 2795.39
|  |  |  | Southeast (non-ISO) | 2021 | 46.91 | 31 | 2557.8
|  |  |  | Southeast (non-ISO) | 2022 | 48.32 | 33 | 2180.1
|  |  |  | Southeast (non-ISO) | 2023 | 42.73 | 31 | 2250.57
|  |  |  | West (non-ISO) | 2011 | 177.73 | 12 | 174.8
|  |  |  | West (non-ISO) | 2012 | 172.46 | 14 | 297.36
|  |  |  | West (non-ISO) | 2013 | 141.06 | 11 | 290.8
|  |  |  | West (non-ISO) | 2014 | 127.23 | 15 | 254.95
|  |  |  | West (non-ISO) | 2015 | 91.64 | 18 | 714.21
|  |  |  | West (non-ISO) | 2016 | 77.73 | 41 | 2037.78
|  |  |  | West (non-ISO) | 2017 | 69.88 | 26 | 794.54
|  |  |  | West (non-ISO) | 2018 | 67.11 | 22 | 494.9
|  |  |  | West (non-ISO) | 2019 | 49.01 | 18 | 708
|  |  |  | West (non-ISO) | 2020 | 45.69 | 24 | 815.7
|  |  |  | West (non-ISO) | 2021 | 37.13 | 17 | 1759.6
|  |  |  | West (non-ISO) | 2022 | 36.3 | 16 | 1263.3
|  |  |  | West (non-ISO) | 2023 | 38.1 | 3 | 452
|  |  |  | West (non-ISO) | 2023 | 37.9396 | 3 | 452

## LCOE (PTC vs ITC)
Estimated levelized cost of energy by commercial operation date, with and without tax credits
LCOE of 2023 Projects, no Tax Credits | [15 empty] | LCOE of 2023 Projects in and outside of Energy Communities
|  | Levelized Net Capacity Factor (AC-Basis) | [14 empty] | Sample Count | Sample Capacity (MWAC) | LCOE without Tax Credits | LCOE with Base Tax Credits | LCOE with Energy Community Tax Credits
|  | 10% | 12% | 14% | 16% | 18% | 20% | 22% | 24% | 26% | 28% | 30% | 32% | 34% | 36% | Outside Energy Community | 52 | 3932.77 | 49.48 | 34
Project Capex ($/WAC) | 0.6 | 49.9 | 41.59 | 35.65 | 31.19 | 27.72 | 24.95 | 22.68 | 20.79 | 19.19 | 17.82 | 16.63 | 15.59 | 14.68 | 13.86 | Inside Energy Community | 23 | 3144.2 | 42.99 | 28.44 | 26.48
| 0.7 | 55.11 | 45.92 | 39.36 | 34.44 | 30.62 | 27.55 | 25.05 | 22.96 | 21.2 | 19.68 | 18.37 | 17.22 | 16.21 | 15.31
| 0.8 | 60.32 | 50.26 | 43.08 | 37.7 | 33.51 | 30.16 | 27.42 | 25.13 | 23.2 | 21.54 | 20.11 | 18.85 | 17.74 | 16.75
| 0.9 | 65.52 | 54.6 | 46.8 | 40.95 | 36.4 | 32.76 | 29.78 | 27.3 | 25.2 | 23.4 | 21.84 | 20.48 | 19.27 | 18.2
| 1 | 70.73 | 58.94 | 50.52 | 44.21 | 39.29 | 35.36 | 32.15 | 29.47 | 27.2 | 25.26 | 23.58 | 22.1 | 20.8 | 19.65
| 1.1 | 75.94 | 63.28 | 54.24 | 47.46 | 42.19 | 37.97 | 34.52 | 31.64 | 29.21 | 27.12 | 25.31 | 23.73 | 22.33 | 21.09
| 1.2 | 81.14 | 67.62 | 57.96 | 50.71 | 45.08 | 40.57 | 36.88 | 33.81 | 31.21 | 28.98 | 27.05 | 25.36 | 23.87 | 22.54
| 1.3 | 86.35 | 71.96 | 61.68 | 53.97 | 47.97 | 43.17 | 39.25 | 35.98 | 33.21 | 30.84 | 28.78 | 26.98 | 25.4 | 23.99
| 1.4 | 91.55 | 76.3 | 65.4 | 57.22 | 50.86 | 45.78 | 41.62 | 38.15 | 35.21 | 32.7 | 30.52 | 28.61 | 26.93 | 25.43
| 1.5 | 96.76 | 80.63 | 69.12 | 60.48 | 53.76 | 48.38 | 43.98 | 40.32 | 37.22 | 34.56 | 32.25 | 30.24 | 28.46 | 26.88
| 1.6 | 101.97 | 84.97 | 72.83 | 63.73 | 56.65 | 50.98 | 46.35 | 42.49 | 39.22 | 36.42 | 33.99 | 31.86 | 29.99 | 28.32
| 1.7 | 107.17 | 89.31 | 76.55 | 66.98 | 59.54 | 53.59 | 48.72 | 44.66 | 41.22 | 38.28 | 35.72 | 33.49 | 31.52 | 29.77
| 1.8 | 112.38 | 93.65 | 80.27 | 70.24 | 62.43 | 56.19 | 51.08 | 46.83 | 43.22 | 40.14 | 37.46 | 35.12 | 33.05 | 31.22
| 1.9 | 117.59 | 97.99 | 83.99 | 73.49 | 65.33 | 58.79 | 53.45 | 48.99 | 45.23 | 42 | 39.2 | 36.75 | 34.58 | 32.66
| 2 | 122.79 | 102.33 | 87.71 | 76.75 | 68.22 | 61.4 | 55.82 | 51.16 | 47.23 | 43.85 | 40.93 | 38.37 | 36.12 | 34.11
| 2.1 | 128 | 106.67 | 91.43 | 80 | 71.11 | 64 | 58.18 | 53.33 | 49.23 | 45.71 | 42.67 | 40 | 37.65 | 35.56
| 2.2 | 133.21 | 111.01 | 95.15 | 83.25 | 74 | 66.6 | 60.55 | 55.5 | 51.23 | 47.57 | 44.4 | 41.63 | 39.18 | 37
| 2.3 | 138.41 | 115.34 | 98.87 | 86.51 | 76.9 | 69.21 | 62.91 | 57.67 | 53.24 | 49.43 | 46.14 | 43.25 | 40.71 | 38.45
| 2.4 | 143.62 | 119.68 | 102.59 | 89.76 | 79.79 | 71.81 | 65.28 | 59.84 | 55.24 | 51.29 | 47.87 | 44.88 | 42.24 | 39.89
LCOE of 2023 Projects, Base ITC (30%) | [15 empty] | LCOE of 2023 Projects, Base PTC ($28.5/MWh) | [15 empty] | LCOE Premium of PTC over ITC of 2023 Projects, Base Incentives
|  | Levelized Net Capacity Factor (AC-Basis) 10%: Levelized Net Capacity Factor (AC-Basis) |  |  | Levelized Net Capacity Factor (AC-Basis) | [15 empty] | Levelized Net Capacity Factor (AC-Basis)
|  | 10% | 12% | 14% | 16% | 18% | 20% | 22% | 24% | 26% | 28% | 30% | 32% | 34% | 36% |  |  | 10% | 12% | 14% | 16% | 18% | 20% | 22% | 24% | 26% | 28% | 30% | 32% | 34% | 36% |  |  | 10% | 12% | 14% | 16% | 18% | 20% | 22% | 24% | 26% | 28% | 30% | 32% | 34% | 36%
Project Capex ($/WAC) | 0.6 | 39.22 | 32.69 | 28.02 | 24.51 | 21.79 | 19.61 | 17.83 | 16.34 | 15.09 | 14.01 | 13.07 | 12.26 | 11.54 | 10.9 | Project Capex ($/WAC) | 0.6 | 35.42 | 27.1 | 21.16 | 16.7 | 13.24 | 10.46 | 8.2 | 6.31 | 4.71 | 3.34 | 2.15 | 1.11 | 0.19 | -0.62 | Project Capex ($/WAC) | 0.6 | -3.8 | -5.59 | -6.86 | -7.81 | -8.55 | -9.15 | -9.63 | -10.03 | -10.38 | -10.67 | -10.92 | -11.15 | -11.35 | -11.52
| 0.7 | 42.65 | 35.54 | 30.46 | 26.66 | 23.69 | 21.33 | 19.39 | 17.77 | 16.4 | 15.23 | 14.22 | 13.33 | 12.54 | 11.85 |  | 0.7 | 40.62 | 31.44 | 24.88 | 19.96 | 16.13 | 13.07 | 10.56 | 8.48 | 6.71 | 5.2 | 3.88 | 2.73 | 1.72 | 0.82 |  | 0.7 | -2.03 | -4.1 | -5.58 | -6.7 | -7.56 | -8.26 | -8.83 | -9.29 | -9.69 | -10.03 | -10.34 | -10.6 | -10.82 | -11.03
| 0.8 | 46.08 | 38.4 | 32.91 | 28.8 | 25.6 | 23.04 | 20.94 | 19.2 | 17.72 | 16.46 | 15.36 | 14.4 | 13.55 | 12.8 |  | 0.8 | 45.83 | 35.78 | 28.6 | 23.21 | 19.02 | 15.67 | 12.93 | 10.64 | 8.71 | 7.05 | 5.62 | 4.36 | 3.25 | 2.27 |  | 0.8 | -0.25 | -2.62 | -4.31 | -5.59 | -6.58 | -7.37 | -8.01 | -8.56 | -9.01 | -9.41 | -9.74 | -10.04 | -10.3 | -10.53
| 0.9 | 49.5 | 41.25 | 35.36 | 30.94 | 27.5 | 24.75 | 22.5 | 20.63 | 19.04 | 17.68 | 16.5 | 15.47 | 14.56 | 13.75 |  | 0.9 | 51.04 | 40.12 | 32.31 | 26.46 | 21.91 | 18.27 | 15.3 | 12.81 | 10.71 | 8.91 | 7.35 | 5.99 | 4.78 | 3.71 |  | 0.9 | 1.54 | -1.13 | -3.05 | -4.48 | -5.59 | -6.48 | -7.2 | -7.82 | -8.33 | -8.77 | -9.15 | -9.48 | -9.78 | -10.04
| 1 | 52.93 | 44.11 | 37.81 | 33.08 | 29.41 | 26.46 | 24.06 | 22.05 | 20.36 | 18.9 | 17.64 | 16.54 | 15.57 | 14.7 |  | 1 | 56.24 | 44.45 | 36.03 | 29.72 | 24.81 | 20.88 | 17.66 | 14.98 | 12.72 | 10.77 | 9.09 | 7.62 | 6.32 | 5.16 |  | 1 | 3.31 | 0.34 | -1.78 | -3.36 | -4.6 | -5.58 | -6.4 | -7.07 | -7.64 | -8.13 | -8.55 | -8.92 | -9.25 | -9.54
| 1.1 | 56.36 | 46.96 | 40.25 | 35.22 | 31.31 | 28.18 | 25.62 | 23.48 | 21.68 | 20.13 | 18.79 | 17.61 | 16.58 | 15.65 |  | 1.1 | 61.45 | 48.79 | 39.75 | 32.97 | 27.7 | 23.48 | 20.03 | 17.15 | 14.72 | 12.63 | 10.82 | 9.24 | 7.85 | 6.61 |  | 1.1 | 5.09 | 1.83 | -0.5 | -2.25 | -3.61 | -4.7 | -5.59 | -6.33 | -6.96 | -7.5 | -7.97 | -8.37 | -8.73 | -9.04
| 1.2 | 59.78 | 49.82 | 42.7 | 37.36 | 33.21 | 29.89 | 27.17 | 24.91 | 22.99 | 21.35 | 19.93 | 18.68 | 17.58 | 16.61 |  | 1.2 | 66.65 | 53.13 | 43.47 | 36.23 | 30.59 | 26.08 | 22.4 | 19.32 | 16.72 | 14.49 | 12.56 | 10.87 | 9.38 | 8.05 |  | 1.2 | 6.87 | 3.31 | 0.77 | -1.13 | -2.62 | -3.81 | -4.77 | -5.59 | -6.27 | -6.86 | -7.37 | -7.81 | -8.2 | -8.56
| 1.3 | 63.21 | 52.67 | 45.15 | 39.51 | 35.12 | 31.6 | 28.73 | 26.34 | 24.31 | 22.57 | 21.07 | 19.75 | 18.59 | 17.56 |  | 1.3 | 71.86 | 57.47 | 47.19 | 39.48 | 33.48 | 28.69 | 24.76 | 21.49 | 18.72 | 16.35 | 14.3 | 12.5 | 10.91 | 9.5 |  | 1.3 | 8.65 | 4.8 | 2.04 | -0.03 | -1.64 | -2.91 | -3.97 | -4.85 | -5.59 | -6.22 | -6.77 | -7.25 | -7.68 | -8.06
| 1.4 | 66.64 | 55.53 | 47.6 | 41.65 | 37.02 | 33.32 | 30.29 | 27.76 | 25.63 | 23.8 | 22.21 | 20.82 | 19.6 | 18.51 |  | 1.4 | 77.07 | 61.81 | 50.91 | 42.73 | 36.38 | 31.29 | 27.13 | 23.66 | 20.73 | 18.21 | 16.03 | 14.12 | 12.44 | 10.95 |  | 1.4 | 10.43 | 6.28 | 3.31 | 1.08 | -0.64 | -2.03 | -3.16 | -4.1 | -4.9 | -5.59 | -6.18 | -6.7 | -7.16 | -7.56
| 1.5 | 70.06 | 58.39 | 50.04 | 43.79 | 38.92 | 35.03 | 31.85 | 29.19 | 26.95 | 25.02 | 23.35 | 21.89 | 20.61 | 19.46 |  | 1.5 | 82.27 | 66.15 | 54.63 | 45.99 | 39.27 | 33.89 | 29.5 | 25.83 | 22.73 | 20.07 | 17.77 | 15.75 | 13.97 | 12.39 |  | 1.5 | 12.21 | 7.76 | 4.59 | 2.2 | 0.35 | -1.14 | -2.35 | -3.36 | -4.22 | -4.95 | -5.58 | -6.14 | -6.64 | -7.07
| 1.6 | 73.49 | 61.24 | 52.49 | 45.93 | 40.83 | 36.74 | 33.4 | 30.62 | 28.26 | 26.25 | 24.5 | 22.97 | 21.61 | 20.41 |  | 1.6 | 87.48 | 70.49 | 58.35 | 49.24 | 42.16 | 36.5 | 31.86 | 28 | 24.73 | 21.93 | 19.5 | 17.38 | 15.5 | 13.84 |  | 1.6 | 13.99 | 9.25 | 5.86 | 3.31 | 1.33 | -0.24 | -1.54 | -2.62 | -3.53 | -4.32 | -5 | -5.59 | -6.11 | -6.57
| 1.7 | 76.92 | 64.1 | 54.94 | 48.07 | 42.73 | 38.46 | 34.96 | 32.05 | 29.58 | 27.47 | 25.64 | 24.04 | 22.62 | 21.37 |  | 1.7 | 92.69 | 74.82 | 62.07 | 52.5 | 45.05 | 39.1 | 34.23 | 30.17 | 26.73 | 23.79 | 21.24 | 19.01 | 17.03 | 15.28 |  | 1.7 | 15.77 | 10.72 | 7.13 | 4.43 | 2.32 | 0.64 | -0.73 | -1.88 | -2.85 | -3.68 | -4.4 | -5.03 | -5.59 | -6.09
| 1.8 | 80.34 | 66.95 | 57.39 | 50.21 | 44.63 | 40.17 | 36.52 | 33.48 | 30.9 | 28.69 | 26.78 | 25.11 | 23.63 | 22.32 |  | 1.8 | 97.89 | 79.16 | 65.78 | 55.75 | 47.95 | 41.7 | 36.6 | 32.34 | 28.74 | 25.65 | 22.97 | 20.63 | 18.57 | 16.73 |  | 1.8 | 17.55 | 12.21 | 8.39 | 5.54 | 3.32 | 1.53 | 0.08 | -1.14 | -2.16 | -3.04 | -3.81 | -4.48 | -5.06 | -5.59
| 1.9 | 83.77 | 69.81 | 59.83 | 52.36 | 46.54 | 41.88 | 38.08 | 34.9 | 32.22 | 29.92 | 27.92 | 26.18 | 24.64 | 23.27 |  | 1.9 | 103.1 | 83.5 | 69.5 | 59.01 | 50.84 | 44.31 | 38.96 | 34.51 | 30.74 | 27.51 | 24.71 | 22.26 | 20.1 | 18.18 |  | 1.9 | 19.33 | 13.69 | 9.67 | 6.65 | 4.3 | 2.43 | 0.88 | -0.39 | -1.48 | -2.41 | -3.21 | -3.92 | -4.54 | -5.09
| 2 | 87.2 | 72.66 | 62.28 | 54.5 | 48.44 | 43.6 | 39.63 | 36.33 | 33.54 | 31.14 | 29.07 | 27.25 | 25.65 | 24.22 |  | 2 | 108.31 | 87.84 | 73.22 | 62.26 | 53.73 | 46.91 | 41.33 | 36.68 | 32.74 | 29.37 | 26.44 | 23.89 | 21.63 | 19.62 |  | 2 | 21.11 | 15.18 | 10.94 | 7.76 | 5.29 | 3.31 | 1.7 | 0.35 | -0.8 | -1.77 | -2.63 | -3.36 | -4.02 | -4.6
| 2.1 | 90.62 | 75.52 | 64.73 | 56.64 | 50.35 | 45.31 | 41.19 | 37.76 | 34.85 | 32.36 | 30.21 | 28.32 | 26.65 | 25.17 |  | 2.1 | 113.51 | 92.18 | 76.94 | 65.51 | 56.62 | 49.51 | 43.69 | 38.85 | 34.74 | 31.23 | 28.18 | 25.51 | 23.16 | 21.07 |  | 2.1 | 22.89 | 16.66 | 12.21 | 8.87 | 6.27 | 4.2 | 2.5 | 1.09 | -0.11 | -1.13 | -2.03 | -2.81 | -3.49 | -4.1
| 2.2 | 94.05 | 78.37 | 67.18 | 58.78 | 52.25 | 47.02 | 42.75 | 39.19 | 36.17 | 33.59 | 31.35 | 29.39 | 27.66 | 26.12 |  | 2.2 | 118.72 | 96.52 | 80.66 | 68.77 | 59.52 | 52.12 | 46.06 | 41.02 | 36.75 | 33.09 | 29.92 | 27.14 | 24.69 | 22.51 |  | 2.2 | 24.67 | 18.15 | 13.48 | 9.99 | 7.27 | 5.1 | 3.31 | 1.83 | 0.58 | -0.5 | -1.43 | -2.25 | -2.97 | -3.61
| 2.3 | 97.47 | 81.23 | 69.62 | 60.92 | 54.15 | 48.74 | 44.31 | 40.61 | 37.49 | 34.81 | 32.49 | 30.46 | 28.67 | 27.08 |  | 2.3 | 123.93 | 100.86 | 84.38 | 72.02 | 62.41 | 54.72 | 48.43 | 43.19 | 38.75 | 34.95 | 31.65 | 28.77 | 26.22 | 23.96 |  | 2.3 | 26.46 | 19.63 | 14.76 | 11.1 | 8.26 | 5.98 | 4.12 | 2.58 | 1.26 | 0.14 | -0.84 | -1.69 | -2.45 | -3.12
| 2.4 | 100.9 | 84.08 | 72.07 | 63.06 | 56.06 | 50.45 | 45.86 | 42.04 | 38.81 | 36.04 | 33.63 | 31.53 | 29.68 | 28.03 |  | 2.4 | 129.13 | 105.2 | 88.1 | 75.28 | 65.3 | 57.32 | 50.79 | 45.35 | 40.75 | 36.81 | 33.39 | 30.39 | 27.75 | 25.41 |  | 2.4 | 28.23 | 21.12 | 16.03 | 12.22 | 9.24 | 6.87 | 4.93 | 3.31 | 1.94 | 0.77 | -0.24 | -1.14 | -1.93 | -2.62
LCOE of 2023 Projects, Base+Energy Community ITC (40%) | [15 empty] | LCOE of 2023 Projects, Base+Energy Community PTC ($31.6/MWh) | [15 empty] | LCOE Premium of PTC over ITC of 2023 Projects, Base Incentives + Energy Community Bonus
|  | Levelized Net Capacity Factor (AC-Basis) 10%: Levelized Net Capacity Factor (AC-Basis) |  |  | Levelized Net Capacity Factor (AC-Basis) | [15 empty] | Levelized Net Capacity Factor (AC-Basis)
|  | 10% | 12% | 14% | 16% | 18% | 20% | 22% | 24% | 26% | 28% | 30% | 32% | 34% | 36% |  |  | 10% | 12% | 14% | 16% | 18% | 20% | 22% | 24% | 26% | 28% | 30% | 32% | 34% | 36% |  |  | 10% | 12% | 14% | 16% | 18% | 20% | 22% | 24% | 26% | 28% | 30% | 32% | 34% | 36%
Project Capex ($/WAC) | 0.6 | 35.66 | 29.72 | 25.47 | 22.29 | 19.81 | 17.83 | 16.21 | 14.86 | 13.72 | 12.74 | 11.89 | 11.14 | 10.49 | 9.91 | Project Capex ($/WAC) | 0.6 | 33.84 | 25.52 | 19.58 | 15.12 | 11.66 | 8.88 | 6.62 | 4.73 | 3.13 | 1.76 | 0.57 | -0.47 | -1.39 | -2.21 | Project Capex ($/WAC) | 0.6 | -1.82 | -4.2 | -5.89 | -7.17 | -8.15 | -8.95 | -9.59 | -10.13 | -10.59 | -10.98 | -11.32 | -11.61 | -11.88 | -12.12
| 0.7 | 38.5 | 32.08 | 27.5 | 24.06 | 21.39 | 19.25 | 17.5 | 16.04 | 14.81 | 13.75 | 12.83 | 12.03 | 11.32 | 10.69 |  | 0.7 | 39.04 | 29.86 | 23.3 | 18.38 | 14.55 | 11.49 | 8.98 | 6.9 | 5.13 | 3.61 | 2.3 | 1.15 | 0.14 | -0.76 |  | 0.7 | 0.54 | -2.22 | -4.2 | -5.68 | -6.84 | -7.76 | -8.52 | -9.14 | -9.68 | -10.14 | -10.53 | -10.88 | -11.18 | -11.45
| 0.8 | 41.33 | 34.44 | 29.52 | 25.83 | 22.96 | 20.67 | 18.79 | 17.22 | 15.9 | 14.76 | 13.78 | 12.92 | 12.16 | 11.48 |  | 0.8 | 44.25 | 34.2 | 27.02 | 21.63 | 17.44 | 14.09 | 11.35 | 9.06 | 7.13 | 5.47 | 4.04 | 2.78 | 1.67 | 0.69 |  | 0.8 | 2.92 | -0.24 | -2.5 | -4.2 | -5.52 | -6.58 | -7.44 | -8.16 | -8.77 | -9.29 | -9.74 | -10.14 | -10.49 | -10.79
| 0.9 | 44.16 | 36.8 | 31.55 | 27.6 | 24.54 | 22.08 | 20.07 | 18.4 | 16.99 | 15.77 | 14.72 | 13.8 | 12.99 | 12.27 |  | 0.9 | 49.46 | 38.53 | 30.73 | 24.88 | 20.33 | 16.69 | 13.72 | 11.23 | 9.13 | 7.33 | 5.77 | 4.41 | 3.2 | 2.13 |  | 0.9 | 5.3 | 1.73 | -0.82 | -2.72 | -4.21 | -5.39 | -6.35 | -7.17 | -7.86 | -8.44 | -8.95 | -9.39 | -9.79 | -10.14
| 1 | 47 | 39.16 | 33.57 | 29.37 | 26.11 | 23.5 | 21.36 | 19.58 | 18.08 | 16.78 | 15.67 | 14.69 | 13.82 | 13.05 |  | 1 | 54.66 | 42.87 | 34.45 | 28.14 | 23.23 | 19.3 | 16.08 | 13.4 | 11.14 | 9.19 | 7.51 | 6.04 | 4.74 | 3.58 |  | 1 | 7.66 | 3.71 | 0.88 | -1.23 | -2.88 | -4.2 | -5.28 | -6.18 | -6.94 | -7.59 | -8.16 | -8.65 | -9.08 | -9.47
| 1.1 | 49.83 | 41.52 | 35.59 | 31.14 | 27.68 | 24.91 | 22.65 | 20.76 | 19.17 | 17.8 | 16.61 | 15.57 | 14.66 | 13.84 |  | 1.1 | 59.87 | 47.21 | 38.17 | 31.39 | 26.12 | 21.9 | 18.45 | 15.57 | 13.14 | 11.05 | 9.24 | 7.66 | 6.27 | 5.03 |  | 1.1 | 10.04 | 5.69 | 2.58 | 0.25 | -1.56 | -3.01 | -4.2 | -5.19 | -6.03 | -6.75 | -7.37 | -7.91 | -8.39 | -8.81
| 1.2 | 52.66 | 43.89 | 37.62 | 32.91 | 29.26 | 26.33 | 23.94 | 21.94 | 20.26 | 18.81 | 17.55 | 16.46 | 15.49 | 14.63 |  | 1.2 | 65.07 | 51.55 | 41.89 | 34.65 | 29.01 | 24.5 | 20.82 | 17.74 | 15.14 | 12.91 | 10.98 | 9.29 | 7.8 | 6.47 |  | 1.2 | 12.41 | 7.66 | 4.27 | 1.74 | -0.25 | -1.83 | -3.12 | -4.2 | -5.12 | -5.9 | -6.57 | -7.17 | -7.69 | -8.16
| 1.3 | 55.5 | 46.25 | 39.64 | 34.69 | 30.83 | 27.75 | 25.23 | 23.12 | 21.34 | 19.82 | 18.5 | 17.34 | 16.32 | 15.42 |  | 1.3 | 70.28 | 55.89 | 45.61 | 37.9 | 31.9 | 27.11 | 23.18 | 19.91 | 17.14 | 14.77 | 12.72 | 10.92 | 9.33 | 7.92 |  | 1.3 | 14.78 | 9.64 | 5.97 | 3.21 | 1.07 | -0.64 | -2.05 | -3.21 | -4.2 | -5.05 | -5.78 | -6.42 | -6.99 | -7.5
| 1.4 | 58.33 | 48.61 | 41.66 | 36.46 | 32.41 | 29.16 | 26.51 | 24.3 | 22.43 | 20.83 | 19.44 | 18.23 | 17.16 | 16.2 |  | 1.4 | 75.49 | 60.23 | 49.33 | 41.15 | 34.8 | 29.71 | 25.55 | 22.08 | 19.15 | 16.63 | 14.45 | 12.54 | 10.86 | 9.36 |  | 1.4 | 17.16 | 11.62 | 7.67 | 4.69 | 2.39 | 0.55 | -0.96 | -2.22 | -3.28 | -4.2 | -4.99 | -5.69 | -6.3 | -6.84
| 1.5 | 61.16 | 50.97 | 43.69 | 38.23 | 33.98 | 30.58 | 27.8 | 25.48 | 23.52 | 21.84 | 20.39 | 19.11 | 17.99 | 16.99 |  | 1.5 | 80.69 | 64.57 | 53.05 | 44.41 | 37.69 | 32.31 | 27.92 | 24.25 | 21.15 | 18.49 | 16.19 | 14.17 | 12.39 | 10.81 |  | 1.5 | 19.53 | 13.6 | 9.36 | 6.18 | 3.71 | 1.73 | 0.12 | -1.23 | -2.37 | -3.35 | -4.2 | -4.94 | -5.6 | -6.18
| 1.6 | 64 | 53.33 | 45.71 | 40 | 35.55 | 32 | 29.09 | 26.67 | 24.61 | 22.86 | 21.33 | 20 | 18.82 | 17.78 |  | 1.6 | 85.9 | 68.91 | 56.77 | 47.66 | 40.58 | 34.92 | 30.28 | 26.42 | 23.15 | 20.35 | 17.92 | 15.8 | 13.92 | 12.26 |  | 1.6 | 21.9 | 15.58 | 11.06 | 7.66 | 5.03 | 2.92 | 1.19 | -0.25 | -1.46 | -2.51 | -3.41 | -4.2 | -4.9 | -5.52
| 1.7 | 66.83 | 55.69 | 47.74 | 41.77 | 37.13 | 33.41 | 30.38 | 27.85 | 25.7 | 23.87 | 22.28 | 20.88 | 19.66 | 18.56 |  | 1.7 | 91.11 | 73.24 | 60.49 | 50.92 | 43.47 | 37.52 | 32.65 | 28.59 | 25.15 | 22.21 | 19.66 | 17.42 | 15.45 | 13.7 |  | 1.7 | 24.28 | 17.55 | 12.75 | 9.15 | 6.34 | 4.11 | 2.27 | 0.74 | -0.55 | -1.66 | -2.62 | -3.46 | -4.21 | -4.86
| 1.8 | 69.66 | 58.05 | 49.76 | 43.54 | 38.7 | 34.83 | 31.66 | 29.03 | 26.79 | 24.88 | 23.22 | 21.77 | 20.49 | 19.35 |  | 1.8 | 96.31 | 77.58 | 64.2 | 54.17 | 46.37 | 40.12 | 35.01 | 30.76 | 27.16 | 24.07 | 21.39 | 19.05 | 16.99 | 15.15 |  | 1.8 | 26.65 | 19.53 | 14.44 | 10.63 | 7.67 | 5.29 | 3.35 | 1.73 | 0.37 | -0.81 | -1.83 | -2.72 | -3.5 | -4.2
| 1.9 | 72.5 | 60.41 | 51.78 | 45.31 | 40.28 | 36.25 | 32.95 | 30.21 | 27.88 | 25.89 | 24.17 | 22.65 | 21.32 | 20.14 |  | 1.9 | 101.52 | 81.92 | 67.92 | 57.42 | 49.26 | 42.73 | 37.38 | 32.93 | 29.16 | 25.93 | 23.13 | 20.68 | 18.52 | 16.6 |  | 1.9 | 29.02 | 21.51 | 16.14 | 12.11 | 8.98 | 6.48 | 4.43 | 2.72 | 1.28 | 0.04 | -1.04 | -1.97 | -2.8 | -3.54
| 2 | 75.33 | 62.77 | 53.81 | 47.08 | 41.85 | 37.66 | 34.24 | 31.39 | 28.97 | 26.9 | 25.11 | 23.54 | 22.16 | 20.92 |  | 2 | 106.73 | 86.26 | 71.64 | 60.68 | 52.15 | 45.33 | 39.75 | 35.1 | 31.16 | 27.79 | 24.86 | 22.31 | 20.05 | 18.04 |  | 2 | 31.4 | 23.49 | 17.83 | 13.6 | 10.3 | 7.67 | 5.51 | 3.71 | 2.19 | 0.89 | -0.25 | -1.23 | -2.11 | -2.88
| 2.1 | 78.16 | 65.14 | 55.83 | 48.85 | 43.42 | 39.08 | 35.53 | 32.57 | 30.06 | 27.92 | 26.05 | 24.43 | 22.99 | 21.71 |  | 2.1 | 111.93 | 90.6 | 75.36 | 63.93 | 55.04 | 47.93 | 42.11 | 37.27 | 33.16 | 29.65 | 26.6 | 23.93 | 21.58 | 19.49 |  | 2.1 | 33.77 | 25.46 | 19.53 | 15.08 | 11.62 | 8.85 | 6.58 | 4.7 | 3.1 | 1.73 | 0.55 | -0.5 | -1.41 | -2.22
| 2.2 | 81 | 67.5 | 57.85 | 50.62 | 45 | 40.5 | 36.82 | 33.75 | 31.15 | 28.93 | 27 | 25.31 | 23.82 | 22.5 |  | 2.2 | 117.14 | 94.94 | 79.08 | 67.19 | 57.94 | 50.54 | 44.48 | 39.44 | 35.17 | 31.51 | 28.33 | 25.56 | 23.11 | 20.93 |  | 2.2 | 36.14 | 27.44 | 21.23 | 16.57 | 12.94 | 10.04 | 7.66 | 5.69 | 4.02 | 2.58 | 1.33 | 0.25 | -0.71 | -1.57
| 2.3 | 83.83 | 69.86 | 59.88 | 52.39 | 46.57 | 41.91 | 38.1 | 34.93 | 32.24 | 29.94 | 27.94 | 26.2 | 24.66 | 23.29 |  | 2.3 | 122.35 | 99.28 | 82.8 | 70.44 | 60.83 | 53.14 | 46.85 | 41.6 | 37.17 | 33.37 | 30.07 | 27.19 | 24.64 | 22.38 |  | 2.3 | 38.52 | 29.42 | 22.92 | 18.05 | 14.26 | 11.23 | 8.75 | 6.67 | 4.93 | 3.43 | 2.13 | 0.99 | -0.02 | -0.91
| 2.4 | 86.66 | 72.22 | 61.9 | 54.16 | 48.15 | 43.33 | 39.39 | 36.11 | 33.33 | 30.95 | 28.89 | 27.08 | 25.49 | 24.07 |  | 2.4 | 127.55 | 103.62 | 86.52 | 73.69 | 63.72 | 55.74 | 49.21 | 43.77 | 39.17 | 35.23 | 31.81 | 28.81 | 26.17 | 23.83 |  | 2.4 | 40.89 | 31.4 | 24.62 | 19.53 | 15.57 | 12.41 | 9.82 | 7.66 | 5.84 | 4.28 | 2.92 | 1.73 | 0.68 | -0.24

## LCOE vs. PPA Price
Average levelized cost of energy versus average levelized PPA price, by commercial operation date
COD Year | LCOE Project Count | LCOE Project Capacity Sum (MW) | Generation-Weighted LCOE without Tax Credits (2023$/MWh) | Generation-Weighted LCOE with Tax Credits (2023$/MWh) | Generation-Weighted PPA (2023$/MWh)
2007 | 2 | 18.9 |  |  | 273.96
2008 | 1 | 10 |  |  | 192.26
2009 | 2 | 46 |  |  | 133.37
2010 | 8 | 152.47 | 227.11 | 151.42 | 187.35
2011 | 27 | 402.88 | 214.76 | 143.36 | 198.35
2012 | 39 | 899.94 | 162.68 | 109.95 | 154.71
2013 | 38 | 1341.35 | 149.49 | 100.39 | 143.53
2014 | 63 | 3130.48 | 148.66 | 99.9 | 144.61
2015 | 84 | 2833.48 | 114.58 | 78.18 | 107.56
2016 | 145 | 7380.79 | 85.95 | 59.63 | 66.67
2017 | 162 | 4018.54 | 83.07 | 58.01 | 53.8
2018 | 94 | 3949.42 | 68.07 | 48.1 | 49.69
2019 | 101 | 4497.36 | 57.42 | 42.44 | 38.44
2020 | 157 | 9489.04 | 48.31 | 35.96 | 30.66
2021 | 128 | 11258.24 | 44.98 | 33.69 | 26
2022 | 140 | 9832.63 | 44.76 | 33.27 | 23.43
2023 | 75 | 7076.97 | 46.48 | 30.52 | 23.93
| 1266 | 66338.49

## PPA Price by Project (PV only)
Levelized PPA prices by region, contract size, and PPA execution date: full sample (PV only--no PV+battery included here) | [11 empty] | Levelized PPA prices by region, contract size, and PPA execution date: recent sample (PV only) | [10 empty] | Levelized PPA prices by consolidated region, contract size, and PPA execution date: full sample (PV only) |  | Levelized PPA prices by consolidated region, contract size, and PPA execution date: recent sample (PV only) | Levelized PPA prices by region, contract size, and PPA execution date (with non-Hawaii time trend) -- PV only
Source: Berkeley Lab, FERC | [11 empty] | Source: Berkeley Lab, FERC | [10 empty] | Source: Berkeley Lab, FERC |  | Source: Berkeley Lab, FERC
Notes: Prices are levelized over the full term of each contract, after accounting for any escalation rates and/or time-of-delivery factors. We deflate the nominal dollar price series to 2023 dollars using the GDP deflator (actual deflators historically, along with projected future deflators from the EIA’s Annual Energy Outlook 2023), and then levelize the resulting price series using a 4% real discount rate.
PPA Execution Date | Capacity (MW) | Term (years) | CAISO | West (non-ISO) | MISO | SPP | ERCOT | PJM | NYISO | ISO-NE | Southeast (non-ISO) | Hawaii | Hawaii | West | Central | Northeast | Southeast | Note: Hawaii = Hawaii; West = CAISO, West (non-ISO); Central = MISO, SPP, ERCOT; Northeast = PJM, NYISO, ISO-NE; Southeast = Southeast (non-ISO)
2006-09-01 | 7 | 20 | #N/A | 273.9595 | #N/A | #N/A | #N/A | #N/A | #N/A | #N/A | #N/A | #N/A | #N/A | 273.9595 | #N/A | #N/A | #N/A
2007-06-25 | 5 | 20 | 247.5552 | #N/A | #N/A | #N/A | #N/A | #N/A | #N/A | #N/A | #N/A | #N/A | #N/A | 247.5552 | #N/A | #N/A | #N/A |  |  | Non-HI Gen-Wgtd Avg |  |  | LevelTen Market-Averaged Continental | Trio Average
2008-07-01 | 550 | 25 | 167.8268 | #N/A | #N/A | #N/A | #N/A | #N/A | #N/A | #N/A | #N/A | #N/A | #N/A | 167.8268 | #N/A | #N/A | #N/A |  | PPA Execution Year | 2023 $/MWh | Sample count | Sample MW | 2023 $/MWh | 2023 $/MWh
2008-07-23 | 210 | 25 | 145.0518 | #N/A | #N/A | #N/A | #N/A | #N/A | #N/A | #N/A | #N/A | #N/A | #N/A | 145.0518 | #N/A | #N/A | #N/A |  | 2009 | 182.5689 | 16 | 1029.68
2008-12-19 | 10 | 20 | 192.2649 | #N/A | #N/A | #N/A | #N/A | #N/A | #N/A | #N/A | #N/A | #N/A | #N/A | 192.2649 | #N/A | #N/A | #N/A |  | 2010 | 149.6934 | 31 | 1753.45
2009-02-23 | 30 | 25 | #N/A | 148.5601 | #N/A | #N/A | #N/A | #N/A | #N/A | #N/A | #N/A | #N/A | #N/A | 148.5601 | #N/A | #N/A | #N/A |  | 2011 | 121.3938 | 20 | 1805
2009-03-01 | 30 | 25 | #N/A | #N/A | #N/A | #N/A | 176.3435 | #N/A | #N/A | #N/A | #N/A | #N/A | #N/A | #N/A | 176.3435 | #N/A | #N/A |  | 2012 | 94.24 | 19 | 1112.8
2009-03-05 | 19 | 20 | #N/A | 167.742 | #N/A | #N/A | #N/A | #N/A | #N/A | #N/A | #N/A | #N/A | #N/A | 167.742 | #N/A | #N/A | #N/A |  | 2013 | 74.3112 | 23 | 696.114
2009-05-01 | 12.6 | 30 | #N/A | #N/A | #N/A | #N/A | #N/A | #N/A | #N/A | #N/A | 230.0527 | #N/A | #N/A | #N/A | #N/A | #N/A | 230.0527 |  | 2014 | 60.4185 | 43 | 2232.216
2009-05-08 | 230 | 25 | 161.8877 | #N/A | #N/A | #N/A | #N/A | #N/A | #N/A | #N/A | #N/A | #N/A | #N/A | 161.8877 | #N/A | #N/A | #N/A |  | 2015 | 49.4727 | 59 | 3591.717
2009-06-01 | 20 | 25 | #N/A | 143.5646 | #N/A | #N/A | #N/A | #N/A | #N/A | #N/A | #N/A | #N/A | #N/A | 143.5646 | #N/A | #N/A | #N/A |  | 2016 | 40.1186 | 22 | 1451.26
2009-06-01 | 14 | 30 | #N/A | #N/A | #N/A | #N/A | 221.4402 | #N/A | #N/A | #N/A | #N/A | #N/A | #N/A | #N/A | 221.4402 | #N/A | #N/A |  | 2017 | 35.8706 | 42 | 2634.33
2009-06-01 | 10.08 | 20 | #N/A | #N/A | #N/A | #N/A | #N/A | 253.4937 | #N/A | #N/A | #N/A | #N/A | #N/A | #N/A | #N/A | 253.4937 | #N/A |  | 2018 | 26.8477 | 53 | 4413.1695 | 29.1474
2009-06-22 | 48 | 20 | 189.7844 | #N/A | #N/A | #N/A | #N/A | #N/A | #N/A | #N/A | #N/A | #N/A | #N/A | 189.7844 | #N/A | #N/A | #N/A |  | 2019 | 22.753 | 49 | 4770.7377 | 27.0064
2009-08-17 | 250 | 20 | 160.3444 | #N/A | #N/A | #N/A | #N/A | #N/A | #N/A | #N/A | #N/A | #N/A | #N/A | 160.3444 | #N/A | #N/A | #N/A |  | 2020 | 24.543 | 30 | 3111.76 | 27.3576
2009-09-08 | 250 | 25 | 228.327 | #N/A | #N/A | #N/A | #N/A | #N/A | #N/A | #N/A | #N/A | #N/A | #N/A | 228.327 | #N/A | #N/A | #N/A |  | 2021 | 24.4358 | 26 | 3681 | 29.6753 | 31.2531
2009-11-20 | 21 | 20 | 133.3653 | #N/A | #N/A | #N/A | #N/A | #N/A | #N/A | #N/A | #N/A | #N/A | #N/A | 133.3653 | #N/A | #N/A | #N/A |  | 2022 | 29.8195 | 16 | 1498 | 36.656 | 41.5436
2009-12-23 | 50 | 20 | #N/A | #N/A | #N/A | 147.0567 | #N/A | #N/A | #N/A | #N/A | #N/A | #N/A | #N/A | #N/A | 147.0567 | #N/A | #N/A |  | 2023 | 35.4831 | 7 | 868.8 | 44.4206 | 47.905
2009-12-24 | 6 | 20 | 281.7784 | #N/A | #N/A | #N/A | #N/A | #N/A | #N/A | #N/A | #N/A | #N/A | #N/A | 281.7784 | #N/A | #N/A | #N/A |  | 2024 | 27.3239 | 5 | 1187.85 | 45.3128 | 51.725
2009-12-24 | 19 | 20 | 281.7784 | #N/A | #N/A | #N/A | #N/A | #N/A | #N/A | #N/A | #N/A | #N/A | #N/A | 281.7784 | #N/A | #N/A | #N/A
2009-12-24 | 20 | 20 | 281.7784 | #N/A | #N/A | #N/A | #N/A | #N/A | #N/A | #N/A | #N/A | #N/A | #N/A | 281.7784 | #N/A | #N/A | #N/A
2010-01-26 | 50 | 24 | 182.1065 | #N/A | #N/A | #N/A | #N/A | #N/A | #N/A | #N/A | #N/A | #N/A | #N/A | 182.1065 | #N/A | #N/A | #N/A
2010-01-26 | 20 | 24 | 182.1065 | #N/A | #N/A | #N/A | #N/A | #N/A | #N/A | #N/A | #N/A | #N/A | #N/A | 182.1065 | #N/A | #N/A | #N/A
2010-01-26 | 20 | 25 | 185.8604 | #N/A | #N/A | #N/A | #N/A | #N/A | #N/A | #N/A | #N/A | #N/A | #N/A | 185.8604 | #N/A | #N/A | #N/A
2010-02-02 | 50 | 25 | #N/A | 153.1888 | #N/A | #N/A | #N/A | #N/A | #N/A | #N/A | #N/A | #N/A | #N/A | 153.1888 | #N/A | #N/A | #N/A
2010-02-24 | 300 | 25 | 157.1378 | #N/A | #N/A | #N/A | #N/A | #N/A | #N/A | #N/A | #N/A | #N/A | #N/A | 157.1378 | #N/A | #N/A | #N/A
2010-03-06 | 40 | 25 | 149.8227 | #N/A | #N/A | #N/A | #N/A | #N/A | #N/A | #N/A | #N/A | #N/A | #N/A | 149.8227 | #N/A | #N/A | #N/A
2010-04-19 | 29 | 20 | #N/A | 116.856 | #N/A | #N/A | #N/A | #N/A | #N/A | #N/A | #N/A | #N/A | #N/A | 116.856 | #N/A | #N/A | #N/A
2010-04-21 | 66 | 20 | 156.607 | #N/A | #N/A | #N/A | #N/A | #N/A | #N/A | #N/A | #N/A | #N/A | #N/A | 156.607 | #N/A | #N/A | #N/A
2010-04-29 | 25 | 20 | #N/A | 146.7322 | #N/A | #N/A | #N/A | #N/A | #N/A | #N/A | #N/A | #N/A | #N/A | 146.7322 | #N/A | #N/A | #N/A
2010-05-10 | 125 | 20 | 148.0162 | #N/A | #N/A | #N/A | #N/A | #N/A | #N/A | #N/A | #N/A | #N/A | #N/A | 148.0162 | #N/A | #N/A | #N/A
2010-05-20 | 25.8 | 25 | 176.9354 | #N/A | #N/A | #N/A | #N/A | #N/A | #N/A | #N/A | #N/A | #N/A | #N/A | 176.9354 | #N/A | #N/A | #N/A
2010-06-01 | 32 | 20 | #N/A | #N/A | #N/A | #N/A | #N/A | #N/A | 354.1148 | #N/A | #N/A | #N/A | #N/A | #N/A | #N/A | 354.1148 | #N/A
2010-06-01 | 20 | 20 | #N/A | 146.7322 | #N/A | #N/A | #N/A | #N/A | #N/A | #N/A | #N/A | #N/A | #N/A | 146.7322 | #N/A | #N/A | #N/A
2010-06-24 | 23 | 20 | #N/A | 143.5998 | #N/A | #N/A | #N/A | #N/A | #N/A | #N/A | #N/A | #N/A | #N/A | 143.5998 | #N/A | #N/A | #N/A
2010-06-30 | 12 | 25 | #N/A | 111.2933 | #N/A | #N/A | #N/A | #N/A | #N/A | #N/A | #N/A | #N/A | #N/A | 111.2933 | #N/A | #N/A | #N/A
2010-06-30 | 10 | 25 | #N/A | 111.2768 | #N/A | #N/A | #N/A | #N/A | #N/A | #N/A | #N/A | #N/A | #N/A | 111.2768 | #N/A | #N/A | #N/A
2010-07-26 | 20 | 25 | #N/A | 147.9942 | #N/A | #N/A | #N/A | #N/A | #N/A | #N/A | #N/A | #N/A | #N/A | 147.9942 | #N/A | #N/A | #N/A
2010-07-29 | 150 | 20 | 175.1251 | #N/A | #N/A | #N/A | #N/A | #N/A | #N/A | #N/A | #N/A | #N/A | #N/A | 175.1251 | #N/A | #N/A | #N/A
2010-07-29 | 45 | 20 | 143.2593 | #N/A | #N/A | #N/A | #N/A | #N/A | #N/A | #N/A | #N/A | #N/A | #N/A | 143.2593 | #N/A | #N/A | #N/A
2010-08-10 | 30 | 25 | #N/A | 147.7956 | #N/A | #N/A | #N/A | #N/A | #N/A | #N/A | #N/A | #N/A | #N/A | 147.7956 | #N/A | #N/A | #N/A
2010-08-10 | 5.5 | 20 | #N/A | #N/A | #N/A | #N/A | #N/A | #N/A | #N/A | #N/A | 215.6837 | #N/A | #N/A | #N/A | #N/A | #N/A | 215.6837
2010-08-24 | 23 | 30 | #N/A | 125.3881 | #N/A | #N/A | #N/A | #N/A | #N/A | #N/A | #N/A | #N/A | #N/A | 125.3881 | #N/A | #N/A | #N/A
2010-09-20 | 62.5 | 20 | 142.8947 | #N/A | #N/A | #N/A | #N/A | #N/A | #N/A | #N/A | #N/A | #N/A | #N/A | 142.8947 | #N/A | #N/A | #N/A
2010-11-10 | 130 | 25 | 144.9298 | #N/A | #N/A | #N/A | #N/A | #N/A | #N/A | #N/A | #N/A | #N/A | #N/A | 144.9298 | #N/A | #N/A | #N/A
2010-11-15 | 14 | 20 | 88.6844 | #N/A | #N/A | #N/A | #N/A | #N/A | #N/A | #N/A | #N/A | #N/A | #N/A | 88.6844 | #N/A | #N/A | #N/A
2010-11-15 | 20 | 20 | 85.9146 | #N/A | #N/A | #N/A | #N/A | #N/A | #N/A | #N/A | #N/A | #N/A | #N/A | 85.9146 | #N/A | #N/A | #N/A
2010-12-01 | 9 | 20 | #N/A | 153.6631 | #N/A | #N/A | #N/A | #N/A | #N/A | #N/A | #N/A | #N/A | #N/A | 153.6631 | #N/A | #N/A | #N/A
2010-12-01 | 7.65 | 25 | #N/A | #N/A | #N/A | #N/A | #N/A | #N/A | #N/A | #N/A | 162.4568 | #N/A | #N/A | #N/A | #N/A | #N/A | 162.4568
2010-12-21 | 60 | 20 | 147.2629 | #N/A | #N/A | #N/A | #N/A | #N/A | #N/A | #N/A | #N/A | #N/A | #N/A | 147.2629 | #N/A | #N/A | #N/A
2010-12-30 | 309 | 20 | 125.3955 | #N/A | #N/A | #N/A | #N/A | #N/A | #N/A | #N/A | #N/A | #N/A | #N/A | 125.3955 | #N/A | #N/A | #N/A
2010-12-30 | 20 | 20 | 165.0173 | #N/A | #N/A | #N/A | #N/A | #N/A | #N/A | #N/A | #N/A | #N/A | #N/A | 165.0173 | #N/A | #N/A | #N/A
2011-01-05 | 270 | 20 | 125.6487 | #N/A | #N/A | #N/A | #N/A | #N/A | #N/A | #N/A | #N/A | #N/A | #N/A | 125.6487 | #N/A | #N/A | #N/A
2011-01-07 | 110 | 20 | 141.6012 | #N/A | #N/A | #N/A | #N/A | #N/A | #N/A | #N/A | #N/A | #N/A | #N/A | 141.6012 | #N/A | #N/A | #N/A
2011-01-25 | 26 | 25 | 149.3091 | #N/A | #N/A | #N/A | #N/A | #N/A | #N/A | #N/A | #N/A | #N/A | #N/A | 149.3091 | #N/A | #N/A | #N/A
2011-02-07 | 250 | 20 | #N/A | 131.6889 | #N/A | #N/A | #N/A | #N/A | #N/A | #N/A | #N/A | #N/A | #N/A | 131.6889 | #N/A | #N/A | #N/A
2011-02-11 | 30 | 25 | #N/A | 125.6998 | #N/A | #N/A | #N/A | #N/A | #N/A | #N/A | #N/A | #N/A | #N/A | 125.6998 | #N/A | #N/A | #N/A
2011-02-11 | 20 | 25 | #N/A | 128.9795 | #N/A | #N/A | #N/A | #N/A | #N/A | #N/A | #N/A | #N/A | #N/A | 128.9795 | #N/A | #N/A | #N/A
2011-03-08 | 150 | 26 | 103.7157 | #N/A | #N/A | #N/A | #N/A | #N/A | #N/A | #N/A | #N/A | #N/A | #N/A | 103.7157 | #N/A | #N/A | #N/A
2011-06-03 | 110 | 25 | 131.6923 | #N/A | #N/A | #N/A | #N/A | #N/A | #N/A | #N/A | #N/A | #N/A | #N/A | 131.6923 | #N/A | #N/A | #N/A
2011-06-03 | 127 | 25 | #N/A | 122.3543 | #N/A | #N/A | #N/A | #N/A | #N/A | #N/A | #N/A | #N/A | #N/A | 122.3543 | #N/A | #N/A | #N/A
2011-06-21 | 150 | 25 | 118.073 | #N/A | #N/A | #N/A | #N/A | #N/A | #N/A | #N/A | #N/A | #N/A | #N/A | 118.073 | #N/A | #N/A | #N/A
2011-07-08 | 24 | 25 | 137.1991 | #N/A | #N/A | #N/A | #N/A | #N/A | #N/A | #N/A | #N/A | #N/A | #N/A | 137.1991 | #N/A | #N/A | #N/A
2011-07-14 | 20 | 25 | 110.7435 | #N/A | #N/A | #N/A | #N/A | #N/A | #N/A | #N/A | #N/A | #N/A | #N/A | 110.7435 | #N/A | #N/A | #N/A
2011-07-18 | 6 | 20 | #N/A | #N/A | #N/A | #N/A | #N/A | #N/A | #N/A | #N/A | #N/A | 217.3811 | 217.3811 | #N/A | #N/A | #N/A | #N/A
2011-07-21 | 150 | 25 | 130.2937 | #N/A | #N/A | #N/A | #N/A | #N/A | #N/A | #N/A | #N/A | #N/A | #N/A | 130.2937 | #N/A | #N/A | #N/A
2011-09-29 | 250 | 20 | 94.1025 | #N/A | #N/A | #N/A | #N/A | #N/A | #N/A | #N/A | #N/A | #N/A | #N/A | 94.1025 | #N/A | #N/A | #N/A
2011-10-01 | 9 | 20 | #N/A | 152.4602 | #N/A | #N/A | #N/A | #N/A | #N/A | #N/A | #N/A | #N/A | #N/A | 152.4602 | #N/A | #N/A | #N/A
2011-12-01 | 20 | 20 | #N/A | #N/A | #N/A | #N/A | #N/A | 249.9883 | #N/A | #N/A | #N/A | #N/A | #N/A | #N/A | #N/A | 249.9883 | #N/A
2011-12-08 | 19 | 20 | #N/A | 119.0655 | #N/A | #N/A | #N/A | #N/A | #N/A | #N/A | #N/A | #N/A | #N/A | 119.0655 | #N/A | #N/A | #N/A
2011-12-20 | 20 | 30 | #N/A | 93.1285 | #N/A | #N/A | #N/A | #N/A | #N/A | #N/A | #N/A | #N/A | #N/A | 93.1285 | #N/A | #N/A | #N/A
2011-12-20 | 30 | 20 | #N/A | #N/A | #N/A | #N/A | #N/A | #N/A | #N/A | #N/A | 125.8309 | #N/A | #N/A | #N/A | #N/A | #N/A | 125.8309
2011-12-20 | 20 | 30 | #N/A | 91.477 | #N/A | #N/A | #N/A | #N/A | #N/A | #N/A | #N/A | #N/A | #N/A | 91.477 | #N/A | #N/A | #N/A
2012-01-01 | 15 | 30 | #N/A | 94.2393 | #N/A | #N/A | #N/A | #N/A | #N/A | #N/A | #N/A | #N/A | #N/A | 94.2393 | #N/A | #N/A | #N/A
2012-01-01 | 15 | 30 | #N/A | 84.5497 | #N/A | #N/A | #N/A | #N/A | #N/A | #N/A | #N/A | #N/A | #N/A | 84.5497 | #N/A | #N/A | #N/A
2012-02-03 | 200 | 25 | 97.3251 | #N/A | #N/A | #N/A | #N/A | #N/A | #N/A | #N/A | #N/A | #N/A | #N/A | 97.3251 | #N/A | #N/A | #N/A
2012-02-27 | 20 | 20 | 88.7333 | #N/A | #N/A | #N/A | #N/A | #N/A | #N/A | #N/A | #N/A | #N/A | #N/A | 88.7333 | #N/A | #N/A | #N/A
2012-07-03 | 20 | 20 | 100.2559 | #N/A | #N/A | #N/A | #N/A | #N/A | #N/A | #N/A | #N/A | #N/A | #N/A | 100.2559 | #N/A | #N/A | #N/A
2012-07-03 | 20 | 20 | 106.5089 | #N/A | #N/A | #N/A | #N/A | #N/A | #N/A | #N/A | #N/A | #N/A | #N/A | 106.5089 | #N/A | #N/A | #N/A
2012-08-03 | 20 | 3 | 101.9005 | #N/A | #N/A | #N/A | #N/A | #N/A | #N/A | #N/A | #N/A | #N/A | #N/A | 101.9005 | #N/A | #N/A | #N/A
2012-08-13 | 20 | 20 | 103.9572 | #N/A | #N/A | #N/A | #N/A | #N/A | #N/A | #N/A | #N/A | #N/A | #N/A | 103.9572 | #N/A | #N/A | #N/A
2012-08-16 | 102 | 20 | 101.641 | #N/A | #N/A | #N/A | #N/A | #N/A | #N/A | #N/A | #N/A | #N/A | #N/A | 101.641 | #N/A | #N/A | #N/A
2012-08-29 | 20 | 20 | 97.7881 | #N/A | #N/A | #N/A | #N/A | #N/A | #N/A | #N/A | #N/A | #N/A | #N/A | 97.7881 | #N/A | #N/A | #N/A
2012-08-31 | 250 | 20 | #N/A | 100.8552 | #N/A | #N/A | #N/A | #N/A | #N/A | #N/A | #N/A | #N/A | #N/A | 100.8552 | #N/A | #N/A | #N/A
2012-09-17 | 20 | 20 | 95.9063 | #N/A | #N/A | #N/A | #N/A | #N/A | #N/A | #N/A | #N/A | #N/A | #N/A | 95.9063 | #N/A | #N/A | #N/A
2012-09-17 | 20.8 | 20 | 114.3642 | #N/A | #N/A | #N/A | #N/A | #N/A | #N/A | #N/A | #N/A | #N/A | #N/A | 114.3642 | #N/A | #N/A | #N/A
2012-10-17 | 10 | 20 | 98.2992 | #N/A | #N/A | #N/A | #N/A | #N/A | #N/A | #N/A | #N/A | #N/A | #N/A | 98.2992 | #N/A | #N/A | #N/A
2012-10-25 | 50 | 20 | #N/A | 61.5098 | #N/A | #N/A | #N/A | #N/A | #N/A | #N/A | #N/A | #N/A | #N/A | 61.5098 | #N/A | #N/A | #N/A
2012-11-01 | 20 | 25 | 78.0827 | #N/A | #N/A | #N/A | #N/A | #N/A | #N/A | #N/A | #N/A | #N/A | #N/A | 78.0827 | #N/A | #N/A | #N/A
2012-11-15 | 20 | 25 | 89.2997 | #N/A | #N/A | #N/A | #N/A | #N/A | #N/A | #N/A | #N/A | #N/A | #N/A | 89.2997 | #N/A | #N/A | #N/A
2012-12-12 | 250 | 25 | #N/A | 87.0507 | #N/A | #N/A | #N/A | #N/A | #N/A | #N/A | #N/A | #N/A | #N/A | 87.0507 | #N/A | #N/A | #N/A
2012-12-13 | 20 | 20 | #N/A | 93.5943 | #N/A | #N/A | #N/A | #N/A | #N/A | #N/A | #N/A | #N/A | #N/A | 93.5943 | #N/A | #N/A | #N/A
2013-02-04 | 28.8 | 15 | #N/A | #N/A | 111.0575 | #N/A | #N/A | #N/A | #N/A | #N/A | #N/A | #N/A | #N/A | #N/A | 111.0575 | #N/A | #N/A
2013-02-28 | 45 | 20 | 88.1609 | #N/A | #N/A | #N/A | #N/A | #N/A | #N/A | #N/A | #N/A | #N/A | #N/A | 88.1609 | #N/A | #N/A | #N/A
2013-03-22 | 20 | 20 | 99.3824 | #N/A | #N/A | #N/A | #N/A | #N/A | #N/A | #N/A | #N/A | #N/A | #N/A | 99.3824 | #N/A | #N/A | #N/A
2013-03-22 | 20 | 20 | 97.8558 | #N/A | #N/A | #N/A | #N/A | #N/A | #N/A | #N/A | #N/A | #N/A | #N/A | 97.8558 | #N/A | #N/A | #N/A
2013-03-25 | 20 | 20 | 83.4596 | #N/A | #N/A | #N/A | #N/A | #N/A | #N/A | #N/A | #N/A | #N/A | #N/A | 83.4596 | #N/A | #N/A | #N/A
2013-04-10 | 20 | 20 | 95.8394 | #N/A | #N/A | #N/A | #N/A | #N/A | #N/A | #N/A | #N/A | #N/A | #N/A | 95.8394 | #N/A | #N/A | #N/A
2013-04-16 | 20 | 15 | 70.2645 | #N/A | #N/A | #N/A | #N/A | #N/A | #N/A | #N/A | #N/A | #N/A | #N/A | 70.2645 | #N/A | #N/A | #N/A
2013-06-01 | 20 | 30 | 63.3588 | #N/A | #N/A | #N/A | #N/A | #N/A | #N/A | #N/A | #N/A | #N/A | #N/A | 63.3588 | #N/A | #N/A | #N/A
2013-06-03 | 48 | 25 | #N/A | 71.9425 | #N/A | #N/A | #N/A | #N/A | #N/A | #N/A | #N/A | #N/A | #N/A | 71.9425 | #N/A | #N/A | #N/A
2013-06-03 | 40 | 25 | #N/A | 72.9068 | #N/A | #N/A | #N/A | #N/A | #N/A | #N/A | #N/A | #N/A | #N/A | 72.9068 | #N/A | #N/A | #N/A
2013-06-19 | 12 | 25 | #N/A | #N/A | #N/A | #N/A | #N/A | #N/A | #N/A | #N/A | #N/A | 167.32 | 167.32 | #N/A | #N/A | #N/A | #N/A
2013-07-03 | 50 | 25 | #N/A | 61.6827 | #N/A | #N/A | #N/A | #N/A | #N/A | #N/A | #N/A | #N/A | #N/A | 61.6827 | #N/A | #N/A | #N/A
2013-07-10 | 40 | 30 | 63.1476 | #N/A | #N/A | #N/A | #N/A | #N/A | #N/A | #N/A | #N/A | #N/A | #N/A | 63.1476 | #N/A | #N/A | #N/A
2013-07-10 | 20 | 30 | 67.7388 | #N/A | #N/A | #N/A | #N/A | #N/A | #N/A | #N/A | #N/A | #N/A | #N/A | 67.7388 | #N/A | #N/A | #N/A
2013-07-17 | 20 | 10 | 92.1854 | #N/A | #N/A | #N/A | #N/A | #N/A | #N/A | #N/A | #N/A | #N/A | #N/A | 92.1854 | #N/A | #N/A | #N/A
2013-07-17 | 12 | 10 | 92.1854 | #N/A | #N/A | #N/A | #N/A | #N/A | #N/A | #N/A | #N/A | #N/A | #N/A | 92.1854 | #N/A | #N/A | #N/A
2013-09-06 | 15 | 20 | 72.6251 | #N/A | #N/A | #N/A | #N/A | #N/A | #N/A | #N/A | #N/A | #N/A | #N/A | 72.6251 | #N/A | #N/A | #N/A
2013-09-19 | 20 | 20 | #N/A | #N/A | #N/A | #N/A | #N/A | #N/A | #N/A | 107.704 | #N/A | #N/A | #N/A | #N/A | #N/A | 107.704 | #N/A
2013-09-27 | 20 | 20 | 69.3582 | #N/A | #N/A | #N/A | #N/A | #N/A | #N/A | #N/A | #N/A | #N/A | #N/A | 69.3582 | #N/A | #N/A | #N/A
2013-10-09 | 20 | 25 | 72.2524 | #N/A | #N/A | #N/A | #N/A | #N/A | #N/A | #N/A | #N/A | #N/A | #N/A | 72.2524 | #N/A | #N/A | #N/A
2013-10-22 | 20 | 20 | 69.6113 | #N/A | #N/A | #N/A | #N/A | #N/A | #N/A | #N/A | #N/A | #N/A | #N/A | 69.6113 | #N/A | #N/A | #N/A
2013-12-01 | 7.314 | 25 | 88.5755 | #N/A | #N/A | #N/A | #N/A | #N/A | #N/A | #N/A | #N/A | #N/A | #N/A | 88.5755 | #N/A | #N/A | #N/A
2013-12-06 | 20 | 20 | #N/A | #N/A | #N/A | #N/A | #N/A | #N/A | #N/A | #N/A | 72.616 | #N/A | #N/A | #N/A | #N/A | #N/A | 72.616
2013-12-19 | 150 | 15 | 59.9976 | #N/A | #N/A | #N/A | #N/A | #N/A | #N/A | #N/A | #N/A | #N/A | #N/A | 59.9976 | #N/A | #N/A | #N/A
2014-01-30 | 7 | 20 | 75.1289 | #N/A | #N/A | #N/A | #N/A | #N/A | #N/A | #N/A | #N/A | #N/A | #N/A | 75.1289 | #N/A | #N/A | #N/A
2014-02-20 | 10.416 | 30 | #N/A | 53.078 | #N/A | #N/A | #N/A | #N/A | #N/A | #N/A | #N/A | #N/A | #N/A | 53.078 | #N/A | #N/A | #N/A
2014-03-17 | 20 | 25 | 68.8816 | #N/A | #N/A | #N/A | #N/A | #N/A | #N/A | #N/A | #N/A | #N/A | #N/A | 68.8816 | #N/A | #N/A | #N/A
2014-03-26 | 25 | 34 | 64.3664 | #N/A | #N/A | #N/A | #N/A | #N/A | #N/A | #N/A | #N/A | #N/A | #N/A | 64.3664 | #N/A | #N/A | #N/A
2014-04-01 | 10.3 | 20 | #N/A | #N/A | #N/A | #N/A | #N/A | 71.1558 | #N/A | #N/A | #N/A | #N/A | #N/A | #N/A | #N/A | 71.1558 | #N/A
2014-05-01 | 150 | 20 | #N/A | #N/A | #N/A | #N/A | 47.3538 | #N/A | #N/A | #N/A | #N/A | #N/A | #N/A | #N/A | 47.3538 | #N/A | #N/A
2014-05-27 | 30 | 25 | #N/A | 67.9879 | #N/A | #N/A | #N/A | #N/A | #N/A | #N/A | #N/A | #N/A | #N/A | 67.9879 | #N/A | #N/A | #N/A
2014-06-01 | 20 | 25 | #N/A | #N/A | #N/A | #N/A | #N/A | #N/A | #N/A | #N/A | 71.1049 | #N/A | #N/A | #N/A | #N/A | #N/A | 71.1049
2014-06-12 | 30 | 20 | 61.999 | #N/A | #N/A | #N/A | #N/A | #N/A | #N/A | #N/A | #N/A | #N/A | #N/A | 61.999 | #N/A | #N/A | #N/A
2014-07-18 | 93.6 | 20 | 60.7683 | #N/A | #N/A | #N/A | #N/A | #N/A | #N/A | #N/A | #N/A | #N/A | #N/A | 60.7683 | #N/A | #N/A | #N/A
2014-07-23 | 45 | 20 | 62.1519 | #N/A | #N/A | #N/A | #N/A | #N/A | #N/A | #N/A | #N/A | #N/A | #N/A | 62.1519 | #N/A | #N/A | #N/A
2014-07-24 | 56 | 25 | #N/A | 61.6827 | #N/A | #N/A | #N/A | #N/A | #N/A | #N/A | #N/A | #N/A | #N/A | 61.6827 | #N/A | #N/A | #N/A
2014-07-24 | 56 | 25 | #N/A | 62.2903 | #N/A | #N/A | #N/A | #N/A | #N/A | #N/A | #N/A | #N/A | #N/A | 62.2903 | #N/A | #N/A | #N/A
2014-07-31 | 200 | 18 | 48.7612 | #N/A | #N/A | #N/A | #N/A | #N/A | #N/A | #N/A | #N/A | #N/A | #N/A | 48.7612 | #N/A | #N/A | #N/A
2014-08-19 | 100 | 25 | #N/A | 65.129 | #N/A | #N/A | #N/A | #N/A | #N/A | #N/A | #N/A | #N/A | #N/A | 65.129 | #N/A | #N/A | #N/A
2014-08-25 | 60 | 20 | #N/A | 66.078 | #N/A | #N/A | #N/A | #N/A | #N/A | #N/A | #N/A | #N/A | #N/A | 66.078 | #N/A | #N/A | #N/A
2014-09-03 | 60 | 25 | 54.2135 | #N/A | #N/A | #N/A | #N/A | #N/A | #N/A | #N/A | #N/A | #N/A | #N/A | 54.2135 | #N/A | #N/A | #N/A
2014-09-04 | 52 | 20 | #N/A | 50.5252 | #N/A | #N/A | #N/A | #N/A | #N/A | #N/A | #N/A | #N/A | #N/A | 50.5252 | #N/A | #N/A | #N/A
2014-09-04 | 120 | 25 | #N/A | 60.4281 | #N/A | #N/A | #N/A | #N/A | #N/A | #N/A | #N/A | #N/A | #N/A | 60.4281 | #N/A | #N/A | #N/A
2014-10-03 | 30 | 15 | 64.795 | #N/A | #N/A | #N/A | #N/A | #N/A | #N/A | #N/A | #N/A | #N/A | #N/A | 64.795 | #N/A | #N/A | #N/A
2014-10-08 | 101.3 | 30 | #N/A | #N/A | #N/A | #N/A | #N/A | #N/A | #N/A | #N/A | 56.3677 | #N/A | #N/A | #N/A | #N/A | #N/A | 56.3677
2014-10-08 | 51 | 30 | #N/A | #N/A | #N/A | #N/A | #N/A | #N/A | #N/A | #N/A | 57.1855 | #N/A | #N/A | #N/A | #N/A | #N/A | 57.1855
2014-10-08 | 76.5 | 30 | #N/A | #N/A | #N/A | #N/A | #N/A | #N/A | #N/A | #N/A | 57.1249 | #N/A | #N/A | #N/A | #N/A | #N/A | 57.1249
2014-10-08 | 30 | 30 | #N/A | #N/A | #N/A | #N/A | #N/A | #N/A | #N/A | #N/A | 61.3111 | #N/A | #N/A | #N/A | #N/A | #N/A | 61.3111
2014-10-08 | 80 | 25 | #N/A | #N/A | #N/A | #N/A | #N/A | #N/A | #N/A | #N/A | 64.4093 | #N/A | #N/A | #N/A | #N/A | #N/A | 64.4093
2014-10-08 | 103 | 30 | #N/A | #N/A | #N/A | #N/A | #N/A | #N/A | #N/A | #N/A | 61.6061 | #N/A | #N/A | #N/A | #N/A | #N/A | 61.6061
2014-10-20 | 40 | 20 | 61.5975 | #N/A | #N/A | #N/A | #N/A | #N/A | #N/A | #N/A | #N/A | #N/A | #N/A | 61.5975 | #N/A | #N/A | #N/A
2014-10-21 | 11.4 | 20 | 66.8578 | #N/A | #N/A | #N/A | #N/A | #N/A | #N/A | #N/A | #N/A | #N/A | #N/A | 66.8578 | #N/A | #N/A | #N/A
2014-10-21 | 20 | 20 | 69.6576 | #N/A | #N/A | #N/A | #N/A | #N/A | #N/A | #N/A | #N/A | #N/A | #N/A | 69.6576 | #N/A | #N/A | #N/A
2014-10-22 | 20 | 20 | 60.965 | #N/A | #N/A | #N/A | #N/A | #N/A | #N/A | #N/A | #N/A | #N/A | #N/A | 60.965 | #N/A | #N/A | #N/A
2014-10-22 | 20 | 20 | 60.965 | #N/A | #N/A | #N/A | #N/A | #N/A | #N/A | #N/A | #N/A | #N/A | #N/A | 60.965 | #N/A | #N/A | #N/A
2014-10-22 | 15 | 20 | 60.965 | #N/A | #N/A | #N/A | #N/A | #N/A | #N/A | #N/A | #N/A | #N/A | #N/A | 60.965 | #N/A | #N/A | #N/A
2014-10-22 | 20 | 20 | 60.965 | #N/A | #N/A | #N/A | #N/A | #N/A | #N/A | #N/A | #N/A | #N/A | #N/A | 60.965 | #N/A | #N/A | #N/A
2014-10-22 | 20 | 20 | 53.5596 | #N/A | #N/A | #N/A | #N/A | #N/A | #N/A | #N/A | #N/A | #N/A | #N/A | 53.5596 | #N/A | #N/A | #N/A
2014-10-22 | 14.7 | 20 | 74.6367 | #N/A | #N/A | #N/A | #N/A | #N/A | #N/A | #N/A | #N/A | #N/A | #N/A | 74.6367 | #N/A | #N/A | #N/A
2014-10-22 | 19.5 | 20 | 72.3837 | #N/A | #N/A | #N/A | #N/A | #N/A | #N/A | #N/A | #N/A | #N/A | #N/A | 72.3837 | #N/A | #N/A | #N/A
2014-10-22 | 19.5 | 20 | 72.4017 | #N/A | #N/A | #N/A | #N/A | #N/A | #N/A | #N/A | #N/A | #N/A | #N/A | 72.4017 | #N/A | #N/A | #N/A
2014-10-24 | 100 | 25 | #N/A | #N/A | 71.226 | #N/A | #N/A | #N/A | #N/A | #N/A | #N/A | #N/A | #N/A | #N/A | 71.226 | #N/A | #N/A
2014-11-07 | 40 | 25 | #N/A | #N/A | #N/A | #N/A | #N/A | #N/A | #N/A | #N/A | 74.8572 | #N/A | #N/A | #N/A | #N/A | #N/A | 74.8572
2014-11-07 | 50 | 25 | #N/A | #N/A | #N/A | #N/A | #N/A | #N/A | #N/A | #N/A | 74.8572 | #N/A | #N/A | #N/A | #N/A | #N/A | 74.8572
2014-11-13 | 30 | 25 | #N/A | 66.3537 | #N/A | #N/A | #N/A | #N/A | #N/A | #N/A | #N/A | #N/A | #N/A | 66.3537 | #N/A | #N/A | #N/A
2014-11-18 | 45 | 21 | #N/A | 53.1236 | #N/A | #N/A | #N/A | #N/A | #N/A | #N/A | #N/A | #N/A | #N/A | 53.1236 | #N/A | #N/A | #N/A
2014-12-09 | 130 | 25 | 66.0416 | #N/A | #N/A | #N/A | #N/A | #N/A | #N/A | #N/A | #N/A | #N/A | #N/A | 66.0416 | #N/A | #N/A | #N/A
2015-02-01 | 80 | 20 | #N/A | #N/A | #N/A | #N/A | #N/A | #N/A | #N/A | #N/A | 62.5829 | #N/A | #N/A | #N/A | #N/A | #N/A | 62.5829
2015-03-02 | 6 | 25 | #N/A | #N/A | #N/A | #N/A | #N/A | #N/A | #N/A | #N/A | 109.5989 | #N/A | #N/A | #N/A | #N/A | #N/A | 109.5989
2015-03-02 | 25 | 25 | #N/A | #N/A | #N/A | 45.5713 | #N/A | #N/A | #N/A | #N/A | #N/A | #N/A | #N/A | #N/A | 45.5713 | #N/A | #N/A
2015-03-03 | 62.25 | 25 | #N/A | #N/A | 66.9072 | #N/A | #N/A | #N/A | #N/A | #N/A | #N/A | #N/A | #N/A | #N/A | 66.9072 | #N/A | #N/A
2015-03-04 | 70 | 25 | #N/A | #N/A | #N/A | 40.2065 | #N/A | #N/A | #N/A | #N/A | #N/A | #N/A | #N/A | #N/A | 40.2065 | #N/A | #N/A
2015-03-04 | 70 | 25 | #N/A | #N/A | #N/A | 40.7178 | #N/A | #N/A | #N/A | #N/A | #N/A | #N/A | #N/A | #N/A | 40.7178 | #N/A | #N/A
2015-03-05 | 10.5 | 20 | 90.7615 | #N/A | #N/A | #N/A | #N/A | #N/A | #N/A | #N/A | #N/A | #N/A | #N/A | 90.7615 | #N/A | #N/A | #N/A
2015-03-23 | 20 | 20 | 73.6483 | #N/A | #N/A | #N/A | #N/A | #N/A | #N/A | #N/A | #N/A | #N/A | #N/A | 73.6483 | #N/A | #N/A | #N/A
2015-03-25 | 30 | 25 | #N/A | 51.5788 | #N/A | #N/A | #N/A | #N/A | #N/A | #N/A | #N/A | #N/A | #N/A | 51.5788 | #N/A | #N/A | #N/A
2015-04-03 | 81 | 20 | #N/A | #N/A | 50.9139 | #N/A | #N/A | #N/A | #N/A | #N/A | #N/A | #N/A | #N/A | #N/A | 50.9139 | #N/A | #N/A
2015-04-03 | 54 | 25 | 48.8467 | #N/A | #N/A | #N/A | #N/A | #N/A | #N/A | #N/A | #N/A | #N/A | #N/A | 48.8467 | #N/A | #N/A | #N/A
2015-04-14 | 6.8 | 25 | 67.9746 | #N/A | #N/A | #N/A | #N/A | #N/A | #N/A | #N/A | #N/A | #N/A | #N/A | 67.9746 | #N/A | #N/A | #N/A
2015-04-17 | 20 | 20 | 57.4758 | #N/A | #N/A | #N/A | #N/A | #N/A | #N/A | #N/A | #N/A | #N/A | #N/A | 57.4758 | #N/A | #N/A | #N/A
2015-04-30 | 50.6 | 20 | #N/A | #N/A | #N/A | #N/A | #N/A | #N/A | #N/A | #N/A | 48.0596 | #N/A | #N/A | #N/A | #N/A | #N/A | 48.0596
2015-04-30 | 52 | 25 | #N/A | #N/A | #N/A | #N/A | #N/A | #N/A | #N/A | #N/A | 63.6082 | #N/A | #N/A | #N/A | #N/A | #N/A | 63.6082
2015-04-30 | 80 | 20 | #N/A | #N/A | #N/A | #N/A | #N/A | #N/A | #N/A | #N/A | 21.059 | #N/A | #N/A | #N/A | #N/A | #N/A | 21.059
2015-05-27 | 4.9 | 15 | #N/A | #N/A | #N/A | #N/A | #N/A | #N/A | #N/A | #N/A | 73.0304 | #N/A | #N/A | #N/A | #N/A | #N/A | 73.0304
2015-06-01 | 3.6 | 20 | #N/A | #N/A | #N/A | 80.0177 | #N/A | #N/A | #N/A | #N/A | #N/A | #N/A | #N/A | #N/A | 80.0177 | #N/A | #N/A
2015-06-05 | 100 | 20 | #N/A | 45.3808 | #N/A | #N/A | #N/A | #N/A | #N/A | #N/A | #N/A | #N/A | #N/A | 45.3808 | #N/A | #N/A | #N/A
2015-06-09 | 80 | 15 | #N/A | #N/A | #N/A | #N/A | #N/A | 73.1395 | #N/A | #N/A | #N/A | #N/A | #N/A | #N/A | #N/A | 73.1395 | #N/A
2015-06-19 | 100 | 20 | #N/A | 47.3121 | #N/A | #N/A | #N/A | #N/A | #N/A | #N/A | #N/A | #N/A | #N/A | 47.3121 | #N/A | #N/A | #N/A
2015-06-23 | 46 | 25 | #N/A | 52.1959 | #N/A | #N/A | #N/A | #N/A | #N/A | #N/A | #N/A | #N/A | #N/A | 52.1959 | #N/A | #N/A | #N/A
2015-06-25 | 100.815 | 20 | 59.3714 | #N/A | #N/A | #N/A | #N/A | #N/A | #N/A | #N/A | #N/A | #N/A | #N/A | 59.3714 | #N/A | #N/A | #N/A
2015-06-30 | 7 | 25 | #N/A | #N/A | #N/A | #N/A | #N/A | #N/A | #N/A | #N/A | 65.7936 | #N/A | #N/A | #N/A | #N/A | #N/A | 65.7936
2015-07-01 | 13 | 20 | #N/A | #N/A | #N/A | #N/A | #N/A | #N/A | #N/A | #N/A | 69.0577 | #N/A | #N/A | #N/A | #N/A | #N/A | 69.0577
2015-07-01 | 20 | 25 | #N/A | #N/A | 70.5464 | #N/A | #N/A | #N/A | #N/A | #N/A | #N/A | #N/A | #N/A | #N/A | 70.5464 | #N/A | #N/A
2015-07-01 | 27.6 | 22 | #N/A | #N/A | #N/A | #N/A | #N/A | #N/A | #N/A | #N/A | #N/A | 140.7721 | 140.7721 | #N/A | #N/A | #N/A | #N/A
2015-07-15 | 125 | 20 | 56.4206 | #N/A | #N/A | #N/A | #N/A | #N/A | #N/A | #N/A | #N/A | #N/A | #N/A | 56.4206 | #N/A | #N/A | #N/A
2015-07-16 | 150 | 25 | 52.6918 | #N/A | #N/A | #N/A | #N/A | #N/A | #N/A | #N/A | #N/A | #N/A | #N/A | 52.6918 | #N/A | #N/A | #N/A
2015-07-16 | 180 | 15 | 53.1194 | #N/A | #N/A | #N/A | #N/A | #N/A | #N/A | #N/A | #N/A | #N/A | #N/A | 53.1194 | #N/A | #N/A | #N/A
2015-07-21 | 20 | 18 | #N/A | #N/A | #N/A | #N/A | #N/A | #N/A | #N/A | #N/A | 48.8365 | #N/A | #N/A | #N/A | #N/A | #N/A | 48.8365
2015-08-05 | 30 | 25 | #N/A | 48.9226 | #N/A | #N/A | #N/A | #N/A | #N/A | #N/A | #N/A | #N/A | #N/A | 48.9226 | #N/A | #N/A | #N/A
2015-08-09 | 30 | 25 | #N/A | 44.0132 | #N/A | #N/A | #N/A | #N/A | #N/A | #N/A | #N/A | #N/A | #N/A | 44.0132 | #N/A | #N/A | #N/A
2015-08-12 | 10 | 20 | 54.2498 | #N/A | #N/A | #N/A | #N/A | #N/A | #N/A | #N/A | #N/A | #N/A | #N/A | 54.2498 | #N/A | #N/A | #N/A
2015-08-28 | 150 | 27 | #N/A | 54.9149 | #N/A | #N/A | #N/A | #N/A | #N/A | #N/A | #N/A | #N/A | #N/A | 54.9149 | #N/A | #N/A | #N/A
2015-09-03 | 10.88 | 20 | #N/A | 80.079 | #N/A | #N/A | #N/A | #N/A | #N/A | #N/A | #N/A | #N/A | #N/A | 80.079 | #N/A | #N/A | #N/A
2015-09-23 | 52 | 25 | #N/A | #N/A | 46.1783 | #N/A | #N/A | #N/A | #N/A | #N/A | #N/A | #N/A | #N/A | #N/A | 46.1783 | #N/A | #N/A
2015-09-23 | 52 | 30 | #N/A | #N/A | #N/A | #N/A | #N/A | #N/A | #N/A | #N/A | 50.5034 | #N/A | #N/A | #N/A | #N/A | #N/A | 50.5034
2015-09-24 | 25 | 25 | #N/A | 44.1943 | #N/A | #N/A | #N/A | #N/A | #N/A | #N/A | #N/A | #N/A | #N/A | 44.1943 | #N/A | #N/A | #N/A
2015-09-28 | 46.2 | 20 | #N/A | 20.7151 | #N/A | #N/A | #N/A | #N/A | #N/A | #N/A | #N/A | #N/A | #N/A | 20.7151 | #N/A | #N/A | #N/A
2015-09-28 | 71.4 | 20 | #N/A | 20.7151 | #N/A | #N/A | #N/A | #N/A | #N/A | #N/A | #N/A | #N/A | #N/A | 20.7151 | #N/A | #N/A | #N/A
2015-10-01 | 118 | 15 | #N/A | #N/A | #N/A | #N/A | 39.1967 | #N/A | #N/A | #N/A | #N/A | #N/A | #N/A | #N/A | 39.1967 | #N/A | #N/A
2015-10-01 | 182 | 25 | #N/A | #N/A | #N/A | #N/A | 36.0773 | #N/A | #N/A | #N/A | #N/A | #N/A | #N/A | #N/A | 36.0773 | #N/A | #N/A
2015-10-01 | 146 | 25 | #N/A | #N/A | #N/A | #N/A | #N/A | #N/A | #N/A | #N/A | 63.3517 | #N/A | #N/A | #N/A | #N/A | #N/A | 63.3517
2015-10-08 | 50 | 20 | 53.0264 | #N/A | #N/A | #N/A | #N/A | #N/A | #N/A | #N/A | #N/A | #N/A | #N/A | 53.0264 | #N/A | #N/A | #N/A
2015-10-09 | 154.272 | 20 | 45.2607 | #N/A | #N/A | #N/A | #N/A | #N/A | #N/A | #N/A | #N/A | #N/A | #N/A | 45.2607 | #N/A | #N/A | #N/A
2015-10-09 | 103.5 | 20 | 41.1363 | #N/A | #N/A | #N/A | #N/A | #N/A | #N/A | #N/A | #N/A | #N/A | #N/A | 41.1363 | #N/A | #N/A | #N/A
2015-10-15 | 125 | 20 | 46.4519 | #N/A | #N/A | #N/A | #N/A | #N/A | #N/A | #N/A | #N/A | #N/A | #N/A | 46.4519 | #N/A | #N/A | #N/A
2015-11-05 | 85 | 20 | 55.7296 | #N/A | #N/A | #N/A | #N/A | #N/A | #N/A | #N/A | #N/A | #N/A | #N/A | 55.7296 | #N/A | #N/A | #N/A
2015-11-06 | 54 | 20 | 48.2417 | #N/A | #N/A | #N/A | #N/A | #N/A | #N/A | #N/A | #N/A | #N/A | #N/A | 48.2417 | #N/A | #N/A | #N/A
2015-11-09 | 72 | 28 | #N/A | #N/A | #N/A | #N/A | #N/A | #N/A | #N/A | #N/A | 40.9758 | #N/A | #N/A | #N/A | #N/A | #N/A | 40.9758
2015-11-10 | 30 | 20 | #N/A | #N/A | #N/A | #N/A | 47.3538 | #N/A | #N/A | #N/A | #N/A | #N/A | #N/A | #N/A | 47.3538 | #N/A | #N/A
2015-11-20 | 86 | 20 | #N/A | 47.0889 | #N/A | #N/A | #N/A | #N/A | #N/A | #N/A | #N/A | #N/A | #N/A | 47.0889 | #N/A | #N/A | #N/A
2015-11-30 | 50 | 20 | #N/A | 49.6046 | #N/A | #N/A | #N/A | #N/A | #N/A | #N/A | #N/A | #N/A | #N/A | 49.6046 | #N/A | #N/A | #N/A
2015-12-17 | 90 | 30 | #N/A | 44.0845 | #N/A | #N/A | #N/A | #N/A | #N/A | #N/A | #N/A | #N/A | #N/A | 44.0845 | #N/A | #N/A | #N/A
2015-12-17 | 20 | 20 | 71.8904 | #N/A | #N/A | #N/A | #N/A | #N/A | #N/A | #N/A | #N/A | #N/A | #N/A | 71.8904 | #N/A | #N/A | #N/A
2015-12-18 | 20 | 20 | 56.6394 | #N/A | #N/A | #N/A | #N/A | #N/A | #N/A | #N/A | #N/A | #N/A | #N/A | 56.6394 | #N/A | #N/A | #N/A
2015-12-18 | 20 | 20 | 56.6226 | #N/A | #N/A | #N/A | #N/A | #N/A | #N/A | #N/A | #N/A | #N/A | #N/A | 56.6226 | #N/A | #N/A | #N/A
2015-12-18 | 20 | 20 | 56.7142 | #N/A | #N/A | #N/A | #N/A | #N/A | #N/A | #N/A | #N/A | #N/A | #N/A | 56.7142 | #N/A | #N/A | #N/A
2015-12-18 | 20 | 20 | 54.7624 | #N/A | #N/A | #N/A | #N/A | #N/A | #N/A | #N/A | #N/A | #N/A | #N/A | 54.7624 | #N/A | #N/A | #N/A
2016-01-06 | 26 | 25 | 30.4841 | #N/A | #N/A | #N/A | #N/A | #N/A | #N/A | #N/A | #N/A | #N/A | #N/A | 30.4841 | #N/A | #N/A | #N/A
2016-04-12 | 8.16 | 15 | #N/A | #N/A | #N/A | #N/A | #N/A | #N/A | #N/A | #N/A | 52.1937 | #N/A | #N/A | #N/A | #N/A | #N/A | 52.1937
2016-04-12 | 20.4 | 15 | #N/A | #N/A | #N/A | #N/A | #N/A | #N/A | #N/A | #N/A | 49.1825 | #N/A | #N/A | #N/A | #N/A | #N/A | 49.1825
2016-05-19 | 100 | 25 | #N/A | 36.7764 | #N/A | #N/A | #N/A | #N/A | #N/A | #N/A | #N/A | #N/A | #N/A | 36.7764 | #N/A | #N/A | #N/A
2016-08-02 | 128 | 15 | 33.1494 | #N/A | #N/A | #N/A | #N/A | #N/A | #N/A | #N/A | #N/A | #N/A | #N/A | 33.1494 | #N/A | #N/A | #N/A
2016-08-04 | 20 | 15 | 43.9242 | #N/A | #N/A | #N/A | #N/A | #N/A | #N/A | #N/A | #N/A | #N/A | #N/A | 43.9242 | #N/A | #N/A | #N/A
2016-08-09 | 16 | 30 | #N/A | 48.699 | #N/A | #N/A | #N/A | #N/A | #N/A | #N/A | #N/A | #N/A | #N/A | 48.699 | #N/A | #N/A | #N/A
2016-08-26 | 60 | 25 | #N/A | #N/A | #N/A | #N/A | #N/A | 55.4689 | #N/A | #N/A | #N/A | #N/A | #N/A | #N/A | #N/A | 55.4689 | #N/A
2016-08-29 | 20 | 20 | #N/A | #N/A | #N/A | #N/A | #N/A | 45.8916 | #N/A | #N/A | #N/A | #N/A | #N/A | #N/A | #N/A | 45.8916 | #N/A
2016-09-15 | 100 | 15 | 44.8444 | #N/A | #N/A | #N/A | #N/A | #N/A | #N/A | #N/A | #N/A | #N/A | #N/A | 44.8444 | #N/A | #N/A | #N/A
2016-09-20 | 100 | 20 | #N/A | #N/A | #N/A | #N/A | #N/A | 44.9427 | #N/A | #N/A | #N/A | #N/A | #N/A | #N/A | #N/A | 44.9427 | #N/A
2016-09-22 | 24.9 | 20 | #N/A | #N/A | #N/A | #N/A | #N/A | #N/A | 159.8256 | #N/A | #N/A | #N/A | #N/A | #N/A | #N/A | 159.8256 | #N/A
2016-09-23 | 40 | 20 | 38.605 | #N/A | #N/A | #N/A | #N/A | #N/A | #N/A | #N/A | #N/A | #N/A | #N/A | 38.605 | #N/A | #N/A | #N/A
2016-09-23 | 20 | 20 | 38.605 | #N/A | #N/A | #N/A | #N/A | #N/A | #N/A | #N/A | #N/A | #N/A | #N/A | 38.605 | #N/A | #N/A | #N/A
2016-09-23 | 50 | 20 | 38.605 | #N/A | #N/A | #N/A | #N/A | #N/A | #N/A | #N/A | #N/A | #N/A | #N/A | 38.605 | #N/A | #N/A | #N/A
2016-09-23 | 50 | 20 | 38.605 | #N/A | #N/A | #N/A | #N/A | #N/A | #N/A | #N/A | #N/A | #N/A | #N/A | 38.605 | #N/A | #N/A | #N/A
2016-11-15 | 105 | 20 | 41.3664 | #N/A | #N/A | #N/A | #N/A | #N/A | #N/A | #N/A | #N/A | #N/A | #N/A | 41.3664 | #N/A | #N/A | #N/A
2016-11-18 | 150 | 25 | #N/A | #N/A | #N/A | #N/A | 36.7214 | #N/A | #N/A | #N/A | #N/A | #N/A | #N/A | #N/A | 36.7214 | #N/A | #N/A
2016-11-18 | 80 | 20 | 36.1757 | #N/A | #N/A | #N/A | #N/A | #N/A | #N/A | #N/A | #N/A | #N/A | #N/A | 36.1757 | #N/A | #N/A | #N/A
2016-11-18 | 125 | 15 | 30.3137 | #N/A | #N/A | #N/A | #N/A | #N/A | #N/A | #N/A | #N/A | #N/A | #N/A | 30.3137 | #N/A | #N/A | #N/A
2016-12-13 | 7.8 | 25 | #N/A | 43.9292 | #N/A | #N/A | #N/A | #N/A | #N/A | #N/A | #N/A | #N/A | #N/A | 43.9292 | #N/A | #N/A | #N/A
2016-12-15 | 200 | 25 | #N/A | 33.7036 | #N/A | #N/A | #N/A | #N/A | #N/A | #N/A | #N/A | #N/A | #N/A | 33.7036 | #N/A | #N/A | #N/A
2017-01-03 | 7.2 | 25 | #N/A | #N/A | #N/A | #N/A | #N/A | #N/A | #N/A | #N/A | 55.4895 | #N/A | #N/A | #N/A | #N/A | #N/A | 55.4895
2017-01-12 | 14.7 | 22 | #N/A | #N/A | #N/A | #N/A | #N/A | #N/A | #N/A | #N/A | #N/A | 105.01 | 105.01 | #N/A | #N/A | #N/A | #N/A
2017-01-12 | 45.9 | 22 | #N/A | #N/A | #N/A | #N/A | #N/A | #N/A | #N/A | #N/A | #N/A | 96.0896 | 96.0896 | #N/A | #N/A | #N/A | #N/A
2017-01-12 | 100 | 20 | #N/A | #N/A | 38.6798 | #N/A | #N/A | #N/A | #N/A | #N/A | #N/A | #N/A | #N/A | #N/A | 38.6798 | #N/A | #N/A
2017-01-17 | 60 | 20 | 42.1017 | #N/A | #N/A | #N/A | #N/A | #N/A | #N/A | #N/A | #N/A | #N/A | #N/A | 42.1017 | #N/A | #N/A | #N/A
2017-01-31 | 20 | 20 | #N/A | #N/A | #N/A | #N/A | 39.4418 | #N/A | #N/A | #N/A | #N/A | #N/A | #N/A | #N/A | 39.4418 | #N/A | #N/A
2017-03-23 | 17 | 20 | 34.453 | #N/A | #N/A | #N/A | #N/A | #N/A | #N/A | #N/A | #N/A | #N/A | #N/A | 34.453 | #N/A | #N/A | #N/A
2017-03-31 | 49 | 22 | #N/A | #N/A | #N/A | #N/A | #N/A | #N/A | #N/A | #N/A | #N/A | 101.1712 | 101.1712 | #N/A | #N/A | #N/A | #N/A
2017-04-01 | 56 | 25 | #N/A | 56.0876 | #N/A | #N/A | #N/A | #N/A | #N/A | #N/A | #N/A | #N/A | #N/A | 56.0876 | #N/A | #N/A | #N/A
2017-04-18 | 74.9 | 20 | #N/A | #N/A | #N/A | #N/A | #N/A | #N/A | #N/A | #N/A | 33.4075 | #N/A | #N/A | #N/A | #N/A | #N/A | 33.4075
2017-05-22 | 100 | 20 | #N/A | 22.686 | #N/A | #N/A | #N/A | #N/A | #N/A | #N/A | #N/A | #N/A | #N/A | 22.686 | #N/A | #N/A | #N/A
2017-05-25 | 78.4 | 20 | #N/A | #N/A | #N/A | #N/A | #N/A | #N/A | #N/A | 77.1658 | #N/A | #N/A | #N/A | #N/A | #N/A | 77.1658 | #N/A
2017-05-25 | 50 | 20 | #N/A | #N/A | #N/A | #N/A | #N/A | #N/A | #N/A | 71.8001 | #N/A | #N/A | #N/A | #N/A | #N/A | 71.8001 | #N/A
2017-05-25 | 9.496 | 20 | #N/A | #N/A | #N/A | #N/A | #N/A | #N/A | #N/A | 67.8575 | #N/A | #N/A | #N/A | #N/A | #N/A | 67.8575 | #N/A
2017-05-25 | 39.864 | 20 | #N/A | #N/A | #N/A | #N/A | #N/A | #N/A | #N/A | 76.6416 | #N/A | #N/A | #N/A | #N/A | #N/A | 76.6416 | #N/A
2017-05-26 | 52.5 | 25 | #N/A | #N/A | #N/A | #N/A | #N/A | #N/A | #N/A | #N/A | 39.8788 | #N/A | #N/A | #N/A | #N/A | #N/A | 39.8788
2017-06-01 | 40 | 30 | #N/A | #N/A | #N/A | #N/A | #N/A | #N/A | #N/A | #N/A | 29.6894 | #N/A | #N/A | #N/A | #N/A | #N/A | 29.6894
2017-06-01 | 86 | 30 | #N/A | #N/A | #N/A | #N/A | #N/A | #N/A | #N/A | #N/A | 28.8671 | #N/A | #N/A | #N/A | #N/A | #N/A | 28.8671
2017-06-01 | 74 | 30 | #N/A | #N/A | #N/A | #N/A | #N/A | #N/A | #N/A | #N/A | 28.8671 | #N/A | #N/A | #N/A | #N/A | #N/A | 28.8671
2017-06-07 | 50 | 20 | #N/A | 31.7448 | #N/A | #N/A | #N/A | #N/A | #N/A | #N/A | #N/A | #N/A | #N/A | 31.7448 | #N/A | #N/A | #N/A
2017-06-19 | 100 | 20 | #N/A | #N/A | 29.7595 | #N/A | #N/A | #N/A | #N/A | #N/A | #N/A | #N/A | #N/A | #N/A | 29.7595 | #N/A | #N/A
2017-06-20 | 19.59 | 20 | #N/A | #N/A | #N/A | #N/A | #N/A | #N/A | #N/A | 95.2811 | #N/A | #N/A | #N/A | #N/A | #N/A | 95.2811 | #N/A
2017-06-20 | 19.58 | 20 | #N/A | #N/A | #N/A | #N/A | #N/A | #N/A | #N/A | 86.8968 | #N/A | #N/A | #N/A | #N/A | #N/A | 86.8968 | #N/A
2017-06-20 | 19.58 | 20 | #N/A | #N/A | #N/A | #N/A | #N/A | #N/A | #N/A | 86.3239 | #N/A | #N/A | #N/A | #N/A | #N/A | 86.3239 | #N/A
2017-06-20 | 19.6 | 20 | #N/A | #N/A | #N/A | #N/A | #N/A | #N/A | #N/A | 87.3516 | #N/A | #N/A | #N/A | #N/A | #N/A | 87.3516 | #N/A
2017-06-26 | 5 | 30 | #N/A | #N/A | #N/A | #N/A | #N/A | #N/A | #N/A | #N/A | 51.8903 | #N/A | #N/A | #N/A | #N/A | #N/A | 51.8903
2017-07-17 | 40 | 20 | 28.4932 | #N/A | #N/A | #N/A | #N/A | #N/A | #N/A | #N/A | #N/A | #N/A | #N/A | 28.4932 | #N/A | #N/A | #N/A
2017-07-28 | 8.4 | 20 | #N/A | #N/A | #N/A | #N/A | #N/A | 88.5403 | #N/A | #N/A | #N/A | #N/A | #N/A | #N/A | #N/A | 88.5403 | #N/A
2017-07-28 | 8.4 | 20 | #N/A | #N/A | #N/A | #N/A | #N/A | 88.113 | #N/A | #N/A | #N/A | #N/A | #N/A | #N/A | #N/A | 88.113 | #N/A
2017-08-08 | 252.32 | 20 | 51.3885 | #N/A | #N/A | #N/A | #N/A | #N/A | #N/A | #N/A | #N/A | #N/A | #N/A | 51.3885 | #N/A | #N/A | #N/A
2017-08-25 | 100 | 15 | 29.318 | #N/A | #N/A | #N/A | #N/A | #N/A | #N/A | #N/A | #N/A | #N/A | #N/A | 29.318 | #N/A | #N/A | #N/A
2017-09-23 | 200 | 24 | 31.5672 | #N/A | #N/A | #N/A | #N/A | #N/A | #N/A | #N/A | #N/A | #N/A | #N/A | 31.5672 | #N/A | #N/A | #N/A
2017-09-26 | 62.5 | 20 | 30.2303 | #N/A | #N/A | #N/A | #N/A | #N/A | #N/A | #N/A | #N/A | #N/A | #N/A | 30.2303 | #N/A | #N/A | #N/A
2017-09-26 | 50 | 20 | 29.6826 | #N/A | #N/A | #N/A | #N/A | #N/A | #N/A | #N/A | #N/A | #N/A | #N/A | 29.6826 | #N/A | #N/A | #N/A
2017-10-06 | 25 | 25 | #N/A | 29.1354 | #N/A | #N/A | #N/A | #N/A | #N/A | #N/A | #N/A | #N/A | #N/A | 29.1354 | #N/A | #N/A | #N/A
2017-10-06 | 25 | 25 | #N/A | 29.1354 | #N/A | #N/A | #N/A | #N/A | #N/A | #N/A | #N/A | #N/A | #N/A | 29.1354 | #N/A | #N/A | #N/A
2017-10-30 | 50 | 25 | #N/A | 31.7651 | #N/A | #N/A | #N/A | #N/A | #N/A | #N/A | #N/A | #N/A | #N/A | 31.7651 | #N/A | #N/A | #N/A
2017-11-08 | 5 | 20 | 31.7002 | #N/A | #N/A | #N/A | #N/A | #N/A | #N/A | #N/A | #N/A | #N/A | #N/A | 31.7002 | #N/A | #N/A | #N/A
2017-11-13 | 150 | 30 | #N/A | #N/A | #N/A | #N/A | #N/A | #N/A | #N/A | #N/A | 27.8614 | #N/A | #N/A | #N/A | #N/A | #N/A | 27.8614
2017-11-13 | 200 | 30 | #N/A | #N/A | #N/A | #N/A | #N/A | #N/A | #N/A | #N/A | 26.3681 | #N/A | #N/A | #N/A | #N/A | #N/A | 26.3681
2017-11-14 | 15 | 20 | 31.7002 | #N/A | #N/A | #N/A | #N/A | #N/A | #N/A | #N/A | #N/A | #N/A | #N/A | 31.7002 | #N/A | #N/A | #N/A
2017-12-08 | 45 | 20 | 20.4863 | #N/A | #N/A | #N/A | #N/A | #N/A | #N/A | #N/A | #N/A | #N/A | #N/A | 20.4863 | #N/A | #N/A | #N/A
2017-12-14 | 150 | 15 | #N/A | #N/A | #N/A | #N/A | 21.1715 | #N/A | #N/A | #N/A | #N/A | #N/A | #N/A | #N/A | 21.1715 | #N/A | #N/A
2017-12-15 | 50 | 17 | #N/A | #N/A | #N/A | #N/A | #N/A | #N/A | #N/A | #N/A | 37.1668 | #N/A | #N/A | #N/A | #N/A | #N/A | 37.1668
2017-12-21 | 99 | 27 | #N/A | #N/A | 30.8122 | #N/A | #N/A | #N/A | #N/A | #N/A | #N/A | #N/A | #N/A | #N/A | 30.8122 | #N/A | #N/A
2018-01-05 | 50 | 25 | #N/A | 24.8616 | #N/A | #N/A | #N/A | #N/A | #N/A | #N/A | #N/A | #N/A | #N/A | 24.8616 | #N/A | #N/A | #N/A
2018-01-09 | 30 | 23 | #N/A | 29.6736 | #N/A | #N/A | #N/A | #N/A | #N/A | #N/A | #N/A | #N/A | #N/A | 29.6736 | #N/A | #N/A | #N/A
2018-01-26 | 100 | 20 | #N/A | 25.617 | #N/A | #N/A | #N/A | #N/A | #N/A | #N/A | #N/A | #N/A | #N/A | 25.617 | #N/A | #N/A | #N/A
2018-01-29 | 57.5 | 30 | #N/A | #N/A | #N/A | #N/A | #N/A | #N/A | #N/A | #N/A | 25.1342 | #N/A | #N/A | #N/A | #N/A | #N/A | 25.1342
2018-01-29 | 120 | 30 | #N/A | #N/A | #N/A | #N/A | #N/A | #N/A | #N/A | #N/A | 27.7219 | #N/A | #N/A | #N/A | #N/A | #N/A | 27.7219
2018-02-01 | 10 | 30 | #N/A | #N/A | 36.9582 | #N/A | #N/A | #N/A | #N/A | #N/A | #N/A | #N/A | #N/A | #N/A | 36.9582 | #N/A | #N/A
2018-02-05 | 50 | 25 | #N/A | #N/A | 38.2914 | #N/A | #N/A | #N/A | #N/A | #N/A | #N/A | #N/A | #N/A | #N/A | 38.2914 | #N/A | #N/A
2018-02-21 | 106.688 | 20 | 48.6654 | #N/A | #N/A | #N/A | #N/A | #N/A | #N/A | #N/A | #N/A | #N/A | #N/A | 48.6654 | #N/A | #N/A | #N/A
2018-02-23 | 99 | 27 | #N/A | #N/A | 30.6042 | #N/A | #N/A | #N/A | #N/A | #N/A | #N/A | #N/A | #N/A | #N/A | 30.6042 | #N/A | #N/A
2018-04-16 | 6.3 | 20 | #N/A | #N/A | #N/A | #N/A | #N/A | #N/A | 168.8874 | #N/A | #N/A | #N/A | #N/A | #N/A | #N/A | 168.8874 | #N/A
2018-05-07 | 100 | 20 | 32.2631 | #N/A | #N/A | #N/A | #N/A | #N/A | #N/A | #N/A | #N/A | #N/A | #N/A | 32.2631 | #N/A | #N/A | #N/A
2018-05-16 | 74.5 | 20 | #N/A | #N/A | #N/A | #N/A | #N/A | #N/A | #N/A | #N/A | 31.4794 | #N/A | #N/A | #N/A | #N/A | #N/A | 31.4794
2018-05-16 | 74.5 | 20 | #N/A | #N/A | #N/A | #N/A | #N/A | #N/A | #N/A | #N/A | 31.4794 | #N/A | #N/A | #N/A | #N/A | #N/A | 31.4794
2018-05-30 | 300 | 25 | #N/A | 19.2477 | #N/A | #N/A | #N/A | #N/A | #N/A | #N/A | #N/A | #N/A | #N/A | 19.2477 | #N/A | #N/A | #N/A
2018-05-30 | 250 | 25 | #N/A | 22.5939 | #N/A | #N/A | #N/A | #N/A | #N/A | #N/A | #N/A | #N/A | #N/A | 22.5939 | #N/A | #N/A | #N/A
2018-05-30 | 50 | 25 | #N/A | 25.4636 | #N/A | #N/A | #N/A | #N/A | #N/A | #N/A | #N/A | #N/A | #N/A | 25.4636 | #N/A | #N/A | #N/A
2018-05-30 | 101 | 25 | #N/A | 21.9758 | #N/A | #N/A | #N/A | #N/A | #N/A | #N/A | #N/A | #N/A | #N/A | 21.9758 | #N/A | #N/A | #N/A
2018-05-30 | 200 | 25 | #N/A | 21.9841 | #N/A | #N/A | #N/A | #N/A | #N/A | #N/A | #N/A | #N/A | #N/A | 21.9841 | #N/A | #N/A | #N/A
2018-05-30 | 100 | 25 | #N/A | 24.8451 | #N/A | #N/A | #N/A | #N/A | #N/A | #N/A | #N/A | #N/A | #N/A | 24.8451 | #N/A | #N/A | #N/A
2018-05-31 | 80 | 20 | #N/A | #N/A | #N/A | #N/A | #N/A | 32.1165 | #N/A | #N/A | #N/A | #N/A | #N/A | #N/A | #N/A | 32.1165 | #N/A
2018-06-01 | 5.6815 | 15 | #N/A | #N/A | #N/A | 63.4637 | #N/A | #N/A | #N/A | #N/A | #N/A | #N/A | #N/A | #N/A | 63.4637 | #N/A | #N/A
2018-06-04 | 80 | 10 | #N/A | 22.2242 | #N/A | #N/A | #N/A | #N/A | #N/A | #N/A | #N/A | #N/A | #N/A | 22.2242 | #N/A | #N/A | #N/A
2018-06-06 | 60 | 21 | #N/A | 26.0341 | #N/A | #N/A | #N/A | #N/A | #N/A | #N/A | #N/A | #N/A | #N/A | 26.0341 | #N/A | #N/A | #N/A
2018-06-08 | 30 | 20 | #N/A | 22.7269 | #N/A | #N/A | #N/A | #N/A | #N/A | #N/A | #N/A | #N/A | #N/A | 22.7269 | #N/A | #N/A | #N/A
2018-06-13 | 58 | 25 | #N/A | 20.5737 | #N/A | #N/A | #N/A | #N/A | #N/A | #N/A | #N/A | #N/A | #N/A | 20.5737 | #N/A | #N/A | #N/A
2018-06-13 | 122 | 25 | #N/A | 24.3135 | #N/A | #N/A | #N/A | #N/A | #N/A | #N/A | #N/A | #N/A | #N/A | 24.3135 | #N/A | #N/A | #N/A
2018-06-13 | 99 | 25 | #N/A | 22.2093 | #N/A | #N/A | #N/A | #N/A | #N/A | #N/A | #N/A | #N/A | #N/A | 22.2093 | #N/A | #N/A | #N/A
2018-06-13 | 80 | 25 | #N/A | 23.0203 | #N/A | #N/A | #N/A | #N/A | #N/A | #N/A | #N/A | #N/A | #N/A | 23.0203 | #N/A | #N/A | #N/A
2018-06-15 | 20 | 20 | #N/A | #N/A | 46.6097 | #N/A | #N/A | #N/A | #N/A | #N/A | #N/A | #N/A | #N/A | #N/A | 46.6097 | #N/A | #N/A
2018-06-26 | 100 | 27 | 23.7178 | #N/A | #N/A | #N/A | #N/A | #N/A | #N/A | #N/A | #N/A | #N/A | #N/A | 23.7178 | #N/A | #N/A | #N/A
2018-06-27 | 42 | 20 | #N/A | #N/A | #N/A | #N/A | #N/A | #N/A | #N/A | #N/A | 42.6422 | #N/A | #N/A | #N/A | #N/A | #N/A | 42.6422
2018-06-30 | 68 | 15 | #N/A | #N/A | #N/A | #N/A | #N/A | #N/A | #N/A | #N/A | 26.3519 | #N/A | #N/A | #N/A | #N/A | #N/A | 26.3519
2018-06-30 | 20 | 30 | #N/A | #N/A | #N/A | #N/A | #N/A | #N/A | #N/A | #N/A | 23.6491 | #N/A | #N/A | #N/A | #N/A | #N/A | 23.6491
2018-06-30 | 200 | 20 | #N/A | 20.4869 | #N/A | #N/A | #N/A | #N/A | #N/A | #N/A | #N/A | #N/A | #N/A | 20.4869 | #N/A | #N/A | #N/A
2018-07-10 | 35 | 25 | #N/A | 29.3526 | #N/A | #N/A | #N/A | #N/A | #N/A | #N/A | #N/A | #N/A | #N/A | 29.3526 | #N/A | #N/A | #N/A
2018-08-10 | 40 | 25 | #N/A | #N/A | 44.862 | #N/A | #N/A | #N/A | #N/A | #N/A | #N/A | #N/A | #N/A | #N/A | 44.862 | #N/A | #N/A
2018-08-10 | 10 | 25 | #N/A | #N/A | 44.862 | #N/A | #N/A | #N/A | #N/A | #N/A | #N/A | #N/A | #N/A | #N/A | 44.862 | #N/A | #N/A
2018-08-22 | 50 | 25 | #N/A | 26.5129 | #N/A | #N/A | #N/A | #N/A | #N/A | #N/A | #N/A | #N/A | #N/A | 26.5129 | #N/A | #N/A | #N/A
2018-08-22 | 50 | 25 | #N/A | 26.5129 | #N/A | #N/A | #N/A | #N/A | #N/A | #N/A | #N/A | #N/A | #N/A | 26.5129 | #N/A | #N/A | #N/A
2018-08-23 | 86 | 20 | #N/A | #N/A | #N/A | #N/A | #N/A | 29.3451 | #N/A | #N/A | #N/A | #N/A | #N/A | #N/A | #N/A | 29.3451 | #N/A
2018-08-31 | 102.5 | 16 | #N/A | #N/A | #N/A | #N/A | #N/A | #N/A | #N/A | #N/A | 23.9776 | #N/A | #N/A | #N/A | #N/A | #N/A | 23.9776
2018-09-09 | 100 | 15 | 28.7657 | #N/A | #N/A | #N/A | #N/A | #N/A | #N/A | #N/A | #N/A | #N/A | #N/A | 28.7657 | #N/A | #N/A | #N/A
2018-09-11 | 100 | 25 | #N/A | 20.8633 | #N/A | #N/A | #N/A | #N/A | #N/A | #N/A | #N/A | #N/A | #N/A | 20.8633 | #N/A | #N/A | #N/A
2018-09-19 | 100 | 10 | #N/A | #N/A | 34.3779 | #N/A | #N/A | #N/A | #N/A | #N/A | #N/A | #N/A | #N/A | #N/A | 34.3779 | #N/A | #N/A
2018-09-20 | 100 | 25 | #N/A | 22.5586 | #N/A | #N/A | #N/A | #N/A | #N/A | #N/A | #N/A | #N/A | #N/A | 22.5586 | #N/A | #N/A | #N/A
2018-09-25 | 60 | 25 | #N/A | #N/A | 38.4853 | #N/A | #N/A | #N/A | #N/A | #N/A | #N/A | #N/A | #N/A | #N/A | 38.4853 | #N/A | #N/A
2018-10-01 | 10.5 | 25 | #N/A | #N/A | 44.8442 | #N/A | #N/A | #N/A | #N/A | #N/A | #N/A | #N/A | #N/A | #N/A | 44.8442 | #N/A | #N/A
2018-10-01 | 20 | 15 | #N/A | #N/A | #N/A | #N/A | #N/A | #N/A | #N/A | #N/A | 22.5523 | #N/A | #N/A | #N/A | #N/A | #N/A | 22.5523
2018-10-18 | 144 | 15 | #N/A | #N/A | #N/A | #N/A | 32.2175 | #N/A | #N/A | #N/A | #N/A | #N/A | #N/A | #N/A | 32.2175 | #N/A | #N/A
2018-10-18 | 13 | 25 | #N/A | 38.336 | #N/A | #N/A | #N/A | #N/A | #N/A | #N/A | #N/A | #N/A | #N/A | 38.336 | #N/A | #N/A | #N/A
2018-10-25 | 128 | 20 | 25.3992 | #N/A | #N/A | #N/A | #N/A | #N/A | #N/A | #N/A | #N/A | #N/A | #N/A | 25.3992 | #N/A | #N/A | #N/A
2018-11-01 | 70 | 20 | #N/A | #N/A | #N/A | #N/A | #N/A | 39.3118 | #N/A | #N/A | #N/A | #N/A | #N/A | #N/A | #N/A | 39.3118 | #N/A
2018-12-11 | 250 | 25 | #N/A | #N/A | #N/A | #N/A | #N/A | #N/A | #N/A | #N/A | 26.9514 | #N/A | #N/A | #N/A | #N/A | #N/A | 26.9514
2019-02-01 | 4.6 | 25 | #N/A | #N/A | #N/A | 45.4882 | #N/A | #N/A | #N/A | #N/A | #N/A | #N/A | #N/A | #N/A | 45.4882 | #N/A | #N/A
2019-02-11 | 50 | 30 | #N/A | 31.9593 | #N/A | #N/A | #N/A | #N/A | #N/A | #N/A | #N/A | #N/A | #N/A | 31.9593 | #N/A | #N/A | #N/A
2019-02-14 | 22 | 20 | #N/A | 26.2373 | #N/A | #N/A | #N/A | #N/A | #N/A | #N/A | #N/A | #N/A | #N/A | 26.2373 | #N/A | #N/A | #N/A
2019-02-28 | 50 | 20 | #N/A | #N/A | 46.3985 | #N/A | #N/A | #N/A | #N/A | #N/A | #N/A | #N/A | #N/A | #N/A | 46.3985 | #N/A | #N/A
2019-03-21 | 160 | 30 | #N/A | 28.1248 | #N/A | #N/A | #N/A | #N/A | #N/A | #N/A | #N/A | #N/A | #N/A | 28.1248 | #N/A | #N/A | #N/A
2019-03-22 | 120 | 20 | #N/A | 20.4967 | #N/A | #N/A | #N/A | #N/A | #N/A | #N/A | #N/A | #N/A | #N/A | 20.4967 | #N/A | #N/A | #N/A
2019-04-22 | 100 | 20 | #N/A | #N/A | #N/A | #N/A | #N/A | #N/A | #N/A | #N/A | 21.4106 | #N/A | #N/A | #N/A | #N/A | #N/A | 21.4106
2019-04-30 | 75 | 5 | #N/A | #N/A | #N/A | #N/A | #N/A | #N/A | #N/A | #N/A | 27.548 | #N/A | #N/A | #N/A | #N/A | #N/A | 27.548
2019-05-28 | 26 | 25 | 27.5592 | #N/A | #N/A | #N/A | #N/A | #N/A | #N/A | #N/A | #N/A | #N/A | #N/A | 27.5592 | #N/A | #N/A | #N/A
2019-05-30 | 50 | 15 | #N/A | 20.0025 | #N/A | #N/A | #N/A | #N/A | #N/A | #N/A | #N/A | #N/A | #N/A | 20.0025 | #N/A | #N/A | #N/A
2019-06-11 | 55.83 | 15 | 21.9813 | #N/A | #N/A | #N/A | #N/A | #N/A | #N/A | #N/A | #N/A | #N/A | #N/A | 21.9813 | #N/A | #N/A | #N/A
2019-06-18 | 88 | 25 | #N/A | #N/A | 36.895 | #N/A | #N/A | #N/A | #N/A | #N/A | #N/A | #N/A | #N/A | #N/A | 36.895 | #N/A | #N/A
2019-06-18 | 22 | 25 | #N/A | #N/A | 36.895 | #N/A | #N/A | #N/A | #N/A | #N/A | #N/A | #N/A | #N/A | #N/A | 36.895 | #N/A | #N/A
2019-06-21 | 100 | 20 | 19.2963 | #N/A | #N/A | #N/A | #N/A | #N/A | #N/A | #N/A | #N/A | #N/A | #N/A | 19.2963 | #N/A | #N/A | #N/A
2019-06-27 | 50 | 20 | #N/A | 16.9589 | #N/A | #N/A | #N/A | #N/A | #N/A | #N/A | #N/A | #N/A | #N/A | 16.9589 | #N/A | #N/A | #N/A
2019-06-27 | 300 | 20 | #N/A | 15.6591 | #N/A | #N/A | #N/A | #N/A | #N/A | #N/A | #N/A | #N/A | #N/A | 15.6591 | #N/A | #N/A | #N/A
2019-07-01 | 40 | 15 | 22.7364 | #N/A | #N/A | #N/A | #N/A | #N/A | #N/A | #N/A | #N/A | #N/A | #N/A | 22.7364 | #N/A | #N/A | #N/A
2019-07-01 | 400 | 25 | 15.8193 | #N/A | #N/A | #N/A | #N/A | #N/A | #N/A | #N/A | #N/A | #N/A | #N/A | 15.8193 | #N/A | #N/A | #N/A
2019-07-01 | 80 | 25 | #N/A | 24.1748 | #N/A | #N/A | #N/A | #N/A | #N/A | #N/A | #N/A | #N/A | #N/A | 24.1748 | #N/A | #N/A | #N/A
2019-07-09 | 62.5 | 20 | 26.467 | #N/A | #N/A | #N/A | #N/A | #N/A | #N/A | #N/A | #N/A | #N/A | #N/A | 26.467 | #N/A | #N/A | #N/A
2019-07-25 | 17.5 | 20 | #N/A | #N/A | #N/A | #N/A | #N/A | 25.3097 | #N/A | #N/A | #N/A | #N/A | #N/A | #N/A | #N/A | 25.3097 | #N/A
2019-07-26 | 112 | 15 | 26.7296 | #N/A | #N/A | #N/A | #N/A | #N/A | #N/A | #N/A | #N/A | #N/A | #N/A | 26.7296 | #N/A | #N/A | #N/A
2019-07-26 | 100 | 20 | #N/A | 20.5626 | #N/A | #N/A | #N/A | #N/A | #N/A | #N/A | #N/A | #N/A | #N/A | 20.5626 | #N/A | #N/A | #N/A
2019-08-06 | 100 | 20 | 19.2963 | #N/A | #N/A | #N/A | #N/A | #N/A | #N/A | #N/A | #N/A | #N/A | #N/A | 19.2963 | #N/A | #N/A | #N/A
2019-08-19 | 100 | 20 | #N/A | #N/A | 39.4489 | #N/A | #N/A | #N/A | #N/A | #N/A | #N/A | #N/A | #N/A | #N/A | 39.4489 | #N/A | #N/A
2019-08-30 | 240 | 20 | #N/A | 16.787 | #N/A | #N/A | #N/A | #N/A | #N/A | #N/A | #N/A | #N/A | #N/A | 16.787 | #N/A | #N/A | #N/A
2019-09-12 | 65 | 15 | #N/A | #N/A | #N/A | #N/A | #N/A | 26.844 | #N/A | #N/A | #N/A | #N/A | #N/A | #N/A | #N/A | 26.844 | #N/A
2019-09-19 | 9.3077 | 20 | #N/A | #N/A | 40.6281 | #N/A | #N/A | #N/A | #N/A | #N/A | #N/A | #N/A | #N/A | #N/A | 40.6281 | #N/A | #N/A
2019-09-22 | 88 | 20 | #N/A | #N/A | #N/A | #N/A | #N/A | 33.8247 | #N/A | #N/A | #N/A | #N/A | #N/A | #N/A | #N/A | 33.8247 | #N/A
2019-09-22 | 90 | 20 | #N/A | #N/A | #N/A | #N/A | #N/A | 32.9297 | #N/A | #N/A | #N/A | #N/A | #N/A | #N/A | #N/A | 32.9297 | #N/A
2019-09-22 | 70 | 20 | #N/A | #N/A | #N/A | #N/A | #N/A | 32.9297 | #N/A | #N/A | #N/A | #N/A | #N/A | #N/A | #N/A | 32.9297 | #N/A
2019-10-01 | 150 | 30 | #N/A | #N/A | #N/A | #N/A | #N/A | #N/A | #N/A | #N/A | 21.5814 | #N/A | #N/A | #N/A | #N/A | #N/A | 21.5814
2019-10-17 | 100 | 20 | #N/A | 12.5861 | #N/A | #N/A | #N/A | #N/A | #N/A | #N/A | #N/A | #N/A | #N/A | 12.5861 | #N/A | #N/A | #N/A
2019-10-17 | 100 | 20 | #N/A | 17.6239 | #N/A | #N/A | #N/A | #N/A | #N/A | #N/A | #N/A | #N/A | #N/A | 17.6239 | #N/A | #N/A | #N/A
2019-10-18 | 35 | 20 | #N/A | #N/A | #N/A | #N/A | #N/A | 31.6793 | #N/A | #N/A | #N/A | #N/A | #N/A | #N/A | #N/A | 31.6793 | #N/A
2019-10-23 | 107 | 15 | #N/A | #N/A | #N/A | #N/A | #N/A | #N/A | #N/A | #N/A | 21.4752 | #N/A | #N/A | #N/A | #N/A | #N/A | 21.4752
2019-11-05 | 132 | 15 | 23.6228 | #N/A | #N/A | #N/A | #N/A | #N/A | #N/A | #N/A | #N/A | #N/A | #N/A | 23.6228 | #N/A | #N/A | #N/A
2019-11-14 | 250 | 20 | #N/A | 18.0646 | #N/A | #N/A | #N/A | #N/A | #N/A | #N/A | #N/A | #N/A | #N/A | 18.0646 | #N/A | #N/A | #N/A
2019-11-14 | 88 | 20 | #N/A | 18.0646 | #N/A | #N/A | #N/A | #N/A | #N/A | #N/A | #N/A | #N/A | #N/A | 18.0646 | #N/A | #N/A | #N/A
2019-11-19 | 25 | 15 | #N/A | #N/A | #N/A | #N/A | #N/A | #N/A | #N/A | #N/A | 22.5523 | #N/A | #N/A | #N/A | #N/A | #N/A | 22.5523
2019-11-21 | 100 | 20 | #N/A | #N/A | #N/A | #N/A | #N/A | #N/A | #N/A | #N/A | 23.9127 | #N/A | #N/A | #N/A | #N/A | #N/A | 23.9127
2019-11-26 | 44 | 15 | 24.5555 | #N/A | #N/A | #N/A | #N/A | #N/A | #N/A | #N/A | #N/A | #N/A | #N/A | 24.5555 | #N/A | #N/A | #N/A
2019-11-26 | 100 | 25 | #N/A | 21.4707 | #N/A | #N/A | #N/A | #N/A | #N/A | #N/A | #N/A | #N/A | #N/A | 21.4707 | #N/A | #N/A | #N/A
2019-11-26 | 162 | 15 | #N/A | 37.7228 | #N/A | #N/A | #N/A | #N/A | #N/A | #N/A | #N/A | #N/A | #N/A | 37.7228 | #N/A | #N/A | #N/A
2019-12-05 | 100 | 20 | 23.7666 | #N/A | #N/A | #N/A | #N/A | #N/A | #N/A | #N/A | #N/A | #N/A | #N/A | 23.7666 | #N/A | #N/A | #N/A
2019-12-10 | 200 | 17 | #N/A | 23.0373 | #N/A | #N/A | #N/A | #N/A | #N/A | #N/A | #N/A | #N/A | #N/A | 23.0373 | #N/A | #N/A | #N/A
2019-12-17 | 100 | 15 | #N/A | #N/A | #N/A | #N/A | #N/A | #N/A | #N/A | #N/A | 21.4752 | #N/A | #N/A | #N/A | #N/A | #N/A | 21.4752
2019-12-20 | 50 | 20 | #N/A | #N/A | #N/A | #N/A | #N/A | #N/A | #N/A | 44.4585 | #N/A | #N/A | #N/A | #N/A | #N/A | 44.4585 | #N/A
2019-12-23 | 80 | 15 | #N/A | 24.424 | #N/A | #N/A | #N/A | #N/A | #N/A | #N/A | #N/A | #N/A | #N/A | 24.424 | #N/A | #N/A | #N/A
2020-01-06 | 50.5 | 20 | 26.5773 | #N/A | #N/A | #N/A | #N/A | #N/A | #N/A | #N/A | #N/A | #N/A | #N/A | 26.5773 | #N/A | #N/A | #N/A
2020-02-14 | 50 | 15 | 31.3091 | #N/A | #N/A | #N/A | #N/A | #N/A | #N/A | #N/A | #N/A | #N/A | #N/A | 31.3091 | #N/A | #N/A | #N/A
2020-02-14 | 160.5 | 17 | 24.2092 | #N/A | #N/A | #N/A | #N/A | #N/A | #N/A | #N/A | #N/A | #N/A | #N/A | 24.2092 | #N/A | #N/A | #N/A
2020-02-19 | 75 | 25 | #N/A | 25.3727 | #N/A | #N/A | #N/A | #N/A | #N/A | #N/A | #N/A | #N/A | #N/A | 25.3727 | #N/A | #N/A | #N/A
2020-02-26 | 80 | 20 | #N/A | #N/A | #N/A | #N/A | #N/A | #N/A | #N/A | #N/A | 19.9496 | #N/A | #N/A | #N/A | #N/A | #N/A | 19.9496
2020-03-13 | 22.9 | 30 | #N/A | #N/A | #N/A | #N/A | #N/A | #N/A | 122.9563 | #N/A | #N/A | #N/A | #N/A | #N/A | #N/A | 122.9563 | #N/A
2020-03-25 | 200 | 22 | #N/A | 18.8913 | #N/A | #N/A | #N/A | #N/A | #N/A | #N/A | #N/A | #N/A | #N/A | 18.8913 | #N/A | #N/A | #N/A
2020-04-08 | 127.86 | 12 | #N/A | 19.6957 | #N/A | #N/A | #N/A | #N/A | #N/A | #N/A | #N/A | #N/A | #N/A | 19.6957 | #N/A | #N/A | #N/A
2020-04-08 | 100 | 15 | 23.0521 | #N/A | #N/A | #N/A | #N/A | #N/A | #N/A | #N/A | #N/A | #N/A | #N/A | 23.0521 | #N/A | #N/A | #N/A
2020-05-02 | 100 | 15 | 21.9226 | #N/A | #N/A | #N/A | #N/A | #N/A | #N/A | #N/A | #N/A | #N/A | #N/A | 21.9226 | #N/A | #N/A | #N/A
2020-05-06 | 79 | 25 | #N/A | #N/A | 33.1295 | #N/A | #N/A | #N/A | #N/A | #N/A | #N/A | #N/A | #N/A | #N/A | 33.1295 | #N/A | #N/A
2020-05-19 | 75 | 5 | #N/A | #N/A | #N/A | #N/A | #N/A | #N/A | #N/A | #N/A | 30.0111 | #N/A | #N/A | #N/A | #N/A | #N/A | 30.0111
2020-05-26 | 160 | 20 | #N/A | #N/A | 23.7729 | #N/A | #N/A | #N/A | #N/A | #N/A | #N/A | #N/A | #N/A | #N/A | 23.7729 | #N/A | #N/A
2020-06-01 | 150 | 15 | #N/A | 25.2096 | #N/A | #N/A | #N/A | #N/A | #N/A | #N/A | #N/A | #N/A | #N/A | 25.2096 | #N/A | #N/A | #N/A
2020-07-10 | 20 | 20 | #N/A | #N/A | #N/A | #N/A | #N/A | 32.3634 | #N/A | #N/A | #N/A | #N/A | #N/A | #N/A | #N/A | 32.3634 | #N/A
2020-07-10 | 20 | 20 | #N/A | #N/A | #N/A | #N/A | #N/A | 32.9042 | #N/A | #N/A | #N/A | #N/A | #N/A | #N/A | #N/A | 32.9042 | #N/A
2020-07-24 | 196 | 15 | #N/A | #N/A | #N/A | #N/A | #N/A | 29.978 | #N/A | #N/A | #N/A | #N/A | #N/A | #N/A | #N/A | 29.978 | #N/A
2020-08-24 | 50 | 20 | #N/A | #N/A | #N/A | #N/A | #N/A | #N/A | #N/A | 44.0531 | #N/A | #N/A | #N/A | #N/A | #N/A | 44.0531 | #N/A
2020-08-31 | 132 | 20 | #N/A | #N/A | #N/A | #N/A | #N/A | 32.1778 | #N/A | #N/A | #N/A | #N/A | #N/A | #N/A | #N/A | 32.1778 | #N/A
2020-09-14 | 175 | 17 | #N/A | 18.9274 | #N/A | #N/A | #N/A | #N/A | #N/A | #N/A | #N/A | #N/A | #N/A | 18.9274 | #N/A | #N/A | #N/A
2020-09-23 | 100 | 20 | #N/A | 22.9639 | #N/A | #N/A | #N/A | #N/A | #N/A | #N/A | #N/A | #N/A | #N/A | 22.9639 | #N/A | #N/A | #N/A
2020-09-25 | 200 | 20 | #N/A | 22.0907 | #N/A | #N/A | #N/A | #N/A | #N/A | #N/A | #N/A | #N/A | #N/A | 22.0907 | #N/A | #N/A | #N/A
2020-09-30 | 152.5 | 15 | #N/A | #N/A | #N/A | #N/A | #N/A | 30.5846 | #N/A | #N/A | #N/A | #N/A | #N/A | #N/A | #N/A | 30.5846 | #N/A
2020-10-02 | 233 | 15 | 22.1264 | #N/A | #N/A | #N/A | #N/A | #N/A | #N/A | #N/A | #N/A | #N/A | #N/A | 22.1264 | #N/A | #N/A | #N/A
2020-11-02 | 63 | 25 | 18.2274 | #N/A | #N/A | #N/A | #N/A | #N/A | #N/A | #N/A | #N/A | #N/A | #N/A | 18.2274 | #N/A | #N/A | #N/A
2020-11-05 | 26 | 20 | 23.0446 | #N/A | #N/A | #N/A | #N/A | #N/A | #N/A | #N/A | #N/A | #N/A | #N/A | 23.0446 | #N/A | #N/A | #N/A
2020-11-06 | 56 | 15 | 26.9187 | #N/A | #N/A | #N/A | #N/A | #N/A | #N/A | #N/A | #N/A | #N/A | #N/A | 26.9187 | #N/A | #N/A | #N/A
2020-12-01 | 50 | 30 | #N/A | 26.429 | #N/A | #N/A | #N/A | #N/A | #N/A | #N/A | #N/A | #N/A | #N/A | 26.429 | #N/A | #N/A | #N/A
2020-12-22 | 200 | 15 | #N/A | 17.6519 | #N/A | #N/A | #N/A | #N/A | #N/A | #N/A | #N/A | #N/A | #N/A | 17.6519 | #N/A | #N/A | #N/A
2020-12-30 | 7.5 | 25 | #N/A | #N/A | #N/A | #N/A | #N/A | #N/A | #N/A | #N/A | 38.1466 | #N/A | #N/A | #N/A | #N/A | #N/A | 38.1466
2021-01-15 | 90 | 20 | #N/A | #N/A | #N/A | #N/A | #N/A | #N/A | 49.2343 | #N/A | #N/A | #N/A | #N/A | #N/A | #N/A | 49.2343 | #N/A
2021-01-15 | 500 | 20 | #N/A | #N/A | #N/A | #N/A | #N/A | #N/A | 41.1596 | #N/A | #N/A | #N/A | #N/A | #N/A | #N/A | 41.1596 | #N/A
2021-01-21 | 90 | 20 | 26.7204 | #N/A | #N/A | #N/A | #N/A | #N/A | #N/A | #N/A | #N/A | #N/A | #N/A | 26.7204 | #N/A | #N/A | #N/A
2021-01-28 | 96 | 15 | #N/A | #N/A | #N/A | #N/A | #N/A | 41.8949 | #N/A | #N/A | #N/A | #N/A | #N/A | #N/A | #N/A | 41.8949 | #N/A
2021-02-01 | 190 | 20 | #N/A | 16.9479 | #N/A | #N/A | #N/A | #N/A | #N/A | #N/A | #N/A | #N/A | #N/A | 16.9479 | #N/A | #N/A | #N/A
2021-02-01 | 190 | 20 | #N/A | 16.4661 | #N/A | #N/A | #N/A | #N/A | #N/A | #N/A | #N/A | #N/A | #N/A | 16.4661 | #N/A | #N/A | #N/A
2021-02-04 | 50 | 20 | #N/A | 17.0361 | #N/A | #N/A | #N/A | #N/A | #N/A | #N/A | #N/A | #N/A | #N/A | 17.0361 | #N/A | #N/A | #N/A
2021-02-23 | 50 | 20 | 21.3491 | #N/A | #N/A | #N/A | #N/A | #N/A | #N/A | #N/A | #N/A | #N/A | #N/A | 21.3491 | #N/A | #N/A | #N/A
2021-03-08 | 74.5 | 20 | #N/A | #N/A | #N/A | #N/A | #N/A | #N/A | #N/A | #N/A | 27.8852 | #N/A | #N/A | #N/A | #N/A | #N/A | 27.8852
2021-03-25 | 130 | 25 | #N/A | 19.5555 | #N/A | #N/A | #N/A | #N/A | #N/A | #N/A | #N/A | #N/A | #N/A | 19.5555 | #N/A | #N/A | #N/A
2021-04-01 | 150 | 20 | #N/A | 12.2265 | #N/A | #N/A | #N/A | #N/A | #N/A | #N/A | #N/A | #N/A | #N/A | 12.2265 | #N/A | #N/A | #N/A
2021-04-01 | 300 | 20 | #N/A | 15.708 | #N/A | #N/A | #N/A | #N/A | #N/A | #N/A | #N/A | #N/A | #N/A | 15.708 | #N/A | #N/A | #N/A
2021-04-08 | 50 | 15 | 29.081 | #N/A | #N/A | #N/A | #N/A | #N/A | #N/A | #N/A | #N/A | #N/A | #N/A | 29.081 | #N/A | #N/A | #N/A
2021-05-07 | 30 | 20 | #N/A | #N/A | 32.9907 | #N/A | #N/A | #N/A | #N/A | #N/A | #N/A | #N/A | #N/A | #N/A | 32.9907 | #N/A | #N/A
2021-05-12 | 100 | 15 | 22.0306 | #N/A | #N/A | #N/A | #N/A | #N/A | #N/A | #N/A | #N/A | #N/A | #N/A | 22.0306 | #N/A | #N/A | #N/A
2021-06-01 | 350 | 25 | #N/A | 19.36 | #N/A | #N/A | #N/A | #N/A | #N/A | #N/A | #N/A | #N/A | #N/A | 19.36 | #N/A | #N/A | #N/A
2021-06-01 | 250 | 25 | #N/A | 20.4851 | #N/A | #N/A | #N/A | #N/A | #N/A | #N/A | #N/A | #N/A | #N/A | 20.4851 | #N/A | #N/A | #N/A
2021-06-01 | 90 | 20 | 18.0646 | #N/A | #N/A | #N/A | #N/A | #N/A | #N/A | #N/A | #N/A | #N/A | #N/A | 18.0646 | #N/A | #N/A | #N/A
2021-06-04 | 93.5 | 15 | 17.7321 | #N/A | #N/A | #N/A | #N/A | #N/A | #N/A | #N/A | #N/A | #N/A | #N/A | 17.7321 | #N/A | #N/A | #N/A
2021-06-17 | 200 | 30 | #N/A | 25.4626 | #N/A | #N/A | #N/A | #N/A | #N/A | #N/A | #N/A | #N/A | #N/A | 25.4626 | #N/A | #N/A | #N/A
2021-08-12 | 100 | 25 | #N/A | 19.6446 | #N/A | #N/A | #N/A | #N/A | #N/A | #N/A | #N/A | #N/A | #N/A | 19.6446 | #N/A | #N/A | #N/A
2021-10-08 | 100 | 25 | #N/A | #N/A | 38.299 | #N/A | #N/A | #N/A | #N/A | #N/A | #N/A | #N/A | #N/A | #N/A | 38.299 | #N/A | #N/A
2021-10-14 | 30 | 30 | #N/A | #N/A | #N/A | 25.4933 | #N/A | #N/A | #N/A | #N/A | #N/A | #N/A | #N/A | #N/A | 25.4933 | #N/A | #N/A
2021-10-15 | 125 | 20 | #N/A | #N/A | 39.5247 | #N/A | #N/A | #N/A | #N/A | #N/A | #N/A | #N/A | #N/A | #N/A | 39.5247 | #N/A | #N/A
2021-10-15 | 102 | 15 | 23.9619 | #N/A | #N/A | #N/A | #N/A | #N/A | #N/A | #N/A | #N/A | #N/A | #N/A | 23.9619 | #N/A | #N/A | #N/A
2021-12-17 | 150 | 20 | #N/A | 35.4314 | #N/A | #N/A | #N/A | #N/A | #N/A | #N/A | #N/A | #N/A | #N/A | 35.4314 | #N/A | #N/A | #N/A
2022-01-21 | 70 | 20 | 26.8506 | #N/A | #N/A | #N/A | #N/A | #N/A | #N/A | #N/A | #N/A | #N/A | #N/A | 26.8506 | #N/A | #N/A | #N/A
2022-02-16 | 40 | 20 | #N/A | 31.5607 | #N/A | #N/A | #N/A | #N/A | #N/A | #N/A | #N/A | #N/A | #N/A | 31.5607 | #N/A | #N/A | #N/A
2022-02-21 | 150 | 20 | #N/A | 32.7052 | #N/A | #N/A | #N/A | #N/A | #N/A | #N/A | #N/A | #N/A | #N/A | 32.7052 | #N/A | #N/A | #N/A
2022-04-18 | 60 | 20 | #N/A | 32.2059 | #N/A | #N/A | #N/A | #N/A | #N/A | #N/A | #N/A | #N/A | #N/A | 32.2059 | #N/A | #N/A | #N/A
2022-04-20 | 190 | 15 | 37.1392 | #N/A | #N/A | #N/A | #N/A | #N/A | #N/A | #N/A | #N/A | #N/A | #N/A | 37.1392 | #N/A | #N/A | #N/A
2022-04-28 | 20 | 20 | #N/A | 23.443 | #N/A | #N/A | #N/A | #N/A | #N/A | #N/A | #N/A | #N/A | #N/A | 23.443 | #N/A | #N/A | #N/A
2022-05-13 | 130 | 20 | #N/A | 23.5333 | #N/A | #N/A | #N/A | #N/A | #N/A | #N/A | #N/A | #N/A | #N/A | 23.5333 | #N/A | #N/A | #N/A
2022-05-25 | 80 | 10 | #N/A | #N/A | #N/A | 28.5961 | #N/A | #N/A | #N/A | #N/A | #N/A | #N/A | #N/A | #N/A | 28.5961 | #N/A | #N/A
2022-06-23 | 80 | 25 | #N/A | 27.4561 | #N/A | #N/A | #N/A | #N/A | #N/A | #N/A | #N/A | #N/A | #N/A | 27.4561 | #N/A | #N/A | #N/A
2022-07-27 | 66 | 25 | #N/A | 29.9733 | #N/A | #N/A | #N/A | #N/A | #N/A | #N/A | #N/A | #N/A | #N/A | 29.9733 | #N/A | #N/A | #N/A
2022-09-27 | 107 | 20 | #N/A | #N/A | #N/A | #N/A | #N/A | 36.8683 | #N/A | #N/A | #N/A | #N/A | #N/A | #N/A | #N/A | 36.8683 | #N/A
2022-09-29 | 100 | 17 | 21.0144 | #N/A | #N/A | #N/A | #N/A | #N/A | #N/A | #N/A | #N/A | #N/A | #N/A | 21.0144 | #N/A | #N/A | #N/A
2022-10-20 | 125 | 20 | #N/A | 19.4031 | #N/A | #N/A | #N/A | #N/A | #N/A | #N/A | #N/A | #N/A | #N/A | 19.4031 | #N/A | #N/A | #N/A
2022-10-25 | 30 | 20 | #N/A | #N/A | 48.8566 | #N/A | #N/A | #N/A | #N/A | #N/A | #N/A | #N/A | #N/A | #N/A | 48.8566 | #N/A | #N/A
2022-10-28 | 100 | 15 | 22.0306 | #N/A | #N/A | #N/A | #N/A | #N/A | #N/A | #N/A | #N/A | #N/A | #N/A | 22.0306 | #N/A | #N/A | #N/A
2022-12-21 | 150 | 15 | #N/A | #N/A | #N/A | #N/A | #N/A | 48.7266 | #N/A | #N/A | #N/A | #N/A | #N/A | #N/A | #N/A | 48.7266 | #N/A
2023-01-20 | 100 | 25 | #N/A | 27.9025 | #N/A | #N/A | #N/A | #N/A | #N/A | #N/A | #N/A | #N/A | #N/A | 27.9025 | #N/A | #N/A | #N/A
2023-01-24 | 65 | 20 | #N/A | 35.5951 | #N/A | #N/A | #N/A | #N/A | #N/A | #N/A | #N/A | #N/A | #N/A | 35.5951 | #N/A | #N/A | #N/A
2023-06-30 | 138.8 | 20 | #N/A | #N/A | #N/A | #N/A | #N/A | #N/A | #N/A | #N/A | 45.2121 | #N/A | #N/A | #N/A | #N/A | #N/A | 45.2121
2023-07-21 | 140 | 20 | #N/A | 26.102 | #N/A | #N/A | #N/A | #N/A | #N/A | #N/A | #N/A | #N/A | #N/A | 26.102 | #N/A | #N/A | #N/A
2023-10-24 | 100 | 20 | #N/A | 23.439 | #N/A | #N/A | #N/A | #N/A | #N/A | #N/A | #N/A | #N/A | #N/A | 23.439 | #N/A | #N/A | #N/A
2023-11-15 | 25 | 25 | #N/A | 26.2881 | #N/A | #N/A | #N/A | #N/A | #N/A | #N/A | #N/A | #N/A | #N/A | 26.2881 | #N/A | #N/A | #N/A
2023-11-17 | 300 | 20 | #N/A | #N/A | 46.0109 | #N/A | #N/A | #N/A | #N/A | #N/A | #N/A | #N/A | #N/A | #N/A | 46.0109 | #N/A | #N/A
2024-01-31 | 200 | 25 | #N/A | 28.2518 | #N/A | #N/A | #N/A | #N/A | #N/A | #N/A | #N/A | #N/A | #N/A | 28.2518 | #N/A | #N/A | #N/A
2024-02-15 | 125 | 20 | 35.0693 | #N/A | #N/A | #N/A | #N/A | #N/A | #N/A | #N/A | #N/A | #N/A | #N/A | 35.0693 | #N/A | #N/A | #N/A
2024-03-21 | 35 | 12 | #N/A | #N/A | 47.3749 | #N/A | #N/A | #N/A | #N/A | #N/A | #N/A | #N/A | #N/A | #N/A | 47.3749 | #N/A | #N/A
2024-05-03 | 127.85 | 25 | #N/A | 25.0559 | #N/A | #N/A | #N/A | #N/A | #N/A | #N/A | #N/A | #N/A | #N/A | 25.0559 | #N/A | #N/A | #N/A
2024-05-03 | 700 | 25 | #N/A | 25.3238 | #N/A | #N/A | #N/A | #N/A | #N/A | #N/A | #N/A | #N/A | #N/A | 25.3238 | #N/A | #N/A | #N/A
25 MW
25 MW
500 MW
25 MW
25 MW

## PPA Price for CSP Plants
Levelized PPA prices for CSP and PV plants in AZ, CA, and NV (by PPA capacity and execution date)
Source: Berkeley Lab, FERC
PV plants in AZ, CA, and NV (for comparison) |  |  | CSP plants in AZ, CA, and NV
PPA Execution Date | Capacity (MW) | 2023 $/MWh | PPA Execution Date | Capacity (MW) | 2023 $/MWh
2007-06-25 | 5 | 247.5552 | 2009-04-28 | 377 | 174.0465 | CSP tower, no storage
2008-07-01 | 550 | 167.8268
2008-07-23 | 210 | 145.0518 | 2009-11-04 | 110 | 150.7708 | CSP tower, 10 hours storage
2008-12-19 | 10 | 192.2649
2009-05-08 | 230 | 161.8877 | 2009-09-28 | 250 | 217.0474 | CSP trough, no storage
2009-06-01 | 20 | 143.5646 | 2011-07-15 | 250 | 223.7289 | CSP trough, no storage
2009-06-22 | 48 | 189.7844
2009-08-17 | 250 | 160.3444 | 2010-12-15 | 250 | 148.8528 | CSP trough, 6 hours storage
2009-09-08 | 250 | 228.327
2009-11-20 | 21 | 133.3653
2009-12-24 | 6 | 281.7784
2009-12-24 | 19 | 281.7784
2009-12-24 | 20 | 281.7784
2010-01-26 | 50 | 182.1065
2010-01-26 | 20 | 182.1065
2010-01-26 | 20 | 185.8604
2010-02-02 | 50 | 153.1888
2010-02-24 | 300 | 157.1378
2010-03-06 | 40 | 149.8227
2010-04-19 | 29 | 116.856
2010-04-21 | 66 | 156.607
2010-04-29 | 25 | 146.7322
2010-05-10 | 125 | 148.0162
2010-05-20 | 25.8 | 176.9354
2010-06-01 | 20 | 146.7322
2010-07-26 | 20 | 147.9942
2010-07-29 | 150 | 175.1251
2010-07-29 | 45 | 143.2593
2010-08-24 | 23 | 125.3881
2010-09-20 | 62.5 | 142.8947
2010-11-10 | 130 | 144.9298
2010-11-15 | 14 | 88.6844
2010-11-15 | 20 | 85.9146
2010-12-01 | 9 | 153.6631
2010-12-21 | 60 | 147.2629
2010-12-30 | 309 | 125.3955
2010-12-30 | 20 | 165.0173
2011-01-05 | 270 | 125.6487
2011-01-07 | 110 | 141.6012
2011-01-25 | 26 | 149.3091
2011-02-07 | 250 | 131.6889
2011-02-11 | 30 | 125.6998
2011-02-11 | 20 | 128.9795
2011-03-08 | 150 | 103.7157
2011-06-03 | 110 | 131.6923
2011-06-03 | 127 | 122.3543
2011-06-21 | 150 | 118.073
2011-07-08 | 24 | 137.1991
2011-07-14 | 20 | 110.7435
2011-07-21 | 150 | 130.2937
2011-09-29 | 250 | 94.1025
2011-10-01 | 9 | 152.4602
2011-12-08 | 19 | 119.0655
2011-12-20 | 20 | 93.1285
2011-12-20 | 20 | 91.477
2012-01-01 | 15 | 94.2393
2012-01-01 | 15 | 84.5497
2012-02-03 | 200 | 97.3251
2012-02-27 | 20 | 88.7333
2012-07-03 | 20 | 100.2559
2012-07-03 | 20 | 106.5089
2012-08-03 | 20 | 101.9005
2012-08-13 | 20 | 103.9572
2012-08-16 | 102 | 101.641
2012-08-29 | 20 | 97.7881
2012-08-31 | 250 | 100.8552
2012-09-17 | 20 | 95.9063
2012-09-17 | 20.8 | 114.3642
2012-10-17 | 10 | 98.2992
2012-11-01 | 20 | 78.0827
2012-11-15 | 20 | 89.2997
2012-12-12 | 250 | 87.0507
2012-12-13 | 20 | 93.5943
2013-02-28 | 45 | 88.1609
2013-03-22 | 20 | 99.3824
2013-03-22 | 20 | 97.8558
2013-03-25 | 20 | 83.4596
2013-04-10 | 20 | 95.8394
2013-04-16 | 20 | 70.2645
2013-06-01 | 20 | 63.3588
2013-06-03 | 48 | 71.9425
2013-06-03 | 40 | 72.9068
2013-07-03 | 50 | 61.6827
2013-07-10 | 40 | 63.1476
2013-07-10 | 20 | 67.7388
2013-07-17 | 20 | 92.1854
2013-07-17 | 12 | 92.1854
2013-09-06 | 15 | 72.6251
2013-09-27 | 20 | 69.3582
2013-10-09 | 20 | 72.2524
2013-10-22 | 20 | 69.6113
2013-12-01 | 7.314 | 88.5755
2013-12-19 | 150 | 59.9976
2014-01-30 | 7 | 75.1289
2014-03-17 | 20 | 68.8816
2014-03-26 | 25 | 64.3664
2014-05-27 | 30 | 67.9879
2014-06-12 | 30 | 61.999
2014-07-18 | 93.6 | 60.7683
2014-07-23 | 45 | 62.1519
2014-07-24 | 56 | 61.6827
2014-07-24 | 56 | 62.2903
2014-07-31 | 200 | 48.7612
2014-08-19 | 100 | 65.129
2014-08-25 | 60 | 66.078
2014-09-03 | 60 | 54.2135
2014-10-03 | 30 | 64.795
2014-10-20 | 40 | 61.5975
2014-10-21 | 11.4 | 66.8578
2014-10-21 | 20 | 69.6576
2014-10-22 | 20 | 60.965
2014-10-22 | 20 | 60.965
2014-10-22 | 15 | 60.965
2014-10-22 | 20 | 60.965
2014-10-22 | 20 | 53.5596
2014-10-22 | 14.7 | 74.6367
2014-10-22 | 19.5 | 72.3837
2014-10-22 | 19.5 | 72.4017
2014-11-13 | 30 | 66.3537
2014-11-18 | 45 | 53.1236
2014-12-09 | 130 | 66.0416
2015-03-05 | 10.5 | 90.7615
2015-03-23 | 20 | 73.6483
2015-04-03 | 54 | 48.8467
2015-04-14 | 6.8 | 67.9746
2015-04-17 | 20 | 57.4758
2015-06-05 | 100 | 45.3808
2015-06-19 | 100 | 47.3121
2015-06-23 | 46 | 52.1959
2015-06-25 | 100.815 | 59.3714
2015-07-15 | 125 | 56.4206
2015-07-16 | 150 | 52.6918
2015-07-16 | 180 | 53.1194
2015-08-05 | 30 | 48.9226
2015-08-12 | 10 | 54.2498
2015-08-28 | 150 | 54.9149
2015-09-03 | 10.88 | 80.079
2015-10-08 | 50 | 53.0264
2015-10-09 | 154.272 | 45.2607
2015-10-09 | 103.5 | 41.1363
2015-10-15 | 125 | 46.4519
2015-11-05 | 85 | 55.7296
2015-11-06 | 54 | 48.2417
2015-11-20 | 86 | 47.0889
2015-11-30 | 50 | 49.6046
2015-12-17 | 90 | 44.0845
2015-12-17 | 20 | 71.8904
2015-12-18 | 20 | 56.6394
2015-12-18 | 20 | 56.6226
2015-12-18 | 20 | 56.7142
2015-12-18 | 20 | 54.7624
2016-01-06 | 26 | 30.4841
2016-05-19 | 100 | 36.7764
2016-08-02 | 128 | 33.1494
2016-08-04 | 20 | 43.9242
2016-09-15 | 100 | 44.8444
2016-09-23 | 40 | 38.605
2016-09-23 | 20 | 38.605
2016-09-23 | 50 | 38.605
2016-09-23 | 50 | 38.605
2016-11-15 | 105 | 41.3664
2016-11-18 | 80 | 36.1757
2016-11-18 | 125 | 30.3137
2016-12-15 | 200 | 33.7036
2017-01-17 | 60 | 42.1017
2017-03-23 | 17 | 34.453
2017-05-22 | 100 | 22.686
2017-07-17 | 40 | 28.4932
2017-08-08 | 252.32 | 51.3885
2017-08-25 | 100 | 29.318
2017-09-23 | 200 | 31.5672
2017-09-26 | 62.5 | 30.2303
2017-09-26 | 50 | 29.6826
2017-10-06 | 25 | 29.1354
2017-10-06 | 25 | 29.1354
2017-10-30 | 50 | 31.7651
2017-11-08 | 5 | 31.7002
2017-11-14 | 15 | 31.7002
2017-12-08 | 45 | 20.4863
2018-01-09 | 30 | 29.6736
2018-01-26 | 100 | 25.617
2018-02-21 | 106.688 | 48.6654
2018-05-07 | 100 | 32.2631
2018-05-30 | 300 | 19.2477
2018-05-30 | 250 | 22.5939
2018-05-30 | 50 | 25.4636
2018-05-30 | 101 | 21.9758
2018-05-30 | 200 | 21.9841
2018-05-30 | 100 | 24.8451
2018-06-08 | 30 | 22.7269
2018-06-26 | 100 | 23.7178
2018-09-09 | 100 | 28.7657
2018-09-11 | 100 | 20.8633
2018-09-20 | 100 | 22.5586
2018-10-18 | 13 | 38.336
2018-10-25 | 128 | 25.3992
2019-03-21 | 160 | 28.1248
2019-05-28 | 26 | 27.5592
2019-06-11 | 55.83 | 21.9813
2019-06-21 | 100 | 19.2963
2019-07-01 | 40 | 22.7364
2019-07-01 | 400 | 15.8193
2019-07-09 | 62.5 | 26.467
2019-07-26 | 112 | 26.7296
2019-07-26 | 100 | 20.5626
2019-08-06 | 100 | 19.2963
2019-11-05 | 132 | 23.6228
2019-11-14 | 250 | 18.0646
2019-11-14 | 88 | 18.0646
2019-11-26 | 44 | 24.5555
2019-12-05 | 100 | 23.7666
2020-01-06 | 50.5 | 26.5773
2020-02-14 | 50 | 31.3091
2020-02-14 | 160.5 | 24.2092
2020-03-25 | 200 | 18.8913
2020-04-08 | 127.86 | 19.6957
2020-04-08 | 100 | 23.0521
2020-05-02 | 100 | 21.9226
2020-10-02 | 233 | 22.1264
2020-11-02 | 63 | 18.2274
2020-11-05 | 26 | 23.0446
2020-11-06 | 56 | 26.9187
2020-12-01 | 50 | 26.429
2021-01-21 | 90 | 26.7204
2021-02-23 | 50 | 21.3491
2021-03-25 | 130 | 19.5555
2021-04-08 | 50 | 29.081
2021-05-12 | 100 | 22.0306
2021-06-01 | 350 | 19.36
2021-06-01 | 250 | 20.4851
2021-06-01 | 90 | 18.0646
2021-06-04 | 93.5 | 17.7321
2021-06-17 | 200 | 25.4626
2021-08-12 | 100 | 19.6446
2021-10-15 | 102 | 23.9619
2022-01-21 | 70 | 26.8506
2022-04-18 | 60 | 32.2059
2022-04-20 | 190 | 37.1392
2022-04-28 | 20 | 23.443
2022-09-29 | 100 | 21.0144
2022-10-20 | 125 | 19.4031
2022-10-28 | 100 | 22.0306
2023-01-24 | 65 | 35.5951
2023-11-15 | 25 | 26.2881
2024-01-31 | 200 | 28.2518
2024-02-15 | 125 | 35.0693
2024-05-03 | 127.85 | 25.0559
2024-05-03 | 700 | 25.3238

## Annual Average PPA Price
Generation-weighted average levelized wind PPA prices by PPA execution date and region | [8 empty] | Generation-weighted average levelized wind PPA prices by PPA execution date and consolidated region
Source: Berkeley Lab, FERC
Note: Averages shown only if there are two or more PPAs in a given region-year.
PPA | Lower 48 | Hawaii | CAISO | West (non-ISO) | MISO | SPP | ERCOT | PJM | NYISO | ISO-NE | Southeast (non-ISO) | PPA | Nationwide |  | Hawaii |  | CAISO |  | West (non-ISO) |  | MISO |  | SPP |  | ERCOT |  | PJM |  | NYISO |  | ISO-NE |  | Southeast (non-ISO)
Execution | Average PPA | Average PPA | Average PPA | Average PPA | Average PPA | Average PPA | Average PPA | Average PPA | Average PPA | Average PPA | Average PPA | Execution | Sample |  | Sample |  | Sample |  | Sample |  | Sample |  | Sample |  | Sample |  | Sample |  | Sample |  | Sample |  | Sample
Year | 2023 $/MWh | 2023 $/MWh | 2023 $/MWh | 2023 $/MWh | 2023 $/MWh | 2023 $/MWh | 2023 $/MWh | 2023 $/MWh | 2023 $/MWh | 2023 $/MWh | 2023 $/MWh | Year | MW | Plants | MW | Plants | MW | Plants | MW | Plants | MW | Plants | MW | Plants | MW | Plants | MW | Plants | MW | Plants | MW | Plants | MW | Plants
2006 | [11 empty] | 2006 | 7 | 1 | 0 | 0 | 0 | 0 | 7 | 1 | 0 | 0 | 0 | 0 | 0 | 0 | 0 | 0 | 0 | 0 | 0 | 0 | 0 | 0
2007 | [11 empty] | 2007 | 5 | 1 | 0 | 0 | 5 | 1 | 0 | 0 | 0 | 0 | 0 | 0 | 0 | 0 | 0 | 0 | 0 | 0 | 0 | 0 | 0 | 0
2008 | 161.3341 |  | 161.3341 | [8 empty] | 2008 | 770 | 3 | 0 | 0 | 770 | 3 | 0 | 0 | 0 | 0 | 0 | 0 | 0 | 0 | 0 | 0 | 0 | 0 | 0 | 0 | 0 | 0
2009 | 182.5689 |  | 185.4206 | 153.1508 |  |  | 189.488 |  |  |  |  | 2009 | 1029.68 | 16 | 0 | 0 | 844 | 8 | 69 | 3 | 0 | 0 | 50 | 1 | 44 | 2 | 10.08 | 1 | 0 | 0 | 0 | 0 | 12.6 | 1
2010 | 149.6934 |  | 148.2103 | 139.497 |  |  | #N/A |  |  |  | 184.7934 | 2010 | 1753.45 | 31 | 0 | 0 | 1457.3 | 17 | 251 | 11 | 0 | 0 | 0 | 0 | 0 | 0 | 0 | 0 | 32 | 1 | 0 | 0 | 13.15 | 2
2011 | 121.3938 |  | 118.0886 | 125.9084 |  |  | #N/A |  |  |  | #N/A | 2011 | 1810 | 21 | 6 | 1 | 1259 | 10 | 495 | 8 | 0 | 0 | 0 | 0 | 0 | 0 | 20 | 1 | 0 | 0 | 0 | 0 | 30 | 1
2012 | 94.24 |  | 98.3155 | 90.6028 |  |  | #N/A |  |  |  | #N/A | 2012 | 1112.8 | 19 | 0 | 0 | 512.8 | 13 | 600 | 6 | 0 | 0 | 0 | 0 | 0 | 0 | 0 | 0 | 0 | 0 | 0 | 0 | 0 | 0
2013 | 74.3112 |  | 73.4459 | 68.5047 |  |  | #N/A |  |  |  | #N/A | 2013 | 708.114 | 24 | 12 | 1 | 489.314 | 17 | 138 | 3 | 28.8 | 1 | 0 | 0 | 0 | 0 | 0 | 0 | 0 | 0 | 20 | 1 | 20 | 1
2014 | 60.4185 |  | 60.2047 | 61.206 |  |  | #N/A |  |  |  | 62.3777 | 2014 | 2276.376 | 43 | 0 | 0 | 892.36 | 21 | 564.416 | 10 | 100 | 1 | 0 | 0 | 157.5 | 1 | 10.3 | 1 | 0 | 0 | 0 | 0 | 551.8 | 9
2015 | 49.4727 |  | 52.6045 | 45.9707 | 55.9083 | 41.8677 | 38.2689 |  |  |  | 52.2257 | 2015 | 3612.877 | 60 | 27.6 | 1 | 1353.887 | 21 | 865.48 | 14 | 215.25 | 4 | 168.6 | 4 | 318.5 | 3 | 80 | 1 | 0 | 0 | 0 | 0 | 583.56 | 12
2016 | 40.1186 |  | 37.5024 | 35.4611 | #N/A |  | #N/A | 48.3819 |  |  | 50.0428 | 2016 | 1451.26 | 22 | 0 | 0 | 744 | 11 | 323.8 | 4 | 0 | 0 | 0 | 0 | 150 | 1 | 180 | 3 | 24.9 | 1 | 0 | 0 | 28.56 | 2
2017 | 35.8706 | 99.558 | 36.6795 | 31.1075 | 33.0014 |  | 23.2517 | 88.3267 |  | 79.3925 | 30.1042 | 2017 | 2773.29 | 45 | 109.6 | 3 | 846.82 | 11 | 336 | 6 | 299 | 3 | 0 | 0 | 170 | 2 | 16.8 | 2 | 0 | 0 | 255.47 | 8 | 739.6 | 10
2018 | 26.8477 |  | 31.9796 | 22.6748 | 36.7 |  |  | 33.273 |  |  | 27.8643 | 2018 | 4413.1695 | 53 | 0 | 0 | 534.688 | 5 | 2258 | 23 | 399.5 | 9 | 5.6815 | 1 | 144 | 1 | 236 | 3 | 6.3 | 1 | 0 | 0 | 829 | 10
2019 | 22.753 |  | 20.6166 | 20.7842 | 39.9107 |  |  | 31.6615 |  |  | 22.5735 | 2019 | 4770.7377 | 49 | 0 | 0 | 1172.33 | 11 | 2252 | 18 | 269.3077 | 5 | 4.6 | 1 | 0 | 0 | 365.5 | 6 | 0 | 0 | 50 | 1 | 657 | 7
2020 | 24.543 |  | 23.4629 | 20.9927 | 27.0146 |  |  | 30.9105 |  |  | 25.3559 | 2020 | 3111.76 | 30 | 0 | 0 | 839 | 9 | 1277.86 | 9 | 239 | 2 | 0 | 0 | 0 | 0 | 520.5 | 5 | 22.9 | 1 | 50 | 1 | 162.5 | 3
2021 | 24.4358 |  | 22.234 | 19.3797 | 38.2733 |  |  | #N/A | 42.4003 |  |  | 2021 | 3681 | 26 | 0 | 0 | 575.5 | 7 | 2060 | 11 | 255 | 3 | 30 | 1 | 0 | 0 | 96 | 1 | 590 | 2 | 0 | 0 | 74.5 | 1
2022 | 29.8195 |  | 27.0107 | 26.7752 |  |  |  | 43.825 |  |  |  | 2022 | 1428 | 16 | 0 | 0 | 390 | 4 | 671 | 8 | 30 | 1 | 80 | 1 | 0 | 0 | 257 | 2 | 0 | 0 | 0 | 0 | 0 | 0
2023 | 35.4831 |  |  | 27.4952 | [7 empty] | 2023 | 868.8 | 7 | 0 | 0 | 0 | 0 | 430 | 5 | 300 | 1 | 0 | 0 | 0 | 0 | 0 | 0 | 0 | 0 | 0 | 0 | 138.8 | 1
2024 | 27.3239 |  |  | 25.8513 | [7 empty] | 2024 | 1187.85 | 5 | 0 | 0 | 125 | 1 | 1027.85 | 3 | 35 | 1 | 0 | 0 | 0 | 0 | 0 | 0 | 0 | 0 | 0 | 0 | 0 | 0
PPA | Lower 48 | Hawaii | West | Central | Northeast | Southeast | LevelTen | Trio |  |  |  | PPA | Nationwide |  | Hawaii |  | West |  | Central |  | Northeast |  | Southeast
Execution | Average PPA | Average PPA | Average PPA | Average PPA | Average PPA | Average PPA | Price Data | Price Data |  |  |  | Execution | Sample |  | Sample |  | Sample |  | Sample |  | Sample |  | Sample
Year | 2023 $/MWh | 2023 $/MWh | 2023 $/MWh | 2023 $/MWh | 2023 $/MWh | 2023 $/MWh | 2023 $/MWh | 2023 $/MWh |  |  |  | Year | MW | Plants | MW | Plants | MW | Plants | MW | Plants | MW | Plants | MW | Plants
2006 | [11 empty] | 2006 | 7 | 1 | 0 | 0 | 7 | 1 | 0 | 0 | 0 | 0 | 0 | 0
2007 | [11 empty] | 2007 | 5 | 1 | 0 | 0 | 5 | 1 | 0 | 0 | 0 | 0 | 0 | 0
2008 | 161.3341 |  | 161.3341 | [8 empty] | 2008 | 770 | 3 | 0 | 0 | 770 | 3 | 0 | 0 | 0 | 0 | 0 | 0
2009 | 182.5689 |  | 183.0538 | 165.922 | [7 empty] | 2009 | 1029.68 | 16 | 0 | 0 | 913 | 11 | 94 | 3 | 10.08 | 1 | 12.6 | 1
2010 | 149.6934 |  | 146.9526 | #N/A |  | 184.7934 | [5 empty] | 2010 | 1753.45 | 31 | 0 | 0 | 1708.3 | 28 | 0 | 0 | 32 | 1 | 13.15 | 2
2011 | 121.3938 |  | 120.3135 | #N/A |  | #N/A | [5 empty] | 2011 | 1810 | 21 | 6 | 1 | 1754 | 18 | 0 | 0 | 20 | 1 | 30 | 1
2012 | 94.24 |  | 94.24 | #N/A |  | #N/A | [5 empty] | 2012 | 1112.8 | 19 | 0 | 0 | 1112.8 | 19 | 0 | 0 | 0 | 0 | 0 | 0
2013 | 74.3112 |  | 72.4798 | #N/A |  | #N/A | [5 empty] | 2013 | 708.114 | 24 | 12 | 1 | 627.314 | 20 | 28.8 | 1 | 20 | 1 | 20 | 1
2014 | 60.4185 |  | 60.5988 | 55.4379 |  | 62.3777 | [5 empty] | 2014 | 2276.376 | 43 | 0 | 0 | 1456.776 | 31 | 257.5 | 2 | 10.3 | 1 | 551.8 | 9
2015 | 49.4727 |  | 49.9764 | 43.7731 |  | 52.2257 | [5 empty] | 2015 | 3612.877 | 60 | 27.6 | 1 | 2219.367 | 35 | 702.35 | 11 | 80 | 1 | 583.56 | 12
2016 | 40.1186 |  | 36.8194 | #N/A | 60.8592 | 50.0428 | [5 empty] | 2016 | 1451.26 | 22 | 0 | 0 | 1067.8 | 15 | 150 | 1 | 204.9 | 4 | 28.56 | 2
2017 | 35.8706 | 99.558 | 35.1509 | 28.898 | 80.0002 | 30.1042 | [5 empty] | 2017 | 2773.29 | 45 | 109.6 | 3 | 1182.82 | 17 | 469 | 5 | 272.27 | 10 | 739.6 | 10
2018 | 26.8477 |  | 24.4645 | 35.8415 | 36.3695 | 27.8643 | 29.1474 |  |  |  |  | 2018 | 4413.1695 | 53 | 0 | 0 | 2792.688 | 28 | 549.1815 | 11 | 242.3 | 4 | 829 | 10
2019 | 22.753 |  | 20.7245 | 40.0293 | 33.0581 | 22.5735 | 27.0064 |  |  |  |  | 2019 | 4770.7377 | 49 | 0 | 0 | 3424.33 | 29 | 273.9077 | 6 | 415.5 | 7 | 657 | 7
2020 | 24.543 |  | 21.9654 | 27.0146 | 35.3194 | 25.3559 | 27.3576 |  |  |  |  | 2020 | 3111.76 | 30 | 0 | 0 | 2116.86 | 18 | 239 | 2 | 593.4 | 7 | 162.5 | 3
2021 | 24.4358 |  | 20.0287 | 36.3426 | 42.3245 |  | 29.6753 | 31.2531 |  |  |  | 2021 | 3681 | 26 | 0 | 0 | 2635.5 | 18 | 285 | 4 | 686 | 3 | 74.5 | 1
2022 | 29.8195 |  | 26.86 | 33.8684 | 43.825 |  | 36.656 | 41.5436 |  |  |  | 2022 | 1428 | 16 | 0 | 0 | 1061 | 12 | 110 | 2 | 257 | 2 | 0 | 0
2023 | 35.4831 |  | 27.4952 |  |  |  | 44.4206 | 47.905 |  |  |  | 2023 | 868.8 | 7 | 0 | 0 | 430 | 5 | 300 | 1 | 0 | 0 | 138.8 | 1
2024 | 27.3239 |  | 26.8526 |  |  |  | 45.3128 | 51.725 |  |  |  | 2024 | 1187.85 | 5 | 0 | 0 | 1152.85 | 4 | 35 | 1 | 0 | 0 | 0 | 0
Note: West = CAISO, West (non-ISO); Central = MISO, SPP, ERCOT; Northeast = PJM, NYISO, ISO-NE; Southeast = Southeast (non-ISO)
Note on H63: half-year only
Note on H69: half-year only
Note on I69: half-year only

## LevelTen Solar PPA Prices
LevelTen Energy solar PPA price indices
Source: LevelTen Energy
| LevelTen PPA Price Index (25th percentile of first-year offer price) | [23 empty] | Average | Average | Average | Average | Average | Average | Average
| nominal $/MWh | [23 empty] | previous | calendar | calendar | calendar | calendar | calendar | calendar
Region | 3Q18 | 4Q18 | 1Q19 | 2Q19 | 3Q19 | 4Q19 | 1Q20 | 2Q20 | 3Q20 | 4Q20 | 1Q21 | 2Q21 | 3Q21 | 4Q21 | 1Q22 | 2Q22 | 3Q22 | 4Q22 | 1Q23 | 2Q23 | 3Q23 | 4Q23 | 1Q24 | 2Q24 | four quarters | year 2019 | year 2020 | year 2021 | year 2022 | year 2023 | year 2024
CAISO | 26.4 | 26.4 | 23 | 24.3 | 24.2 | 23.9 | 22 | 25.9 | 25.1 | 25.1 | 28.8 | 27.5 | 29.5 | 28.3 | 30.2 | 34 | 34 | 40.3 | 42.75 | 42.63 | 42.75 | 49 | 42.94 | 53.19 | 46.97 | 23.85 | 24.525 | 28.525 | 34.625 | 44.2825 | 48.065
ERCOT | 25 | 25.5 | 24.1 | 24.4 | 24.4 | 24.2 | 24.2 | 24.7 | 26 | 26.7 | 26.5 | 27.2 | 28 | 28.3 | 32 | 33 | 40 | 40 | 42.75 | 48.67 | 46 | 45 | 44.22 | 44.67 | 44.9725 | 24.275 | 25.4 | 27.5 | 36.25 | 45.605 | 44.445
SPP | 28.9 | 24.9 | 24.5 | 24.9 | 24.7 | 24.5 | 24.7 | 27.2 | 28.1 | 30.5 | 30.9 | 31.5 | 31.9 | 36.7 | 44 | 44.5 | 44 | #N/A | 47.2 | 40.88 | 52 | 50.5 | 49.29 | 52.15 | 50.985 | 24.65 | 27.625 | 32.75 | 44.1667 | 47.645 | 50.72
MISO | 31.7 | 32.4 | 33.4 | 32.4 | 31.3 | 30 | 31.6 | 30.4 | 31.2 | 33.7 | 34.6 | 35.3 | 35 | 36.1 | 39.6 | 45.8 | 51.0212 | 52 | 58.69 | 57.23 | 58 | 57.5 | 58.13 | 62.94 | 59.1425 | 31.775 | 31.725 | 35.25 | 47.1053 | 57.855 | 60.535
PJM | 33.9 | 34.5 | 33.5 | 33.5 | 34 | 34.9 | 34.9 | 34.9 | 36.8 | 37.5 | 36 | 35.9 | 37.5 | 43.1 | 44 | 47 | 55 | 63 | 65.75 | 64.41 | 72 | 75 | 75.27 | 72.21 | 73.62 | 33.975 | 36.025 | 38.125 | 52.25 | 69.29 | 73.74
NYISO | #N/A | #N/A | #N/A | #N/A | #N/A | #N/A | #N/A | #N/A | #N/A | #N/A | #N/A | #N/A | #N/A | 76 | 66 | 73 | 70 | 75 | 83 | #N/A | #N/A | #N/A | #N/A | #N/A | #DIV/0! | #DIV/0! | #DIV/0! | 76 | 71 | 83 | #DIV/0!
ISO-NE | #N/A | #N/A | #N/A | #N/A | #N/A | #N/A | #N/A | #N/A | #N/A | #N/A | #N/A | #N/A | #N/A | #N/A | #N/A | #N/A | #N/A | #N/A | #N/A | #N/A | 89.2 | #N/A | #N/A | #N/A | 89.2 | #DIV/0! | #DIV/0! | #DIV/0! | #DIV/0! | 89.2 | #DIV/0!
Market-Averaged Continental | 29.2 | 28.8 | 27.7 | 27.8 | 27.7 | 27.5 | 27.2 | 28.6 | 29.3 | 30.6 | 31.4 | 31.4 | 32.4 | 34 | 36.31 | 39.26 | 42.21 | 45.66 | 49.52 | 49.09 | 51.23 | 52.69 | 51.93 | 53.68 | 52.3825 | 27.675 | 28.925 | 32.3 | 40.86 | 50.6325 | 52.805
Continental | #N/A | #N/A | #N/A | #N/A | #N/A | #N/A | #N/A | #N/A | 29 | 29.9 | 32 | 32 | 33.2402 | 29.75 | 34.87 | 36.33 | 43.6 | 41.87 | 47.49 | 53 | 50.13 | 51.5 | 50 | 51.25 | 50.72 | #DIV/0! | 29.45 | 31.7476 | 39.1675 | 50.53 | 50.625
LevelTen PPA Price Index (Levelized 2023 $/MWh)
CAISO | 26.5342 | 26.5342 | 22.4444 | 23.713 | 23.6154 | 23.3226 | 20.8079 | 24.4966 | 23.7399 | 23.7399 | 26.4597 | 25.2654 | 27.1028 | 26.0003 | 27.0928 | 30.5018 | 30.5018 | 36.1536 | 37.5051 | 37.3999 | 37.5051 | 42.9883 | 36.8476 | 45.6398 | 40.7452 | 23.2738 | 23.1961 | 26.2071 | 31.0625 | 38.8496 | 41.2437
ERCOT | 25.1271 | 25.6296 | 23.5178 | 23.8106 | 23.8106 | 23.6154 | 22.8887 | 23.3616 | 24.5911 | 25.2532 | 24.3466 | 24.9897 | 25.7247 | 26.0003 | 28.7076 | 29.6047 | 35.8845 | 35.8845 | 37.5051 | 42.6988 | 40.3564 | 39.4791 | 37.9471 | 38.3337 | 39.0291 | 23.6886 | 24.0236 | 25.2654 | 32.5203 | 40.0099 | 38.1404
SPP | 29.0469 | 25.0266 | 23.9081 | 24.2985 | 24.1033 | 23.9081 | 23.3616 | 25.7261 | 26.5773 | 28.8473 | 28.3891 | 28.9403 | 29.3078 | 33.7178 | 39.473 | 39.9215 | 39.473 | #N/A | 41.4092 | 35.8646 | 45.6203 | 44.3043 | 42.2931 | 44.7499 | 44.2419 | 24.0545 | 26.1281 | 30.0887 | 39.6225 | 41.7996 | 43.5215
MISO | 31.8612 | 32.5647 | 32.5931 | 31.6173 | 30.5439 | 29.2753 | 29.8877 | 28.7527 | 29.5094 | 31.8739 | 31.7884 | 32.4315 | 32.1559 | 33.1665 | 35.5257 | 41.0878 | 45.7718 | 46.6499 | 51.4895 | 50.2086 | 50.8842 | 50.4455 | 49.8786 | 54.0093 | 51.3044 | 31.0074 | 30.0059 | 32.3856 | 42.2588 | 50.7569 | 51.9439
PJM | 34.0723 | 34.6754 | 32.6907 | 32.6907 | 33.1786 | 34.0569 | 33.0089 | 33.0089 | 34.8059 | 35.468 | 33.0746 | 32.9828 | 34.4528 | 39.5977 | 39.473 | 42.1643 | 49.3412 | 56.5181 | 57.6833 | 56.5077 | 63.1665 | 65.7985 | 64.588 | 61.9665 | 63.8799 | 33.1542 | 34.0729 | 35.027 | 46.8741 | 60.789 | 63.2772
NYISO | #N/A | #N/A | #N/A | #N/A | #N/A | #N/A | #N/A | #N/A | #N/A | #N/A | #N/A | #N/A | #N/A | 69.8242 | 59.2094 | 65.4892 | 62.7979 | 67.2835 | 72.817 | #N/A | #N/A | #N/A | #N/A | #N/A | #DIV/0! | #DIV/0! | #DIV/0! | 69.8242 | 63.695 | 72.817 | #DIV/0!
ISO-NE | #N/A | #N/A | #N/A | #N/A | #N/A | #N/A | #N/A | #N/A | #N/A | #N/A | #N/A | #N/A | #N/A | #N/A | #N/A | #N/A | #N/A | #N/A | #N/A | #N/A | 78.2563 | #N/A | #N/A | #N/A | 78.2563 | #DIV/0! | #DIV/0! | #DIV/0! | #DIV/0! | 78.2563 | #DIV/0!
Market-Averaged Continental | 29.3484 | 28.9464 | 27.0308 | 27.1284 | 27.0308 | 26.8357 | 25.7261 | 27.0502 | 27.7123 | 28.9419 | 28.8484 | 28.8484 | 29.7672 | 31.2372 | 32.5742 | 35.2206 | 37.8671 | 40.9622 | 43.4445 | 43.0673 | 44.9447 | 46.2256 | 44.5619 | 46.0636 | 45.449 | 27.0064 | 27.3576 | 29.6753 | 36.656 | 44.4206 | 45.3128
Continental | #N/A | #N/A | #N/A | #N/A | #N/A | #N/A | #N/A | #N/A | 27.4286 | 28.2798 | 29.3997 | 29.3997 | 30.5391 | 27.3325 | 31.2823 | 32.5921 | 39.1141 | 37.5621 | 41.6636 | 46.4976 | 43.9797 | 45.1816 | 42.9057 | 43.9784 | 44.0114 | #DIV/0! | 27.8542 | 29.1678 | 35.1377 | 44.3306 | 43.4421
LevelTen Energy PPA price data are reported in nominal dollars (the top table shows as-reported nominal prices).
In the bottom table, we convert the as-reported nominal dollar data to levelized real (2023) dollar terms.
The conversion to levelized, real dollar terms assumes that LevelTen’s reported prices in each quarter are for 12-year, flat-priced (in nominal dollars) PPAs that commence in the following calendar year.
In each quarter, we deflate the 12-year nominal dollar price series to 2023 dollars using the GDP deflator (actual deflators historically, along with projected future deflators from the EIA’s Annual Energy Outlook 2023), and then levelize the resulting 12-year real-dollar price series using a 4% real discount rate.

## Trio Solar PPA Prices
Trio solar PPA price indices
Source: Trio
| Trio PPA Price Index (25th percentile of first-year offer price) | [13 empty] | Average | Average | Average | Average | Average
| Nominal $/MWh | [13 empty] | previous | calendar | calendar | calendar | calendar
Region | 1Q21 | 2Q21 | 3Q21 | 4Q21 | 1Q22 | 2Q22 | 3Q22 | 4Q22 | 1Q23 | 2Q23 | 3Q23 | 4Q23 | 1Q24 | 2Q24 | four quarters | year 2021 | year 2022 | year 2023 | year 2024
ERCOT | 27.6531 | 27.3469 | 29.6939 | 32.8283 | 34.4444 | 36.7677 | 43.3333 | 44.8485 | 50.9091 | 50.8081 | 49.2929 | 48.61 | 44.9 | 45.9 | 47.1757 | 29.3805 | 39.8485 | 49.905 | 45.4
SPP | 33.9394 | 38.3838 | 38.0808 | 37.7778 | 43.2323 | 45.6566 | 56.6667 | 53.6364 | 54.4444 | 54.8485 | 48.5859 | 50.64 | 48.78 | 56.54 | 51.1365 | 37.0455 | 49.798 | 52.1297 | 52.66
MISO | 36.2626 | 33.8384 | 34.9495 | 41.5152 | 40.8081 | 50.303 | 53.1313 | 54.8485 | 58.6869 | 58.4848 | 57.6768 | 60.96 | 65.13 | 64.49 | 62.0642 | 36.6414 | 49.7727 | 58.9521 | 64.81
PJM | 37.9798 | 38.7879 | 39.2929 | 41.0101 | 46.7677 | 52.9293 | 58.8889 | 62.8283 | 65.7576 | 66.8687 | 73.7755 | 76.33 | 79.5 | 76.98 | 76.6464 | 39.2677 | 55.3535 | 70.6829 | 78.24
CAISO | 23.4694 | 26.5306 | 29.6939 | 31.3131 | 33.0303 | 36.9697 | 37.9798 | 39.0909 | 40.202 | 41.2121 | 42.64 | #N/A | #N/A | #N/A | 42.64 | 27.7518 | 36.7677 | 41.3514 | #DIV/0!
Average | 31.8609 | 32.9775 | 34.3422 | 36.8889 | 39.6566 | 44.5253 | 50 | 51.0505 | 54 | 54.4444 | 54.3942 | 59.135 | 59.5775 | 60.9775 | 55.9326 | 34.0174 | 46.3081 | 54.6042 | 60.2775
Trio PPA Price Index (Levelized 2023 $/MWh)
ERCOT | 25.406 | 25.1247 | 27.281 | 30.1607 | 30.9006 | 32.9848 | 38.8749 | 40.2342 | 44.6632 | 44.5746 | 43.2453 | 42.6462 | 38.5294 | 39.3875 | 40.9521 | 26.9931 | 35.7486 | 43.7823 | 38.9584
SPP | 31.1815 | 35.2648 | 34.9864 | 34.708 | 38.7843 | 40.9591 | 50.8364 | 48.1179 | 47.7648 | 48.1193 | 42.625 | 44.4271 | 41.8588 | 48.5178 | 44.3572 | 34.0351 | 44.6744 | 45.7341 | 45.1883
MISO | 33.3159 | 31.0887 | 32.1095 | 38.1416 | 36.6095 | 45.1275 | 47.6648 | 49.2053 | 51.4868 | 51.3095 | 50.6006 | 53.481 | 55.889 | 55.3398 | 53.8276 | 33.6639 | 44.6518 | 51.7195 | 55.6144
PJM | 34.8936 | 35.636 | 36.1 | 37.6776 | 41.9559 | 47.4835 | 52.83 | 56.3641 | 57.69 | 58.6648 | 64.7242 | 66.9653 | 68.2201 | 66.0577 | 66.4918 | 36.0768 | 49.6584 | 62.0111 | 67.1389
CAISO | 21.5623 | 24.3747 | 27.281 | 28.7686 | 29.6319 | 33.166 | 34.0722 | 35.069 | 35.2698 | 36.1559 | 37.4086 | #N/A | #N/A | #N/A | 37.4086 | 25.4966 | 32.9848 | 36.2781 | #DIV/0!
Average | 29.2718 | 30.2978 | 31.5516 | 33.8913 | 35.5764 | 39.9442 | 44.8556 | 45.7981 | 47.3749 | 47.7648 | 47.7208 | 51.8799 | 51.1243 | 52.3257 | 48.6075 | 31.2531 | 41.5436 | 47.905 | 51.725
Trio PPA price data are reported in nominal dollars (the top table shows nominal prices) and reflect flat, hub- and zone-settled, unit-contingent offers, inclusive of project RECs.
In the bottom table, we convert the as-reported nominal dollar data to levelized real (2023) dollar terms.
The conversion to levelized, real dollar terms assumes that Trio’s reported prices in each quarter are for 12-year, flat-priced (in nominal dollars) PPAs that commence in the following calendar year.
In each quarter, we deflate the 12-year nominal dollar price series to 2023 dollars using the GDP deflator (actual deflators historically, along with projected future deflators from the EIA’s Annual Energy Outlook 2023), and then levelize the resulting 12-year real-dollar price series using a 4% real discount rate.

## PV+Battery Hybrid PPA Price
Levelized price of PV+battery PPAs in the LBNL sample (bubble size represents battery:PV capacity) | [6 empty] | Levelized price of PV+battery PPAs in the LBNL sample (bubble size represents PV capacity) | [6 empty] | Levelized price of PV+battery PPAs in the LBNL sample (bubble size represents battery capacity) |  |  | Levelized storage adder time trend in $/MW-month | [5 empty] | Levelized storage adder time trend in $/MWh-stored (assuming 1 full cycle per day) | Levelized storage adder time trend in $/MWh-PV | Levelized storage adder in $/MWh-PV as a function of battery:PV capacity
[17 empty] | for graphs |  | for graphs | for graphs | for graphs | for graphs
[17 empty] | $/MWh-PV |  | Greenfield | Greenfield | Retrofit | Retrofit
State | Plant_Name | EIA_Plant_ID | PV MW-AC | BESS MW-AC | BESS MWh | BESS Duration | BESS:PV Ratio | PPA_Execution | Plant_COD | Retrofit_Execution | Retrofit_COD | PV_$_per_MWh_real | BESS_$_per_MWh-PV_real | BESS_$_per_MWh-stored_real | BESS_$_per_MW-month_real | PV+BESS_$_per_MWh-PV_real | HI | Non-HI | PPA_Execution | BESS:PV Ratio | ESA_Execution | BESS:PV Ratio
AZ | Mesquite_4 | 65962 | 52.5 | 10 | 40 | 4 | 19.05% | 2020-02-11 | 2024-01-01 | [6 empty] | 20.3227 | #N/A | 20.3227 | 2020-02-11 | 19.05%
AZ | Pinal_Central_Energy_Center | 61678 | 20 | 10 | 40 | 4 | 50% | 2017-04-14 | 2018-04-23 | [6 empty] | 79.3568 | #N/A | 79.3568 | 2017-04-14 | 50%
AZ | Saint | 63476 | 100 | 100 | 400 | 4 | 100% | 2018-09-20 | 2020-12-15 |  |  | 22.2585 | 31.8909 | 61.9909 | 7548.3804 | 54.1494 | #N/A | 54.1494 | 2018-09-20 | 100%
AZ | Sonoran_Energy_Center | 66627 | 250 | 250 | 1000 | 4 | 100% | 2019-11-14 | 2023-12-01 |  |  | 18.0646 | 23.3519 | 45.8584 | 5583.6126 | 41.4165 | #N/A | 41.4165 | 2019-11-14 | 100%
AZ | SR_McNeal | 66925 | 20 | 20 | 80 | 4 | 100% | 2022-04-28 | 2023-10-15 | [6 empty] | 23.443 | #N/A | 23.443 | 2022-04-28 | 100%
AZ | Storey | 65956 | 88 | 88 | 264 | 3 | 100% | 2019-11-14 | 2023-12-01 |  |  | 18.0646 | 23.3517 | 61.1446 | 5583.6126 | 41.4163 | #N/A | 41.4163 | 2019-11-14 | 100%
AZ | Wilmot | 64426 | 100 | 30 | 120 | 4 | 30% | 2017-05-22 | 2021-04-30 |  |  | 22.686 | 13.2512 | 84.8131 | 10325.3038 | 35.9371 | #N/A | 35.9371 | 2017-05-22 | 30%
CA | Arica | 65744 | 93.5 | 71 | 284 | 4 | 75.94% | 2021-06-04 | 2024-04-22 |  |  | 17.7321 | 26.0093 | 65.832 | 8015.7838 | 43.7415 | #N/A | 43.7415 | 2021-06-04 | 75.94%
CA | Arica | 65744 | 100 | 50 | 200 | 4 | 50% | 2022-09-29 | 2024-04-01 |  |  | 21.0144 | 15.3863 | 58.9139 | 7173.6452 | 36.4007 | #N/A | 36.4007 | 2022-09-29 | 50%
CA | Arlington_Energy_Center_II | 64481 | 233 | 132 | 528 | 4 | 56.65% | 2020-10-02 | 2022-03-21 |  |  | 26.6801 | 14.4997 | 51.9608 | 6326.0687 | 41.1797 | #N/A | 41.1797 | 2020-10-02 | 56.65%
CA | BigBeau | 64993 | 128 | 40 | 160 | 4 | 31.25% | 2018-10-25 | 2022-02-28 |  |  | 25.3992 | 6.9327 | 42.3608 | 5157.3052 | 32.3319 | #N/A | 32.3319 | 2018-10-25 | 31.25%
CA | Blythe_110 | 60093 | 110 | 63 | 252 | 4 | 57.27% |  |  | 2020-05-13 | 2021-10-01 |  | 18.108 | 54.9742 | 6693.1143 | 18.108 | #N/A | 18.108 |  |  | 2020-05-13 | 57.27%
CA | Blythe_II | 60092 | 125 | 115 | 460 | 4 | 92% | 2015-07-15 | 2016-11-01 | 2020-04-09 | 2021-03-31 | 51.1671 | 36.3122 | 71.5105 | 8706.4174 | 87.4793 | #N/A | 87.4793 |  |  | 2020-04-09 | 92%
CA | Blythe_III | 60094 | 125 | 115 | 460 | 4 | 92% | 2015-10-15 | 2020-05-20 | 2020-04-09 | 2021-05-31 | 47.0484 | 35.4134 | 71.5105 | 8706.4174 | 82.4618 | #N/A | 82.4618 |  |  | 2020-04-09 | 92%
CA | Blythe_IV | 60095 | 62.5 | 47 | 188 | 4 | 75.2% | 2019-12-20 | 2020-09-11 | 2021-11-19 | 2022-10-01 | 25.547 | 22.2947 | 59.5272 | 7247.8572 | 47.8417 | #N/A | 47.8417 |  |  | 2021-11-19 | 75.2%
CA | CA_Flats_130 | 60033 | 130 | 60 | 240 | 4 | 46.15% | 2014-12-09 | 2017-11-28 | 2020-05-29 | 2021-09-01 | 66.1814 | 24.534 | 93.1288 | 11338.9338 | 90.7154 | #N/A | 90.7154 |  |  | 2020-05-29 | 46.15%
CA | Camino | 63508 | 44 | 11 | 44 | 4 | 25% | 2019-11-26 | 2022-05-01 |  |  | 24.5555 | 5.0713 | 47.1771 | 5744.3951 | 29.6268 | #N/A | 29.6268 | 2019-11-26 | 25%
CA | Daggett_2_CPA | 64851 | 117 | 52 | 208 | 4 | 44.44% | 2021-06-04 | 2023-12-08 |  |  | 23.9277 | 12.4113 | 59.5155 | 7246.6788 | 36.339 | #N/A | 36.339 | 2021-06-04 | 44.44%
CA | Daggett_2_SCPPA | 64851 | 65 | 33 | 132 | 4 | 50.77% | 2022-01-05 | 2023-12-12 |  |  | 23.0735 | 12.8786 | 53.6139 | 6527.9 | 35.952 | #N/A | 35.952 | 2022-01-05 | 50.77%
CA | Daggett_3_CPA | 64852 | 123 | 61.5 | 246 | 4 | 50% | 2020-10-02 | 2023-06-30 |  |  | 24.7395 | 13.5672 | 56.1467 | 6836.4894 | 38.3067 | #N/A | 38.3067 | 2020-10-02 | 50%
CA | Daggett_3_EBCE | 64852 | 50 | 12.5 | 50 | 4 | 25% | 2021-09-29 | 2023-06-30 |  |  | 21.1504 | 5.8159 | 48.7774 | 5939.2002 | 26.9663 | #N/A | 26.9663 | 2021-09-29 | 25%
CA | Daggett_3_MCE | 64852 | 110 | 60 | 240 | 4 | 54.55% | 2020-09-25 | 2023-06-30 |  |  | 23.6286 | 12.932 | 49.0582 | 5973.3826 | 36.5606 | #N/A | 36.5606 | 2020-09-25 | 54.55%
CA | Deer_Creek |  | 50 | 50 | 200 | 4 | 100% | 2021-02-23 | 2023-07-01 |  |  | 21.3491 | 18.2614 | 47.2072 | 5747.8365 | 39.6105 | #N/A | 39.6105 | 2021-02-23 | 100%
CA | Desert_Sunlight_250 | 58542 | 250 | 230 | 920 | 4 | 92% | 2009-08-17 | 2014-10-22 | 2021-10-18 | 2022-08-28 | 144.4479 | 57.5011 | 104.2433 | 12694.4322 | 201.949 | #N/A | 201.949 |  |  | 2021-10-18 | 92%
CA | Eland | 61168 | 400 | 300 | 1200 | 4 | 75% | 2019-07-01 | 2024-11-30 |  |  | 15.8193 | 15.5658 | 41.0898 | 5003.1704 | 31.3852 | #N/A | 31.3852 | 2019-07-01 | 75%
CA | Gaskell_West_2 | 61446 | 29 | 20 | 80 | 4 | 68.97% | 2017-10-27 | 2023-05-05 |  |  | 22.2031 | 16.9774 | 45.4957 | 5540.3552 | 39.1805 | #N/A | 39.1805 | 2017-10-27 | 68.97%
CA | Jacumba_Valley |  | 90 | 70 | 280 | 4 | 77.78% | 2021-06-01 | 2023-03-31 |  |  | 18.0646 | 20.6345 | 52.2651 | 6363.6761 | 38.6991 | #N/A | 38.6991 | 2021-06-01 | 77.78%
CA | Maverick_6 | 64105 | 100 | 50 | 200 | 4 | 50% | 2019-12-05 | 2021-11-30 |  |  | 23.7666 | 13.3329 | 50.833 | 6188.7662 | 37.0995 | #N/A | 37.0995 | 2019-12-05 | 50%
CA | McCoy | 58462 | 250 | 230 | 920 | 4 | 92% | 2011-09-29 | 2016-11-30 | 2020-04-09 | 2021-07-31 | 85.3469 | 35.2705 | 71.5105 | 8706.4174 | 120.6174 | #N/A | 120.6174 |  |  | 2020-04-09 | 92%
CA | Proxima | 66270 | 70 | 32 | 128 | 4 | 45.71% | 2022-01-21 | 2024-04-25 |  |  | 26.8506 | 17.5602 | 67.7086 | 8244.0397 | 44.4108 | #N/A | 44.4108 | 2022-01-21 | 45.71%
CA | Rabbitbrush | 64630 | 100 | 20 | 50 | 2.5 | 20% | 2020-04-08 | 2022-10-31 |  |  | 23.0521 | 4.132 | 57.7609 | 4395.4472 | 27.1841 | #N/A | 27.1841 | 2020-04-08 | 20%
CA | RE_Garland | 60233 | 180 | 88 | 352 | 4 | 48.89% | 2015-07-16 | 2016-11-30 | 2020-04-22 | 2021-09-01 | 48.0759 | 17.7239 | 64.4591 | 7847.6993 | 65.7998 | #N/A | 65.7998 |  |  | 2020-04-22 | 48.89%
CA | RE_Slate_PWRPA | 63727 | 26 | 10 | 40 | 4 | 38.46% | 2020-11-05 | 2021-06-30 |  |  | 23.0446 | 9.8421 | 47.3029 | 5758.9908 | 32.8867 | #N/A | 32.8867 | 2020-11-05 | 38.46%
CA | RE_Slate_Stanford | 63727 | 63 | 50 | 200 | 4 | 79.37% | 2020-11-02 | 2021-06-30 |  |  | 18.2274 | 17.9695 | 41.5503 | 5058.5722 | 36.1969 | #N/A | 36.1969 | 2020-11-02 | 79.37%
CA | RE_Slate_SVCE/CCCE | 63727 | 160.5 | 80.25 | 321 | 4 | 50% | 2020-02-14 | 2021-06-30 |  |  | 24.2092 | 10.3895 | 38.5995 | 4699.2716 | 34.5987 | #N/A | 34.5987 | 2020-02-14 | 50%
CA | RE_Tranquillity | 59939 | 200 | 72 | 288 | 4 | 36% | 2014-07-31 | 2016-07-28 | 2020-04-22 | 2022-03-31 | 45.1061 | 12.1893 | 47.0205 | 5724.6087 | 57.2954 | #N/A | 57.2954 |  |  | 2020-04-22 | 36%
CA | Resurgence_Solar_I | 64489 | 90 | 75 | 300 | 4 | 83.33% | 2021-01-21 | 2023-06-09 |  |  | 26.7204 | 20.1016 | 47.7482 | 5814.7672 | 46.8221 | #N/A | 46.8221 | 2021-01-21 | 83.33%
CA | Resurgence_Solar_II | 66620 | 48 | 40 | 160 | 4 | 83.33% | 2021-06-04 | 2023-09-14 |  |  | 21.1737 | 19.705 | 46.7192 | 5688.6887 | 40.8787 | #N/A | 40.8787 | 2021-06-04 | 83.33%
CA | Sacramento_Valley_Energy_Center | 65808 | 200 | 100 | 400 | 4 | 50% | 2021-06-17 | 2023-12-31 |  |  | 25.4626 | 15.6686 | 53.4143 | 6503.707 | 41.1312 | #N/A | 41.1312 | 2021-06-17 | 50%
CA | Scarlet_1 | 64908 | 100 | 30 | 120 | 4 | 30% | 2019-06-21 | 2024-05-03 |  |  | 19.2963 | 6.9949 | 44.4422 | 5411.1775 | 26.2912 | #N/A | 26.2912 | 2019-06-21 | 30%
CA | Scarlet_1 | 64908 | 100 | 10 | 40 | 4 | 10% | 2019-08-06 | 2024-05-03 |  |  | 19.2963 | 2.2998 | 43.8353 | 5337.2767 | 21.5961 | #N/A | 21.5961 | 2019-08-06 | 10%
CA | Victory_Pass | 65743 | 100 | 25 | 100 | 4 | 25% | 2022-10-28 | 2024-03-28 |  |  | 22.0306 | 7.0749 | 54.3921 | 6622.8491 | 29.1055 | #N/A | 29.1055 | 2022-10-28 | 25%
CA | Victory_Pass | 65743 | 100 | 25 | 100 | 4 | 25% | 2021-05-12 | 2024-03-28 |  |  | 22.0306 | 7.0749 | 54.3921 | 6622.8491 | 29.1055 | #N/A | 29.1055 | 2021-05-12 | 25%
CO | CO_Buffalo_Flats | 63722 | 22 | 1 | 2 | 2 | 4.545% | 2019-02-14 | 2020-12-01 | [6 empty] | 28.7108 | #N/A | 28.7108 | 2019-02-14 | 4.545%
CO | Neptune | 63731 | 325 | 125 | 500 | 4 | 38.46% | 2019-02-05 | 2023-06-16 | [6 empty] | 25.8769 | #N/A | 25.8769 | 2019-02-05 | 38.46%
CO | Thunder_Wolf | 63776 | 248 | 100 | 400 | 4 | 40.32% | 2019-02-05 | 2023-06-02 | [6 empty] | 25.5712 | #N/A | 25.5712 | 2019-02-05 | 40.32%
FL | FL_Solar_6 |  | 50 | 12 | 24 | 2 | 24% | 2020-05-01 | 2022-12-31 | [6 empty] | 28.5055 | #N/A | 28.5055 | 2020-05-01 | 24%
GA | Cool_Springs | 63721 | 213 | 40 | 80 | 2 | 18.78% | 2019-10-01 | 2021-12-07 | [6 empty] | 25.8957 | #N/A | 25.8957 | 2019-10-01 | 18.78%
GA | Hickory_Park | 63522 | 195.5 | 40 | 80 | 2 | 20.46% | 2019-10-01 | 2022-06-30 | [6 empty] | 25.1416 | #N/A | 25.1416 | 2019-10-01 | 20.46%
HI | AES_Kekaha | 63280 | 14 | 14 | 70 | 5 | 100% | 2017-09-29 | 2019-09-01 | [6 empty] | 95.0957 | 95.0957 | #N/A | 2017-09-29 | 100%
HI | AES_Lawai | 61068 | 20 | 20 | 100 | 5 | 100% | 2016-12-30 | 2018-10-01 | [6 empty] | 99.7938 | 99.7938 | #N/A | 2016-12-30 | 100%
HI | Anahola | 58639 | 12 | 6 | 4.63 | 0.77167 | 50% | 2015-03-17 | 2015-08-01 | [9 empty] | 2015-03-17 | 50%
HI | Barbers Point | 64094 | 15 | 15 | 60 | 4 | 100% | 2020-09-01 | 2023-12-01 | [6 empty] | 88.6021 | 88.6021 | #N/A | 2020-09-01 | 100%
HI | Hale Kuawehi | 62529 | 30 | 30 | 120 | 4 | 100% | 2018-12-27 | 2022-06-30 | [6 empty] | 72.4779 | 72.4779 | #N/A | 2018-12-27 | 100%
HI | Hoohana Solar 1 | 63723 | 52 | 52 | 208 | 4 | 100% | 2018-12-27 | 2021-12-31 | [6 empty] | 84.9735 | 84.9735 | #N/A | 2018-12-27 | 100%
HI | Kahana | 64095 | 20 | 20 | 80 | 4 | 100% | 2020-09-01 | 2023-12-01 | [6 empty] | 70.8811 | 70.8811 | #N/A | 2020-09-01 | 100%
HI | Kamaole |  | 40 | 40 | 160 | 4 | 100% | 2020-12-23 | 2022-12-31 | [6 empty] | 66.0222 | 66.0222 | #N/A | 2020-12-23 | 100%
HI | Kuihelani Solar | 64256 | 60 | 60 | 240 | 4 | 100% | 2018-12-28 | 2021-07-20 | [6 empty] | 64.5121 | 64.5121 | #N/A | 2018-12-28 | 100%
HI | Kupehau | 63799 | 60 | 60 | 240 | 4 | 100% | 2020-09-01 | 2022-06-01 | [6 empty] | 107.1679 | 107.1679 | #N/A | 2020-09-01 | 100%
HI | Kupono |  | 42 | 42 | 168 | 4 | 100% | 2020-12-01 | 2024-04-09 | [6 empty] | 101.6541 | 101.6541 | #N/A | 2020-12-01 | 100%
HI | Mahi |  | 120 | 120 | 480 | 4 | 100% | 2020-09-01 | 2023-12-01 | [6 empty] | 76.8754 | 76.8754 | #N/A | 2020-09-01 | 100%
HI | Mililani I Solar | 57242 | 39 | 39 | 156 | 4 | 100% | 2018-12-29 | 2022-07-31 | [6 empty] | 75.7775 | 75.7775 | #N/A | 2018-12-29 | 100%
HI | Mountain View | 66002 | 7 | 7 | 35 | 5 | 100% | 2020-09-01 | 2023-12-01 | [6 empty] | 103.2787 | 103.2787 | #N/A | 2020-09-01 | 100%
HI | Paeahu | 62534 | 15 | 15 | 60 | 4 | 100% | 2018-12-27 | 2022-06-30 | [6 empty] | 96.8968 | 96.8968 | #N/A | 2018-12-27 | 100%
HI | Puako |  | 60 | 60 | 240 | 4 | 100% | 2020-10-20 | 2023-09-30 | [6 empty] | 72.6281 | 72.6281 | #N/A | 2020-10-20 | 100%
HI | Pulehu |  | 40 | 40 | 160 | 4 | 100% | 2020-09-01 | 2023-12-01 | [6 empty] | 72.8807 | 72.8807 | #N/A | 2020-09-01 | 100%
HI | SC_KIUC | 60546 | 13 | 13 | 52 | 4 | 100% | 2015-09-09 | 2017-03-31 | [6 empty] | 135.9932 | 135.9932 | #N/A | 2015-09-09 | 100%
HI | Waiawa Phase 2 | 66066 | 30 | 30 | 240 | 8 | 100% | 2020-09-01 | 2023-12-01 | [6 empty] | 101.9804 | 101.9804 | #N/A | 2020-09-01 | 100%
HI | Waiawa Solar | 65058 | 36 | 36 | 144 | 4 | 100% | 2018-12-29 | 2023-01-31 | [6 empty] | 82.453 | 82.453 | #N/A | 2018-12-29 | 100%
HI | Waikoloa Solar | 63900 | 30 | 30 | 120 | 4 | 100% | 2018-12-28 | 2023-04-30 | [6 empty] | 65.89 | 65.89 | #N/A | 2018-12-28 | 100%
HI | West Oahu | 64656 | 12.5 | 12.5 | 50 | 4 | 100% | 2019-02-28 | 2024-03-31 | [6 empty] | 87.5867 | 87.5867 | #N/A | 2019-02-28 | 100%
HI | West_Kaua'i |  | 35 | 35 | 70 | 2 | 100% | 2020-12-30 | 2023-12-31 | [6 empty] | 64.1645 | 64.1645 | #N/A | 2020-12-30 | 100%
NM | Arroyo | 63172 | 300 | 150 | 600 | 4 | 50% | 2019-06-27 | 2023-06-22 |  |  | 15.6591 | 13.7495 | 51.4459 | 6263.6473 | 29.4086 | #N/A | 29.4086 | 2019-06-27 | 50%
NM | Atrisco |  | 300 | 150 | 600 | 4 | 50% | 2021-04-01 | 2023-06-01 |  |  | 15.708 | 11.6145 | 45.0492 | 5485.0782 | 27.3225 | #N/A | 27.3225 | 2021-04-01 | 50%
NM | Buena_Vista | 66408 | 100 | 50 | 200 | 4 | 50% | 2019-10-17 | 2022-07-31 |  |  | 17.6239 | 8.1705 | 37.6534 | 4584.3853 | 25.7944 | #N/A | 25.7944 | 2019-10-17 | 50%
NM | Carne |  | 130 | 65 | 260 | 4 | 50% | 2022-05-13 | 2025-05-01 |  |  | 23.8822 | 17.8212 | 71.9443 | 8760.5105 | 41.7033 | #N/A | 41.7033 | 2022-05-13 | 50%
NM | Jicarilla_1 | 66163 | 50 | 20 | 80 | 4 | 40% | 2019-06-24 | 2023-07-01 |  |  | 16.2007 | 14.995 | 67.2365 | 8186.5614 | 31.1957 | #N/A | 31.1957 | 2019-06-24 | 40%
NM | Jicarilla_Solar_Energy_Center_I |  | 150 | 40 | 160 | 4 | 26.67% | 2021-04-01 | 2023-06-01 |  |  | 12.2265 | 8.0904 | 51.5907 | 6281.5641 | 20.3168 | #N/A | 20.3168 | 2021-04-01 | 26.67%
NM | Quail_Ranch |  | 100 | 100 | 400 | 4 | 100% | 2023-10-24 | 2025-11-02 |  |  | 23.439 | 38.6461 | 70.3426 | 8563.9951 | 62.0851 | #N/A | 62.0851 | 2023-10-24 | 100%
NM | Rockmont | 64216 | 100 | 30 | 120 | 4 | 30% | 2020-09-23 | 2022-06-10 |  |  | 22.9639 | 8.2566 | 54.4802 | 6633.0849 | 31.2205 | #N/A | 31.2205 | 2020-09-23 | 30%
NM | Route_66 | 64076 | 49.5 | 49.5 | 198 | 4 | 100% | 2018-01-05 | 2022-05-31 | 2023-09-27 | 2026-02-01 | 23.3723 | 38.1613 | 71.973 | 8762.3558 | 61.5336 | #N/A | 61.5336 |  |  | 2023-09-27 | 100%
NM | San_Juan_Solar_1 | 66574 | 200 | 100 | 400 | 4 | 50% | 2020-09-25 | 2022-06-10 |  |  | 22.0907 | 13.6529 | 53.101 | 6465.1587 | 35.7436 | #N/A | 35.7436 | 2020-09-25 | 50%
NM | Sky_Ranch |  | 190 | 50 | 200 | 4 | 26.32% | 2021-02-01 | 2023-12-31 |  |  | 16.9479 | 6.0639 | 44.5096 | 5419.3887 | 23.0118 | #N/A | 23.0118 | 2021-02-01 | 26.32%
NM | Sky_Ranch_II | 66814 | 190 | 100 | 400 | 4 | 52.63% | 2021-02-01 | 2024-03-31 | 2023-09-27 | 2026-02-01 | 16.4661 | 22.3696 | 81.6046 | 9934.7009 | 38.8357 | #N/A | 38.8357 |  |  | 2023-09-27 | 52.63%
NM | TAG |  | 140 | 50 | 200 | 4 | 35.71% | 2023-07-21 | 2025-03-31 |  |  | 26.102 | 13.7306 | 72.5674 | 8834.5276 | 39.8326 | #N/A | 39.8326 | 2023-07-21 | 35.71%
NV | Arrow_Canyon | 62248 | 200 | 75 | 375 | 5 | 37.5% | 2019-03-27 | 2023-12-01 | [6 empty] | 25.8284 | #N/A | 25.8284 | 2019-03-27 | 37.5%
NV | Battle Mountain | 61098 | 101 | 25 | 100 | 4 | 24.75% | 2018-05-30 | 2021-06-01 |  |  | 24.7976 | 7.4575 | 59.6117 | 7256.7978 | 32.255 | #N/A | 32.255 | 2018-05-30 | 24.75%
NV | Bonanza | 66908 | 125 | 65 | 260 | 4 | 52% | 2024-02-15 | 2028-12-31 |  |  | 35.0693 | 27.705 | 101.5696 | 12365.3104 | 62.7744 | #N/A | 62.7744 | 2024-02-15 | 52%
NV | Boulder_3 | 65141 | 127.86 | 58 | 232 | 4 | 45.36% | 2020-04-08 | 2023-12-01 |  |  | 19.6957 | 10.6336 | 48.9968 | 5965.729 | 30.3293 | #N/A | 30.3293 | 2020-04-08 | 45.36%
NV | Boulder_Solar_III |  | 127.85 | 127.85 | 511.4 | 4 | 100% | 2024-05-03 | 2027-06-01 |  |  | 25.0559 | 34.1429 | 82.9623 | 10101.2976 | 59.1988 | #N/A | 59.1988 | 2024-05-03 | 100%
NV | Chuckwalla | 64558 | 200 | 180 | 720 | 4 | 90% | 2020-03-25 | 2025-12-31 |  |  | 18.8913 | 19.3258 | 45.648 | 5558.1559 | 38.2171 | #N/A | 38.2171 | 2020-03-25 | 90%
NV | Dodge_Flat | 63913 | 200 | 50 | 200 | 4 | 25% | 2018-05-30 | 2022-03-02 |  |  | 23.7212 | 6.6132 | 50.384 | 6134.342 | 30.3344 | #N/A | 30.3344 | 2018-05-30 | 25%
NV | Dry_Lake_East |  | 200 | 200 | 800 | 4 | 100% | 2024-01-31 | 2026-12-01 |  |  | 28.2518 | 44.5874 | 84.7923 | 10323.6487 | 72.8392 | #N/A | 72.8392 | 2024-01-31 | 100%
NV | Fish_Springs_Ranch | 64148 | 100 | 25 | 100 | 4 | 25% | 2018-05-30 | 2022-03-15 |  |  | 26.8082 | 7.1202 | 51.1262 | 6224.7006 | 33.9285 | #N/A | 33.9285 | 2018-05-30 | 25%
NV | Gemini | 63352 | 690 | 380 | 1416 | 3.7263 | 55.07% | 2019-06-24 | 2023-12-01 | [6 empty] | 29.6455 | #N/A | 29.6455 | 2019-06-24 | 55.07%
NV | Hot_Pot | 65419 | 350 | 280 | 1120 | 4 | 80% | 2021-06-01 | 2024-12-01 |  |  | 19.36 | 17.7306 | 43.2724 | 5268.03 | 37.0906 | #N/A | 37.0906 | 2021-06-01 | 80%
NV | Iron_Point | 65377 | 250 | 200 | 800 | 4 | 80% | 2021-06-01 | 2023-12-01 |  |  | 20.4851 | 18.2817 | 44.2392 | 5386.65 | 38.7668 | #N/A | 38.7668 | 2021-06-01 | 80%
NV | Libra |  | 700 | 700 | 2800 | 4 | 100% | 2024-05-03 | 2027-12-01 |  |  | 25.3238 | 39.0653 | 71.6395 | 8722.66 | 64.3891 | #N/A | 64.3891 | 2024-05-03 | 100%
NV | Southern_Bighorn | 63113 | 300 | 135 | 540 | 4 | 45% | 2019-06-24 | 2025-05-31 | [6 empty] | 26.1102 | #N/A | 26.1102 | 2019-06-24 | 45%
NV | Yellow_Pine | 66357 | 125 | 65 | 260 | 4 | 52% | 2022-10-20 | 2023-08-01 |  |  | 19.6822 | 13.266 | 54.436 | 6630.1476 | 32.9482 | #N/A | 32.9482 | 2022-10-20 | 52%
NV | Yellow_Pine_II | 67091 | 65 | 32 | 128 | 4 | 49.23% | 2023-01-24 | 2024-08-26 |  |  | 35.5951 | 19.2829 | 81.4734 | 9918.765 | 54.878 | #N/A | 54.878 | 2023-01-24 | 49.23%
NV | Yellow_Pine_II | 67091 | 60 | 53 | 212 | 4 | 88.33% | 2022-04-18 | 2024-06-03 |  |  | 32.2059 | 30.4242 | 69.7967 | 8497.2092 | 62.63 | #N/A | 62.63 | 2022-04-18 | 88.33%
NY | Moraine |  | 94 | 5 | 20 | 4 | 5.319% | 2021-01-15 | 2023-06-01 | [6 empty] | 48.3065 | #N/A | 48.3065 | 2021-01-15 | 5.319%
NY | Tracy | 65051 | 119 | 5 | 20 | 4 | 4.202% | 2021-01-15 | 2023-06-01 | [6 empty] | 49.8337 | #N/A | 49.8337 | 2021-01-15 | 4.202%
OR | Wheatridge | 62745 | 50 | 30 | 120 | 4 | 60% | 2019-02-11 | 2022-03-22 |  |  | 34.2087 | 15.2434 | 41.1606 | 5011.1815 | 49.4521 | #N/A | 49.4521 | 2019-02-11 | 60%
Note on B119: Technically not a PPA (NV Energy will own the plant), but PPA-equivalent pricing was provided in regulatory filings.
Note on B120: Technically not a PPA (NV Energy will own the plant), but PPA-equivalent pricing was provided in regulatory filings.
Note on B128: Also includes a wind component that is sold under a separate PPA (priced separately).

## PV & Wind PPAs vs. Gas
Levelized PV and wind PPA prices and levelized gas price projections | [7 empty] | Levelized PV and wind PPA prices
Sources: Berkeley Lab, FERC, Energy Information Administration
Note: Smallest bubble sizes reflect smallest-volume PPAs (<5 MW), whereas largest reflect largest-volume PPAs (>500 MW). Average PPA prices are generation-weighted average levelized prices.
| Levelized Gas | Solar | Wind | Wind | Wind | Wind | Solar | Solar | Solar
| Price Projection | Average | Average | PPA | Project | Project | PPA | Project | Project
| 2023 $/MWh | 2023 $/MWh | 2023 $/MWh | Date | 2023 $/MWh | Capacity | Date | 2022 $/MWh | Capacity
2009 | 66.4416 | 182.5689 | 82.4699 | 2009-01-28 | 61.6542 | 50.4 | 2009-02-23 | 148.5601 | 30
2010 | 65.5154 | 149.6934 | 72.0672 | 2009-01-30 | 69.4099 | 98.9 | 2009-03-01 | 176.3435 | 30
2011 | 53.1055 | 121.3938 | 52.4244 | 2009-02-02 | 59.0901 | 99 | 2009-03-05 | 167.742 | 19
2012 | 51.334 | 94.24 | 44.6242 | 2009-02-05 | 103.954 | 150 | 2009-05-01 | 230.0527 | 12.6
2013 | 49.8289 | 74.3112 | 31.5218 | 2009-02-05 | 107.0358 | 51 | 2009-05-08 | 161.8877 | 230
2014 | 53.2147 | 60.4185 | 28.9826 | 2009-02-05 | 107.0585 | 49.5 | 2009-06-01 | 143.5646 | 20
2015 | 54.4099 | 49.4727 | 33.5745 | 2009-02-19 | 104.7699 | 49.5 | 2009-06-01 | 221.4402 | 14
2016 | 46.0294 | 40.1186 | 27.6014 | 2009-03-17 | 130.0419 | 8 | 2009-06-01 | 253.4937 | 10.08
2017 | 44.1481 | 35.8706 | 21.2567 | 2009-03-17 | 133.5904 | 24.75 | 2009-06-22 | 189.7844 | 48
2018 | 39.9652 | 26.8477 | 19.537 | 2009-03-24 | 99.6788 | 63 | 2009-08-17 | 160.3444 | 250
2019 | 35.5701 | 22.753 | 26.8652 | 2009-03-31 | 68.1496 | 30 | 2009-09-08 | 228.327 | 250
2020 | 29.8256 | 24.543 | 29.5391 | 2009-03-31 | 68.1488 | 12 | 2009-11-20 | 133.3653 | 21
2021 | 30.8564 | 24.4358 | 24.9746 | 2009-04-01 | 57.0038 | 49.5 | 2009-12-23 | 147.0567 | 50
2022 | 30.6341 | 29.8195 | 25.5209 | 2009-04-01 | 91.2046 | 96.6 | 2009-12-24 | 281.7784 | 6
2023 | 28.2148 | 35.4831 | #N/A | 2009-04-10 | 118.1332 | 124.5 | 2009-12-24 | 281.7784 | 19
2024 | 26.2809 | 27.3239 | #N/A | 2009-04-29 | 77.5482 | 70 | 2009-12-24 | 281.7784 | 20
|  |  |  | 2009-04-30 | 71.9556 | 22.5 | 2010-01-26 | 182.1065 | 50
|  |  |  | 2009-06-10 | 87.4696 | 102.3 | 2010-01-26 | 182.1065 | 20
|  |  |  | 2009-06-22 | 81.2024 | 205.5 | 2010-01-26 | 185.8604 | 20
|  |  |  | 2009-06-30 | 83.0602 | 70 | 2010-02-02 | 153.1888 | 50
|  |  |  | 2009-06-30 | 74.7267 | 51 | 2010-02-24 | 157.1378 | 300
|  |  |  | 2009-07-09 | 96.5275 | 21 | 2010-03-06 | 149.8227 | 40
|  |  |  | 2009-07-09 | 96.5275 | 21 | 2010-04-19 | 116.856 | 29
|  |  |  | 2009-07-09 | 96.5275 | 22.5 | 2010-04-21 | 156.607 | 66
|  |  |  | 2009-07-30 | 61.7432 | 69 | 2010-04-29 | 146.7322 | 25
|  |  |  | 2009-08-01 | 72.6461 | 100 | 2010-05-10 | 148.0162 | 125
|  |  |  | 2009-08-05 | 82.9571 | 18.9 | 2010-05-20 | 176.9354 | 25.8
|  |  |  | 2009-08-05 | 82.8789 | 16.8 | 2010-06-01 | 354.1148 | 32
|  |  |  | 2009-08-17 | 118.577 | 90 | 2010-06-01 | 146.7322 | 20
|  |  |  | 2009-08-26 | 76.0114 | 200.2 | 2010-06-24 | 143.5998 | 23
|  |  |  | 2009-09-08 | 63.0344 | 36 | 2010-06-30 | 111.2933 | 12
|  |  |  | 2009-09-25 | 53.528 | 151.8 | 2010-06-30 | 111.2768 | 10
|  |  |  | 2009-09-25 | 54.5444 | 129.6 | 2010-07-26 | 147.9942 | 20
|  |  |  | 2009-10-01 | 75.984 | 150 | 2010-07-29 | 175.1251 | 150
|  |  |  | 2009-10-05 | 55.3672 | 99 | 2010-07-29 | 143.2593 | 45
|  |  |  | 2009-10-09 | 89.5236 | 5 | 2010-08-10 | 147.7956 | 30
|  |  |  | 2009-11-02 | 79.2982 | 60 | 2010-08-10 | 215.6837 | 5.5
|  |  |  | 2009-11-16 | 75.6494 | 50 | 2010-08-24 | 125.3881 | 23
|  |  |  | 2009-11-24 | 87.6417 | 209.4 | 2010-09-20 | 142.8947 | 62.5
|  |  |  | 2009-11-24 | 75.0679 | 150 | 2010-11-10 | 144.9298 | 130
|  |  |  | 2009-11-30 | 128.2579 | 150 | 2010-11-15 | 88.6844 | 14
|  |  |  | 2009-11-30 | 128.2414 | 150 | 2010-11-15 | 85.9146 | 20
|  |  |  | 2009-11-30 | 128.2331 | 150 | 2010-12-01 | 153.6631 | 9
|  |  |  | 2009-11-30 | 128.2349 | 102 | 2010-12-01 | 162.4568 | 7.65
|  |  |  | 2009-11-30 | 128.2406 | 168 | 2010-12-21 | 147.2629 | 60
|  |  |  | 2009-12-02 | 111.9796 | 50 | 2010-12-30 | 125.3955 | 309
|  |  |  | 2009-12-09 | 139.1448 | 10.25 | 2010-12-30 | 165.0173 | 20
|  |  |  | 2009-12-17 | 142.1756 | 120 | 2011-01-05 | 125.6487 | 270
|  |  |  | 2009-12-28 | 82.4911 | 70 | 2011-01-07 | 141.6012 | 110
|  |  |  | 2010-01-28 | 116.2073 | 151.8 | 2011-01-25 | 149.3091 | 26
|  |  |  | 2010-02-05 | 59.9612 | 81 | 2011-02-07 | 131.6889 | 250
|  |  |  | 2010-02-12 | 82.2583 | 198 | 2011-02-11 | 125.6998 | 30
|  |  |  | 2010-03-05 | 123.3362 | 65.1 | 2011-02-11 | 128.9795 | 20
|  |  |  | 2010-03-29 | 65.6116 | 250.2 | 2011-03-08 | 103.7157 | 150
|  |  |  | 2010-04-01 | 67.2252 | 40.5 | 2011-06-03 | 131.6923 | 110
|  |  |  | 2010-04-16 | 47.3393 | 102.4 | 2011-06-03 | 122.3543 | 127
|  |  |  | 2010-04-19 | 97.6534 | 50.4 | 2011-06-21 | 118.073 | 150
|  |  |  | 2010-04-23 | 55.7671 | 51 | 2011-07-08 | 137.1991 | 24
|  |  |  | 2010-04-29 | 127.2095 | 143.5 | 2011-07-14 | 110.7435 | 20
|  |  |  | 2010-05-04 | 88.8128 | 32.5 | 2011-07-18 | 217.3811 | 6
|  |  |  | 2010-05-04 | 92.1472 | 20 | 2011-07-21 | 130.2937 | 150
|  |  |  | 2010-05-19 | 65.9293 | 250.8 | 2011-09-29 | 94.1025 | 250
|  |  |  | 2010-06-01 | 58.5645 | 36 | 2011-10-01 | 152.4602 | 9
|  |  |  | 2010-06-02 | 129.822 | 102 | 2011-12-01 | 249.9883 | 20
|  |  |  | 2010-06-03 | 54.736 | 100 | 2011-12-08 | 119.0655 | 19
|  |  |  | 2010-06-03 | 109.5731 | 36.8 | 2011-12-20 | 93.1285 | 20
|  |  |  | 2010-06-03 | 101.9132 | 90 | 2011-12-20 | 125.8309 | 30
|  |  |  | 2010-06-04 | 74.3657 | 30 | 2011-12-20 | 91.477 | 20
|  |  |  | 2010-06-09 | 130.65 | 150 | 2012-01-01 | 94.2393 | 15
|  |  |  | 2010-06-09 | 132.9826 | 168 | 2012-01-01 | 84.5497 | 15
|  |  |  | 2010-06-09 | 130.65 | 150 | 2012-02-03 | 97.3251 | 200
|  |  |  | 2010-06-09 | 132.9826 | 132 | 2012-02-27 | 88.7333 | 20
|  |  |  | 2010-06-21 | 100.4184 | 81.6 | 2012-07-03 | 100.2559 | 20
|  |  |  | 2010-06-30 | 62.5087 | 114 | 2012-07-03 | 106.5089 | 20
|  |  |  | 2010-07-07 | 42.2474 | 78.2 | 2012-08-03 | 101.9005 | 20
|  |  |  | 2010-07-09 | 62.4948 | 42.5 | 2012-08-13 | 103.9572 | 20
|  |  |  | 2010-07-15 | 50.2928 | 99.2 | 2012-08-16 | 101.641 | 102
|  |  |  | 2010-07-21 | 89.4946 | 99.2 | 2012-08-29 | 97.7881 | 20
|  |  |  | 2010-07-22 | 126.4556 | 102.5 | 2012-08-31 | 100.8552 | 250
|  |  |  | 2010-08-10 | 100.7871 | 110.4 | 2012-09-17 | 95.9063 | 20
|  |  |  | 2010-08-16 | 62.5752 | 199.8 | 2012-09-17 | 114.3642 | 20.8
|  |  |  | 2010-08-20 | 141.8366 | 49 | 2012-10-17 | 98.2992 | 10
|  |  |  | 2010-09-01 | 77.3374 | 79.2 | 2012-10-25 | 61.5098 | 50
|  |  |  | 2010-09-08 | 91.1619 | 55.2 | 2012-11-01 | 78.0827 | 20
|  |  |  | 2010-09-17 | 39.0372 | 148.8 | 2012-11-15 | 89.2997 | 20
|  |  |  | 2010-09-22 | 48.6647 | 80 | 2012-12-12 | 87.0507 | 250
|  |  |  | 2010-10-11 | 123.8359 | 49.8 | 2012-12-13 | 93.5943 | 20
|  |  |  | 2010-10-18 | 122.9458 | 31.68 | 2013-02-04 | 111.0575 | 28.8
|  |  |  | 2010-11-05 | 44.2955 | 161 | 2013-02-28 | 88.1609 | 45
|  |  |  | 2010-11-12 | 72.6619 | 99 | 2013-03-22 | 99.3824 | 20
|  |  |  | 2010-12-06 | 38.0075 | 201 | 2013-03-22 | 97.8558 | 20
|  |  |  | 2010-12-09 | 31.9516 | 167.9 | 2013-03-25 | 83.4596 | 20
|  |  |  | 2010-12-17 | 115.4003 | 78.2 | 2013-04-10 | 95.8394 | 20
|  |  |  | 2010-12-17 | 62.2712 | 50 | 2013-04-16 | 70.2645 | 20
|  |  |  | 2010-12-17 | 108.2317 | 78.2 | 2013-06-01 | 63.3588 | 20
|  |  |  | 2010-12-17 | 58.2385 | 38.46 | 2013-06-03 | 71.9425 | 48
|  |  |  | 2010-12-22 | 49.5643 | 27.3 | 2013-06-03 | 72.9068 | 40
|  |  |  | 2010-12-23 | 75.4408 | 28.5 | 2013-06-19 | 167.32 | 12
|  |  |  | 2010-12-23 | 62.1986 | 48 | 2013-07-03 | 61.6827 | 50
|  |  |  | 2010-12-23 | 81.7678 | 34.2 | 2013-07-10 | 63.1476 | 40
|  |  |  | 2011-02-01 | 114.1251 | 257.6 | 2013-07-10 | 67.7388 | 20
|  |  |  | 2011-03-10 | 72.1121 | 100 | 2013-07-17 | 92.1854 | 20
|  |  |  | 2011-04-06 | 109.737 | 155.1 | 2013-07-17 | 92.1854 | 12
|  |  |  | 2011-04-20 | 37.1706 | 100.8 | 2013-09-06 | 72.6251 | 15
|  |  |  | 2011-05-05 | 70.5067 | 165.6 | 2013-09-19 | 107.704 | 20
|  |  |  | 2011-05-06 | 34.7096 | 131.1 | 2013-09-27 | 69.3582 | 20
|  |  |  | 2011-05-13 | 76.6623 | 214.4 | 2013-10-09 | 72.2524 | 20
|  |  |  | 2011-05-16 | 33.2126 | 150.36 | 2013-10-22 | 69.6113 | 20
|  |  |  | 2011-05-16 | 23.6276 | 108 | 2013-12-01 | 88.5755 | 7.314
|  |  |  | 2011-05-20 | 58.4114 | 115 | 2013-12-06 | 72.616 | 20
|  |  |  | 2011-06-07 | 40.9101 | 202 | 2013-12-19 | 59.9976 | 150
|  |  |  | 2011-06-21 | 52.429 | 40 | 2014-01-30 | 75.1289 | 7
|  |  |  | 2011-06-27 | 36.852 | 200 | 2014-02-20 | 53.078 | 10.416
|  |  |  | 2011-06-28 | 67.3147 | 104.4 | 2014-03-17 | 68.8816 | 20
|  |  |  | 2011-06-29 | 86.0527 | 20 | 2014-03-26 | 64.3664 | 25
|  |  |  | 2011-07-06 | 44.8125 | 199.92 | 2014-04-01 | 71.1558 | 10.3
|  |  |  | 2011-07-15 | 90.8305 | 162 | 2014-05-01 | 47.3538 | 150
|  |  |  | 2011-07-28 | 93.3964 | 102.5 | 2014-05-27 | 67.9879 | 30
|  |  |  | 2011-08-03 | 65.1056 | 120 | 2014-06-01 | 71.1049 | 20
|  |  |  | 2011-08-08 | 51.108 | 42 | 2014-06-12 | 61.999 | 30
|  |  |  | 2011-08-15 | 37.1852 | 200 | 2014-07-18 | 60.7683 | 93.6
|  |  |  | 2011-08-17 | 46.5389 | 50 | 2014-07-23 | 62.1519 | 45
|  |  |  | 2011-08-17 | 46.5389 | 37.5 | 2014-07-24 | 61.6827 | 56
|  |  |  | 2011-08-30 | 29.2378 | 100.8 | 2014-07-24 | 62.2903 | 56
|  |  |  | 2011-09-07 | 31.0672 | 104 | 2014-07-31 | 48.7612 | 200
|  |  |  | 2011-09-12 | 39.98 | 92.34 | 2014-08-19 | 65.129 | 100
|  |  |  | 2011-09-12 | 44.9449 | 201.6 | 2014-08-25 | 66.078 | 60
|  |  |  | 2011-09-13 | 78.3278 | 100.65 | 2014-09-03 | 54.2135 | 60
|  |  |  | 2011-10-01 | 41.3024 | 48 | 2014-09-04 | 50.5252 | 52
|  |  |  | 2011-11-03 | 30.7126 | 98.9 | 2014-09-04 | 60.4281 | 120
|  |  |  | 2011-11-03 | 32.4661 | 100.8 | 2014-10-03 | 64.795 | 30
|  |  |  | 2011-11-08 | 33.3463 | 59.8 | 2014-10-08 | 56.3677 | 101.3
|  |  |  | 2011-11-16 | 59.7466 | 39.9 | 2014-10-08 | 57.1855 | 51
|  |  |  | 2011-11-16 | 88.4305 | 49.5 | 2014-10-08 | 57.1249 | 76.5
|  |  |  | 2011-11-28 | 85.326 | 20.65 | 2014-10-08 | 61.3111 | 30
|  |  |  | 2011-12-09 | 41.5271 | 75 | 2014-10-08 | 64.4093 | 80
|  |  |  | 2011-12-13 | 34.2375 | 79.6 | 2014-10-08 | 61.6061 | 103
|  |  |  | 2011-12-13 | 33.3363 | 201.25 | 2014-10-20 | 61.5975 | 40
|  |  |  | 2011-12-15 | 34.0327 | 49.2 | 2014-10-21 | 66.8578 | 11.4
|  |  |  | 2011-12-20 | 71.0184 | 110.4 | 2014-10-21 | 69.6576 | 20
|  |  |  | 2011-12-20 | 73.3683 | 30.4 | 2014-10-22 | 60.965 | 20
|  |  |  | 2011-12-20 | 34.781 | 78.4 | 2014-10-22 | 60.965 | 20
|  |  |  | 2011-12-22 | 51.8386 | 14.4 | 2014-10-22 | 60.965 | 15
|  |  |  | 2012-01-19 | 37.5656 | 310.4 | 2014-10-22 | 60.965 | 20
|  |  |  | 2012-02-07 | 49.236 | 21 | 2014-10-22 | 53.5596 | 20
|  |  |  | 2012-02-15 | 32.0637 | 30.4 | 2014-10-22 | 74.6367 | 14.7
|  |  |  | 2012-02-17 | 103.256 | 50 | 2014-10-22 | 72.3837 | 19.5
|  |  |  | 2012-02-28 | 34.102 | 91 | 2014-10-22 | 72.4017 | 19.5
|  |  |  | 2012-03-13 | 34.2375 | 51.2 | 2014-10-24 | 71.226 | 100
|  |  |  | 2012-03-17 | 43.2325 | 202 | 2014-11-07 | 74.8572 | 40
|  |  |  | 2012-03-29 | 35.7138 | 48 | 2014-11-07 | 74.8572 | 50
|  |  |  | 2012-04-11 | 52.0015 | 54 | 2014-11-13 | 66.3537 | 30
|  |  |  | 2012-05-27 | 64.7023 | 69 | 2014-11-18 | 53.1236 | 45
|  |  |  | 2012-08-31 | 52.3205 | 100.3 | 2014-12-09 | 66.0416 | 130
|  |  |  | 2012-11-01 | 59.1686 | 50 | 2015-02-01 | 62.5829 | 80
|  |  |  | 2012-12-04 | 91.7481 | 9.1 | 2015-03-02 | 109.5989 | 6
|  |  |  | 2012-12-14 | 62.8371 | 15 | 2015-03-02 | 45.5713 | 25
|  |  |  | 2013-01-16 | 32.2184 | 74.8 | 2015-03-03 | 66.9072 | 62.25
|  |  |  | 2013-02-07 | 31.8487 | 200.6 | 2015-03-04 | 40.2065 | 70
|  |  |  | 2013-04-16 | 53.0594 | 74.8 | 2015-03-04 | 40.7178 | 70
|  |  |  | 2013-05-06 | 32.767 | 62.4 | 2015-03-05 | 90.7615 | 10.5
|  |  |  | 2013-05-24 | 98.0803 | 39 | 2015-03-23 | 73.6483 | 20
|  |  |  | 2013-06-01 | 24.7717 | 200 | 2015-03-25 | 51.5788 | 30
|  |  |  | 2013-06-01 | 24.1726 | 200 | 2015-04-03 | 50.9139 | 81
|  |  |  | 2013-06-05 | 51.1227 | 200 | 2015-04-03 | 48.8467 | 54
|  |  |  | 2013-06-15 | 23.7083 | 199 | 2015-04-14 | 67.9746 | 6.8
|  |  |  | 2013-06-15 | 26.0981 | 250 | 2015-04-17 | 57.4758 | 20
|  |  |  | 2013-06-21 | 33.7477 | 102.4 | 2015-04-30 | 48.0596 | 50.6
|  |  |  | 2013-06-28 | 60.7517 | 80 | 2015-04-30 | 63.6082 | 52
|  |  |  | 2013-07-02 | 56.5855 | 50.4 | 2015-04-30 | 21.059 | 80
|  |  |  | 2013-07-02 | 26.9171 | 200 | 2015-05-27 | 73.0304 | 4.9
|  |  |  | 2013-07-07 | 60.7517 | 80 | 2015-06-01 | 80.0177 | 3.6
|  |  |  | 2013-07-08 | 23.0456 | 100 | 2015-06-05 | 45.3808 | 100
|  |  |  | 2013-07-10 | 25.5785 | 249.9 | 2015-06-09 | 73.1395 | 80
|  |  |  | 2013-07-17 | 26.578 | 150 | 2015-06-19 | 47.3121 | 100
|  |  |  | 2013-07-24 | 29.2758 | 205.7 | 2015-06-23 | 52.1959 | 46
|  |  |  | 2013-08-12 | 55.0033 | 20 | 2015-06-25 | 59.3714 | 100.815
|  |  |  | 2013-08-20 | 62.4916 | 147.6 | 2015-06-30 | 65.7936 | 7
|  |  |  | 2013-08-20 | 60.858 | 184.8 | 2015-07-01 | 69.0577 | 13
|  |  |  | 2013-09-11 | 34.0723 | 60 | 2015-07-01 | 70.5464 | 20
|  |  |  | 2013-10-09 | 21.9924 | 200 | 2015-07-01 | 140.7721 | 27.6
|  |  |  | 2013-10-09 | 23.0742 | 198.9 | 2015-07-15 | 56.4206 | 125
|  |  |  | 2013-10-10 | 21.6203 | 199.8 | 2015-07-16 | 52.6918 | 150
|  |  |  | 2013-10-10 | 23.1363 | 200 | 2015-07-16 | 53.1194 | 180
|  |  |  | 2013-10-17 | 23.8894 | 400 | 2015-07-21 | 48.8365 | 20
|  |  |  | 2013-10-25 | 61.4854 | 19.8 | 2015-08-05 | 48.9226 | 30
|  |  |  | 2013-11-01 | 33.3234 | 249.2 | 2015-08-09 | 44.0132 | 30
|  |  |  | 2013-11-06 | 26.4181 | 172 | 2015-08-12 | 54.2498 | 10
|  |  |  | 2013-11-18 | 97.7557 | 34.2 | 2015-08-28 | 54.9149 | 150
|  |  |  | 2013-11-18 | 26.5789 | 201.6 | 2015-09-03 | 80.079 | 10.88
|  |  |  | 2013-12-11 | 54.1159 | 51 | 2015-09-23 | 46.1783 | 52
|  |  |  | 2013-12-20 | 22.323 | 98 | 2015-09-23 | 50.5034 | 52
|  |  |  | 2013-12-27 | 31.8609 | 149.6 | 2015-09-24 | 44.1943 | 25
|  |  |  | 2014-01-21 | 22.624 | 100.3 | 2015-09-28 | 20.7151 | 46.2
|  |  |  | 2014-01-23 | 35.3089 | 78.2 | 2015-09-28 | 20.7151 | 71.4
|  |  |  | 2014-01-24 | 24.1909 | 99 | 2015-10-01 | 39.1967 | 118
|  |  |  | 2014-02-27 | 29.3016 | 299.7 | 2015-10-01 | 36.0773 | 182
|  |  |  | 2014-06-11 | 25.212 | 150 | 2015-10-01 | 63.3517 | 146
|  |  |  | 2014-07-01 | 41.2403 | 175 | 2015-10-08 | 53.0264 | 50
|  |  |  | 2014-08-01 | 25.3132 | 100 | 2015-10-09 | 45.2607 | 154.272
|  |  |  | 2014-08-01 | 39.163 | 116 | 2015-10-09 | 41.1363 | 103.5
|  |  |  | 2014-08-14 | 70.2812 | 30 | 2015-10-15 | 46.4519 | 125
|  |  |  | 2014-09-11 | 72.5072 | 42.95 | 2015-11-05 | 55.7296 | 85
|  |  |  | 2014-09-24 | 44.4622 | 140 | 2015-11-06 | 48.2417 | 54
|  |  |  | 2014-10-30 | 27.8445 | 100 | 2015-11-09 | 40.9758 | 72
|  |  |  | 2014-12-01 | 22.5665 | 200 | 2015-11-10 | 47.3538 | 30
|  |  |  | 2014-12-01 | 26.4522 | 150 | 2015-11-20 | 47.0889 | 86
|  |  |  | 2014-12-10 | 24.8615 | 150 | 2015-11-30 | 49.6046 | 50
|  |  |  | 2014-12-17 | 24.1264 | 100 | 2015-12-17 | 44.0845 | 90
|  |  |  | 2014-12-17 | 23.6594 | 73.5 | 2015-12-17 | 71.8904 | 20
|  |  |  | 2014-12-31 | 24.3007 | 50 | 2015-12-18 | 56.6394 | 20
|  |  |  | 2015-03-24 | 35.2688 | 78 | 2015-12-18 | 56.6226 | 20
|  |  |  | 2015-04-07 | 28.769 | 300 | 2015-12-18 | 56.7142 | 20
|  |  |  | 2015-04-24 | 21.9896 | 208.27 | 2015-12-18 | 54.7624 | 20
|  |  |  | 2015-05-01 | 25.1003 | 20 | 2016-01-06 | 30.4841 | 26
|  |  |  | 2015-05-01 | 45.1341 | 149 | 2016-04-12 | 52.1937 | 8.16
|  |  |  | 2015-05-04 | 33.9356 | 20 | 2016-04-12 | 49.1825 | 20.4
|  |  |  | 2015-05-22 | 31.076 | 200.91 | 2016-05-19 | 36.7764 | 100
|  |  |  | 2015-05-29 | 57.4581 | 50.4 | 2016-08-02 | 33.1494 | 128
|  |  |  | 2015-06-09 | 30.6009 | 36 | 2016-08-04 | 43.9242 | 20
|  |  |  | 2015-07-08 | 46.6862 | 208 | 2016-08-09 | 48.699 | 16
|  |  |  | 2015-07-24 | 88.241 | 80 | 2016-08-26 | 55.4689 | 60
|  |  |  | 2015-08-07 | 48.6881 | 324 | 2016-08-29 | 45.8916 | 20
|  |  |  | 2015-09-15 | 33.9356 | 25 | 2016-09-15 | 44.8444 | 100
|  |  |  | 2015-09-15 | 42.7607 | 100.05 | 2016-09-20 | 44.9427 | 100
|  |  |  | 2015-09-17 | 35.2166 | 98 | 2016-09-22 | 159.8256 | 24.9
|  |  |  | 2015-10-01 | 51.4679 | 200 | 2016-09-23 | 38.605 | 40
|  |  |  | 2015-10-09 | 82.5755 | 30 | 2016-09-23 | 38.605 | 20
|  |  |  | 2015-10-16 | 31.8948 | 198 | 2016-09-23 | 38.605 | 50
|  |  |  | 2015-10-27 | 22.056 | 149.03 | 2016-09-23 | 38.605 | 50
|  |  |  | 2015-11-09 | 21.8363 | 64.8 | 2016-11-15 | 41.3664 | 105
|  |  |  | 2015-11-19 | 46.0015 | 100.8 | 2016-11-18 | 36.7214 | 150
|  |  |  | 2015-11-19 | 48.2485 | 131.1 | 2016-11-18 | 36.1757 | 80
|  |  |  | 2015-11-20 | 20.4332 | 199.8 | 2016-11-18 | 30.3137 | 125
|  |  |  | 2015-12-04 | 22.0931 | 99.1 | 2016-12-13 | 43.9292 | 7.8
|  |  |  | 2015-12-16 | 33.778 | 149.5 | 2016-12-15 | 33.7036 | 200
|  |  |  | 2015-12-18 | 22.5958 | 106 | 2017-01-03 | 55.4895 | 7.2
|  |  |  | 2015-12-18 | 30.1271 | 29.9 | 2017-01-12 | 105.01 | 14.7
|  |  |  | 2015-12-23 | 20.3246 | 206.55 | 2017-01-12 | 96.0896 | 45.9
|  |  |  | 2016-01-08 | 25.8904 | 200 | 2017-01-12 | 38.6798 | 100
|  |  |  | 2016-01-19 | 20.224 | 200 | 2017-01-17 | 42.1017 | 60
|  |  |  | 2016-02-01 | 36.4014 | 75 | 2017-01-31 | 39.4418 | 20
|  |  |  | 2016-02-01 | 37.9508 | 25 | 2017-03-23 | 34.453 | 17
|  |  |  | 2016-02-02 | 33.9356 | 7 | 2017-03-31 | 101.1712 | 49
|  |  |  | 2016-03-03 | 22.3907 | 99.25 | 2017-04-01 | 56.0876 | 56
|  |  |  | 2016-03-04 | 24.5484 | 149.73 | 2017-04-18 | 33.4075 | 74.9
|  |  |  | 2016-05-12 | 45.4719 | 7.2 | 2017-05-22 | 22.686 | 100
|  |  |  | 2016-05-31 | 40.4059 | 119.7 | 2017-05-25 | 77.1658 | 78.4
|  |  |  | 2016-05-31 | 20.681 | 140 | 2017-05-25 | 71.8001 | 50
|  |  |  | 2016-07-18 | 56.1933 | 46 | 2017-05-25 | 67.8575 | 9.496
|  |  |  | 2016-07-26 | 27.181 | 199.2 | 2017-05-25 | 76.6416 | 39.864
|  |  |  | 2016-08-11 | 37.0427 | 75.4 | 2017-05-26 | 39.8788 | 52.5
|  |  |  | 2016-10-28 | 18.2799 | 216.44 | 2017-06-01 | 29.6894 | 40
|  |  |  | 2016-10-28 | 17.8569 | 199.52 | 2017-06-01 | 28.8671 | 86
|  |  |  | 2016-11-01 | 44.1972 | 49.5 | 2017-06-01 | 28.8671 | 74
|  |  |  | 2016-11-11 | 48.3166 | 298.2 | 2017-06-07 | 31.7448 | 50
|  |  |  | 2016-12-01 | 33.8921 | 79.75 | 2017-06-19 | 29.7595 | 100
|  |  |  | 2016-12-05 | 19.5444 | 40.59 | 2017-06-20 | 95.2811 | 19.59
|  |  |  | 2016-12-05 | 44.0769 | 43.2 | 2017-06-20 | 86.8968 | 19.58
|  |  |  | 2016-12-06 | 22.6261 | 27 | 2017-06-20 | 86.3239 | 19.58
|  |  |  | 2016-12-15 | 21.1961 | 200 | 2017-06-20 | 87.3516 | 19.6
|  |  |  | 2017-01-01 | 43.7786 | 66 | 2017-06-26 | 51.8903 | 5
|  |  |  | 2017-01-19 | 35.5796 | 100 | 2017-07-17 | 28.4932 | 40
|  |  |  | 2017-01-27 | 17.0909 | 100.05 | 2017-07-28 | 88.5403 | 8.4
|  |  |  | 2017-02-09 | 41.5684 | 128.7 | 2017-07-28 | 88.113 | 8.4
|  |  |  | 2017-02-17 | 38.4336 | 200.8 | 2017-08-08 | 51.3885 | 252.32
|  |  |  | 2017-03-07 | 19.4734 | 231.05 | 2017-08-25 | 29.318 | 100
|  |  |  | 2017-03-07 | 14.5922 | 216.2 | 2017-09-23 | 31.5672 | 200
|  |  |  | 2017-03-13 | 17.0907 | 106.7 | 2017-09-26 | 30.2303 | 62.5
|  |  |  | 2017-03-14 | 14.4273 | 15 | 2017-09-26 | 29.6826 | 50
|  |  |  | 2017-05-05 | 14.4273 | 2.38 | 2017-10-06 | 29.1354 | 25
|  |  |  | 2017-05-17 | 20.4624 | 100 | 2017-10-06 | 29.1354 | 25
|  |  |  | 2017-06-06 | 15.909 | 15.59 | 2017-10-30 | 31.7651 | 50
|  |  |  | 2017-06-09 | 12.0501 | 160 | 2017-11-08 | 31.7002 | 5
|  |  |  | 2017-06-20 | 25.0628 | 75 | 2017-11-13 | 27.8614 | 150
|  |  |  | 2017-07-07 | 24.8581 | 132 | 2017-11-13 | 26.3681 | 200
|  |  |  | 2017-07-19 | 14.6585 | 16.1 | 2017-11-14 | 31.7002 | 15
|  |  |  | 2017-07-21 | 29.8875 | 100 | 2017-12-08 | 20.4863 | 45
|  |  |  | 2017-08-01 | 23.7187 | 200 | 2017-12-14 | 21.1715 | 150
|  |  |  | 2017-08-11 | 41.7593 | 48.8 | 2017-12-15 | 37.1668 | 50
|  |  |  | 2017-08-11 | 36.874 | 102.5 | 2017-12-21 | 30.8122 | 99
|  |  |  | 2017-09-01 | 19.1037 | 242 | 2018-01-05 | 24.8616 | 50
|  |  |  | 2017-09-01 | 58.3963 | 100 | 2018-01-09 | 29.6736 | 30
|  |  |  | 2017-09-26 | 25.2003 | 30 | 2018-01-26 | 25.617 | 100
|  |  |  | 2017-10-01 | 24.1204 | 98 | 2018-01-29 | 25.1342 | 57.5
|  |  |  | 2017-10-02 | 20.0458 | 29.875 | 2018-01-29 | 27.7219 | 120
|  |  |  | 2017-10-12 | 12.5057 | 243.8 | 2018-02-01 | 36.9582 | 10
|  |  |  | 2017-10-16 | 23.5661 | 103.5 | 2018-02-05 | 38.2914 | 50
|  |  |  | 2017-11-15 | 21.2559 | 211.66 | 2018-02-21 | 48.6654 | 106.688
|  |  |  | 2017-11-17 | 10.1574 | 100 | 2018-02-23 | 30.6042 | 99
|  |  |  | 2017-11-17 | 12.5764 | 83 | 2018-04-16 | 168.8874 | 6.3
|  |  |  | 2017-11-17 | 13.7919 | 200 | 2018-05-07 | 32.2631 | 100
|  |  |  | 2017-12-20 | 24.6648 | 165 | 2018-05-16 | 31.4794 | 74.5
|  |  |  | 2017-12-21 | 25.3267 | 50 | 2018-05-16 | 31.4794 | 74.5
|  |  |  | 2018-01-10 | 12.5764 | 97 | 2018-05-30 | 19.2477 | 300
|  |  |  | 2018-01-22 | 15.3687 | 226.56 | 2018-05-30 | 22.5939 | 250
|  |  |  | 2018-01-22 | 23.1947 | 216.6 | 2018-05-30 | 25.4636 | 50
|  |  |  | 2018-03-13 | 21.8551 | 79.9 | 2018-05-30 | 21.9758 | 101
|  |  |  | 2018-04-20 | 12.5533 | 301.02 | 2018-05-30 | 21.9841 | 200
|  |  |  | 2018-07-22 | 28.842 | 45.36 | 2018-05-30 | 24.8451 | 100
|  |  |  | 2018-07-22 | 28.9751 | 80.64 | 2018-05-31 | 32.1165 | 80
|  |  |  | 2018-08-20 | 17.2353 | 250.4 | 2018-06-01 | 63.4637 | 5.6815
|  |  |  | 2018-08-31 | 40.3916 | 97.2 | 2018-06-04 | 22.2242 | 80
|  |  |  | 2018-09-01 | 59.4459 | 101.2 | 2018-06-06 | 26.0341 | 60
|  |  |  | 2018-10-05 | 44.3269 | 21.6 | 2018-06-08 | 22.7269 | 30
|  |  |  | 2018-10-18 | 16.7688 | 106 | 2018-06-13 | 20.5737 | 58
|  |  |  | 2018-10-19 | 13.6929 | 199.4 | 2018-06-13 | 24.3135 | 122
|  |  |  | 2018-10-19 | 62.9387 | 105.8 | 2018-06-13 | 22.2093 | 99
|  |  |  | 2018-10-19 | 37.1734 | 95.25 | 2018-06-13 | 23.0203 | 80
|  |  |  | 2018-10-22 | 9.1477 | 299.36 | 2018-06-15 | 46.6097 | 20
|  |  |  | 2018-10-29 | 14.6321 | 153.6 | 2018-06-26 | 23.7178 | 100
|  |  |  | 2018-11-19 | 12.9791 | 161 | 2018-06-27 | 42.6422 | 42
|  |  |  | 2018-11-21 | 10.4943 | 250 | 2018-06-30 | 26.3519 | 68
|  |  |  | 2018-12-05 | 15.3344 | 171 | 2018-06-30 | 23.6491 | 20
|  |  |  | 2018-12-31 | 40.2125 | 21.6 | 2018-06-30 | 20.4869 | 200
|  |  |  | 2019-01-01 | 32.6603 | 46.5 | 2018-07-10 | 29.3526 | 35
|  |  |  | 2019-01-03 | 28.1543 | 398.6 | 2018-08-10 | 44.862 | 40
|  |  |  | 2019-01-08 | 19.6117 | 236.5 | 2018-08-10 | 44.862 | 10
|  |  |  | 2019-01-11 | 42.9166 | 136.8 | 2018-08-22 | 26.5129 | 50
|  |  |  | 2019-01-22 | 23.933 | 102 | 2018-08-22 | 26.5129 | 50
|  |  |  | 2019-02-05 | 10.1592 | 104 | 2018-08-23 | 29.3451 | 86
|  |  |  | 2019-02-06 | 15.6364 | 134.08 | 2018-08-31 | 23.9776 | 102.5
|  |  |  | 2019-02-11 | 29.1063 | 199.54 | 2018-09-09 | 28.7657 | 100
|  |  |  | 2019-03-07 | 26.5907 | 144 | 2018-09-11 | 20.8633 | 100
|  |  |  | 2019-05-16 | 12.7673 | 160 | 2018-09-19 | 34.3779 | 100
|  |  |  | 2019-05-21 | 23.4225 | 96.7 | 2018-09-20 | 22.5586 | 100
|  |  |  | 2019-05-31 | 15.442 | 141.2 | 2018-09-25 | 38.4853 | 60
|  |  |  | 2019-06-05 | 29.0991 | 104 | 2018-10-01 | 44.8442 | 10.5
|  |  |  | 2019-07-08 | 15.0433 | 200 | 2018-10-01 | 22.5523 | 20
|  |  |  | 2019-08-01 | 58.4551 | 121.8 | 2018-10-18 | 32.2175 | 144
|  |  |  | 2019-08-21 | 37.5308 | 72.6 | 2018-10-18 | 38.336 | 13
|  |  |  | 2019-09-01 | 56.8598 | 121.8 | 2018-10-25 | 25.3992 | 128
|  |  |  | 2019-09-18 | 19.9024 | 110 | 2018-11-01 | 39.3118 | 70
|  |  |  | 2019-09-22 | 44.7435 | 76.8 | 2018-12-11 | 26.9514 | 250
|  |  |  | 2019-10-01 | 52.702 | 339.78 | 2019-02-01 | 45.4882 | 4.6
|  |  |  | 2019-10-02 | 12.9804 | 128 | 2019-02-11 | 31.9593 | 50
|  |  |  | 2019-10-03 | 36.9972 | 300 | 2019-02-14 | 26.2373 | 22
|  |  |  | 2019-10-17 | 11.9437 | 90 | 2019-02-28 | 46.3985 | 50
|  |  |  | 2019-10-17 | 14.7795 | 110 | 2019-03-21 | 28.1248 | 160
|  |  |  | 2019-10-21 | 26.0014 | 302.4 | 2019-03-22 | 20.4967 | 120
|  |  |  | 2019-11-01 | 55.9145 | 112.5 | 2019-04-22 | 21.4106 | 100
|  |  |  | 2019-11-25 | 20.6742 | 100 | 2019-04-30 | 27.548 | 75
|  |  |  | 2019-12-13 | 29.3047 | 76.5 | 2019-05-28 | 27.5592 | 26
|  |  |  | 2019-12-18 | 12.5924 | 200 | 2019-05-30 | 20.0025 | 50
|  |  |  | 2019-12-20 | 43.3316 | 14.4 | 2019-06-11 | 21.9813 | 55.83
|  |  |  | 2020-04-15 | 33 | 56.2 | 2019-06-18 | 36.895 | 88
|  |  |  | 2020-04-16 | 41.2845 | 50.1 | 2019-06-18 | 36.895 | 22
|  |  |  | 2020-05-27 | 15.9465 | 172.5484 | 2019-06-21 | 19.2963 | 100
|  |  |  | 2020-05-27 | 12.6521 | 26.3216 | 2019-06-27 | 16.9589 | 50
|  |  |  | 2020-05-28 | 41.9995 | 201.3 | 2019-06-27 | 15.6591 | 300
|  |  |  | 2020-06-04 | 35.2416 | 331 | 2019-07-01 | 22.7364 | 40
|  |  |  | 2020-07-21 | 19.8993 | 199.4 | 2019-07-01 | 15.8193 | 400
|  |  |  | 2020-08-01 | 57.0484 | 77.7 | 2019-07-01 | 24.1748 | 80
|  |  |  | 2020-08-07 | 19.7697 | 53.6 | 2019-07-09 | 26.467 | 62.5
|  |  |  | 2020-08-25 | 41.2763 | 100 | 2019-07-25 | 25.3097 | 17.5
|  |  |  | 2020-08-31 | 35.7921 | 225 | 2019-07-26 | 26.7296 | 112
|  |  |  | 2020-09-01 | 53.8183 | 147 | 2019-07-26 | 20.5626 | 100
|  |  |  | 2020-09-11 | 27.2277 | 234.56 | 2019-08-06 | 19.2963 | 100
|  |  |  | 2020-09-16 | 32.6629 | 29.5 | 2019-08-19 | 39.4489 | 100
|  |  |  | 2020-09-17 | 14.5316 | 250.7 | 2019-08-30 | 16.787 | 240
|  |  |  | 2020-09-17 | 15.6232 | 300.6 | 2019-09-12 | 26.844 | 65
|  |  |  | 2020-10-01 | 55.2367 | 99 | 2019-09-19 | 40.6281 | 9.3077
|  |  |  | 2020-10-15 | 27.3972 | 105.5 | 2019-09-22 | 33.8247 | 88
|  |  |  | 2020-11-30 | 38.0351 | 33.8 | 2019-09-22 | 32.9297 | 90
|  |  |  | 2021-01-22 | 22.2627 | 80 | 2019-09-22 | 32.9297 | 70
|  |  |  | 2021-02-03 | 20.4547 | 350 | 2019-10-01 | 21.5814 | 150
|  |  |  | 2021-02-19 | 32.9006 | 201.6 | 2019-10-17 | 12.5861 | 100
|  |  |  | 2021-03-15 | 17.5206 | 75 | 2019-10-17 | 17.6239 | 100
|  |  |  | 2021-04-21 | 38.5928 | 29.9 | 2019-10-18 | 31.6793 | 35
|  |  |  | 2021-04-21 | 41.4919 | 50 | 2019-10-23 | 21.4752 | 107
|  |  |  | 2021-05-21 | 16.1209 | 145 | 2019-11-05 | 23.6228 | 132
|  |  |  | 2021-06-30 | 23.5851 | 180 | 2019-11-14 | 18.0646 | 250
|  |  |  | 2021-09-01 | 16.0482 | 197.4 | 2019-11-14 | 18.0646 | 88
|  |  |  | 2021-09-01 | 56.2332 | 145 | 2019-11-19 | 22.5523 | 25
|  |  |  | 2021-12-16 | 26.5155 | 102.2 | 2019-11-21 | 23.9127 | 100
|  |  |  | 2022-03-01 | 26.1717 | 70 | 2019-11-26 | 24.5555 | 44
|  |  |  | 2022-06-21 | 17.3749 | 200 | 2019-11-26 | 21.4707 | 100
|  |  |  | 2022-06-23 | 34.7498 | 105.66 | 2019-11-26 | 37.7228 | 162
|  |  |  | 2022-06-28 | 23.6605 | 200 | 2019-12-05 | 23.7666 | 100
|  |  |  | 2022-10-11 | 35.037 | 643.44 | 2019-12-10 | 23.0373 | 200
|  |  |  | 2022-10-21 | 19.5527 | 200.22 | 2019-12-17 | 21.4752 | 100
|  |  |  | 2022-10-23 | 28.9216 | 102.84 | 2019-12-20 | 44.4585 | 50
[7 empty] | 2019-12-23 | 24.424 | 80
[7 empty] | 2020-01-06 | 26.5773 | 50.5
[7 empty] | 2020-02-14 | 31.3091 | 50
[7 empty] | 2020-02-14 | 24.2092 | 160.5
[7 empty] | 2020-02-19 | 25.3727 | 75
[7 empty] | 2020-02-26 | 19.9496 | 80
[7 empty] | 2020-03-13 | 122.9563 | 22.9
[7 empty] | 2020-03-25 | 18.8913 | 200
[7 empty] | 2020-04-08 | 19.6957 | 127.86
[7 empty] | 2020-04-08 | 23.0521 | 100
[7 empty] | 2020-05-02 | 21.9226 | 100
[7 empty] | 2020-05-06 | 33.1295 | 79
[7 empty] | 2020-05-19 | 30.0111 | 75
[7 empty] | 2020-05-26 | 23.7729 | 160
[7 empty] | 2020-06-01 | 25.2096 | 150
[7 empty] | 2020-07-10 | 32.3634 | 20
[7 empty] | 2020-07-10 | 32.9042 | 20
[7 empty] | 2020-07-24 | 29.978 | 196
[7 empty] | 2020-08-24 | 44.0531 | 50
[7 empty] | 2020-08-31 | 32.1778 | 132
[7 empty] | 2020-09-14 | 18.9274 | 175
[7 empty] | 2020-09-23 | 22.9639 | 100
[7 empty] | 2020-09-25 | 22.0907 | 200
[7 empty] | 2020-09-30 | 30.5846 | 152.5
[7 empty] | 2020-10-02 | 22.1264 | 233
[7 empty] | 2020-11-02 | 18.2274 | 63
[7 empty] | 2020-11-05 | 23.0446 | 26
[7 empty] | 2020-11-06 | 26.9187 | 56
[7 empty] | 2020-12-01 | 26.429 | 50
[7 empty] | 2020-12-22 | 17.6519 | 200
[7 empty] | 2020-12-30 | 38.1466 | 7.5
[7 empty] | 2021-01-15 | 49.2343 | 90
[7 empty] | 2021-01-15 | 41.1596 | 500
[7 empty] | 2021-01-21 | 26.7204 | 90
[7 empty] | 2021-01-28 | 41.8949 | 96
[7 empty] | 2021-02-01 | 16.9479 | 190
[7 empty] | 2021-02-01 | 16.4661 | 190
[7 empty] | 2021-02-04 | 17.0361 | 50
[7 empty] | 2021-02-23 | 21.3491 | 50
[7 empty] | 2021-03-08 | 27.8852 | 74.5
[7 empty] | 2021-03-25 | 19.5555 | 130
[7 empty] | 2021-04-01 | 12.2265 | 150
[7 empty] | 2021-04-01 | 15.708 | 300
[7 empty] | 2021-04-08 | 29.081 | 50
[7 empty] | 2021-05-07 | 32.9907 | 30
[7 empty] | 2021-05-12 | 22.0306 | 100
[7 empty] | 2021-06-01 | 19.36 | 350
[7 empty] | 2021-06-01 | 20.4851 | 250
[7 empty] | 2021-06-01 | 18.0646 | 90
[7 empty] | 2021-06-04 | 17.7321 | 93.5
[7 empty] | 2021-06-17 | 25.4626 | 200
[7 empty] | 2021-08-12 | 19.6446 | 100
[7 empty] | 2021-10-08 | 38.299 | 100
[7 empty] | 2021-10-14 | 25.4933 | 30
[7 empty] | 2021-10-15 | 39.5247 | 125
[7 empty] | 2021-10-15 | 23.9619 | 102
[7 empty] | 2021-12-17 | 35.4314 | 150
[7 empty] | 2022-01-21 | 26.8506 | 70
[7 empty] | 2022-02-16 | 31.5607 | 40
[7 empty] | 2022-02-21 | 32.7052 | 150
[7 empty] | 2022-04-18 | 32.2059 | 60
[7 empty] | 2022-04-20 | 37.1392 | 190
[7 empty] | 2022-04-28 | 23.443 | 20
[7 empty] | 2022-05-13 | 23.5333 | 130
[7 empty] | 2022-05-25 | 28.5961 | 80
[7 empty] | 2022-06-23 | 27.4561 | 80
[7 empty] | 2022-07-27 | 29.9733 | 66
[7 empty] | 2022-09-27 | 36.8683 | 107
[7 empty] | 2022-09-29 | 21.0144 | 100
[7 empty] | 2022-10-20 | 19.4031 | 125
[7 empty] | 2022-10-25 | 48.8566 | 30
[7 empty] | 2022-10-28 | 22.0306 | 100
[7 empty] | 2022-12-21 | 48.7266 | 150
[7 empty] | 2023-01-20 | 27.9025 | 100
[7 empty] | 2023-01-24 | 35.5951 | 65
[7 empty] | 2023-06-30 | 45.2121 | 138.8
[7 empty] | 2023-07-21 | 26.102 | 140
[7 empty] | 2023-10-24 | 23.439 | 100
[7 empty] | 2023-11-15 | 26.2881 | 25
[7 empty] | 2023-11-17 | 46.0109 | 300
[7 empty] | 2024-01-31 | 28.2518 | 200
[7 empty] | 2024-02-15 | 35.0693 | 125
[7 empty] | 2024-03-21 | 47.3749 | 35
[7 empty] | 2024-05-03 | 25.0559 | 127.85
[7 empty] | 2024-05-03 | 25.3238 | 700

## Recent PV PPAs vs. Gas Forecast
PV PPA prices and natural gas fuel cost projections by calendar year over time
Sources: Berkeley Lab, FERC, Energy Information Administration
Note: PPA sample excludes projects located in Hawaii
|  | 1 | 2 | 3 | 4 | 5 | 6 | 7 | 8 | 9 | 10 | 11 | 12 | 13 | 14 | 15 | 16 | 17
|  | 2024 |  | 2026 |  | 2028 |  | 2030 |  | 2032 |  | 2034 |  | 2036 |  | 2038 |  | 2040
Aggregate PV PPA prices among 28 PPAs executed 2022-2024 (2023 $/MWh)
| 10th Percentile | 24.785 | 24.4811 | 24.3751 | 24.6206 | 24.5965 | 24.3116 | 23.7807 | 23.2488 | 22.7278 | 22.2021 | 21.4659 | 20.9748 | 20.2956 | 19.8513 | 19.4219 | 20.1539 | 19.7143
| 50th Percentile (Median) | 32.9646 | 33.1141 | 32.2104 | 31.9493 | 31.3439 | 31.2541 | 30.7779 | 30.0895 | 29.4153 | 28.7348 | 28.7704 | 28.1121 | 27.5614 | 26.958 | 26.3748 | 25.7311 | 25.1698
| 90th Percentile | 48.2718 | 45.8285 | 44.8811 | 52.1164 | 50.143 | 48.8555 | 49.092 | 49.3208 | 48.4189 | 47.2988 | 46.2423 | 45.1842 | 44.2148 | 43.2468 | 42.3113 | 39.625 | 38.7606
| Diff | 23.4867 | 21.3474 | 20.5061 | 27.4958 | 25.5465 | 24.544 | 25.3113 | 26.072 | 25.6911 | 25.0968 | 24.7763 | 24.2094 | 23.9192 | 23.3955 | 22.8894 | 19.4711 | 19.0464
STEO (06/24) + AEO 2023 Gas Price Projection (converted from $/MMBtu to 2023 $/MWh using the heat rates implied by AEO 2023 modeling output)
| Min | 18.9342 | 21.9169 | 22.4021 | 22.9849 | 22.9872 | 23.4098 | 23.6878 | 23.9895 | 24.1397 | 23.7436 | 23.5551 | 23.552 | 23.4799 | 23.6005 | 23.9604 | 23.8647 | 24.2169
| Reference Case | 21.6358 | 25.2373 | 25.3431 | 25.3609 | 25.4113 | 25.5707 | 25.6486 | 25.7218 | 25.8163 | 25.9401 | 26.8538 | 27.8191 | 28.0715 | 28.4175 | 29.5048 | 29.3023 | 30.4066
| Max | 28.8901 | 36.7054 | 39.2343 | 40.19 | 41.3045 | 41.8587 | 41.798 | 42.4629 | 43.5173 | 43.7234 | 45.2598 | 46.3891 | 47.0383 | 47.3759 | 47.6875 | 47.9173 | 48.3047
| Diff | 9.9559 | 14.7886 | 16.8321 | 17.2052 | 18.3174 | 18.4489 | 18.1102 | 18.4734 | 19.3777 | 19.9798 | 21.7047 | 22.8371 | 23.5583 | 23.7754 | 23.7271 | 24.0526 | 24.0879
Gas
Solar

## PV Curtailment
PV curtailment by quarter or month and region
Note: The curtailment percentage rate depicts reported utility-scale solar curtailment relative to the combined sum of utility-scale and distributed solar generation (on a pre-curtailment basis).
Sources: Berkeley Lab, CAISO, ERCOT | [7 empty] | Sources: Berkeley Lab, CAISO, ERCOT
| CAISO | ERCOT |  |  | Q1 | Q2 | Q3 | Q4 | Total
Jan-Dec 2015 | 0.5296% | 0.01975% | CAISO | 2015 | 0.1519% | 0.2818% | 0.06142% | 0.09064% | 0.5858%
| 0.6994% | 0.006931% |  | 2016 | 0.2245% | 0.2492% | 0.09991% | 0.2289% | 0.8025%
| 0.98% | 0.046% |  | 2017 | 0.4011% | 0.3699% | 0.08037% | 0.1038% | 0.9552%
| 0.9377% | 0.07139% |  | 2018 | 0.3383% | 0.3329% | 0.08888% | 0.2761% | 1.036%
| 1.53% | 0.1339% |  | 2019 | 0.5821% | 1.037% | 0.2224% | 0.552% | 2.394%
| 0.3968% | 0.2663% |  | 2020 | 1.001% | 1.709% | 0.2336% | 0.4275% | 3.371%
| 0.2212% | 0.05546% |  | 2021 | 0.896% | 1.076% | 0.1925% | 0.4186% | 2.583%
| 0.2551% | 0.00545% |  | 2022 | 1.171% | 1.602% | 0.2064% | 0.2498% | 3.229%
| 0.1342% | 0.2547% |  | 2023 | 1.034% | 1.353% | 0.1933% | 0.3797% | 2.96%
| 0.2068% | 0.0448%
| 0.5668% | 0.01665% | ERCOT | 2015 | 0.004867% | 0.04488% | 0.03152% | 0.009002% | 0.09027%
| 0.5499% | 0.05817% |  | 2016 | 0.02463% | 0.03171% | 0.03021% | 0.09141% | 0.178%
|  |  |  | 2017 | 0.08888% | 0.9875% | 0.2655% | 0.2175% | 1.559%
Jan-Dec 2016 | 0.5179% | 0.01624% |  | 2018 | 0.4474% | 3.191% | 1.869% | 1.177% | 6.684%
| 0.8572% | 0.2341% |  | 2019 | 2.109% | 1.521% | 0.4311% | 0.8931% | 4.954%
| 1.931% | 0.09714% |  | 2020 | 0.7152% | 1.312% | 0.8445% | 3.224% | 6.096%
| 1.267% | 0.1724% |  | 2021 | 2.446% | 2.573% | 1.485% | 2.884% | 9.388%
| 0.8721% | 0.1473% |  | 2022 | 3.198% | 3.716% | 0.8722% | 2.22% | 10.01%
| 0.5075% | 0.07292% |  | 2023 | 3.342% | 1.863% | 0.8878% | 1.184% | 7.277%
| 0.1284% | 0.1341%
| 0.1859% | 0.02553%
| 0.6798% | 0.142%
| 0.9261% | 0.4369%
| 1.133% | 0.3526%
| 1.18% | 0.2502%
Jan-Dec 2017 | 1.299% | 0.4257%
| 2.739% | 0.2362%
| 2.444% | 1.005%
| 2.496% | 3.62%
| 0.7653% | 4.667%
| 0.5271% | 2.007%
| 0.1711% | 1.082%
| 0.1327% | 0.8924%
| 0.5174% | 0.5477%
| 0.4895% | 0.8388%
| 0.5458% | 1.132%
| 0.4697% | 0.5561%
Jan-Dec 2018 | 0.5757% | 1.161%
| 1.321% | 1.017%
| 2.858% | 4.236%
| 1.518% | 11.52%
| 1.362% | 14.33%
| 0.384% | 7.236%
| 0.1827% | 4.511%
| 0.3389% | 7.664%
| 0.3748% | 5.838%
| 2.458% | 4.794%
| 0.9092% | 6.671%
| 0.3898% | 5.944%
Jan-Dec 2019 | 0.8036% | 8.705%
| 4.178% | 11.62%
| 3.792% | 11.79%
| 4.689% | 6.032%
| 4.944% | 6.66%
| 0.8219% | 2.983%
| 0.4037% | 0.9278%
| 0.2998% | 0.1588%
| 1.545% | 3.707%
| 1.575% | 8.94%
| 3.481% | 2.213%
| 4.433% | 0.5595%
Jan-Dec 2020 | 5.495% | 4.506%
| 4.927% | 5.346%
| 5.041% | 4.736%
| 7.622% | 7.857%
| 5.082% | 5.213%
| 4.104% | 2.799%
| 0.5732% | 1.222%
| 0.4937% | 3.201%
| 1.402% | 3.22%
| 2.535% | 13.2%
| 1.925% | 13.89%
| 2.041% | 10.35%
Jan-Dec 2021 | 2.021% | 8.684%
| 3.652% | 16.02%
| 6.74% | 15.95%
| 3.17% | 16.67%
| 5.314% | 9.833%
| 1.559% | 4.659%
| 0.5953% | 4.164%
| 0.594% | 4.575%
| 0.7632% | 5.232%
| 3.136% | 14.14%
| 1.151% | 9.243%
| 2.19% | 11.88%
Jan-Dec 2022 | 1.731% | 10.04%
| 6.343% | 13.02%
| 8.18% | 20.63%
| 7.658% | 20.95%
| 5.479% | 11.58%
| 2.504% | 6.323%
| 0.7337% | 2.898%
| 0.4137% | 3.066%
| 0.9873% | 2.758%
| 1.646% | 5.72%
| 1.539% | 14.67%
| 0.4825% | 15.97%
Jan-Dec 2023 | 1.501% | 12.54%
| 3.834% | 22.19%
| 9.776% | 16.78%
| 8.415% | 12.21%
| 3.276% | 2.883%
| 1.678% | 4.615%
| 0.5595% | 3.192%
| 0.571% | 2.547%
| 0.8324% | 2.712%
| 2.93% | 5.243%
| 1.363% | 4.622%
| 0.7515% | 7.619%

## Energy and Capacity Value
Solar's energy and capacity value by region and year
Sources: Berkeley Lab, ABB, ISOs
Notes: Solar Value describes generation-weighted value of utility-scale solar generation. For more details on methodology see Berkeley Lab publication "Mills et al, 2021, Solar-to-Grid" https://emp.lbl.gov/publications/solar-grid-trends-system-impacts-0
ISOs Only | [10 empty] | Western Non-ISO BAs Only | [9 empty] | Southeastern Non-ISO BAs Only
|  | Solar | Solar | Solar | Combined | Combined | [6 empty] | Solar | Solar | Solar | Combined | Combined | [5 empty] | Solar | Solar | Solar | Combined | Combined
|  | Energy | Capacity | Combined | Value | Value | [6 empty] | Energy | Capacity | Combined | Value | Value | [5 empty] | Energy | Capacity | Combined | Value | Value
|  | Value | Value | Value | 10th % | 90th % | Subtract | Add | Year |  |  |  | Value | Value | Value | 10th % | 90th % | Subtract | Add | Year |  |  | Value | Value | Value | 10th % | 90th % | Subtract | Add | Year
CAISO | CAISO | 40.2183 | 19.2573 | 59.4757 | 57.66 | 84.224 | 1.8157 | 24.7483 | 2012 |  | NEVP | NEVP | 27.6652 | 20.521 | 48.1863 | 48.128 | 51.728 | 0.058282 | 3.5417 | 2012 | CPLE | CPLE | 46.6824 | 29.3882 | 76.0707 | 74.756 | 78.708 | 1.3147 | 2.6373 | 2012
|  | 48.7554 | 18.7549 | 67.5103 | 65.463 | 84.797 | 2.0473 | 17.2867 | 2013 |  |  |  | 46.4152 | 24.6032 | 71.0184 | 67.895 | 79.005 | 3.1234 | 7.9866 | 2013 |  |  | 48.9903 | 24.7727 | 73.763 | 71.96 | 77.305 | 1.803 | 3.542 | 2013
|  | 50.4624 | 18.5082 | 68.9706 | 67.706 | 91.179 | 1.2646 | 22.2084 | 2014 |  |  |  | 48.5172 | 20.5443 | 69.0615 | 63.024 | 77.162 | 6.0375 | 8.1005 | 2014 |  |  | 59.2772 | 17.632 | 76.9092 | 69.122 | 86.958 | 7.7872 | 10.0488 | 2014
|  | 30.1418 | 13.4814 | 43.6232 | 42.792 | 62.054 | 0.83122 | 18.4308 | 2015 |  |  |  | 31.9581 | 22.9155 | 54.8736 | 50.226 | 62.222 | 4.6476 | 7.3484 | 2015 |  |  | 41.8738 | 13.971 | 55.8448 | 47.988 | 64.716 | 7.8568 | 8.8712 | 2015
|  | 26.5374 | 10.3752 | 36.9126 | 36.712 | 48.424 | 0.20056 | 11.5114 | 2016 |  |  |  | 26.9776 | 22.2591 | 49.2367 | 45.672 | 55.011 | 3.5647 | 5.7743 | 2016 |  |  | 39.3881 | 14.5851 | 53.9732 | 48.28 | 59.155 | 5.6932 | 5.1818 | 2016
|  | 28.5232 | 10.195 | 38.7182 | 37.922 | 48.966 | 0.7962 | 10.2478 | 2017 |  |  |  | 35.3933 | 13.5171 | 48.9104 | 44.912 | 54.706 | 3.9984 | 5.7956 | 2017 |  |  | 38.8562 | 16.645 | 55.5012 | 52.528 | 60.994 | 2.9732 | 5.4928 | 2017
|  | 29.087 | 5.4694 | 34.5564 | 31.758 | 44.858 | 2.7984 | 10.3016 | 2018 |  |  |  | 32.2604 | 13.2657 | 45.5261 | 42.535 | 49.895 | 2.9911 | 4.3689 | 2018 |  |  | 43.6636 | 10.0426 | 53.7061 | 46.496 | 58.454 | 7.2101 | 4.7479 | 2018
|  | 26.363 | 6.6204 | 32.9834 | 28.954 | 44.209 | 4.0294 | 11.2256 | 2019 |  |  |  | 29.8148 | 9.5658 | 39.3806 | 35.334 | 43.646 | 4.0466 | 4.2654 | 2019 |  |  | 34.3761 | 8.7868 | 43.1628 | 37.99 | 48.03 | 5.1728 | 4.8672 | 2019
|  | 22.4191 | 7.7077 | 30.1268 | 28.556 | 42.034 | 1.5708 | 11.9072 | 2020 |  |  |  | 26.2032 | 16.4234 | 42.6266 | 36.298 | 46.434 | 6.3286 | 3.8074 | 2020 |  |  | 26.3245 | 5.8753 | 32.1998 | 30.297 | 33.988 | 1.9028 | 1.7882 | 2020
|  | 30.0834 | 8.2998 | 38.3832 | 38.364 | 55.07 | 0.019185 | 16.6868 | 2021 |  |  |  | 28.1682 | 21.1667 | 49.3349 | 42.736 | 55.17 | 6.5989 | 5.8351 | 2021 |  |  | 45.1162 | 3.7571 | 48.8733 | 48.298 | 49.69 | 0.57529 | 0.81671 | 2021
|  | 44.8528 | 9.5076 | 54.3604 | 53.35 | 78.532 | 1.0104 | 24.1716 | 2022 |  |  |  | 46.9499 | 16.6739 | 63.6238 | 58.033 | 68.862 | 5.5908 | 5.2382 | 2022 |  |  | 82.9704 | 7.8576 | 90.828 | 89.13 | 93.87 | 1.698 | 3.042 | 2022
|  | 21.6755 | 5.2515 | 26.9271 | 25.628 | 45.408 | 1.2991 | 18.4809 | 2023 |  |  |  | 27.2953 | 9.343 | 36.6383 | 31.876 | 44.23 | 4.7623 | 7.5917 | 2023 |  |  | 31.1732 | 7.6735 | 38.8467 | 36.968 | 41.424 | 1.8787 | 2.5773 | 2023
ISONE | ISONE | 54.7213 | 4.8828 | 59.6041 | 56.153 | 61.446 | 3.4511 | 1.8419 | 2012 |  | LDWP | LDWP | 35.0059 | 31.3044 | 66.3103 | 65.212 | 67.758 | 1.0983 | 1.4477 | 2012 | TEC | TEC | 40.9 | 24.48 | 65.38 | 65.38 | 65.38 | 0 | 0 | 2012
|  | 74.6514 | 4.3924 | 79.0438 | 69.583 | 83.841 | 9.4608 | 4.7972 | 2013 |  |  |  | 45.9345 | 31.558 | 77.4925 | 79.43 | 88.632 | -1.9375 | 11.1395 | 2013 |  |  | 45.3792 | 31.4624 | 76.8416 | 74.824 | 77.408 | 2.0176 | 0.56637 | 2013
|  | 73.3354 | 4.6877 | 78.0231 | 57.73 | 90.18 | 20.2931 | 12.1569 | 2014 |  |  |  | 49.0427 | 28.8853 | 77.9281 | 77.08 | 86.1 | 0.84807 | 8.1719 | 2014 |  |  | 45.2338 | 36.8432 | 82.077 | 79.908 | 82.612 | 2.169 | 0.53499 | 2014
|  | 48.6366 | 5.0876 | 53.7243 | 45.618 | 59.57 | 8.1063 | 5.8457 | 2015 |  |  |  | 29.1033 | 32.7126 | 61.8159 | 59.732 | 72.064 | 2.0839 | 10.2481 | 2015 |  |  | 33.9 | 38.1074 | 72.0074 | 69.476 | 72.62 | 2.5314 | 0.61263 | 2015
|  | 37.6117 | 5.197 | 42.8087 | 39.564 | 45.132 | 3.2447 | 2.3233 | 2016 |  |  |  | 25.1387 | 26.9319 | 52.0706 | 55.458 | 63.962 | -3.3874 | 11.8914 | 2016 |  |  | 33.0944 | 29.5167 | 62.6111 | 59.905 | 63.74 | 2.7061 | 1.1289 | 2016
|  | 36.9448 | 9.4269 | 46.3717 | 41.424 | 50.684 | 4.9477 | 4.3123 | 2017 |  |  |  | 35.1391 | 18.4198 | 53.5589 | 52.915 | 66.635 | 0.64388 | 13.0761 | 2017 |  |  | 29.2455 | 22.3483 | 51.5938 | 48.032 | 53.14 | 3.5618 | 1.5462 | 2017
|  | 46.2236 | 16.3202 | 62.5438 | 54.92 | 71.342 | 7.6238 | 8.7982 | 2018 |  |  |  | 33.4036 | 19.6412 | 53.0447 | 51.716 | 61.28 | 1.3287 | 8.2353 | 2018 |  |  | 29.676 | 28.935 | 58.6109 | 54.025 | 59.65 | 4.5859 | 1.0391 | 2018
|  | 32.2005 | 13.6039 | 45.8044 | 42.293 | 51.128 | 3.5114 | 5.3236 | 2019 |  |  |  | 32.2693 | 16.8668 | 49.1361 | 43.584 | 54.39 | 5.5521 | 5.2539 | 2019 |  |  | 22.9614 | 28.0816 | 51.043 | 43.663 | 51.853 | 7.38 | 0.80997 | 2019
|  | 24.1359 | 8.9144 | 33.0503 | 31.96 | 34.568 | 1.0903 | 1.5177 | 2020 |  |  |  | 26.8833 | 18.1787 | 45.0619 | 40.39 | 48.86 | 4.6719 | 3.7981 | 2020 |  |  | 17.5467 | 26.5847 | 44.1315 | 38.708 | 45.492 | 5.4235 | 1.3605 | 2020
|  | 42.8996 | 7.4032 | 50.3028 | 48.806 | 51.95 | 1.4968 | 1.6472 | 2021 |  |  |  | 32.2915 | 19.7291 | 52.0206 | 48.769 | 59.178 | 3.2516 | 7.1574 | 2021 |  |  | 28.9791 | 19.2735 | 48.2526 | 45.564 | 49.57 | 2.6886 | 1.3174 | 2021
|  | 73.9387 | 5.4654 | 79.4041 | 78.052 | 81.018 | 1.3521 | 1.6139 | 2022 |  |  |  | 48.0473 | 13.5815 | 61.6288 | 57.105 | 67.33 | 4.5238 | 5.7012 | 2022 |  |  | 52.9057 | 23.7879 | 76.6936 | 74.5 | 79.068 | 2.1936 | 2.3744 | 2022
|  | 29.9463 | 3.7899 | 33.7362 | 32.942 | 34.5 | 0.79424 | 0.76376 | 2023 |  |  |  | 23.6632 | 10.5989 | 34.2621 | 33.762 | 43.972 | 0.50007 | 9.7099 | 2023 |  |  | 19.7382 | 28.5628 | 48.301 | 37.472 | 54.764 | 10.829 | 6.463 | 2023
ERCOT | ERCOT | 42.1704 | 0 | 42.1704 | 41.84 | 43.28 | 0.33036 | 1.1096 | 2012 |  | PNM | PNM | 24.4513 | 25.8721 | 50.3234 | 45.42 | 52.235 | 4.9034 | 1.9116 | 2012 | SCEG | SCEG | [7 empty] | 2012
|  | 48.5635 | 0 | 48.5635 | 48.295 | 49.755 | 0.26851 | 1.1915 | 2013 |  |  |  | 48.9182 | 33.2982 | 82.2164 | 72.716 | 92.774 | 9.5004 | 10.5576 | 2013 | [9 empty] | 2013
|  | 51.3865 | 0 | 51.3865 | 50.687 | 54.337 | 0.69953 | 2.9505 | 2014 |  |  |  | 53.7235 | 22.4857 | 76.2092 | 69.356 | 86.946 | 6.8532 | 10.7368 | 2014 | [9 empty] | 2014
|  | 37.8946 | 0 | 37.8946 | 36.755 | 38.408 | 1.1396 | 0.51336 | 2015 |  |  |  | 31.3839 | 31.2835 | 62.6674 | 55.046 | 71.43 | 7.6214 | 8.7626 | 2015 | [9 empty] | 2015
|  | 36.4644 | 0 | 36.4644 | 33.604 | 40.256 | 2.8604 | 3.7916 | 2016 |  |  |  | 27.9843 | 28.688 | 56.6723 | 50.269 | 64.8 | 6.4033 | 8.1277 | 2016 | [9 empty] | 2016
|  | 28.3011 | 0 | 28.3011 | 20.092 | 39.42 | 8.2091 | 11.1189 | 2017 |  |  |  | 23.7171 | 22.9466 | 46.6637 | 40.474 | 51.934 | 6.1897 | 5.2703 | 2017 |  |  | 37.89 | 26.89 | 64.78 | 64.78 | 64.78 | 0 | 0 | 2017
|  | 40.7646 | 0 | 40.7646 | 40.832 | 49.752 | -0.067443 | 8.9874 | 2018 |  |  |  | 32.0666 | 23.7057 | 55.7723 | 48.9 | 59.18 | 6.8723 | 3.4077 | 2018 |  |  | 39.5091 | 11.7557 | 51.2649 | 50.473 | 51.606 | 0.79185 | 0.34115 | 2018
|  | 67.5579 | 0 | 67.5579 | 66.069 | 82.546 | 1.4889 | 14.9881 | 2019 |  |  |  | 29.9037 | 19.8292 | 49.7329 | 45.38 | 52.548 | 4.3529 | 2.8151 | 2019 |  |  | 32.6876 | 16.6311 | 49.3188 | 46.413 | 56.02 | 2.9058 | 6.7012 | 2019
|  | 27.2587 | 0 | 27.2587 | 24.249 | 32.323 | 3.0097 | 5.0643 | 2020 |  |  |  | 24.5345 | 25.3792 | 49.9137 | 46.434 | 55.126 | 3.4797 | 5.2123 | 2020 |  |  | 26.7643 | 13.1424 | 39.9068 | 36.65 | 44.684 | 3.2568 | 4.7772 | 2020
|  | 88.2922 | 0 | 88.2922 | 78.575 | 142.685 | 9.7172 | 54.3928 | 2021 | 142.685 |  |  | 30.5559 | 29.3355 | 59.8914 | 56.43 | 65.93 | 3.4614 | 6.0386 | 2021 |  |  | 41.9664 | 7.8921 | 49.8585 | 48.406 | 52.052 | 1.4525 | 2.1935 | 2021
|  | 67.7232 | 0 | 67.7232 | 60.706 | 84.848 | 7.0172 | 17.1248 | 2022 |  |  |  | 47.8377 | 24.7197 | 72.5574 | 69.18 | 77.27 | 3.3774 | 4.7126 | 2022 |  |  | 77.5631 | 15.1681 | 92.7312 | 90.886 | 96.512 | 1.8452 | 3.7808 | 2022
|  | 67.0385 | 0 | 67.0385 | 60.332 | 74.116 | 6.7065 | 7.0775 | 2023 |  |  |  | 28.5678 | 13.9413 | 42.5091 | 40.784 | 44.408 | 1.7251 | 1.8989 | 2023 |  |  | 32.2021 | 16.8311 | 49.0333 | 45.69 | 49.85 | 3.3433 | 0.81674 | 2023
NYISO | NYISO | 77.3826 | 3.4369 | 80.8195 | 80.83 | 82.506 | -0.010482 | 1.6865 | 2012 |  | AZPS | AZPS | 25.0361 | 21.7048 | 46.7409 | 45.548 | 47.93 | 1.1929 | 1.1891 | 2012 | FPL | FPL | 43.5087 | 31.7617 | 75.2704 | 74.936 | 76.584 | 0.33437 | 1.3136 | 2012
|  | 99.8345 | 18.1731 | 118.0075 | 116.432 | 123.196 | 1.5755 | 5.1885 | 2013 |  |  |  | 43.6409 | 26.1801 | 69.821 | 70.302 | 75.988 | -0.481 | 6.167 | 2013 |  |  | 44.3764 | 42.3729 | 86.7494 | 86.537 | 87.553 | 0.21235 | 0.80365 | 2013
|  | 85.1474 | 14.7537 | 99.9011 | 89.418 | 100.954 | 10.4831 | 1.0529 | 2014 |  |  |  | 44.087 | 18.6296 | 62.7166 | 59.898 | 72.242 | 2.8186 | 9.5254 | 2014 |  |  | 51.0516 | 49.4051 | 100.4566 | 100.295 | 101.055 | 0.16163 | 0.59837 | 2014
|  | 57.4311 | 12.3751 | 69.8062 | 45.828 | 77.764 | 23.9782 | 7.9578 | 2015 |  |  |  | 29.9455 | 21.1399 | 51.0854 | 46.952 | 60.13 | 4.1334 | 9.0446 | 2015 |  |  | 38.0357 | 47.8108 | 85.8466 | 85.244 | 88.236 | 0.60256 | 2.3894 | 2015
|  | 45.5993 | 10.2659 | 55.8652 | 40.876 | 62.006 | 14.9892 | 6.1408 | 2016 |  |  |  | 24.1243 | 21.5881 | 45.7124 | 44.1 | 52.27 | 1.6124 | 6.5576 | 2016 |  |  | 33.964 | 39.4021 | 73.3661 | 73.222 | 75.806 | 0.14406 | 2.4399 | 2016
|  | 40.5828 | 12.5447 | 53.1275 | 37.83 | 63.424 | 15.2975 | 10.2965 | 2017 |  |  |  | 23.0415 | 18.6123 | 41.6539 | 38.7 | 46.59 | 2.9539 | 4.9361 | 2017 |  |  | 34.7312 | 25.3751 | 60.1063 | 57.96 | 69.9 | 2.1463 | 9.7937 | 2017
|  | 47.9909 | 10.1254 | 58.1163 | 43.108 | 70.78 | 15.0083 | 12.6637 | 2018 |  |  |  | 31.111 | 19.9486 | 51.0596 | 46.66 | 57.402 | 4.3996 | 6.3424 | 2018 |  |  | 39.547 | 28.956 | 68.503 | 63.36 | 77.216 | 5.143 | 8.713 | 2018
|  | 34.5665 | 7.0282 | 41.5946 | 28.586 | 53.609 | 13.0086 | 12.0144 | 2019 |  |  |  | 27.1946 | 15.8498 | 43.0444 | 39.496 | 49.577 | 3.5484 | 6.5326 | 2019 |  |  | 32.6586 | 24.4677 | 57.1263 | 53.01 | 65.23 | 4.1163 | 8.1037 | 2019
|  | 25.2047 | 7.8757 | 33.0805 | 25.216 | 42.67 | 7.8645 | 9.5895 | 2020 |  |  |  | 24.0732 | 22.0027 | 46.076 | 41.938 | 53.984 | 4.138 | 7.908 | 2020 |  |  | 26.1072 | 28.2492 | 54.3564 | 51.84 | 58.03 | 2.5164 | 3.6736 | 2020
|  | 43.9357 | 9.1554 | 53.091 | 40.228 | 58.417 | 12.863 | 5.326 | 2021 |  |  |  | 29.9004 | 29.0059 | 58.9062 | 54.086 | 65.362 | 4.8202 | 6.4558 | 2021 |  |  | 39.5925 | 22.3061 | 61.8987 | 55.22 | 67.07 | 6.6787 | 5.1713 | 2021
|  | 78.6661 | 6.8593 | 85.5254 | 66.042 | 106.484 | 19.4834 | 20.9586 | 2022 |  |  |  | 48.1925 | 26.3481 | 74.5406 | 69.168 | 77.908 | 5.3726 | 3.3674 | 2022 |  |  | 72.2439 | 26.8351 | 99.079 | 91.986 | 107.454 | 7.093 | 8.375 | 2022
|  | 30.2609 | 10.6945 | 40.9554 | 34.86 | 44.83 | 6.0954 | 3.8746 | 2023 |  |  |  | 26.1942 | 18.5004 | 44.6946 | 39.202 | 48.776 | 5.4926 | 4.0814 | 2023 |  |  | 30.8416 | 26.6175 | 57.4592 | 52.17 | 63.25 | 5.2892 | 5.7908 | 2023
PJM | PJM | 52.3616 | 17.9441 | 70.3056 | 66.308 | 77.317 | 3.9976 | 7.0114 | 2012 |  | PSCO | PSCO | 32.9062 | 25.7533 | 58.6595 | 57.436 | 64.877 | 1.2235 | 6.2175 | 2012 | FPC | FPC | 37.5566 | 30.2856 | 67.8422 | 67.21 | 68.25 | 0.63217 | 0.40783 | 2012
|  | 57.6876 | 24.1716 | 81.8592 | 69.666 | 96.246 | 12.1932 | 14.3868 | 2013 |  |  |  | 34.6874 | 31.5241 | 66.2114 | 65.253 | 77.342 | 0.95845 | 11.1306 | 2013 |  |  | 42.6335 | 39.4712 | 82.1047 | 81.669 | 82.381 | 0.43568 | 0.27632 | 2013
|  | 69.9679 | 24.0076 | 93.9755 | 87.208 | 105.988 | 6.7675 | 12.0125 | 2014 |  |  |  | 39.2194 | 26.1956 | 65.415 | 62.598 | 76.514 | 2.817 | 11.099 | 2014 |  |  | 51.2748 | 47.3457 | 98.6205 | 97.89 | 99.09 | 0.73047 | 0.46953 | 2014
|  | 46.6982 | 21.8668 | 68.565 | 63.125 | 79.962 | 5.44 | 11.397 | 2015 |  |  |  | 28.8002 | 30.9016 | 59.7018 | 56.26 | 63.14 | 3.4418 | 3.4382 | 2015 |  |  | 34.9208 | 48.2349 | 83.1558 | 81.89 | 83.97 | 1.2658 | 0.81423 | 2015
|  | 38.5376 | 18.1093 | 56.6469 | 51.674 | 68.118 | 4.9729 | 11.4711 | 2016 |  |  |  | 24.7485 | 28.1864 | 52.935 | 47.224 | 57.77 | 5.711 | 4.835 | 2016 |  |  | 33.2498 | 37.539 | 70.7888 | 66.402 | 72.058 | 4.3868 | 1.2692 | 2016
|  | 40.4037 | 17.7103 | 58.114 | 53.258 | 70.944 | 4.856 | 12.83 | 2017 |  |  |  | 25.564 | 24.6782 | 50.2422 | 44.205 | 53.845 | 6.0372 | 3.6028 | 2017 |  |  | 36.8354 | 26.9992 | 63.8346 | 60.124 | 66.704 | 3.7106 | 2.8694 | 2017
|  | 47.1612 | 23.3521 | 70.5133 | 66.645 | 79.029 | 3.8683 | 8.5157 | 2018 |  |  |  | 29.3732 | 24.9258 | 54.2989 | 47.008 | 59.748 | 7.2909 | 5.4491 | 2018 |  |  | 36.0833 | 35.7263 | 71.8096 | 69.554 | 74.734 | 2.2556 | 2.9244 | 2018
|  | 33.8988 | 18.207 | 52.1059 | 48.406 | 58.072 | 3.6999 | 5.9661 | 2019 |  |  |  | 26.9467 | 22.3895 | 49.3362 | 45.294 | 55.638 | 4.0422 | 6.3018 | 2019 |  |  | 28.5577 | 34.1158 | 62.6735 | 57.579 | 62.825 | 5.0945 | 0.15153 | 2019
|  | 26.1225 | 15.0412 | 41.1637 | 37.34 | 49.521 | 3.8237 | 8.3573 | 2020 |  |  |  | 21.5483 | 30.847 | 52.3953 | 47.684 | 57.01 | 4.7113 | 4.6147 | 2020 |  |  | 20.6504 | 32.1384 | 52.7887 | 49.802 | 54.171 | 2.9867 | 1.3823 | 2020
|  | 44.7619 | 16.4809 | 61.2428 | 57.38 | 71.195 | 3.8628 | 9.9522 | 2021 |  |  |  | 37.1894 | 36.5909 | 73.7803 | 69.453 | 82.059 | 4.3273 | 8.2787 | 2021 |  |  | 35.9175 | 26.5021 | 62.4196 | 58.67 | 63.66 | 3.7496 | 1.2404 | 2021
|  | 85.4022 | 12.1048 | 97.507 | 88.097 | 108.479 | 9.41 | 10.972 | 2022 |  |  |  | 45.5112 | 31.8901 | 77.4013 | 74.07 | 85.532 | 3.3313 | 8.1307 | 2022 |  |  | 69.4741 | 31.2254 | 100.6995 | 98.832 | 104.821 | 1.8675 | 4.1215 | 2022
|  | 31.431 | 4.6917 | 36.1227 | 28.506 | 42.076 | 7.6167 | 5.9533 | 2023 |  |  |  | 23.1864 | 20.4649 | 43.6513 | 41.46 | 48.36 | 2.1913 | 4.7087 | 2023 |  |  | 22.1361 | 40.8252 | 62.9613 | 58.343 | 69.726 | 4.6183 | 6.7647 | 2023
MISO | MISO | 47.4094 | 0.02 | 47.4294 | 46.128 | 48.672 | 1.3014 | 1.2426 | 2012 |  | PACE | PACE | [7 empty] | 2012 | SOCO | SOCO | [7 empty] | 2012
|  | 46.6249 | 0.095379 | 46.7203 | 42.284 | 51.463 | 4.4363 | 4.7427 | 2013 |  |  |  | 41.81 | 34.56 | 76.37 | 76.37 | 76.37 | 0 | 0 | 2013 |  |  | 43.5495 | 27.7745 | 71.324 | 70.03 | 72.59 | 1.294 | 1.266 | 2013
|  | 53.5935 | 1.5377 | 55.1311 | 49.775 | 57.77 | 5.3561 | 2.6389 | 2014 |  |  |  | 45.3 | 33.69 | 78.99 | 78.99 | 78.99 | 0 | 0 | 2014 |  |  | 49.9361 | 21.7822 | 71.7183 | 70.176 | 79.352 | 1.5423 | 7.6337 | 2014
|  | 41.2645 | 1.3064 | 42.5709 | 34.53 | 44.725 | 8.0409 | 2.1541 | 2015 |  |  |  | 27.92 | 38.41 | 66.33 | 66.33 | 66.33 | 0 | 0 | 2015 |  |  | 36.6108 | 25.9213 | 62.5322 | 58.702 | 70.822 | 3.8302 | 8.2898 | 2015
|  | 40.0626 | 6.5707 | 46.6334 | 40.654 | 49.18 | 5.9794 | 2.5466 | 2016 |  |  |  | 25.4629 | 31.456 | 56.9189 | 57.19 | 69.774 | -0.2711 | 12.8551 | 2016 |  |  | 35.8068 | 24.2824 | 60.0892 | 55.969 | 63.018 | 4.1202 | 2.9288 | 2016
|  | 37.6025 | 2.941 | 40.5435 | 35.285 | 50.37 | 5.2585 | 9.8265 | 2017 |  |  |  | 25.0869 | 18.9008 | 43.9877 | 41.858 | 58.317 | 2.1297 | 14.3293 | 2017 |  |  | 38.6324 | 30.476 | 69.1084 | 61.775 | 72.46 | 7.3334 | 3.3516 | 2017
|  | 38.5704 | 0.48975 | 39.0602 | 34.278 | 47.587 | 4.7822 | 8.5268 | 2018 |  |  |  | 29.0552 | 19.5787 | 48.6339 | 46.365 | 53.522 | 2.2689 | 4.8881 | 2018 |  |  | 40.4501 | 20.7647 | 61.2148 | 57.108 | 63.79 | 4.1068 | 2.5752 | 2018
|  | 30.0437 | 0.74736 | 30.791 | 27.64 | 36.526 | 3.151 | 5.735 | 2019 |  |  |  | 26.7484 | 16.2981 | 43.0464 | 41.175 | 47.285 | 1.8714 | 4.2386 | 2019 |  |  | 31.4125 | 24.7946 | 56.2071 | 52.792 | 59.604 | 3.4151 | 3.3969 | 2019
|  | 24.4004 | 2.094 | 26.4944 | 21.007 | 30.946 | 5.4874 | 4.4516 | 2020 |  |  |  | 22.9678 | 20.5744 | 43.5422 | 39.67 | 48.05 | 3.8722 | 4.5078 | 2020 |  |  | 25.3247 | 19.2743 | 44.599 | 42.476 | 47.678 | 2.123 | 3.079 | 2020
|  | 43.3398 | 2.2503 | 45.5901 | 36.103 | 55.405 | 9.4871 | 9.8149 | 2021 |  |  |  | 29.9705 | 25.3458 | 55.3163 | 53.403 | 62.122 | 1.9133 | 6.8057 | 2021 |  |  | 41.99 | 13.4351 | 55.4251 | 53.258 | 57.432 | 2.1671 | 2.0069 | 2021
|  | 72.7909 | 17.4468 | 90.2377 | 75.722 | 104.196 | 14.5157 | 13.9583 | 2022 |  |  |  | 45.537 | 19.8751 | 65.4121 | 62.148 | 70.91 | 3.2641 | 5.4979 | 2022 |  |  | 76.6298 | 24.9308 | 101.5606 | 96.683 | 106.782 | 4.8776 | 5.2214 | 2022
|  | 32.5481 | 13.571 | 46.119 | 43.978 | 53.352 | 2.141 | 7.233 | 2023 |  |  |  | 30.5242 | 12.5003 | 43.0244 | 39.58 | 48.56 | 3.4444 | 5.5356 | 2023 |  |  | 29.3467 | 31.0304 | 60.3772 | 55.178 | 63.128 | 5.1992 | 2.7508 | 2023
SPP | SPP | 36.4866 | 32.3263 | 68.8129 | 68.345 | 69.895 | 0.46787 | 1.0821 | 2012 |  | IPCO | IPCO | [7 empty] | 2012 | DUK | DUK | 47.0843 | 33.582 | 80.6664 | 75.024 | 84.654 | 5.6424 | 3.9876 | 2012
|  | 44.5026 | 53.6735 | 98.1761 | 96.3 | 99.95 | 1.8761 | 1.7739 | 2013 | [10 empty] | 2013 |  |  | 49.104 | 29.1785 | 78.2824 | 65.008 | 84.204 | 13.2744 | 5.9216 | 2013
|  | 59.3097 | 37.3194 | 96.6291 | 94.234 | 97.996 | 2.3951 | 1.3669 | 2014 | [10 empty] | 2014 |  |  | 59.1195 | 27.2425 | 86.362 | 81.002 | 93.146 | 5.36 | 6.784 | 2014
|  | 36.1686 | 32.4274 | 68.5961 | 65.096 | 72.298 | 3.5001 | 3.7019 | 2015 | [10 empty] | 2015 |  |  | 41.8006 | 29.3947 | 71.1953 | 66.92 | 76.13 | 4.2753 | 4.9347 | 2015
|  | 35.0872 | 44.1971 | 79.2843 | 62.89 | 88.122 | 16.3943 | 8.8377 | 2016 | [10 empty] | 2016 |  |  | 39.4096 | 25.5088 | 64.9184 | 60.873 | 68.025 | 4.0454 | 3.1066 | 2016
|  | 34.5529 | 32.3181 | 66.871 | 64.374 | 79.262 | 2.497 | 12.391 | 2017 |  |  |  | 31.4434 | 28.8579 | 60.3013 | 60.521 | 63.719 | -0.21975 | 3.4177 | 2017 |  |  | 39.0857 | 28.9164 | 68.0021 | 64.82 | 72.79 | 3.1821 | 4.7879 | 2017
|  | 33.6474 | 30.4579 | 64.1053 | 60.908 | 83.834 | 3.1973 | 19.7287 | 2018 |  |  |  | 33.5477 | 28.6343 | 62.182 | 59.087 | 65.589 | 3.095 | 3.407 | 2018 |  |  | 43.8598 | 18.9649 | 62.8247 | 57.067 | 68.185 | 5.7577 | 5.3603 | 2018
|  | 32.2778 | 31.8418 | 64.1196 | 60.633 | 79.597 | 3.4866 | 15.4774 | 2019 |  |  |  | 31.3837 | 22.7457 | 54.1294 | 52.682 | 56.368 | 1.4474 | 2.2386 | 2019 |  |  | 34.4431 | 20.0924 | 54.5356 | 50.56 | 59.54 | 3.9756 | 5.0044 | 2019
|  | 28.758 | 32.9627 | 61.7207 | 53.894 | 76.099 | 7.8267 | 14.3783 | 2020 |  |  |  | 25.2833 | 27.9383 | 53.2217 | 51.19 | 56.094 | 2.0317 | 2.8723 | 2020 |  |  | 26.4053 | 16.8233 | 43.2286 | 41.701 | 45.715 | 1.5276 | 2.4864 | 2020
|  | 52.0623 | 28.3994 | 80.4617 | 72.404 | 95.582 | 8.0577 | 15.1203 | 2021 |  |  |  | 37.2635 | 32.906 | 70.1696 | 67.213 | 74.45 | 2.9566 | 4.2804 | 2021 |  |  | 45.2885 | 12.5447 | 57.8332 | 56.59 | 59.53 | 1.2432 | 1.6968 | 2021
|  | 64.8994 | 27.2295 | 92.1289 | 77.576 | 118.118 | 14.5529 | 25.9891 | 2022 |  |  |  | 53.4174 | 28.9233 | 82.3407 | 80.287 | 86.645 | 2.0537 | 4.3043 | 2022 |  |  | 83.4358 | 28.6959 | 112.1317 | 109.086 | 116.527 | 3.0457 | 4.3953 | 2022
|  | 33.2276 | 24.9366 | 58.1642 | 53.872 | 69.253 | 4.2922 | 11.0888 | 2023 |  |  |  | 39.758 | 18.2043 | 57.9622 | 56.37 | 61.98 | 1.5922 | 4.0178 | 2023 |  |  | 31.2425 | 33.4269 | 64.6694 | 60.692 | 67.859 | 3.9774 | 3.1896 | 2023
[11 empty] | PACW | PACW | [7 empty] | 2012 | TVA | TVA | [7 empty] | 2012
[13 empty] | 47.54 | 19.15 | 66.69 | 66.69 | 66.69 | 0 | 0 | 2013 |  |  | 43.3142 | 27.7548 | 71.0689 | 70.009 | 74.801 | 1.0599 | 3.7321 | 2013
[13 empty] | 56.86 | 17.43 | 74.29 | 74.29 | 74.29 | 0 | 0 | 2014 |  |  | 48.6192 | 27.6708 | 76.29 | 75.611 | 78.419 | 0.67898 | 2.129 | 2014
[13 empty] | 29.1765 | 16.6067 | 45.7832 | 42.178 | 52.138 | 3.6052 | 6.3548 | 2015 |  |  | 36.1136 | 24.931 | 61.0446 | 58.415 | 61.96 | 2.6296 | 0.91535 | 2015
[13 empty] | 22.0677 | 17.7073 | 39.775 | 36.388 | 46.546 | 3.387 | 6.771 | 2016 |  |  | 36.4788 | 19.8568 | 56.3356 | 53.896 | 57.336 | 2.4396 | 1.0004 | 2016
[13 empty] | 23.9927 | 12.133 | 36.1257 | 34.018 | 49.053 | 2.1077 | 12.9273 | 2017 |  |  | 38.3983 | 35.5888 | 73.9871 | 63.956 | 78.716 | 10.0311 | 4.7289 | 2017
[13 empty] | 27.9291 | 10.987 | 38.9161 | 36.936 | 42.15 | 1.9801 | 3.2339 | 2018 |  |  | 40.0932 | 21.1207 | 61.2139 | 50.863 | 69.642 | 10.3509 | 8.4281 | 2018
[13 empty] | 28.1976 | 8.6005 | 36.798 | 34.87 | 40.474 | 1.928 | 3.676 | 2019 |  |  | 32.2261 | 24.4237 | 56.6498 | 46.46 | 64.476 | 10.1898 | 7.8262 | 2019
[13 empty] | 20.8771 | 12.3641 | 33.2413 | 29.573 | 39.443 | 3.6683 | 6.2017 | 2020 |  |  | 26.5224 | 20.1124 | 46.6347 | 40.45 | 49.38 | 6.1847 | 2.7453 | 2020
[13 empty] | 35.9251 | 17.9593 | 53.8844 | 50.664 | 58.772 | 3.2204 | 4.8876 | 2021 |  |  | 43.1024 | 12.7121 | 55.8145 | 52.797 | 58.059 | 3.0175 | 2.2445 | 2021
[13 empty] | 49.0243 | 19.2049 | 68.2292 | 64.808 | 71.722 | 3.4212 | 3.4928 | 2022 |  |  | 80.1144 | 27.6329 | 107.7473 | 103.17 | 114.826 | 4.5773 | 7.0787 | 2022
[13 empty] | 40.5359 | 14.4833 | 55.0193 | 53.916 | 57.738 | 1.1033 | 2.7187 | 2023 |  |  | 31.1522 | 34.5475 | 65.6996 | 63.105 | 78.556 | 2.5946 | 12.8564 | 2023
[11 empty] | WACM | WACM | 32.9954 | 27.5492 | 60.5445 | 60.579 | 63.242 | -0.03448 | 2.6975 | 2012
[13 empty] | 34.4595 | 35.982 | 70.4415 | 68.97 | 74.768 | 1.4715 | 4.3265 | 2013
[13 empty] | 38.8647 | 31.5544 | 70.4191 | 70.236 | 74.146 | 0.18308 | 3.7269 | 2014
[13 empty] | 30.0684 | 34.0908 | 64.1592 | 63.426 | 68.212 | 0.73318 | 4.0528 | 2015
[13 empty] | 25.5776 | 32.6267 | 58.2043 | 56.693 | 66.229 | 1.5113 | 8.0247 | 2016
[13 empty] | 24.9938 | 27.2242 | 52.218 | 50.29 | 59.5 | 1.928 | 7.282 | 2017
[13 empty] | 28.7537 | 29.7911 | 58.5448 | 56.502 | 66.768 | 2.0428 | 8.2232 | 2018
[13 empty] | 28.3397 | 23.5574 | 51.897 | 37.142 | 58.402 | 14.755 | 6.505 | 2019
[13 empty] | 23.6206 | 27.2506 | 50.8711 | 36.998 | 57.88 | 13.8731 | 7.0089 | 2020
[13 empty] | 46.3942 | 37.2181 | 83.6123 | 72.78 | 89.655 | 10.8323 | 6.0427 | 2021
[13 empty] | 38.2113 | 32.1823 | 70.3936 | 61.832 | 75.187 | 8.5616 | 4.7934 | 2022
[13 empty] | 21.3739 | 20.8668 | 42.2406 | 37.589 | 48.79 | 4.6516 | 6.5494 | 2023
[11 empty] | BPAT | BPAT | [7 empty] | 2012
[13 empty] | 50.09 | 8.87 | 58.96 | 58.96 | 58.96 | 0 | 0 | 2013
[13 empty] | 47.56 | 7.9 | 55.46 | 55.46 | 55.46 | 0 | 0 | 2014
[13 empty] | 41.5 | 8.01 | 49.51 | 49.51 | 49.51 | 0 | 0 | 2015
[13 empty] | 28.84 | 8.82 | 37.66 | 37.66 | 37.66 | 0 | 0 | 2016
[13 empty] | 31.76 | 6.09 | 37.85 | 37.85 | 37.85 | 0 | 0 | 2017
[13 empty] | 31.76 | 5.54 | 37.3 | 37.3 | 37.3 | 0 | 0 | 2018
[13 empty] | 33.25 | 4.26 | 37.51 | 37.51 | 37.51 | 0 | 0 | 2019
[13 empty] | 26.536 | 9.9807 | 36.5167 | 33.728 | 37.44 | 2.7887 | 0.92326 | 2020
[13 empty] | 40.6746 | 10.2461 | 50.9206 | 49.14 | 53.99 | 1.7806 | 3.0694 | 2021
[13 empty] | 49.2837 | 8.4298 | 57.7136 | 56.43 | 62.61 | 1.2836 | 4.8964 | 2022
[13 empty] | 42.5066 | 5.7091 | 48.2157 | 47.188 | 52.614 | 1.0277 | 4.3983 | 2023

## Energy+Capacity Value vs. PPA
Solar's energy and capacity value versus PPA prices by region and year
Sources: Berkeley Lab, ABB, ISOs, Level10, Trio
Notes: For Solar Energy and Capacity Value see Tab "Energy and Capacity Value"
| Berkeley Lab PPA | Level10 PPA | Trio PPA | Energy | Capacity
| Price | Price | Price | Value | Value
| 2023 $/MWh | 2023 $/MWh | 2023 $/MWh | 2023 $/MWh | 2023 $/MWh | Year
2012-23 CAISO | 98.3155 |  |  | 40.2183 | 19.2573 | 2012
| 73.4459 |  |  | 48.7554 | 18.7549 | 2013
| 60.2047 |  |  | 50.4624 | 18.5082 | 2014
| 52.6045 |  |  | 30.1418 | 13.4814 | 2015
| 37.5024 |  |  | 26.5374 | 10.3752 | 2016
| 36.6795 |  |  | 28.5232 | 10.195 | 2017
| 31.9796 |  |  | 29.087 | 5.4694 | 2018
| 20.6166 | 23.2738 |  | 26.363 | 6.6204 | 2019
| 23.4629 | 23.1961 |  | 22.4191 | 7.7077 | 2020
| 22.234 | 26.2071 | 25.4966 | 30.0834 | 8.2998 | 2021
| 27.0107 | 31.0625 | 32.9848 | 44.8528 | 9.5076 | 2022
|  | 38.8496 | 36.2781 | 21.6755 | 5.2515 | 2023
2012-23 ERCOT |  |  |  | 42.1704 | 0 | 2012
|  |  |  | 48.5635 | 0 | 2013
|  |  |  | 51.3865 | 0 | 2014
| 38.2689 |  |  | 37.8946 | 0 | 2015
|  |  |  | 36.4644 | 0 | 2016
| 23.2517 |  |  | 28.3011 | 0 | 2017
|  |  |  | 40.7646 | 0 | 2018
|  | 23.6886 |  | 67.5579 | 0 | 2019
|  | 24.0236 |  | 27.2587 | 0 | 2020
|  | 25.2654 | 26.9931 | 88.2922 | 0 | 2021
|  | 32.5203 | 35.7486 | 67.7232 | 0 | 2022
|  | 40.0099 | 43.7823 | 67.0385 | 0 | 2023
2012-23 SPP |  |  |  | 36.4866 | 32.3263 | 2012
|  |  |  | 44.5026 | 53.6735 | 2013
|  |  |  | 59.3097 | 37.3194 | 2014
| 41.8677 |  |  | 36.1686 | 32.4274 | 2015
|  |  |  | 35.0872 | 44.1971 | 2016
|  |  |  | 34.5529 | 32.3181 | 2017
|  |  |  | 33.6474 | 30.4579 | 2018
|  | 24.0545 |  | 32.2778 | 31.8418 | 2019
|  | 26.1281 |  | 28.758 | 32.9627 | 2020
|  | 30.0887 | 34.0351 | 52.0623 | 28.3994 | 2021
|  | 39.6225 | 44.6744 | 64.8994 | 27.2295 | 2022
|  | 41.7996 | 45.7341 | 33.2276 | 24.9366 | 2023
2012-23 MISO |  |  |  | 47.4094 | 0.02 | 2012
|  |  |  | 46.6249 | 0.095379 | 2013
|  |  |  | 53.5935 | 1.5377 | 2014
| 55.9083 |  |  | 41.2645 | 1.3064 | 2015
|  |  |  | 40.0626 | 6.5707 | 2016
| 33.0014 |  |  | 37.6025 | 2.941 | 2017
| 36.7 |  |  | 38.5704 | 0.48975 | 2018
| 39.9107 | 31.0074 |  | 30.0437 | 0.74736 | 2019
| 27.0146 | 30.0059 |  | 24.4004 | 2.094 | 2020
| 38.2733 | 32.3856 | 33.6639 | 43.3398 | 2.2503 | 2021
|  | 42.2588 | 44.6518 | 72.7909 | 17.4468 | 2022
|  | 50.7569 | 51.7195 | 32.5481 | 13.571 | 2023
2012-23 PJM |  |  |  | 52.3616 | 17.9441 | 2012
|  |  |  | 57.6876 | 24.1716 | 2013
|  |  |  | 69.9679 | 24.0076 | 2014
|  |  |  | 46.6982 | 21.8668 | 2015
| 48.3819 |  |  | 38.5376 | 18.1093 | 2016
| 88.3267 |  |  | 40.4037 | 17.7103 | 2017
| 33.273 |  |  | 47.1612 | 23.3521 | 2018
| 31.6615 | 33.1542 |  | 33.8988 | 18.207 | 2019
| 30.9105 | 34.0729 |  | 26.1225 | 15.0412 | 2020
|  | 35.027 | 36.0768 | 44.7619 | 16.4809 | 2021
| 43.825 | 46.8741 | 49.6584 | 85.4022 | 12.1048 | 2022
|  | 60.789 | 62.0111 | 31.431 | 4.6917 | 2023
2012-23 NYISO |  |  |  | 77.3826 | 3.4369 | 2012
|  |  |  | 99.8345 | 18.1731 | 2013
|  |  |  | 85.1474 | 14.7537 | 2014
|  |  |  | 57.4311 | 12.3751 | 2015
|  |  |  | 45.5993 | 10.2659 | 2016
|  |  |  | 40.5828 | 12.5447 | 2017
|  |  |  | 47.9909 | 10.1254 | 2018
|  |  |  | 34.5665 | 7.0282 | 2019
|  |  |  | 25.2047 | 7.8757 | 2020
| 42.4003 | 69.8242 |  | 43.9357 | 9.1554 | 2021
|  | 63.695 |  | 78.6661 | 6.8593 | 2022
|  | 72.817 |  | 30.2609 | 10.6945 | 2023
2012-23 ISO-NE |  |  |  | 54.7213 | 4.8828 | 2012
|  |  |  | 74.6514 | 4.3924 | 2013
|  |  |  | 73.3354 | 4.6877 | 2014
|  |  |  | 48.6366 | 5.0876 | 2015
|  |  |  | 37.6117 | 5.197 | 2016
| 79.3925 |  |  | 36.9448 | 9.4269 | 2017
|  |  |  | 46.2236 | 16.3202 | 2018
|  |  |  | 32.2005 | 13.6039 | 2019
|  |  |  | 24.1359 | 8.9144 | 2020
|  |  |  | 42.8996 | 7.4032 | 2021
|  |  |  | 73.9387 | 5.4654 | 2022
|  | 78.2563 |  | 29.9463 | 3.7899 | 2023
2012-23 West (non-ISO) | 90.6028 |  |  | 28.8303 | 23.4856 | 2012
| 68.5047 |  |  | 42.4674 | 27.6388 | 2013
| 61.206 |  |  | 44.9508 | 20.5226 | 2014
| 45.9707 |  |  | 30.3701 | 23.4312 | 2015
| 35.4611 |  |  | 25.3175 | 24.6186 | 2016
| 31.1075 |  |  | 29.023 | 18.7713 | 2017
| 22.6748 |  |  | 31.3318 | 19.1763 | 2018
| 20.7842 |  |  | 29.0399 | 15.6117 | 2019
| 20.9927 |  |  | 24.6396 | 20.4437 | 2020
| 19.3797 |  |  | 31.7828 | 25.03 | 2021
| 26.7752 |  |  | 46.9748 | 20.7377 | 2022
| 27.4952 |  |  | 28.2549 | 13.4092 | 2023
2012-23 Southeast (non-ISO) |  |  |  | 43.3423 | 31.5447 | 2012
|  |  |  | 47.0645 | 30.6597 | 2013
| 62.3777 |  |  | 56.595 | 24.8298 | 2014
| 52.2257 |  |  | 40.6999 | 22.8161 | 2015
| 50.0428 |  |  | 38.5289 | 21.3793 | 2016
| 30.1042 |  |  | 38.4191 | 25.8439 | 2017
| 27.8643 |  |  | 41.9973 | 17.207 | 2018
| 22.5735 |  |  | 32.7623 | 19.2059 | 2019
| 25.3559 |  |  | 25.315 | 17.531 | 2020
|  |  |  | 41.3933 | 13.8163 | 2021
|  |  |  | 75.8965 | 22.5927 | 2022
|  |  |  | 29.4866 | 26.3367 | 2023

## Value Factor vs. Penetration
Solar value factor versus solar market penetration by region and year
Sources: Berkeley Lab, ABB, ISOs
Notes: Solar value factor describes the market value of solar in proportion to that of a generalized flat-block, i.e., 24x7 average price across all pricing nodes in region.
For more details on methodology see Berkeley Lab publication "Mills et al, 2021, Solar-to-Grid" https://emp.lbl.gov/publications/solar-grid-trends-system-impacts-0
ISOs Only |  |  |  |  | Western Non-ISO BAs Only |  |  |  |  | Southeastern Non-ISO BAs Only
|  | Solar | Solar |  |  |  | Solar | Solar |  |  |  | Solar | Solar
|  | Market | Value |  |  |  | Market | Value |  |  |  | Market | Value
|  | Share | Factor | Year |  |  | Share | Factor | Year |  |  | Share | Factor | Year
CAISO | CAISO | 1.536% | 122.8% | 2012 | NEVP | NEVP | 1.018% | 119.5% | 2012 | CPLE | CPLE | 0.1981% | 145.5% | 2012
|  | 2.796% | 113.3% | 2013 |  |  | 1.383% | 115.7% | 2013 |  |  | 0.3641% | 138.2% | 2013
|  | 6.4% | 103.6% | 2014 |  |  | 1.767% | 104.1% | 2014 |  |  | 0.7259% | 116.9% | 2014
|  | 9.34% | 90.34% | 2015 |  |  | 2.195% | 104.5% | 2015 |  |  | 1.199% | 112.8% | 2015
|  | 12.06% | 85.27% | 2016 |  |  | 3.82% | 104.2% | 2016 |  |  | 2.119% | 124.4% | 2016
|  | 14.97% | 86.76% | 2017 |  |  | 7.582% | 87.73% | 2017 |  |  | 3.485% | 123.4% | 2017
|  | 16.89% | 68.99% | 2018 |  |  | 8.576% | 82.12% | 2018 |  |  | 4.542% | 112.4% | 2018
|  | 18.41% | 65.48% | 2019 |  |  | 9.84% | 77.86% | 2019 |  |  | 6.095% | 107.3% | 2019
|  | 20.26% | 64.11% | 2020 |  |  | 11.57% | 82.14% | 2020 |  |  | 6.789% | 103.9% | 2020
|  | 22.54% | 59.72% | 2021 |  |  | 14.29% | 84.1% | 2021 |  |  | 7.293% | 100.7% | 2021
|  | 24.96% | 53.78% | 2022 |  |  | 17.54% | 71.22% | 2022 |  |  | 8.227% | 105.5% | 2022
|  | 27.44% | 37.92% | 2023 |  |  | 19.95% | 62.13% | 2023 |  |  | 9.581% | 89.44% | 2023
ISONE | ISONE | 0.202% | 112% | 2012 | LDWP | LDWP | 0.4255% | 149.6% | 2012 | TEC | TEC | 0.06013% | 128.7% | 2012
|  | 0.4534% | 103.3% | 2013 |  |  | 0.8125% | 126.3% | 2013 |  |  | 0.1171% | 134.1% | 2013
|  | 0.99% | 92.69% | 2014 |  |  | 0.9081% | 118.7% | 2014 |  |  | 0.1279% | 137.1% | 2014
|  | 1.411% | 94.99% | 2015 |  |  | 2.935% | 123.5% | 2015 |  |  | 0.1329% | 144.1% | 2015
|  | 1.991% | 100.7% | 2016 |  |  | 4.254% | 110.9% | 2016 |  |  | 0.162% | 135.8% | 2016
|  | 2.67% | 90.17% | 2017 |  |  | 8.048% | 96.47% | 2017 |  |  | 0.4041% | 132.6% | 2017
|  | 3.475% | 93.37% | 2018 |  |  | 9.756% | 94.08% | 2018 |  |  | 0.8312% | 136% | 2018
|  | 4.156% | 92.2% | 2019 |  |  | 10.79% | 96.5% | 2019 |  |  | 4.538% | 145.8% | 2019
|  | 4.975% | 90.77% | 2020 |  |  | 12.01% | 86.86% | 2020 |  |  | 6.318% | 147.1% | 2020
|  | 5.65% | 88.91% | 2021 |  |  | 12.65% | 79.63% | 2021 |  |  | 7.715% | 119.4% | 2021
|  | 7.576% | 85.41% | 2022 |  |  | 13.34% | 65.85% | 2022 |  |  | 9.89% | 118.9% | 2022
|  | 8.579% | 86.25% | 2023 |  |  | 14.28% | 54.78% | 2023 |  |  | 9.407% | 136.5% | 2023
ERCOT | ERCOT | 0.05185% | 123.2% | 2012 | PNM | PNM | 0.6119% | 126.8% | 2012 | SCEG | SCEG | 0.0003744% |  | 2012
|  | 0.06903% | 119.2% | 2013 |  |  | 1.079% | 126% | 2013 |  |  | 0.0007917% |  | 2013
|  | 0.1302% | 107.2% | 2014 |  |  | 2.049% | 109.5% | 2014 |  |  | 0.00471% |  | 2014
|  | 0.1737% | 118.4% | 2015 |  |  | 2.731% | 118.3% | 2015 |  |  | 0.0112% |  | 2015
|  | 0.2885% | 130.8% | 2016 |  |  | 3.978% | 118.8% | 2016 |  |  | 0.06862% |  | 2016
|  | 0.7199% | 88.9% | 2017 |  |  | 5.366% | 102.7% | 2017 |  |  | 0.4796% | 146.1% | 2017
|  | 0.9949% | 102.8% | 2018 |  |  | 6.821% | 100.3% | 2018 |  |  | 2.68% | 116% | 2018
|  | 1.329% | 124.5% | 2019 |  |  | 5.445% | 96.17% | 2019 |  |  | 4.061% | 126.1% | 2019
|  | 2.461% | 95.3% | 2020 |  |  | 8.144% | 111% | 2020 |  |  | 7.935% | 126.5% | 2020
|  | 4.471% | 36.2% | 2021 |  |  | 8.9% | 104.8% | 2021 |  |  | 9.307% | 109.4% | 2021
|  | 6.021% | 94.08% | 2022 |  |  | 10.34% | 81.49% | 2022 |  |  | 9.861% | 116.1% | 2022
|  | 7.107% | 132% | 2023 |  |  | 12.33% | 71.58% | 2023 |  |  | 9.087% | 113.3% | 2023
NYISO | NYISO | 0.1112% | 148.9% | 2012 | AZPS | AZPS | 1.685% | 119.7% | 2012 | FPL | FPL | 0.08223% | 159.3% | 2012
|  | 0.1575% | 161.2% | 2013 |  |  | 3.725% | 116.8% | 2013 |  |  | 0.09179% | 162.3% | 2013
|  | 0.2653% | 123.1% | 2014 |  |  | 7.193% | 98.31% | 2014 |  |  | 0.1004% | 162.4% | 2014
|  | 0.4237% | 128% | 2015 |  |  | 7.663% | 99.57% | 2015 |  |  | 0.1093% | 160.5% | 2015
|  | 0.6341% | 135.5% | 2016 |  |  | 8.514% | 99.06% | 2016 |  |  | 0.1281% | 152.4% | 2016
|  | 0.8691% | 123.7% | 2017 |  |  | 9.301% | 93.79% | 2017 |  |  | 0.5621% | 132.7% | 2017
|  | 1.121% | 114.3% | 2018 |  |  | 10.11% | 93.13% | 2018 |  |  | 1.571% | 126.4% | 2018
|  | 1.528% | 114.3% | 2019 |  |  | 11.07% | 86.39% | 2019 |  |  | 2.008% | 127.1% | 2019
|  | 2.139% | 104.6% | 2020 |  |  | 11.34% | 105.7% | 2020 |  |  | 3.034% | 142% | 2020
|  | 2.652% | 110.7% | 2021 |  |  | 11.66% | 104.4% | 2021 |  |  | 4.614% | 121.4% | 2021
|  | 3.556% | 101.9% | 2022 |  |  | 12.16% | 83.99% | 2022 |  |  | 5.657% | 117.4% | 2022
|  | 4.246% | 101.8% | 2023 |  |  | 12.32% | 75.94% | 2023 |  |  | 7.304% | 123.1% | 2023
PJM | PJM | 0.2238% | 148.9% | 2012 | PSCO | PSCO | 0.9834% | 151.7% | 2012 | FPC | FPC | 0.09746% | 152.4% | 2012
|  | 0.3165% | 161.3% | 2013 |  |  | 1.144% | 152.2% | 2013 |  |  | 0.1134% | 154.2% | 2013
|  | 0.3917% | 143% | 2014 |  |  | 1.303% | 151.4% | 2014 |  |  | 0.1309% | 156.9% | 2014
|  | 0.4617% | 140.2% | 2015 |  |  | 1.218% | 158.6% | 2015 |  |  | 0.1608% | 170.1% | 2015
|  | 0.5958% | 141.7% | 2016 |  |  | 1.877% | 163.3% | 2016 |  |  | 0.2491% | 161.9% | 2016
|  | 0.79% | 141.3% | 2017 |  |  | 2.798% | 178.1% | 2017 |  |  | 0.3539% | 144.1% | 2017
|  | 0.9411% | 141.8% | 2018 |  |  | 3.168% | 147.4% | 2018 |  |  | 0.5006% | 151% | 2018
|  | 1.178% | 140.4% | 2019 |  |  | 3.383% | 163.1% | 2019 |  |  | 1.163% | 166% | 2019
|  | 1.48% | 141.3% | 2020 |  |  | 3.504% | 182.5% | 2020 |  |  | 2.41% | 170.9% | 2020
|  | 2.012% | 126.9% | 2021 |  |  | 4.431% | 151.1% | 2021 |  |  | 3.439% | 137.9% | 2021
|  | 2.45% | 124.1% | 2022 |  |  | 6.668% | 187.8% | 2022 |  |  | 4.701% | 131.3% | 2022
|  | 2.966% | 116% | 2023 |  |  | 10.36% | 192.8% | 2023 |  |  | 6.114% | 167.3% | 2023
MISO | MISO | 0.01014% | 140.2% | 2012 | PACE | PACE | 0.04698% |  | 2012 | SOCO | SOCO | 0.01284% |  | 2012
|  | 0.02178% | 121.7% | 2013 |  |  | 0.06588% | 146.5% | 2013 |  |  | 0.02122% | 144.4% | 2013
|  | 0.05713% | 119.9% | 2014 |  |  | 0.1352% | 138.7% | 2014 |  |  | 0.09807% | 121.8% | 2014
|  | 0.08145% | 133.3% | 2015 |  |  | 0.1932% | 161.1% | 2015 |  |  | 0.1254% | 140.5% | 2015
|  | 0.11% | 145.1% | 2016 |  |  | 1.771% | 129.7% | 2016 |  |  | 0.4287% | 147.8% | 2016
|  | 0.2397% | 120.2% | 2017 |  |  | 3.615% | 104.4% | 2017 |  |  | 1.049% | 155.3% | 2017
|  | 0.3779% | 110.4% | 2018 |  |  | 3.762% | 101.2% | 2018 |  |  | 1.304% | 138.1% | 2018
|  | 0.4508% | 107.5% | 2019 |  |  | 6.718% | 93.62% | 2019 |  |  | 1.279% | 147.4% | 2019
|  | 0.6216% | 110.7% | 2020 |  |  | 6.944% | 109.1% | 2020 |  |  | 2.131% | 145.3% | 2020
|  | 0.9089% | 114.2% | 2021 |  |  | 8.561% | 102.9% | 2021 |  |  | 2.607% | 121.5% | 2021
|  | 1.328% | 139.5% | 2022 |  |  | 9.654% | 85.33% | 2022 |  |  | 3.555% | 131.5% | 2022
|  | 1.816% | 146% | 2023 |  |  | 10.2% | 75.29% | 2023 |  |  | 4.221% | 149% | 2023
SPP | SPP | 0.05731% | 168.7% | 2012 | IPCO | IPCO | 0.0007953% |  | 2012 | DUK | DUK | 0.04694% | 154.3% | 2012
|  | 0.06523% | 183.2% | 2013 |  |  | 0.0008066% |  | 2013 |  |  | 0.1503% | 146.7% | 2013
|  | 0.09158% | 175.4% | 2014 |  |  | 0.01783% |  | 2014 |  |  | 0.3176% | 131.3% | 2014
|  | 0.09974% | 169.5% | 2015 |  |  | 0.03188% |  | 2015 |  |  | 0.5221% | 143.8% | 2015
|  | 0.1281% | 201.4% | 2016 |  |  | 0.2132% |  | 2016 |  |  | 1.358% | 149.6% | 2016
|  | 0.309% | 170.5% | 2017 |  |  | 3.494% | 129.8% | 2017 |  |  | 2.001% | 151.2% | 2017
|  | 0.3559% | 153% | 2018 |  |  | 3.965% | 123.5% | 2018 |  |  | 2.212% | 131.4% | 2018
|  | 0.37% | 175.7% | 2019 |  |  | 4.178% | 114.2% | 2019 |  |  | 2.448% | 135.6% | 2019
|  | 0.4667% | 190% | 2020 |  |  | 4.744% | 131.4% | 2020 |  |  | 2.599% | 139.5% | 2020
|  | 0.5322% | 141.2% | 2021 |  |  | 4.782% | 122.1% | 2021 |  |  | 3.011% | 119.2% | 2021
|  | 0.5676% | 165.9% | 2022 |  |  | 4.762% | 99.07% | 2022 |  |  | 3.604% | 130.2% | 2022
|  | 0.7306% | 167% | 2023 |  |  | 6.696% | 93.31% | 2023 |  |  | 3.967% | 148.9% | 2023
[5 empty] | PACW | PACW | 0.001244% |  | 2012 | TVA | TVA | 0.003129% |  | 2012
[7 empty] | 0.02317% | 108.2% | 2013 |  |  | 0.01132% | 144.2% | 2013
[7 empty] | 0.04315% | 108.4% | 2014 |  |  | 0.01428% | 133.5% | 2014
[7 empty] | 0.05071% | 108.8% | 2015 |  |  | 0.0427% | 139% | 2015
[7 empty] | 0.1379% | 107.7% | 2016 |  |  | 0.06016% | 138.2% | 2016
[7 empty] | 0.5018% | 97.54% | 2017 |  |  | 0.1349% | 168% | 2017
[7 empty] | 2.014% | 89% | 2018 |  |  | 0.1816% | 140.2% | 2018
[7 empty] | 2.567% | 82.2% | 2019 |  |  | 0.3345% | 147.5% | 2019
[7 empty] | 3.382% | 88.26% | 2020 |  |  | 0.3366% | 150.3% | 2020
[7 empty] | 4.357% | 97.66% | 2021 |  |  | 0.4519% | 121.9% | 2021
[7 empty] | 4.41% | 86.44% | 2022 |  |  | 0.8269% | 136.2% | 2022
[7 empty] | 4.073% | 86.71% | 2023 |  |  | 1.046% | 156.2% | 2023
[5 empty] | WACM | WACM | 0.2087% | 156.6% | 2012
[7 empty] | 0.212% | 161.9% | 2013
[7 empty] | 0.2214% | 157% | 2014
[7 empty] | 0.2403% | 130.2% | 2015
[7 empty] | 0.3282% | 123.4% | 2016
[7 empty] | 0.43% | 115% | 2017
[7 empty] | 0.4901% | 115.5% | 2018
[7 empty] | 1.402% | 108.3% | 2019
[7 empty] | 2.754% | 116.7% | 2020
[7 empty] | 3.139% | 140.4% | 2021
[7 empty] | 2.892% | 141.7% | 2022
[7 empty] | 2.707% | 133.2% | 2023
[5 empty] | BPAT | BPAT | 0.1449% |  | 2012
[7 empty] | 0.2156% | 95.13% | 2013
[7 empty] | 0.3026% | 87.52% | 2014
[7 empty] | 0.3921% | 92.44% | 2015
[7 empty] | 0.5365% | 80.27% | 2016
[7 empty] | 0.6576% | 81.23% | 2017
[7 empty] | 0.8219% | 71.69% | 2018
[7 empty] | 0.9646% | 72.6% | 2019
[7 empty] | 1.36% | 83.13% | 2020
[7 empty] | 1.675% | 80.61% | 2021
[7 empty] | 2.09% | 71.99% | 2022
[7 empty] | 2.361% | 74.55% | 2023
CAISO
ISO-NE
ERCOT
NYISO
PJM
MISO
SPP

## Value Difference vs. Flat Block
Cause of value differences between solar and flat block in 2023
Sources: Berkeley Lab, ABB, ISOs | [6 empty] | Sources: Berkeley Lab, ABB, ISOs
Notes: Solar value factor describes the market value of solar in proportion to that of a generalized flat-block, i.e., 24x7 average price across all pricing nodes in region.
For more details on methodology see Berkeley Lab publication "Mills et al, 2021, Solar-to-Grid" https://emp.lbl.gov/renewable-grid-insights
Regional average market value of solar in 2023 relative to a generalized flat block of power
| CAISO |  | ERCOT |  | ISO-NE |  | MISO |  | NYISO |  | PJM |  | SPP
| value factor | penetration | value factor | penetration | value factor | penetration | value factor | penetration | value factor | penetration | value factor | penetration | value factor | penetration
2012 | 1.2281 | 1.536% | 1.2325 | 0.05185% | 1.12 | 0.202% | 1.4016 | 0.01014% | 1.489 | 0.1112% | 1.4891 | 0.2238% | 1.6866 | 0.05731%
2013 | 1.1327 | 2.796% | 1.1918 | 0.06903% | 1.033 | 0.4534% | 1.2166 | 0.02178% | 1.6119 | 0.1575% | 1.6134 | 0.3165% | 1.8317 | 0.06523%
2014 | 1.0364 | 6.4% | 1.0724 | 0.1302% | 0.92689 | 0.99% | 1.1987 | 0.05713% | 1.231 | 0.2653% | 1.4296 | 0.3917% | 1.7543 | 0.09158%
2015 | 0.90336 | 9.34% | 1.1844 | 0.1737% | 0.94995 | 1.411% | 1.333 | 0.08145% | 1.2796 | 0.4237% | 1.4019 | 0.4617% | 1.6952 | 0.09974%
2016 | 0.85265 | 12.06% | 1.3084 | 0.2885% | 1.0075 | 1.991% | 1.4507 | 0.11% | 1.3555 | 0.6341% | 1.4174 | 0.5958% | 2.0138 | 0.1281%
2017 | 0.86758 | 14.97% | 0.88897 | 0.7199% | 0.90168 | 2.67% | 1.2018 | 0.2397% | 1.2371 | 0.8691% | 1.4134 | 0.79% | 1.7047 | 0.309%
2018 | 0.6899 | 16.89% | 1.0277 | 0.9949% | 0.93373 | 3.475% | 1.104 | 0.3779% | 1.1429 | 1.121% | 1.4184 | 0.9411% | 1.5299 | 0.3559%
2019 | 0.65478 | 18.41% | 1.2449 | 1.329% | 0.92198 | 4.156% | 1.0752 | 0.4508% | 1.1433 | 1.528% | 1.4043 | 1.178% | 1.7571 | 0.37%
2020 | 0.64108 | 20.26% | 0.95302 | 2.461% | 0.90768 | 4.975% | 1.1068 | 0.6216% | 1.0458 | 2.139% | 1.4132 | 1.48% | 1.8996 | 0.4667%
2021 | 0.59717 | 22.54% | 0.36202 | 4.471% | 0.88905 | 5.65% | 1.1421 | 0.9089% | 1.1067 | 2.652% | 1.2687 | 2.012% | 1.4121 | 0.5322%
2022 | 0.53782 | 24.96% | 0.94078 | 6.021% | 0.85408 | 7.576% | 1.395 | 1.328% | 1.0193 | 3.556% | 1.2412 | 2.45% | 1.6593 | 0.5676%
2023 | 0.37916 | 27.44% | 1.32 | 7.107% | 0.86246 | 8.579% | 1.4603 | 1.816% | 1.0181 | 4.246% | 1.1603 | 2.966% | 1.6699 | 0.7306%
Regional average market value of solar in 2023 relative to a generalized flat block of power ($/MWh)
Wholsale value (2023$/MWh) | Flat block at all nodes | Flat block at solar nodes | Flat block at solar nodes (with curtailment) | Solar profile at solar nodes
energy value | 42.5166 | 46.0747 | 44.1622 | 36.5533
capacity value | 7.3493 | 11.3794 | 11.3794 | 4.8096
total value | 49.8658 | 57.4541 | 55.5416 | 41.3629 | 82.95%
Regional average market value in 2023 relative to a generalized flat block (percentage changes)
|  | Flat block at all nodes | Flat block at solar nodes | Flat block at solar nodes (with curtailment) | Solar profile at solar nodes
CAISO | energy value | 54.0439 | 49.7025 | 47.5756 | 21.6755
| capacity value | 16.9733 | 16.9733 | 16.9733 | 5.2515
| total value | 71.0171 | 66.6758 | 64.5489 | 26.9271
ERCOT | energy value | 50.785 | 53.1917 | 49.5036 | 67.0385
| capacity value |  | 0 | 0 | 0
| total value | 50.785 | 53.1917 | 49.5036 | 67.0385
ISO-NE | energy value | 35.3482 | 35.477 | 35.477 | 29.9463
| capacity value | 3.7679 | 3.7679 | 3.7679 | 3.7899
| total value | 39.1162 | 39.245 | 39.245 | 33.7362
MISO | energy value | 27.9836 | 28.6663 | 28.6663 | 32.5481
| capacity value | 3.5987 | 3.388 | 3.388 | 13.571
| total value | 31.5822 | 32.0542 | 32.0542 | 46.119
NYISO | energy value | 31.1642 | 30.0718 | 30.0718 | 30.2609
| capacity value | 9.0614 | 5.5489 | 5.5489 | 10.6945
| total value | 40.2256 | 35.6207 | 35.6207 | 40.9554
PJM | energy value | 29.0145 | 30.4806 | 30.4806 | 31.431
| capacity value | 2.1186 | 1.9967 | 1.9967 | 4.6917
| total value | 31.1332 | 32.4772 | 32.4772 | 36.1227
SPP | energy value | 26.2189 | 24.3069 | 24.3069 | 33.2276
| capacity value | 8.6118 | 8.6118 | 8.6118 | 24.9366
| total value | 34.8307 | 32.9186 | 32.9186 | 58.1642
Regional average market value in 2023 relative to a generalized flat block (percentage changes)
| Flat block | Flat block | Location | Curtailment | Profile | Total change | Solar value
CAISO | 71.0171 | 100% | -6.113% | -2.995% | -52.98% | -62.08% | 26.9271
ISONE | 39.1162 | 100% | 0.3293% | 0% | -14.08% | -13.75% | 33.7362
NYISO | 40.2256 | 100% | -11.45% | 0% | 13.26% | 1.814% | 40.9554
PJM | 31.1332 | 100% | 4.317% | 2.282e-14% | 11.71% | 16.03% | 36.1227
ERCOT | 50.785 | 100% | 4.739% | -7.262% | 34.53% | 32% | 67.0385
MISO | 31.5822 | 100% | 1.494% | 0% | 44.53% | 46.03% | 46.119
SPP | 34.8307 | 100% | -5.489% | 0% | 72.48% | 66.99% | 58.1642
location
curtailment
profile

## Energy+Capacity Value vs. LCOE
Estimated levelized cost of energy vs energy and capacity market value in the first full year of operation
Sources: Berkeley Lab, ABB, EIA | [8 empty] | Sources: Berkeley Lab, ABB, EIA
Notes: Sample is limited to projects with both LCOE and market value observations. Generation-weighted means may thus differ from data described in LCOE and market value tabs. | [8 empty] | Notes: Total Net-Value is national sum of our sample of utility-scale solar projects >5MWac. Regional or project-level net-value can differ from national trend.
For more detail on methods , source data, and discussion of caveats, see Wiser et al (2024) Grid Value and Cost of Utility-Scale Wind and Solar: Potential Implications for Consumer Electricity Bills
First Full Calendar Year of Operation | Annual Sample | Annual Project Capacity Sum (MW) | Generation-Weighted LCOE after Tax Credits (2023$/MWh) | LCOE after Tax Credits 20th Percentile (2023$/MWh) | LCOE after Tax Credits 80th Percentile (2023$/MWh) | Generation-Weighted Energy + Capacity Market Value in First Year (2023$/MWh) | Market Value 20th Percentile (2023$/MWh) | Market Value 80th Percentile (2023$/MWh) | Calendar Year | Project Cohort | Projects in Cohort | Capacity of Project Cohort in Calendar Year (MW) | Generation of Project Cohort in Calendar Year (MWh) | Generation-Weighted Net-Value of Project Cohort in Calendar Year (2023$/MWh) | Total Net-Value of Project Cohort in Calendar Year (2023$)
2012 | 20 | 306.68 | 153.75 | 133.3 | 190.42 | 59.81 | 56.09 | 71.37 | 2012 | 2007-2010 Vintages | 12 | 214.77 | 466603.41 | -106.51 | -49697440.23
2013 | 28 | 626.62 | 121.01 | 120.38 | 184.77 | 64.24 | 59.29 | 80.64 | 2012 | 2011-2014 Vintages | 20 | 306.68 | 627343.61 | -93.94 | -58931746.77
2014 | 36 | 1312.35 | 101.86 | 86.22 | 133.49 | 65.61 | 56.69 | 78.9 | 2013 | 2007-2010 Vintages | 12 | 214.77 | 457588.16 | -93.18 | -42638718.68
2015 | 51 | 2944.22 | 100.87 | 73.57 | 113.2 | 43.86 | 42.91 | 61.99 | 2013 | 2011-2014 Vintages | 50 | 1060.3 | 2287197.53 | -57.98 | -132611037.14
2016 | 75 | 2612.98 | 78.92 | 66.78 | 96.85 | 45.29 | 38.15 | 58.32 | 2014 | 2007-2010 Vintages | 12 | 214.77 | 447286.82 | -89.96 | -40239010.27
2017 | 137 | 7163.41 | 59.48 | 52.46 | 79.54 | 46.15 | 39.7 | 64.62 | 2014 | 2011-2014 Vintages | 92 | 2374.15 | 5644794.21 | -44.93 | -253630817.58
2018 | 152 | 3847.04 | 58.59 | 48.04 | 76.72 | 48.36 | 38.19 | 63.02 | 2015 | 2007-2010 Vintages | 12 | 214.77 | 428988.29 | -101.04 | -43345779.23
2019 | 84 | 3665.92 | 47.97 | 40.35 | 64.64 | 50.43 | 37.98 | 60.27 | 2015 | 2011-2014 Vintages | 140 | 5262.88 | 12701964.44 | -60.41 | -767289939.91
2020 | 93 | 4281.01 | 42.16 | 35.78 | 57.45 | 39.52 | 33.36 | 47.23 | 2015 | 2015-2018 Vintages | 1 | 5.5 | 9165.32 | 1.19 | 10906.73
2021 | 147 | 9078.35 | 36.57 | 33.66 | 55.48 | 61.83 | 47.81 | 64.35 | 2016 | 2007-2010 Vintages | 12 | 214.77 | 417599.17 | -106.5 | -44472282.52
2022 | 123 | 10678.24 | 34.09 | 29.24 | 46.17 | 82.08 | 74.07 | 99.19 | 2016 | 2011-2014 Vintages | 143 | 5371.6 | 13048059.17 | -65.73 | -857593846.38
2023 | 133 | 9336.13 | 33.39 | 29.9 | 46.71 | 48.4 | 33.49 | 58.28 | 2016 | 2015-2018 Vintages | 75 | 2612.98 | 6207215.28 | -33.62 | -208709274.42
[9 empty] | 2017 | 2007-2010 Vintages | 12 | 214.77 | 448610.26 | -118.34 | -53087151.56
[9 empty] | 2017 | 2011-2014 Vintages | 143 | 5371.6 | 12758318.58 | -63.75 | -813365808.11
[9 empty] | 2017 | 2015-2018 Vintages | 223 | 9863.19 | 23957017.54 | -18.86 | -451886803.29
[9 empty] | 2018 | 2007-2010 Vintages | 12 | 214.77 | 435842.85 | -112.73 | -49132847.65
[9 empty] | 2018 | 2011-2014 Vintages | 143 | 5371.6 | 12736200.7 | -65.64 | -835992562.58
[9 empty] | 2018 | 2015-2018 Vintages | 365 | 13683.43 | 32820893.11 | -17.38 | -570510354.21
[9 empty] | 2019 | 2007-2010 Vintages | 12 | 214.77 | 428829.75 | -115.11 | -49361994.82
[9 empty] | 2019 | 2011-2014 Vintages | 142 | 5349.8 | 12031110.37 | -67.54 | -812575936.33
[9 empty] | 2019 | 2015-2018 Vintages | 450 | 17364.35 | 40163334.61 | -14.76 | -592919147.18
[9 empty] | 2020 | 2007-2010 Vintages | 12 | 214.77 | 424633.78 | -117.95 | -50086374.78
[9 empty] | 2020 | 2011-2014 Vintages | 143 | 5371.6 | 12391431.82 | -70.64 | -875375658.02
[9 empty] | 2020 | 2015-2018 Vintages | 451 | 17382.85 | 39545003.09 | -22.48 | -889122294.1
[9 empty] | 2020 | 2019-2022 Vintages | 94 | 4301.01 | 9778999.59 | -2.72 | -26581871.01
[9 empty] | 2021 | 2007-2010 Vintages | 12 | 214.77 | 396228.17 | -98.98 | -39220446.71
[9 empty] | 2021 | 2011-2014 Vintages | 143 | 5371.6 | 12027713.2 | -59.92 | -720737387.29
[9 empty] | 2021 | 2015-2018 Vintages | 451 | 17382.85 | 39564574.21 | -6.08 | -240605553.44
[9 empty] | 2021 | 2019-2022 Vintages | 241 | 13439.36 | 30179389.82 | 22.33 | 673994085.11
[9 empty] | 2022 | 2007-2010 Vintages | 12 | 214.77 | 392943.82 | -88.27 | -34686201.64
[9 empty] | 2022 | 2011-2014 Vintages | 143 | 5371.6 | 11817285.98 | -42.36 | -500621514.8
[9 empty] | 2022 | 2015-2018 Vintages | 451 | 17382.85 | 39593179.28 | 13.59 | 538194191.01
[9 empty] | 2022 | 2019-2022 Vintages | 363 | 24037.6 | 54470065.68 | 44.28 | 2411957286.17
[9 empty] | 2023 | 2007-2010 Vintages | 12 | 214.77 | 385821.57 | -119.44 | -46080660.1
[9 empty] | 2023 | 2011-2014 Vintages | 143 | 5371.6 | 11403742.44 | -74.09 | -844865157.71
[9 empty] | 2023 | 2015-2018 Vintages | 451 | 17382.85 | 37515663.06 | -17.5 | -656602001.58
[9 empty] | 2023 | 2019-2022 Vintages | 496 | 33373.73 | 70565701.31 | 15.57 | 1098893594.34

## Market vs. Air+Climate Value
Electricity Market Value and Climate and Air Quality Benefits of Utility-Scale Solar Generation in 2023
Sources: Berkeley Lab, EIA, others
Notes: For more detail on methods , source data, and discussion of caveats, see Millstein et al (2024) Climate and air quality benefits of wind and solar generation in the United States from 2019 to 2022. https://emp.lbl.gov/publications/climate-and-air-quality-benefits-0
Region | Generation-Weighted Energy Value (2023$/MWh) | Generation-Weighted Capacity Value (2023$/MWh) | Generation-Weighted NOx Value (2023$/MWh) | Generation-Weighted SO2 Value (2023$/MWh) | Generation-Weighted CO2 Value (2023$/MWh) | Generation-Weighted LCOE before Tax Credits (2023$/MWh) | Generation-Weighted LCOE after Tax Credits (2023$/MWh) | Generation-Weighted Net Value before Tax Credits (2023$/MWh) | Generation-Weighted Net Value after Tax Credits (2023$/MWh) | Total Net Value before Tax Credits (2023$) | Total Net Value after Tax Credits (2023$)
ISO-NE | 29.95 | 3.79 | 2.53 | 0.28 | 22.37 | -96.8 | -69.21 | -37.89 | -10.3 | -144584449.47 | -39300167.53
Southeast | 29.6 | 31.52 | 22.59 | 27.06 | 156.51 | -64.26 | -46.54 | 203.02 | 220.74 | 1697702263.42 | 1845920422.55
Carolinas | 31.39 | 18.23 | 20.82 | 32.5 | 130.86 | -76.01 | -54.46 | 157.8 | 179.35 | 1544841523.04 | 1755799418.89
Florida | 27.48 | 29.4 | 15.1 | 11.69 | 115.95 | -53.01 | -39.49 | 146.61 | 160.13 | 2072899541.55 | 2264022530.75
ERCOT | 73.17 |  | 19.49 | 14.76 | 121.39 | -49.18 | -36.16 | 179.64 | 192.65 | 5724452907.26 | 6139117868.17
WECC | 24.59 | 8.14 | 10.52 | 1.96 | 81.26 | -83.57 | -57.85 | 42.89 | 68.61 | 2849664822.18 | 4558105285.01
[10 empty] | 13744976607.98 | 16523665357.84

## All Capacity in Queues
Generation and storage capacity in 51 selected interconnection queues from 2014 to 2023, by resource type
Source: Berkeley Lab review of interconnection queues
All
|  |  | Standalone | Hybrid | Standalone | Hybrid | Total |  |  | Resources
|  |  | Prior | Prior | New | New | GW |  |  | Total GW
Solar |  | 2014 | 25.0524 | 0 | 19.5117 | 0 | 44.5641 | 19.5117 | 2014 | 325.8333
|  | 2015 | 33.0551 | 0 | 23.7635 | 0 | 56.8186 | 23.7635 | 2015 | 364.7007
|  | 2016 | 36.9775 | 0 | 83.3325 | 0 | 120.31 | 83.3325 | 2016 | 424.7908
| 2014- | 2017 | 83.5783 | 0 | 104.931 | 0 | 188.5093 | 104.931 | 2017 | 510.3834
|  | 2018 | 138.1984 | 11.5563 | 115.5446 | 17.6667 | 282.966 | 133.2114 | 2018 | 643.7327
|  | 2019 | 155.4988 | 43.0001 | 109.7847 | 58.5831 | 366.8667 | 168.3678 | 2019 | 735.8521
| 2023 | 2020 | 195.5608 | 95.9643 | 107.6153 | 63.3043 | 462.4447 | 170.9196 | 2020 | 964.9159
|  | 2021 | 263.7425 | 145.9926 | 126.3368 | 138.1858 | 674.2577 | 264.5226 | 2021 | 1449.5098
|  | 2022 | 332.339 | 264.084 | 158.4142 | 192.3991 | 947.2363 | 350.8133 | 2022 | 2035.6493
|  | 2023 | 436.3016 | 336.124 | 77.2043 | 234.988 | 1084.6179 | 312.1923 | 2023 | 2586.2343
Storage |  | 2014 | 0 |  | 0 |  | 0 | 0
|  | 2015 | 1.7607 |  | 5.5424 |  | 7.3031 | 5.5424
|  | 2016 | 5.1003 |  | 6.6378 |  | 11.7382 | 6.6378
| 2014- | 2017 | 10.0559 |  | 8.8264 |  | 18.8824 | 8.8264
|  | 2018 | 9.4105 |  | 19.6234 |  | 29.0339 | 19.6234
|  | 2019 | 18.067 |  | 37.3364 |  | 55.4033 | 37.3364
| 2023 | 2020 | 42.2351 | 67.1319 | 50.997 | 44.5985 | 204.9625 | 95.5955
|  | 2021 | 79.9018 | 100.5197 | 139.9617 | 105.9104 | 426.2935 | 245.8721
|  | 2022 | 196.6838 | 203.2051 | 128.257 | 154.4619 | 682.6078 | 282.7189
|  | 2023 | 276.1288 | 297.8984 | 226.8475 | 227.0774 | 1027.9521 | 453.9249
Wind |  | 2014 | 66.6735 | 0 | 29.2024 | 0 | 95.8759 | 29.2024
|  | 2015 | 65.0273 | 0 | 44.5626 | 0 | 109.5898 | 44.5626
|  | 2016 | 74.7513 | 0 | 66.9242 | 0 | 141.6755 | 66.9242
| 2014- | 2017 | 98.7262 | 0 | 81.4483 | 0 | 180.1745 | 81.4483
|  | 2018 | 138.1431 | 2.19 | 91.0017 | 0.8284 | 232.1632 | 91.8301
|  | 2019 | 158.9488 | 2.3705 | 55.64 | 8.5429 | 225.5022 | 64.1829
| 2023 | 2020 | 151.4145 | 2.952 | 44.4953 | 10.277 | 209.1388 | 54.7723
|  | 2021 | 166.6893 | 7.838 | 63.8587 | 11.566 | 249.952 | 75.4247
|  | 2022 | 196.2569 | 14.081 | 79.5196 | 10.293 | 300.1505 | 89.8126
|  | 2023 | 236.6341 | 21.593 | 80.3842 | 26.15 | 364.7613 | 106.5342
Gas |  | 2014 | 79.9664 | 0 | 65.1747 | 0 | 145.1411
|  | 2015 | 105.1196 | 0 | 58.2297 | 0 | 163.3493
|  | 2016 | 93.6194 | 0 | 39.7563 | 0 | 133.3757
| 2014- | 2017 | 74.7701 | 0 | 36.1004 | 0 | 110.8705
|  | 2018 | 58.2473 | 0.106 | 27.4209 | 0.23845 | 86.0127
|  | 2019 | 48.2793 | 0.3488 | 28.447 | 0.1315 | 77.2066
| 2023 | 2020 | 48.0382 | 1.189 | 21.7908 | 2.972 | 73.99
|  | 2021 | 61.3679 | 2.153 | 11.2076 | 0.3194 | 75.0479
|  | 2022 | 50.8146 | 0.4284 | 17.67 | 13.407 | 82.32
|  | 2023 | 47.7871 | 4.2942 | 21.5839 | 5.525 | 79.1902
Other |  | 2014 | 18.3491 |  | 7.0573 |  | 25.4064
|  | 2015 | 9.3649 |  | 3.797 |  | 13.1619
|  | 2016 | 6.0331 |  | 4.4391 |  | 10.4722
| 2014- | 2017 | 3.989 |  | 2.2445 |  | 6.2335
|  | 2018 | 3.622 |  | 2.9675 |  | 6.5894
|  | 2019 | 4.1023 |  | 0.5454 |  | 4.6477
| 2023 | 2020 | 5.5561 | 0.0672 | 0.6873 | 1.6292 | 7.9399
|  | 2021 | 8.3294 | 3.985 | 2.167 | 2.21 | 16.6914
|  | 2022 | 8.0959 | 3.199 | 1.2281 | 2.869 | 15.392
|  | 2023 | 9.3206 | 6.675 | 3.5215 | 0 | 19.5171
Nuclear |  | 2014 | 7.021 |  | 4.205 |  | 11.226
|  | 2015 | 10.817 |  | 0 |  | 10.817
|  | 2016 | 5.392 |  | 0.9522 |  | 6.3442
| 2014- | 2017 | 5.4397 |  | 0.0806 |  | 5.5203
|  | 2018 | 5.4423 |  | 0.7061 |  | 6.1484
|  | 2019 | 6.1255 |  | 0.05 |  | 6.1755
| 2023 | 2020 | 6.1243 | 0 | 0.185 | 0 | 6.3093
|  | 2021 | 6.3093 | 0 | 0.015 | - | 6.3243
|  | 2022 | 5.957 |  | 0.5 |  | 6.457
|  | 2023 | 6.4 |  | 3.59 |  | 9.99
Coal |  | 2014 | 1.783 |  | 1.8368 |  | 3.6198
|  | 2015 | 3.169 |  | 0.492 |  | 3.661
|  | 2016 | 0.845 |  | 0.03 |  | 0.875
| 2014- | 2017 | 0.179 |  | 0.014 |  | 0.193
|  | 2018 | 0.083 |  | 0.736 |  | 0.819
|  | 2019 | 0.039 |  | 0.011 |  | 0.05
| 2023 | 2020 | 0.1307 | 0 | 0 | 0 | 0.1307
|  | 2021 | 0.943 | - | 0 | - | 0.943
|  | 2022 | 1.4857 |  |  |  | 1.4857
|  | 2023 | 0.1487 |  | 0.057 |  | 0.2057

## Solar GW in Queues by Region
Solar generation capacity in 51 selected interconnection queues from 2014 to 2023, by region
Source: Berkeley Lab review of interconnection queues
All
|  |  | Standalone | Hybrid | Standalone | Hybrid | Total |  | Regions
|  |  | Prior | Prior | New | New | GW |  | Total GW
West (non-ISO) |  | 2014 | 9.8279 | 0 | 4.4917 | 0 | 14.3196 | 2014 | 44.5641
|  | 2015 | 10.2991 | 0 | 4.4292 | 0 | 14.7283 | 2015 | 56.8186
|  | 2016 | 5.6327 | 0 | 19.0956 | 0 | 24.7284 | 2016 | 120.31
|  | 2017 | 20.8014 | 0 | 24.7224 | 0 | 45.5238 | 2017 | 188.5093
| 2014- | 2018 | 37.3237 | 0 | 36.559 | 0 | 73.8827 | 2018 | 282.966
|  | 2019 | 26.8398 | 18.268 | 10.6702 | 19.2895 | 75.0675 | 2019 | 367.1517
|  | 2020 | 23.3029 | 35.4479 | 5.7111 | 23.263 | 87.7248 | 2020 | 462.4447
| 23 | 2021 | 19.4474 | 50.221 | 14.9033 | 52.957 | 137.5288 | 2021 | 674.2577
|  | 2022 | 30.9837 | 99.735 | 16.5117 | 106.49 | 253.7203 | 2022 | 947.2366
|  | 2023 | 34.4876 | 129.008 | 17.2815 | 96.9336 | 277.7107 | 2023 | 1084.6178
MISO |  | 2014 | 0.06 | 0 | 1.3184 | 0 | 1.3784
|  | 2015 | 0.91403 | 0 | 1.5754 | 0 | 2.4895
|  | 2016 | 1.4083 | 0 | 7.7725 | 0 | 9.1808
|  | 2017 | 3.8923 | 0 | 11.0702 | 0 | 14.9626
| 2014- | 2018 | 12.0203 | 0.35 | 20.5624 | 1.45 | 34.3826
|  | 2019 | 18.7036 | 2.15 | 23.1862 | 6.3867 | 50.4265
|  | 2020 | 28.1168 | 6.957 | 24.53 | 4.487 | 64.0908
| 23 | 2021 | 51.3028 | 12.524 | 30.869 | 17.629 | 112.3248
|  | 2022 | 60.1268 | 21.419 | 80.259 | 52.061 | 213.8658
|  | 2023 | 150.6438 | 37.379 | 1.089 | 0.033 | 189.1448
CAISO |  | 2014 | 11.0089 | 0 | 3.014 | 0 | 14.0229
|  | 2015 | 11.2139 | 0 | 7.911 | 0 | 19.1249
|  | 2016 | 15.4928 | 0 | 16.0559 | 0 | 31.5487
|  | 2017 | 21.1046 | 0 | 10.5703 | 0 | 31.6749
| 2014- | 2018 | 17.1617 | 8.5341 | 2.577 | 9.0599 | 37.3327
|  | 2019 | 13.8611 | 12.4713 | 0.78807 | 16.7439 | 43.8644
|  | 2020 | 5.41 | 25.801 | 0.005 | 16.091 | 47.307
| 23 | 2021 | 2.976 | 33.72 | 0.4 | 37.096 | 74.192
|  | 2022 | 1.75 | 62.535 | 0 | 0 | 64.285
|  | 2023 | 1.436 | 58.888 | 2.235 | 99.439 | 161.998
PJM |  | 2014 | 0.8701 | 0 | 1.5619 | 0 | 2.432
|  | 2015 | 1.7732 | 0 | 1.6971 | 0 | 3.4703
|  | 2016 | 1.7651 | 0 | 12.9459 | 0 | 14.711
|  | 2017 | 8.5553 | 0 | 10.1534 | 0 | 18.7088
| 2014- | 2018 | 13.8977 | 0.1 | 14.0285 | 2.3289 | 30.3551
|  | 2019 | 22.3126 | 1.9578 | 24.6135 | 7.9233 | 56.8072
|  | 2020 | 37.4079 | 9.381 | 34.4876 | 7.8467 | 89.1231
| 23 | 2021 | 70.2125 | 16.9762 | 45.5741 | 14.623 | 147.3858
|  | 2022 | 110.9153 | 30.5617 | 13.4625 | 9.292 | 164.2315
|  | 2023 | 112.6817 | 34.6264 | 1.064 | 1.667 | 150.0391
ERCOT |  | 2014 | 2.047 | 0 | 4.378 | 0 | 6.425
|  | 2015 | 6.126 | 0 | 2.383 | 0 | 8.509
|  | 2016 | 8.743 | 0 | 4.981 | 0 | 13.724
|  | 2017 | 13.29 | 0 | 10.833 | 0 | 24.123
| 2014- | 2018 | 24.1514 | 0.402 | 9.1801 | 2.6619 | 36.3954
|  | 2019 | 22.2981 | 2.8961 | 24.1835 | 4.1541 | 53.5317
|  | 2020 | 37.1662 | 9.63 | 14.501 | 3.812 | 65.1092
| 23 | 2021 | 45.568 | 17 | 12.92 | 5.08 | 80.568
|  | 2022 | 52.3134 | 32.913 | 10.978 | 12.398 | 108.6024
|  | 2023 | 50.8114 | 44.989 | 11.6258 | 13.946 | 121.3722
Southeast (non-ISO) |  | 2014 | 1.2075 | 0 | 3.423 | 0 | 4.6305
|  | 2015 | 2.3336 | 0 | 3.6807 | 0 | 6.0143
|  | 2016 | 2.1774 | 0 | 19.008 | 0 | 21.1854
|  | 2017 | 12.2241 | 0 | 21.3044 | 0 | 33.5284
| 2014- | 2018 | 17.2789 | 0 | 22.0812 | 0 | 39.3601
|  | 2019 | 26.6939 | 0.438 | 17.6303 | 2.2456 | 47.0078
|  | 2020 | 33.4883 | 2.134 | 16.0169 | 5.448 | 57.0872
| 23 | 2021 | 35.7457 | 6.973 | 5.5172 | 9.456 | 57.6919
|  | 2022 | 30.3406 | 5.91 | 21.601 | 8.131 | 65.9826
|  | 2023 | 38.6516 | 21.731 | 24.7438 | 12.107 | 97.2334
SPP |  | 2014 | 0.025 | 0 | 1.1144 | 0 | 1.1394
|  | 2015 | 0.3604 | 0 | 1.5381 | 0 | 1.8985
|  | 2016 | 1.2792 | 0 | 2.4946 | 0 | 3.7738
|  | 2017 | 2.4673 | 0 | 14.58 | 0 | 17.0473
| 2014- | 2018 | 13.6961 | 2.1702 | 7.284 | 2.156 | 25.3063
|  | 2019 | 19.3902 | 4.9269 | 2.8818 | 1.47 | 28.6689
|  | 2020 | 20.0558 | 6.108 | 7.795 | 1.798 | 35.7568
| 23 | 2021 | 24.75 | 7.855 | 10.159 | 0 | 42.764
|  | 2022 | 30.037 | 7.678 | 12.087 | 1.675 | 51.477
|  | 2023 | 29.99 | 3.939 | 17.023 | 9.609 | 60.561
NYISO |  | 2014 | 0 | 0 | 0.2103 | 0 | 0.2103
|  | 2015 | 0.025 | 0 | 0.128 | 0 | 0.153
|  | 2016 | 0.153 | 0 | 0.59 | 0 | 0.743
|  | 2017 | 0.599 | 0 | 1.3748 | 0 | 1.9738
| 2014- | 2018 | 1.5698 | 0 | 2.5867 | 0.01 | 4.1665
|  | 2019 | 4.3373 | 0.177 | 5.1922 | 0.37 | 10.0765
|  | 2020 | 8.246 | 0.49 | 3.433 | 0.1 | 12.269
| 23 | 2021 | 11.337 | 0.27 | 5.012 | 0.743 | 17.362
|  | 2022 | 12.919 | 2.324 | 2.356 | 1.368 | 18.967
|  | 2023 | 13.9544 | 3.6893 | 1.2532 | 1.1337 | 20.0306
ISO-NE |  | 2014 | 0.006 | 0 | 0 | 0 | 0.006
|  | 2015 | 0.01 | 0 | 0.421 | 0 | 0.431
|  | 2016 | 0.32597 | 0 | 0.389 | 0 | 0.71497
|  | 2017 | 0.6442 | 0 | 0.32248 | 0 | 0.96668
| 2014- | 2018 | 1.0988 | 0 | 0.6859 | 0 | 1.7847
|  | 2019 | 1.0623 | 0 | 0.6389 | 0 | 1.7012
|  | 2020 | 2.3669 | 0.0154 | 1.1358 | 0.4586 | 3.9767
| 23 | 2021 | 2.403 | 0.4534 | 0.9822 | 0.6018 | 4.4404
|  | 2022 | 2.9532 | 1.0086 | 1.159 | 0.9841 | 6.1049
|  | 2023 | 3.6451 | 1.8742 | 0.889 | 0.1197 | 6.528

## Solar GW in Queues by Status
Solar generation capacity by proposed online year and interconnection process status at the end of 2023
Source: Berkeley Lab review of interconnection queues | [6 empty] | Source: Berkeley Lab review of interconnection queues
Notes: (1) 23% of active solar capacity in interconnection queues excluded from analysis by proposed online year due to data limitations. | [6 empty] | Notes: Includes data from 7 ISOs and 30 non-ISO BAs which provide comprehensive status information
(2) Proposed online dates are included in the developer’s original interconnection request, and may differ from actual online date.
(3) Study status categories are simplified and correspond to the process pre-FERC Order No. 2023 reforms
Total active solar capacity in 51 queues (7 ISOs, 44 non-ISO balancing areas) at end of 2023 | [6 empty] | Current status for requests submitted 2000-2018
| Not Started | In Progress/Unknown | Feasibility Study | SIS/Cluster 1 | Facility Study | IA Draft/Executed |  | By number of requests |  | By capacity (MW) of requests
<2023 | 0 | 1.9243 | 4.8451 | 21.8023 | 7.1826 | 33.7989 |  | Solar + Battery | Solar | Solar + Battery | Solar
2023 | 0 | 3.8476 | 16.4685 | 15.0394 | 7.904 | 19.0326 | Operational | 44 | 796 | 8314.59 | 44433.31
2024 | 0.352 | 3.8334 | 34.4605 | 15.2205 | 29.367 | 26.0081 | Active | 169 | 579 | 57265.5 | 64990.02
2025 | 4.493 | 28.5347 | 34.8916 | 27.107 | 44.8926 | 25.6133 | Suspended | 15 | 81 | 4395 | 6762.2
2026 | 1.428 | 44.43 | 14.405 | 41.5605 | 28.784 | 12.532 | Withdrawn | 223 | 4474 | 52398.1 | 318406.5
2027 | 7.109 | 67.0718 | 13.206 | 29.647 | 8.988 | 4.654
2028 | 4.081 | 70.513 | 5.743 | 15.574 | 3.79 | 1.801 | Operational | 9.756% | 13.42% | 6.794% | 10.22%
2029 | 0.33 | 10.596 | 2.225 | 4.391 | 0 | 4.282 | Active | 37.47% | 9.764% | 46.8% | 14.95%
2030 | 4.5 | 16.135 | 1.65 | 4.605 | 0 | 1.78 | Suspended | 3.326% | 1.366% | 3.591% | 1.556%
>2030 | 0 | 1.25 | 2.175 | 0 | 0 | 0 | Withdrawn | 49.45% | 75.45% | 42.82% | 73.27%
By capacity of requests:
By number of requests:

## All Hybrid Capacity in Queues
Hybrid power plants in selected interconnection queues at end of 2023, including solar and wind hybrid configurations
[11 empty] | Region | % of Proposed Capacity Hybridizing in Each Region
[12 empty] | Solar | Wind | Natural Gas | Battery
[11 empty] | CAISO | 97.73% | 33.99% | 88.13% | 52.09%
[11 empty] | ERCOT | 48.56% | 6.679% | 4.38% | 34.41%
[11 empty] | ISO-NE | 30.54% | 0% | 9.714% | 7.702%
[11 empty] | MISO | 34.55% | 12.73% | 0% | 63.13%
[11 empty] | NYISO | 24.08% | 4.068% | 0% | 14.84%
[11 empty] | PJM | 24.19% | 0.8241% | 0% | 35.37%
[11 empty] | SPP | 22.37% | 1.744% | 2.906% | 32.21%
[11 empty] | Southeast (non-ISO) | 34.25% | 0% | 0.3604% | 63.4%
[11 empty] | West (non-ISO) | 81.36% | 29.62% | 28.61% | 71.49%
[11 empty] | TOTAL | 55.16% | 13.97% | 12.4% | 52.32%
Notes: (1) Hybrid plants involving multiple generator types (e.g., wind+PV+storage, or just wind+PV) show up in all generator categories, presuming the capacity is known
for each generator type. (2) Hybrid storage capacity is estimated using storage:generator ratios from projects that provide separate capacity data.
Source: Berkeley Lab review of interconnection queues
Total active capacity in 51 queues (7 ISOs, 44 non-ISO balancing areas) at end of 2023 |  |  |  | Total active capacity in queues at end of 2023, by region
[5 empty] | Hybrid | Hybrid | Hybrid | Hybrid | Hybrid | Standalone | Standalone | Standalone | Standalone | Standalone | Standalone | Standalone | Standalone
[5 empty] | Wind | Solar | Nat. Gas | Storage* | Other | Wind | Solar | Nat. Gas | Battery | Other Storage | Coal | Nuclear | Other
| Hybrid | Standalone | Hybrid |  | Capacity (MW) | Capacity (MW) | Capacity (MW) | Capacity (MW) | Capacity (MW) | Capacity (MW) | Capacity (MW) | Capacity (MW) | Capacity (MW) | Capacity (MW) | Capacity (MW) | Capacity (MW) | Capacity (MW)
| GW | GW | % |  | end of 2023 | end of 2023 | end of 2023 | end of 2023 | end of 2023 | end of 2023 | end of 2023 | end of 2023 | end of 2023 | end of 2022 | end of 2023 | end of 2023 | end of 2023
Solar | 599.1249 | 487.1039 | 55.16% | CAISO | 15128 | 158327 | 5338.4 | 158486 | 1575.4 | 29376 | 3671 | 719 | 145765 | 3438 | 0 | 0 | 1462
Storage | 527.9755 | 493.7093 | 51.68% | ERCOT | 1528 | 58935 | 401 | 39733.898 | 0 | 21350 | 62437.2 | 8754.1 | 75744.8 | 0 | 0 | 0 | 253
Wind | 51.132 | 314.8193 | 13.97% | ISO-NE | 0 | 1993.9 | 7.8 | 1609.78 | 0 | 22308.8 | 4534.1 | 72.5 | 19289.9 | 5.9 | 0 | 0 | 1234
Natural Gas | 9.8192 | 69.394 | 12.4% | MISO | 3999 | 65341 | 0 | 48035.159 | 5258 | 27413.6 | 123753.8 | 10163.4 | 28056 | 0 | 1310 | 0 | 1841.6
Other | 6.84 | 31.8239 | 17.69% | NYISO | 2800 | 4823 | 0 | 6275.202 | 0 | 66028.5 | 15207.6 | 27 | 36006.7 | 0 | 0 | 0 | 0
|  |  |  | PJM | 349 | 36293.4 | 0 | 30035.296 | 6.6 | 42002.6 | 113745.69 | 7003 | 54881.5 | 0 | 29 | 0 | 411.6
*Note: Hybrid storage capacity is estimated using |  |  |  | SPP | 709 | 13548 | 209 | 11751.501 | 0 | 39935.5 | 47013 | 6983 | 24730 | 0 | 0 | 0 | 50
storage:generator ratios from projects that provide |  |  |  | Southeast (non-ISO) | 0 | 33838 | 95 | 23068.373 | 0 | 3153 | 64972.43 | 26268 | 13315.8 | 0 | 119.7 | 5441 | 3047.6
separate capacity data |  |  |  | West (non-ISO) | 26619 | 226025.6 | 3768 | 208980.34 | 0 | 63251.32 | 51769.07 | 9404 | 83342.7 | 9133 | 57 | 4552 | 12015.36
|  |  |  | TOTAL | 51132 | 599124.9 | 9819.2 | 527975.549 | 6840 | 314819.32 | 487103.89 | 69394 | 481132.4 | 12576.9 | 1515.7 | 9993 | 20315.16
*Note: Hybrid storage capacity is estimated using storage:generator ratios from projects that provide separate capacity data
Wind and solar hybrid / co-located capacity in queues at end of 2023, by configuration
| Wind Capacity in Hybrids (MW) |  |  | Solar Capacity in Hybrids (MW)
| Wind+ Storage | Wind+ Solar | Wind+ Solar+ Storage | Solar+ Storage | Solar+ Wind | Solar+ Wind+ Storage
CAISO | 11910 | 0 | 3218 | 155310 | 0 | 3017
ERCOT | 1528 | 0 | 0 | 58935 | 0 | 0
ISO-NE | 0 | 0 | 0 | 1986.7 | 0 | 0
MISO | 2969 | 865 | 165 | 63241 | 735 | 1365
NYISO | 2800 | 0 | 0 | 4823 | 0 | 0
PJM | 150 | 199 | 0 | 35833.4 | 10 | 450
SPP | 538 | 0 | 171 | 13236 | 0 | 109
Southeast (non-ISO) | 0 | 0 | 0 | 33838 | 0 | 0
West (non-ISO) | 16643 | 0 | 9976 | 208263.6 | 161 | 7701
Total | 36538 | 1064 | 13530 | 575466.7 | 906 | 12642

## Individual_Project_Data
EIA ID | Project Name | Solar COD | Solar COD Year | Region | State | Latitude | Longitude | Avg GHI | Solar Tech Main | Solar Tech Sub | Solar Capacity MW-DC | Solar Capacity MW-AC | ILR | Mount | Tracking Type | Tilt | Azimuth | Hybrid? | Storage Tech | Storage Coupling | Storage COD Year | Storage Capacity MW | Storage Energy MWh | 2023 Energy Value ($/MWh) | 2023 Capacity Value ($/MWh) | PV LCOE no Tax Credits (2023$/MWh) | PV LCOE with Federal Tax Credits (2023$/MWh) | Levelized PV PPA 2023$/MWh | 2008 Capacity Factor | 2009 Capacity Factor | 2010 Capacity Factor | 2011 Capacity Factor | 2012 Capacity Factor | 2013 Capacity Factor | 2014 Capacity Factor | 2015 Capacity Factor | 2016 Capacity Factor | 2017 Capacity Factor | 2018 Capacity Factor | 2019 Capacity Factor | 2020 Capacity Factor | 2021 Capacity Factor | 2022 Capacity Factor | 2023 Capacity Factor
10437ret | Solar Energy Generating Systems (SEGS) II OLD (Sunray 2) | 1984-12-31 | 1984 | CAISO | CA | 34.863 | -116.8271 | 5.8493 | CSP | Trough |  | 13.8 |  | Tracking | Single Axis | Tracking | 180 | PV+Fossil | [10 empty] | 8.831% | 7.472% | 8.808% | 9.235% | 9.624% | 7.778% | 7.1% | 10.39%
10438ret | Solar Energy Generating Systems (SEGS) I OLD (Sunray 3) | 1985-12-31 | 1985 | CAISO | CA | 34.8678 | -116.8251 | 5.8493 | CSP | Trough |  | 30 |  | Tracking | Single Axis | Tracking | 180 | PV+Fossil | [10 empty] | 10.64% | 7.091% | 8.687% | 9.969% | 9.535% | 8.818% | 2.896%
10439 | Solar Energy Generating Systems (SEGS) III | 1986-12-31 | 1986 | CAISO | CA | 35.0062 | -117.5556 | 5.951 | CSP | Trough |  | 34.2 |  | Tracking | Single Axis | Tracking | 180 | PV+Fossil | [10 empty] | 22.97% | 21.02% | 20.04% | 20.48% | 18.93% | 18.97% | 18.16% | 17.38% | 15.51% | 14.73% | 14.64% | 12.76%
10440 | Solar Energy Generating Systems (SEGS) IV | 1986-12-31 | 1986 | CAISO | CA | 35.0129 | -117.5554 | 5.951 | CSP | Trough |  | 34.2 |  | Tracking | Single Axis | Tracking | 180 | PV+Fossil | [10 empty] | 23.08% | 21.22% | 21.06% | 19.25% | 20.78% | 19.47% | 18.13% | 17.73% | 16.32% | 14.41% | 14.82% | 13.97%
10441 | Solar Energy Generating Systems (SEGS) V | 1987-10-31 | 1987 | CAISO | CA | 35.0204 | -117.5556 | 5.951 | CSP | Trough |  | 34.2 |  | Tracking | Single Axis | Tracking | 180 | PV+Fossil | [10 empty] | 23.07% | 19.97% | 18.13% | 20.18% | 20.93% | 19.28% | 18.81% | 17.57% | 16.69% | 14.66% | 15.82% | 13.83%
10442 | Solar Energy Generating Systems (SEGS) VI | 1988-12-31 | 1988 | CAISO | CA | 35.0218 | -117.566 | 5.951 | CSP | Trough |  | 35 |  | Tracking | Single Axis | Tracking | 180 | PV+Fossil | [10 empty] | 21.84% | 20.47% | 20.74% | 19.35% | 18.24% | 17.14% | 16.49% | 15.31% | 13.31% | 11.87% | 11.17%
10443 | Solar Energy Generating Systems (SEGS) VII | 1988-12-31 | 1988 | CAISO | CA | 35.0151 | -117.5657 | 5.951 | CSP | Trough |  | 35 |  | Tracking | Single Axis | Tracking | 180 | PV+Fossil | [10 empty] | 21.2% | 19.23% | 19.19% | 18.71% | 17.61% | 15.72% | 15.25% | 12.32% | 9.914% | 10.63% | 9.118%
10444ret | Solar Energy Generating Systems (SEGS) VIII | 1989-12-31 | 1989 | CAISO | CA | 35.0318 | -117.3379 | 5.9372 | CSP | Trough |  | 92 |  | Tracking | Single Axis | Tracking | 180 | PV+Fossil | [10 empty] | 17.53% | 17.06% | 20.23% | 19.78% | 18.79% | 18.34% | 18.88% | 17.92% | 18.22% | 16.03% | 17.24% | 15.64% | 14.82%
10446 | Solar Energy Generating Systems (SEGS) IX | 1990-10-31 | 1990 | CAISO | CA | 35.0319 | -117.3562 | 5.9372 | CSP | Trough |  | 92 |  | Tracking | Single Axis | Tracking | 180 | PV+Fossil | [5 empty] | 23.28 | 8.22 |  |  |  | 19.45% | 18.13% | 21.26% | 20.82% | 21.24% | 19.99% | 19.18% | 18.92% | 18.48% | 17.03% | 17.85% | 16.13% | 15.79% | 15.05% | 15.72% | 13.55%
56481 | Alamosa Photovoltaic Solar Plant (SunE Alamosa) | 2007-12-01 | 2007 | West (non-ISO) | CO | 37.6892 | -105.8783 | 5.3721 | PV | Combo (c-Si, CPV) | 8.22 | 6.9 | 1.1913 | Combo | Fixed, Single, Double | 20 | 180 | [6 empty] | 22.32 | 20.34 | 424.97 | 275.17 | 273.9595
56568 | Nellis Air Force Base | 2007-12-01 | 2007 | West (non-ISO) | NV | 36.2582 | -115.0528 | 5.62 | PV | c-Si | 14.062 | 12 | 1.1718 | Tracking | Single Axis | 20 | 180 | [6 empty] | 25.21 | 10.07 | 397.54 | 257.59 |  | 30.83% | 30.44% | 29.78% | 30.56% | 30.51% | 30.21% | 29.68% | 28.95% | 18.71% | 26.84% | 25.6% | 25.18% | 23.68% | 18.25% | 19% | 20.66%
56405 | Nevada Solar One | 2007-06-01 | 2007 | West (non-ISO) | NV | 35.8009 | -114.9766 | 5.478 | CSP | Trough |  | 68.5 |  | Tracking | Single Axis | Tracking | 180 | [6 empty] | 24.49 | 10.34 |  |  |  | 21.82% | 21.14% | 22.16% | 21.38% | 21.43% | 18.8% | 19.37% | 17.61% | 19.43% | 19.67% | 18.39% | 18.37% | 17.84% | 15.95% | 15.29% | 15.22%
56944 | Copper Mountain Solar 1 (CM10) - Phase 1 (El Dorado Energy Solar Project) | 2008-12-01 | 2008 | CAISO | NV | 35.7865 | -114.998 | 5.6637 | PV | Thin-Film | 12.1365 | 10 | 1.2136 | Fixed Tilt | Fixed Tilt | 25 | 180 | [6 empty] | 23.65 | 7.24 | 218.74 | 146.05 | 192.2649 |  | 24.73% | 24.14% | 24.6% | 24.19% | 23.26% | 22.68% | 22.7% | 21.7% | 22.06% | 22.37% | 25.76% | 24.99% | 21.33% | 21.63% | 21.92%
56939 | NRG Solar Blythe I (not to be confused with 2016 NextEra plants) | 2009-12-01 | 2009 | CAISO | CA | 33.5913 | -114.7444 | 5.6801 | PV | Thin-Film | 25.2 | 21 | 1.2 | Fixed Tilt | Fixed Tilt | 24 | 180 | [6 empty] | 23.62 | 7.19 | 150.16 | 102.2 | 133.3653 |  |  | 27.1% | 27.87% | 25.86% | 25.89% | 25.41% | 24.96% | 24.65% | 23.92% | 22.99% | 23.55% | 22.53% | 22.43% | 22.84% | 22.03%
56929 | FPL DeSoto Next Generation Solar Energy Center | 2009-10-27 | 2009 | Southeast (non-ISO) | FL | 27.3234 | -81.8016 | 5.0438 | PV | c-Si | 27.6 | 25 | 1.104 | Tracking | Single Axis | Tracking | 180 | [6 empty] | 30.67 | 25.39 | 328.76 | 214.81 |  |  |  | 24.36% | 23.67% | 23.7% | 22.75% | 21.65% | 22.85% | 22.15% | 22.01% | 21.41% | 20.89% | 18.48% | 19.97% | 17.13% | 15.28%
58569 | Paradise Solar Energy Center | 2010-12-31 | 2010 | PJM | NJ | 39.8362 | -75.2223 | 4.0215 | PV | c-Si | 6.158 | 5.1 | 1.2075 | Fixed Tilt | Fixed Tilt | 25 | 180 | [6 empty] | 22.26 | [19 empty] | 17.27%
57191 | Exelon City Solar (West Pullman Industrial Redevelopment Area) | 2010-07-01 | 2010 | PJM | IL | 41.6751 | -87.651 | 3.8952 | PV | c-Si | 10 | 8.25 | 1.2121 | Tracking | Single Axis | Tracking | 180 | [6 empty] | 30.8 |  | 464.82 | 302.15 |  |  |  |  | 19.46% | 20.81% | 19.78% | 20.1% | 19.55% | 19.46% | 19.83% | 18.96% | 19.5% | 19.08% | 18.23% | 18.7% | 17.42%
56930 | FPL Space Coast Next Generation Solar Energy Center | 2010-04-01 | 2010 | Southeast (non-ISO) | FL | 28.486 | -80.6814 | 5.0193 | PV | c-Si | 11 | 10 | 1.1 | Fixed Tilt | Fixed Tilt | 20 | 180 | [6 empty] | 30.73 | 31.9 | 385.67 | 251.52 |  |  |  |  | 21.51% | 21.07% | 20.74% | 20.04% | 20.18% | 20.83% | 17.76% | 20.03% | 18.9% | 16.85% | 18.76% | 16.98% | 14.63%
57203 | PSEG Wyandot Solar Facility | 2010-03-15 | 2010 | PJM | OH | 40.8801 | -83.3161 | 3.8375 | PV | Thin-Film | 12.015 | 10.08 | 1.192 | Fixed Tilt | Fixed Tilt | 25 | 180 | [6 empty] | 32.83 |  | 391.88 | 259.39 | 253.4937 |  |  |  | 15.93% | 17.8% | 16.08% | 16.53% | 16.51% | 16.26% | 15.41% | 14.77% | 14.17% | 13.36% | 14.91% | 14.38% | 11.6%
57202 | PSEG Jacksonville Solar | 2010-09-01 | 2010 | Southeast (non-ISO) | FL | 30.3205 | -81.9569 | 4.7382 | PV | Thin-Film | 15 | 12.6 | 1.1905 | Fixed Tilt | Fixed Tilt | 20 | 180 | [8 empty] | 342.2 | 226.28 | 230.0527 |  |  |  | 20.95% | 18.99% | 19.39% | 19.07% | 18.12% | 18.6% | 18.42% | 16.01% | 16.59% | 14.72% | 14.61% | 16.63% | 13.7%
57197 | Blue Wing Solar Project | 2010-11-01 | 2010 | ERCOT | TX | 29.3042 | -98.4003 | 4.7898 | PV | Thin-Film | 16.6 | 13.9 | 1.1942 | Fixed Tilt | Fixed Tilt | 20 | 205 | [6 empty] | 71.95 |  | 288.87 | 192.13 | 221.4402 |  |  |  | 23.52% | 20.63% | 19.45% | 19% | 18.04% | 18.99% | 18.56% | 17.9% | 17.84% | 16.74% | 16.3% | 17.51% | 14.61%
nan | Davidson County Solar Farm | 2010-12-20 | 2010 | Southeast (non-ISO) | NC | 35.7516 | -80.2905 | 4.481 | PV | c-Si | 22.2963 | 17.5 | 1.2741 | Tracking | Single Axis | Tracking | 180
57377 | Greater Sandhill Solar Plant 1 | 2010-12-01 | 2010 | West (non-ISO) | CO | 37.6864 | -105.887 | 5.3721 | PV | c-Si | 20.3504 | 19 | 1.0711 | Tracking | Single Axis | 20 | 177 | [6 empty] | 22.21 | 21.75 | 193.19 | 127.51 | 167.742 |  |  |  | 29.36% | 29.44% | 28.65% | 27.86% | 27.43% | 28.34% | 28.36% | 28.5% | 28.14% | 28.62% | 27.66% | 25.9% | 26.05%
57243 | Cimarron I Solar Project | 2010-12-01 | 2010 | West (non-ISO) | NM | 36.4685 | -104.635 | 5.3615 | PV | Thin-Film | 36.8 | 30.64 | 1.201 | Fixed Tilt | Fixed Tilt | 25 | 180 | [6 empty] | 20.53 | 16.4 | 177.4 | 119.74 | 148.5601 |  |  |  | 25.33% | 25.98% | 24.81% | 23.26% | 22.65% | 23.67% | 22.72% | 23.57% | 22.99% | 23.23% | 23.57% | 22.61% | 21.25%
57205 | Copper Mountain Solar 1 (CM48) - Phase 2 Expansion | 2010-06-01 | 2010 | CAISO | NV | 35.782 | -114.9926 | 5.6637 | PV | Thin-Film | 60.5 | 48 | 1.2604 | Fixed Tilt | Fixed Tilt | 25 | 180 | [6 empty] | 23.73 | 6.16 | 159.13 | 108.47 | 189.7844 |  |  |  | 25.7% | 25.23% | 25.03% | 24.6% | 24.24% | 23.31% | 24.07% | 23.83% | 23.3% | 23.79% | 22.44% | 23.33% | 22.18%
nan | FPL Martin Next Generation Solar Energy Center | 2010-12-01 | 2010 | Southeast (non-ISO) | FL | 27.0512 | -80.5486 | 4.9479 | CSP | Trough |  | 75 |  | Tracking | Single Axis | Tracking | 180 | PV+Fossil
57591 | Hatch Solar Center | 2011-07-08 | 2011 | West (non-ISO) | NM | 32.629 | -107.2591 | 5.8412 | PV | CPV | 5.88 | 5.04 | 1.1667 | Tracking | Dual-Axis | Tracking | [9 empty] | 190.43 | 126.73
57554 | Colorado Springs Air Force Academy | 2011-06-30 | 2011 | West (non-ISO) | CO | 38.957 | -104.8064 | 4.8237 | PV | c-Si | 6.0442 | 5.2 | 1.1623 | Tracking | Single Axis | Tracking | 180 | [6 empty] | 20.93 | 19.82 | 170.71 | 114.58 | [5 empty] | 27.11% | 24.74% | 24.79% | 24.6% | 25.31% | 24.59% | 25.9% | 24.35% | 24.4% | 25.41% | 25.12% | 24.07%
57565 | Stanton Solar Farm (RP Orlando) Phase 1 | 2011-11-05 | 2011 | Southeast (non-ISO) | FL | 28.4897 | -81.1819 | 4.8871 | PV | c-Si | 5.9154 | 5.5 | 1.0755 | Tracking | Single Axis | Tracking | 180 | [6 empty] | 21.92 | 46.69 | 247.63 | 164.42 | 215.6837 |  |  |  |  | 21.08% | 19.86% | 19.3% | 19.11% | 20.37% | 19% | 19.39% | 17.96% | 17.71% | 19.17% | 18.61% | 18.16%
57359 | Avenal Park Solar Project (Avenal) | 2011-08-11 | 2011 | CAISO | CA | 35.9908 | -120.1067 | 5.352 | PV | Thin-Film | 7.69 | 6 | 1.2817 | Fixed Tilt | Fixed Tilt | 25 | 180 | [6 empty] | -44.97 | 7.03 | 245.91 | 163.72 | 281.7784 |  |  |  |  | 24.15% | 25.41% | 24.33% | 24.26% | 24.21% | 20.29% | 20.07% | 19.65% | 21.33% | 20.93% | 20.68% | 20.14%
57571 | Los Lunas Solar (Los Morros) Phase 1+2 | 2011-05-01 | 2011 | West (non-ISO) | NM | 34.8331 | -106.7724 | 5.6356 | PV | Thin-Film | 8.9 | 7 | 1.2714 | Fixed Tilt | Fixed Tilt | 25 | 180 | [6 empty] | 28.04 | 15.86 | 171.09 | 115.42 | [7 empty] | 26.54% | 24.91% | 25.1% | 21.91% | 24.42% | 24.58% | 25.31% | 24.83% | 25.05% | 24.57%
60489 | Hamilton Solar-Crosswicks (subunits 1,2) | 2011-12-30 | 2011 | PJM | NJ | 40.169 | -74.6312 | 4.0017 | PV | c-Si | 8.4546 | 7.5 | 1.1273 | Fixed Tilt | Fixed Tilt | 22 | 180 | [6 empty] | 23.45 | [13 empty] | 15.86% | 14.71% | 15.65% | 13.62% | 13.95% | 14.93% | 13.81%
57485 | Flemington Solar | 2011-12-31 | 2011 | PJM | NJ | 40.4867 | -74.8536 | 3.9719 | PV | c-Si | 9.3641 | 8 | 1.1705 | Fixed Tilt | Fixed Tilt | 25 | 180 | [6 empty] | 23.89 |  | 281.63 | 187.58 | [5 empty] | 17.3% | 18.18% | 17.45% | 18.64% | 19.07% | 17.84% | 16.77% | 17.57% | 17.51% | 16.9% | 17.29% | 16.4%
57462 | BNB Napoleon Solar Phase 1 | 2011-12-23 | 2011 | PJM | OH | 41.3875 | -84.0929 | 3.8702 | PV | c-Si | 9.792 | 8.08 | 1.2119 | Tracking | Single Axis | Tracking | 179 | [6 empty] | 32.23 |  | 207.32 | 141.79 | [5 empty] | 20.03% | 20.26% | 20.18% | 18.84% | 19.24% | 17.94% | 16.55% | 17.28% | 16.81% | 18.4% | 12.8% | 13.3%
57777, 57779, 57781 | RE Dillard 1-3 | 2011-12-30 | 2011 | West (non-ISO) | CA | 38.4643 | -121.1796 | 5.0576 | PV | c-Si | 12.03 | 8.91 | 1.3502 | Tracking | Single Axis | Tracking | 180
57575 | Hondale Solar Farm (PNM - Deming Solar Energy Center) Phase 1+2 | 2011-08-01 | 2011 | West (non-ISO) | NM | 34.8333 | -106.772 | 5.6356 | PV | Thin-Film | 11.2 | 9 | 1.2444 | Fixed Tilt | Fixed Tilt | 25 | 180 | [6 empty] | 28.02 | 16.16 | 147.51 | 100.39 | [7 empty] | 26.81% | 25.36% | 26.39% | 22.37% | 25.57% | 23.82% | 25.9% | 25.4% | 23.72% | 24.59%
57736 | SPS - Dollarhide | 2011-09-01 | 2011 | SPP | NM | 32.1285 | -103.1377 | 5.5821 | PV | c-Si | 10.8864 | 9.9 | 1.0996 | Tracking | Single Axis | Tracking | 181 | [6 empty] | 33.57 | 21.73 |  |  | 147.0567 |  |  |  |  | 25.58% | 26.54% | 25.51% | 24.52% | 24.86% | 23.34% | 20.31% | 21.94% | 24.45% | 24.63% | 26.01% | 25.5%
57737 | SPS - Jal | 2011-12-01 | 2011 | SPP | NM | 32.4677 | -103.3256 | 5.592 | PV | c-Si | 10.7714 | 9.9 | 1.088 | Tracking | Single Axis | Tracking | 181 | [6 empty] | 32.38 | 21.33 | [7 empty] | 26.61% | 26.82% | 25.63% | 24.61% | 24.86% | 23.34% | 22.34% | 22.87% | 25.17% | 25.17% | 25.91% | 21.83%
57740 | SPS - Hopi | 2011-09-01 | 2011 | SPP | NM | 32.3453 | -104.2349 | 5.6309 | PV | c-Si | 10.8737 | 9.9 | 1.0984 | Tracking | Single Axis | Tracking | 180 | [6 empty] | 32.55 | 22.15 | [7 empty] | 28.22% | 27.62% | 25.41% | 24.5% | 24.86% | 23.34% | 23.02% | 21.44% | 25.3% | 23.29% | 24.37% | 22.99%
57337 | Dover SUN Park (White Oak Solar) | 2011-07-28 | 2011 | PJM | DE | 39.1865 | -75.5062 | 4.1257 | PV | c-Si | 11.2 | 10 | 1.12 | Tracking | Single Axis | Tracking | 180 | [6 empty] | 20.86 |  | 269.15 | 178.1 | [5 empty] | 21.1% | 20.72% | 20.31% | 19.91% | 20.03% | 18.94% | 18.45% | 19.66% | 18.1% | 19.55% | 18.92% | 18.69%
57948 | Oak Solar Farm | 2011-12-30 | 2011 | PJM | NJ | 39.3807 | -75.1896 | 4.1567 | PV | c-Si | 12.502 | 10 | 1.2502 | Fixed Tilt | Fixed Tilt | 15 | 182 | [6 empty] | 23.18 |  | 316.29 | 209.65 | [5 empty] | 19.25% | 19.7% | 19.06% | 18.17% | 18.21% | 17.31% | 15.74% | 16.7% | 15% | 19.05% | 17.3% | 17.59%
57738 | SPS - Lea | 2011-12-01 | 2011 | SPP | NM | 32.6826 | -103.3024 | 5.5678 | PV | c-Si | 10.632 | 10.08 | 1.0548 | Tracking | Single Axis | Tracking | 181 | [6 empty] | 32.75 | 21.14 | [7 empty] | 26.46% | 25.9% | 25.29% | 23.33% | 24.86% | 23.34% | 21.45% | 20.62% | 24.28% | 23.69% | 22.91% | 26.09%
57739 | SPS - Monument | 2011-12-01 | 2011 | SPP | NM | 32.3449 | -104.2352 | 5.6309 | PV | c-Si | 10.8355 | 10.08 | 1.075 | Tracking | Single Axis | Tracking | 180 | [6 empty] | 32.55 | 22.32 | [7 empty] | 27.37% | 27.53% | 26.27% | 25.33% | 24.86% | 23.34% | 23.08% | 23.35% | 25.38% | 24.9% | 25.22% | 25.28%
58147 | Prescott Solar Plant (SunE AZ1 - Prescott) | 2011-11-01 | 2011 | West (non-ISO) | AZ | 34.6832 | -112.4056 | 5.527 | PV | c-Si | 11.7515 | 10.4 | 1.13 | Tracking | Single Axis | Tracking | 180 | [6 empty] | 25.55 | 14.85 | 168.99 | 112.88 | [5 empty] | 29.96% | 29.21% | 29.21% | 28.07% | 28.62% | 27.73% | 15.98% | 25.76% | 27.31% | 24.97% | 25.1% | 25.11%
57662 | McGraw-Hill Solar Farm | 2011-12-01 | 2011 | PJM | NJ | 40.2774 | -74.557 | 3.9866 | PV | c-Si | 14.112 | 12 | 1.176 | Fixed Tilt | Fixed Tilt | 25 | 180 | [6 empty] | 23.35 |  | 345.35 | 227.91 | [5 empty] | 17.9% | 17.75% | 16.83% | 17.22% | 17.04% | 16.32% | 15.73% | 17.18% | 16.67% | 16.1% | 16.59% | 16.34%
57498 | Five Points Solar Station | 2011-09-01 | 2011 | CAISO | CA | 36.3955 | -120.1078 | 5.3628 | PV | c-Si | 17.6 | 15 | 1.1733 | Fixed Tilt | Fixed Tilt | 25 | 179 | [6 empty] | 25.22 | 7.7 | 230.71 | 155.08 | [5 empty] | 22.73% | 21.57% | 21.54% | 19.38% | 22.65% | 21.09% | 21.84% | 19.95% | 18.32% | 15.94% | 13.69% | 14.36%
57499 | Westside Solar Station | 2011-09-13 | 2011 | CAISO | CA | 36.3785 | -120.1239 | 5.3628 | PV | c-Si | 18.48 | 15 | 1.232 | Fixed Tilt | Fixed Tilt | 25 | 180 | [6 empty] | 25.38 | 7.32 | 209.78 | 142.1 | [5 empty] | 24.52% | 24.84% | 24.43% | 21.85% | 23.23% | 19.32% | 21.85% | 21.05% | 18.51% | 15.86% | 13.47% | 14.1%
57790 | Bagdad Solar Project | 2011-12-01 | 2011 | West (non-ISO) | AZ | 34.5879 | -113.1756 | 5.7091 | PV | c-Si | 16.5936 | 15 | 1.1062 | Tracking | Single Axis | Tracking | 180 | [6 empty] | 28.21 | 16.83 | 236.16 | 155.26 | [5 empty] | 27.3% | 26.14% | 26.91% | 25.96% | 26.46% | 25.98% | 26.14% | 24.88% | 23.87% | 19.8% | 21.91% | 24.16%
57561 | Cotton Center | 2011-10-11 | 2011 | West (non-ISO) | AZ | 33.0352 | -112.6606 | 5.8092 | PV | c-Si | 21 | 17 | 1.2353 | Tracking | Single Axis | Tracking | 180 | PV+Storage | LIB | AC | 2023 | 17 | 51 | 25.39 | 18.56 | [7 empty] | 30.92% | 29.32% | 29.31% | 28.74% | 26.11% | 21.89% | 24.71% | 26.24% | 26.17% | 27.44% | 23.38% | 27.63%
57563 | Hyder Solar Plant I | 2011-10-01 | 2011 | West (non-ISO) | AZ | 33.0263 | -113.3533 | 5.8589 | PV | c-Si | 21 | 17 | 1.2353 | Tracking | Single Axis | Tracking | 180 | PV+Storage | LIB | AC | 2023 | 16 | 48 | 25.92 | 17.89 | 182.21 | 121.36 | [6 empty] | 29.56% | 29.96% | 29.97% | 28.93% | 27.46% | 26.95% | 26.52% | 25.86% | 28.97% | 28.71% | 27.01%
57562 | APS - AZ Sun - Paloma Solar Plant | 2011-10-11 | 2011 | West (non-ISO) | AZ | 33.0206 | -112.6617 | 5.8092 | PV | Thin-Film | 22.5 | 17.6 | 1.2784 | Fixed Tilt | Fixed Tilt | 25 | 190 | PV+Storage | LIB | AC | 2023 | 17 | 51 | 24.19 | 15.03 | 179.75 | 120.79 | [5 empty] | 27.71% | 26.99% | 26.14% | 25.46% | 24.36% | 25.03% | 24.56% | 24.96% | 25.35% | 25.65% | 21.88% | 25.27%
57448 | Pilesgrove Solar Project | 2011-10-31 | 2011 | PJM | NJ | 39.6127 | -75.3101 | 4.0946 | PV | c-Si | 19.9001 | 18 | 1.1056 | Fixed Tilt | Fixed Tilt | 25 | 180 | [6 empty] | 22.48 |  | 304.77 | 201.76 | [5 empty] | 17.4% | 16.99% | 17.24% | 17.74% | 18% | 16.41% | 16.27% | 16.77% | 16.59% | 14.59% | 16.86% | 16.56%
57669 | SMUD - Bruceville (at Grundman) (NOT RE Bruceville) | 2011-12-28 | 2011 | West (non-ISO) | CA | 38.3651 | -121.4133 | 5.0826 | PV | Thin-Film | 21.902 | 18 | 1.2168 | Fixed Tilt | Fixed Tilt | 20 | 210 | [8 empty] | 215.29 | 144.65 | [5 empty] | 22.54% | 23.85% | 22.07% | 21.89% | 20.33% | 20.26% | 21.02% | 20.56% | 20.45% | 19.09% | 19.74% | 15.32%
57361 | Sand Drag Solar Project (Avenal) | 2011-08-11 | 2011 | CAISO | CA | 35.9806 | -120.103 | 5.352 | PV | Thin-Film | 24.36 | 19 | 1.2821 | Fixed Tilt | Fixed Tilt | 25 | 180 | [6 empty] | -44.96 | 6.97 | 230.95 | 154.29 | 281.7784 |  |  |  |  | 24.18% | 25.43% | 24.47% | 24.39% | 24.07% | 20.39% | 21.25% | 19.07% | 21.5% | 22.11% | 21.33% | 20.08%
57318 | Copper Crossing | 2011-09-30 | 2011 | West (non-ISO) | AZ | 33.1591 | -111.4814 | 5.7625 | PV | c-Si | 25 | 20 | 1.25 | Tracking | Single Axis | Tracking | 180 | [8 empty] | 169.16 | 112.89 | 147.9942 |  |  |  |  | 29.09% | 30.5% | 30.28% | 29.55% | 30.85% | 30% | 28.59% | 29.36% | 30.11% | 29.17% | 29.92% | 29.31%
57360 | Sun City Project (Avenal) | 2011-08-05 | 2011 | CAISO | CA | 35.985 | -120.101 | 5.352 | PV | Thin-Film | 25.64 | 20 | 1.282 | Fixed Tilt | Fixed Tilt | 25 | 180 | [6 empty] | -44.96 | 6.97 | 236.17 | 157.68 | 281.7784 |  |  |  |  | 24.48% | 25.28% | 24.48% | 24.37% | 23.88% | 20.27% | 21.2% | 18.5% | 21.46% | 20.84% | 20.66% | 19.6%
57497 | Stroud Solar Station | 2011-10-04 | 2011 | CAISO | CA | 36.5238 | -120.1234 | 5.2964 | PV | c-Si | 24.64 | 20 | 1.232 | Fixed Tilt | Fixed Tilt | 25 | 181 | [6 empty] | 24.45 | 7.38 | 200.91 | 136.43 | [5 empty] | 24.51% | 25.65% | 24.38% | 23.38% | 21.94% | 19.84% | 21.31% | 19.13% | 19.19% | 18.26% | 16.84% | 13.97%
57338 | NRG Solar - Roadrunner | 2011-08-29 | 2011 | West (non-ISO) | NM | 31.8032 | -106.6706 | 5.8972 | PV | Thin-Film | 23.9184 | 20.16 | 1.1864 | Tracking | Single Axis | Tracking | 180 | [8 empty] | 153.03 | 102.8 | 143.5998 |  |  |  |  | 30.2% | 30% | 29.12% | 28.61% | 29.57% | 29.58% | 28.03% | 29% | 28.15% | 26.87% | 26.61%
57699 | Webberville Project - Austin Energy PV Project | 2011-12-29 | 2011 | ERCOT | TX | 30.2388 | -97.5087 | 4.7176 | PV | c-Si | 34.992 | 30 | 1.1664 | Tracking | Single Axis | Tracking | 182 | [6 empty] | 70.28 |  | 218.05 | 145.35 | 176.3435 |  |  |  |  | 24.28% | 22.44% | 22.05% | 20.44% | 16.73% | 23.76% | 21.77% | 21.49% | 21.78% | 20.95% | 23.88% | 21.47%
57317 | San Luis Valley Solar Ranch | 2011-11-01 | 2011 | West (non-ISO) | CO | 37.6941 | -105.92 | 5.3455 | PV | c-Si | 35.1 | 30.4 | 1.1546 | Tracking | Single Axis | Tracking | 180 | [6 empty] | 22.7 | 19.63 | 165.95 | 110.77 | 147.7956 |  |  |  |  | 29.05% | 27.31% | 29.47% | 27.7% | 28.93% | 28.64% | 29.17% | 27.34% | 28.65% | 24.67% | 24.22% | 27.33%
57589 | Long Island Solar Farm | 2011-11-01 | 2011 | NYISO | NY | 40.8657 | -72.8502 | 4.0036 | PV | c-Si | 37.69 | 31.5 | 1.1965 | Fixed Tilt | Fixed Tilt | 28 | 180 | [6 empty] | 44.83 | 13.04 | 316.37 | 209.29 | 354.1148 |  |  |  |  | 19.05% | 18.78% | 18.42% | 18.95% | 19.41% | 17.15% | 17.67% | 18.35% | 17.53% | 18.14% | 18.19% | 16.54%
59455 | AstroSol Tech Park AZ | 2012-12-19 | 2012 | West (non-ISO) | AZ | 32.1019 | -110.8167 | 5.7977 | PV | Thin-Film | 6.1 | 5.1 | 1.1961 | Fixed Tilt | Fixed Tilt |  | 180 | [8 empty] | 105.18 | 71.54
58030 | Reeves Station Road East | 2012-01-26 | 2012 | PJM | NJ | 39.9285 | -74.8163 | 4.0274 | PV | c-Si | 6.692 | 5.5 | 1.2167 | Fixed Tilt | Fixed Tilt | 25 | 180 | [6 empty] | 22.43 |  | 196.52 | 133.39 | [6 empty] | 18.89% | 17.97% | 18.5% | 18.32% | 16.75% | 16.71% | 17.95% | 16.69% | 18.28% | 19.14% | 18.22%
58356 | Lawrenceville School Solar Farm (KDC Solar TLS) | 2012-06-05 | 2012 | PJM | NJ | 40.2997 | -74.7198 | 3.9865 | PV | c-Si | 6.112 | 5.5 | 1.1113 | Tracking | Single Axis | Tracking | 160 | [6 empty] | 24.25 |  | 319.4 | 210.46 | [6 empty] | 18.5% | 18.46% | 19.1% | 19.16% | 17.91% | 16.76% | 18.11% | 17.01% | 15.75% | 16.33% | 14.63%
58463 | Herbert Farm Solar (SMECO) | 2012-11-18 | 2012 | PJM | MD | 38.546 | -76.8003 | 4.1924 | PV | c-Si | 6.6405 | 5.5 | 1.2074 | Fixed Tilt | Fixed Tilt | 20 | 180 | [6 empty] | 35.28 |  | 247.49 | 166.06 | [6 empty] | 18.29% | 17.73% | 17.57% | 18.4% | 17.91% | 16.79% | 17.69% | 15.82% | 15.81% | 17.31% | 15.85%
58549 | Port Allen Solar Farm | 2012-12-12 | 2012 | HI | HI | 21.9015 | -159.5829 | 5.385 | PV | c-Si | 7.2 | 5.76 | 1.25 | Fixed Tilt | Fixed Tilt | 10 | 180 | PV+Storage | Lead Acid | AC | 2012 | 3 | 2.01 |  |  | 216.83 | 144.73 | 217.3811 | [5 empty] | 23.8% | 22.48% | 21.42% | 20.29% | 21.03% | 22.25% | 21.16% | 17.46% | 23.47% | 21.56% | 19.79%
57722, 57743 | SPI Palm Springs Solar (North Palm Springs 1A, 4A) | 2012-06-01 | 2012 | CAISO | CA | 33.8059 | -116.4959 | 5.7727 | PV | c-Si | 7.7924 | 6.5 | 1.1988 | Tracking | Single Axis | Tracking | 188 | [6 empty] | 27.12 | 5.72
58401 | Volkswagen Solar | 2012-12-20 | 2012 | Southeast (non-ISO) | TN | 35.0972 | -85.1283 | 4.338 | PV | c-Si | 9.576 | 7.6 | 1.26 | Fixed Tilt | Fixed Tilt | 25 | 181 | [6 empty] | 30.48 | 34.04 | 216.6 | 146.36 | [6 empty] | 19.98% | 20.95% | 19.42% | 21.43% | 19.32% | 17.47% | 18.6% | 17.76% | 17.61% | 16.79% | 16.65%
58042 | Black Mountain Solar Project | 2012-12-15 | 2012 | West (non-ISO) | AZ | 35.0228 | -114.1624 | 5.7839 | PV | c-Si | 9.975 | 9 | 1.1083 | Tracking | Single Axis | Tracking | 180 | [6 empty] | 28.74 | 19.34 | 160.32 | 106.84 | 152.4602 | [5 empty] | 28.5% | 28.32% | 27.83% | 26.12% | 26.82% | 26.74% | 26.42% | 25.98% | 25.85% | 26.46% | 25.71%
58027 | SunE CPS2 - Centennial Solar Farms | 2012-05-18 | 2012 | ERCOT | TX | 29.2341 | -98.4289 | 4.792 | PV | c-Si | 11.5665 | 9.9 | 1.1683 | Tracking | Single Axis | Tracking | 180 | [6 empty] | 73.75 |  | 271.93 | 181.4 | [6 empty] | 22.7% | 22.36% | 20.2% | 22.12% | 22.09% | 19.3% | 19.94% | 18.92% | 14.13% | 12.44% | 11.13%
58068 | SunE CPS1 - Centennial Solar Farms | 2012-05-18 | 2012 | ERCOT | TX | 29.2418 | -98.418 | 4.792 | PV | c-Si | 11.5665 | 9.9 | 1.1683 | Tracking | Single Axis | Tracking | 180 | [6 empty] | 73.72 |  | 280.36 | 187.02 | [6 empty] | 21.41% | 22.19% | 20.47% | 22.24% | 22.1% | 18.74% | 19.03% | 19.04% | 13.54% | 14.52% | 10.33%
57256 | PA Solar Park | 2012-10-16 | 2012 | PJM | PA | 40.8601 | -75.8522 | 3.8494 | PV | c-Si | 11.476 | 10 | 1.1476 | Fixed Tilt | Fixed Tilt | 25 | 180 | [6 empty] | 23.77 |  | 316.92 | 210.07 | [6 empty] | 15.88% | 15.88% | 16.61% | 17.21% | 15.95% | 14.07% | 15.34% | 15.41% | 14.08% | 14.64% | 14.86%
57305 | LADWP Adelanto Solar Project | 2012-07-01 | 2012 | West (non-ISO) | CA | 34.548 | -117.4401 | 5.9183 | PV | c-Si | 11.4 | 10 | 1.14 | Fixed Tilt | Fixed Tilt | 30 | 180 | [6 empty] | 20.23 | 8.97 | 333.57 | 219.87 | [6 empty] | 24.15% | 22.76% | 20.75% | 18.49% | 19.66% | 17.85% | 14.56% | 14.02% | 9.949% | 12.9%
57521 | Giffen Solar Station | 2012-07-25 | 2012 | CAISO | CA | 36.5276 | -120.3119 | 5.3221 | PV | c-Si | 12.91 | 10 | 1.291 | Fixed Tilt | Fixed Tilt | 25 | 179 | [6 empty] | 2.82 | 6.97 | 197.88 | 134.16 | [6 empty] | 27.4% | 24.56% | 24.85% | 23.54% | 20.75% | 21.63% | 19.94% | 21.67% | 11.4% | 19.62% | 15.25%
57986 | El Chaparral (SunE EPE 1) | 2012-06-01 | 2012 | West (non-ISO) | NM | 32.0354 | -106.3375 | 5.8384 | PV | c-Si | 11.3 | 10 | 1.13 | Tracking | Single Axis | 38 | 180 | [10 empty] | 111.2768 | [5 empty] | 30.12% | 30.96% | 29.64% | 30.26% | 31.31% | 26.53% | 29.01% | 26.06% | 27.35% | 29.31% | 29.25%
58009 | SunE CPS3 - Somerset Solar Farm | 2012-08-01 | 2012 | ERCOT | TX | 29.2259 | -98.672 | 4.7976 | PV | c-Si | 12.3 | 10.6 | 1.1604 | Tracking | Single Axis | Tracking | 180 | [6 empty] | 74.04 |  | 269.99 | 180.09 | [6 empty] | 23.12% | 22.35% | 20.98% | 22.66% | 22.25% | 17.69% | 19.48% | 18.63% | 13.89% | 13.35% | 11.1%
57764 | Naval Air Weapons Station China Lake | 2012-10-23 | 2012 | CAISO | CA | 35.634 | -117.652 | 5.8819 | PV | c-Si | 13.78 | 11.12 | 1.2392 | Tracking | Single Axis | Tracking | 180 | [6 empty] | 21.18 | 5.58 | 180.1 | 120.24 | [6 empty] | 24.53% | 29.86% | 28.8% | 30.12% | 29.23% | 27.54% | 24.59% | 27.12% | 25.1% | 24.25% | 23.92%
57985 | Las Cruces Centennial Solar Farm (SunE EPE 2) | 2012-05-01 | 2012 | West (non-ISO) | NM | 32.2476 | -106.9117 | 5.8929 | PV | c-Si | 13.692 | 12 | 1.141 | Tracking | Single Axis | 38 | 180 | [8 empty] | 171.09 | 113.54 | 111.2933 | [5 empty] | 31.78% | 31.29% | 29.47% | 30.41% | 29.8% | 25.41% | 27.7% | 29.6% | 27.56% | 28.01% | 25%
58228 | PSEG Milford Solar Farm | 2012-11-01 | 2012 | PJM | DE | 38.9249 | -75.4484 | 4.1331 | PV | c-Si | 15 | 12 | 1.25 | Fixed Tilt | Fixed Tilt | 20 | 180 | [6 empty] | 24.74 |  | 246.43 | 164.85 | [6 empty] | 20.12% | 19.53% | 18.35% | 19.28% | 18.95% | 17.82% | 18.5% | 17.71% | 18.79% | 19.03% | 17.36%
58135 | Washington White Post Solar I | 2012-12-21 | 2012 | Southeast (non-ISO) | NC | 35.5044 | -76.8486 | 4.4052 | PV | c-Si | 14.787 | 12.5 | 1.183 | Fixed Tilt | Fixed Tilt | 25 | 181 | [6 empty] | 30.82 | 6.94 | 184.75 | 125.45 | [6 empty] | 20.18% | 19.85% | 19.64% | 20.5% | 20.51% | 19.51% | 18.33% | 18.02% | 18.04% | 18.27% | 17.55%
57758 | Mount St. Mary's University Solar Farm | 2012-08-01 | 2012 | PJM | MD | 39.6749 | -77.3452 | 4.0359 | PV | Thin-Film | 16.1136 | 13 | 1.2395 | Fixed Tilt | Fixed Tilt | 25 | 169.29 | [6 empty] | 34.53 |  | 302.03 | 200.05 | [6 empty] | 20.74% | 20.35% | 20.36% | 19.13% | 18.36% | 17.25% | 17.64% | 18.16% | 17.51% | 17.12% | 15.64%
57778, 57780, 57782 | RE Kammerer 1-3 | 2012-02-28 | 2012 | West (non-ISO) | CA | 38.363 | -121.3851 | 5.0761 | PV | c-Si | 19.15 | 14.85 | 1.2896 | Tracking | Single Axis | Tracking | 180
57783, 57784, 57785 | RE Bruceville 1-3 (NOT SMUD-Bruceville at Grundman) | 2012-02-28 | 2012 | West (non-ISO) | CA | 38.3479 | -121.4128 | 5.0826 | PV | c-Si | 19.15 | 14.85 | 1.2896 | Tracking | Single Axis | Tracking | 180
58213 | SunE AZ2 - Saddle Mountain | 2012-01-01 | 2012 | West (non-ISO) | AZ | 33.3812 | -113.1844 | 5.8609 | PV | c-Si | 16.92 | 15 | 1.128 | Tracking | Single Axis | Tracking | 181 | [6 empty] | 25.28 | 19.34 | [8 empty] | 29.82% | 28.58% | 27.23% | 26.08% | 24.15% | 26.28% | 26.77% | 26.57% | 26.08% | 25.65% | 23.52%
58483 | Tinton Falls Solar Farm | 2012-10-01 | 2012 | PJM | NJ | 40.2631 | -74.0834 | 4.0131 | PV | c-Si | 19.88 | 15.904 | 1.25 | Fixed Tilt | Fixed Tilt | 18 | 180 | [6 empty] | 23.81 |  | 282.72 | 188.41 | [6 empty] | 18.92% | 17.91% | 18.03% | 19.35% | 17.88% | 17.94% | 16.37% | 18.34% | 16.64% | 15.93%
57560 | Chino Valley Solar | 2012-12-31 | 2012 | West (non-ISO) | AZ | 34.7244 | -112.4325 | 5.5993 | PV | c-Si | 21 | 19 | 1.1053 | Tracking | Single Axis | Tracking | 180 | PV+Storage |  | DC | 2023 | 17 |  | 25.52 | 15.4 | 188.58 | 124.16 | [6 empty] | 29.73% | 28.29% | 27.92% | 27.4% | 25.08% | 26.78% | 26.93% | 29.34% | 28.1% | 28.9%
57883 | PSEG Queen Creek Solar Farm | 2012-10-01 | 2012 | West (non-ISO) | AZ | 33.2667 | -111.6134 | 5.8016 | PV | c-Si | 25.284 | 19 | 1.3307 | Tracking | Single Axis | Tracking | 180 | [8 empty] | 156.5 | 105.02 | 119.0655 | [5 empty] | 32.01% | 31.32% | 30.44% | 31.24% | 30.75% | 29.77% | 28.61% | 28.42% | 29.18% | 26.49% | 27.9%
57522 | Cantua Solar Station | 2012-07-25 | 2012 | CAISO | CA | 36.4246 | -120.343 | 5.3471 | PV | c-Si | 25.81 | 20 | 1.2905 | Fixed Tilt | Fixed Tilt | 25 | 179 | [6 empty] | 25.48 | 6.95 | 152.5 | 104.4 | [6 empty] | 27.5% | 24.66% | 24.28% | 24.93% | 22.73% | 24.1% | 23.04% | 24.12% | 23.04% | 20.89% | 19.35%
57523 | Huron Solar Station | 2012-08-30 | 2012 | CAISO | CA | 36.1775 | -120.1121 | 5.3794 | PV | c-Si | 26.8 | 20 | 1.34 | Fixed Tilt | Fixed Tilt | 25 | 179 | [6 empty] | 17.79 | 6.65 | 176.89 | 120.6 | [6 empty] | 25.71% | 25.12% | 24.42% | 24.19% | 23.07% | 23.58% | 22.8% | 21.44% | 19.99% | 16.71% | 17.87%
57912 | Grand Ridge Solar Plant | 2012-07-27 | 2012 | PJM | IL | 41.1464 | -88.7543 | 3.9463 | PV | Thin-Film | 22.76 | 20 | 1.138 | Fixed Tilt | Fixed Tilt | 25 | 180 | Wind+PV+Storage | Lithium-Ion | AC | 2013 | 33 | 13.5 | 29.43 |  | 232.94 | 156.21 | [6 empty] | 19.6% | 17.87% | 17.2% | 16.71% | 18.46% | 17.79% | 17.34% | 17.13% | 16.93% | 16.03% | 15.87%
57994 | Apple Data Center- PV1 | 2012-12-01 | 2012 | Southeast (non-ISO) | NC | 35.5881 | -81.252 | 4.4912 | PV | c-Si | 24.9516 | 20 | 1.2476 | Tracking | Single Axis | Tracking | 179 | [6 empty] | 31.5 | 31.14 | 216.6 | 144.95 | [6 empty] | 22.04% | 20.03% | 21.24% | 23.27% | 21.52% | 20.61% | 18.16% | 17.46% | 21.4% | 21.47% | 20.31%
58002 | Alpaugh North (2nd Phase) | 2012-12-28 | 2012 | CAISO | CA | 35.9098 | -119.4262 | 5.3093 | PV | c-Si | 26.53 | 20 | 1.3265 | Tracking | Single Axis | Tracking | 180 | [6 empty] | 19.55 | 5.62 | 197.88 | 133.39 | 182.1065 | [5 empty] | 29.17% | 30.55% | 28.91% | 29.87% | 28.78% | 27.74% | 25.94% | 25.62% | 24.88% | 26.67% | 12.78%
58408 | Maryland Solar Farm | 2012-12-01 | 2012 | PJM | MD | 39.5629 | -77.7188 | 4.0484 | PV | Thin-Film | 29.0587 | 20 | 1.4529 | Fixed Tilt | Fixed Tilt | 20 | 180 | [6 empty] | 35 |  | 212.37 | 144.37 | 249.9883 | [5 empty] | 22% | 20.6% | 20.85% | 21.6% | 20.4% | 19.54% | 19.83% | 18.57% | 18.9% | 17.06% | 18.72%
58486 | FRV Picture Rocks (FRV Tucson Solar) | 2012-11-29 | 2012 | West (non-ISO) | AZ | 32.3697 | -111.2428 | 5.7922 | PV | c-Si | 25.16 | 20 | 1.258 | Tracking | Single Axis | Tracking | 180 | [8 empty] | 149.67 | 100.3 | 146.7322 | [5 empty] | 31.96% | 31.34% | 30.01% | 31.73% | 30.49% | 29.99% | 29.4% | 30.09% | 29.21% | 30.07% | 27.96%
58489 | Apex Solar (NV) | 2012-09-01 | 2012 | West (non-ISO) | NV | 36.3923 | -114.9646 | 5.6922 | PV | c-Si | 24.8 | 20 | 1.24 | Tracking | Single Axis | Tracking | 190 | [6 empty] | 24.9 | 11.03 | 194.33 | 128.31 | 143.5646 | [5 empty] | 30.08% | 29.84% | 27.93% | 29.73% | 29.57% | 29.65% | 29.28% | 30.18% | 28.9% | 29.47% | 28.35%
50765 | Stillwater Solar PV I- Geothermal, CSP | 2012-03-05 | 2012 | West (non-ISO) | NV | 39.5436 | -118.5605 | 5.2687 | PV | c-Si | 26.2 | 21.8 | 1.2018 | Fixed Tilt | Fixed Tilt | 16.2 | 180 | PV+Geothermal+CSP | [5 empty] | 30.47 | 10.08 | 142.84 | 96.51 | [6 empty] | 23.09% | 22.38% | 21.66% | 21.99% | 20.87% | 20.51% | 20.43% | 19.6% | 20.88% | 20.65% | 19.42%
58062 | Imperial Valley Solar Company (IVSC) 1 | 2012-05-01 | 2012 | West (non-ISO) | CA | 33.2468 | -115.4973 | 5.8325 | PV | c-Si | 28.566 | 23 | 1.242 | Fixed Tilt | Fixed Tilt | 30 | 180 | [8 empty] | 192.12 | 129.63 | 125.3881 | [5 empty] | 27.06% | 26.03% | 26.12% | 26.2% | 25.66% | 21.8% | 23.58% | 21.22% | 16.67% | 14.18% | 16.32%
58039 | McHenry Solar Farm (K Road Modesto Solar or RET Modesto) | 2012-12-01 | 2012 | CAISO | CA | 37.7365 | -120.9905 | 5.1402 | PV | c-Si | 31.2 | 25.8 | 1.2093 | Tracking | Single Axis | Tracking | 180 | [6 empty] | 37.89 | 6.01 | 183.16 | 121.79 | 176.9354 | [5 empty] | 29.52% | 28.77% | 28.45% | 28.36% | 27.59% | 28.29% | 27.06% | 26.99% | 27.55% | 27.45% | 23.78%
57657 | NRG Solar - Avra Valley | 2012-12-14 | 2012 | West (non-ISO) | AZ | 32.3717 | -111.2828 | 5.7922 | PV | Thin-Film | 34 | 26.46 | 1.285 | Tracking | Single Axis | Tracking | 180 | [8 empty] | 150.58 | 100.99 | 146.7322 | [5 empty] | 32.71% | 31.99% | 30.64% | 32.2% | 31.81% | 31.13% | 29.5% | 28.09% | 29% | 27.54% | 27.94%
57368 | Cogentrix - Alamosa (Alamosa Solar Generating Project) | 2012-04-01 | 2012 | West (non-ISO) | CO | 37.5988 | -105.9518 | 5.3435 | PV | CPV | 36.7 | 30 | 1.2233 | Tracking | Dual-Axis | Tracking | [7 empty] | 22.17 | 16.46 | 240.81 | 161.07 | [6 empty] | 24.96% | 24.22% | 22.4% | 24.23% | 22.54% | 22.51% | 20.86% | 20.57% | 16.72% | 15.62% | 13.37%
57816 | McKenzie Road Solar Farm 1-6 | 2012-11-08 | 2012 | West (non-ISO) | CA | 38.3071 | -121.2908 | 5.0653 | PV | c-Si | 38.3 | 30 | 1.2767 | Tracking | Single Axis | Tracking | 180 | [8 empty] | 164.29 | 109.93
58003 | Alpaugh 50 (1st Phase) | 2012-12-28 | 2012 | CAISO | CA | 35.8997 | -119.4395 | 5.3114 | PV | c-Si | 66.25 | 50 | 1.325 | Tracking | Single Axis | Tracking | 180 | [6 empty] | 19.55 | 5.22 | 182.73 | 123.17 | 182.1065 | [5 empty] | 28.89% | 30.39% | 30.27% | 30.35% | 29.23% | 27.81% | 24.79% | 29.62% | 25.63% | 26.2% | 16.36%
57442 | Silver State North Solar Project | 2012-04-16 | 2012 | West (non-ISO) | NV | 35.6243 | -115.3526 | 5.5148 | PV | Thin-Film | 63.5 | 52 | 1.2212 | Fixed Tilt | Fixed Tilt | 25 | 180 | [6 empty] | 23.78 | 6.61 | 159.99 | 107.57 | 153.1888 | [5 empty] | 26.84% | 26.3% | 26.31% | 25.73% | 25.6% | 25.92% | 24.96% | 25.91% | 25.3% | 25.73% | 24.73%
58017 | Copper Mountain Solar 2 - Phase 1 | 2012-11-21 | 2012 | CAISO | NV | 35.8046 | -114.9671 | 5.478 | PV | Thin-Film | 114.375 | 92 | 1.2432 | Fixed Tilt | Fixed Tilt | 25 | 180 | [6 empty] | 23.84 | 6.03 | 75.63 | 54.34 | 130.2937 | [5 empty] | 28.16% | 27.92% |  | 27.07% | 27.88% | 27.97% | 27.24% | 28.2% | 27.19% | 27.76% | 26.54%
57707 | Mesquite Solar 1 | 2012-12-31 | 2012 | CAISO | AZ | 33.3427 | -112.9241 | 5.8711 | PV | c-Si | 235.1 | 170 | 1.3829 | Fixed Tilt | Fixed Tilt | 20 | 180 | [6 empty] | 21.45 | 5.46 | 121.2 | 83.61 | 175.1251 | [5 empty] | 27.77% | 27.32% | 26.7% | 27.34% | 27.78% | 27.87% | 27.35% | 27.92% | 27.19% | 27.84% | 27.12%
58520 | Tularosa Solar Energy Center (Otero County Solar Energy Center) | 2013-12-15 | 2013 | West (non-ISO) | NM | 32.978 | -105.9716 | 5.6874 | PV | Thin-Film | 9.6188 | 7.5 | 1.2825 | Fixed Tilt | Fixed Tilt | 25 | 180 | [6 empty] | 27.33 | 14.77 | 97.26 | 67.52 | [7 empty] | 28.12% | 27.11% | 28.16% | 28.45% | 27.35% | 26.23% | 26.86% | 27.03% | 25.61% | 27.44%
58882 | Mercer County Community College Solar | 2013-09-17 | 2013 | PJM | NJ | 40.2566 | -74.645 | 4.0037 | PV | Thin-Film | 8.3 | 7.5 | 1.1067 | Fixed Tilt | Fixed Tilt | 30 | 180 | [6 empty] | 23.52 |  | 394.72 | 257.09 | [7 empty] | 16.41% | 16.87% | 16.85% | 15.92% | 14.65% | 16.48% | 15.43% | 15% | 17.21% | 14.88%
58482 | Azalea Solar Power Facility | 2013-12-01 | 2013 | Southeast (non-ISO) | GA | 32.9795 | -82.5919 | 4.6805 | PV | c-Si | 9.7 | 7.65 | 1.268 | Fixed Tilt | Fixed Tilt | 20 | 180 | [6 empty] | 28.85 | 31.31 | 198.21 | 133.49 | 162.4568 | [6 empty] | 22% | 20.15% | 21.25% | 20.45% | 18.6% | 19.4% | 18.14% | 16.85% | 17.77% | 18.2%
58521 | Manzano Solar Energy Center | 2013-11-01 | 2013 | West (non-ISO) | NM | 34.7467 | -106.6544 | 5.6191 | PV | Thin-Film | 10.26 | 8 | 1.2825 | Fixed Tilt | Fixed Tilt | 25 | 180 | [6 empty] | 27.91 | 16.16 | 104.69 | 72.68 | [7 empty] | 26.86% | 25.8% | 26.75% | 26.97% | 26.59% | 25.77% | 26.19% | 23.05% | 22.58% | 25.02%
57306 | LADWP Pine Tree Solar Project | 2013-03-01 | 2013 | West (non-ISO) | CA | 35.2291 | -118.1956 | 5.7858 | PV | c-Si | 9.75 | 8.5 | 1.1471 | Fixed Tilt | Fixed Tilt | 30 | 180 | [6 empty] | 22.43 | 9.95 | 495.93 | 322.36 | [7 empty] | 22.39% | 13.87% | 15.33% | 19.79% | 19.69% | 17.07% | 13.52% | 11.15% | 17.12% | 9.23%
58227 | Highlander II (SEPV 9) | 2013-04-01 | 2013 | CAISO | CA | 34.1902 | -116.0916 | 5.7987 | PV | c-Si | 10.97 | 8.5 | 1.2906 | Tracking | Single Axis | Tracking | 180 | [6 empty] | 28.5 | 5.11 | 111.29 | 75.41 | [7 empty] | 33.02% | 32.33% | 30.78% | 32.5% | 31.21% | 31.1% | 26.13% | 28.15% | 28.46% | 32.83%
58553 | Indy Solar III | 2013-12-16 | 2013 | MISO | IN | 39.6537 | -86.2599 | 4.0385 | PV | c-Si | 11.9 | 8.6 | 1.3837 | Fixed Tilt | Fixed Tilt | 20 | 177 | [6 empty] | 33.83 | 16.01 | 188.54 | 128.92 | [7 empty] | 20.02% | 19.63% | 23% | 19.05% | 18.22% | 17.88% | 17.4% | 14.78% | 15.93% | 17.11%
59454 | Valencia Solar | 2013-06-28 | 2013 | West (non-ISO) | AZ | 32.1455 | -110.8795 | 5.7977 | PV | c-Si | 12.6936 | 9 | 1.4104 | Tracking | Single Axis | Tracking | 180 | [8 empty] | 88.83 | 61.74 | 153.6631 | [6 empty] | 31.89% | 29.46% | 29.79% | 33.5% | 31.61% | 31.3% | 33.88% | 34.08% | 32.93% | 33.26%
59097 | Berry Plastics Solar Plant | 2013-08-01 | 2013 | PJM | NJ | 40.6951 | -75.1465 | 3.932 | PV | c-Si | 13.06 | 9.8 | 1.3327 | Fixed Tilt | Fixed Tilt | 25 | 180 | [6 empty] | 24.08 |  | 225.78 | 151.71 | [7 empty] | 18.48% | 19.7% | 18.77% | 18.56% | 17.34% | 18.32% | 18.62% | 12.74% | 17.43% | 18.41%
58488 | Bryan Solar, LLC | 2013-06-30 | 2013 | ERCOT | TX | 29.5916 | -104.3304 | 5.8602 | PV | c-Si | 12.2148 | 9.999 | 1.2216 | Tracking | Single Axis | Tracking | 178 | [6 empty] | 67.11 |  | 154.9 | 103.04 | [7 empty] | 29.88% | 28.32% | 29.17% | 26.93% | 27.9% | 27.61% | 27.28% | 28.07% | 27.91% | 28.43%
58206 | West Gates Solar Station | 2013-06-24 | 2013 | CAISO | CA | 36.1419 | -120.1327 | 5.3794 | PV | c-Si | 12.9 | 10 | 1.29 | Fixed Tilt | Fixed Tilt | 25 | 180 | [6 empty] | 3.7 | 6.77 | 169.09 | 113.56 | [7 empty] | 26.72% | 25.28% | 25.55% | 24.61% | 24.77% | 20.62% | 21.63% | 21.34% | 22.53% | 23.11%
58391 | IND Airport Solar Farm (INDY I) | 2013-10-01 | 2013 | MISO | IN | 39.6955 | -86.3153 | 4.0499 | PV | c-Si | 12.5685 | 10 | 1.2569 | Fixed Tilt | Fixed Tilt | 30 | 180 | [6 empty] | 33.67 | 14.82 | 225.3 | 151.53
58552 | Indy Solar I | 2013-12-16 | 2013 | MISO | IN | 39.6622 | -85.9842 | 4.0303 | PV | c-Si | 13.9 | 10.1 | 1.3762 | Fixed Tilt | Fixed Tilt | 20 | 180 | [6 empty] | 34.54 | 15.07 | 181.3 | 124.55 | 111.0575 | [6 empty] | 19.78% | 19.81% | 20.08% | 18.26% | 17.43% | 16.74% | 16.43% | 16.99% | 17.07% | 16.83%
58556 | Indy Solar II | 2013-12-16 | 2013 | MISO | IN | 39.6622 | -85.9842 | 4.0303 | PV | c-Si | 13.9 | 10.1 | 1.3762 | Fixed Tilt | Fixed Tilt | 20 | 180 | [6 empty] | 34.54 | 15.07 | 178.68 | 122.91 | [7 empty] | 19.81% | 20.15% | 19.59% | 18.74% | 17.82% | 17.4% | 15.08% | 16.38% | 16.39% | 16.95%
58234 | Highlander I (SEPV 8) | 2013-04-01 | 2013 | CAISO | CA | 34.1731 | -116.1537 | 5.8315 | PV | c-Si | 14.639 | 12 | 1.2199 | Tracking | Single Axis | Tracking | 180 | [6 empty] | 28.38 | 5.37 | 107.8 | 73.05 | [7 empty] | 31.45% | 32.48% | 31.42% | 31.37% | 32.39% | 31.02% | 26.37% | 28.32% | 30.28% | 31.19%
58383 | Hyder II | 2013-01-26 | 2013 | West (non-ISO) | AZ | 33.0264 | -113.3542 | 5.8589 | PV | c-Si | 21 | 14 | 1.5 | Tracking | Single Axis | Tracking | 180 | PV+Storage | LIB | AC | 2023 | 14 | 42 | 26.49 | 18.54 | 168.55 | 112.97 | [7 empty] | 34.92% | 35.74% | 30.17% | 29.68% | 30.22% | 29.88% | 31.9% | 31.04% | 28.08% | 24.67%
58262 | PSEG Badger I | 2013-12-19 | 2013 | West (non-ISO) | AZ | 33.4984 | -112.8132 | 5.8128 | PV | c-Si | 19.3 | 14.8 | 1.3041 | Tracking | Single Axis | Tracking | 180 | [6 empty] | 25.89 | 19.2 | 127.21 | 86.22 | 84.5497 | [6 empty] | 30.5% | 30.22% | 31.38% | 30.49% | 30.78% | 29.66% | 29.73% | 28.85% | 29.19% | 25.62%
58501 | Gillespie 1 | 2013-12-01 | 2013 | West (non-ISO) | AZ | 33.0207 | -112.6617 | 5.8092 | PV | c-Si | 20.2 | 15 | 1.3467 | Tracking | Single Axis | Tracking | 190 | [6 empty] | 25.71 | 18.86 | 118.63 | 80.45 | 94.2393 | [6 empty] | 33.98% | 32.56% | 33.5% | 32.33% | 31.65% | 32.91% | 30.61% | 30.38% | 27.94% | 29.31%
58892 | Camilla Solar Plant (SDD Solar Project 1) | 2013-12-01 | 2013 | Southeast (non-ISO) | GA | 31.1856 | -84.1325 | 4.7726 | PV | c-Si | 20.248 | 16 | 1.2655 | Fixed Tilt | Fixed Tilt | 30 | 180 | [6 empty] | 28.94 | 29.97 | 174.99 | 118.77 | [7 empty] | 22.84% | 20.75% | 22.53% | 21.41% | 19.61% | 19.66% | 17.92% | 18.62% | 19.99% | 17.95%
57891 | Guernsey Solar Station | 2013-06-01 | 2013 | CAISO | CA | 36.1635 | -119.6502 | 5.3007 | PV | c-Si | 25.5 | 20 | 1.275 | Tracking | Single Axis | Tracking | 180 | [6 empty] | 20.66 | 5.73 | 228.13 | 152.07 | [7 empty] | 26.45% | 26.35% | 26.14% | 25.16% | 24.95% | 24.59% | 23.81% | 22.18% | 17.85% | 13.82%
57892 | Gates Solar Station | 2013-06-01 | 2013 | CAISO | CA | 36.1772 | -120.1114 | 5.3794 | PV | c-Si | 27.7 | 20 | 1.385 | Fixed Tilt | Fixed Tilt | 25 | 179 | [6 empty] | 18.19 | 6.35 | 175.13 | 118.56 | [7 empty] | 27.2% | 24.67% | 24.88% | 24.19% | 24.72% | 18.97% | 17.66% | 15.12% | 15.52% | 21.41%
58148 | RE Kansas South | 2013-06-07 | 2013 | CAISO | CA | 36.2261 | -119.8342 | 5.3183 | PV | c-Si | 27 | 20 | 1.35 | Tracking | Single Axis | Tracking | 180 | [6 empty] | 21.05 | 5.4 | 142.99 | 96.11 | [7 empty] | 30.29% | 30.01% | 30.2% | 26.41% | 28.02% | 27.98% | 23.7% | 28.94% | 30.39% | 29.16%
58149 | TA-High Desert (Antelope Project) | 2013-06-01 | 2013 | CAISO | CA | 34.7089 | -118.3047 | 5.7812 | PV | c-Si | 25.63 | 20 | 1.2815 | Tracking | Single Axis | Tracking | 180 | [6 empty] | 22.19 | 5.25 | 134.2 | 90.37 | [7 empty] | 32.95% | 32.66% | 31.8% | 31.54% | 32.05% | 28.44% | 28.31% | 29.15% | 27.03% | 25.89%
58373 | White River Solar Phase 1 | 2013-06-17 | 2013 | CAISO | CA | 35.8758 | -119.4585 | 5.3114 | PV | c-Si | 26.795 | 20 | 1.3397 | Tracking | Single Axis | Tracking | 180 | [6 empty] | 19.54 | 5.46 | 130.98 | 88.68 | 185.8604 | [6 empty] | 30.64% | 30.23% | 30.17% | 29.62% | 29.61% | 26.95% | 28.1% | 27.5% | 27.67% | 25.88%
58374 | Corcoran 1 | 2013-07-29 | 2013 | CAISO | CA | 36.1422 | -119.5728 | 5.2915 | PV | c-Si | 26 | 20 | 1.3 | Tracking | Single Axis | Tracking | 180 | [6 empty] | 5.39 | 5.65 | 146.51 | 99.28 | [7 empty] | 29.24% | 29.92% | 29.13% | 29.05% | 28.85% | 25.51% | 28.24% | 27.71% | 26.86% | 19.82%
58621 | Sol Orchard Imperial 1 (Grupo T-Solar El Centro Project) | 2013-12-11 | 2013 | West (non-ISO) | CA | 32.8034 | -115.5459 | 5.8721 | PV | c-Si | 25.2 | 20 | 1.26 | Tracking | Single Axis | Tracking | 180 | [8 empty] | 123.55 | 84.18 | [7 empty] | 29.86% | 29.56% | 29.19% | 27.98% | 27.54% | 26.66% | 23.48% | 22.52% | 24.94% | 26.38%
58701 | Apple Data Center- PV2 | 2013-10-31 | 2013 | Southeast (non-ISO) | NC | 35.7398 | -81.2124 | 4.455 | PV | c-Si | 25.056 | 20 | 1.2528 | Tracking | Single Axis | Tracking | 179 | [6 empty] | 31.23 | 31.6 | 205.72 | 136.84 | [7 empty] | 22.72% | 21.83% | 24.55% | 22.64% | 21.25% | 22.79% | 20.35% | 21.46% | 22.54% | 21.55%
58366 | Atwell Island | 2013-03-22 | 2013 | CAISO | CA | 35.8154 | -119.451 | 5.3114 | PV | Thin-Film | 23.5 | 20.2 | 1.1634 | Fixed Tilt | Fixed Tilt | 18 | 180 | [6 empty] | 19 | 7.64 | 213.32 | 141.53 | [7 empty] | 23.75% | 23.35% | 23.25% | 21.51% | 22.48% | 21.24% | 18.49% | 20.08% | 21.23% | 18.9%
57455 | Borrego Solar Project (NRG) | 2013-02-12 | 2013 | CAISO | CA | 33.2914 | -116.3538 | 5.8406 | PV | c-Si | 33 | 26 | 1.2692 | Tracking | Single Axis | Tracking | 180 | [6 empty] | 24.39 | 5 | 141.34 | 94.56 | 149.3091 | [6 empty] | 32.11% | 31.37% | 31.12% | 30.31% | 30.08% | 29.14% | 28.53% | 30.92% | 28.41% | 28.37%
58490 | Spectrum Nevada Solar Project | 2013-10-01 | 2013 | West (non-ISO) | NV | 36.2369 | -114.8751 | 5.6686 | PV | c-Si | 37.6 | 30 | 1.2533 | Tracking | Single Axis | Tracking | 180 | [6 empty] | 24.11 | 10.95 | 127.95 | 85.7 | 125.6998 | [6 empty] | 31.67% | 31.58% | 31.06% | 31.67% | 31.69% | 31.15% | 32.18% | 31.12% | 31.96% | 31.59%
57997 | APS - AZ Sun - Foothills Solar Plant Phase I+II | 2013-03-31 | 2013 | West (non-ISO) | AZ | 32.6394 | -114.4316 | 5.8992 | PV | c-Si | 52 | 35 | 1.4857 | Tracking | Single Axis | Tracking | 180 | PV+Storage | LIB | AC | 2023 | 38 | 105 | 27.02 | 17.91 | 136.41 | 91.94 | [7 empty] | 34.58% | 33.79% | 29.47% | 29.14% | 28.36% | 29.12% | 29.75% | 31.79% | 29.53% | 33.11%
58537 | OCI Alamo 1 Solar | 2013-12-31 | 2013 | ERCOT | TX | 29.2717 | -98.4447 | 4.792 | PV | c-Si | 49.46 | 40.7 | 1.2152 | Tracking | Single Axis | Tracking | 180 | PV+Storage | Lithium-ion | AC | 2016 | 1 | 0.25 | 71.76 |  | 160.56 | 107.92 | [7 empty] | 22.48% | 20.37% | 20.84% | 19.95% | 17.78% | 15.72% | 25.11% | 23.51% | 25.56% | 24.76%
57295 | Alpine Solar Project | 2013-01-24 | 2013 | CAISO | CA | 34.7944 | -118.5105 | 5.6237 | PV | Thin-Film | 86.4 | 66 | 1.3091 | Fixed Tilt | Fixed Tilt | 25 | 180 | [6 empty] | -7.83 | 5.92 | 158.21 | 105.63 | 156.607 | [6 empty] | 28.89% | 28.85% | 28.48% | 28.18% | 27.96% | 26.8% | 26.91% | 28.31% | 28.37% | 27.84%
57708 | Catalina Solar Project 1 (Phase 1+2) | 2013-08-22 | 2013 | CAISO | CA | 34.9296 | -118.3325 | 5.8249 | PV | Thin-Film | 143 | 110 | 1.3 | Fixed Tilt | Fixed Tilt | 20 | 180 | Wind+PV | [5 empty] | 18.99 | 5.98 | 119.4 | 81.42 | 131.6923 | [6 empty] | 29.89% | 29.05% | 27.88% | 27.94% | 27.53% | 25.65% | 25.94% | 25.96% | 27.76% | 27.26%
57680 | Arlington Valley Solar Project II | 2013-11-13 | 2013 | West (non-ISO) | AZ | 33.305 | -112.8337 | 5.8518 | PV | c-Si | 174.9 | 129 | 1.3558 | Tracking | Single Axis | Tracking | 180 | [6 empty] | 27.32 | 18.58 | 146.74 | 97.99 | 122.3543 | [6 empty] | 32.31% | 31.59% | 32.16% | 31.68% | 29.66% | 30.83% | 31.92% | 31.26% | 31.36% | 30.84%
57490 | (Tenaska) Imperial Solar Energy Center South (CSolar IV South) | 2013-11-18 | 2013 | CAISO | CA | 32.6622 | -115.6595 | 5.663 | PV | Thin-Film | 172.3 | 130 | 1.3254 | Fixed Tilt | Fixed Tilt | 25 | 180 | [6 empty] | 22.57 | 5.74 | 170.21 | 114.01 | 144.9298 | [6 empty] | 28.43% | 28.08% | 25.76% | 24.64% | 24.1% | 24.72% | 21.28% | 25.57% | 25.54% | 24.34%
58467 | Campo Verde | 2013-08-01 | 2013 | CAISO | CA | 32.7471 | -115.7088 | 5.7881 | PV | Thin-Film | 201.1 | 147.4 | 1.3643 | Fixed Tilt | Fixed Tilt | 25 | 180 | [6 empty] | 22.81 | 5.6 | 135.91 | 92.15 | [7 empty] | 30.49% | 30.3% | 29.68% | 28.87% | 26.82% | 27.58% | 27.46% | 28.38% | 28.67% | 25.45%
56812 | Solana Generating Station (Abengoa, Arlington Valley Solar Energy Project) | 2013-10-08 | 2013 | West (non-ISO) | AZ | 32.9216 | -112.9771 | 5.8139 | CSP | Trough |  | 250 |  | Tracking | Single Axis | Tracking | 180 | CSP+Storage | Molten Salt |  | 2013 | 280 | 1680 | 25.34 | 17.4 | [9 empty] | 27.56% | 32.82% | 29.31% | 33.06% | 35.43% | 36.15% | 35.32% | 31.72% | 31.76% | 35.38%
57439 | California Valley Solar Ranch (CVSR, High Plains Ranch II) | 2013-11-01 | 2013 | CAISO | CA | 35.323 | -119.9086 | 5.534 | PV | c-Si | 314.9 | 250 | 1.2596 | Tracking | Single Axis | Tracking | 180 | [6 empty] | 21.24 | 5.3 | 148.89 | 99.24 | 145.0518 | [6 empty] | 31.25% | 31.43% | 30.96% | 29.57% | 30.9% | 26.7% | 29.31% | 31.54% | 30.79% | 28.48%
59630 | KDC CentraState Medical (KDC Solar Middlesex 3) | 2014-10-31 | 2014 | PJM | NJ | 40.2352 | -74.3212 | 4.0025 | PV | c-Si | 6.31 | 5.34 | 1.1816 | Fixed Tilt | Fixed Tilt | 15 | 180 | [6 empty] | 23.71 |  | 172.33 | 117.32 | [8 empty] | 18.16% | 18.08% | 16.9% | 16.08% | 17.08% | 15.42% | 15.36% | 16.89%
58545 | NRG Community Solar 1 | 2014-06-30 | 2014 | West (non-ISO) | CA | 32.9832 | -115.4818 | 5.8991 | PV | c-Si | 7.5 | 6 | 1.25 | Tracking | Single Axis | Tracking | 181 | [8 empty] | 161.77 | 107.77 | [8 empty] | 27.55% | 26.47% | 25.96% | 22.32% | 26.4% | 26.96% | 25.93% | 26.74% | 25.38%
59044 | Rio Rico | 2014-03-31 | 2014 | West (non-ISO) | AZ | 31.4965 | -111.0072 | 5.7151 | PV | c-Si | 7.18 | 6 | 1.1967 | Fixed Tilt | Fixed Tilt | 25 | 180 | [8 empty] | 155.49 | 106.62 | [8 empty] | 19.56% | 22.68% | 21.42% | 21.41% | 21.45% | 22.61% | 18.7% | 14.95%
59558 | Sandoval Solar Energy Center | 2014-12-31 | 2014 | West (non-ISO) | NM | 35.2838 | -106.8125 | 5.5846 | PV | Thin-Film | 7.37 | 6.08 | 1.2122 | Tracking | Single Axis | Tracking | 180 | [6 empty] | 28.35 | 15.09 | 82.36 | 57.12 | [8 empty] | 28.83% | 30.41% | 30.71% | 30.58% | 28.77% | 28.4% | 26.77% | 29.94% | 29.25%
58682 | Dartmouth Solar | 2014-04-11 | 2014 | ISO-NE | MA | 41.6761 | -70.9969 | 3.89 | PV | c-Si | 7.4585 | 6.25 | 1.1934 | Fixed Tilt | Fixed Tilt | 25 | 180 | [6 empty] | 29.89 | 4.01 | 250.76 | 167.16 | [8 empty] | 17.36% | 17.26% | 16.07% | 15.08% | 16.37% | 16.81% | 16.84% | 8.981% | 15.55%
57959 | Desert Green Solar Farm | 2014-12-09 | 2014 | CAISO | CA | 33.2654 | -116.3276 | 5.8406 | PV | CPV | 8.8614 | 6.3 | 1.4066 | Tracking | Dual-Axis | Tracking | [7 empty] | 25.74 | 4.23 | 218.12 | 145.96 | [8 empty] | 28.02% | 25.64% | 24.35% | 24.43% | 28.05% | 24.69% | 21.88% | 20.53% | 15.61%
58757 | Summer North Solar 6.5 (American Solar Greenworks) | 2014-12-31 | 2014 | CAISO | CA | 34.7239 | -118.2923 | 5.8114 | PV | c-Si | 9.201 | 6.49 | 1.4177 | Fixed Tilt | Fixed Tilt | 25 | 193 | [6 empty] | 20.95 | 5.81 | 125.01 | 86.74 | [8 empty] | 25.24% | 29.02% | 27.71% | 28.57% | 25.23% | 24.51% | 25.48% | 21.9% | 19.47%
59186 | West Pemberton Solar Facility | 2014-07-31 | 2014 | PJM | NJ | 40.0061 | -74.7305 | 4.007 | PV | c-Si | 9.1899 | 7 | 1.3128 | Fixed Tilt | Fixed Tilt | 20 | 180 | [6 empty] | 22.54 |  | 163.79 | 112.39 | [8 empty] | 19.72% | 20.34% | 18.86% | 18.4% | 17.87% | 17.05% | 18.85% | 19.52% | 16.98%
59366 | G&S Wantage Solar | 2014-01-31 | 2014 | PJM | NJ | 41.1884 | -74.5904 | 3.8893 | PV | c-Si | 8.446 | 7 | 1.2066 | Fixed Tilt | Fixed Tilt | 10 | 180 | [6 empty] | 24.85 |  | 239.3 | 160.4 | [8 empty] | 15.49% | 16.81% | 15.08% | 13.99% | 15.17% | 15.89% | 14.01% | 15.44% | 15.28%
59619 | Cibola Solar Energy Center | 2014-12-31 | 2014 | West (non-ISO) | NM | 35.2543 | -107.2452 | 5.4845 | PV | Thin-Film | 9.42 | 7.6 | 1.2395 | Tracking | Single Axis | Tracking | 180 | [6 empty] | 28.44 | 15.15 | 74.56 | 52.39 | [9 empty] | 28.69% | 30.02% | 29.56% | 29.69% | 30.76% | 29.99% | 30.25% | 28.77%
59631 | KDC Solar Branchburg (ImClone) | 2014-06-30 | 2014 | PJM | NJ | 40.5593 | -74.7134 | 3.9596 | PV | c-Si | 9.95 | 7.726 | 1.2879 | Fixed Tilt | Fixed Tilt | 20 | 180 | [6 empty] | 23.98 |  | 233.22 | 156.04 | [8 empty] | 18.73% | 19.33% | 17.8% | 16.77% | 17.61% | 18.82% | 15.92% | 16.08% | 16.68%
58770 | Maywood Superfund Project (HQC Maywood) | 2014-04-01 | 2014 | MISO | IN | 39.7377 | -86.2182 | 4.008 | PV | c-Si | 10.86 | 7.892 | 1.3761 | Fixed Tilt | Fixed Tilt | 20 | 180 | [6 empty] | 33.93 | 14.13 | 243.34 | 164.83 | [8 empty] | 15.8% | 19.2% | 16.8% | 16.26% | 15.78% | 15.05% | 13.91% | 13.24% | 13.87%
58564 | Frenchtown III Solar | 2014-02-19 | 2014 | PJM | NJ | 40.4832 | -75.0156 | 3.9553 | PV | c-Si | 9.978 | 8 | 1.2472 | Fixed Tilt | Fixed Tilt | 25 | 180 | [6 empty] | 23.95 |  | 181.03 | 123.98 | [8 empty] | 19.33% | 19.37% | 18.05% | 16.85% | 17.65% | 18.33% | 17.92% | 16.08% | 13.65%
58721 | Orion Solar Phase II | 2014-06-30 | 2014 | CAISO | CA | 35.1478 | -118.8847 | 5.3861 | PV | c-Si | 9.6189 | 8 | 1.2024 | Tracking | Single Axis | Tracking | 180 | [6 empty] | 22.79 | 6.14 | 136.96 | 91.86 | [8 empty] | 29.35% | 27.99% | 24.65% | 25.08% | 25.98% | 23.87% | 26.3% | 26.49% | 26.07%
59319 | Rock Solid Solar Project (Howell Solar) | 2014-11-30 | 2014 | PJM | NJ | 40.2301 | -74.2258 | 4.0066 | PV | c-Si | 9.9361 | 8 | 1.242 | Fixed Tilt | Fixed Tilt | 20 | 180 | [6 empty] | 23.6 |  | 163.4 | 111.36 | [8 empty] | 19.37% | 17.73% | 18.27% | 17.02% | 19.07% | 17.63% | 18.33% | 19.49% | 18.32%
58615 | Indianapolis Motor Speedway (IMS) Solar Farm | 2014-07-31 | 2014 | MISO | IN | 39.7978 | -86.2235 | 4.008 | PV | c-Si | 11.2039 | 8.8205 | 1.2702 | Fixed Tilt | Fixed Tilt | 26 | 180 | [6 empty] | 33.77 | 15.19 | 136.28 | 95.71 | [8 empty] | 18.48% | 17.89% | 17.86% | 16.95% | 16.18% | 15.74% | 15.54% | 16.18% | 15.82%
59618 | Meadow Lake Solar Energy Center | 2014-12-31 | 2014 | West (non-ISO) | NM | 34.8099 | -106.5175 | 5.6456 | PV | Thin-Film | 11.37 | 9.12 | 1.2467 | Tracking | Single Axis | Tracking | 180 | [6 empty] | 28.27 | 15.66 | 73.09 | 51.36 | [8 empty] | 26.44% | 30.74% | 31.03% | 31.08% | 29.73% | 31.13% | 30.68% | 29.8% | 30.2%
58398 | Heber Solar PV Project (Imperial Solar 1) | 2014-05-31 | 2014 | West (non-ISO) | CA | 32.7127 | -115.5404 | 5.8901 | PV | c-Si | 13.127 | 10 | 1.3127 | Tracking | Single Axis | Tracking | 180 | [8 empty] | 119.62 | 80.9 | [8 empty] | 30.21% | 29.51% | 29.84% | 29.28% | 29.7% | 27.93% | 29.24% | 29.41% | 29.13%
58417 | Lone Valley Solar Park I (Agincourt) | 2014-11-30 | 2014 | CAISO | CA | 34.3978 | -116.8655 | 5.7029 | PV | c-Si | 12.4 | 10 | 1.24 | Tracking | Single Axis | Tracking | 180 | [6 empty] | 24.15 | 5.16 | 91.86 | 63.64 | 98.2992 | [7 empty] | 28.62% | 26.13% | 27.2% | 27.53% | 27.18% | 26.15% | 25.85% | 26.91% | 27.14%
58502 | RE Columbia 3 | 2014-02-28 | 2014 | CAISO | CA | 35.0188 | -118.1766 | 5.8444 | PV | c-Si | 11.058 | 10 | 1.1058 | Tracking | Single Axis | Tracking | 180 | [6 empty] | 23.3 | 5.98 | 106.58 | 72.37 | [8 empty] | 29.45% | 30.11% | 28.82% | 28.74% | 26.12% | 26.16% | 25.97% | 23.75% | 25%
59407 | PSEG El Paso Solar Energy Center (Newman) | 2014-10-30 | 2014 | West (non-ISO) | TX | 31.9783 | -106.4275 | 5.7401 | PV | c-Si | 13.0479 | 10.416 | 1.2527 | Tracking | Single Axis | Tracking | 177 | [8 empty] | 81.94 | 57.16 | 53.078 | [7 empty] | 29.83% | 30.83% | 30.14% | 28.85% | 29.58% | 31.38% | 28.51% | 28.17%
58640 | KRS II Koloa Solar (Grove Farm/ Kauai Solar Farm) | 2014-09-30 | 2014 | HI | HI | 21.9018 | -159.4513 | 4.7876 | PV | c-Si | 14.257 | 12 | 1.1881 | Fixed Tilt | Fixed Tilt | 20 | 180 | [8 empty] | 181.9 | 121.95 | 167.32 | [7 empty] | 20.53% | 21.37% | 20.75% | 17.6% | 16.86% | 19.95% | 19.56% | 20.37% | 19.72%
58718 | Orion Solar Phase I | 2014-04-30 | 2014 | CAISO | CA | 35.1471 | -118.8862 | 5.3861 | PV | c-Si | 15.6847 | 12 | 1.3071 | Tracking | Single Axis | Tracking | 180 | [6 empty] | 22.78 | 5.65 | 143.5 | 96.24 | [8 empty] | 29.19% | 29% | 26.76% | 24.38% | 25.83% | 24.58% | 27.48% | 27.9% | 27.5%
59779 | Davis-Monthan Air Force Base Phase I+II | 2014-02-20 | 2014 | West (non-ISO) | AZ | 32.1459 | -110.8795 | 5.7977 | PV | c-Si | 16.53 | 12.6 | 1.3119 | Tracking | Single Axis | Tracking | 180 | [8 empty] | 185.78 | 124.7 | [11 empty] | 2.298% | 27.32% | 28.23% | 25.06% | 24.99% | 28.5%
8223 | Springerville Generating Station Solar System Phase 1-3 (Ph3: White Mountain Solar ) | 2014-12-31 | 2014 | West (non-ISO) | AZ | 34.296 | -109.2677 | 5.4531 | PV | Combo (c-Si, Thin-Film, CPV) | 16.61 | 13.624 | 1.2192 | Combo | Fixed, Single | Tracking | 180 | PV+Fossil | [7 empty] | 338.16 | 221.39
58275, 58276, 58279 | Warren Solar Farm (Mass Midstate 1-3, Ecos Energy LLC) | 2014-04-01 | 2014 | ISO-NE | MA | 42.1993 | -72.2244 | 3.8117 | PV | c-Si | 17.2 | 14 | 1.2286 | Fixed Tilt | Fixed Tilt | 25 | 180 | [6 empty] | 29.82 | 3.68
58990 | RE Columbia 2 | 2014-12-31 | 2014 | CAISO | CA | 35.0204 | -118.1767 | 5.8444 | PV | c-Si | 19.95 | 15 | 1.33 | Tracking | Single Axis | Tracking | 180 | [6 empty] | 23.58 | 5.03 | 115.47 | 78.48 | 72.6251 | [7 empty] | 32.83% | 33.58% | 32.02% | 31.26% | 31.94% | 32.34% | 31.59% | 29.69% | 26.05%
59184 | Mulberry Farm | 2014-12-31 | 2014 | Southeast (non-ISO) | TN | 35.1319 | -88.5867 | 4.3718 | PV | c-Si | 20 | 15.84 | 1.2626 | Fixed Tilt | Fixed Tilt | 25 | 179 | [6 empty] | 30.73 | 34.46 | 119.69 | 84 | [8 empty] | 19.72% | 19.64% | 18.45% | 18.37% | 16.6% | 17.17% | 18.4% | 19.5% | 18.73%
59188 | Selmer Farm | 2014-11-30 | 2014 | Southeast (non-ISO) | TN | 35.1487 | -88.556 | 4.3718 | PV | c-Si | 20 | 15.84 | 1.2626 | Fixed Tilt | Fixed Tilt | 25 | 178 | [6 empty] | 30.68 | 34.02 | 117.85 | 82.73 | [8 empty] | 19.67% | 19.98% | 19.83% | 18.48% | 18.68% | 17.57% | 18.57% | 19.95% | 18.74%
59404 | Searchlight Solar PV Generating Facility | 2014-12-31 | 2014 | West (non-ISO) | NV | 35.4864 | -114.936 | 5.7401 | PV | c-Si | 21.472 | 17.494 | 1.2274 | Tracking | Single Axis | Tracking | 180 | [6 empty] | 24.47 | 9.63 | 150.07 | 99.54 | [8 empty] | 31.58% | 31.64% | 31.28% | 32.1% | 31.32% | 29.48% | 31.01% | 31.49% | 27.83%
58202 | RE Victor Phelan Solar One | 2014-02-28 | 2014 | CAISO | CA | 34.5123 | -117.4778 | 5.9183 | PV | c-Si | 22.4 | 17.5 | 1.28 | Tracking | Single Axis | Tracking | 180 | [6 empty] | 24.01 | 5.15 | 167.93 | 111.3 | [8 empty] | 31.11% | 32.33% | 30.8% | 30.78% | 28.37% | 28.69% | 29.68% | 27.47% | 25.79%
58972 | Fort Huachuca Solar PV Project | 2014-12-31 | 2014 | West (non-ISO) | AZ | 31.5558 | -110.3201 | 5.5543 | PV | c-Si | 22.2 | 17.7 | 1.2542 | Fixed Tilt | Fixed Tilt | 25 | 169 | [8 empty] | 133.15 | 90.26 | [8 empty] | 24.8% | 26.16% | 23.63% | 23.21% | 24.06% | 25.71% | 25.84% | 25.73% | 24%
58616 | Westlands Solar Farms PV1 | 2014-02-28 | 2014 | CAISO | CA | 36.1276 | -120.1422 | 5.3794 | PV | c-Si | 23.1 | 18 | 1.2833 | Tracking | Single Axis | Tracking | 179 | [6 empty] | 19.65 | 5.55 | 111.32 | 76.41 | [8 empty] | 29% | 28.74% | 27.44% | 27.9% | 27.18% | 26.92% | 25.82% | 25.44% | 23.97%
58590 | Cascade Solar | 2014-01-31 | 2014 | CAISO | CA | 34.1572 | -116.2344 | 5.9318 | PV | c-Si | 23.919 | 18.5 | 1.2929 | Tracking | Single Axis | Tracking | 181 | [6 empty] | 28.61 | 4.98 | 101.08 | 68.57 | [8 empty] | 32.79% | 32.31% | 34.28% | 34.28% | 31.74% | 32.96% | 31.89% | 33.45% | 32.68%
58984 | RE Adams East | 2014-12-31 | 2014 | CAISO | CA | 36.6138 | -120.3835 | 5.3067 | PV | Thin-Film | 24.87 | 19 | 1.3089 | Tracking | Single Axis | Tracking | 179 | [6 empty] | 24.95 | 5.56 | 136.88 | 93.32 | [8 empty] | 30.67% | 29.89% | 30.26% | 30.64% | 29.73% | 26.05% | 26.91% | 24.79% | 17.96%
58991 | RE Kent South | 2014-12-31 | 2014 | CAISO | CA | 36.2318 | -119.9138 | 5.3587 | PV | Thin-Film | 26.6 | 19.406 | 1.3707 | Tracking | Single Axis | Tracking | 180 | [6 empty] | 20.94 | 5.24 | 124.55 | 84.92 | [8 empty] | 30.7% | 30.44% | 30.34% | 29.67% | 29.35% | 27.46% | 27.88% | 28.12% | 23.9%
57651 | Adobe Solar (FRV Cygnus Solar Project) | 2014-05-31 | 2014 | CAISO | CA | 35.1042 | -118.9539 | 5.4026 | PV | c-Si | 26 | 19.568 | 1.3287 | Tracking | Single Axis | Tracking | 180 | [6 empty] | 22.76 | 5.53 | 195.47 | 129.5 | [8 empty] | 28.58% | 28.62% | 28.32% | 28.69% | 27.26% | 25.61% | 26.76% | 25.08% | 22.75%
58943 | Halifax (HXO) Airport Solar One | 2014-12-31 | 2014 | PJM | NC | 36.4395 | -77.7098 | 4.4025 | PV | c-Si | 29.703 | 19.646 | 1.5119 | Fixed Tilt | Fixed Tilt | 20 | 180 | [6 empty] | 27.94 |  | 156.56 | 109.02 | [8 empty] | 15.96% | 17.13% | 9.752% | 19.13% | 21.13% | 20.67% | 20.76% | 17% | 19.37%
58986 | RE Old River One | 2014-12-31 | 2014 | CAISO | CA | 35.2192 | -119.0811 | 5.3937 | PV | Thin-Film | 26.15 | 19.65 | 1.3308 | Tracking | Single Axis | Tracking | 180 | [6 empty] | 22.16 | 5.48 | 138.93 | 94.47 | [8 empty] | 29.01% | 29.08% | 29.18% | 28.52% | 28.32% | 26.82% | 25.7% | 26.46% | 20.16%
59443 | Antelope West Solar Farm | 2014-11-30 | 2014 | CAISO | CA | 34.6886 | -118.3259 | 5.6209 | PV | c-Si | 28.3413 | 19.7 | 1.4386 | Tracking | Single Axis | Tracking | 180 | [6 empty] | 22.97 | 4.73 | 131.05 | 88.09 | [8 empty] | 35.67% | 35.31% | 33.76% | 22.19% | 32.99% | 32.97% | 32.69% | 35.75% | 30.93%
59183 | CID Solar | 2014-12-15 | 2014 | CAISO | CA | 36.1375 | -119.5625 | 5.2915 | PV | Thin-Film | 27.23 | 19.76 | 1.378 | Tracking | Single Axis | Tracking | 180 | [6 empty] | 5.62 | 5.26 | 148.92 | 100.4 | 114.3642 | [7 empty] | 31.13% | 30.92% | 30.31% | 30.26% | 27.06% | 27.4% | 28.43% | 29.29% | 22.51%
58844 | Dogwood Solar Power (Scotland Neck SE1 Solar) | 2014-01-31 | 2014 | PJM | NC | 36.1223 | -77.4058 | 4.4319 | PV | c-Si | 27.806 | 19.79 | 1.4051 | Tracking | Single Axis | Tracking | 181 | [6 empty] | 29.96 |  | 153.98 | 106.46 | [8 empty] | 21.98% | 23.35% | 23.96% | 20.02% | 20.08% | 21.14% | 21.51% | 18.42% | 16.44%
58626 | Western Antelope Blue Sky Ranch A (WABSRA) | 2014-11-14 | 2014 | CAISO | CA | 34.6777 | -118.3187 | 5.6209 | PV | c-Si | 23.922 | 19.945 | 1.1994 | Tracking | Single Axis | Tracking | 180 | [6 empty] | 24.18 | 5.47 | 92.38 | 63.75 | 88.7333 | [7 empty] | 29.84% | 29.8% | 30.18% | 30.45% | 29.44% | 25.94% | 28.52% | 28.39% | 25.48%
59530 | Colonial Eagle Solar (Pasquotank), (Capital Partners, Phase I) | 2014-12-08 | 2014 | PJM | NC | 36.2722 | -76.3072 | 4.4491 | PV | c-Si | 28.015 | 19.946 | 1.4045 | Tracking | Single Axis | Tracking | 181 | [6 empty] | 33.1 |  | 131.63 | 91.11 | [8 empty] | 24.82% | 25.89% | 25.81% | 25.1% | 20.36% | 21.43% | 24.41% | 22.11% | 19.7%
58498 | Recurrent Rosamond Solar 1 | 2014-02-28 | 2014 | CAISO | CA | 34.9038 | -118.2509 | 5.8358 | PV | c-Si | 26.2 | 20 | 1.31 | Tracking | Single Axis | Tracking | 180 | [6 empty] | 21.1 | 5.11 | 104.15 | 70.98 | 110.7435 | [7 empty] | 33.3% | 33.71% | 32.92% | 34.13% | 32.65% | 32.51% | 33.91% | 32.35% | 28.01%
58499 | Recurrent Rosamond Solar 2 | 2014-02-28 | 2014 | CAISO | CA | 34.9035 | -118.2429 | 5.8358 | PV | c-Si | 20.95 | 20 | 1.0475 | Tracking | Single Axis | Tracking | 180 | [6 empty] | 20.81 | 6.41 | 108.18 | 73.57 | 165.0173 | [7 empty] | 28.18% | 28.54% | 28.28% | 28.01% | 25.52% | 25.09% | 25.39% | 22.85% | 21.71%
58544 | Mountain View Solar | 2014-01-31 | 2014 | West (non-ISO) | NV | 36.3906 | -114.9644 | 5.6922 | PV | c-Si | 25.0079 | 20 | 1.2504 | Tracking | Single Axis | Tracking | 190 | [6 empty] | 24.98 | 10.48 | 104.27 | 70.86 | 128.9795 | [7 empty] | 30.44% | 30.24% | 30.53% | 31.04% | 30.34% | 31.38% | 30.48% | 31.18% | 29.61%
58973 | White River Solar Phase 2 | 2014-10-31 | 2014 | CAISO | CA | 35.8452 | -119.0627 | 5.336 | PV | c-Si | 26 | 20 | 1.3 | Tracking | Single Axis | Tracking | 180 | [6 empty] | 19.41 | 5.55 | 93.01 | 64.17 | 95.9063 | [7 empty] | 30.28% | 30.1% | 29.21% | 28.36% | 28.48% | 28.09% | 28.56% | 29.82% | 28.12%
58985 | RE Kansas Solar | 2014-12-31 | 2014 | CAISO | CA | 36.2443 | -119.8281 | 5.3183 | PV | Thin-Film | 27.8 | 20 | 1.39 | Tracking | Single Axis | Tracking | 180 | [6 empty] | 21.87 | 5.17 | 125.62 | 86.12 | 101.9005 | [7 empty] | 28.53% | 30.59% | 30.47% | 30% | 28.34% | 25.63% | 26.92% | 24.68% | 22.11%
59237 | Lone Valley Solar Park II (Marathon) | 2014-11-30 | 2014 | CAISO | CA | 34.4073 | -116.8624 | 5.8879 | PV | c-Si | 24.8 | 20 | 1.24 | Tracking | Single Axis | Tracking | 180 | [6 empty] | 24.1 | 5.17 | 88.08 | 61.02 | 97.7881 | [7 empty] | 30.35% | 25.59% | 28.88% | 29.3% | 26.32% | 26.2% | 27.72% | 28.46% | 28.44%
59168 | Avalon Solar (Pima Mine Road Solar Generating Facility) | 2014-12-08 | 2014 | West (non-ISO) | AZ | 32.0309 | -110.9587 | 5.7776 | PV | c-Si | 35.1 | 29 | 1.2103 | Tracking | Single Axis | Tracking | 180 | [8 empty] | 161.71 | 106.88 | 116.856 | [7 empty] | 29.63% | 31.31% | 30.79% | 30.34% | 29.11% | 29.35% | 28.31% | 29.23% | 27.89%
58628 | SR Simon Solar Farm | 2014-01-01 | 2014 | Southeast (non-ISO) | GA | 33.6755 | -83.6738 | 4.5646 | PV | c-Si | 38.6 | 30 | 1.2867 | Fixed Tilt | Fixed Tilt | 20 | 180 | [6 empty] | 28.91 | 33.97 | 164.55 | 111.92 | 125.8309 | [7 empty] | 21.2% | 23.15% | 21.43% | 17.32% | 20.83% | 18.98% | 19.3% | 19.92% | 18.48%
59020 | APS Gila Bend Solar Power Plant | 2014-12-31 | 2014 | West (non-ISO) | AZ | 32.9487 | -112.7699 | 5.8028 | PV | c-Si | 51.03 | 37.12 | 1.3747 | Tracking | Single Axis | Tracking | 180 | PV+Storage | LIB | AC | 2023 | 36 | 96 | 25.41 | 16.3 | 118.33 | 80.91 | [8 empty] | 32.23% | 31.58% | 30.81% | 29.59% | 29.14% | 22.21% | 29.54% | 30.05% | 24.61%
58717 | OCI Alamo 4 Solar | 2014-08-31 | 2014 | ERCOT | TX | 29.3226 | -100.3846 | 4.9139 | PV | c-Si | 48.1 | 39.6 | 1.2146 | Tracking | Dual-Axis | Tracking | 180 | [6 empty] | 74.08 | [11 empty] | 22.46% | 22.56% | 21.75% | 18.68% | 20.31% | 23% | 22.14% | 21.56% | 22.73%
58983 | RE Columbia 1 (Camelot Solar) | 2014-12-31 | 2014 | CAISO | CA | 35.0171 | -118.1764 | 5.8444 | PV | c-Si | 59.1 | 45 | 1.3133 | Tracking | Single Axis | Tracking | 180 | [6 empty] | 23.2 | 4.79 | 100.59 | 68.69 | 88.1609 | [7 empty] | 32.73% | 33.34% | 32.17% | 33.03% | 31.38% | 31.36% | 29.43% | 30.57% | 29.84%
59010 | Macho Springs Solar Facility | 2014-05-31 | 2014 | West (non-ISO) | NM | 32.5713 | -107.4882 | 5.8231 | PV | Thin-Film | 65.1348 | 52.2 | 1.2478 | Tracking | Single Axis | Tracking | 180 | PV+Wind | [7 empty] | 97.91 | 67.36 | 61.5098 | [7 empty] | 29.7% | 31.35% | 31.09% | 30.58% | 30.37% | 31.2% | 30.39% | 29.15% | 25.25%
57650 | Regulus Solar Project | 2014-11-30 | 2014 | CAISO | CA | 35.2996 | -118.8509 | 5.3806 | PV | c-Si | 81.6 | 60 | 1.36 | Tracking | Single Axis | Tracking | 180 | [6 empty] | 21.84 | 5.08 | 143.25 | 96.04 | 147.2629 | [7 empty] | 31.59% | 28.65% | 29.37% | 30.93% | 29.96% | 28.25% | 29.97% | 30.11% | 27.5%
58592 | Solar Gen 2 - First Solar (Sonora, Arkansas, and Alhambra) | 2014-12-31 | 2014 | CAISO | CA | 33.0829 | -115.4674 | 5.9012 | PV | Thin-Film | 194.7 | 155.1 | 1.2553 | Tracking | Single Axis | Tracking | 180 | [6 empty] | 27 | 4.97 | 160.3 | 106.24 | 118.073 | [7 empty] | 30.82% | 30.71% | 29.83% | 28.34% | 27.97% | 29% | 28.32% | 29.77% | 27.71%
58430 | Centinela Solar Energy (phase I+II) | 2014-08-31 | 2014 | CAISO | CA | 32.6871 | -115.6469 | 5.663 | PV | c-Si | 215.9 | 170 | 1.27 | Tracking | Single Axis | Tracking | 180 | [6 empty] | 23.49 | 4.89 | 124.22 | 82.93 | 148.0162 | [7 empty] | 34.24% | 32.46% | 31.4% | 30.81% | 32.48% | 33.42% | 33.69% | 33.8% | 33.01%
56917 | Mount Signal Solar Farm I (formerly known as Imperial Valley Solar I LLC) | 2014-03-31 | 2014 | CAISO | CA | 32.6733 | -115.587 | 5.8522 | PV | Thin-Film | 265.78 | 206.72 | 1.2857 | Tracking | Single Axis | Tracking | 180 | [6 empty] | 22.64 | 4.85 | 180.75 | 120.69 | 97.3251 | [7 empty] | 30.76% | 30.56% | 30.61% | 28.17% | 27.93% | 23.54% | 21.21% | 19.4% | 19.13%
57378 | Antelope Valley Solar Ranch 1 (First Solar)/ AV Solar Ranch One | 2014-08-31 | 2014 | CAISO | CA | 34.7841 | -118.4325 | 5.7208 | PV | Thin-Film | 283.7 | 241.5 | 1.1747 | Fixed Tilt | Fixed Tilt | 25 | 180 | [6 empty] | 19.3 | 5.04 | 182.72 | 120.09 | 161.8877 | [7 empty] | 29.28% | 28.96% | 28.74% | 28.66% | 27.21% | 26.88% | 28.06% | 28.68% | 26.84%
58542 | Desert Sunlight 250 (Sunlight Storage I) | 2014-10-31 | 2014 | CAISO | CA | 33.8125 | -115.3742 | 5.7074 | PV | Thin-Film | 333.62 | 249.7 | 1.3361 | Fixed Tilt | Fixed Tilt | 22.5 | 191 | PV+Storage | Lithium-Ion | AC | 2022 | 230 | 920 | 16.88 | 5.67 | 168.31 | 113.2 | 160.3444 | [7 empty] | 28.07% | 28.44% | 28.26% | 28.34% | 27.6% | 27.84% | 26.88% | 19.48% | 24.85%
57331 | Mojave Solar (Abengoa) | 2014-12-31 | 2014 | CAISO | CA | 35.0102 | -117.3189 | 5.9372 | CSP | Trough |  | 250 |  | Tracking | Single Axis | Tracking | 180 | [6 empty] | 23.33 | 5.56 | [10 empty] | 23% | 28.46% | 27.12% | 27.63% | 23.49% | 25.43% | 26.85% | 27.2% | 27.96%
57394 | Genesis Solar Energy Project | 2014-03-31 | 2014 | CAISO | CA | 33.6649 | -114.9957 | 5.8586 | CSP | Trough |  | 250 |  | Tracking | Single Axis | Tracking | 181 | [6 empty] | 21.78 | 5.56 | [9 empty] | 28.73% | 28.38% | 28.36% | 28.67% | 28.45% | 28.18% | 27.74% | 24.59% | 28.02% | 28.23%
57373 | Agua Caliente Solar Project | 2014-02-28 | 2014 | CAISO | AZ | 32.978 | -113.4946 | 5.8555 | PV | Thin-Film | 398.6 | 290 | 1.3745 | Fixed Tilt | Fixed Tilt | 15 | 195 | [6 empty] | 21.02 | 4.98 | 160.46 | 107.06 | 228.327 | [7 empty] | 29.12% | 29.19% | 28.69% | 28.47% | 28.19% | 28.45% | 27.83% | 28.6% | 27.21%
57993 | Desert Sunlight 300 (Sunlight Storage II) | 2014-10-31 | 2014 | CAISO | CA | 33.8232 | -115.3968 | 5.7074 | PV | Thin-Film | 407.06 | 313.7 | 1.2976 | Fixed Tilt | Fixed Tilt | 22.5 | 191 |  |  | AC |  |  |  | 16.84 | 5.82 | 148.89 | 100.2 | 157.1378 | [7 empty] | 24.48% | 26.22% | 25.58% | 26.38% | 25.3% | 23.9% | 25.34% | 24.98% | 24%
57073, 57074, 57075 | Ivanpah Solar Energy Generating System 1-3 | 2014-02-28 | 2014 | CAISO | CA | 35.5567 | -115.4704 | 5.7195 | CSP | Tower |  | 370 |  | Tracking | Dual-Axis | Tracking | [7 empty] | 25.33 | 5.36 | [18 empty] | 17.31%
57695 | Topaz Solar Farm Phase 1-3 | 2014-10-31 | 2014 | CAISO | CA | 35.3723 | -120.0565 | 5.4924 | PV | Thin-Film | 757.9 | 585.9 | 1.2936 | Fixed Tilt | Fixed Tilt | 25 | 180 | [6 empty] | 19.32 | 6.69 | 142.18 | 96.77 | 167.8268 | [7 empty] | 25.35% | 24.59% | 24.11% | 26.02% | 24.47% | 24.92% | 25.34% | 23.8% | 20.2%
60238 | McDonald Solar Farm | 2015-12-26 | 2015 | MISO | IN | 39.5952 | -87.4741 | 4.0698 | PV | Thin-Film | 7.14 | 5.2 | 1.3731 | Fixed Tilt | Fixed Tilt | 20 | 180 | [6 empty] | 35.8 | 14.52 | 180.1 | 121.73 | [9 empty] | 20.78% | 20.03% | 19.85% | 12.99% | 19.16% | 19.06% | 19.13% | 19.36%
60239 | Pastime Farm | 2015-12-26 | 2015 | MISO | IN | 39.5212 | -87.1804 | 4.0474 | PV | Thin-Film | 6.93 | 5.2 | 1.3327 | Fixed Tilt | Fixed Tilt | 20 | 180 | [6 empty] | 35.66 | 16.77 | 173.81 | 117.25 | [9 empty] | 21.28% | 20.46% | 19.99% | 19.16% | 19.59% | 19.59% | 18.97% | 19.7%
59204 | OCI Alamo 3 Solar (Walzem Solar, Texas 3) | 2015-01-01 | 2015 | ERCOT | TX | 29.4796 | -98.2991 | 4.7655 | PV | c-Si | 6.7473 | 5.5 | 1.2268 | Tracking | Dual-Axis | Tracking | [7 empty] | 72.26 |  | 142.05 | 95.89 | [9 empty] | 24.88% | 24.25% | 21.92% | 22.43% | 22.33% | 22.2% | 23.83% | 21.38%
59556 | Dalton phase 3 (Dalton 2 in EIA) (Looper Bridge Solar Facility in Ventyx) | 2015-05-13 | 2015 | Southeast (non-ISO) | GA | 34.7127 | -84.9184 | 4.3716 | PV | c-Si | 7.1 | 5.5 | 1.2909 | Fixed Tilt | Fixed Tilt | 22 | 180 | [6 empty] | 29.05 | 33.39 | 97.42 | 69.52 | [9 empty] | 22.92% | 21.8% | 19.85% | 20.65% | 18.56% | 21.89% | 20.99% | 17.93%
59611 | Lakeland Bluebird Facility (Sutton or Bella Vista) | 2015-08-01 | 2015 | Southeast (non-ISO) | FL | 28.0668 | -82.0174 | 4.9721 | PV | c-Si | 7.689 | 6 | 1.2815 | Tracking | Single Axis | Tracking | 180 | [8 empty] | 134.13 | 93.48 | 109.5989 | [8 empty] | 20.18% | 21.6% | 20.27% | 21.04% | 18.36% | 17.18% | 18.87% | 15.37%
60734 | Bordentown Solar | 2015-12-30 | 2015 | PJM | NJ | 40.0386 | -74.7766 | 4.007 | PV | c-Si | 8.5 | 6.8 | 1.25 | Fixed Tilt | Fixed Tilt | 19 | 195 | [6 empty] | 23.09 | [13 empty] | 18.15% | 17.4% | 17.98% | 17.59% | 16.6% | 10.91% | 16.77%
59440 | NextEra Adelanto Solar Phase 2 | 2015-07-03 | 2015 | CAISO | CA | 34.554 | -117.3697 | 5.9189 | PV | c-Si | 8.5491 | 7 | 1.2213 | Tracking | Single Axis | Tracking | 180 | [6 empty] | 23.7 | 5.24 | 96.98 | 66.33 | 83.4596 | [8 empty] | 27.98% | 30.27% | 30.75% | 29.82% | 26.68% | 28.24% | 27.01% | 27.75%
60035 | Tequesquite Landfill Solar PV Project (RPU Project, SSC 31) | 2015-10-30 | 2015 | CAISO | CA | 33.9749 | -117.4072 | 5.4522 | PV | c-Si | 9.396 | 7.5 | 1.2528 | Fixed Tilt | Fixed Tilt | 7.5 | 180 | [6 empty] | 25.29 | 7.81 | 123.77 | 85.22 | 88.5755 | [8 empty] | 23.33% | 22.35% | 22.6% | 22.05% | 21.12% | 12.56% | 19.97% | 20.07%
59001 | PSEG Parkland Landfill Solar | 2015-01-01 | 2015 | PJM | NJ | 40.1273 | -74.7112 | 3.9679 | PV | c-Si | 10.14 | 7.8 | 1.3 | Fixed Tilt | Fixed Tilt | 15 | 180 | [6 empty] | 23.12 |  | 161.86 | 110.51 | [9 empty] | 17.13% | 17.35% | 16.81% | 18.66% | 17.97% | 18.38% | 17.39% | 18.02%
58877 | PSEG Kinsley Landfill Solar | 2015-01-01 | 2015 | PJM | NJ | 39.7937 | -75.1063 | 4.0834 | PV | c-Si | 11.18 | 8.6 | 1.3 | Fixed Tilt | Fixed Tilt | 10 | 180 | [6 empty] | 22.33 |  | 187.18 | 127.31 | [9 empty] | 19.75% | 18.08% | 17.23% | 19.07% | 13.45% | 17.59% | 16.67% | 15.15%
60196 | Santa Fe Solar Energy Center | 2015-12-31 | 2015 | West (non-ISO) | NM | 35.5619 | -106.085 | 5.5176 | PV | c-Si | 11.6 | 9.5 | 1.2211 | Tracking | Single Axis | Tracking | 180 | [6 empty] | 28.35 | 13.27 | 68.96 | 48.67 | [9 empty] | 26.59% | 25.99% | 28.96% | 28.7% | 26.35% | 27.24% | 26.97% | 28.76%
59273 | SEPV Palmdale East Solar | 2015-10-27 | 2015 | CAISO | CA | 34.6131 | -117.9389 | 5.8909 | PV | c-Si | 11.497 | 9.98 | 1.152 | Tracking | Single Axis | Tracking | 180 | [6 empty] | 22.39 | 5.6 | 98.6 | 66.79 | [9 empty] | 31.16% | 30.15% | 30.84% | 29.66% | 28% | 29.49% | 28.7% | 27.77%
58418, 58419 | Victor Dry Farm Ranch A+B | 2015-08-25 | 2015 | CAISO | CA | 34.4978 | -117.4711 | 5.8946 | PV | c-Si | 11 | 10 | 1.1 | Fixed Tilt | Fixed Tilt | 15 | 192 | [6 empty] | 22.06 | 6.64
59424, 59823 | IND Airport Solar Farm Phase 2 (INDY II + III) | 2015-09-30 | 2015 | MISO | IN | 39.6947 | -86.3217 | 4.0499 | PV | c-Si | 13.2 | 10 | 1.32 | Tracking | Single Axis | Tracking | 180 | [6 empty] | 34.29 | 14.5
59444 | (City of) Phoenix (Desert Star) (Landfill SR85) | 2015-06-10 | 2015 | West (non-ISO) | AZ | 33.1441 | -112.6626 | 5.8536 | PV | c-Si | 15.624 | 10 | 1.5624 | Tracking | Single Axis | Tracking | 180 | PV+Storage | LIB | AC | 2023 | 10 | 30 | 25.38 | 18.96 | 105.49 | 72.57 | [9 empty] | 9.071% | 17.61% | 30.26% | 31.6% | 32.96% | 32.24% | 31.51% | 34.22%
59601 | PSEG L&D Landfill Solar | 2015-12-30 | 2015 | PJM | NJ | 39.9814 | -74.7652 | 4.0293 | PV | c-Si | 12.93 | 10 | 1.293 | Fixed Tilt | Fixed Tilt | 20 | 180 | [6 empty] | 22.52 |  | 216.38 | 144.78 | [9 empty] | 18.97% | 18.94% | 17.98% | 19.07% | 18.46% | 19.29% | 19.06% | 16.49%
60195 | South Valley Solar Energy Center | 2015-12-31 | 2015 | West (non-ISO) | NM | 34.9856 | -106.7299 | 5.6095 | PV | c-Si | 12.4 | 10 | 1.24 | Tracking | Single Axis | Tracking | 180 | [6 empty] | 28.24 | 16 | 70.39 | 49.7 | [9 empty] | 28.15% | 21.69% | 28.83% | 27.59% | 30.04% | 26.33% | 24.74% | 28.52%
60198 | Rio Communities Solar Energy Center | 2015-12-31 | 2015 | West (non-ISO) | NM | 34.6379 | -106.7016 | 5.6544 | PV | c-Si | 12.4 | 10 | 1.24 | Tracking | Single Axis | Tracking | 180 | [6 empty] | 28.89 | 15.64 | 69.78 | 49.23 | [9 empty] | 26.86% | 27.51% | 26.84% | 27.55% | 27.98% | 26.99% | 26.32% | 29.08%
64190 | Waipio Peninsula | 2015-10-31 | 2015 | HI | HI | 21.3664 | -157.9852 | 5.724 | PV | c-Si | 14.3 | 10.2 | 1.402 | Fixed Tilt | Fixed Tilt | 10 | 180 | [23 empty] | 24.08% | 25.76% | 24.39% | 26.56%
59811 | PSEG Waldorf Solar Center (Rockfish Solar) | 2015-08-01 | 2015 | PJM | MD | 38.5897 | -76.8765 | 4.1924 | PV | c-Si | 13.09 | 10.3 | 1.2709 | Tracking | Single Axis | Tracking | 180 | [6 empty] | 36.75 |  | 120.14 | 84.04 | 71.1558 | [8 empty] | 22.4% | 22.31% | 20.85% | 22.47% | 20.31% | 21.65% | 20.08% | 16.15%
60197 | Santolina Solar Energy Center | 2015-12-31 | 2015 | West (non-ISO) | NM | 35.0126 | -106.8609 | 5.6324 | PV | c-Si | 12.4 | 10.5 | 1.181 | Tracking | Single Axis | Tracking | 180 | [6 empty] | 28.43 | 16.03 | 71.74 | 50.67 | [9 empty] | 27.46% | 28.68% | 28.89% | 26.86% | 28.32% | 28.22% | 25.71% | 24.93%
57324 | Luke Air Force Base Solar | 2015-07-13 | 2015 | West (non-ISO) | AZ | 33.5265 | -112.3807 | 5.8059 | PV | c-Si | 15.624 | 11.2 | 1.395 | Tracking | Single Axis | Tracking | 180 | [6 empty] | 26.38 | 19.05 | 86.15 | 59.28 | [12 empty] | 31.41% | 32.8% | 31.36% | 33.4% | 33.4%
59498 | Tracy Solar | 2015-12-01 | 2015 | Southeast (non-ISO) | NC | 35.7975 | -78.1412 | 4.4296 | PV | c-Si | 14.0001 | 11.662 | 1.2005 | Fixed Tilt | Fixed Tilt | 20 | 181 | [6 empty] | 30.94 | 33.89 | 115.27 | 81.17 | [9 empty] | 19.09% | 19.36% | 18.11% | 18.16% | 16.85% | 17.41% | 14.74% | 16.25%
58639 | KRS I Anahola Solar | 2015-08-01 | 2015 | HI | HI | 22.1297 | -159.3071 | 4.3563 | PV | c-Si | 14.53 | 12 | 1.2108 | Fixed Tilt | Fixed Tilt | 20 | 180 | PV+Storage | Lithium-ion | AC | 2015 | 6 | 4.63 |  |  | 169.32 | 114.19 | [9 empty] | 20.06% | 20.48% | 18.33% | 17.12% | 19.65% | 20.71% | 21.91% | 17.84%
59086 | Goose Lake Solar (formerly Cottonwood 1) | 2015-07-27 | 2015 | CAISO | CA | 35.5904 | -119.5757 | 5.3368 | PV | Thin-Film | 16.8675 | 12 | 1.4056 | Tracking | Single Axis | Tracking | 179 | [6 empty] | 21.93 | 5.08 | 158.28 | 105.58 | 137.1991 | [8 empty] | 33.4% | 33.16% | 32.59% | 30.7% | 29.81% | 31.61% | 31.19% | 24.09%
59087 | (City of) Corcoran Solar (formerly Cottonwood 2) | 2015-05-01 | 2015 | CAISO | CA | 36.1363 | -119.5566 | 5.2915 | PV | Thin-Film | 14.9 | 12 | 1.2417 | Tracking | Single Axis | Tracking | 180 | [6 empty] | 5.53 | 5.72 | 166.9 | 111.37 | [9 empty] | 28.14% | 26.33% | 27.31% | 24.68% | 25.04% | 25.5% | 26.81% | 20.1%
59526 | Whitakers Solar (Capital Partners, Phase II, Project B) | 2015-12-01 | 2015 | PJM | NC | 36.1307 | -77.7366 | 4.4321 | PV | c-Si | 16.875 | 12 | 1.4062 | Tracking | Single Axis | Tracking | 181 | [6 empty] | 27.69 |  | 109.16 | 75.48 | [9 empty] | 25.18% | 26.56% | 25.03% | 25.58% | 23.44% | 25.08% | 25.01% | 21.63%
59947 | SR Camden | 2015-12-30 | 2015 | West (non-ISO) | AR | 33.6369 | -92.7054 | 4.5111 | PV | Thin-Film | 16.821 | 12.5 | 1.3457 | Tracking | Single Axis | Tracking | 180 | [8 empty] | 126.68 | 87.31 | [9 empty] | 22.35% | 24.26% | 24.59% | 23.76% | 22.02% | 21.36% | 23.13% | 20.14%
59966 | Camp Lejeune Solar (Navy, Marines) | 2015-12-01 | 2015 | Southeast (non-ISO) | NC | 34.7232 | -77.3496 | 4.4517 | PV | c-Si | 17 | 12.8 | 1.3281 | Fixed Tilt | Fixed Tilt | 20 | 181 | PV+Storage | LIB | DC | 2023 | 11 | 11 | 30.88 | 33.97 | 117.88 | 82.77 | [9 empty] | 21.04% | 19.93% | 17.63% | 19.39% | 18.5% | 16.23% | 15.99% | 18.72%
59872 | UC Davis South Campus (UC Davis Large Solar Plant, SSC 32) | 2015-11-20 | 2015 | CAISO | CA | 38.52 | -121.7403 | 5.0824 | PV | c-Si | 16.3 | 13 | 1.2538 | Tracking | Single Axis | Tracking | 180 | [6 empty] | 39.59 | 6.07 | 99.39 | 69.31 | [9 empty] | 25.97% | 25.86% | 27.06% | 26.24% | 24.34% | 25.07% | 21.93% | 20.55%
59548 | Creswell (Alligood) Solar | 2015-05-01 | 2015 | PJM | NC | 35.887 | -76.3793 | 4.3902 | PV | c-Si | 19.6 | 14 | 1.4 | Tracking | Single Axis | Tracking | 180 | [6 empty] | 32.38 |  | 132.17 | 91.46 | [9 empty] | 24.15% | 25.2% | 24.86% | 20.6% | 11.21% | 22.58% | 21.34% | 19.3%
59008 | Woodmere Solar Farm (Redwood: Woodmere) | 2015-12-18 | 2015 | CAISO | CA | 35.3231 | -118.8214 | 5.3686 | PV | Thin-Film | 18.7523 | 14.994 | 1.2507 | Tracking | Single Axis | Tracking | 180 | [6 empty] | 21.6 | 5.76 | 107.91 | 73.89 | [9 empty] | 27.27% | 27.83% | 26.71% | 27.75% | 27.08% | 27.23% | 25.06% | 23.57%
59185, 59318, 59628 | Jacobstown Solar Farm 1-3 (2: North Run, 3: Hanover) | 2015-09-30 | 2015 | PJM | NJ | 40.0635 | -74.5807 | 4.0338 | PV | c-Si | 18.3437 | 15 | 1.2229 | Fixed Tilt | Fixed Tilt | 20 | 180 | [6 empty] | 22.92
60007 | Morelos Del Sol | 2015-11-30 | 2015 | CAISO | CA | 35.7274 | -119.9013 | 5.3774 | PV | Thin-Film | 18.72 | 15 | 1.248 | Tracking | Single Axis | Tracking | 180 | [6 empty] | 20.92 | 5.63 | 116.84 | 79.51 | [9 empty] | 29.63% | 29.51% | 29.49% | 27.36% | 27% | 26.91% | 26.07% | 22.47%
59887 | Beaufort Solar | 2015-12-01 | 2015 | Southeast (non-ISO) | NC | 35.456 | -77.1355 | 4.4016 | PV | c-Si | 21.0073 | 15.003 | 1.4002 | Fixed Tilt | Fixed Tilt | 20 | 176 | [6 empty] | 30.75 | 6.82 | 112.88 | 79.04 | [9 empty] | 22.02% | 20.49% | 20.57% | 22.2% | 20.9% | 21.65% | 21.62% | 21.02%
59919 | Solar Star Nellis Air Force Base (Solar Star NAFB) | 2015-11-18 | 2015 | West (non-ISO) | NV | 36.2076 | -115.047 | 5.62 | PV | c-Si | 19 | 15.5 | 1.2258 | Tracking | Single Axis | Tracking | 180 | [6 empty] | 25.26 | 10.43 | 97.99 | 66.82 | [9 empty] | 29.79% | 29.63% | 29.94% | 29.05% | 29.44% | 26.78% | 28.8% | 27.57%
58831 | Redcrest Solar Farm (Redwood: Redcrest) | 2015-11-06 | 2015 | CAISO | CA | 35.3219 | -118.8128 | 5.3686 | PV | Thin-Film | 20.856 | 16.66 | 1.2519 | Tracking | Single Axis | Tracking | 180 | [6 empty] | 21.54 | 5.72 | 126.81 | 86.7 | [9 empty] | 27.64% | 27.7% | 26.39% | 27.74% | 23.13% | 23.58% | 18.66% | 19.21%
59474 | Apple Data Center- PV3 | 2015-12-01 | 2015 | Southeast (non-ISO) | NC | 35.6959 | -81.1517 | 4.491 | PV | c-Si | 21.924 | 17.5 | 1.2528 | Tracking | Single Axis | Tracking | 178 | [6 empty] | 31.36 | 32.14 | 153.63 | 103.58 | [9 empty] | 25.37% | 23.92% | 23.12% | 23.58% | 21.37% | 23.05% | 23.36% | 19.74%
59472 | Apple Data Center (Reno NV), (Fort Churchill) | 2015-05-31 | 2015 | West (non-ISO) | NV | 39.1208 | -119.1407 | 5.2612 | PV | CPV | 19.7407 | 18 | 1.0967 | Tracking | Single Axis | Tracking | 179 | [6 empty] | 33.16 | 10.86 | 153.96 | 104.11 | [9 empty] | 25.2% | 23.15% | 22.45% | 23.09% | 23.18% | 19.35% | 16.44% | 15.03%
59334 | Catalina Solar Project 2 (Phase 3) | 2015-07-22 | 2015 | CAISO | CA | 34.9212 | -118.3623 | 5.8249 | PV | c-Si | 24.2768 | 18.4 | 1.3194 | Tracking | Single Axis | Tracking | 180 | [6 empty] | 20.62 | 5.04 | 116.2 | 78.32 | [9 empty] | 34.97% | 34.37% | 34.76% | 32.53% | 29.81% | 29.91% | 29.03% | 27.91%
59469 | Alamo Solar Project | 2015-05-01 | 2015 | CAISO | CA | 34.686 | -117.3452 | 5.9225 | PV | c-Si | 23.3535 | 18.7 | 1.2489 | Tracking | Single Axis | Tracking | 180 | [6 empty] | 23.61 | 5.18 | 119.37 | 80.35 | [9 empty] | 32.02% | 31.13% | 31.92% | 25.53% | 25.31% | 28.85% | 32% | 26.68%
59449 | Decatur County Solar Project | 2015-12-01 | 2015 | Southeast (non-ISO) | GA | 30.9671 | -84.6258 | 4.7772 | PV | c-Si | 27 | 18.972 | 1.4231 | Tracking | Single Axis | Tracking | 180 | [6 empty] | 29.48 | 32.03 | 97.24 | 67.96 | [9 empty] | 27.88% | 26.43% | 24.59% | 25.91% | 25% | 23.91% | 26.42% | 25.05%
59979 | PSEG Pittsburg Solar Energy Center (Columbia Star / Columbia Solar Energy ) | 2015-10-31 | 2015 | CAISO | CA | 38.0197 | -121.8651 | 5.0391 | PV | c-Si | 25.4079 | 19.2 | 1.3233 | Fixed Tilt | Fixed Tilt | 20 | 203 | [6 empty] | 24.6 | 7.02 | 181.63 | 124.45 | [9 empty] | 24.19% | 24.56% | 23.37% | 22.81% | 19.8% | 19.36% | 13.93% | 11.73%
60422 | Morgans Corner Solar | 2015-12-01 | 2015 | PJM | NC | 36.4211 | -76.3642 | 4.4047 | PV | c-Si | 25 | 19.654 | 1.272 | Fixed Tilt | Fixed Tilt | 20 | 181 | [6 empty] | 31.6 |  | 148.05 | 102.24 | [9 empty] | 18.84% | 19.09% | 15.9% | 16.83% | 17.48% | 17.63% | 14.31% | 16.44%
59413 | Corcoran 2 (SPS Corcoran West Solar) | 2015-07-27 | 2015 | CAISO | CA | 36.1419 | -119.5818 | 5.2915 | PV | c-Si | 28 | 19.75 | 1.4177 | Tracking | Single Axis | Tracking | 180 | [6 empty] | 5.58 | 5.06 | 117.26 | 79.85 | [9 empty] | 29.32% | 29.05% | 29.06% | 28.29% | 27.68% | 28.88% | 29.4% | 27.05%
58623 | Holstein Solar | 2015-12-01 | 2015 | Southeast (non-ISO) | NC | 34.7745 | -79.3404 | 4.5271 | PV | c-Si | 25.6001 | 20 | 1.28 | Fixed Tilt | Fixed Tilt | 20 | 180 | [6 empty] | 31.03 | 7.71 | 90.87 | 64.89 | [9 empty] | 20.6% | 22.28% | 19.42% | 19.74% | 19.03% | 19.45% | 18.21% | 20.51%
58649 | Montgomery Solar | 2015-12-01 | 2015 | Southeast (non-ISO) | NC | 35.3451 | -79.764 | 4.4829 | PV | c-Si | 28.0348 | 20 | 1.4017 | Fixed Tilt | Fixed Tilt | 20 | 180 | [6 empty] | 31.15 | 37.21 | 147.83 | 100.87 | [9 empty] | 22.9% | 23.3% | 21.8% | 21.97% | 21.29% | 22.07% | 22.45% | 20.56%
59153 | Watson Seed Farm PV1 (Fresh Air Energy II) | 2015-12-30 | 2015 | PJM | NC | 36.1279 | -77.7214 | 4.4321 | PV | Thin-Film | 25.5 | 20 | 1.275 | Fixed Tilt | Fixed Tilt | 20 | 191 | [6 empty] | 26.97 |  | 109.73 | 77.34 | [9 empty] | 19.1% | 19.69% | 19.84% | 19.61% | 17.19% | 19.41% | 19.04% | 18.4%
59155 | Shawboro (PV1 / Fresh Air Energy X ) | 2015-10-01 | 2015 | PJM | NC | 36.4323 | -76.0858 | 4.3926 | PV | c-Si | 29.4971 | 20 | 1.4749 | Fixed Tilt | Fixed Tilt | 25 | 182 | [6 empty] | 31.66 |  | 122.16 | 85.48 | [9 empty] | 21.39% | 22.03% | 21.66% | 19.15% | 20.51% | 22.38% | 21.48% | 20.41%
59322 | Pumpjack Solar (1) | 2015-02-28 | 2015 | CAISO | CA | 35.4161 | -119.6377 | 5.3259 | PV | c-Si | 26.3209 | 20 | 1.316 | Tracking | Single Axis | Tracking | 179 | [6 empty] | 20.93 | 5.39 | 106.46 | 72.99 | 97.8558 | [8 empty] | 28.35% | 28.36% | 28.79% | 29.13% | 25.66% | 28.1% | 28.32% | 24.97%
59380 | Wildwood Solar Project (1) | 2015-03-01 | 2015 | CAISO | CA | 35.6214 | -119.5678 | 5.3805 | PV | c-Si | 26.0775 | 20 | 1.3039 | Tracking | Single Axis | Tracking | 179 | [6 empty] | 21.71 | 5.45 | 109.09 | 74.62 | 99.3824 | [8 empty] | 26.5% | 26.07% | 28.46% | 28.27% | 25.02% | 26.74% | 26.83% | 25.52%
59408 | Shafter Solar | 2015-06-22 | 2015 | CAISO | CA | 35.4511 | -119.1263 | 5.3634 | PV | c-Si | 26.8026 | 20 | 1.3401 | Tracking | Single Axis | Tracking | 180 | [6 empty] | 22.48 | 5.27 | 97.08 | 66.75 | 95.8394 | [8 empty] | 29.41% | 29.89% | 29.7% | 29.59% | 28.34% | 29.11% | 28.09% | 27.52%
59431 | Sierra Solar Greenworks | 2015-11-30 | 2015 | CAISO | CA | 34.6996 | -118.3375 | 5.6209 | PV | Thin-Film | 22.47 | 20 | 1.1235 | Fixed Tilt | Fixed Tilt | 25 | 197 | [6 empty] | 23.18 | 6.98 | 108.22 | 74.45 | 100.2559 | [8 empty] | 25.46% | 25.13% | 25.71% | 24.34% | 23.17% | 21.93% | 20.82% | 19.36%
59441 | NextEra Adelanto Solar Phase 1 | 2015-09-03 | 2015 | CAISO | CA | 34.5535 | -117.3772 | 5.9189 | PV | c-Si | 24.4254 | 20 | 1.2213 | Tracking | Single Axis | Tracking | 180 | [6 empty] | 24.09 | 5.24 | 96.21 | 65.36 | 75.1289 | [8 empty] | 32.55% | 34.6% | 34.27% | 34.26% | 31% | 32.11% | 28.74% | 31.32%
59555 | Leo/Vega Solar | 2015-05-26 | 2015 | CAISO | CA | 36.9275 | -120.8095 | 5.2043 | PV | c-Si | 25.8199 | 20 | 1.291 | Tracking | Single Axis | Tracking | 180 | [6 empty] | 30.4 | 5.58 | 74.96 | 52.85 | [9 empty] | 29.77% | 29.08% | 29.35% | 28.06% | 24.52% | 28.53% | 26.85% | 27.25%
59607 | Maricopa West Solar | 2015-11-09 | 2015 | CAISO | CA | 35.1126 | -119.3269 | 5.4082 | PV | c-Si | 28 | 20 | 1.4 | Tracking | Single Axis | Tracking | 180 | [6 empty] | 21.42 | 5.2 | 126.24 | 86.26 | 70.2645 | [8 empty] | 29.92% | 27.25% | 28.22% | 25.75% | 23.72% | 21.06% | 24.51% | 23.16%
59610 | Diamond Valley Lake Solar (AP North Lake I) | 2015-10-27 | 2015 | CAISO | CA | 33.7412 | -117.0108 | 5.5128 | PV | c-Si | 24.0597 | 20 | 1.203 | Tracking | Single Axis | Tracking | 180 | [6 empty] | 22.81 | 6.24 | 119.04 | 82.57 | 89.2997 | [8 empty] | 27.42% | 23.97% | 26.28% | 24.31% | 24.69% | 18.42% | 17.73% | 15.77%
59633 | Kettleman Solar (Kings Co) / Centaurus | 2015-08-14 | 2015 | CAISO | CA | 36.0585 | -119.9465 | 5.3557 | PV | c-Si | 26.97 | 20 | 1.3485 | Tracking | Single Axis | Tracking | 180 | [6 empty] | 36.14 | 5.24 | 95.97 | 66.94 | 78.0827 | [8 empty] | 31.87% | 29.15% | 30.77% | 30.38% | 27.45% | 30.51% | 30.33% | 21.49%
59638 | Coronal Lost Hills | 2015-05-30 | 2015 | CAISO | CA | 35.7273 | -119.9054 | 5.3774 | PV | c-Si | 25.9904 | 20 | 1.2995 | Tracking | Single Axis | Tracking | 179 | [6 empty] | 20.89 | 5.41 | 132.8 | 89.02 | [9 empty] | 31.23% | 29.73% | 30.04% | 28.93% | 26.39% | 29.29% | 27.04%
59722 | Seville Solar 1 | 2015-12-31 | 2015 | West (non-ISO) | CA | 33.1138 | -116.0026 | 5.9014 | PV | Thin-Film | 27.3 | 20 | 1.365 | Tracking | Single Axis | Tracking | 180 | [8 empty] | 125.47 | 84.36 | 93.5943 | [8 empty] | 37.34% | 35.23% | 29.92% | 29.95% | 29.31% | 30.81% | 33.64% | 27.32%
59874 | Richland Solar Center | 2015-12-01 | 2015 | Southeast (non-ISO) | GA | 32.6241 | -83.38 | 4.6745 | PV | c-Si | 33.4438 | 20 | 1.6722 | Fixed Tilt | Fixed Tilt | 20 | 180 | [8 empty] | 129.02 | 90.8 | 72.616 | [8 empty] | 26.75% | 23.52% | 22.94% | 24.45% | 23.06% | 22.06% | 23.89% | 19.19%
60027 | Adera Solar | 2015-12-28 | 2015 | CAISO | CA | 37.1206 | -120.3249 | 5.2127 | PV | c-Si | 26.4988 | 20.004 | 1.3247 | Fixed Tilt | Fixed Tilt | 25 | 180 | [6 empty] | -5.84 | 6.53 | 126.16 | 88.51 | [9 empty] | 21.5% | 22.49% | 24.53% | 24.16% | 21.01% | 15.47% | 15.05% | 15.62%
59657 | Imperial Valley Solar Company (IVSC) 2 (Imperial County Niland) | 2015-08-25 | 2015 | West (non-ISO) | CA | 33.2513 | -115.4974 | 5.8325 | PV | c-Si | 26.352 | 20.007 | 1.3171 | Fixed Tilt | Fixed Tilt | 25 | 180 | [8 empty] | 140.29 | 94.77 | 93.1285 | [8 empty] | 28.26% | 27.56% | 27.72% | 27.03% | 25.04% | 26.2% | 25.8% | 21.86%
59414 | CED Atwell Island West | 2015-05-01 | 2015 | CAISO | CA | 35.8151 | -119.4596 | 5.3114 | PV | c-Si | 30 | 20.02 | 1.4985 | Tracking | Single Axis | Tracking | 180 | [6 empty] | 21.06 | 4.84 | 109.71 | 75.52 | [9 empty] | 32.43% | 31.8% | 31.63% | 30.38% | 29.42% | 21.12% | 25.19% | 26.54%
59527 | Kelford Solar (Capital Partners, Phase II, Project A) | 2015-12-01 | 2015 | PJM | NC | 36.1551 | -77.2078 | 4.4058 | PV | c-Si | 30.1045 | 21 | 1.4336 | Tracking | Single Axis | Tracking | 180 | [6 empty] | 30.74 |  | 146.23 | 101.67 | [9 empty] | 24.41% | 23.91% | 23.35% | 18.94% | 22.18% | 23.61% | 20.19% | 14.95%
59535 | SR Hazlehurst Solar I | 2015-11-01 | 2015 | Southeast (non-ISO) | GA | 31.8095 | -82.5766 | 4.7292 | PV | c-Si | 27.25 | 21 | 1.2976 | Fixed Tilt | Fixed Tilt | 20 | 180 | [6 empty] | 28.76 | 29.73 | 103.95 | 73.52 | 71.1049 | [8 empty] | 20.96% | 21.05% | 20.36% | 20.76% | 20.62% | 18.99% | 19.1% | 18.91%
59412 | SKIC 1 (South Kern Industrial Center) Solar (Algonquin or Bakersfield 1) | 2015-06-30 | 2015 | CAISO | CA | 35.1271 | -119.2438 | 5.3631 | PV | c-Si | 25.8518 | 22 | 1.1751 | Tracking | Single Axis | Tracking | 180 | [6 empty] | 20.36 | 6.16 | 105.78 | 72.42 | [9 empty] | 23.76% | 25.05% | 25.03% | 24.89% | 24.03% | 24.14% | 25.14% | 23.6%
59117 | Fayetteville Solar (formerly E I DuPont de Nemours ) | 2015-11-01 | 2015 | Southeast (non-ISO) | NC | 34.8345 | -78.8432 | 4.5063 | PV | c-Si | 32.1 | 23.1 | 1.3896 | Fixed Tilt | Fixed Tilt | 20 | 180 | [6 empty] | 31.13 | 33.88 | 119.36 | 83.89 | [9 empty] | 17.72% | 17.58% | 11.43% | 16.11% | 19.37% | 20.22% | 18.47% | 20.38%
59009 | Hayworth Solar (Redwood: Hayworth) | 2015-12-30 | 2015 | CAISO | CA | 35.3262 | -118.8168 | 5.3686 | PV | Thin-Film | 33.2592 | 26.656 | 1.2477 | Tracking | Single Axis | Tracking | 180 | [6 empty] | 21.6 | 5.47 | 99.9 | 68.88 | 64.3664 | [8 empty] | 25.29% | 26.24% | 26.07% | 27.42% | 20.73% | 17.71% | 27.8% | 24.99%
58710 | Barilla Solar Project Phase 1-3 | 2015-08-25 | 2015 | ERCOT | TX | 30.9596 | -103.3516 | 5.611 | PV | Thin-Film | 37.62 | 29.76 | 1.2641 | Fixed Tilt | Fixed Tilt | 20 | 179 | [6 empty] | 58.28 |  | 57.08 | 41.66 | [9 empty] | 23.31% | 17.28% | 18.24% | 22.15% | 22.55% | 19.29% | 29.29% | 30.35%
59723 | Seville Solar 2 | 2015-12-31 | 2015 | West (non-ISO) | CA | 33.1118 | -116.0026 | 5.9014 | PV | Thin-Film | 40.764 | 30 | 1.3588 | Tracking | Single Axis | Tracking | 180 | [8 empty] | 96.12 | 65.47 | 67.9879 | [8 empty] | 35.4% | 35.03% | 33.97% | 32.08% | 30.33% | 31.38% | 32.95% | 31.6%
59862 | Fort Benning Solar | 2015-12-01 | 2015 | Southeast (non-ISO) | GA | 32.3042 | -84.9907 | 4.6138 | PV | c-Si | 41.5386 | 30 | 1.3846 | Fixed Tilt | Fixed Tilt | 20 | 180 | [6 empty] | 29.04 | 29.82 | 121.48 | 84.78 | [9 empty] | 23.03% | 21.31% | 21.04% | 20.28% | 19.32% | 18.29% | 20.15% | 19.59%
58711 | Lost Hills Solar / Blackwell | 2015-04-30 | 2015 | CAISO | CA | 35.6221 | -119.8542 | 5.3722 | PV | Thin-Film | 43 | 32 | 1.3438 | Tracking | Single Axis | Tracking | 180 | [6 empty] | 20.6 | 4.96 | 109.91 | 74.62 | 92.1854 | [8 empty] | 32.72% | 31.75% | 32.2% | 30.47% | 30.01% | 32.27% | 31.18% | 27.51%
59634 | Sandstone Solar Power Plant | 2015-12-31 | 2015 | West (non-ISO) | AZ | 33.0399 | -111.452 | 5.8014 | PV | c-Si | 57.46 | 45 | 1.2769 | Tracking | Single Axis | Tracking | 180 | [8 empty] | 72.6 | 50.99 | 53.1236 | [8 empty] | 30.74% | 31.51% | 31.25% | 30.64% | 31.7% | 30.26% | 29.57% | 28.18%
59778 | Eden Solar (formerly Derby, Innovative Solar 34) | 2015-12-31 | 2015 | Southeast (non-ISO) | NC | 35.1537 | -79.6356 | 4.4735 | PV | c-Si | 62.0529 | 47.7 | 1.3009 | Fixed Tilt | Fixed Tilt | 20 | 180 | [6 empty] | 31.02 | 34.22 | 108.11 | 75.94 | [9 empty] | 21.75% | 22.25% | 20.37% | 20.48% | 19.25% | 20.12% | 19.89% | 19.42%
59702 | Pavant Solar 1 | 2015-12-31 | 2015 | West (non-ISO) | UT | 39.1547 | -112.3564 | 5.0045 | PV | c-Si | 62.5 | 50 | 1.25 | Tracking | Single Axis | Tracking | 180 | [6 empty] | 30.1 | 15.66 | 97.4 | 67.62 | [9 empty] | 26.32% | 26.94% | 27.78% | 23.05% | 27.17% | 24.72% | 23.28% | 22.61%
60008 | Hooper Solar (SunPower San Luis Valley Solar or Solar Star III) | 2015-12-31 | 2015 | West (non-ISO) | CO | 37.6947 | -105.9823 | 5.3455 | PV | c-Si | 64 | 52 | 1.2308 | Tracking | Single Axis | Tracking | 180 | [6 empty] | 22.68 | 20.82 | 103.19 | 70.53 | 50.5252 | [8 empty] | 27.24% | 27.52% | 28% | 27.09% | 27.45% | 23.35% | 22.91% | 25.96%
58833 | Red Horse 2 | 2015-08-15 | 2015 | West (non-ISO) | AZ | 32.2575 | -110.1563 | 5.756 | PV | c-Si | 75.8688 | 55 | 1.3794 | Tracking | Single Axis | Tracking | 180 | Wind+PV | [7 empty] | 92.19 | 63.65 | [9 empty] | 31.94% | 31.49% | 32.61% | 30.87% | 32.58% | 31.03% | 30.72% | 27.99%
58017 | Copper Mountain Solar 2 - Phase 2 | 2015-02-28 | 2015 | CAISO | NV | 35.7864 | -114.9628 | 5.6637 | PV | Thin-Film | 77.8 | 60.8 | 1.2796 | Fixed Tilt | Fixed Tilt | 25 | 180 | [6 empty] | 23.84 | 6.03 | 75.63 | 54.34 | 130.2937
58713 | North Star Solar | 2015-08-25 | 2015 | CAISO | CA | 36.7287 | -120.4153 | 5.284 | PV | Thin-Film | 73 | 62.5 | 1.168 | Tracking | Single Axis | Tracking | 180 | [6 empty] | -12.16 | 5.82 | 151.75 | 100.7 | 142.8947 | [8 empty] | 27.26% | 28.69% | 28.42% | 27.34% | 26.01% | 23.99% | 25.66% | 24.82%
58848 | Warsaw Solar Facility (formerly Gantt Farm I) | 2015-12-30 | 2015 | Southeast (non-ISO) | NC | 35.0067 | -78.125 | 4.4964 | PV | Thin-Film | 87.5 | 64.8 | 1.3503 | Fixed Tilt | Fixed Tilt | 20 | 180 | [6 empty] | 31.03 | 7.07 | 98.02 | 69.55 | [10 empty] | 20.43% | 19.89% | 20.88% | 19.58% | 20.39% | 21.3% | 21.2%
58660 | Utah Red Hills Renewable Energy Park (Pelican Solar?) | 2015-12-15 | 2015 | West (non-ISO) | UT | 37.8828 | -112.9042 | 5.2436 | PV | c-Si | 104.75 | 80 | 1.3094 | Tracking | Single Axis | Tracking | 180 | [6 empty] | 30.3 | 11.45 | 70.67 | 49.95 | [9 empty] | 29.61% | 29.9% | 29.89% | 28.29% | 30.88% | 29.83% | 29.12% | 27.08%
59944 | Conetoe (II) Solar | 2015-12-01 | 2015 | PJM | NC | 35.819 | -77.4836 | 4.4407 | PV | c-Si | 112.0985 | 81 | 1.3244 | Tracking | Single Axis | Tracking | 181 | [6 empty] | 29.24 |  | 113.3 | 78.78 | [9 empty] | 23.37% | 24.08% | 22% | 22.07% | 21.53% | 21.55% | 22.97% | 20.54%
59450 | Decatur Parkway Solar Project | 2015-12-01 | 2015 | Southeast (non-ISO) | GA | 30.9927 | -84.6354 | 4.7772 | PV | Thin-Film | 110 | 81.06 | 1.357 | Tracking | Single Axis | Tracking | 180 | [6 empty] | 29.46 | 31.72 | 87.77 | 61.89 | 64.4093 | [8 empty] | 28.29% | 26.46% | 24.99% | 26.39% | 24.7% | 21.92% | 23.71% | 24.16%
59205 | OCI Alamo 5 (Downie Ranch Solar, Texas 5) | 2015-12-01 | 2015 | ERCOT | TX | 29.2188 | -99.7058 | 4.8884 | PV | c-Si | 118 | 95 | 1.2421 | Tracking | Dual-Axis | Tracking | [7 empty] | 72.14 |  | 125.56 | 85.06 | [9 empty] | 25.93% | 27.53% | 23.64% | 23.82% | 24.2% | 24.27% | 24.78% | 23.68%
59339 | Quinto Solar PV Project (SSC13, Quinto Farms + Stockton Terminal) | 2015-11-30 | 2015 | CAISO | CA | 37.1215 | -121.0496 | 5.2072 | PV | c-Si | 135.6 | 105.1 | 1.2902 | Tracking | Single Axis | Tracking | 180 | [6 empty] | 38.43 | 5.39 | 156.75 | 104.47 | 141.6012 | [8 empty] | 29.62% | 29.6% | 30% | 27.35% | 28.05% | 29.09% | 29.8% | 23.19%
57275 | Crescent Dunes Solar Energy | 2015-11-30 | 2015 | West (non-ISO) | NV | 38.2389 | -117.3636 | 5.5554 | CSP | Tower |  | 110 |  | Tracking | Dual-Axis | Tracking |  | CSP+Storage | Molten Salt |  | 2015 | 110 | 1100 | 30.07 | 10.11 | [11 empty] | 13.21% | 4.362% | 20.32% | 5.206% |  | 7.754% | 10.45% | 8.327%
58915 | Copper Mountain Solar 3 | 2015-01-31 | 2015 | West (non-ISO) | NV | 35.8894 | -114.9579 | 5.478 | PV | c-Si | 344.98 | 255 | 1.3529 | Fixed Tilt | Fixed Tilt | 16 | 180 | [6 empty] | 24.39 | 7.5 | 90.53 | 62.98 | 100.8552 | [8 empty] | 27.59% | 27.75% | 28.03% | 27.04% | 28.64% | 27.64% | 28.18% | 26.75%
58389 | Solar Star 2/ formerly Antelope Valley Solar Projects | 2015-06-30 | 2015 | CAISO | CA | 34.8486 | -118.3528 | 5.7758 | PV | c-Si | 349.5 | 279.5 | 1.3244 | Tracking | Single Axis | Tracking | 180 | [6 empty] | 20.67 | 5.09 | 140.03 | 93.48 | 125.6487 | [8 empty] | 31.33% | 31.43% | 32.33% | 30.95% | 29.7% | 32.34% | 32.6% | 26.69%
58388 | Solar Star 1/ formerly Antelope Valley Solar Projects | 2015-06-30 | 2015 | CAISO | CA | 34.8139 | -118.3894 | 5.7758 | PV | c-Si | 397.8 | 314.4 | 1.3244 | Tracking | Single Axis | Tracking | 180 | [6 empty] | 20.88 | 4.43 | 128.94 | 86.19 | 125.3955 | [8 empty] | 24.31% | 32.51% | 32.54% | 30.94% | 29.58% | 32.03% | 33.25% | 30.66%
60187 | Antelope DSR 2 | 2016-11-21 | 2016 | CAISO | CA | 34.687 | -118.3123 | 5.6209 | PV | c-Si | 6.25 | 5.001 | 1.2498 | Tracking | Single Axis | Tracking | 180 | [6 empty] | 22.17 | 5.1 | 71.8 | 49.93 | [16 empty] | 28.69%
59854 | Olive Solar Power Project | 2016-09-01 | 2016 | PJM | IN | 41.7133 | -86.4871 | 3.8345 | PV | Thin-Film | 6.4688 | 5.01 | 1.2912 | Fixed Tilt | Fixed Tilt | 25 | 180 | [6 empty] | 31.2 |  | 121.19 | 83.93 | [16 empty] | 18.28%
60071 | Perry Solar Facility | 2016-09-15 | 2016 | Southeast (non-ISO) | FL | 30.1226 | -83.5611 | 4.7836 | PV | c-Si | 6.7488 | 5.1 | 1.3233 | Fixed Tilt | Fixed Tilt | 20 | 180 | [6 empty] | 22.11 | 36.44 | 125.93 | 88.27 | [10 empty] | 17.89% | 10.4% | 19.48% | 19.93% | 14.34% | 17.31% | 16.13%
60410 | Sullivan Solar | 2016-09-01 | 2016 | MISO | IN | 39.1346 | -87.4145 | 4.1145 | PV | Thin-Film | 7 | 5.2 | 1.3462 | Fixed Tilt | Fixed Tilt | 20 | 180 | [6 empty] | 30.92 | 16.42 | 152.41 | 106.1 | [10 empty] | 21.17% | 14.84% | 19.87% | 19.59% | 19.72% | 18.99% | 12.32%
60864 | Kokomo Solar Park (Kokomo Solar 1) | 2016-12-29 | 2016 | MISO | IN | 40.4744 | -86.1462 | 3.9514 | PV | c-Si | 7.1516 | 5.4 | 1.3244 | Fixed Tilt | Fixed Tilt | 30 | 180 | [6 empty] | 35.39 | 15.29 | 126.74 | 89.96 | [10 empty] | 18.42% | 17.47% | 17.01% | 16.49% | 16.48% | 16.27% | 13.26%
60266 | Cedar Branch Solar Project (Buena Vista) | 2016-10-01 | 2016 | PJM | NJ | 39.5032 | -74.964 | 4.1015 | PV | c-Si | 7.1461 | 5.9 | 1.2112 | Fixed Tilt | Fixed Tilt | 20 | 184 | [6 empty] | 22.41 |  | 111.88 | 77.51 | [10 empty] | 18.8% | 16.72% | 19.73% | 18.15% | 19.27% | 19.79% | 18.86%
60330 | Grove Solar Center | 2016-09-30 | 2016 | West (non-ISO) | OR | 43.9369 | -117.3829 | 4.5567 | PV | c-Si | 7.8546 | 6 | 1.3091 | Tracking | Single Axis | Tracking | 180 | [6 empty] | 39.64 | 20.43 | 87.2 | 60.67 | [10 empty] | 23.17% | 25.48% | 25.61% | 25.66% | 25.18% | 24.7% | 25.16%
60737 | Church Hill Solar Farm | 2016-05-01 | 2016 | PJM | MD | 39.1137 | -75.9619 | 4.1698 | PV | c-Si | 7.36 | 6 | 1.2267 | Fixed Tilt | Fixed Tilt | 20 | 180 | [6 empty] | 23.11 | [13 empty] | 19.04% | 18.35% | 19.06% | 17.82% | 18.19% | 18.39% | 14.5%
60762 | Pfizer Peapack Solar | 2016-10-30 | 2016 | PJM | NJ | 40.7148 | -74.6658 | 3.9368 | PV | c-Si | 7.96 | 6.2 | 1.2839 | Fixed Tilt | Fixed Tilt | 15 | 180 | [6 empty] | 23.74 |  | 212.12 | 141.48 | [10 empty] | 18.61% | 17.52% | 18.72% | 18.37% | 15.3% | 18.03% | 16.23%
58655, 58656 | Waihonu North+South Solar (Honbushin Solar Blessings Park) | 2016-07-30 | 2016 | HI | HI | 21.4706 | -158.0133 | 5.0733 | PV | c-Si | 8.1319 | 6.5 | 1.2511 | Fixed Tilt | Fixed Tilt | 10 | 180
60283 | SR Mavericks | 2016-12-31 | 2016 | West (non-ISO) | CO | 40.23 | -105.0298 | 4.5346 | PV | Thin-Film | 8.5 | 6.5 | 1.3077 | Tracking | Single Axis | Tracking | 180 | [6 empty] | 21.54 | 22.48 | 95.18 | 65.47 | [10 empty] | 25.38% | 25.81% | 24.36% | 26.6% | 26.24% | 23.05% | 25.94%
60367 | Snow Camp Solar | 2016-03-01 | 2016 | Southeast (non-ISO) | NC | 35.8638 | -79.4254 | 4.4411 | PV | c-Si | 8.3988 | 6.664 | 1.2603 | Fixed Tilt | Fixed Tilt | 20 | 180 | [6 empty] | 30.86 | 7.5 | 97.07 | 68.53 | [10 empty] | 19.87% | 18.56% | 19.02% | 17.99% | 17.93% | 19.08% | 18.93%
60535 | Saluda I Solar | 2016-12-31 | 2016 | Southeast (non-ISO) | SC | 33.9685 | -81.7828 | 4.5985 | PV | c-Si | 9.9955 | 6.8 | 1.4699 | Fixed Tilt | Fixed Tilt | 20 | 180 | [6 empty] | 31.86 | 13.83 | 92.44 | 66.07 | [10 empty] | 23.17% | 22.15% | 21.96% | 20.39% | 22.28% | 23.32% | 20.31%
60728 | Howell Solar | 2016-03-31 | 2016 | PJM | NJ | 40.1354 | -74.1738 | 4.0207 | PV | c-Si | 8.863 | 7 | 1.2661 | Fixed Tilt | Fixed Tilt | 20 | 180 | [6 empty] | 23.59 |  | 173.01 | 116.41 | [10 empty] | 18.91% | 18.02% | 19.28% | 18.82% | 19.17% | 17.04% | 17.5%
60729 | Raritan Solar | 2016-04-30 | 2016 | PJM | NJ | 40.4632 | -74.8569 | 3.9719 | PV | c-Si | 10 | 7.5 | 1.3333 | Fixed Tilt | Fixed Tilt | 25 | 180 | [6 empty] | 23.98 |  | 145.88 | 99.67 | [10 empty] | 19.17% | 13.14% | 19.12% | 19.04% | 18.47% | 19.06% | 18.57%
60375 | PSEG ILR Landfill Solar | 2016-12-31 | 2016 | PJM | NJ | 40.5236 | -74.4298 | 3.9616 | PV | c-Si | 7.75 | 7.7 | 1.0065 | Fixed Tilt | Fixed Tilt | 10 | 180 | [6 empty] | 23.91 |  | 168.35 | 113.85 | [10 empty] | 13.79% | 13.03% | 14.27% | 14.67% | 14.25% | 14.92% | 13.45%
60805 | Beaver Run Solar Farm | 2016-02-26 | 2016 | PJM | NJ | 41.1534 | -74.6382 | 3.8799 | PV | c-Si | 10 | 7.848 | 1.2742 | Fixed Tilt | Fixed Tilt | 20 | 180 | [6 empty] | 24.75 | [13 empty] | 16.8% | 15.41% | 15.83% | 14.21% | 13% | 7.11% | 11.31%
60990 | Florence Solar | 2016-12-31 | 2016 | PJM | NJ | 40.096 | -74.7864 | 4.007 | PV | c-Si | 9.93 | 7.92 | 1.2538 | Fixed Tilt | Fixed Tilt | 15 | 180 | [6 empty] | 22.84 |  | 208.58 | 140.41 | [10 empty] | 17.17% | 16.26% | 17.71% | 16.76% | 16.71% | 15.53% | 13.51%
60556 | SR Selmer II (Selmer North) | 2016-12-01 | 2016 | Southeast (non-ISO) | TN | 35.1677 | -88.645 | 4.3699 | PV | Thin-Film | 9.963 | 8 | 1.2454 | Tracking | Single Axis | Tracking | 179 | [6 empty] | 31.09 | 37.65 | 112.12 | 76.93 | [11 empty] | 22.17% | 22.01% | 21.22% | 21.42% | 23.92% | 20.93%
60616 | PSEG Lake County Solar Energy Center (Black Cap Solar II, BC Solar ) | 2016-11-30 | 2016 | West (non-ISO) | OR | 42.1745 | -120.3618 | 4.7337 | PV | c-Si | 10.4546 | 8 | 1.3068 | Tracking | Single Axis | Tracking | 180 | [6 empty] | 38.84 | 15.4 | 98.48 | 67.75 | [10 empty] | 25.55% | 26.44% | 26.5% | 25.83% | 25.51% | 26.21% | 24.25%
60732 | Frankford Solar | 2016-03-30 | 2016 | PJM | NJ | 41.1666 | -74.7017 | 3.8638 | PV | c-Si | 9.84 | 8.16 | 1.2059 | Fixed Tilt | Fixed Tilt | 25 | 180 | [6 empty] | 24.74 | [13 empty] | 16.04% | 14.5% | 14.22% | 14.76% | 14.2% | 16.05% | 14.01%
58951 | Delilah Road Landfill (KDC Solar RTC LLC or Seashore Solar) | 2016-10-01 | 2016 | PJM | NJ | 39.4163 | -74.5451 | 4.1181 | PV | c-Si | 10.66 | 8.5 | 1.2541 | Fixed Tilt | Fixed Tilt | 15 | 180 | [6 empty] | 22.66 |  | 152.57 | 103.76 | [10 empty] | 19.56% | 19.02% | 20% | 18.96% | 19.48% | 18.62% | 16.61%
60331 | Hyline Solar Center | 2016-10-01 | 2016 | West (non-ISO) | OR | 44.1508 | -117.001 | 4.5224 | PV | c-Si | 11.7 | 9 | 1.3 | Tracking | Single Axis | Tracking | 180 | [6 empty] | 40.32 | 20.84 | 91.06 | 63.33 | [10 empty] | 22.02% | 25.83% | 25.65% | 25.75% | 18.75% | 24.78% | 24.02%
nan | Lumberton Solar | 2016-04-30 | 2016 | PJM | NJ | 39.9368 | -74.843 | 4.0274 | PV | c-Si |  | 9.456 |  | Fixed Tilt | Fixed Tilt |  | 180
59276 | Leavenworth Greenworks (Shoreham) | 2016-06-30 | 2016 | NYISO | NY | 40.9423 | -72.8903 | 3.945 | PV | c-Si | 14.25 | 9.5 | 1.5 | Fixed Tilt | Fixed Tilt | 25 | 181 | [6 empty] | 45.7 | 13.22 | 160.92 | 109.67 | [10 empty] | 20.63% | 20.34% | 20.95% | 18.4% | 20.62% | 20.08% | 18.91%
60869 | Pearblossom Solar Project (Solar Star California, XLIV) | 2016-12-31 | 2016 | CAISO | CA | 34.512 | -117.9167 | 5.8601 | PV | c-Si | 11.9 | 9.5 | 1.2526 | Tracking | Single Axis | Tracking | 180 | [6 empty] | 25.18 | 5.09 | 89.15 | 60.62 | [10 empty] | 31.79% | 30.07% | 31.65% | 30.43% | 31.45% | 32% | 29.32%
60548 | NorWest Energy 2 (NEFF) | 2016-12-31 | 2016 | West (non-ISO) | OR | 44.0677 | -121.229 | 4.51 | PV | c-Si | 13.9 | 9.9 | 1.404 | Tracking | Single Axis | Tracking | 180 | [6 empty] | 41.51 | 16.46 | 94.18 | 65.93 | [11 empty] | 24.97% | 23.88% | 25.77% | 25.66% | 23.37% | 22.71%
60976 | Collier (Oregon Solar Land Holding, OSLH) | 2016-12-31 | 2016 | West (non-ISO) | OR | 44.061 | -121.228 | 4.51 | PV | c-Si | 13.77 | 9.9 | 1.3909 | Tracking | Single Axis | Tracking | 180 | [6 empty] | 41.51 | 15.3 | 138.79 | 93.12 | [10 empty] | 22.95% | 24.03% | 24.09% | 27.42% | 26.19% | 26.04% | 25.79%
1355 | E W Brown Solar Facility | 2016-04-22 | 2016 | Southeast (non-ISO) | KY | 37.7761 | -84.719 | 4.1277 | PV | c-Si | 14.272 | 10 | 1.4272 | Fixed Tilt | Fixed Tilt | 16 | 180 | PV+Fossil | [7 empty] | 127.53 | 88.57 | [10 empty] | 19.92% | 19.44% | 19.96% | 18.9% | 18.87% | 19.45% | 18.73%
58627 | Western Antelope Dry Ranch Solar (WADR, Lancaster Choice Energy) | 2016-12-16 | 2016 | CAISO | CA | 34.6889 | -118.3203 | 5.6209 | PV | c-Si | 12.748 | 10 | 1.2748 | Tracking | Single Axis | Tracking | 180 | [6 empty] | 22.24 | 5.01 | 83.69 | 57.86 | 54.2498 | [9 empty] | 30.98% | 30.16% | 30.4% | 29.57% | 29.61% | 30.6% | 25.39%
60332 | Open Range Solar Center | 2016-09-30 | 2016 | West (non-ISO) | OR | 43.7978 | -117.0623 | 4.5547 | PV | c-Si | 13.1 | 10 | 1.31 | Tracking | Single Axis | Tracking | 180 | [6 empty] | 41.21 | 20.28 | 86.06 | 59.87 | [10 empty] | 23.74% | 25.83% | 26.15% | 26.01% | 26.1% | 25.25% | 25.48%
60334 | Thunderegg Solar Center | 2016-11-30 | 2016 | West (non-ISO) | OR | 43.9328 | -116.9884 | 4.605 | PV | c-Si | 13.091 | 10 | 1.3091 | Tracking | Single Axis | Tracking | 180 | [6 empty] | 40.83 | 20.6 | 98.73 | 68.68 | [10 empty] | 23.18% | 25.49% | 25.62% | 25.68% | 25.73% | 24.53% | 20.86%
60335 | Vale Air Solar Center | 2016-11-30 | 2016 | West (non-ISO) | OR | 43.9651 | -117.2577 | 4.5798 | PV | c-Si | 13.091 | 10 | 1.3091 | Tracking | Single Axis | Tracking | 180 | [6 empty] | 39.93 | 20.73 | 91.7 | 63.79 | [10 empty] | 22.67% | 24.96% | 25.03% | 25.55% | 25.85% | 24.63% | 23.53%
60511 | Clear Spring Ranch PV Project | 2016-10-21 | 2016 | West (non-ISO) | CO | 38.6019 | -104.6939 | 5.0012 | PV | c-Si | 13.9 | 10 | 1.39 | Tracking | Single Axis | Tracking | 181 | [6 empty] | 19.99 | 20.77 | 82.12 | 58.11 | [10 empty] | 25.1% | 31.09% | 27.12% | 27.34% | 25.46% | 25.7% | 23%
60604 | Wye Mills Solar (Wye Mills VNEM) | 2016-09-01 | 2016 | PJM | MD | 38.9385 | -76.0456 | 4.1922 | PV | c-Si | 13.6937 | 10 | 1.3694 | Tracking | Single Axis | Tracking | 180 | [6 empty] | 24.25 |  | 158.31 | 106.38 | [10 empty] | 23.46% | 20.39% | 20.56% | 17.02% | 21.71% | 22.5% | 21.59%
60993 | Darlington Solar | 2016-12-31 | 2016 | Southeast (non-ISO) | SC | 34.322 | -79.9185 | 4.5968 | PV | c-Si | 14.029 | 10 | 1.4029 | Fixed Tilt | Fixed Tilt | 20 | 180 | [6 empty] | 31.1 | 6.97 | 89.72 | 63.61 | [10 empty] | 23.62% | 22.56% | 21.45% | 17.25% | 21.45% | 21.28% | 22.2%
62903 | NorthPark Solar | 2016-02-28 | 2016 | PJM | NJ | 40.2577 | -74.442 | 3.9903 | PV | c-Si | 12.3 | 10.6 | 1.1604 | Fixed Tilt | Fixed Tilt | 25 | 180 | [6 empty] | 23.44 | [15 empty] | 17.68% | 17.07% | 16.92% | 15.7% | 13.18%
60226 | Rancho SECO Solar I | 2016-07-03 | 2016 | West (non-ISO) | CA | 38.3435 | -121.1169 | 5.0638 | PV | Thin-Film | 12.5 | 10.88 | 1.1489 | Tracking | Single Axis | Tracking | 180 | [8 empty] | 124.8 | 85.9 | 80.079 | [9 empty] | 24.85% | 25.43% | 23.84% | 23.96% | 23.42% | 18.54% | 13.91%
59819, 63554 | Mohave Electric At Fort Mohave AZ (Mohave Electric Cooperative at Joy Lane) | 2016-10-30 | 2016 | West (non-ISO) | AZ | 34.984 | -114.5563 | 5.696 | PV | c-Si | 13.81 | 10.9 | 1.267 | Tracking | Single Axis | Tracking | 180
61342 | Barrett PV (BWC Barrett Street, BWC French River+BWC Stillwater River) | 2016-11-30 | 2016 | ISO-NE | MA | 42.1626 | -71.8686 | 3.8364 | PV | c-Si | 16.44 | 11.93 | 1.378 | Fixed Tilt | Fixed Tilt | 25 | 180 | [6 empty] | 29.59 | 3.66 | 202.02 | 135.78 | [10 empty] | 17.91% | 15.78% | 18.89% | 18.67% | 17.67% | 18.13% | 16.46%
60764 | Victory Solar | 2016-12-31 | 2016 | West (non-ISO) | CO | 39.7927 | -104.4377 | 4.8457 | PV | c-Si | 16.0398 | 12.831 | 1.2501 | Tracking | Single Axis | Tracking | 180 | [6 empty] | 23.59 | 23 | 84.25 | 58.66 | [10 empty] | 25.93% | 26.4% | 26.01% | 24.48% | 25.82% | 20.82% | 24.24%
60023 | SR Jenkins Fort Lupton (United Power) | 2016-06-30 | 2016 | West (non-ISO) | CO | 40.0834 | -104.7476 | 4.8145 | PV | Thin-Film | 18.1 | 13 | 1.3923 | Tracking | Single Axis | Tracking | 180 | [6 empty] | 23.51 | 24 | 89.78 | 62.38 | [10 empty] | 26.79% | 27.48% | 27.12% | 28.7% | 28.44% | 27.88% | 25.49%
60735 | Longview Solar (Hebron Solar, LS Worcester Solar) | 2016-02-28 | 2016 | PJM | MD | 38.4045 | -75.6723 | 4.2142 | PV | c-Si | 17.817 | 13.6 | 1.3101 | Tracking | Single Axis | Tracking | 181 | [6 empty] | 36.19 |  | 111.23 | 76.72 | [10 empty] | 23.28% | 19.15% | 21.31% | 19.78% | 21.38% | 20.5% | 21.44%
59599 | Tropico Solar (Coronal Tulare 2) | 2016-09-30 | 2016 | CAISO | CA | 35.8313 | -119.0511 | 5.336 | PV | c-Si | 18.2 | 14 | 1.3 | Tracking | Single Axis | Tracking | 180 | [6 empty] | 24.64 | 5.39 | 118.09 | 79.86 | 88.6844 | [9 empty] | 28.89% | 28.7% | 27.94% | 26.56% | 22.06% | 21.64% | 24.43%
59747 | River Mountains Solar | 2016-01-31 | 2016 | West (non-ISO) | NV | 36.0316 | -114.9294 | 5.6481 | PV | c-Si | 18.6674 | 14.4 | 1.2963 | Tracking | Single Axis | Tracking | 180 | [6 empty] | 24.75 | 10.57 | 93.62 | 64.94 | [10 empty] | 27.8% | 26.99% | 26.79% | 27.25% | 22.88% | 18.45% | 22.91%
60391 | NRG Spencer Community Solar Project (Solterra Monastery, Sja Solar, St Joseph Abbey Community Solar) | 2016-12-31 | 2016 | ISO-NE | MA | 42.286 | -72.0094 | 3.8145 | PV | c-Si | 20.1 | 14.682 | 1.369 | Fixed Tilt | Fixed Tilt | 20 | 180 | [6 empty] | 29.81 | 3.7 | 185.79 | 124.27 | [10 empty] | 18.06% | 17.15% | 18.17% | 19.57% | 20.47%
60080 | CED Ducor 3 (SR Solis Crown) | 2016-12-31 | 2016 | CAISO | CA | 35.8454 | -119.057 | 5.336 | PV | c-Si | 19.6356 | 15 | 1.309 | Tracking | Single Axis | Tracking | 180 | [6 empty] | 24.97 | 5.29 | 84.7 | 58.47 | 60.965 | [9 empty] | 30.1% | 29.84% | 26.8% | 28.69% | 27.35% | 26.3% | 27.51%
60787 | Williamston Speight Solar | 2016-11-30 | 2016 | PJM | NC | 35.8944 | -77.1631 | 4.4363 | PV | c-Si | 20.9 | 15 | 1.3933 | Tracking | Single Axis | Tracking | 180 | [6 empty] | 31.8 |  | 110.77 | 77.61 | [10 empty] | 22.52% | 19.56% | 24.58% | 23.26% | 21.57% | 18.76% | 23.53%
59570 | Mocksville Solar Facility | 2016-12-31 | 2016 | Southeast (non-ISO) | NC | 35.8338 | -80.5747 | 4.4624 | PV | c-Si | 20 | 15.4 | 1.2987 | Fixed Tilt | Fixed Tilt | 20 | 179 | [6 empty] | 31.14 | 33.97 | 72.15 | 50.36 | [10 empty] | 19.67% | 19.07% | 19.97% | 19.18% | 20.14% | 20.53% | 33.67%
60702 | Rincon Solar I | 2016-12-31 | 2016 | Southeast (non-ISO) | GA | 32.2929 | -81.2844 | 4.6849 | PV | c-Si | 21.2474 | 15.7 | 1.3533 | Tracking | Single Axis | Tracking | 180 | [6 empty] | 29.01 | 28.91 | 123.89 | 84.65 | [10 empty] | 26.09% | 23.17% | 21.68% | 22.47% | 22.22% | 22.83% | 21.23%
61552 | Fort Detrick Solar | 2016-02-10 | 2016 | PJM | MD | 39.4378 | -77.4506 | 4.0566 | PV | c-Si | 18.5981 | 15.7 | 1.1846 | Fixed Tilt | Fixed Tilt | 15 | 180 | [6 empty] | 34.58 |  | 138.67 | 95.88 | [10 empty] | 14.94% | 15.41% | 16.32% | 15.88% | 14.89% | 16.3% | 14.95%
60062 | Avalon Solar Phase II | 2016-05-26 | 2016 | West (non-ISO) | AZ | 32.0427 | -110.9589 | 5.7776 | PV | c-Si | 21.514 | 16 | 1.3446 | Tracking | Single Axis | Tracking | 180 | [8 empty] | 59.94 | 42.55 | [10 empty] | 31.39% | 30.87% | 30.53% | 31.69% | 31.08% | 31.28% | 31.29%
60555 | Selmer I (Selmer North) | 2016-12-01 | 2016 | Southeast (non-ISO) | TN | 35.1406 | -88.5511 | 4.3718 | PV | Thin-Film | 19.9125 | 16 | 1.2445 | Tracking | Single Axis | Tracking | 179 | [6 empty] | 31.1 | 61.67 | 145.74 | 100.45 | [11 empty] | 21.07% | 21.77% | 20.9% | 21.92% | 23.41% | 12.68%
60316 | Scott 1 Solar Farm (Powhatan Solar, Scott Timber Solar) | 2016-12-31 | 2016 | PJM | VA | 37.525 | -77.9367 | 4.3119 | PV | c-Si | 22.9 | 17 | 1.3471 | Tracking | Single Axis | Tracking | 180 | [6 empty] | 32.37 |  | 124.93 | 86.88 | [10 empty] | 18.63% | 11.89% | 14.18% | 21.32% | 19.8% | 16.5% | 18.45%
60469 | Solar Glynn | 2016-12-31 | 2016 | Southeast (non-ISO) | GA | 31.2744 | -81.4484 | 4.7918 | PV | c-Si | 22.9824 | 17.68 | 1.2999 | Fixed Tilt | Fixed Tilt | 20 | 180 | [6 empty] | 28.91 | 29.23 | 114.32 | 80.15 | [10 empty] | 20.47% | 19.86% | 19.83% | 19.25% | 17.84% | 20.04% | 16.63%
59249 | Rio Bravo Solar Project 1 | 2016-12-31 | 2016 | CAISO | CA | 35.416 | -119.6295 | 5.3259 | PV | c-Si | 25.7216 | 19.5 | 1.3191 | Tracking | Single Axis | Tracking | 179 | [6 empty] | 21.02 | 5.29 | 107.8 | 72.96 | 72.3837 | [9 empty] | 30.7% | 29.86% | 28% | 25.86% | 27.57% | 26.44% | 27.23%
59250 | Rio Bravo Solar Project 2 | 2016-12-31 | 2016 | CAISO | CA | 35.4225 | -119.6292 | 5.3259 | PV | c-Si | 25.7216 | 19.5 | 1.3191 | Tracking | Single Axis | Tracking | 179 | [6 empty] | 21.02 | 5.29 | 105.57 | 71.44 | 72.4017 | [9 empty] | 30.59% | 29.67% | 28.31% | 26.1% | 28.43% | 26.79% | 28.13%
60318 | Woodland Solar Farm (VA) (Isle of Wight Solar Project) | 2016-12-31 | 2016 | PJM | VA | 36.8919 | -76.6133 | 4.3386 | PV | c-Si | 25.1 | 19.7 | 1.2741 | Tracking | Single Axis | Tracking | 201 | [6 empty] | 32.81 |  | 119.39 | 83.14 | [10 empty] | 16.55% | 16.28% | 19.61% | 19.19% | 22.21% | 16.78% | 17.38%
59513 | PSEG Meadows Solar Energy Center (Meadows PV1) | 2016-06-01 | 2016 | PJM | NC | 35.8349 | -77.124 | 4.4363 | PV | Thin-Film | 25.8903 | 19.999 | 1.2946 | Fixed Tilt | Fixed Tilt | 20 | 181 | [6 empty] | 30.72 |  | 150.36 | 105.49 | [10 empty] | 18.98% | 19.57% | 19.55% | 19.41% | 19.7% | 17.62% | 10.4%
59088 | Calipatria Solar Farm | 2016-02-12 | 2016 | West (non-ISO) | CA | 33.1658 | -115.5322 | 5.9063 | PV | Thin-Film | 26.6 | 20 | 1.33 | Tracking | Single Axis | Tracking | 180 | [8 empty] | 121.36 | 82.86 | [10 empty] | 25.91% | 23.93% | 23.99% | 23.8% | 24.02% | 22.54% | 21.23%
59528 | NRG Solar Oasis | 2016-01-31 | 2016 | CAISO | CA | 34.6489 | -118.0767 | 5.8456 | PV | c-Si | 27.8 | 20 | 1.39 | Tracking | Single Axis | Tracking | 180 | [6 empty] | 23.2 | 4.75 | 88.33 | 60.44 | [10 empty] | 33.05% | 32.6% | 31.55% | 28.94% | 29.38% | 31.42% | 29.29%
59600 | Nicolis Solar PV Plant (Coronal Tulare 1) | 2016-09-30 | 2016 | CAISO | CA | 35.8223 | -119.0393 | 5.336 | PV | c-Si | 26 | 20 | 1.3 | Tracking | Single Axis | Tracking | 180 | [6 empty] | 25 | 5.4 | 115.76 | 78.28 | 85.9146 | [9 empty] | 29% | 28.47% | 28.65% | 26.85% | 22.92% | 23.27% | 25.02%
59740 | SEPV Mojave West | 2016-05-31 | 2016 | CAISO | CA | 35.0203 | -118.2783 | 5.7908 | PV | c-Si | 25 | 20 | 1.25 | Tracking | Single Axis | Tracking | 180 | [6 empty] | 23.47 | 5.04 | 85.7 | 58.44 | [10 empty] | 32.6% | 32.67% | 31.21% | 30.08% | 31.96% | 32.04% | 29.19%
59868 | Kingbird A Solar | 2016-04-30 | 2016 | CAISO | CA | 34.8225 | -118.438 | 5.7789 | PV | Thin-Film | 25.5 | 20 | 1.275 | Tracking | Single Axis | Tracking | 180 | [6 empty] | 20.67 | 5.09 | 60.02 | 42.14 | 69.3582 | [9 empty] | 33.9% | 34.64% | 32.79% | 32.11% | 33.81% | 32.19% | 32.06%
59891 | Butler Solar Farm | 2016-02-01 | 2016 | Southeast (non-ISO) | GA | 32.5762 | -84.3172 | 4.683 | PV | Thin-Film | 29 | 20 | 1.45 | Tracking | Single Axis | Tracking | 197 | [6 empty] | 29.16 | 28.12 | 96.86 | 68.08 | [10 empty] | 23.78% | 22.43% | 23.09% | 21.82% | 22.52% | 23.35% | 22.57%
59961 | Western Antelope Blue Sky Ranch B (WABSRB) | 2016-12-21 | 2016 | CAISO | CA | 34.7259 | -118.3127 | 5.7812 | PV | c-Si | 25.855 | 20 | 1.2928 | Tracking | Single Axis | Tracking | 180 | [6 empty] | 22.33 | 4.95 | 75.13 | 52.18 | 67.7388 | [9 empty] | 30.8% | 32.66% | 31.37% | 31.35% | 31.21% | 30.79% | 28.16%
59962 | North Lancaster Ranch | 2016-12-14 | 2016 | CAISO | CA | 34.7195 | -118.313 | 5.7812 | PV | c-Si | 22.47 | 20 | 1.1235 | Fixed Tilt | Fixed Tilt | 25 | 180 | [6 empty] | 20.14 | 6.83 | 110.2 | 76.27 | 106.5089 | [9 empty] | 22.56% | 22.01% | 22.19% | 19.17% | 20.07% | 15.98% | 16.48%
59963 | Central Antelope Dry Ranch C (CADR C) | 2016-05-31 | 2016 | CAISO | CA | 34.7205 | -118.3005 | 5.7812 | PV | c-Si | 22.47 | 20 | 1.1235 | Fixed Tilt | Fixed Tilt | 25 | 180 | [6 empty] | 20.19 | 6.83 | 108.52 | 75.27 | [10 empty] | 21.21% | 22.52% | 21.88% | 18.62% | 19.93% | 17.28% | 16.46%
60039 | Frontier I Solar | 2016-06-30 | 2016 | CAISO | CA | 37.3674 | -121.1494 | 5.2103 | PV | c-Si | 28.024 | 20 | 1.4012 | Tracking | Single Axis | Tracking | 180 | [6 empty] | 25.13 | 5.24 | 80.62 | 57.04 | 63.3588 | [9 empty] | 29.26% | 30.36% | 29.73% | 28.24% | 29.35% | 26.59% | 22.91%
60078 | CED Ducor 1 (SR Solis Vestal Almond) | 2016-12-31 | 2016 | CAISO | CA | 35.8563 | -119.0684 | 5.336 | PV | c-Si | 26.1894 | 20 | 1.3095 | Tracking | Single Axis | Tracking | 180 | [6 empty] | 24.93 | 5.28 | 81.64 | 56.59 | 60.965 | [9 empty] | 30.58% | 29.93% | 26.68% | 28.33% | 27.56% | 26.27% | 27.24%
60079 | CED Ducor 2 (SR Solis Vestal Herder) | 2016-12-31 | 2016 | CAISO | CA | 35.8442 | -119.0681 | 5.336 | PV | c-Si | 26.1894 | 20 | 1.3095 | Tracking | Single Axis | Tracking | 180 | [6 empty] | 25.01 | 5.29 | 90.64 | 62.25 | 60.965 | [9 empty] | 30.4% | 29.84% | 26.47% | 28.69% | 27.51% | 26.57% | 26.91%
60081 | CED Ducor 4 (SR Solis Vestal Fireman) | 2016-12-31 | 2016 | CAISO | CA | 35.8504 | -119.027 | 5.336 | PV | c-Si | 26.1894 | 20 | 1.3095 | Tracking | Single Axis | Tracking | 180 | [6 empty] | 24.98 | 5.29 | 85.15 | 58.86 | 60.965 | [9 empty] | 30.49% | 29.88% | 26.54% | 27.72% | 27.38% | 26.42% | 26.77%
60091 | Kingbird B Solar | 2016-04-30 | 2016 | CAISO | CA | 34.8225 | -118.4444 | 5.7789 | PV | Thin-Film | 25.5 | 20 | 1.275 | Tracking | Single Axis | Tracking | 180 | [6 empty] | 20.67 | 5.09 | 60.51 | 42.49 | 69.6113 | [9 empty] | 33.83% | 33.76% | 31.25% | 32.52% | 33.37% | 34.09% | 31.72%
60279 | Antelope Big Sky Ranch Solar Facility (ABSR) | 2016-08-16 | 2016 | CAISO | CA | 34.6948 | -118.2877 | 5.7424 | PV | c-Si | 26.31 | 20 | 1.3155 | Tracking | Single Axis | Tracking | 180 | [6 empty] | 24.21 | 4.91 | 82.62 | 57.22 | 68.8816 | [9 empty] | 32.2% | 32.7% | 31.49% | 29.66% | 29.13% | 29.7% | 26.12%
60280 | Summer Solar of Lancaster (Summer Solar SCPPA) | 2016-07-08 | 2016 | CAISO | CA | 34.7147 | -118.311 | 5.7812 | PV | c-Si | 25.855 | 20 | 1.2928 | Tracking | Single Axis | Tracking | 180 | [6 empty] | 22.23 | 4.97 | 81.78 | 56.91 | 72.2524 | [9 empty] | 32% | 32.58% | 31.17% | 30.9% | 31.67% | 36.99% | 23.32%
60319 | Whitehouse Solar Farm (Louisa Solar Project, SFAE VA121 PV Project) | 2016-12-31 | 2016 | PJM | VA | 38.0214 | -77.9697 | 4.2447 | PV | c-Si | 26.8 | 20 | 1.34 | Tracking | Single Axis | Tracking | 190 | [6 empty] | 36.2 |  | 87.99 | 61.3 | [10 empty] | 20.34% | 16.26% | 21.14% | 17.81% | 21.3% | 16.03% | 27.98%
60386 | RE Garland A | 2016-12-14 | 2016 | CAISO | CA | 34.8215 | -118.4974 | 5.7789 | PV | c-Si | 26.8293 | 20 | 1.3415 | Tracking | Single Axis | Tracking | 180 | [6 empty] | 21 | 4.92 | 76.26 | 53.14 | 69.6576 | [9 empty] | 33.59% | 34.24% | 32.9% | 30.07% | 31.67% | 27.56% | 27.35%
60485 | Longboat Solar | 2016-12-31 | 2016 | CAISO | CA | 34.9035 | -117.103 | 5.9166 | PV | c-Si | 26.7282 | 20 | 1.3364 | Tracking | Single Axis | Tracking | 181 | [6 empty] | 24.8 | 4.79 | 128.85 | 88.46 | [10 empty] | 33.59% | 34.45% | 29.96% | 29.83% | 29.37% | 25.52% | 14.33%
60886 | Pavant Solar 3 | 2016-12-31 | 2016 | West (non-ISO) | UT | 39.1545 | -112.3598 | 5.0045 | PV | c-Si | 25.8 | 20 | 1.29 | Tracking | Single Axis | Tracking | 180 | [6 empty] | 30.25 | 15.41 | 78.39 | 55.16 | [10 empty] | 27.41% | 28.83% | 27.47% | 28.44% | 27.56% | 26.36% | 23.26%
60741 | Old Midville Solar Project | 2016-11-17 | 2016 | Southeast (non-ISO) | GA | 32.8226 | -81.985 | 5.7647 | PV | c-Si | 28.2 | 20.163 | 1.3986 | Tracking | Single Axis | Tracking | 180 | [6 empty] | 29.23 | 29.86 | 81.99 | 58.47 | [10 empty] | 25.61% | 23.94% | 24.31% | 23.75% | 22.19% | 19.84% | 22.49%
60381 | Sulphur Springs | 2016-12-31 | 2016 | West (non-ISO) | AZ | 32.0669 | -109.9214 | 5.2915 | PV | c-Si | 22.968 | 20.5 | 1.1204 | Tracking | Single Axis | Tracking | 180 | [8 empty] | 65.49 | 45.34 | [10 empty] | 30.23% | 31.07% | 29.64% | 30.85% | 30.55% | 30.4% | 29.67%
59900 | Corcoran Solar 3 | 2016-02-29 | 2016 | CAISO | CA | 36.1484 | -119.5894 | 4.5821 | PV | c-Si | 28 | 21.19 | 1.3214 | Tracking | Single Axis | Tracking | 180 | [6 empty] | 5.49 | 5.3 | 80.65 | 56.1 | [10 empty] | 29.74% | 30% | 28.4% | 26.6% | 28.67% | 30.12% | 26.51%
59251 | Caprock Solar 1 | 2016-12-31 | 2016 | SPP | NM | 34.986 | -103.625 | 5.4588 | PV | c-Si | 32.4 | 25 | 1.296 | Tracking | Single Axis | Tracking | 180 | [6 empty] | 30.1 | 21.74 | 71.08 | 49.73 | 45.5713 | [9 empty] | 31.5% | 30.96% | 29.37% | 28.13% | 23.65% | 31.07% | 28.45%
59863 | Fort Gordon Solar Facility | 2016-10-30 | 2016 | Southeast (non-ISO) | GA | 33.3866 | -82.1311 | 4.5987 | PV | c-Si | 42.5 | 30 | 1.4167 | Fixed Tilt | Fixed Tilt | 20 | 195 | [6 empty] | 29.17 | 30.37 | 110.11 | 76.71 | [10 empty] | 22.37% | 21.51% | 21.52% | 20.45% | 21.46% | 21.7% | 20.93%
59864 | King's Bay Solar Facility (Naval Submarine Base (SUBASE)) | 2016-12-31 | 2016 | Southeast (non-ISO) | GA | 30.8304 | -81.5588 | 4.7713 | PV | c-Si | 41.5 | 30 | 1.3833 | Fixed Tilt | Fixed Tilt | 16 | 180 | [6 empty] | 28.8 | 26.64 | 105.43 | 73.56 | [10 empty] | 22.72% | 21.01% | 22.61% | 21.14% | 18.06% | 21.62% | 21.18%
59865 | Fort Stewart Solar Facility | 2016-10-30 | 2016 | Southeast (non-ISO) | GA | 31.904 | -81.5911 | 4.6805 | PV | c-Si | 43.5 | 30 | 1.45 | Fixed Tilt | Fixed Tilt | 20 | 195 | [6 empty] | 28.96 | 29.94 | 117.01 | 81.78 | [10 empty] | 22.22% | 20.06% | 20.65% | 19.17% | 18.16% | 20.25% | 19.46%
60285 | Red Horse 3 | 2016-07-30 | 2016 | West (non-ISO) | AZ | 32.2692 | -110.1528 | 5.756 | PV | c-Si | 37.7 | 30 | 1.2567 | Tracking | Single Axis | Tracking | 180 | [8 empty] | 93.65 | 65.29 | 48.9226 | [9 empty] | 30.19% | 30.91% | 28.79% | 29.25% | 28.25% | 27.63% | 18.29%
60304 | PSEG San Isabel Solar | 2016-12-31 | 2016 | West (non-ISO) | CO | 37.3716 | -104.4741 | 5.1507 | PV | c-Si | 37.9 | 30 | 1.2633 | Tracking | Single Axis | Tracking | 180 | [6 empty] | 22.8 | 22.26 | 69.69 | 48.9 | 44.0132 | [9 empty] | 25.37% | 28.7% | 28.18% | 29.39% | 28.84% | 28.78% | 28.03%
59894 | Pawpaw Solar Plant | 2016-03-01 | 2016 | Southeast (non-ISO) | GA | 32.5734 | -84.2576 | 4.585 | PV | c-Si | 42.5 | 30.48 | 1.3944 | Tracking | Single Axis | Tracking | 180 | [6 empty] | 29.13 | 28.79 | 95.51 | 66.7 | 61.3111 | [9 empty] | 25.32% | 24.56% | 25.48% | 23.27% | 24.51% | 25.25% | 22.82%
60351 | PSEG Rawhide Flats Solar Energy Center (Bison Solar, Larimer Solar) | 2016-10-31 | 2016 | West (non-ISO) | CO | 40.8638 | -105.0111 | 4.4397 | PV | c-Si | 36.3 | 32.4 | 1.1204 | Tracking | Single Axis | Tracking | 180 | [6 empty] | 23.02 | 20.75 | 74.95 | 52.88 | 51.5788 | [9 empty] | 20.85% | 22.67% | 21.59% | 22.07% | 21.9% | 23.28% | 21.97%
60149 | Innovative Solar 43 | 2016-12-31 | 2016 | Southeast (non-ISO) | NC | 34.5332 | -78.311 | 4.4947 | PV | c-Si | 50.7767 | 38.9 | 1.3053 | Fixed Tilt | Fixed Tilt | 20 | 181 | [6 empty] | 30.93 | 6.93 | 84.57 | 60.6 | [10 empty] | 20.44% | 20.38% | 22.3% | 18.75% | 20% | 20.45% | 19.74%
59164 | Elm City Solar Facility (formerly Nan Solar Center) | 2016-03-01 | 2016 | Southeast (non-ISO) | NC | 35.7821 | -77.8471 | 4.4523 | PV | Thin-Film | 53.62 | 40 | 1.3405 | Fixed Tilt | Fixed Tilt | 25 | 181 | [6 empty] | 30.88 | 7.32 | 90.96 | 63.98 | [10 empty] | 23.42% | 22.65% | 22.73% | 21.45% | 22.38% | 20.6% | 22.07%
59964 | Elevation Solar C | 2016-12-21 | 2016 | CAISO | CA | 34.727 | -118.3033 | 5.7812 | PV | c-Si | 51.136 | 40 | 1.2784 | Tracking | Single Axis | Tracking | 180 | [6 empty] | 22.14 | 4.81 | 72.83 | 50.65 | 63.1476 | [9 empty] | 31.5% | 33.09% | 31.6% | 31.45% | 31.19% | 31.05% | 28.23%
60445 | Idaho Solar 1 (Boise Solar Farm) | 2016-09-23 | 2016 | West (non-ISO) | ID | 43.4409 | -116.3284 | 4.6479 | PV | c-Si | 54.625 | 40 | 1.3656 | Tracking | Single Axis | Tracking | 180 | [6 empty] | 40.72 | 20.84 | 95.52 | 65.81 | [10 empty] | 25.31% | 27.75% | 26.86% | 26.77% | 26.94% | 26.83% | 26.17%
59317 | Beacon Solar 4 ( Hecate Energy Beacon 4 Photovoltaic Project) | 2016-12-09 | 2016 | West (non-ISO) | CA | 35.2518 | -118.0243 | 5.8451 | PV | c-Si | 56.47 | 50 | 1.1294 | Tracking | Single Axis | Tracking | 180 | [6 empty] | 23.15 | 11.01 | 73.67 | 50.98 | 61.6827 | [9 empty] | 26.44% | 28.62% | 28.06% | 28.02% | 28.32% | 28.68% | 26.56%
60186 | Antelope DSR 1 | 2016-12-16 | 2016 | CAISO | CA | 34.6561 | -118.2905 | 5.7424 | PV | c-Si | 62.5 | 50 | 1.25 | Tracking | Single Axis | Tracking | 180 | [6 empty] | 24.27 | 5.58 | 74.74 | 52.36 | 53.0264 | [9 empty] | 30.11% | 30.24% | 29.24% | 29.16% | 29.96% | 29.26% | 24.35%
60413 | Apple Bonnybrooke Solar | 2016-11-30 | 2016 | West (non-ISO) | AZ | 33.053 | -111.34 | 5.7969 | PV | c-Si | 62.64 | 50 | 1.2528 | Tracking | Single Axis | Tracking | 180 | [8 empty] | 72.52 | 50.52 | [10 empty] | 30.79% | 31.68% | 31.08% | 32.08% | 30.81% | 30.81% | 27.1%
60449 | PSEG Pavant 2 | 2016-11-01 | 2016 | West (non-ISO) | UT | 39.1573 | -112.355 | 5.0045 | PV | c-Si | 62.7 | 50 | 1.254 | Tracking | Single Axis | Tracking | 180 | [6 empty] | 30.27 | 15.14 | 81.39 | 56.87 | [10 empty] | 27.21% | 27.76% | 26.27% | 28.33% | 26.98% | 26.58% | 23.39%
59945 | Granite Mountain Solar West (Three Cedars) | 2016-09-01 | 2016 | West (non-ISO) | UT | 37.7863 | -113.28 | 5.248 | PV | c-Si | 62.5 | 50.4 | 1.2401 | Tracking | Single Axis | Tracking | 179 | [6 empty] | 30.26 | 11.48 | 67.05 | 47.2 | [10 empty] | 28.99% | 27.99% | 28.41% | 29.65% | 28.33% | 25.06% | 27.38%
60063 | Live Oak Solar | 2016-12-31 | 2016 | Southeast (non-ISO) | GA | 32.4238 | -82.1028 | 4.6988 | PV | c-Si |  | 51 |  | Fixed Tilt | Fixed Tilt | 17 | 200 | [6 empty] | 29.12 | 32.03 | 89.36 | 63.05 | 57.1855 | [9 empty] | 22.18% | 21.95% | 22.87% | 21.92% | 21.75% | 22.42% | 20.92%
60554 | SR Hazlehurst Solar II | 2016-12-31 | 2016 | Southeast (non-ISO) | GA | 31.8202 | -82.6021 | 4.721 | PV | Thin-Film | 71.3 | 52.5 | 1.3581 | Tracking | Single Axis | Tracking | 180 | [6 empty] | 29.06 | 36.74 | 112.2 | 77.65 | 50.5034 | [9 empty] | 22.21% | 25.63% | 23.61% | 24.89% | 25.01% | 24.5% | 19.92%
60590 | TID Solar Generating Station (Golden Fields Solar I , Rosamond West Solar Project II) | 2016-12-31 | 2016 | CAISO | CA | 34.8402 | -118.3912 | 5.7758 | PV | c-Si | 67.4 | 54 | 1.2481 | Tracking | Single Axis | Tracking | 180 | [6 empty] | 20.83 | 4.44 | 83.03 | 56.7 | 48.2417 | [9 empty] | 31.78% | 32.27% | 31.49% | 26.33% | 25.92% | 32.55% | 30.58%
60591 | Stanford Solar Generating Station (Solar Star California XLI ,Rosamond West Solar Project I) | 2016-12-31 | 2016 | CAISO | CA | 34.8304 | -118.3958 | 5.7758 | PV | c-Si | 67.4 | 54 | 1.2481 | Tracking | Single Axis | Tracking | 180 | [6 empty] | 20.88 | 4.37 | 83.6 | 57.01 | 48.8467 | [9 empty] | 32.06% | 33.16% | 32.92% | 24.99% | 23.36% | 33.08% | 31.03%
59316 | Beacon Solar 3 ( Hecate Energy Beacon 3 Photovoltaic Project) | 2016-12-09 | 2016 | West (non-ISO) | CA | 35.2485 | -118.0088 | 5.8451 | PV | c-Si | 62.95 | 56 | 1.1241 | Tracking | Single Axis | Tracking | 180 | [6 empty] | 23.13 | 10.62 | 69.1 | 47.98 | 61.6827 | [9 empty] | 26.91% | 29.16% | 28.17% | 28.14% | 28.43% | 28.74% | 27.41%
59523 | Five Points Solar Park | 2016-08-30 | 2016 | CAISO | CA | 36.392 | -120.2383 | 5.3629 | PV | c-Si | 84 | 60 | 1.4 | Tracking | Single Axis | Tracking | 179 | [6 empty] | 24.58 | 4.81 | 85.08 | 60.65 | 54.2135 | [9 empty] | 28.35% | 30.85% | 27.5% | 25.56% | 26.99% | 26.48% | 19.4%
60611 | Summit Farms Solar (Phase 1) | 2016-12-01 | 2016 | PJM | NC | 36.4748 | -76.1513 | 4.3991 | PV | c-Si | 84.2 | 60 | 1.4033 | Tracking | Single Axis | Tracking | 181 | [6 empty] | 32.77 |  | 143.05 | 100.2 | 55.4689 | [9 empty] | 23.91% | 21.83% | 23.25% | 22.85% | 21.14% | 19.7% | 11.87%
60389 | RE Barren Ridge 1 / RE Cinco Solar Project (Apollo Solar Project?) | 2016-08-30 | 2016 | West (non-ISO) | CA | 35.2047 | -118.0688 | 5.8451 | PV | c-Si | 78 | 62 | 1.2581 | Tracking | Single Axis | Tracking | 180 | [6 empty] | 23.13 | 12.03 | 77.02 | 52.85 | 66.078 | [9 empty] | 32.77% | 32.6% | 30.08% | 30.96% | 31.54% | 31.18% | 31.21%
60405 | Chaves County Solar I | 2016-10-07 | 2016 | SPP | NM | 33.4461 | -104.442 | 5.5833 | PV | c-Si | 95.6 | 70 | 1.3657 | Tracking | Single Axis | Tracking | 180 | [6 empty] | 30.76 | 26.34 | 76.39 | 54.34 | 40.7178 | [9 empty] | 28.39% | 30.57% | 27.04% | 28.87% | 26.6% | 26.53% | 22.73%
60406 | Roswell Solar | 2016-10-07 | 2016 | SPP | NM | 33.4607 | -104.4601 | 5.5833 | PV | c-Si | 95.6 | 70 | 1.3657 | Tracking | Single Axis | Tracking | 180 | [6 empty] | 31.42 | 23.38 | 73.54 | 52.04 | 40.2065 | [9 empty] | 27.96% | 30.73% | 26.83% | 28.48% | 26.21% | 26.29% | 25.98%
59993 | FPL Babcock Ranch Solar Energy Center | 2016-12-31 | 2016 | Southeast (non-ISO) | FL | 26.8616 | -81.7428 | 5.0537 | PV | c-Si | 123 | 74.5 | 1.651 | Fixed Tilt | Fixed Tilt | 20 | 195 | PV+Storage | Lithium-ion | AC | 2018 | 10 | 40 | 30.61 | 29.99 | 81.34 | 59.21 | [10 empty] | 25.14% | 25.28% | 24.68% | 24% | 24.2% | 23.75% | 22.78%
60014 | FPL Manatee Solar Energy Center | 2016-12-31 | 2016 | Southeast (non-ISO) | FL | 27.6197 | -82.355 | 5.0142 | PV | c-Si | 123 | 74.5 | 1.651 | Fixed Tilt | Fixed Tilt | 20 | 195 | PV+Storage |  | AC | 2021 | 409 | 900 | 30.59 | 41.36 | 104.71 | 76.12 | [10 empty] | 25.85% | 25.47% | 25.18% | 24.69% | 24.69% | 14.84% | 15.61%
60061 | FPL Citrus Solar Energy Center | 2016-12-31 | 2016 | Southeast (non-ISO) | FL | 27.3215 | -81.8017 | 5.0438 | PV | c-Si | 123 | 74.5 | 1.651 | Fixed Tilt | Fixed Tilt | 20 | 180 | PV+Storage | Lithium-ion | DC | 2018 | 4 | 16 | 30.53 | 28.38 | 84 | 60.84 | [10 empty] | 25.29% | 25.34% | 25.1% | 23.83% | 24.46% | 23.52% | 22.84%
59589 | Rutherford Farm | 2016-12-31 | 2016 | Southeast (non-ISO) | NC | 35.2573 | -81.8301 | 4.5246 | PV | c-Si | 92 | 74.8 | 1.2299 | Fixed Tilt | Fixed Tilt | 25 | 178 | [6 empty] | 31.16 | 32.84 | 85.35 | 60.33 | [10 empty] | 21.24% | 20.11% | 21.06% | 20% | 20.95% | 21.08% | 20.79%
59977 | RE Astoria 2 | 2016-12-31 | 2016 | CAISO | CA | 34.8366 | -118.4837 | 5.7789 | PV | c-Si | 94.9 | 75 | 1.2653 | Tracking | Single Axis | Tracking | 180 | [6 empty] | 20.95 | 4.37 | 75.75 | 52 | 62.1519 | [9 empty] | 32.18% | 34.9% | 32.77% | 33.56% | 34.98% | 35.35% | 31.07%
60058 | River Bend Solar (AL) | 2016-09-30 | 2016 | Southeast (non-ISO) | AL | 34.8371 | -87.8429 | 4.3994 | PV | c-Si | 100.2 | 75 | 1.336 | Tracking | Single Axis | Tracking | 180 | [6 empty] | 31.14 | 36.9 | 80.7 | 57.28 | 62.5829 | [9 empty] | 22.86% | 22.53% | 22.75% | 19.84% | 22.89% | 24.86% | 23.32%
60082 | White Oak Solar | 2016-07-01 | 2016 | Southeast (non-ISO) | GA | 33.0355 | -82.1071 | 4.6658 | PV | c-Si | 112.6 | 76.5 | 1.4719 | Fixed Tilt | Fixed Tilt | 17 | 200 | [6 empty] | 29.21 | 32.52 | 84.38 | 60.59 | 57.1249 | [9 empty] | 23.77% | 22.47% | 22.77% | 21.51% | 21.5% | 22.25% | 21.03%
59671 | Hope Mills Solar (Innovative Solar 46) | 2016-12-20 | 2016 | Southeast (non-ISO) | NC | 34.918 | -78.9331 | 4.5149 | PV | c-Si | 100.0496 | 78.5 | 1.2745 | Tracking | Single Axis | Tracking | 185 | [6 empty] | 31.53 | 10.99 | 99.34 | 69.24 | [10 empty] | 22.68% | 21.27% | 21.79% | 21.56% | 22.02% | 21.73% | 20.55%
59386 | Enterprise Solar Plant (Four Brothers) | 2016-09-12 | 2016 | West (non-ISO) | UT | 37.6447 | -113.611 | 5.4006 | PV | c-Si | 105.1 | 80 | 1.3137 | Tracking | Single Axis | Tracking | 180 | [6 empty] | 28.51 | 11.84 | 57.94 | 41.12 | [10 empty] | 32% | 32.15% | 31.4% | 33.43% | 31.47% | 32.48% | 31.45%
59946 | Granite Mountain Solar East (Three Cedars) | 2016-09-01 | 2016 | West (non-ISO) | UT | 37.7731 | -113.2308 | 5.248 | PV | c-Si | 101.3 | 80 | 1.2663 | Tracking | Single Axis | Tracking | 179 | [6 empty] | 30.29 | 11.43 | 67.43 | 47.44 | [10 empty] | 29.78% | 29.69% | 29.12% | 30.71% | 29.77% | 29.04% | 27.52%
60068 | Grand View Solar Two | 2016-12-31 | 2016 | West (non-ISO) | ID | 43.0163 | -116.0118 | 4.6864 | PV | c-Si | 108 | 80 | 1.35 | Tracking | Single Axis | Tracking | 180 | [6 empty] | 39.48 | 20.47 | 63.9 | 46.29 | [10 empty] | 23.3% | 26.02% | 25.71% | 26.54% | 27.06% | 25.15% | 25.15%
60127 | Amazon Solar Farm US East 1 (EIA: Eastern Shore Solar, Ventyx: Oak Hall Solar, Dominion: Solar Alliance with AWS, Amazon: Amazon Solar Farm US East 1) | 2016-10-31 | 2016 | PJM | VA | 37.9488 | -75.5716 | 4.3048 | PV | c-Si | 105.4 | 80 | 1.3175 | Tracking | Single Axis | Tracking | 182 | [6 empty] | 37.86 |  | 127.65 | 87.95 | 73.1395 | [9 empty] | 22.48% | 21.93% | 23.59% | 22.12% | 22.29% | 21.49% | 17.32%
60432 | Three Peaks Power Plant | 2016-12-31 | 2016 | West (non-ISO) | UT | 37.8287 | -113.1276 | 5.2485 | PV | c-Si | 107.7476 | 80 | 1.3468 | Tracking | Single Axis | Tracking | 180 | [6 empty] | 29.8 | 18.76 | 73.8 | 53.12 | [10 empty] | 31.49% | 32.24% | 30.92% | 31% | 32.06% | 30.78% | 18.55%
59387 | Escalante Solar I (Four Brothers) | 2016-10-31 | 2016 | West (non-ISO) | UT | 38.5249 | -113.0355 | 5.1643 | PV | c-Si | 105.1 | 80.016 | 1.3135 | Tracking | Single Axis | Tracking | 179 | [6 empty] | 29.99 | 12.08 | 61.06 | 43.34 | [10 empty] | 29.51% | 29.19% | 29.27% | 28.16% | 29.58% | 30.71% | 30.23%
59388 | Escalante Solar II (Four Brothers) | 2016-10-31 | 2016 | West (non-ISO) | UT | 38.5 | -113.0284 | 5.2347 | PV | c-Si | 105.1 | 80.016 | 1.3135 | Tracking | Single Axis | Tracking | 179 | [6 empty] | 29.92 | 12.46 | 62.35 | 44.26 | [10 empty] | 29.86% | 29.68% | 29.06% | 31.08% | 29.88% | 29.92% | 29.07%
59389 | Escalante Solar III (Four Brothers) | 2016-10-31 | 2016 | West (non-ISO) | UT | 38.4984 | -112.9869 | 5.2151 | PV | c-Si | 105.3 | 80.016 | 1.316 | Tracking | Single Axis | Tracking | 179 | [6 empty] | 27.42 | 12.16 | 61.77 | 43.86 | [10 empty] | 29.67% | 29.47% | 29.17% | 30.42% | 27.87% | 30.2% | 29.69%
59941 | Iron Springs Solar (Three Cedars) | 2016-08-15 | 2016 | West (non-ISO) | UT | 37.7256 | -113.1596 | 5.2295 | PV | c-Si | 101.058 | 80.016 | 1.263 | Tracking | Single Axis | Tracking | 179 | [6 empty] | 30.48 | 12.67 | 66.93 | 47.27 | [10 empty] | 30.25% | 30.22% | 29.71% | 31.27% | 29.39% | 29.57% | 29.11%
60185 | Solverde 1 Solar Facility | 2016-12-20 | 2016 | CAISO | CA | 34.6557 | -118.2982 | 5.7424 | PV | c-Si | 106.3 | 85 | 1.2506 | Tracking | Single Axis | Tracking | 180 | [6 empty] | 24.6 | 5.16 | 71.69 | 50.24 | 55.7296 | [9 empty] | 29.98% | 30.07% | 29.39% | 29.15% | 29.91% | 28.46% | 25.99%
59814 | Copper Mountain Solar 4 | 2016-09-30 | 2016 | CAISO | NV | 35.7885 | -114.9801 | 5.6637 | PV | c-Si | 125.2 | 93.6 | 1.3376 | Tracking | Single Axis | Tracking | 180 | [6 empty] | 24.98 | 4.65 | 81.88 | 56.86 | 60.7683 | [9 empty] | 30.37% | 32.18% | 32.44% | 32.53% | 29.9% | 29.1% | 26.12%
59150 | RE Mustang Solar | 2016-08-23 | 2016 | CAISO | CA | 36.2333 | -119.9134 | 5.3587 | PV | c-Si | 134.4 | 100 | 1.344 | Tracking | Single Axis | Tracking | 179 | PV+Storage | Lithium iron phosphate | AC | 2021 | 75 | 300 | 20.9 | 4.94 | 90.39 | 62.67 | 61.999 | [9 empty] | 30.23% | 29.57% | 28.22% | 26.33% | 23.56% | 24.95% | 18.54%
59852 | North Star Solar Project | 2016-10-20 | 2016 | MISO | MN | 45.4862 | -92.8952 | 3.7651 | PV | c-Si | 138 | 100 | 1.38 | Tracking | Single Axis | Tracking | 180 | [6 empty] | 37.52 | 15.93 | 105.11 | 73.18 | 71.226 | [9 empty] | 21.62% | 22.52% | 20.32% | 22.54% | 23.35% | 22% | 21.59%
59976 | RE Astoria 1 | 2016-12-31 | 2016 | CAISO | CA | 34.8446 | -118.4508 | 5.7789 | PV | c-Si | 130.8 | 100 | 1.308 | Tracking | Single Axis | Tracking | 179 | [6 empty] | 20.87 | 4.4 | 77.29 | 53.21 | [10 empty] | 30.93% | 32.86% | 32.26% | 32.67% | 34.31% | 33.17% | 30.88%
60352 | Boulder Solar Project 1 | 2016-12-31 | 2016 | West (non-ISO) | NV | 35.8359 | -114.9741 | 5.478 | PV | c-Si | 124.9 | 100 | 1.249 | Tracking | Single Axis | Tracking | 180 | [6 empty] | 25.08 | 9.93 | 70.94 | 49.21 | 45.3808 | [9 empty] | 30.99% | 31.98% | 30.61% | 32.02% | 29.74% | 30.56% | 29.82%
60307 | Mesquite Solar 2 | 2016-12-31 | 2016 | CAISO | AZ | 33.333 | -112.9216 | 5.8711 | PV | c-Si | 136.5 | 100.8 | 1.3542 | Tracking | Single Axis | Tracking | 180 | [6 empty] | 22.76 | 4.38 | 61.25 | 43.45 | 59.3714 | [9 empty] | 32.94% | 32.28% | 29% | 29.78% | 29.02% | 28.75% | 31.08%
60064 | White Pine Solar | 2016-07-01 | 2016 | Southeast (non-ISO) | GA | 32.5038 | -84.2595 | 4.585 | PV | c-Si | 148.5 | 101.2 | 1.4674 | Fixed Tilt | Fixed Tilt | 17 | 200 | [6 empty] | 29.24 | 32.97 | 80.76 | 58.17 | 56.3677 | [9 empty] | 23.29% | 21.64% | 22.63% | 21.25% | 21.88% | 22.94% | 21.23%
58975 | Henrietta Solar Project | 2016-10-31 | 2016 | CAISO | CA | 36.2188 | -119.8058 | 5.3183 | PV | c-Si | 127.9 | 102 | 1.2539 | Tracking | Single Axis | Tracking | 180 | [6 empty] | 21 | 5.29 | 132.49 | 88.3 | 101.641 | [9 empty] | 27.99% | 28.47% | 26.46% | 26.93% | 26.89% | 25.69% | 26.21%
59896 | Butler Solar Project 103 | 2016-12-31 | 2016 | Southeast (non-ISO) | GA | 32.5598 | -84.2799 | 4.585 | PV | Thin-Film | 141.5 | 103 | 1.3738 | Tracking | Single Axis | Tracking | 180 | [6 empty] | 29.17 | 31.74 | 90.42 | 63.39 | 61.6061 | [9 empty] | 25.82% | 25.01% | 25.51% | 24.1% | 23.73% | 24.34% | 22.91%
59532 | Springbok Solar Farm 1 | 2016-07-30 | 2016 | West (non-ISO) | CA | 35.2517 | -117.9563 | 5.8586 | PV | c-Si | 136.8 | 105 | 1.3029 | Tracking | Single Axis | Tracking | 179 | [6 empty] | 23.42 | 11.88 | 87.48 | 59.46 | 65.129 | [9 empty] | 32.53% | 32.4% | 31.54% | 31.94% | 32.16% | 33.37% | 31.7%
60093 | NextEra Blythe Solar I (110) | 2016-03-07 | 2016 | CAISO | CA | 33.68 | -114.742 | 5.7976 | PV | c-Si | 154 | 109.8 | 1.4026 | Tracking | Single Axis | Tracking | 181 | PV+Storage | LIB | AC | 2021 | 63 | 301.2 | 24.85 | 4.39 | 76.12 | 53.03 | [10 empty] | 28.35% | 31.07% | 30.17% | 30.63% | 31.3% | 30.87%
59207 | OCI Alamo 7 Solar | 2016-08-30 | 2016 | ERCOT | TX | 33.0101 | -99.6002 | 5.1089 | PV | c-Si | 132 | 112 | 1.1786 | Tracking | Dual-Axis | Tracking | [7 empty] | 63.92 |  | 96.24 | 65.47 | [10 empty] | 26.7% | 26.53% | 27.04% | 28.12% | 26.89% | 27.5% | 25.5%
59656 | Comanche Solar | 2016-09-30 | 2016 | West (non-ISO) | CO | 38.2053 | -104.5667 | 5.1341 | PV | c-Si | 156 | 120 | 1.3 | Tracking | Single Axis | Tracking | 180 | [6 empty] | 23.22 | 21.76 | 81.47 | 57.04 | 60.4281 | [9 empty] | 27.15% | 28.34% | 27.67% | 27.58% | 23.67% | 22.03% | 24.47%
60092 | NextEra Blythe Solar II (125) | 2016-10-30 | 2016 | CAISO | CA | 33.68 | -114.73 | 5.7976 | PV | c-Si | 161.5 | 131.2 | 1.2309 | Tracking | Single Axis | Tracking | 181 | PV+Storage | LIB | AC | 2021 | 115 | 538.6 | 21.86 | 4.83 | 73.78 | 51.27 | 56.4206 | [9 empty] | 30.37% | 30.03% | 23.69% | 24.07% | 27.24% | 30.39% | 28.14%
59897 | Taylor County Solar (Sandhills Solar Facility) | 2016-10-31 | 2016 | Southeast (non-ISO) | GA | 32.5831 | -84.2972 | 4.585 | PV | Thin-Film | 180 | 146 | 1.2329 | Tracking | Single Axis | Tracking | 180 | [6 empty] | 29.11 | 29.08 | 86.76 | 61.19 | 63.3517 | [9 empty] | 23.3% | 22.59% | 23.14% | 21.03% | 21.03% | 20.56% | 16.16%
57491 | (Tenaska) Imperial Solar Energy Center West (Csolar IV West) | 2016-04-30 | 2016 | CAISO | CA | 32.7722 | -115.7793 | 5.7881 | PV | Thin-Film | 182.29 | 148.7 | 1.2259 | Tracking | Single Axis | Tracking | 180 | [6 empty] | 22.8 | 4.96 | 78.97 | 54.16 | 103.7157 | [9 empty] | 29.99% | 28.96% | 30.32% | 29.86% | 30.81% | 32.85% | 29.81%
60308 | Mesquite Solar 3 | 2016-12-31 | 2016 | CAISO | AZ | 33.3414 | -112.9513 | 5.8711 | PV | c-Si | 210 | 154 | 1.3636 | Tracking | Single Axis | Tracking | 180 | [6 empty] | 22.83 | 3.97 | 45.38 | 33.11 | 52.6918 | [9 empty] | 33.53% | 33.93% | 33.91% | 34.39% | 32.96% | 34.83% | 34.22%
59840 | Springbok Solar Farm 2 (Fremont Solar) | 2016-09-30 | 2016 | West (non-ISO) | CA | 35.2483 | -117.9723 | 5.8586 | PV | c-Si | 191 | 155 | 1.2323 | Tracking | Single Axis | Tracking | 179 | [6 empty] | 23.31 | 11.81 | 79.72 | 54.65 | 54.9149 | [9 empty] | 30.76% | 29.97% | 30.1% | 30.19% | 30.6% | 31.5% | 29.77%
59994 | RE Roserock | 2016-11-23 | 2016 | ERCOT | TX | 30.9602 | -103.3067 | 5.611 | PV | c-Si | 212.1 | 157.5 | 1.3467 | Tracking | Single Axis | Tracking | 179 | [6 empty] | 66.72 |  | 71.5 | 50.48 | 47.3538 | [9 empty] | 28.73% | 18.29% | 27.9% | 29.97% | 25.2% | 26.64% | 27.94%
60233 | RE Garland | 2016-11-30 | 2016 | CAISO | CA | 34.8253 | -118.525 | 5.7571 | PV | c-Si | 248.1707 | 185 | 1.3415 | Tracking | Single Axis | Tracking | 180 | PV+Storage |  | AC | 2021 | 88 | 352 | 20.98 | 4.7 | 76.64 | 53.45 | 53.1194 | [9 empty] | 33.78% | 32.48% | 29.34% | 30.04% | 29.93% | 27.58% | 24.24%
59939 | RE Tranquility Solar | 2016-09-26 | 2016 | CAISO | CA | 36.5814 | -120.4045 | 5.3029 | PV | c-Si | 257.7 | 205.3 | 1.2552 | Tracking | Single Axis | Tracking | 180 | PV+Storage | Lithium-ion | AC | 2022 | 72 | 288 | 3.82 | 5.37 | 84.48 | 58.83 | 48.7612 | [9 empty] | 25.32% | 27.9% | 27.43% | 23.74% | 27.09% | 24.19% | 25.54%
58644 | Silver State South Solar Project 1-8 | 2016-06-30 | 2016 | CAISO | NV | 35.6166 | -115.337 | 5.5148 | PV | Thin-Film | 338.7 | 250 | 1.3548 | Tracking | Single Axis | Tracking | 180 | [6 empty] | 25.34 | 4.56 | 66.73 | 47.04 | 131.6889 | [9 empty] | 32.47% | 32.46% | 29.9% | 30.96% | 30.68% | 29.09% | 29.39%
57859 | Moapa Southern Paiute (Moapa Solar Project) | 2016-12-31 | 2016 | West (non-ISO) | NV | 36.53 | -114.7703 | 5.7123 | PV | Thin-Film | 353 | 250 | 1.412 | Fixed Tilt | Fixed Tilt | 30 | 181 | [6 empty] | 24.29 | 7.7 | 101.86 | 69.71 | 87.0507 | [9 empty] | 28.7% | 28.51% | 27.38% | 28.69% | 27.68% | 29.05% | 26.94%
58462 | McCoy Solar Energy Project (1-8) Phase I | 2016-06-30 | 2016 | CAISO | CA | 33.6922 | -114.7507 | 5.7976 | PV | Thin-Film | 339.3 | 270.6 | 1.2539 | Tracking | Single Axis | Tracking | 180 | PV+Storage |  | AC | 2021 | 230 | 920 | 24.65 | 4.86 | 77.51 | 53.65 | 94.1025 | [9 empty] | 31.44% | 29.57% | 30.43% | 23.95% | 26.25% | 28.46% | 25.69%
58646 | Stateline Solar (1-7) (Desert Stateline) | 2016-07-31 | 2016 | CAISO | CA | 35.5849 | -115.4352 | 5.7195 | PV | Thin-Film | 340.4 | 299.5 | 1.1366 | Fixed Tilt | Fixed Tilt | 25 | 180 | [6 empty] | 23.21 | 6.58 | 173.19 | 113.7 | [10 empty] | 25.07% | 25.44% | 24.55% | 24.84% | 24.35% | 23.75% | 23.58%
58659 | Aloha Solar Energy Fund 1 PK1 | 2017-03-31 | 2017 | HI | HI | 21.4069 | -158.1514 | 5.2884 | PV | c-Si | 6.2 | 5.001 | 1.2398 | Fixed Tilt | Fixed Tilt | 15 | 180 | [8 empty] | 284.86 | 186.14 | [16 empty] | 15.15%
60253 | IMPA Anderson 1 Solar Project | 2017-01-23 | 2017 | PJM | IN | 40.0525 | -85.7331 | 3.9626 | PV | c-Si | 6.2 | 5.001 | 1.2398 | Fixed Tilt | Fixed Tilt | 25 | 180 | [6 empty] | 35.11 |  | 166.63 | 119.52 | [16 empty] | 8.505%
60906 | Mt. Tom Solar Project Hybrid | 2017-01-31 | 2017 | ISO-NE | MA | 42.2693 | -72.603 | 3.7949 | PV | c-Si | 5.7647 | 5.001 | 1.1527 | Fixed Tilt | Fixed Tilt | 25 | 180 | PV+Storage | Lithium-Ion | AC | 2019 | 3 | 6 | 30.07 | 3.73 | 101.02 | 70.07 | [16 empty] | 12.42%
61410 | Whitesboro Solar | 2017-12-30 | 2017 | ERCOT | TX | 33.6165 | -96.8687 | 4.6927 | PV | c-Si | 7.1397 | 5.001 | 1.4277 | Tracking | Single Axis | Tracking | 180 | [6 empty] | 67.41 |  | 76.72 | 54.38 | [16 empty] | 23.32%
61411 | Whitesboro Solar II | 2017-12-30 | 2017 | ERCOT | TX | 33.6249 | -96.8675 | 4.6927 | PV | c-Si | 7.1397 | 5.001 | 1.4277 | Tracking | Single Axis | Tracking | 180 | [6 empty] | 67.41 |  | 97.8 | 67.51 | [16 empty] | 23.32%
61614 | Cyril | 2017-05-30 | 2017 | SPP | OK | 34.8981 | -98.2279 | 4.8016 | PV | c-Si | 6.4 | 5.001 | 1.2797 | Tracking | Single Axis | Tracking | 180 | [6 empty] | 48.39 | 30.09 | 82.51 | 59.81 | [16 empty] | 16.42%
61514 | North Gainesville Solar | 2017-12-30 | 2017 | ERCOT | TX | 33.6561 | -97.1486 | 4.7425 | PV | c-Si | 6.82 | 5.17 | 1.3191 | Tracking | Single Axis | Tracking | 180 | [6 empty] | 65.39 |  | 83.12 | 58.66 | [11 empty] | 20.41% | 20.62% | 16.36% | 15.03% | 20.74% | 21.49%
61117 | Bakersfield PV 1 | 2017-12-30 | 2017 | CAISO | CA | 35.325 | -118.9815 | 5.3913 | PV | c-Si | 7.0333 | 5.25 | 1.3397 | Tracking | Single Axis | Tracking | 180 | [6 empty] | 22.01 | 5.22 | 139.97 | 95.97 | [11 empty] | 23.51% | 22.04% | 20.61% | 21.97% | 19.18% | 14.62%
61513 | Marlin Solar | 2017-12-30 | 2017 | ERCOT | TX | 31.2867 | -96.8772 | 4.7071 | PV | c-Si | 7.22 | 5.28 | 1.3674 | Tracking | Single Axis | Tracking | 180 | [6 empty] | 66.25 |  | 157.05 | 104.54 | [11 empty] | 20.33% | 22.85% | 20.46% | 21.27% | 22.89% | 22.18%
59213 | Clipperton Holdings | 2017-11-30 | 2017 | Southeast (non-ISO) | NC | 34.9669 | -78.3544 | 4.4765 | PV | Thin-Film | 7 | 5.3 | 1.3208 | Tracking | Single Axis | Tracking | 175 | [6 empty] | 31.51 | 9.69 | 86.26 | 60.72 | [16 empty] | 20.35%
61409 | Highway 56 Solar (not the West Moore Sherman project coming in 2018) | 2017-12-30 | 2017 | ERCOT | TX | 33.614 | -96.6899 | 4.6743 | PV | c-Si | 7.2 | 5.3 | 1.3585 | Tracking | Single Axis | Tracking | 181 | [6 empty] | 67.16 |  | 142.46 | 100.25 | [11 empty] | 19.07% | 20.79% | 18.9% | 15.42% | 16.39% | 10.84%
61327 | Barnwell Solar | 2017-12-30 | 2017 | Southeast (non-ISO) | SC | 33.2375 | -81.3507 | 4.6368 | PV | c-Si | 7.6486 | 5.44 | 1.406 | Tracking | Single Axis | Tracking | 180 | [6 empty] | 32.04 | 15.4 | 64.69 | 47.55 | [11 empty] | 24.26% | 22.71% | 27.59% | 22.76% | 23.18% | 19.98%
60524 | Aurora Eastwood Solar | 2017-06-30 | 2017 | MISO | MN | 44.1548 | -93.9166 | 3.8118 | PV | c-Si | 8.23 | 5.5 | 1.4964 | Tracking | Single Axis | Tracking | 180 | [6 empty] | 28.61 | 13.98 | 111.64 | 76.97 | [11 empty] | 21.71% | 19.34% | 21.3% | 21.95% | 21.42% | 22.03%
60533 | Aurora West Faribault Solar | 2017-06-30 | 2017 | MISO | MN | 44.2744 | -93.3104 | 3.8194 | PV | c-Si | 7.89 | 5.5 | 1.4345 | Tracking | Single Axis | Tracking | 180 | [6 empty] | 31.23 | 14.66 | 118.57 | 81.48 | [11 empty] | 19.75% | 18.44% | 21.4% | 20.38% | 19.79% | 20.57%
61884 | Kearney NPPD Solar Project | 2017-12-11 | 2017 | SPP | NE | 40.7217 | -99.0412 | 4.4136 | PV | c-Si | 7.2467 | 5.76 | 1.2581 | Tracking | Single Axis | Tracking | 180 | [6 empty] | 28.24 | 26.98 | 86.89 | 60.11 | [11 empty] | 21.96% | 21% | 22.43% | 24.27% | 24.69% | 22.84%
61755 | East Acres Solar NG | 2017-04-01 | 2017 | ISO-NE | MA | 42.4882 | -73.242 | 3.688 | PV | c-Si | 6.8 | 5.8 | 1.1724 | Fixed Tilt | Fixed Tilt | 25 | 180 | [6 empty] | 29.61 | 3.05 | 214.9 | 147.36 | [11 empty] | 8.262% | 9.018% | 10.27% | 9.406% | 10.91% | 9.451%
60520 | Aurora Annandale Solar | 2017-06-30 | 2017 | MISO | MN | 45.2489 | -94.1108 | 3.7939 | PV | c-Si | 9.12 | 6 | 1.52 | Tracking | Single Axis | Tracking | 180 | [6 empty] | 33.85 | 14.27 | 104.53 | 72.16 | [11 empty] | 22.36% | 20.27% | 21.71% | 21.51% | 21.86% | 23.98%
61510 | Monroe County Sites C, D, & E | 2017-12-30 | 2017 | NYISO | NY | 43.3171 | -77.7436 | 3.7028 | PV | c-Si | 8.4 | 6 | 1.4 | Fixed Tilt | Fixed Tilt | 20 | 180 | [6 empty] | 25.3 | 10.66 | 115.08 | 80.45 | [11 empty] | 16.77% | 17% | 17.16% | 17.17% | 17.83% | 17.41%
60522 | Aurora Chisago Solar | 2017-03-31 | 2017 | MISO | MN | 45.4526 | -92.9016 | 3.7747 | PV | c-Si | 9.6 | 6.5 | 1.4769 | Tracking | Single Axis | Tracking | 180 | [6 empty] | 37.45 | 14.11 | 121.22 | 83.49 | [11 empty] | 19.92% | 17.32% | 19.11% | 19.67% | 19.16% | 20.36%
60523 | Aurora Dodge Center Solar | 2017-06-30 | 2017 | MISO | MN | 44.0262 | -92.8812 | 3.8079 | PV | c-Si | 9.9 | 6.5 | 1.5231 | Tracking | Single Axis | Tracking | 180 | [6 empty] | 30.74 | 13.86 | 111.08 | 76.7 | [11 empty] | 21.96% | 19.09% | 21.44% | 22.73% | 21.66% | 22.2%
60621 | Worcester Landfill | 2017-08-17 | 2017 | ISO-NE | MA | 42.2194 | -71.7903 | 3.833 | PV | c-Si | 8.1 | 6.5 | 1.2462 | Fixed Tilt | Fixed Tilt | 25 | 180 | [6 empty] | 29.78 | 3.06 | 164.51 | 111.51 | [11 empty] | 14.26% | 14.63% | 9.854% | 10.96% | 16.39% | 15.45%
61325 | Hampton Solar I | 2017-08-31 | 2017 | Southeast (non-ISO) | SC | 32.879 | -81.133 | 4.6632 | PV | c-Si | 9.91 | 6.8 | 1.4574 | Tracking | Single Axis | Tracking | 180 | [6 empty] | 32.29 | 16.48 | 63.74 | 47.08 | [11 empty] | 23.55% | 22.07% | 21.54% | 21.67% | 23.24% | 21.11%
61006 | SCDA Solar 1 (Sacramento Airport PV) has North and East site | 2017-12-06 | 2017 | CAISO | CA | 38.6902 | -121.5865 | 5.0433 | PV | c-Si | 7.909 | 6.8 | 1.1631 | Tracking | Single Axis | Tracking | 180 | [6 empty] | 37.05 | 6.37 | 97.95 | 67.63 | 67.9746 | [10 empty] | 3.927% | 24.98% | 24.09% | 22% | 24.95% | 19.79%
61388 | AEP Jacksonville Solar Project (Northwest Jacksonville Solar Partners, Nwjax) | 2017-05-30 | 2017 | Southeast (non-ISO) | FL | 30.5188 | -81.6817 | 4.7381 | PV | c-Si | 7.5 | 7.1 | 1.0563 | Tracking | Single Axis | Tracking | 180 | [8 empty] | 96.76 | 66.11 | 65.7936 | [10 empty] | 16.18% | 23.41% | 22.77% | 22.94% | 19.6% | 22.42%
61680 | MMPA Tatanka Wi Solar (Buffalo Solar Project) | 2017-12-30 | 2017 | MISO | MN | 45.2107 | -93.8826 | 3.8019 | PV | c-Si | 8.69 | 7.11 | 1.2222 | Tracking | Single Axis | Tracking | 180 | [6 empty] | 33.85 | 14.77 | 75.58 | 53.82 | [11 empty] | 18.19% | 18% | 19.16% | 20.34% |  | 16.23%
60680 | ANAD Solar Array (Army) (Anniston) | 2017-07-31 | 2017 | Southeast (non-ISO) | AL | 33.6263 | -85.9404 | 4.462 | PV | Thin-Film | 9.7 | 7.4 | 1.3108 | Fixed Tilt | Fixed Tilt | 20 | 180 | [6 empty] | 29.1 | 34.47 | 149.11 | 100.97 | [11 empty] | 26.48% | 13.68% | 18.22% | 17.73% | 17.79% | 16.57%
60527 | Aurora Lake Pulaski Solar | 2017-06-30 | 2017 | MISO | MN | 45.1956 | -93.8123 | 3.7973 | PV | c-Si | 10.92 | 7.5 | 1.456 | Tracking | Single Axis | Tracking | 180 | [6 empty] | 33.92 | 14.27 | 115.78 | 79.66 | [11 empty] | 20.16% | 19.25% | 21.36% | 19.43% | 20.12% | 21.25%
60673 | Nixa Solar Farm | 2017-11-14 | 2017 | SPP | MO | 37.0439 | -93.339 | 4.3294 | PV | c-Si | 11.088 | 7.92 | 1.4 | Fixed Tilt | Fixed Tilt | 25 | 180 | [6 empty] | 33.39 | 26.72 | 94.08 | 66.01 | [11 empty] | 21.67% | 21.55% | 20.56% | 20.78% | 20.47% | 21.71%
61559 | Woodline Solar | 2017-12-30 | 2017 | West (non-ISO) | OR | 42.239 | -121.5842 | 4.7318 | PV | c-Si | 11.1629 | 8 | 1.3954 | Tracking | Single Axis | Tracking | 180 | [6 empty] | 41.4 | 14.54 | 44.19 | 33.7 | [11 empty] | 20.71% | 25.77% | 25.46% | 24.25% | 28.2% | 24.79%
61054 | IMPA Anderson 2 Solar Project | 2017-12-30 | 2017 | PJM | IN | 40.1386 | -85.6883 | 3.9628 | PV | c-Si | 10.2 | 8.1 | 1.2593 | Tracking | Single Axis | Tracking | 180 | [6 empty] | 32.98 |  | 69.78 | 50.43 | [11 empty] | 19.15% | 19.5% | 18.91% | 19.08% | 21% | 19.74%
61324 | Odyssey Solar (Phase 1) | 2017-08-31 | 2017 | Southeast (non-ISO) | SC | 33.7904 | -81.2656 | 4.5643 | PV | c-Si | 11.84 | 8.16 | 1.451 | Tracking | Single Axis | Tracking | 180 | [6 empty] | 32.3 | 15.73 | 49.23 | 37.09 | 52.1937 | [10 empty] | 25.82% | 24.87% | 26.12% | 22.81% | 25.36% | 24.41%
61523 | Haley Solar | 2017-12-30 | 2017 | Southeast (non-ISO) | SC | 33.0227 | -81.2928 | 4.657 | PV | c-Si | 11.39 | 8.16 | 1.3958 | Tracking | Single Axis | Tracking | 180 | [6 empty] | 32.18 | 16.2 | 55.7 | 41.33 | [11 empty] | 25.53% | 24.27% | 19.86% | 24.04% | 22.81%
60755 | Spartan | 2017-03-28 | 2017 | PJM | NJ | 40.0441 | -74.6096 | 4.0213 | PV | c-Si | 9.998 | 8.3 | 1.2046 | Fixed Tilt | Fixed Tilt | 25 | 180 | [6 empty] | 22.98 |  | 159.75 | 106.5 | [11 empty] | 18.94% | 18.99% | 18.71% | 19.26% | 19.98% | 18.41%
60534 | Aurora West Waconia Solar | 2017-06-30 | 2017 | MISO | MN | 44.7936 | -93.9014 | 3.8274 | PV | c-Si | 12.25 | 8.5 | 1.4412 | Tracking | Single Axis | Tracking | 180 | [6 empty] | 33.34 | 14.07 | 111.78 | 76.84 | [11 empty] | 20.03% | 18.32% | 20.82% | 19.53% | 19.75% | 22.34%
60863 | Cooperative Solar One | 2017-11-01 | 2017 | PJM | KY | 38.028 | -84.2536 | 4.1031 | PV | c-Si | 10.7 | 8.5 | 1.2588 | Fixed Tilt | Fixed Tilt | 25 | 180 | [6 empty] | 33.07 |  | 104.44 | 72.9 | [11 empty] | 18.52% | 19.42% | 18.28% | 17.73% | 17.24% | 17.63%
60788 | Suwannee Solar Energy Facility | 2017-12-12 | 2017 | Southeast (non-ISO) | FL | 30.3757 | -83.1707 | 4.7436 | PV | c-Si | 14.2 | 8.8 | 1.6136 | Fixed Tilt | Fixed Tilt | 20 | 180 | PV+Fossil | [5 empty] | 22.08 | 37.87 | 83.46 | 60.09 | [11 empty] | 19.16% | 24.32% | 23.53% | 21.97% | 22.45% | 21.65%
61073 | Pemberton Road I (McGuire-Dix-Lakehurst Base) | 2017-06-30 | 2017 | PJM | NJ | 39.9818 | -74.6974 | 4.0233 | PV | c-Si | 9.9937 | 8.8 | 1.1356 | Fixed Tilt | Fixed Tilt | 20 | 180 | [6 empty] | 22.51 |  | 104.35 | 72.28 | [11 empty] | 16.21% | 17.42% | 15.89% | 17.29% | 17.96% | 16.96%
61074 | Pemberton Road II (McGuire-Dix-Lakehurst Base) | 2017-06-30 | 2017 | PJM | NJ | 39.9799 | -74.7019 | 4.0293 | PV | c-Si | 9.9937 | 8.8 | 1.1356 | Fixed Tilt | Fixed Tilt | 20 | 180 | [6 empty] | 22.51 |  | 103.65 | 71.86 | [11 empty] | 16.2% | 17.38% | 15.95% | 17.3% | 18.02% | 16.9%
59737 | Aspiration G | 2017-09-30 | 2017 | CAISO | CA | 36.5521 | -120.3426 | 5.3221 | PV | c-Si | 11.7 | 9 | 1.3 | Tracking | Single Axis | Tracking | 180 | [6 empty] | 3.68 | 5.36 | 67.27 | 47.32 | [11 empty] | 28.1% | 24.93% | 26.67% | 28.32% | 29.39% | 25.51%
61487 | PSEG West Babylon Solar Center (SL Babylon) | 2017-12-30 | 2017 | NYISO | NY | 40.7324 | -73.3757 | 4.0163 | PV | c-Si | 10.62 | 9 | 1.18 | Fixed Tilt | Fixed Tilt | 20 | 180 | [6 empty] | 39.28 | 13.67 | 130.01 | 88.58 | [11 empty] | 17.09% | 17.69% | 15.61% | 16.18% | 16.28% | 16.88%
61519 | Baker Point (Frederick Road Solar) | 2017-11-16 | 2017 | PJM | MD | 39.5705 | -77.3625 | 4.0304 | PV | c-Si | 10.89 | 9 | 1.21 | Fixed Tilt | Fixed Tilt | 25 | 180 | [6 empty] | 34.81 | [14 empty] | 16.6% | 18.1% | 16.71% | 17.52% | 17.01% | 16.34%
61560 | Eagle Point Solar | 2017-12-30 | 2017 | West (non-ISO) | OR | 42.401 | -122.8312 | 4.5373 | PV | c-Si | 13.061 | 9.9 | 1.3193 | Tracking | Single Axis | Tracking | 180 | [6 empty] | 40.55 | 15.1 | 65.43 | 47.7 | [11 empty] | 21.54% | 21.75% | 17.77% | 17.81% | 20.89% | 20.84%
61580 | Tumbleweed Solar (Ventyx: Jeans Solar Park) | 2017-12-30 | 2017 | West (non-ISO) | OR | 44.1946 | -121.2295 | 4.4736 | PV | c-Si | 14 | 9.9 | 1.4141 | Fixed Tilt | Fixed Tilt | 28 | 180 | [6 empty] | 44.05 | 12.6 | 88.04 | 61.8 | [11 empty] | 23.71% | 22.21% | 24.24% | 22.04% | 23.32% | 21.64%
63180 | TPE Whitney Solar, LLC (United Community Solar Plant) | 2017-12-31 | 2017 | ERCOT | TX | 32.0676 | -97.5339 | 4.8054 | PV | c-Si | 14.3 | 9.9 | 1.4444 | Tracking | Single Axis | Tracking | 180 | [6 empty] | 67.69 | [15 empty] | 25.48% | 25.36% | 25.22% | 21.73% | 21.73%
64078 | Pittsfield Solar LLC | 2017-12-31 | 2017 | ISO-NE | ME | 44.8142 | -69.4483 | 3.6531 | PV | c-Si | 13.9 | 9.9 | 1.404 | Fixed Tilt | Fixed Tilt | 35 | 170 | [6 empty] | 29.78 | 3.43 | 115.25 | 80.1 | [13 empty] | 18.17% | 19.22% | 20.61% | 18.13%
60242 | SKIC 2 (South Kern Industrial Center, Algonquin SKIC 10 Solar, Bakersfield 2) | 2017-01-31 | 2017 | CAISO | CA | 35.1247 | -119.242 | 5.3631 | PV | c-Si | 11.9784 | 10 | 1.1978 | Tracking | Single Axis | Tracking | 180 | [6 empty] | 20.42 | 5.86 | 121.34 | 81.76 | [11 empty] | 24.85% | 23.77% | 20.6% | 22.58% | 21.54% | 20.19%
60519 | Aurora Albany Solar | 2017-06-30 | 2017 | MISO | MN | 45.6415 | -94.6002 | 3.7578 | PV | c-Si | 15.24 | 10 | 1.524 | Tracking | Single Axis | Tracking | 180 | [6 empty] | 35.28 | 13.74 | 104.47 | 72.14 | [11 empty] | 21.93% | 21.28% | 19.92% | 24% | 21.7% | 23.98%
60530 | Aurora Paynesville Solar | 2017-06-30 | 2017 | MISO | MN | 45.3929 | -94.7212 | 3.8051 | PV | c-Si | 15.24 | 10 | 1.524 | Tracking | Single Axis | Tracking | 180 | [6 empty] | 35.05 | 13.65 | 107.38 | 74.14 | [11 empty] | 21.07% | 21.33% | 18.67% | 24.24% | 20.54% | 23.35%
60532 | Aurora Waseca Solar | 2017-06-30 | 2017 | MISO | MN | 44.0925 | -93.531 | 3.839 | PV | c-Si | 15.92 | 10 | 1.592 | Tracking | Single Axis | Tracking | 180 | [6 empty] | 31.39 | 14.04 | 107.18 | 74.28 | [11 empty] | 22.7% | 20.22% | 21.5% | 18.21% | 17.33% | 23.88%
60659 | Ridgeland Solar Farm I | 2017-06-30 | 2017 | Southeast (non-ISO) | SC | 32.4667 | -80.9615 | 4.6799 | PV | c-Si | 12.2 | 10 | 1.22 | Tracking | Single Axis | Tracking | 180 | [6 empty] | 32.07 | 17.78 | 71.81 | 50.92 | [11 empty] | 22.99% | 22.6% | 20.53% | 20.26% | 20.65% | 21.3%
61201 | OR Solar 3 (Turkey Hill) | 2017-12-30 | 2017 | West (non-ISO) | OR | 42.0222 | -121.4232 | 4.7639 | PV | c-Si | 13.2 | 10 | 1.32 | Tracking | Single Axis | Tracking | 180 | [6 empty] | 40.34 | 14.71 | 72.68 | 50.62 | [11 empty] | 25.27% | 28.41% | 28.75% | 28.15% | 28.54% | 26.57%
61276 | Wilson Solar Farm 3 | 2017-04-28 | 2017 | Southeast (non-ISO) | NC | 35.7826 | -78.9898 | 4.4439 | PV | c-Si | 11.7 | 10 | 1.17 | Fixed Tilt | Fixed Tilt | 20 | 180 | [6 empty] | 31.02 | 7.3 | 85.33 | 60.16 | [11 empty] | 18.47% | 18.4% | 17.59% | 18.64% | 18.23% | 17.13%
61277 | Wilson Solar Farm 4 | 2017-04-28 | 2017 | Southeast (non-ISO) | NC | 35.7065 | -77.9347 | 4.4528 | PV | c-Si | 12.1 | 10 | 1.21 | Fixed Tilt | Fixed Tilt | 20 | 180 | [6 empty] | 31 | 7.26 | 108.4 | 77.02 | [11 empty] | 19.17% | 19.28% | 18.19% | 18.76% | 12.5% | 10.92%
61278 | Wilson Solar Farm 5 | 2017-05-30 | 2017 | Southeast (non-ISO) | NC | 35.6981 | -77.8793 | 4.4557 | PV | c-Si | 12.1 | 10 | 1.21 | Fixed Tilt | Fixed Tilt | 20 | 180 | [6 empty] | 31.03 | 7.16 | 94.59 | 66.99 | [11 empty] | 19.42% | 19.41% | 18.21% | 18.88% | 15.63% | 16.59%
61279 | Wilson Solar Farm 6 | 2017-05-30 | 2017 | Southeast (non-ISO) | NC | 35.6981 | -77.8793 | 4.4557 | PV | c-Si | 12.7 | 10 | 1.27 | Fixed Tilt | Fixed Tilt | 20 | 180 | [6 empty] | 31.03 | 7.18 | 92.12 | 65.14 | [11 empty] | 21.14% | 21.14% | 20.23% | 20% | 17.09% | 13.3%
61280 | Wilson Solar Farm 7 | 2017-04-28 | 2017 | Southeast (non-ISO) | NC | 35.7563 | -78.0138 | 4.4743 | PV | c-Si | 12.3 | 10 | 1.23 | Fixed Tilt | Fixed Tilt | 20 | 180 | [6 empty] | 30.96 | 7.21 | 84.2 | 59.4 | [11 empty] | 19.62% | 19.74% | 18.82% | 19.54% | 19.3% | 16.18%
61292 | Jackson Solar Farm (Wilson) | 2017-03-01 | 2017 | Southeast (non-ISO) | NC | 35.7529 | -77.8576 | 4.4523 | PV | c-Si | 11.9 | 10 | 1.19 | Fixed Tilt | Fixed Tilt | 20 | 180 | [6 empty] | 30.92 | 7.15 | 106.44 | 76.35 | [11 empty] | 19.21% | 19.57% | 17.71% | 18.28% | 11.27%
61374 | Double Tollgate Solar Project (Clarke County Solar) | 2017-07-01 | 2017 | PJM | VA | 39.0663 | -78.137 | 4.086 | PV | c-Si | 12.6 | 10 | 1.26 | Tracking | Single Axis | Tracking | 180 | [6 empty] | 35.52 |  | 102.41 | 73.28 | [11 empty] | 18.64% | 20.29% | 19.83% | 19.36% | 3.618% | 13.57%
61430 | OR Solar 6 (Lakeview) | 2017-12-30 | 2017 | West (non-ISO) | OR | 42.209 | -120.3678 | 4.7125 | PV | c-Si | 13.7 | 10 | 1.37 | Tracking | Single Axis | Tracking | 180 | [6 empty] | 39.31 | 14.99 | 74.23 | 51.76 | [11 empty] | 27.34% | 27.91% | 27.34% | 28.36% | 28.47% | 26.61%
61524 | Whitewright Solar | 2017-12-30 | 2017 | ERCOT | TX | 33.5007 | -96.3743 | 4.639 | PV | c-Si | 14.2766 | 10 | 1.4277 | Tracking | Single Axis | Tracking | 180 | [6 empty] | 70.48 |  | 50.04 | 37.97 | [11 empty] | 23.28% | 24.82% | 21.82% | 19.52% | 22.46% | 23.01%
61532 | Leon Solar | 2017-12-30 | 2017 | ERCOT | TX | 33.1616 | -96.2393 | 4.6293 | PV | c-Si | 14.2025 | 10 | 1.4203 | Tracking | Single Axis | Tracking | 180 | [6 empty] | 71.53 |  | 62.98 | 45.94 | [11 empty] | 22.14% | 24.56% | 15.91% | 17.55% | 24.6% | 23.72%
61556 | Facebook 1 Solar Energy Center (Los Lunas 1) | 2017-12-30 | 2017 | West (non-ISO) | NM | 34.8335 | -106.7819 | 5.6356 | PV | c-Si | 12.498 | 10 | 1.2498 | Tracking | Single Axis | Tracking | 180 | [6 empty] | 28.6 | 15.82 | 49.3 | 35.3 | [11 empty] | 30.31% | 26.95% | 29.97% | 30.63% | 29.78% | 29.64%
61901 | Redstone Arsenal | 2017-12-01 | 2017 | Southeast (non-ISO) | AL | 34.6113 | -86.6224 | 4.3822 | PV | c-Si | 12.5 | 10 | 1.25 | Tracking | Single Axis | Tracking | 180 | PV+Storage | Lithium-ion | AC | 2017 | 1 | 2 | 31.1 | 35.27 | 124.37 | 84.8 | [11 empty] | 20.17% | 20.74% | 19.67% | 19.64% | 21.21% | 17.83%
60293 | St Matthews Solar | 2017-08-01 | 2017 | Southeast (non-ISO) | SC | 33.6869 | -80.7605 | 4.6064 | PV | c-Si | 14.79 | 10.2 | 1.45 | Tracking | Single Axis | Tracking | 180 | [6 empty] | 31.87 | 16.32 | 54.32 | 41.01 | [11 empty] | 24.8% | 23.68% | 22% | 21.97% | 21.64% | 21.59%
61529 | Estill Solar II | 2017-12-30 | 2017 | Southeast (non-ISO) | SC | 32.7271 | -81.2526 | 4.6653 | PV | c-Si | 14.7953 | 10.2 | 1.4505 | Fixed Tilt | Fixed Tilt | 20 | 180 | [6 empty] | 31.88 | 12.63 | 75.04 | 54.53 | [11 empty] | 17.82% | 22.55% | 20.56% | 21.11% | 21.41% | 20.3%
61748 | Southern Current One | 2017-12-30 | 2017 | Southeast (non-ISO) | SC | 32.9487 | -81.2163 | 4.661 | PV | c-Si | 14.2 | 10.2 | 1.3922 | Tracking | Single Axis | Tracking | 180 | [6 empty] | 32.14 | 16.51 | 92.05 | 65.25 | [11 empty] | 21.09% | 22.56% | 17.75% | 21.09% | 20.48% | 18.55%
61013 | Marin Clean Energy Solar One (Richmond Solar Project) | 2017-12-30 | 2017 | CAISO | CA | 37.946 | -122.3762 | 4.8902 | PV | c-Si | 13 | 10.5 | 1.2381 | Tracking | Single Axis | 15 | 180 | [6 empty] | 44.28 | 6.02 | 89.22 | 61.7 | 90.7615 | [10 empty] | 22% | 21.97% | 22.18% | 22.95% | 24.49% | 21.69%
60679 | Fort Rucker Solar | 2017-04-20 | 2017 | Southeast (non-ISO) | AL | 31.3321 | -85.7298 | 4.7037 | PV | Thin-Film | 13 | 10.6 | 1.2264 | Tracking | Single Axis | Tracking | 180 | [6 empty] | 29.19 | 27.78 | 152.98 | 104.2 | [11 empty] | 14.41% | 15.32% | 16.13% | 13.79% | 15.01% | 14.94%
58319 | Cyrq Patua Solar Project (Patua Geothermal Project Phase 1A, Patua Acquisition Project) | 2017-07-30 | 2017 | West (non-ISO) | NV | 39.5831 | -119.0681 | 5.2358 | PV | c-Si | 14.2 | 10.638 | 1.3348 | Tracking | Single Axis | Tracking | 180 | PV+Geothermal | [5 empty] | 32.95 | 12.52 | 70.11 | 48.68 | [11 empty] | 29.03% | 27.23% | 29.03% | 28.84% | 29.23% | 27.84%
64072 | Camp Ripley Solar | 2017-01-31 | 2017 | MISO | MN | 46.0911 | -94.3399 | 3.7556 | PV | Thin-Film | 13.1 | 10.8 | 1.213 | Fixed Tilt | Fixed Tilt | 35 | 180 | [6 empty] | 33.05 | 17.25 | 79.15 | 57.15 | [13 empty] | 16.88% | 18.01% | 16.87% | 16.69%
61521 | Swamp Fox Solar (Phase 2) | 2017-12-30 | 2017 | Southeast (non-ISO) | SC | 33.7917 | -81.2569 | 4.5643 | PV | c-Si | 15.22 | 10.88 | 1.3989 | Tracking | Single Axis | Tracking | 180 | [6 empty] | 32.28 | 15.78 | 39.97 | 31.28 | [11 empty] | 23.43% | 24.58% | 21.2% | 24.74% | 23.67% | 24.05%
61522 | Champion Solar (Phase 3) | 2017-12-30 | 2017 | Southeast (non-ISO) | SC | 33.795 | -81.2621 | 4.5643 | PV | c-Si | 15.22 | 10.88 | 1.3989 | Tracking | Single Axis | Tracking | 180 | [6 empty] | 32.28 | 15.78 | 42.19 | 33 | [11 empty] | 24.48% | 24.16% | 21.46% | 23.83% | 24.62% | 22.28%
60311 | Portal Ridge Solar C | 2017-02-28 | 2017 | CAISO | CA | 34.7141 | -118.2739 | 5.8114 | PV | Thin-Film | 13.75 | 11.4 | 1.2061 | Tracking | Single Axis | Tracking | 180 | [6 empty] | 22.07 | 5.15 | 125.53 | 84.62 | 66.8578 | [10 empty] | 30.28% | 30.61% | 28.79% | 30.36% | 24.1% | 17.12%
60546 | KIUC Solar City Project (Kapaia PV+storage) | 2017-03-13 | 2017 | HI | HI | 21.9997 | -159.3802 | 5.0669 | PV | c-Si | 17 | 13 | 1.3077 | Fixed Tilt | Fixed Tilt | 15 | 180 | PV+Storage | Lithium-ion | AC | 2017 | 13.6 | 57.12 |  |  | 158.18 | 106.13 | [11 empty] | 19.41% | 19.21% | 18.93% | 21.05% | 18.46% | 18.36%
61864 | Dix Solar (McGuire-Dix-Lakehurst Base) | 2017-06-01 | 2017 | PJM | NJ | 39.977 | -74.6222 | 4.0233 | PV | c-Si | 16.5 | 13 | 1.2692 | Fixed Tilt | Fixed Tilt | 25 | 180 | [6 empty] | 22.84 |  | 149.29 | 100.54 | [11 empty] | 17.61% | 18.16% | 17.7% | 18.05% | 18.45% | 12.41%
60000 | Turkey Creek PV1 | 2017-02-01 | 2017 | Southeast (non-ISO) | NC | 36.442 | -77.1357 | 4.4033 | PV | c-Si | 16.8 | 13.5 | 1.2444 | Tracking | Single Axis | Tracking | 180 | [6 empty] | 31.28 | 31.26 | 113.08 | 78.2 | [11 empty] | 18.98% | 20.79% | 17.85% | 16.82% | 18.84% | 16.89%
66983 | MDU / NVSS-II | 2017-02-28 | 2017 | West (non-ISO) | NV | 36.2748 | -115.972 | 5.713 | PV | c-Si | 17.5 | 13.5 | 1.2963 | Fixed Tilt | Fixed Tilt | 30 | 180 | [6 empty] | 24.63 | 12.15 | [18 empty] | 15.79%
10438 | Sunray 3 (previously SEGS I) | 2017-06-29 | 2017 | CAISO | CA | 34.8678 | -116.8251 | 5.8493 | PV | c-Si | 17.2 | 13.8 | 1.2464 | Tracking | Single Axis | Tracking | 180 | [6 empty] | 26.28 | 9.67 | 82.35 | 56.19 | [11 empty] | 30.86% | 32.36% | 27.87% | 27.91% | 26% | 26.95%
62636 | Valley Electric Association Community Solar Project (Pahrump Community Solar Project, NVSS-II) | 2017-02-28 | 2017 | West (non-ISO) | NV | 36.2748 | -115.9723 | 5.713 | PV | c-Si | 17.5311 | 14 | 1.2522 | Fixed Tilt | Fixed Tilt | 30 | 180 | [6 empty] | 22.84 | 7.57
59253 | Wildwood Solar II | 2017-01-31 | 2017 | CAISO | CA | 35.6286 | -119.5732 | 5.3805 | PV | c-Si | 20.61 | 14.7 | 1.402 | Tracking | Single Axis | Tracking | 180 | [6 empty] | 21.84 | 4.94 | 99.58 | 67.29 | 74.6367 | [10 empty] | 31.88% | 30.45% | 27.29% | 29.63% | 28.29% | 28.39%
62775 | Wildberry | 2017-07-30 | 2017 | Southeast (non-ISO) | TN | 35.0627 | -89.3693 | 4.4098 | PV | c-Si | 20 | 15 | 1.3333 | Tracking | Single Axis | Tracking | 184 | [6 empty] | 31.34 | 36.43 | 84.7 | 61.7 | [12 empty] | 21.52% | 21.06% | 22.01% | 19.95% | 14.39%
60774 | Fort Phantom | 2017-04-27 | 2017 | ERCOT | TX | 31.115 | -97.8469 | 4.8308 | PV | c-Si | 19.6 | 15.4 | 1.2727 | Tracking | Single Axis | Tracking | 180 | Wind+PV | [5 empty] | 67.42 |  | 100.45 | 69.76 | [11 empty] | 17.64% | 15.32% | 20.22% | 17.66% | 20.14% | 19.63%
60077 | CED Avenal | 2017-01-31 | 2017 | CAISO | CA | 35.996 | -120.152 | 5.352 | PV | c-Si | 21.338 | 15.8 | 1.3505 | Tracking | Single Axis | Tracking | 180 | [6 empty] | -36.93 | 5.08 | 259.44 | 176.25 | [11 empty] | 25.05% | 21.47% | 18.87% | 15.52% | 16.18% | 6.203%
59516 | American Legion PV 1 (Fresh Air Energy XIX) | 2017-12-30 | 2017 | PJM | NC | 36.4183 | -77.6568 | 4.4158 | PV | c-Si | 20 | 15.84 | 1.2626 | Fixed Tilt | Fixed Tilt | 20 | 191 | [6 empty] | 28.09 |  | 79.65 | 57.48 | [11 empty] | 16.58% | 18.16% | 13.05% | 19.69% | 17.56% | 17.64%
60337 | SR Providence Solar Center | 2017-10-01 | 2017 | Southeast (non-ISO) | TN | 35.5775 | -89.0499 | 4.3775 | PV | Thin-Film | 20 | 16 | 1.25 | Tracking | Single Axis | Tracking | 179 | [6 empty] | 31.34 | 48.08 | 108.11 | 74.72 | [11 empty] | 22.07% | 21.49% | 21.28% | 21.69% | 22.89% | 17.1%
61462 | SR Platteville Solar Farm (Platte Solar Farm) | 2017-12-31 | 2017 | West (non-ISO) | CO | 40.1813 | -104.6893 | 4.8135 | PV | Thin-Film | 21.8 | 16 | 1.3625 | Tracking | Single Axis | Tracking | 180 | [6 empty] | 23.61 | 23.96 | 70.2 | 49.69 | 48.699 | [10 empty] | 27.65% | 26.95% | 26.35% | 26.18% | 26.6% | 24.09%
60638 | PSEG Sunflower Solar | 2017-12-30 | 2017 | PJM | NC | 36.3964 | -77.5927 | 4.4101 | PV | c-Si | 20.9 | 16.2 | 1.2901 | Tracking | Single Axis | Tracking | 180 | [6 empty] | 28.88 |  | 82.48 | 57.55 | [11 empty] | 19.42% | 23.22% | 21.89% | 22.86% | 21.45% | 23.16%
60435 | NSA Crane Solar Project | 2017-02-27 | 2017 | MISO | IN | 38.8164 | -86.8842 | 4.1012 | PV | c-Si | 24.3 | 17 | 1.4294 | Fixed Tilt | Fixed Tilt | 25 | 180 | [6 empty] | 34.09 | 14.5 | 108.88 | 75.95 | [11 empty] | 18.86% | 18.61% | 18.32% | 14.87% | 18.82% | 19.45%
60584 | NAS Oceana Solar | 2017-12-30 | 2017 | PJM | VA | 36.788 | -76.047 | 4.3181 | PV | Thin-Film | 21 | 17.6 | 1.1932 | Tracking | Single Axis | Tracking | 174 | [6 empty] | 33.14 |  | 100.67 | 69.52 | [11 empty] | 17.79% | 21.25% | 19.42% | 21.86% | 19% | 18.8%
645 | Big Bend Solar (FL) | 2017-02-20 | 2017 | Southeast (non-ISO) | FL | 27.7862 | -82.3904 | 5.0192 | PV | Thin-Film | 23 | 19 | 1.2105 | Tracking | Single Axis | Tracking | 180 | PV+Storage+Fossil | LIB |  | 2019 | 12.6 | 26.1 | 19.73 | 69.7 | 93.1 | 65.03 | [11 empty] | 24.36% | 23.99% | 22.99% | 22.68% | 17.39%
58792 | Ayrshire | 2017-09-30 | 2017 | Southeast (non-ISO) | NC | 35.2819 | -81.6144 | 4.5352 | PV | Thin-Film | 27.1 | 19.4 | 1.3969 | Fixed Tilt | Fixed Tilt | 20 | 180 | [6 empty] | 31.34 | 34.66 | 116.2 | 79.66 | [11 empty] | 20.79% | 20.3% | 19.95% | 21.33% | 20.59% | 20.83%
60347 | Lapeer Solar Project II (Turill Array) | 2017-10-09 | 2017 | MISO | MI | 43.0347 | -83.3089 | 3.7248 | PV | c-Si | 22.96 | 19.57 | 1.1732 | Fixed Tilt | Fixed Tilt | 30 | 180 | [6 empty] | 33.6 | 16.21 | 112.35 | 78.58 | [11 empty] | 15.54% | 15.61% | 15.91% | 15.6% | 13.37% | 14.64%
60917 | Amazon Solar Farm US East 2 (Buckingham Solar) | 2017-11-30 | 2017 | PJM | VA | 37.5028 | -78.373 | 4.3037 | PV | c-Si | 22.66 | 19.8 | 1.1444 | Tracking | Single Axis | Tracking | 180 | [6 empty] | 32.82 |  | 74.75 | 53.27 | [11 empty] | 17.59% | 20% | 18.89% | 19.74% | 20.22% | 18.4%
60001 | Vaughn Creek PV1 (Fresh Air Energy XXV) | 2017-12-30 | 2017 | Southeast (non-ISO) | NC | 36.4525 | -77.1203 | 4.4033 | PV | c-Si | 26 | 19.9 | 1.3065 | Tracking | Single Axis | Tracking | 180 | [6 empty] | 31.28 | 33.55 | 55.1 | 41.35 | [11 empty] | 21.65% | 24.26% | 23.23% | 24.63% | 24.14% | 19.19%
10437 | Sunray 2 (previously SEGS II) | 2017-06-02 | 2017 | CAISO | CA | 34.863 | -116.8271 | 5.8493 | PV | c-Si | 26.9 | 20 | 1.345 | Tracking | Single Axis | Tracking | 180 | [6 empty] | 26.41 | 4.9 | 52.3 | 37.05 | [11 empty] | 34.15% | 33.63% | 33.24% | 33.28% | 32.13% | 32.38%
59522 | Giffen Solar Park | 2017-06-30 | 2017 | CAISO | CA | 36.5523 | -120.3389 | 5.3221 | PV | c-Si | 28 | 20 | 1.4 | Tracking | Single Axis | Tracking | 179 | [6 empty] | 3.79 | 5.01 | 115.68 | 82.84 | [11 empty] | 21.1% | 18.14% | 17.13% | 17.56% | 16.06% | 12.51%
59685 | Remington Solar Facility | 2017-10-26 | 2017 | PJM | VA | 38.5483 | -77.7764 | 4.1782 | PV | Thin-Film | 27.7 | 20 | 1.385 | Fixed Tilt | Fixed Tilt | 20 | 180 | PV+Fossil | [5 empty] | 38.59 |  | 108.74 | 75.79 | [11 empty] | 20.17% | 19.51% | 18.98% | 20.39% | 20.18% | 18.22%
59695 | Mountain Home Solar (Mt Home Solar I) | 2017-03-31 | 2017 | West (non-ISO) | ID | 43.1476 | -115.7216 | 4.7327 | PV | c-Si | 26.681 | 20 | 1.334 | Tracking | Single Axis | Tracking | 180 | [6 empty] | 39.79 | 21.2 | 81.18 | 56.8 | [11 empty] | 27.01% | 28.55% | 29.12% | 27.08% | 24.22% | 21.8%
59915 | CED Oro Loma (SR Solis Oro Loma Solar) | 2017-02-01 | 2017 | CAISO | CA | 36.877 | -120.6675 | 5.2544 | PV | c-Si | 27.682 | 20 | 1.3841 | Tracking | Single Axis | Tracking | 180 | [6 empty] | 26.2 | 5.06 | 131.7 | 90.21 | [11 empty] | 30.09% | 26.59% | 29.13% | 28.94% | 30.22% | 14.46%
60009 | Murphy Flat Power | 2017-03-30 | 2017 | West (non-ISO) | ID | 43.2114 | -116.4418 | 4.608 | PV | c-Si | 26.678 | 20 | 1.3339 | Tracking | Single Axis | Tracking | 180 | [6 empty] | 39.96 | 20.16 | 86.41 | 59.59 | [11 empty] | 26.12% | 26.51% | 26.13% | 25.06% | 21.66% | 25%
60010 | Orchard Ranch Solar | 2017-03-31 | 2017 | West (non-ISO) | ID | 43.4693 | -116.2894 | 4.6516 | PV | Thin-Film | 26.783 | 20 | 1.3392 | Tracking | Single Axis | Tracking | 180 | [6 empty] | 40.64 | 20.73 | 78.56 | 54.52 | [11 empty] | 27.25% | 27.65% | 26.67% | 26.43% | 25.55% | 25.71%
60011 | American Falls Solar I | 2017-03-31 | 2017 | West (non-ISO) | ID | 42.8315 | -112.743 | 4.4881 | PV | c-Si | 26.678 | 20 | 1.3339 | Tracking | Single Axis | Tracking | 180 | [6 empty] | 37.99 | 19.18 | 94.05 | 64.86 | [11 empty] | 24.32% | 24.99% | 26.05% | 25.91% | 23.29% | 22.41%
60012 | American Falls Solar II | 2017-03-31 | 2017 | West (non-ISO) | ID | 42.8278 | -112.743 | 4.4881 | PV | c-Si | 26.678 | 20 | 1.3339 | Tracking | Single Axis | Tracking | 180 | [6 empty] | 37.99 | 19.18 | 84.72 | 58.78 | [11 empty] | 24.96% | 25.16% | 26.47% | 26.7% | 24.58% | 23.61%
60310 | Portal Ridge Solar B | 2017-02-28 | 2017 | CAISO | CA | 34.7165 | -118.2821 | 5.8114 | PV | Thin-Film | 25 | 20 | 1.25 | Tracking | Single Axis | Tracking | 180 | [6 empty] | 22.16 | 4.98 | 111.66 | 75.23 | [11 empty] | 31.47% | 30.65% | 27.78% | 26.51% | 23.26% | 22.05%
60474 | Bayshore Solar B | 2017-12-30 | 2017 | CAISO | CA | 34.6783 | -118.3026 | 5.6209 | PV | c-Si | 25 | 20 | 1.25 | Tracking | Single Axis | Tracking | 180 | [6 empty] | 24.11 | 5.02 | 58.24 | 41.33 | 56.6226 | [10 empty] | 31.72% | 30.68% | 28.26% | 30.84% | 29.5% | 25.61%
60475 | Bayshore Solar C | 2017-12-30 | 2017 | CAISO | CA | 34.6813 | -118.3141 | 5.6209 | PV | c-Si | 25 | 20 | 1.25 | Tracking | Single Axis | Tracking | 180 | [6 empty] | 24.25 | 5.02 | 58.32 | 41.35 | 56.7142 | [10 empty] | 30.87% | 30.56% | 28.22% | 30.51% | 28.23% | 26.01%
60481 | Bayshore Solar A | 2017-12-30 | 2017 | CAISO | CA | 34.6678 | -118.2981 | 5.7424 | PV | c-Si | 25 | 20 | 1.25 | Tracking | Single Axis | Tracking | 180 | [6 empty] | 24.11 | 5.02 | 54.22 | 38.62 | 56.6394 | [10 empty] | 31.52% | 31.02% | 29.67% | 31.68% | 29.79% | 27.03%
60490 | Redwood 4 Solar Farm | 2017-12-30 | 2017 | CAISO | CA | 35.315 | -118.8107 | 5.3686 | PV | c-Si | 26 | 20 | 1.3 | Tracking | Single Axis | Tracking | 180 | [6 empty] | 21.64 | 5.37 | 68.86 | 47.97 | [11 empty] | 28.93% | 28.81% | 28.18% | 27.5% | 27.86% | 23.95%
60582 | Tallahassee Airport 1 (CoTAL, City of Tallahassee Solar Farm, Tallahassee Solar 1) | 2017-12-30 | 2017 | Southeast (non-ISO) | FL | 30.3795 | -84.357 | 4.7658 | PV | Thin-Film | 28 | 20 | 1.4 | Fixed Tilt | Fixed Tilt | 30 | 180 | [8 empty] | 70.64 | 50.76 | 48.8365 | [10 empty] | 21.42% | 21.73% | 22.21% | 21.31% | 22.99% | 20.73%
60622 | Bowling Green Solar | 2017-01-19 | 2017 | PJM | OH | 41.3961 | -83.5815 | 3.8423 | PV | c-Si | 28.7 | 20 | 1.435 | Tracking | Single Axis | Tracking | 180 | [6 empty] | 31.3 |  | 84.84 | 59.74 | [11 empty] | 23.93% | 21.24% | 22.19% | 22.88% | 23.18% | 22.51%
60748 | Simco Solar (Simcoe Solar) | 2017-03-31 | 2017 | West (non-ISO) | ID | 43.3253 | -115.9392 | 4.6827 | PV | Thin-Film | 26.783 | 20 | 1.3392 | Tracking | Single Axis | Tracking | 180 | [6 empty] | 39.65 | 21.08 | 81.26 | 56.04 | [11 empty] | 28.08% | 27.59% | 26.14% | 27.61% | 26.56% | 26.56%
60915 | Amazon Solar Farm US East 3 (Correctional Solar) | 2017-12-30 | 2017 | PJM | VA | 37.4728 | -76.8443 | 4.2921 | PV | c-Si | 22.96 | 20 | 1.148 | Tracking | Single Axis | Tracking | 180 | [6 empty] | 35.09 |  | 85.63 | 60.45 | [11 empty] | 18.99% | 19.52% | 15.41% | 19.39% | 18.6% | 17.2%
60916 | Amazon Solar Farm US East 4 (Sappony Solar) | 2017-12-10 | 2017 | PJM | VA | 36.9433 | -77.4155 | 4.351 | PV | c-Si | 28.29 | 20 | 1.4145 | Tracking | Single Axis | Tracking | 180 | [6 empty] | 31.82 |  | 76.24 | 54.47 | [11 empty] | 22.3% | 24.88% | 22.82% | 21.94% | 21.88% | 21.81%
60947 | Jacumba Solar Farm | 2017-07-25 | 2017 | CAISO | CA | 32.6193 | -116.1295 | 5.8574 | PV | c-Si | 28 | 20 | 1.4 | Fixed Tilt | Fixed Tilt | 25 | 180 | [6 empty] | 20.39 | 5.58 | 81.52 | 56.89 | [11 empty] | 28.68% | 25.19% | 22.06% | 24.73% | 22.81% | 24.65%
60964 | Apache Solar 1 | 2017-09-27 | 2017 | West (non-ISO) | AZ | 32.0681 | -109.8885 | 5.6377 | PV | c-Si | 24.66 | 20 | 1.233 | Tracking | Single Axis | Tracking | 180 | [8 empty] | 47.11 | 33.64 | [11 empty] | 28.49% | 29.69% | 31.32% | 30.41% | 31.48% | 31.59%
60968 | Amazon Solar Farm US East 5 (Scott 2) | 2017-12-31 | 2017 | PJM | VA | 37.5327 | -77.9429 | 4.3119 | PV | c-Si | 28.3 | 20 | 1.415 | Tracking | Single Axis | Tracking | 159 | [6 empty] | 34.29 |  | 84.04 | 59.64 | 45.8916 | [10 empty] | 21.33% | 23.32% | 22.75% | 23.73% | 24.28% | 20.48%
60975 | Whitney Point Solar Energy Center | 2017-04-15 | 2017 | CAISO | CA | 36.3751 | -120.1342 | 5.3628 | PV | c-Si | 28.6 | 20 | 1.43 | Tracking | Single Axis | Tracking | 180 | [6 empty] | 19.49 | 4.84 | 70.38 | 48.91 | 57.4758 | [10 empty] | 30.12% | 29.49% | 28.69% | 31.14% | 31.05% | 28.35%
60981 | Westside Solar Energy Center (Nextera Westside PV) | 2017-04-30 | 2017 | CAISO | CA | 36.3819 | -120.1348 | 5.3628 | PV | c-Si | 27 | 20 | 1.35 | Tracking | Single Axis | Tracking | 180 | [6 empty] | 25.08 | 5.09 | 76.64 | 52.9 | 73.6483 | [10 empty] | 30.68% | 28.97% | 28.63% | 30.79% | 28.18% | 27.2%
61375 | Hecate Energy Cherrydale | 2017-11-01 | 2017 | PJM | VA | 37.3694 | -75.9141 | 4.3633 | PV | c-Si | 25.48 | 20 | 1.274 | Tracking | Single Axis | Tracking | 180 | [6 empty] | 39.72 |  | 99.31 | 69.53 | [11 empty] | 18.04% | 21.06% | 20.5% | 21.68% | 18.46% | 17.48%
61406 | Essex Solar Center | 2017-12-30 | 2017 | PJM | VA | 37.8326 | -76.7957 | 4.2575 | PV | c-Si | 26.7 | 20 | 1.335 | Tracking | Single Axis | Tracking | 180 | [6 empty] | 37.47 |  | 94.52 | 65.97 | [11 empty] | 21.64% | 24.39% | 22.36% | 23.62% | 21.28% | 19.69%
61489 | Cameron I Solar | 2017-12-30 | 2017 | Southeast (non-ISO) | SC | 33.5774 | -80.7061 | 4.6261 | PV | c-Si | 27.99 | 20 | 1.3995 | Tracking | Single Axis | Tracking | 180 | [6 empty] | 32.17 | 16.64 | 60.53 | 44.11 | [11 empty] | 14.37% | 24.85% | 23.47% | 24.76% | 25.52% | 24.75%
61498 | Hampton Solar 2 | 2017-12-30 | 2017 | Southeast (non-ISO) | SC | 32.8821 | -81.1361 | 4.6632 | PV | c-Si | 28.09 | 20 | 1.4045 | Tracking | Single Axis | Tracking | 180 | [6 empty] | 32.27 | 17.54 | 64.48 | 47 | [11 empty] | 16.42% | 23.85% | 22.82% | 23.96% | 23.78% | 22.79%
60637 | PSEG Cork Oak Solar | 2017-12-30 | 2017 | PJM | NC | 36.3729 | -77.5715 | 4.4101 | PV | c-Si | 26.2 | 20.25 | 1.2938 | Tracking | Single Axis | Tracking | 180 | [6 empty] | 30.67 |  | 79.05 | 55.6 | [11 empty] | 19.04% | 22.48% | 20.62% | 20.29% | 17.7% | 22.86%
61490 | Estill Solar I | 2017-12-30 | 2017 | Southeast (non-ISO) | SC | 32.7656 | -81.2461 | 4.6653 | PV | c-Si | 27.99 | 20.4 | 1.3721 | Tracking | Single Axis | Tracking | 180 | [6 empty] | 32.34 | 21.06 | 74.29 | 54.09 | 49.1825 | [10 empty] | 12.05% | 21.96% | 21.8% | 22.04% | 21.67% | 19.33%
61463 | Vandenberg Solar Project (Vandenberg AFB) | 2017-12-30 | 2017 | CAISO | CA | 34.7467 | -120.5107 | 5.0474 | PV | c-Si | 28 | 20.6 | 1.3592 | Tracking | Single Axis | Tracking | 180 | [6 empty] | 22.29 | 6.01 | 98.15 | 67.76 | [11 empty] | 25.31% | 23.77% | 23.16% | 23.5% | 23.89% | 21.55%
60558 | NRG Solar Blythe II (Cisco) | 2017-04-20 | 2017 | CAISO | CA | 33.6247 | -114.699 | 5.8362 | PV | c-Si | 27 | 21.04 | 1.2833 | Tracking | Single Axis | Tracking | 180 | [6 empty] | 22.3 | 4.91 | 100.23 | 68.39 | [11 empty] | 27.19% | 31.88% | 26.79% | 25.11% | 24.76% | 21.99%
61268a | Kayenta Solar 1 | 2017-05-30 | 2017 | West (non-ISO) | AZ | 36.7874 | -110.2403 | 5.4825 | PV | c-Si | 37.6 | 27.3 | 1.3773 | Tracking | Single Axis | Tracking | 180 | [21 empty] | 31.2% |  | 26.49% | 25.91% | 21.88% | 21.12%
61172 | EE Waianae Solar Project (Waianae Solar) | 2017-01-25 | 2017 | HI | HI | 21.457 | -158.1903 | 5.2884 | PV | c-Si | 40.39 | 27.6 | 1.4634 | Tracking | Single Axis | Tracking | 180 | [8 empty] | 132.04 | 88.73 | 140.7721 | [10 empty] | 26.25% | 27.7% | 26.34% | 25.32% | 26.89% | 23.68%
60258 | Alta Luna | 2017-03-16 | 2017 | West (non-ISO) | NM | 32.5711 | -107.4629 | 5.8231 | PV | c-Si | 33.7674 | 28.1 | 1.2017 | Tracking | Single Axis | Tracking | 180 | [6 empty] | 29.4 | 17.09 | 77.72 | 53.64 | 44.1943 | [10 empty] | 29.31% | 28.19% | 27.77% | 28.96% | 28.28% | 23.59%
60346 | Lapeer Solar Project I (Demille Array) | 2017-05-01 | 2017 | MISO | MI | 43.04 | -83.3333 | 3.7248 | PV | c-Si | 34.57 | 28.56 | 1.2104 | Fixed Tilt | Fixed Tilt | 30 | 180 | [6 empty] | 33.6 | 17.22 | 114.94 | 80.54 | [11 empty] | 15.95% | 16.58% | 17.28% | 15.86% | 15.17% | 14.18%
59689 | Gulf Coast Solar Center 1 (Eglin AFB) | 2017-08-23 | 2017 | Southeast (non-ISO) | FL | 30.5167 | -86.5254 | 4.7313 | PV | Thin-Film | 42.2 | 30 | 1.4067 | Fixed Tilt | Fixed Tilt | 20 | 219 | [6 empty] | 29.69 | 39.46 | 99.6 | 69.34 | [11 empty] | 21.53% | 22.47% | 22.39% | 22.18% | 21.38% | 20.57%
60237 | Midway Solar Farm II | 2017-05-30 | 2017 | West (non-ISO) | CA | 33.1659 | -115.5405 | 5.9063 | PV | Thin-Film | 40 | 30 | 1.3333 | Tracking | Single Axis | Tracking | 180 | [8 empty] | 80.45 | 55.47 | 66.3537 | [10 empty] | 33.02% | 30.59% | 28.3% | 27.94% | 27.32% | 25.82%
59666 | Innovative Solar 47 (NC-47) | 2017-04-28 | 2017 | Southeast (non-ISO) | NC | 34.8025 | -79.3283 | 4.5005 | PV | c-Si | 47.6 | 35 | 1.36 | Tracking | Single Axis | Tracking | 180 | [6 empty] | 31.38 | 10.41 | 78.62 | 55.43 | [11 empty] | 23.73% | 23.03% | 22.22% | 22.73% | 22.87% | 22.83%
60540 | Innovative Solar 31 (NC-31) | 2017-01-01 | 2017 | Southeast (non-ISO) | NC | 34.5396 | -78.7506 | 4.5364 | PV | c-Si | 43.2 | 35 | 1.2343 | Tracking | Single Axis | Tracking | 180 | [6 empty] | 31.74 | 10.34 | 86.22 | 60.27 | [11 empty] | 20.53% | 17% | 18.96% | 21.04% | 20.93% | 20.64%
59308 | Beacon Solar 5 | 2017-12-30 | 2017 | West (non-ISO) | CA | 35.2472 | -118.0346 | 5.8451 | PV | c-Si | 48.2 | 36 | 1.3389 | Tracking | Single Axis | Tracking | 180 | [6 empty] | 23.41 | 11.26 | 66.73 | 46.24 | 72.9068 | [10 empty] | 31.72% | 30.96% | 31.9% | 31.61% | 32.61% | 30.82%
59690 | Gulf Coast Solar Center 2 (NAS Whiting Field, NOLF Holley) | 2017-08-23 | 2017 | Southeast (non-ISO) | FL | 30.4285 | -86.8942 | 4.8293 | PV | Thin-Film | 53.7 | 40 | 1.3425 | Fixed Tilt | Fixed Tilt | 20 | 220 | [6 empty] | 29.78 | 36.33 | 91.39 | 63.53 | 74.8572 | [10 empty] | 22.04% | 22.42% | 23.15% | 22.39% | 18.65% | 22.15%
60043 | Cuyama Solar | 2017-11-01 | 2017 | CAISO | CA | 34.9019 | -119.5957 | 5.5602 | PV | Thin-Film | 56.1 | 40 | 1.4025 | Tracking | Single Axis | Tracking | 180 | [6 empty] | 0.13 | 6.31 | 132.8 | 89.23 | [11 empty] | 33.27% | 29.46% | 26.54% | 22.16% | 24.55% | 21.48%
60467 | Red Rock (AZ) | 2017-02-28 | 2017 | West (non-ISO) | AZ | 32.5533 | -111.2815 | 5.811 | PV | c-Si | 57.6 | 40 | 1.44 | Tracking | Single Axis | Tracking | 180 | [6 empty] | 30.03 | 69.58 | 65.59 | 45.96 | [11 empty] | 34.25% | 33.15% | 32.9% | 33.79% | 30.06%
59309 | Beacon Solar 2 | 2017-12-30 | 2017 | West (non-ISO) | CA | 35.2692 | -117.9985 | 5.8586 | PV | c-Si | 59.6 | 45 | 1.3244 | Tracking | Single Axis | Tracking | 180 | [6 empty] | 23.22 | 11.29 | 63.08 | 43.95 | 71.9425 | [10 empty] | 32.45% | 31.16% | 31.58% | 32.12% | 32.49% | 30.41%
59691 | Gulf Coast Solar Center 3 (NAS Pensicola, NOLF Saufley Field) | 2017-08-23 | 2017 | Southeast (non-ISO) | FL | 30.4731 | -87.3409 | 4.7191 | PV | Thin-Film | 68.7 | 50 | 1.374 | Fixed Tilt | Fixed Tilt | 20 | 217 | [6 empty] | 30.03 | 39.44 | 103.76 | 72.24 | 74.8572 | [10 empty] | 21.29% | 21.63% | 20.8% | 20.62% | 20.04% | 19.11%
60682 | Pearl Solar | 2017-10-30 | 2017 | ERCOT | TX | 31.0147 | -102.2621 | 5.4915 | PV | c-Si | 66.13 | 50 | 1.3226 | Tracking | Single Axis | Tracking | 180 | [6 empty] | 63.04 |  | 79.39 | 55.94 | [11 empty] | 25.21% | 23.81% | 22.86% | 19.27% | 24.01% | 21.69%
60885 | Boulder Solar Project 2 | 2017-01-31 | 2017 | West (non-ISO) | NV | 35.8436 | -114.95 | 5.478 | PV | c-Si | 62 | 50 | 1.24 | Tracking | Single Axis | Tracking | 180 | [6 empty] | 25.05 | 10.13 | 61.79 | 43.1 | 49.6046 | [10 empty] | 30.88% | 29.95% | 31.13% | 29.53% | 29.7% | 28.77%
60989 | Solaire Holman 1 | 2017-04-23 | 2017 | ERCOT | TX | 30.4574 | -103.4831 | 5.6267 | PV | c-Si | 65 | 50 | 1.3 | Tracking | Single Axis | Tracking | 178 | [6 empty] | 59.54 |  | 60.35 | 42.98 | 47.3538 | [10 empty] | 24.2% | 27.68% | 28.2% | 26.98% | 30.05% | 26.01%
61084 | Luning Solar Energy Center | 2017-02-27 | 2017 | West (non-ISO) | NV | 38.5454 | -118.1934 | 5.3796 | PV | c-Si | 65.92 | 50 | 1.3184 | Tracking | Single Axis | Tracking | 180 | [6 empty] | 29.33 | 9.4 | 66.75 | 46.53 | [11 empty] | 29.53% | 29.61% | 31.37% | 28.93% | 29.61% | 28.6%
61512 | Bullock Solar | 2017-12-30 | 2017 | Southeast (non-ISO) | NC | 36.4754 | -78.3151 | 4.3952 | PV | c-Si | 75 | 50 | 1.5 | Fixed Tilt | Fixed Tilt | 20 | 180 | [6 empty] | 30.87 | 7.35 | 95.4 | 66.48 | [11 empty] | 22.57% | 23.33% | 22.69% | 24.08% | 23.88% | 23.04%
61561 | Bladen Solar | 2017-12-30 | 2017 | Southeast (non-ISO) | NC | 34.8185 | -78.6226 | 4.4884 | PV | c-Si | 75 | 50 | 1.5 | Fixed Tilt | Fixed Tilt | 20 | 180 | [6 empty] | 31.13 | 7.42 | 93.29 | 65.01 | [11 empty] | 23.73% | 23.23% | 22.52% | 23.13% | 23.65% | 23.68%
60552 | Hattiesburg Solar Farm | 2017-10-28 | 2017 | Southeast (non-ISO) | MS | 31.2744 | -89.2991 | 4.6432 | PV | c-Si | 67.5 | 50.6 | 1.334 | Fixed Tilt | Fixed Tilt | 20 | 180 | [6 empty] | 29.5 | 37.31 | 89.42 | 63.17 | 48.0596 | [10 empty] | 20.37% | 20.68% | 19.93% | 19.96% | 21.85% | 19.01%
60303 | Sumrall II Solar Farm (MS Solar 3) | 2017-12-30 | 2017 | MISO | MS | 31.4001 | -89.4972 | 4.6278 | PV | c-Si | 74 | 52 | 1.4231 | Tracking | Single Axis | Tracking | 180 | [6 empty] | 29.27 | 2.13 | 84.72 | 60.17 | 46.1783 | [10 empty] | 23.87% | 22.21% | 22.38% | 22.45% | 23.18% | 20.13%
60306 | Sumrall I Solar Farm (MS Solar 2) | 2017-06-30 | 2017 | Southeast (non-ISO) | MS | 31.4088 | -89.4972 | 4.6278 | PV | c-Si | 74 | 52 | 1.4231 | Tracking | Single Axis | Tracking | 180 | [6 empty] | 29.93 | 35.34 | 95.65 | 66.09 | 63.6082 | [10 empty] | 25.5% | 24.01% | 22.7% | 22.89% | 24.75% | 23.53%
59315 | Beacon Solar 1 (Hecate Energy Beacon 1 Photovoltaic Project) | 2017-04-30 | 2017 | West (non-ISO) | CA | 35.2689 | -118.014 | 5.8451 | PV | c-Si | 63.9 | 56 | 1.1411 | Tracking | Single Axis | Tracking | 180 | PV+Storage | Lithium-ion | AC | 2018 | 36 | 18 | 23.02 | 10.75 | 58.55 | 40.92 | 62.2903 | [10 empty] | 29.16% | 28.12% | 28.34% | 28.73% | 28.86% | 27.51%
61048 | Gala Solar Power Plant (Solar Star Oregon II) | 2017-10-27 | 2017 | West (non-ISO) | OR | 44.1842 | -120.9173 | 4.4842 | PV | c-Si | 71 | 56 | 1.2679 | Tracking | Single Axis | Tracking | 180 | [6 empty] | 41.22 | 14 | 71.33 | 50.16 | 56.0876 | [10 empty] | 25.81% | 25.69% | 24.77% | 25.69% | 22.38% | 23.64%
60383 | Monroe Solar Facility (Rocky River Solar) | 2017-03-01 | 2017 | Southeast (non-ISO) | NC | 34.9293 | -80.6303 | 4.5446 | PV | Thin-Film | 74.9 | 60 | 1.2483 | Fixed Tilt | Fixed Tilt | 20 | 180 | [6 empty] | 31.27 | 7.36 | 91.39 | 64.04 | [11 empty] | 17.71% | 18.43% | 19.11% | 19.76% | 19.97% | 19.16%
61813 | Ranchland Solar (Summit Farms Solar Phase 2) | 2017-12-30 | 2017 | PJM | NC | 36.4728 | -76.1571 | 4.3991 | PV | c-Si | 84.5 | 60 | 1.4083 | Tracking | Single Axis | Tracking | 180 | [6 empty] | 32.73 |  | 85.71 | 60.02 | [11 empty] | 16.66% | 23.3% | 23.58% | 25.58% | 24.26% | 23.63%
59875 | Marshall Solar Project | 2017-01-09 | 2017 | MISO | MN | 44.472 | -95.6646 | 3.9112 | PV | c-Si | 93.16 | 62.25 | 1.4965 | Fixed Tilt | Fixed Tilt | 25 | 180 | [6 empty] | 26.27 | 16.86 | 101.56 | 71.81 | 66.9072 | [10 empty] | 19.7% | 17.72% | 19.09% | 17.85% | 18.56% | 19.12%
60380 | Shoe Creek Solar | 2017-12-30 | 2017 | Southeast (non-ISO) | NC | 34.8449 | -79.3847 | 4.5005 | PV | c-Si | 91.5872 | 64.48 | 1.4204 | Tracking | Single Axis | Tracking | 180 | [6 empty] | 31.27 | 10.29 | 74.11 | 52.36 | [11 empty] | 21.15% | 25.18% | 24.4% | 25.69% | 26.85% | 25.22%
60539 | Innovative Solar 42 | 2017-09-30 | 2017 | Southeast (non-ISO) | NC | 34.8419 | -78.8774 | 4.5063 | PV | c-Si | 91.6346 | 71 | 1.2906 | Tracking | Single Axis | Tracking | 188 | [6 empty] | 31.52 | 10.3 | 80.24 | 56.28 | [11 empty] | 21.44% | 21.17% | 21.02% | 22.57% | 22.83% | 22.45%
60658 | Moffett Solar Project (Solvay Solar Energy Facility, Jasper Solar 1) | 2017-12-30 | 2017 | Southeast (non-ISO) | SC | 32.6352 | -81.0031 | 4.6561 | PV | c-Si | 93.4 | 71.4 | 1.3081 | Tracking | Single Axis | Tracking | 180 | [6 empty] | 32.22 | 16.8 | 72.6 | 51.65 | [11 empty] | 23.01% | 23.06% | 21.73% | 20.62% | 22.02% | 22.07%
59665 | Innovative Solar 37 (IS 37) | 2017-05-30 | 2017 | Southeast (non-ISO) | NC | 34.83 | -79.9461 | 4.5232 | PV | c-Si | 110.0979 | 78.7 | 1.399 | Fixed Tilt | Fixed Tilt | 20 | 180 | [6 empty] | 31.24 | 34.12 | 85.59 | 60.53 | [11 empty] | 22.34% | 21.84% | 20% | 20.98% | 22.03% | 20.86%
59827 | Playa Solar 1 (Switch Station 1) | 2017-10-30 | 2017 | West (non-ISO) | NV | 36.4006 | -114.9013 | 5.6882 | PV | Thin-Film | 99 | 79 | 1.2532 | Tracking | Single Axis | Tracking | 180 | [6 empty] | 25.33 | 10.98 | 69.95 | 48.32 | 47.0889 | [10 empty] | 31% | 30.07% | 30.48% | 29.83% | 30.24% | 27.97%
60583 | AL Solar (LaFayette Solar Farm, Alabama Solar A) | 2017-12-30 | 2017 | Southeast (non-ISO) | AL | 32.8663 | -85.3945 | 4.5745 | PV | c-Si | 110.9 | 79.2 | 1.4003 | Tracking | Single Axis | Tracking | 180 | [6 empty] | 29.47 | 28.78 | 56.94 | 41.93 | 40.9758 | [10 empty] | 23.2% | 24.09% | 21.23% | 22.75% | 23.76% | 23.76%
60261 | Playa Solar 2 (Switch Station 2) | 2017-08-30 | 2017 | West (non-ISO) | NV | 36.41 | -114.9119 | 5.6882 | PV | Thin-Film | 136.9 | 100 | 1.369 | Tracking | Single Axis | Tracking | 180 | [6 empty] | 25.38 | 11.49 | 74.48 | 51.34 | 47.3121 | [10 empty] | 33.7% | 33.03% | 32.96% | 32.51% | 32.32% | 28.9%
60372 | Lamesa Solar Facility | 2017-04-28 | 2017 | ERCOT | TX | 32.7249 | -101.9219 | 5.4285 | PV | c-Si | 130.5 | 102 | 1.2794 | Tracking | Single Axis | Tracking | 166 | [6 empty] | 65.87 |  | 62.32 | 44.58 | [11 empty] | 26.81% | 26.68% | 27.12% | 23.78% | 23.23% | 23.55%
61422 | Amazon Solar Farm US East 6 (Southampton Solar ) | 2017-11-30 | 2017 | PJM | VA | 36.5978 | -77.1669 | 4.3868 | PV | c-Si | 140.8 | 103.6 | 1.3591 | Tracking | Single Axis | Tracking | 180 | [6 empty] | 28.77 |  | 108.21 | 76.73 | 44.9427 | [10 empty] | 23.66% | 25.56% | 22.65% | 21.61% | 21.63% | 13.19%
59206 | OCI Alamo 6 Solar | 2017-03-28 | 2017 | ERCOT | TX | 30.9931 | -102.2708 | 5.524 | PV | c-Si | 140.3 | 110.2 | 1.2731 | Tracking | Dual-Axis | Tracking | 180 | [6 empty] | 66.43 |  | 109.97 | 73.87 | [11 empty] | 27.31% | 26.22% | 25.49% | 22.24% | 26.98% | 25.54%
60436 | East Pecos Solar | 2017-04-05 | 2017 | ERCOT | TX | 31.0009 | -102.2817 | 5.4915 | PV | Thin-Film | 142.8 | 120 | 1.19 | Tracking | Single Axis | Tracking | 179 | [6 empty] | 67.27 |  | 58.21 | 41.24 | 39.1967 | [10 empty] | 28.01% | 27.68% | 28.21% | 27.16% | 26.22% | 25.4%
60033 | California Flats Solar 1 | 2017-11-30 | 2017 | CAISO | CA | 35.8666 | -120.3141 | 5.4431 | PV | Thin-Film | 173 | 130 | 1.3308 | Tracking | Single Axis | Tracking | 180 | PV+Storage | Lithium-ion | AC | 2021 | 60 | 240 | 18.84 | 6.01 | 104.05 | 70.68 | 66.0416 | [10 empty] | 31.77% | 29.59% | 29.85% | 30.2% | 26.03% | 22.59%
60581 | CED Upton County Solar 1 | 2017-12-30 | 2017 | ERCOT | TX | 31.2581 | -102.2695 | 5.5476 | PV | c-Si | 213 | 157.5 | 1.3524 | Tracking | Single Axis | Tracking | 180 | [6 empty] | 71.32 |  | 62.79 | 45.19 | 36.0773 | [10 empty] | 28.83% | 29.26% | 25.46% | 25.77% | 26.08% | 23.02%
60301 | Holloman Atlas Solar Array | 2018-10-31 | 2018 | West (non-ISO) | NM | 32.9213 | -106.0724 | 5.7199 | PV | Thin-Film | 6.5 | 5.001 | 1.2997 | Tracking | Single Axis | Tracking | 180 | [8 empty] | 136.03 | 93.37 | [16 empty] | 14.9%
63214 | Middleton Solar Park | 2018-06-30 | 2018 | ISO-NE | MA | 42.5824 | -70.9966 | 3.805 | PV | c-Si | 6 | 5.001 | 1.1998 | Fixed Tilt | Fixed Tilt | 20 | 180 | PV+Storage | LIB |  | 2019 | 3 | 6.6 | 29.73 | 3.94 | [18 empty] | 17.38%
61849 | Kentuck Solar Project | 2018-03-31 | 2018 | PJM | VA | 36.6581 | -79.3038 | 4.341 | PV | c-Si | 8 | 6 | 1.3333 | Tracking | Single Axis | Tracking | 180 | [6 empty] | 32.24 |  | 56.21 | 40.36 | [12 empty] | 24.82% |  |  | 25.06% | 24.9%
62241 | NorWest Energy 9 (Pendleton) | 2018-09-30 | 2018 | West (non-ISO) | OR | 45.6798 | -118.8501 | 4.1779 | PV | c-Si | 8.4 | 6 | 1.4 | Fixed Tilt | Fixed Tilt | 20 | 181 | [6 empty] | 41.21 | 14.53 | 68.7 | 49.2 | [12 empty] | 21.9% | 22.62% | 21.79% | 21.81% | 21.74%
62304 | Woodleaf Solar Facility | 2018-12-31 | 2018 | Southeast (non-ISO) | NC | 35.7253 | -80.6087 | 4.4802 | PV | c-Si | 9.4 | 6 | 1.5667 | Tracking | Single Axis | Tracking | 179 | [6 empty] | 31.7 | 8.39 | 80.77 | 56.82 | [12 empty] | 14.41% | 21.76% | 21.23% | 24.42% | 25.39%
61434 | SCE&G Springfield Community Solar | 2018-06-30 | 2018 | Southeast (non-ISO) | SC | 33.4925 | -81.2975 | 4.6092 | PV | Thin-Film | 7.776 | 6.1 | 1.2748 | Tracking | Single Axis | Tracking | 180 | [6 empty] | 32.07 | 14.14 | 54.32 | 39.85 | [12 empty] | 20.94% | 21.49% | 22.37% | 21.41% | 21.08%
62062 | Athens MN CONX (Ventyx: Connexus Energy (Athens)) | 2018-12-31 | 2018 | MISO | MN | 45.459 | -93.2657 | 3.7963 | PV | c-Si | 8.84 | 6.625 | 1.3343 | Fixed Tilt | Fixed Tilt | 25 | 180 | PV+Storage | Lithium-ion | AC | 2018 | 9 | 18 | 34.5 | 17.32 | 73.4 | 53.49 | [12 empty] | 15.85% | 18.25% | 19.15% | 17.67% | 17.09%
61879 | Bartow Solar Energy | 2018-03-31 | 2018 | Southeast (non-ISO) | FL | 27.9256 | -81.7776 | 4.9708 | PV | c-Si | 9.3 | 7.26 | 1.281 | Fixed Tilt | Fixed Tilt | 15 | 180 | [6 empty] | 22.1 | 38.01 | 71.56 | 51.43 | 55.4895 | [11 empty] | 19.71% | 20.79% | 20.47% | 18.46% | 20.01%
61961 | Gaston Solar II | 2018-12-31 | 2018 | Southeast (non-ISO) | SC | 33.7784 | -81.1103 | 4.5892 | PV | Thin-Film | 10.47 | 7.48 | 1.3997 | Tracking | Single Axis | Tracking | 180 | [6 empty] | 32.13 | 14.31 | 117.34 | 81.9 | [12 empty] | 18.13% | 21.84% | 18.38% | 18.57% | 14.93%
61729 | IMPA Richmond 2 Solar Project | 2018-12-31 | 2018 | PJM | IN | 39.8375 | -84.8193 | 3.973 | PV | c-Si | 9.7499 | 7.5 | 1.3 | Tracking | Single Axis | Tracking | 180 | [6 empty] | 32.87 |  | 69.83 | 49.89 | [12 empty] | 20.17% | 20.16% | 20.79% | 21.14% | 20.2%
61907 | Springfield Solar Project (near McGuir-Dix-Lakehurst Base) | 2018-10-31 | 2018 | PJM | NJ | 40.0321 | -74.6474 | 4.0213 | PV | c-Si | 9.2 | 7.5 | 1.2267 | Fixed Tilt | Fixed Tilt | 25 | 180 | [6 empty] | 22.56 |  | 158.16 | 105.44 | [12 empty] | 13.68% | 17.01% | 16.32% | 19.03% | 18.12%
64102 | GE 19th Hole | 2018-01-31 | 2018 | NYISO | NY | 42.986 | -74.3106 | 3.7367 | PV | c-Si | 10.4 | 7.7 | 1.3506 | Tracking | Single Axis | 25 | 180 | [6 empty] | 35.78 | 9.86 | [15 empty] | 18.26% | 15.14% | 15.88% | 15.66%
61423 | OR Solar 5 (Merrill Solar Facility) | 2018-01-31 | 2018 | West (non-ISO) | OR | 42.1755 | -121.6928 | 4.7715 | PV | c-Si | 10.3 | 8 | 1.2875 | Tracking | Single Axis | Tracking | 180 | [6 empty] | 41.16 | 15.02 | 62.14 | 43.6 | [12 empty] | 27.92% | 28.15% | 27.71% | 28.16% | 25.75%
61433 | SCE&G Nimitz Community Solar | 2018-06-30 | 2018 | Southeast (non-ISO) | SC | 32.4983 | -80.9621 | 4.6799 | PV | Thin-Film | 10.62 | 8 | 1.3275 | Tracking | Single Axis | Tracking | 180 | [6 empty] | 32.19 | 17.61 | 56.03 | 41.1 | [12 empty] | 22.55% | 23.08% | 22.87% | 22.9% | 20.95%
62272 | Bly Solar Center | 2018-12-31 | 2018 | West (non-ISO) | OR | 42.3795 | -121.0219 | 4.6816 | PV | c-Si | 11.1 | 8 | 1.3875 | Tracking | Single Axis | Tracking | 180 | [6 empty] | 39.92 | 14.53 | 85.24 | 57.72 | [12 empty] | 25.79% | 29.3% | 28.05% | 30.69% | 25.94%
62406 | City of Gallup Solar | 2018-05-31 | 2018 | West (non-ISO) | NM | 35.5249 | -108.7696 | 5.4255 | PV | c-Si | 9.8 | 8 | 1.225 | Tracking | Single Axis | Tracking | 180 | [6 empty] | 27.21 | 13.57 | 70.44 | 49.87 | 43.9292 | [11 empty] | 24.77% | 24.46% | 20.63% | 20.22% | 19.61%
61954 | Delta Solar Power I (DSP-I, Delta Solar Power Project) | 2018-06-30 | 2018 | MISO | MI | 42.7071 | -84.7001 | 3.7895 | PV | c-Si | 9.9 | 8.1 | 1.2222 | Tracking | Single Axis | Tracking | 180 | [6 empty] | 34 | 14.79 | 72.98 | 51.93 | [12 empty] | 18.13% | 20.28% | 20.12% | 19.28% | 18.74%
61588 | Independence II Solar Farm (IPL2, Bundschu) | 2018-06-30 | 2018 | SPP | MO | 39.1181 | -94.2897 | 4.2353 | PV | c-Si | 10.87 | 8.4 | 1.294 | Fixed Tilt | Fixed Tilt | 25 | 180 | [6 empty] | 36.33 | 29.59 | 66.14 | 47.47 | [12 empty] | 19.88% | 19.93% | 19.98% | 21.41% | 20.69%
61601 | Raritan Solar Project | 2018-05-31 | 2018 | PJM | NJ | 40.4539 | -74.863 | 3.9719 | PV | c-Si | 9.99 | 8.4 | 1.1893 | Fixed Tilt | Fixed Tilt | 25 | 180 | [6 empty] | 23.98 |  | 122.75 | 83.59 | [12 empty] | 16.63% | 16.13% | 16.61% | 17.21% | 16.6%
61600 | Old Bridge Solar Farm | 2018-08-31 | 2018 | PJM | NJ | 40.4444 | -74.2434 | 3.9527 | PV | c-Si | 10.69 | 8.8 | 1.2148 | Fixed Tilt | Fixed Tilt | 12 | 180 | [6 empty] | 23.94 |  | 113.82 | 77.74 | [12 empty] | 17.95% | 17% | 17.58% | 18.49% | 17.63%
61965 | Quakertown Solar Project (Quakertown Farms) | 2018-10-31 | 2018 | PJM | NJ | 40.5228 | -74.9442 | 3.9635 | PV | c-Si | 9.997 | 8.8 | 1.136 | Fixed Tilt | Fixed Tilt | 20 | 180 | [6 empty] | 24.03 |  | 104.45 | 71.64 | [12 empty] | 17.46% | 16.43% | 17.19% | 17.91% | 17.17%
61631 | Chiloquin Solar Park | 2018-01-31 | 2018 | West (non-ISO) | OR | 42.6107 | -121.8612 | 4.7182 | PV | c-Si | 14 | 9.9 | 1.4141 | Fixed Tilt | Fixed Tilt | 28 | 180 | [6 empty] | 43.09 | 12.9 | 68.6 | 49.06 | [12 empty] | 22.42% | 23.74% | 22.31% | 23.53% | 22.13%
61281 | Bear Creek Solar Center | 2018-09-30 | 2018 | West (non-ISO) | OR | 44.0608 | -121.2372 | 4.51 | PV | c-Si | 13 | 10 | 1.3 | Tracking | Single Axis | Tracking | 180 | [6 empty] | 41.66 | 14.98 | 72.71 | 50.12 | [12 empty] | 25.88% | 26.87% | 26.48% | 27.21% | 24.59%
61345 | Wy'East Solar | 2018-08-31 | 2018 | West (non-ISO) | OR | 45.5871 | -120.5959 | 4.381 | PV | c-Si | 12.5 | 10 | 1.25 | Tracking | Single Axis | Tracking | 180 | [8 empty] | 72.86 | 50.94 | [12 empty] | 21.49% | 24.78% | 26.03% | 20.99% | 22.32%
61424 | OR Solar 8 (Dairy Solar Facility) | 2018-03-31 | 2018 | West (non-ISO) | OR | 42.2389 | -121.5858 | 4.7318 | PV | c-Si | 14 | 10 | 1.4 | Tracking | Single Axis | Tracking | 180 | [6 empty] | 41.39 | 14.69 | 63.34 | 44.52 | [12 empty] | 28.17% | 30.55% | 29.86% | 30.77% | 27.03%
61496 | Adams Solar Center | 2018-07-30 | 2018 | West (non-ISO) | OR | 44.674 | -121.123 | 4.4258 | PV | c-Si | 13 | 10 | 1.3 | Tracking | Single Axis | Tracking | 180 | [6 empty] | 40.38 | 15.41 | 63.18 | 44.42 | [12 empty] | 23.73% | 26.71% | 25.01% | 26% | 22.92%
61497 | Elbe Solar Center | 2018-08-31 | 2018 | West (non-ISO) | OR | 44.6192 | -121.2063 | 4.4034 | PV | c-Si | 13 | 10 | 1.3 | Tracking | Single Axis | Tracking | 180 | [6 empty] | 39.86 | 15.56 | 67.24 | 46.86 | [12 empty] | 23.68% | 26.11% | 25.43% | 26.56% | 24.86%
61557 | Facebook 2 Solar Energy Center (Los Lunas 2) | 2018-02-28 | 2018 | West (non-ISO) | NM | 35.0791 | -106.8652 | 5.6324 | PV | c-Si | 12.4976 | 10 | 1.2498 | Tracking | Single Axis | Tracking | 180 | [6 empty] | 28.71 | 15.58 | 44.75 | 31.95 | [12 empty] | 27.6% | 29.48% | 31.59% | 31.76% | 30.89%
61558 | Facebook 3 Solar Energy Center (Los Lunas 3) | 2018-04-30 | 2018 | West (non-ISO) | NM | 35.0754 | -106.8648 | 5.6324 | PV | c-Si | 12.4976 | 10 | 1.2498 | Tracking | Single Axis | Tracking | 180 | [6 empty] | 28.71 | 15.68 | 45.76 | 32.59 | [12 empty] | 28.14% | 29.99% | 31.33% | 31.67% | 30.68%
61599 | New Road Solar | 2018-06-30 | 2018 | PJM | NJ | 40.4032 | -74.5678 | 3.9854 | PV | c-Si | 13.0046 | 10 | 1.3005 | Fixed Tilt | Fixed Tilt | 20 | 180 | [6 empty] | 24.19 |  | 112.04 | 76.65 | [12 empty] | 19.1% | 17.97% | 18.54% | 19.69% | 18.88%
61759 | Covington Solar Farm | 2018-02-28 | 2018 | SPP | OK | 36.3157 | -97.5818 | 4.6753 | PV | c-Si | 13.2 | 10 | 1.32 | Tracking | Single Axis | Tracking | 180 | [6 empty] | 27.15 | 27.82 | 70.16 | 49.86 | [12 empty] | 24.93% | 23.58% | 23.27% | 17.69% | 20.93%
61810 | Chisum Solar | 2018-12-31 | 2018 | ERCOT | TX | 33.6329 | -95.3907 | 4.5603 | PV | Thin-Film | 14.256 | 10 | 1.4256 | Tracking | Single Axis | Tracking | 182 | [6 empty] | 58.41 |  | 62.52 | 44.94 | [12 empty] | 18.11% | 17.53% | 18.54% | 23.15% | 25%
61867 | Bovine Solar (Green Mountain Energy Gable Solar Park) | 2018-12-31 | 2018 | ERCOT | TX | 29.6337 | -96.0788 | 4.6411 | PV | c-Si | 14.259 | 10 | 1.4259 | Tracking | Single Axis | Tracking | 180 | [6 empty] | 69.79 |  | 76.91 | 56.05 | [12 empty] | 5.021% | 21.86% | 17.81% | 21.66% | 18.42%
61868 | Bronson Solar | 2018-12-31 | 2018 | ERCOT | TX | 29.5375 | -95.9695 | 4.6456 | PV | Thin-Film | 14.256 | 10 | 1.4256 | Tracking | Single Axis | Tracking | 182 | [6 empty] | 70.86 |  | 89.03 | 63.98 | [12 empty] | 17.43% | 21.99% | 18.53% | 14.86% | 16.29%
61871 | Sterling Solar (TX) | 2018-11-30 | 2018 | ERCOT | TX | 33.1662 | -96.1726 | 4.625 | PV | Thin-Film | 14.2632 | 10 | 1.4263 | Tracking | Single Axis | Tracking | 181 | [6 empty] | 69.08 |  | 78.03 | 56.19 | [12 empty] | 18.15% | 20.04% | 16.25% | 15.39% | 19.08%
61874 | Eddy Solar II | 2018-11-30 | 2018 | ERCOT | TX | 31.2912 | -97.2607 | 4.7374 | PV | Thin-Film | 14.256 | 10 | 1.4256 | Tracking | Single Axis | Tracking | 181 | [6 empty] | 68.32 |  | 83.53 | 59.51 | [12 empty] | 20.92% | 23.07% | 18.44% | 19.72% | 18.55%
62713 | DSM Nutritional Products Solar | 2018-12-31 | 2018 | PJM | NJ | 40.8368 | -75.0655 | 3.904 | PV | c-Si | 14 | 10 | 1.4 | Fixed Tilt | Fixed Tilt | 10 | 180 | [6 empty] | 24.27 |  | 134.56 | 91.74 | [12 empty] | 13% | 18.13% | 18.02% | 16.48% | 18.14%
61530 | Gaston Solar I | 2018-03-31 | 2018 | Southeast (non-ISO) | SC | 33.7747 | -81.1106 | 4.5892 | PV | c-Si | 14.795 | 10.2 | 1.4505 | Tracking | Single Axis | Tracking | 180 | [6 empty] | 32.16 | 14.48 | 65.84 | 47.47 | [12 empty] | 23.31% | 23.16% | 18.86% | 21.75% | 22.48%
60681 | Annapolis Solar Park (Landfill) | 2018-08-31 | 2018 | PJM | MD | 38.9921 | -76.5738 | 4.1514 | PV | c-Si | 18 | 12 | 1.5 | Fixed Tilt | Fixed Tilt | 12 | 180 | [6 empty] | 37.28 |  | 128.86 | 87.16 | 88.5403 | [11 empty] | 21.5% | 21% | 21.84% | 21.53% | 21.71%
61412 | Latitude Solar Center | 2018-12-31 | 2018 | Southeast (non-ISO) | TN | 35.3064 | -89.1675 | 4.3936 | PV | Thin-Film | 19.995 | 15 | 1.333 | Tracking | Single Axis | Tracking | 178 | [6 empty] | 31.3 | 37.79 | 89.67 | 62.54 | [12 empty] | 23.91% | 22.93% | 22.71% | 22.32% | 18.94%
62140 | UVA Puller Solar Facility | 2018-10-31 | 2018 | PJM | VA | 37.5697 | -76.4732 | 4.3045 | PV | c-Si | 19.7 | 15 | 1.3133 | Tracking | Single Axis | Tracking | 181 | [6 empty] | 35.42 |  | 84.99 | 59.1 | [12 empty] | 22.04% | 21.76% | 22.49% | 20.45% | 21.09%
61924 | SR Cumberland Solar Project | 2018-12-31 | 2018 | Southeast (non-ISO) | AL | 34.9497 | -86.868 | 4.3793 | PV | Thin-Film | 20 | 15.9 | 1.2579 | Tracking | Single Axis | Tracking | 180 | [6 empty] | 31.11 | 33.81 | 107.88 | 73.26 | [12 empty] | 19.45% | 20.94% | 22.56% | 23.23% | 20.54%
61955 | Delta Solar Power II (DSP-II A+B, Delta Solar Power Project) | 2018-07-30 | 2018 | MISO | MI | 42.707 | -84.699 | 3.7873 | PV | c-Si | 19.4 | 15.9 | 1.2201 | Tracking | Single Axis | Tracking | 180 | [6 empty] | 34 | 14.61 | 75.77 | 53.74 | [12 empty] | 17.74% | 19.89% | 19.75% | 18.97% | 18.53%
61023 | UVA Hollyfield Solar Project | 2018-09-30 | 2018 | PJM | VA | 37.67 | -77.17 | 4.2781 | PV | c-Si | 21.1 | 17 | 1.2412 | Tracking | Single Axis | Tracking | 181 | [6 empty] | 35.6 |  | 82.26 | 57.36 | [12 empty] | 21.54% | 21.98% | 20.19% | 19.68% | 19.98%
60678 | San Joaquin Solar (Summer Wheat Solar Farm, SJ1A) | 2018-10-31 | 2018 | CAISO | CA | 36.5272 | -120.1492 | 5.2964 | PV | Thin-Film | 23.4252 | 18.5 | 1.2662 | Tracking | Single Axis | Tracking | 179 | [6 empty] | 24.25 | 5.17 | 101.28 | 68.71 | 54.7624 | [11 empty] | 22.43% | 23.61% | 16.3% | 18.09% | 22.94%
61933 | Adams Nielson Solar | 2018-11-30 | 2018 | West (non-ISO) | WA | 46.9553 | -118.6212 | 4.2167 | PV | c-Si | 28 | 19.2 | 1.4583 | Tracking | Single Axis | Tracking | 180 | [8 empty] | 137.04 | 91.75 | [12 empty] | 25.77% | 26.91% | 25.82% | 20.75% | 22.03%
61959 | Coolidge Solar 1 (Coolidge Solar Ranger) | 2018-12-31 | 2018 | ISO-NE | VT | 43.4248 | -72.6653 | 3.7222 | PV | c-Si | 25.574 | 19.59 | 1.3055 | Fixed Tilt | Fixed Tilt | 25 | 180 | [6 empty] | 30.05 | 4.06 | 102.71 | 72.4 | 95.2811 | [11 empty] | 15.41% | 17.06% | 15.13% | 17.25% | 15.29%
58876 | Fusion Solar Center | 2018-03-31 | 2018 | ISO-NE | CT | 41.6433 | -72.0488 | 3.8702 | PV | c-Si | 31.8 | 20 | 1.59 | Fixed Tilt | Fixed Tilt | 25 | 180 | [6 empty] | 29.73 | 3.64 | 98.12 | 68.23 | 107.704 | [11 empty] | 22.66% | 22.43% | 22.26% | 23.5% | 22.17%
60315 | Midway Solar Farm III (Greenbacker, 97WI) | 2018-09-30 | 2018 | West (non-ISO) | CA | 33.1587 | -115.5403 | 5.9063 | PV | Thin-Film | 26 | 20 | 1.3 | Tracking | Single Axis | Tracking | 180 | [8 empty] | 65.18 | 45.33 | [12 empty] | 23.06% | 25.08% | 29.11% | 27.96% | 27.9%
61068 | AES Lawai Solar and Energy Storage Project | 2018-12-31 | 2018 | HI | HI | 21.9082 | -159.492 | 4.7876 | PV | c-Si | 28.188 | 20 | 1.4094 | Tracking | Single Axis | Tracking | 180 | PV+Storage | Lithium-ion | DC | 2018 | 20 | 100 |  |  | 168.97 | 112 | [12 empty] | 21.4% | 22.16% | 22.35% | 18.99% | 20.6%
61445 | RE Gaskell West 1 | 2018-03-31 | 2018 | CAISO | CA | 34.8349 | -118.5565 | 5.7571 | PV | c-Si | 28 | 20 | 1.4 | Tracking | Single Axis | Tracking | 180 | [6 empty] | 20.97 | 4.61 | 130.52 | 88.98 | 71.8904 | [11 empty] | 29.96% | 30.37% | 31.83% | 25.28% | 14.95%
61678 | Pinal Central Solar Energy Center | 2018-04-30 | 2018 | West (non-ISO) | AZ | 32.8757 | -111.5511 | 5.7683 | PV | Thin-Film | 30.9 | 20 | 1.545 | Tracking | Single Axis | Tracking | 180 | PV+Storage | Lithium-ion | AC | 2018 | 10 | 40 |  |  | 73.4 | 50.33 | [12 empty] | 35.45% | 34.77% | 35.06% | 35.91% | 32.83%
61736 | Woods Hill Solar | 2018-12-31 | 2018 | ISO-NE | CT | 41.8318 | -71.9199 | 3.8417 | PV | c-Si | 24.58 | 20 | 1.229 | Fixed Tilt | Fixed Tilt | 25 | 181 | [6 empty] | 29.14 | 3.85 | 119.65 | 82.35 | [12 empty] | 13.55% | 18% | 15.3% | 17.37% | 15.71%
61809 | Stillwater Solar PV II- Geothermal, CSP (Wynn Solar Facility) | 2018-06-30 | 2018 | West (non-ISO) | NV | 39.542 | -118.5601 | 5.2687 | PV | c-Si | 27.1 | 20 | 1.355 | Fixed Tilt | Fixed Tilt | 30 | 180 | PV+Geothermal+CSP | [5 empty] | 31.17 | 5.87 | 134.76 | 91.97 | [12 empty] | 15.41% | 5.285% | 4.696% | 13.48% | 18.49%
64093 | Montross Solar Facility | 2018-12-31 | 2018 | PJM | VA | 38.0744 | -76.7875 | 4.2369 | PV | c-Si | 28 | 20 | 1.4 | Tracking | Single Axis | Tracking | 180 | [6 empty] | 40.52 |  | 69.63 | 50.22 | [13 empty] | 22.41% | 22.16% | 23.17% | 19.77%
60045 | Shoreham Solar Commons (Tallgrass Solar) | 2018-07-30 | 2018 | NYISO | NY | 40.9366 | -72.8892 | 3.945 | PV | c-Si | 32 | 24.9 | 1.2851 | Fixed Tilt | Fixed Tilt | 25 | 180 | [6 empty] | 45.43 | 13.06 | 98.75 | 67.01 | 159.8256 | [11 empty] | 21.35% | 23.34% | 23.13% | 25.26% | 23.39%
60789 | Bluebell Solar I (Capricorn Ridge Solar) | 2018-11-30 | 2018 | ERCOT | TX | 31.8697 | -100.8275 | 5.2773 | PV | c-Si | 45.4 | 30 | 1.5133 | Tracking | Single Axis | Tracking | 180 | Wind+PV | [5 empty] | 63.62 |  | 49.79 | 36.23 | [12 empty] | 29.21% | 29.24% | 26.57% | 27.74% | 29.08%
59876 | Marine Corps Logistics Base Solar (MCLB Albany) | 2018-02-28 | 2018 | Southeast (non-ISO) | GA | 31.5594 | -84.085 | 4.7383 | PV | c-Si | 44 | 31.16 | 1.4121 | Fixed Tilt | Fixed Tilt | 18 | 185 | [6 empty] | 29.28 | 32.94 | 94.07 | 65.64 | [12 empty] | 21.47% | 20.36% | 20.34% | 20.2% | 19.75%
59678 | Innovative Solar 67 | 2018-12-31 | 2018 | Southeast (non-ISO) | NC | 34.6184 | -78.0066 | 4.4725 | PV | c-Si | 48.6528 | 33.3 | 1.461 | Tracking | Single Axis | Tracking | 181 | [6 empty] | 31.4 | 10.08 | 71.43 | 50.62 | [12 empty] | 25.13% | 22.29% | 25.55% | 24.91% | 23.57%
61976 | Peony Solar | 2018-12-31 | 2018 | Southeast (non-ISO) | SC | 33.5031 | -81.2533 | 4.6095 | PV | c-Si | 57 | 39 | 1.4615 | Tracking | Single Axis | Tracking | 185 | [6 empty] | 32.46 | 21.43 | 82.25 | 58.76 | [12 empty] | 13.16% | 18.21% | 23.61% | 22.78% | 19.74%
61272 | Gray Hawk Solar | 2018-06-30 | 2018 | West (non-ISO) | AZ | 35.3463 | -113.9142 | 5.7034 | PV | c-Si | 64.5 | 46 | 1.4022 | Tracking | Single Axis | Tracking | 180 | [8 empty] | 44.75 | 31.95 | 52.1959 | [11 empty] | 34.73% | 36.5% | 34.11% | 33.46% | 34.24%
59669 | Innovative Solar 54 | 2018-12-31 | 2018 | Southeast (non-ISO) | NC | 35.2137 | -77.7124 | 4.4373 | PV | c-Si | 73.6646 | 50 | 1.4733 | Fixed Tilt | Fixed Tilt | 20 | 181 | [6 empty] | 31.02 | 7.13 | 71.05 | 50.89 | [12 empty] | 22.78% | 21.89% | 23.02% | 22.22% | 22.02%
60336 | Midway Solar Farm I (83WI 8ME) | 2018-01-31 | 2018 | West (non-ISO) | CA | 33.1734 | -115.549 | 5.9063 | PV | Thin-Film | 66 | 50 | 1.32 | Tracking | Single Axis | Tracking | 180 | [8 empty] | 79.43 | 54.15 | [12 empty] | 29.69% | 24.05% | 28.86% | 28.18% | 28.14%
61697 | Project Ivory Solar (Lamesa Solar B/II) | 2018-11-30 | 2018 | ERCOT | TX | 32.7133 | -101.8852 | 5.4146 | PV | c-Si | 66 | 50 | 1.32 | Tracking | Single Axis | Tracking | 180 | [6 empty] | 63.99 |  | 49.54 | 35.68 | [12 empty] | 27.4% | 29.79% | 25.17% | 24.74% | 27.45%
61811 | Titan Solar (NER Deer Trail Titan Solar Energy Center, NOT Hunter Solar) | 2018-12-31 | 2018 | West (non-ISO) | CO | 39.6865 | -104.014 | 4.898 | PV | c-Si | 67.6 | 50 | 1.352 | Tracking | Single Axis | Tracking | 181 | [6 empty] | 23.86 | 22.47 | 56.84 | 41.16 | 31.7448 | [11 empty] | 23.66% | 23.23% | 23.87% | 25.1% | 23.31%
60623 | Brantley Farm Solar | 2018-10-31 | 2018 | Southeast (non-ISO) | NC | 35.8947 | -78.1494 | 4.4564 | PV | Thin-Film | 71.4005 | 50.2 | 1.4223 | Fixed Tilt | Fixed Tilt | 20 | 180 | [6 empty] | 31.01 | 7.27 | 68.14 | 48.64 | [12 empty] | 23.4% | 22.58% | 23.68% | 23.05% | 22.8%
60624 | Fox Creek Solar Farm | 2018-11-30 | 2018 | Southeast (non-ISO) | NC | 36.1274 | -78.2794 | 4.4256 | PV | c-Si | 65.5026 | 50.2 | 1.3048 | Fixed Tilt | Fixed Tilt | 20 | 180 | [6 empty] | 30.91 | 7.2 | 69.43 | 49.67 | [12 empty] | 21.02% | 20.7% | 21.54% | 21.11% | 20.03%
61988 | Citrus Ridge Solar (Disney, FL Solar 5) | 2018-12-31 | 2018 | Southeast (non-ISO) | FL | 28.4008 | -81.6163 | 4.9056 | PV | Thin-Film | 62.75 | 52 | 1.2067 | Tracking | Single Axis | Tracking | 180 | [6 empty] | 22.03 | 60.25 | 64.12 | 47.22 | 37.1668 | [11 empty] | 21.5% | 22.16% | 22% | 18.7% | 15.22%
61693 | Buckleberry Solar | 2018-11-30 | 2018 | Southeast (non-ISO) | NC | 35.3807 | -77.406 | 4.4311 | PV | c-Si | 75.0317 | 52.1 | 1.4401 | Fixed Tilt | Fixed Tilt | 20 | 181 | [6 empty] | 30.81 | 7.6 | 63.61 | 46.47 | [12 empty] | 23.26% | 21.5% | 22.41% | 22.02% | 20.54%
60560 | SR Millington Solar Farm (NSA Mid-South Solar) | 2018-12-31 | 2018 | Southeast (non-ISO) | TN | 35.3515 | -89.8547 | 4.436 | PV | Thin-Film | 68 | 53 | 1.283 | Tracking | Single Axis | Tracking | 178 | [6 empty] | 31.46 | 40.77 | 79.72 | 55.36 | [12 empty] | 22.5% | 22.7% | 23.32% | 24.42% | 22.27%
61665 | Payne Creek Solar | 2018-09-30 | 2018 | Southeast (non-ISO) | FL | 27.6646 | -81.9642 | 4.9941 | PV | Thin-Film | 84.9 | 70.3 | 1.2077 | Tracking | Single Axis | Tracking | 180 | [6 empty] | 19.71 | 33.35 | 63.66 | 45.94 | [12 empty] | 20.37% | 22.91% | 21.53% | 21.65% | 18.53%
61654 | Balm Solar | 2018-09-30 | 2018 | Southeast (non-ISO) | FL | 27.7689 | -82.2353 | 5.0073 | PV | Thin-Film | 87.9 | 74.4 | 1.1815 | Tracking | Single Axis | Tracking | 180 | [6 empty] | 19.67 | 40.76 | 74.43 | 53.42 | [12 empty] | 20.85% | 22.88% | 22.88% | 19.44% | 15.37%
61020 | FPL Indian River Solar Energy Center | 2018-01-31 | 2018 | Southeast (non-ISO) | FL | 27.5716 | -80.5699 | 4.9181 | PV | c-Si | 113.24 | 74.5 | 1.52 | Fixed Tilt | Fixed Tilt | 20 | 195 | [6 empty] | 30.93 | 30.18 | 49.56 | 37.32 | [12 empty] | 24.15% | 24.09% | 24.57% | 23.31% | 23.4%
61021 | FPL Horizon Solar Energy Center | 2018-01-31 | 2018 | Southeast (non-ISO) | FL | 29.6656 | -82.0583 | 4.7994 | PV | c-Si | 113.24 | 74.5 | 1.52 | Fixed Tilt | Fixed Tilt | 20 | 195 | [6 empty] | 31.09 | 29.7 | 53.67 | 40.34 | [12 empty] | 23.92% | 23.07% | 21.84% | 22.72% | 21.63%
61022 | FPL Coral Farms Solar Energy Center | 2018-01-31 | 2018 | Southeast (non-ISO) | FL | 29.7582 | -81.8956 | 4.7659 | PV | c-Si | 113.24 | 74.5 | 1.52 | Fixed Tilt | Fixed Tilt | 20 | 195 | [6 empty] | 30.99 | 30.82 | 55.73 | 41.9 | [12 empty] | 23.71% | 22.84% | 21.14% | 22.34% | 20.63%
61024 | FPL Hammock Solar Energy Center | 2018-03-31 | 2018 | Southeast (non-ISO) | FL | 26.6892 | -81.3163 | 5.0488 | PV | c-Si | 113.24 | 74.5 | 1.52 | Fixed Tilt | Fixed Tilt | 20 | 195 | [6 empty] | 30.79 | 30.04 | 50.94 | 38.22 | [12 empty] | 24.06% | 24.39% | 24.48% | 23.79% | 23.18%
61029 | FPL Blue Cypress Solar Energy Center | 2018-03-31 | 2018 | Southeast (non-ISO) | FL | 27.5991 | -80.5334 | 4.9181 | PV | c-Si | 113.24 | 74.5 | 1.52 | Fixed Tilt | Fixed Tilt | 20 | 195 | [6 empty] | 30.86 | 31.86 | 51.34 | 38.56 | [12 empty] | 23.42% | 24.07% | 24.39% | 22.98% | 22.87%
61050 | FPL Wildflower Solar Energy Center | 2018-01-31 | 2018 | Southeast (non-ISO) | FL | 27.313 | -81.7813 | 5.0544 | PV | c-Si | 113.24 | 74.5 | 1.52 | Fixed Tilt | Fixed Tilt | 20 | 195 | [6 empty] | 30.61 | 28.66 | 48.64 | 36.57 | [12 empty] | 24.91% | 24.19% | 24.39% | 22.77% | 24.17%
61051 | FPL Barefoot Bay Solar Energy Center | 2018-03-31 | 2018 | Southeast (non-ISO) | FL | 27.8716 | -80.5258 | 4.9434 | PV | c-Si | 113.24 | 74.5 | 1.52 | Fixed Tilt | Fixed Tilt | 20 | 196 | [6 empty] | 30.67 | 31.77 | 49.1 | 36.87 | [12 empty] | 24.9% | 24.55% | 25.28% | 24.56% | 23.92%
61052 | FPL Loggerhead Solar Energy Center | 2018-03-31 | 2018 | Southeast (non-ISO) | FL | 27.2226 | -80.5427 | 4.9358 | PV | c-Si | 113.24 | 74.5 | 1.52 | Fixed Tilt | Fixed Tilt | 20 | 196 | [6 empty] | 30.74 | 31.94 | 52.25 | 39.27 | [12 empty] | 23.83% | 24.18% | 24.12% | 22.61% | 22.24%
60825 | ColGreen North Shore Solar Farm | 2018-12-31 | 2018 | West (non-ISO) | CA | 33.5461 | -115.9786 | 5.8636 | PV | c-Si | 96.75 | 74.8 | 1.2934 | Tracking | Single Axis | Tracking | 180 | [8 empty] | 68.4 | 47.84 | [12 empty] | 28.64% | 27.52% | 27.83% | 24.58% | 23.85%
61610 | NC 102 Project (Mc Bride Place Energy NC) | 2018-09-30 | 2018 | Southeast (non-ISO) | NC | 35.2926 | -80.4976 | 4.5066 | PV | c-Si | 102 | 74.8 | 1.3636 | Fixed Tilt | Fixed Tilt | 20 | 179 | [6 empty] | 31.36 | 36.43 | 77.7 | 54.65 | [12 empty] | 19.7% | 21.39% | 21.73% | 22.77% | 21.97%
60030 | Pecan Solar (Bethel Church Road Solar Power Plant) | 2018-12-31 | 2018 | PJM | NC | 36.4874 | -77.4846 | 4.3984 | PV | Thin-Film | 111.26 | 74.9 | 1.4854 | Tracking | Single Axis | Tracking | 181 | [6 empty] | 28.23 |  | 81.63 | 58.35 | [12 empty] | 21.71% | 24.03% | 24.89% | 22.45% | 18.83%
61807 | Hamilton Solar Power Plant | 2018-12-31 | 2018 | Southeast (non-ISO) | FL | 30.4464 | -83.1909 | 4.7426 | PV | c-Si | 110.8 | 74.9 | 1.4793 | Tracking | Single Axis | Tracking | 180 | [6 empty] | 22.16 | 42.75 | 57.1 | 41.48 | [12 empty] | 27.53% | 26.72% | 22.51% | 26.32% | 24.62%
59851 | Great Bay Solar 1 (Great Bay Energy Center) | 2018-03-31 | 2018 | PJM | MD | 38.1704 | -75.6932 | 4.2792 | PV | c-Si | 99 | 75 | 1.32 | Fixed Tilt | Fixed Tilt | 25 | 180 | [6 empty] | 32.79 |  | 85.15 | 59.31 | [12 empty] | 20.43% | 19.85% | 20.04% | 21.35% | 21.14%
61369 | Sweetwater Solar (Green River Project) | 2018-12-31 | 2018 | West (non-ISO) | WY | 41.6268 | -109.6824 | 4.7044 | PV | c-Si | 97.935 | 80 | 1.2242 | Tracking | Single Axis | Tracking | 180 | [6 empty] | 35.65 | 16.13 | 54.21 | 38.67 | [12 empty] | 25.7% | 23.53% | 25.55% | 26.53% | 24.78%
62340 | Aulander Holloman Solar | 2018-12-31 | 2018 | PJM | NC | 36.2476 | -77.0702 | 4.3798 | PV | c-Si | 125 | 80 | 1.5625 | Tracking | Single Axis | Tracking | 180 | [6 empty] | 32.03 |  | 96.49 | 66.1 | [12 empty] | 12.1% | 25.5% | 28.3% | 27.71% | 27.42%
61262 | Stuttgart Solar Energy Center | 2018-01-31 | 2018 | MISO | AR | 34.4397 | -91.4403 | 4.5238 | PV | c-Si | 97.5 | 81 | 1.2037 | Fixed Tilt | Fixed Tilt | 14 | 180 | [6 empty] | 28.57 | 2 | 48.23 | 35.26 | 50.9139 | [11 empty] | 22.88% | 22.23% | 23.21% | 24.23% | 23%
61750 | CED Wistaria Ranch Solar | 2018-12-31 | 2018 | CAISO | CA | 32.6726 | -115.6199 | 5.663 | PV | c-Si | 141 | 100 | 1.41 | Tracking | Single Axis | Tracking | 180 | [6 empty] | 23.13 | 4.36 | 73.69 | 50.4 | 48.6654 | [11 empty] | 33.41% | 30.71% | 29.54% | 28.86% | 31.18%
61264 | Antelope Expansion 2 | 2018-12-31 | 2018 | CAISO | CA | 34.7529 | -118.3179 | 5.7812 | PV | c-Si | 130 | 105 | 1.2381 | Tracking | Single Axis | Tracking | 180 | [6 empty] | 24.1 | 5.34 | 56.58 | 40.04 | 41.3664 | [11 empty] | 25.28% | 27.37% | 27.69% | 28.57% | 25.46%
57340 | CED Panoche Valley Solar Project | 2018-01-31 | 2018 | CAISO | CA | 36.6348 | -120.8856 | 5.3494 | PV | c-Si | 188 | 140 | 1.3429 | Tracking | Single Axis | Tracking | 180 | [6 empty] | 26.44 | 5.28 | 85.24 | 58.15 | [12 empty] | 31.13% | 26.45% | 29.03% | 25.83% | 25.76%
60044 | Buckthorn Solar 1 (Riggins Solar) | 2018-05-31 | 2018 | ERCOT | TX | 31.0771 | -102.8453 | 5.6112 | PV | Thin-Film | 202 | 154 | 1.3117 | Tracking | Single Axis | Tracking | 179 | [6 empty] | 68.86 |  | 53.9 | 38.69 | 36.7214 | [11 empty] | 19.63% | 26.87% | 24.77% | 24.95% | 26.26%
60123 | Castle Gap Solar (Upton 2 Solar Power Plant) | 2018-05-31 | 2018 | ERCOT | TX | 31.2551 | -102.2716 | 5.5476 | PV | c-Si | 234 | 180 | 1.3 | Tracking | Single Axis | Tracking | 179 | PV+Storage | Lithium-ion | AC | 2019 | 10 | 42 | 65.94 |  | 46.6 | 34.06 | [12 empty] | 27.61% | 26.71% | 27.99% | 29.08% | 25.19%
61368 | Midway Solar - TX (McCamey, Waymark Solar) | 2018-12-31 | 2018 | ERCOT | TX | 30.9955 | -102.2235 | 5.524 | PV | c-Si | 236 | 182 | 1.2967 | Tracking | Single Axis | Tracking | 191 | [6 empty] | 65.89 |  | 65.17 | 47.5 | [12 empty] | 20.92% | 24.05% | 22.24% | 17.62% | 18.03%
59940 | Great Valley Solar 1-4 (Tranquility 8) | 2018-04-30 | 2018 | CAISO | CA | 36.5767 | -120.3902 | 5.3221 | PV | c-Si | 281 | 200 | 1.405 | Tracking | Single Axis | Tracking | 180 | [6 empty] | 4.21 | 4.24 | 60.15 | 41.87 | 44.8444 | [11 empty] | 31.09% | 30.2% | 30.46% | 30.81% | 32.04%
61202 | Mount Signal Solar Farm 3 (MS3) | 2018-11-30 | 2018 | CAISO | CA | 32.6788 | -115.5672 | 5.8522 | PV | Thin-Film | 328.9 | 252.3 | 1.3036 | Tracking | Single Axis | Tracking | 180 | [6 empty] | 22.75 | 4.7 | 81.03 | 54.99 | 51.3885 | [11 empty] | 28.26% | 26.89% | 29.18% | 28.21% | 28.94%
62082 | Southwick Solar PV | 2019-01-31 | 2019 | ISO-NE | MA | 42.0155 | -72.7757 | 3.8113 | PV | c-Si | 6.6 | 5.001 | 1.3197 | Fixed Tilt | Fixed Tilt | 20 | 179 | [6 empty] | 29.9 | 3.79 | 102.35 | 73.07 | [16 empty] | 18.97%
62327 | Synergen Panorama CSG aka Panorama Solar Electric Facility | 2019-07-30 | 2019 | PJM | MD | 38.7724 | -76.9711 | 4.1749 | PV | c-Si | 6.6 | 5.001 | 1.3197 | Fixed Tilt | Fixed Tilt | 25 | 180 | [6 empty] | 35.01 | [19 empty] | 18.44%
62381 | GMP Solar/Storage-Milton Hybrid | 2019-09-30 | 2019 | ISO-NE | VT | 44.6578 | -73.1797 | 3.6313 | PV | c-Si | 7 | 5.001 | 1.3997 | Fixed Tilt | Fixed Tilt | 25 | 180 | PV+Storage | Lithium-Ion | AC | 2019 | 2 | 8 | 30.53 | 3.99 | 103.42 | 74.8 | [16 empty] | 17.11%
62382 | GMP Solar/Storage-Ferrisburgh Hybrid | 2019-09-30 | 2019 | ISO-NE | VT | 44.2259 | -73.2471 | 3.6529 | PV | c-Si | 6.318 | 5.001 | 1.2633 | Tracking | Single Axis | Tracking | 180 | PV+Storage | Lithium-Ion | AC | 2019 | 2 | 8 | 30.8 | 4.16 | 100.13 | 71.5 | [16 empty] | 18.52%
62610 | Commerce Solar | 2019-12-31 | 2019 | ERCOT | TX | 29.4353 | -98.6175 | 4.754 | PV | c-Si | 5.9 | 5.001 | 1.1798 | Tracking | Single Axis | Tracking | 180 | PV+Storage | Lithium-Ion | AC | 2019 | 10 | 10 | 75.92 |  | 70.21 | 51.16 | [16 empty] | 19.61%
62652 | Happy Hollow CSG Hybrid | 2019-11-15 | 2019 | ISO-NE | MA | 42.6077 | -72.044 | 3.7906 | PV | c-Si | 7.128 | 5.001 | 1.4253 | Fixed Tilt | Fixed Tilt | 25 | 180 | PV+Storage | Lithium-Ion | AC | 2019 | 3.3 | 6.6 | 29.86 | 3.72 | 102.56 | 73.94 | [16 empty] | 18.19%
62682 | Noland Wastewater Treatment Plant Hybrid | 2019-08-31 | 2019 | SPP | AR | 36.0802 | -94.0661 | 4.399 | PV | c-Si | 5.8 | 5.001 | 1.1598 | Tracking | Single Axis | Tracking | 179 | PV+Storage | Lithium-Ion | AC | 2019 | 6 | 13.1 | 35.3 | 27.4 | 54.09 | 40.45 | [16 empty] | 19.71%
62683 | Westside Wastewater Treatment Plant Hybrid | 2019-08-31 | 2019 | SPP | AR | 36.0414 | -94.1401 | 4.4148 | PV | c-Si | 5.8 | 5.001 | 1.1598 | Tracking | Single Axis | Tracking | 180 | PV+Storage | Lithium-Ion | AC | 2019 | 6 | 13.1 | 35.39 | 25.39 | 47.27 | 35.35 | [16 empty] | 22.55%
62953 | Griffin Solar | 2019-11-30 | 2019 | ERCOT | TX | 31.4741 | -97.1358 | 4.7433 | PV | c-Si | 7.2 | 5.001 | 1.4397 | Tracking | Single Axis | Tracking | 181 | [6 empty] | 71.91 |  | 46.16 | 35 | [16 empty] | 25.78%
63000 | RT 52 Walden Solar 1 Hybrid | 2019-12-31 | 2019 | NYISO | NY | 41.5814 | -74.2147 | 3.8877 | PV | c-Si | 5.935 | 5.001 | 1.1868 | Fixed Tilt | Fixed Tilt | 25 | 210 | PV+Storage | Lithium-Ion |  | 2020 | 3.9 | 8.8 | 31.85 | 10.94 | 109.07 | 78.44 | [16 empty] | 14.67%
63186 | Imeson Solar (SunPort Solar) | 2019-12-31 | 2019 | Southeast (non-ISO) | FL | 30.4568 | -81.7149 | 4.7375 | PV | c-Si | 9 | 5.001 | 1.7996 | Tracking | Single Axis | Tracking | 180 | PV+Storage | LIB | DC | 2019 | 2 | 4 |  |  | 106.12 | 76.84 | [16 empty] | 24.65%
62305 | Tipton Solar Park | 2019-07-30 | 2019 | MISO | IN | 40.2778 | -86.0736 | 3.9457 | PV | c-Si | 6.3 | 5.3 | 1.1887 | Tracking | Single Axis | Tracking | 180 | [6 empty] | 37.99 | 14.13 | 66.1 | 48.53 | [13 empty] | 19.67% | 19.96% | 20.43% | 19.48%
62306 | IFF Union Beach Solar Project | 2019-06-30 | 2019 | PJM | NJ | 40.4457 | -74.1544 | 3.9162 | PV | c-Si | 6.799 | 5.5 | 1.2362 | Fixed Tilt | Fixed Tilt | 15 | 180 | [6 empty] | 23.95 |  | 161.63 | 112.57 | [13 empty] | 16.52% | 14.84% | 18.58% | 16.31%
62268 | NorWest Energy 4 aka Bonanza | 2019-01-31 | 2019 | West (non-ISO) | OR | 42.2051 | -121.3529 | 4.7827 | PV | c-Si | 6.8 | 5.6 | 1.2143 | Tracking | Single Axis | Tracking | 180 | [6 empty] | 41.11 | 14.41 | 80.34 | 57.77 | [13 empty] | 23.96% | 19.65% | 23.14% | 20.02%
62582 | Newfield Community Solar | 2019-01-31 | 2019 | NYISO | NY | 42.3851 | -76.6005 | 3.7079 | PV | c-Si | 7.5 | 6 | 1.25 | Fixed Tilt | Fixed Tilt | 20 | 180 | [6 empty] | 27.05 | 9.85 | 80.6 | 59.32 | [13 empty] | 16.59% | 16.12% | 17.02% | 16.48%
62931 | City of Pratt Solar (Pratt Solar Farm) | 2019-03-31 | 2019 | SPP | KS | 37.6549 | -98.7046 | 4.7407 | PV | c-Si | 7.67 | 6 | 1.2783 | Fixed Tilt | Fixed Tilt | 35 | 180 | [6 empty] | 26.05 | 20.93 | 59.3 | 44.45 | 63.4637 | [12 empty] | 23.11% | 21.82% | 21.72% | 18.92%
64519 | Centinela State Prison | 2019-12-31 | 2019 | West (non-ISO) | CA | 32.8254 | -115.7749 | 5.6778 | PV | c-Si | 8.2 | 6 | 1.3667 | Tracking | Single Axis | Tracking | 180 | [23 empty] | 30.4% | 34.16% | 32.43% | 34.53%
64521 | Calipatria State Prison | 2019-12-31 | 2019 | West (non-ISO) | CA | 33.1665 | -115.4953 | 5.8933 | PV | c-Si | 8.2 | 6 | 1.3667 | Tracking | Single Axis | Tracking | 180 | [23 empty] | 25.05% | 32.77% | 32.66% | 33.9%
62942 | DG AMP Wadsworth 1048 | 2019-12-31 | 2019 | PJM | OH | 41.0127 | -81.7656 | 3.8102 | PV | c-Si | 8.6026 | 6.3 | 1.3655 | Tracking | Single Axis | Tracking | 180 | [6 empty] | 32.72 |  | 61.14 | 45.91 | [13 empty] | 17.95% | 18.05% | 19.84% | 20.29%
62770 | IMPA Richmond 3 Solar Park | 2019-12-31 | 2019 | PJM | IN | 39.8394 | -84.8278 | 3.973 | PV | c-Si | 8.7 | 6.7 | 1.2985 | Tracking | Single Axis | Tracking | 180 | [6 empty] | 32.87 |  | 68.01 | 50.63 | [13 empty] | 18.47% | 20.22% | 19.97% | 18.13%
61872 | Lampwick | 2019-11-30 | 2019 | ERCOT | TX | 30.8728 | -99.5352 | 5.0733 | PV | c-Si | 10.9 | 7.5 | 1.4533 | Tracking | Single Axis | Tracking | 180 | [6 empty] | 73.1 |  | 72.39 | 53.63 | [13 empty] | 26.18% | 25.26% | 26.87% | 18.79%
62637 | Milford Solar Farm (NJ) | 2019-09-30 | 2019 | PJM | NJ | 40.6154 | -75.1566 | 3.932 | PV | c-Si | 8.9 | 7.5 | 1.1867 | Fixed Tilt | Fixed Tilt | 15 | 180 | [6 empty] | 24.15 |  | 113.18 | 80.37 | [13 empty] | 14.74% | 15.54% | 15.91% | 16.92%
61794 | Gateway Solar | 2019-05-31 | 2019 | PJM | MD | 38.3772 | -75.2748 | 4.2143 | PV | c-Si | 10 | 7.6 | 1.3158 | Tracking | Single Axis | Tracking | 181 | [6 empty] | 39.95 |  | 134.81 | 96.1 | [13 empty] | 11.58% | 14.45% | 15.98% | 14.99%
62638 | McCullough Road Solar Farm | 2019-06-30 | 2019 | PJM | NJ | 40.7573 | -74.9573 | 3.9208 | PV | c-Si | 10 | 7.6 | 1.3158 | Fixed Tilt | Fixed Tilt | 23 | 180 | [6 empty] | 24.19 |  | 107.77 | 76.38 | [13 empty] | 19.25% | 19.17% | 20.48% | 19.93%
62655 | HL Solar/Lassen | 2019-06-30 | 2019 | CAISO | CA | 40.3724 | -120.261 | 5.0394 | PV | c-Si | 9.308 | 7.6 | 1.2247 | Tracking | Single Axis | Tracking | 180 | [6 empty] | 35.8 | 5.64 | 97.05 | 70.08 | [13 empty] | 16.91% | 10.52% | 18.02% | 16.44%
62484 | IMPA Crawfordsville 2 Solar Park | 2019-12-31 | 2019 | MISO | IN | 40.0536 | -86.8877 | 3.9821 | PV | c-Si | 10.367 | 7.9 | 1.3123 | Fixed Tilt | Fixed Tilt |  | 180 | [6 empty] | 35.82 | 14.24 | 73.23 | 54.81 | [13 empty] | 16.69% | 18.08% | 16.46%
63869 | IBM Solar | 2019-07-30 | 2019 | West (non-ISO) | CO | 40.0917 | -105.1916 | 4.4952 | PV | c-Si | 9.7 | 8.1 | 1.1975 | Tracking | Single Axis | 52 | 180 | [6 empty] | 22.43 | 19 | 56.92 | 42.47 | [13 empty] | 21.66% | 21.65% | 21.47% | 19.45%
61974 | Diamond Solar II | 2019-06-30 | 2019 | Southeast (non-ISO) | SC | 33.7867 | -81.2688 | 4.5643 | PV | c-Si | 10.82 | 8.2 | 1.3195 | Tracking | Single Axis | Tracking | 180 | [6 empty] | 32.3 | 15.32 | 95.78 | 70.35 | [13 empty] | 20.92% | 20.65% | 16.19% | 13.9%
59910 | KDC Solar PR1 (Six Flags Adventure Solar) | 2019-06-30 | 2019 | PJM | NJ | 40.1336 | -74.4224 | 4.0324 | PV | c-Si | 12.5 | 8.8 | 1.4205 | Fixed Tilt | Fixed Tilt | 15 | 180 | [6 empty] | 23.48
64227 | Alexis Solar (GMP Azure Solar Park) | 2019-12-31 | 2019 | ERCOT | TX | 26.8884 | -98.2345 | 4.9346 | PV | c-Si | 14 | 9.5 | 1.4737 | Tracking | Single Axis | Tracking | 180 | [6 empty] | 56.29 | [16 empty] | 11.33% | 9.553% | 23.12% | 20.88%
63344 | Starvation (aka Starvation Ridge?) | 2019-12-31 | 2019 | West (non-ISO) | OR | 43.5033 | -119.1498 | 4.5844 | PV | c-Si | 15.3 | 9.9 | 1.5455 | Tracking | Single Axis | Tracking | 180 | [6 empty] | 45.27 | 7.36 | 71.38 | 51.91 | [13 empty] | 27.42% | 26.55% | 27.46% | 25.64%
60997 | Everett PV1 | 2019-12-31 | 2019 | PJM | NC | 35.8211 | -77.3096 | 4.4374 | PV | c-Si | 13 | 10 | 1.3 | Fixed Tilt | Fixed Tilt | 20 | 191 | [6 empty] | 30.99 |  | 50.35 | 38.16 | [13 empty] | 16.78% | 22.29% | 18.69% | 22.06%
61840 | Hope Farm Solar | 2019-09-30 | 2019 | ISO-NE | RI | 41.7483 | -71.522 | 3.8457 | PV | c-Si | 12.6 | 10 | 1.26 | Fixed Tilt | Fixed Tilt | 25 | 171 | [6 empty] | 28.92 | 3.59 | 70.84 | 52.06 | [13 empty] | 19.04% | 17.76% | 19.45% | 18.17%
61875 | Cascade Solar (TX) | 2019-04-30 | 2019 | ERCOT | TX | 29.206 | -96.0274 | 4.6424 | PV | c-Si | 14.2 | 10 | 1.42 | Tracking | Single Axis | Tracking | 180 | [6 empty] | 70.27 |  | 55.71 | 41.6 | [13 empty] | 20.86% | 20.67% | 23.86% | 24.33%
61996 | Rankin Solar Center | 2019-12-31 | 2019 | Southeast (non-ISO) | SC | 34.2361 | -79.6545 | 4.5626 | PV | c-Si | 13.4 | 10 | 1.34 | Tracking | Single Axis | Tracking | 180 | [8 empty] | 71.3 | 52.15 | [13 empty] | 13.69% | 23.3% | 22.95% | 21.81%
62467 | Vista Solar Energy Center | 2019-03-31 | 2019 | West (non-ISO) | NM | 34.7411 | -106.6572 | 5.6191 | PV | c-Si | 12.8 | 10 | 1.28 | Tracking | Single Axis | Tracking | 180 | [6 empty] | 28.4 | 15.31 | 35.74 | 26.96 | [13 empty] | 29.74% | 26.92% | 28.81% | 31.3%
62597 | Rio De Oro Solar Energy Center | 2019-06-30 | 2019 | West (non-ISO) | NM | 34.6921 | -106.6893 | 5.6618 | PV | c-Si | 12.5 | 10 | 1.25 | Tracking | Single Axis | Tracking | 180 | [6 empty] | 28.57 | 15.15 | 35.19 | 26.48 | [13 empty] | 27.66% | 26.92% | 31.2% | 31.74%
62980 | Turquoise Liberty Solar (Turquoise 1) | 2019-11-30 | 2019 | West (non-ISO) | NV | 39.5812 | -119.5191 | 5.2311 | PV | Thin-Film | 11 | 10 | 1.1 | Tracking | Single Axis | Tracking | 179 | [6 empty] | 33.85 | 13.12 | 63.32 | 45.06 | 31.7651 | [12 empty] | 18.43% | 25.37% | 27.94% | 16.88%
63027 | Mars Solar | 2019-08-31 | 2019 | ERCOT | TX | 27.4234 | -98.8301 | 5.0258 | PV | Thin-Film | 14.2 | 10 | 1.42 | Tracking | Single Axis | Tracking | 180 | [6 empty] | 55.56 |  | 50.74 | 37.9 | [13 empty] | 24.9% | 28.19% | 23.07% | 26.27%
63081 | San Miguel I Solar Energy Center | 2019-09-30 | 2019 | West (non-ISO) | NM | 35.6343 | -105.1753 | 5.2828 | PV | c-Si | 12.8 | 10 | 1.28 | Tracking | Single Axis | Tracking | 180 | [6 empty] | 29.02 | 11.39 | 36.42 | 27.48 | [13 empty] | 29% | 30.18% | 30.01% | 30.43%
63082 | San Miguel II Solar Energy Center | 2019-10-30 | 2019 | West (non-ISO) | NM | 35.6344 | -105.1755 | 5.2828 | PV | c-Si | 12.636 | 10 | 1.2636 | Tracking | Single Axis | Tracking | 180 | [6 empty] | 28.95 | 11.54 | 36.61 | 27.58 | [13 empty] | 29.18% | 31.22% | 30.27% | 30.02%
63184 | Rio Rancho Solar Energy Center | 2019-12-31 | 2019 | West (non-ISO) | NM | 35.1048 | -106.4824 | 5.5623 | PV | c-Si | 12.5 | 10 | 1.25 | Tracking | Single Axis | Tracking | 180 | [6 empty] | 27.55 | 13.99 | 37.55 | 28.24 | [13 empty] | 29.43% | 31.65% | 31.42% | 29.2%
63301 | Garrett Solar (PSEG Lake County Solar Energy Center, FKA Lakeview Airport 10 Solar) | 2019-12-31 | 2019 | West (non-ISO) | OR | 42.1657 | -120.4092 | 4.7203 | PV | c-Si | 13.1 | 10 | 1.31 | Tracking | Single Axis | Tracking | 180 | [6 empty] | 39.09 | 14.8 | 70.46 | 50.17 | [13 empty] | 26.56% | 28.47% | 28.91% | 25.85%
63505 | Cherry Blossom Solar | 2019-12-31 | 2019 | Southeast (non-ISO) | SC | 33.7622 | -79.458 | 4.6141 | PV | c-Si | 14.4 | 10 | 1.44 | Tracking | Single Axis | Tracking | 180 | [6 empty] | 31.85 | 10.1 | 42.51 | 33.01 | [13 empty] | 23.65% | 23.43% | 23.51% | 23.84%
65465 | Cinnaminson Landfill Solar | 2019-03-31 | 2019 | PJM | NJ | 40.0158 | -74.9835 | 3.9888 | PV | c-Si | 13 | 10 | 1.3 | Fixed Tilt | Fixed Tilt | 15 | 180 | [6 empty] | 23.07 | [19 empty] | 19.55%
65467 | Pennsauken Brownfield Solar | 2019-04-30 | 2019 | PJM | NJ | 39.9648 | -75.0796 | 4.0332 | PV | c-Si | 15.2 | 12 | 1.2667 | Fixed Tilt | Fixed Tilt | 5 | 180 | [6 empty] | 22.32 | [19 empty] | 15.05%
62792 | DG AMP Solar Piqua Manier | 2019-07-30 | 2019 | PJM | OH | 40.1304 | -84.2555 | 3.9253 | PV | c-Si | 13.2 | 12.625 | 1.0455 | Tracking | Single Axis | Tracking | 180 | [6 empty] | 34.85 |  | 59.89 | 43.84 | [13 empty] | 19.17% | 19.95% | 20.25% | 19.56%
62989 | Whitetail Solar 1 (Roxbury Solar) | 2019-12-31 | 2019 | PJM | PA | 40.1392 | -77.6095 | 3.8981 | PV | c-Si | 18.307 | 13.5 | 1.3561 | Tracking | Single Axis | 52 | 180 | [6 empty] | 35.84 |  | 62.28 | 46.6 | [13 empty] | 20.89% | 20.57% | 21.54% | 19.82%
64723 | Alton Road Solar (Southern Sky Renewable Energy RI-Alton Rd-Hopkinton) | 2019-12-31 | 2019 | ISO-NE | RI | 41.4118 | -71.7379 | 3.9226 | PV | c-Si | 17.553 | 13.875 | 1.2651 | Fixed Tilt | Fixed Tilt | 20 | 180 | [6 empty] | 29.71 | 3.76 | 69.85 | 51.23 | [14 empty] | 20.01% | 20.04% | 19.56%
58281 | Lanikuhana Solar (Mililani II) | 2019-09-30 | 2019 | HI | HI | 21.4254 | -158.0207 | 5.0733 | PV | Thin-Film | 18 | 14.7 | 1.2245 | Tracking | Single Axis | Tracking | 180 | [8 empty] | 131.04 | 90.69 | 105.01 | [12 empty] | 21.96% | 21.84% | 22.13% | 22.58%
62389 | Pasto Solar | 2019-09-30 | 2019 | NYISO | NY | 42.21 | -76.5238 | 3.7322 | PV | c-Si | 23.865 | 16 | 1.4916 | Fixed Tilt | Fixed Tilt | 20 | 180 | [6 empty] | 27.21 | 9.93 | 80.44 | 59.5 | [13 empty] | 18.94% | 18.44% | 18.97% | 16.06%
60510 | Two Mile Desert Project aka Hertford Solar | 2019-06-30 | 2019 | PJM | NC | 36.2234 | -76.4657 | 4.4351 | PV | c-Si | 21.0399 | 16.2 | 1.2988 | Fixed Tilt | Fixed Tilt | 15 | 169 | [6 empty] | 31.69 |  | 68.43 | 50.42 | [13 empty] | 19.56% | 20.04% | 20.52% | 19.95%
64108 | Gold Meadow Farms | 2019-05-31 | 2019 | ISO-NE | RI | 41.7342 | -71.528 | 3.8457 | PV | c-Si | 21.3 | 16.2 | 1.3148 | Fixed Tilt | Fixed Tilt | 25 | 180 | [6 empty] | 29.04 | 3.7 | [15 empty] | 20.62% | 19.65% | 20.69% | 19.35%
62413 | Ellis Solar (North+South) | 2019-12-31 | 2019 | NYISO | NY | 42.4489 | -76.4338 | 3.6929 | PV | c-Si | 27 | 18 | 1.5 | Fixed Tilt | Fixed Tilt | 20 | 180 | [6 empty] | 27.18 | 10.36 | 79.21 | 59.13 | [13 empty] | 18.47% | 17.87% | 17.83% | 10.38%
63031 | Gloucester Solar | 2019-04-30 | 2019 | PJM | VA | 37.442 | -76.4683 | 4.3109 | PV | c-Si | 27.8 | 19.9 | 1.397 | Tracking | Single Axis | Tracking | 191 | [6 empty] | 35.87 |  | 69.65 | 51.18 | [13 empty] | 21.41% | 23.02% | 23.34% | 21.49%
59524 | Blackwell Solar Park | 2019-01-31 | 2019 | CAISO | CA | 35.6191 | -119.8539 | 5.3722 | PV | c-Si | 25 | 20 | 1.25 | Tracking | Single Axis | Tracking | 179 | [6 empty] | 20.55 | 5.14 | 58.05 | 42.61 | [13 empty] | 26.22% | 26.76% | 25.72% | 22.89%
59878 | Windhub Solar A | 2019-12-31 | 2019 | CAISO | CA | 35.0202 | -118.2875 | 5.7908 | PV | Thin-Film | 25 | 20 | 1.25 | Tracking | Single Axis | Tracking | 180 | [6 empty] | 23.52 | 4.83 | 49.25 | 36.42 | 43.9242 | [12 empty] | 28.2% | 28.6% | 25.57% | 25.43%
59951 | Five Forks Solar | 2019-12-31 | 2019 | PJM | NC | 36.5169 | -78.0331 | 4.3874 | PV | c-Si | 25.9 | 20 | 1.295 | Tracking | Single Axis | Tracking | 180 | [6 empty] | 32.16 |  | 64.92 | 47.87 | [13 empty] | 22.63% | 23.67% | 22.03% | 20.44%
61265 | Antelope DSR 3 | 2019-09-30 | 2019 | CAISO | CA | 34.7369 | -118.3041 | 5.7812 | PV | c-Si | 25 | 20 | 1.25 | Tracking | Single Axis | Tracking | 180 | [6 empty] | 22.11 | 4.82 | 55.32 | 41.06 | [13 empty] | 32.48% | 33.68% | 19.76% | 20.65%
61778 | North Halifax | 2019-12-31 | 2019 | PJM | NC | 36.2106 | -77.6231 | 4.4232 | PV | c-Si | 26.9 | 20 | 1.345 | Tracking | Single Axis | Tracking | 181 | [6 empty] | 28.39 |  | 61.25 | 45.31 | [13 empty] | 21.67% | 23.03% | 24.26% | 22.22%
61973 | Blackville Solar II | 2019-05-31 | 2019 | Southeast (non-ISO) | SC | 33.34 | -81.2607 | 4.6338 | PV | c-Si | 28 | 20 | 1.4 | Tracking | Single Axis | Tracking | 180 | [6 empty] | 32.23 | 15.01 | 82.33 | 61.33 | [13 empty] | 24.06% | 21.52% | 19.41% | 14.93%
61987 | West Loch Solar One | 2019-11-30 | 2019 | HI | HI | 21.3381 | -158.0108 | 5.6001 | PV | c-Si | 28 | 20 | 1.4 | Fixed Tilt | Fixed Tilt | 15 | 180 | [8 empty] | 92.42 | 66.16 | [13 empty] | 22.09% | 21.21% | 21.82% | 22.44%
62017 | Riverhead Solar Farm | 2019-06-30 | 2019 | NYISO | NY | 40.923 | -72.7645 | 3.9273 | PV | c-Si | 22.9 | 20 | 1.145 | Tracking | Single Axis | Tracking | 180 | [6 empty] | 46.22 | 14.83 | 116.49 | 82.03 | 168.8874 | [12 empty] | 17.51% | 19.04% | 19.68% | 17.36%
63668 | University Solar, LLC | 2019-12-31 | 2019 | ISO-NE | RI | 41.6152 | -71.6574 | 3.8908 | PV | c-Si | 28.4 | 24 | 1.1833 | Fixed Tilt | Fixed Tilt | 15 | 180 | [6 empty] | 29.3 | 3.85 | 67.71 | 51.1 | [13 empty] | 15.58% | 15.86% | 16.15% | 14.84%
62657 | DWW Solar ll (aka Tobacco Valley Solar) | 2019-12-31 | 2019 | ISO-NE | CT | 41.9037 | -72.797 | 3.8075 | PV | c-Si | 48.6 | 26.4 | 1.8409 | Fixed Tilt | Fixed Tilt | 20 | 180 | [6 empty] | 30.49 | 4.96 | 127.49 | 92.63 | [13 empty] | 16.46% | 14.77% | 15.85% | 17.77%
61268b | Kayenta Solar 2 | 2019-08-31 | 2019 | West (non-ISO) | AZ | 36.7874 | -110.2404 | 5.4825 | PV | c-Si | 38.8 | 28 | 1.3857 | Tracking | Single Axis | Tracking | 180 | [23 empty] | 26.49% | 25.91% | 21.88% | 21.12%
62052 | Citizens Imperial Solar | 2019-08-31 | 2019 | West (non-ISO) | CA | 33.1903 | -115.4317 | 5.8933 | PV | c-Si | 39.4585 | 30 | 1.3153 | Tracking | Single Axis | Tracking | 180 | [8 empty] | 52.23 | 38.66 | 29.6736 | [12 empty] | 30.2% | 29.22% | 27.38% | 24.57%
61655 | Bonnie Mine Solar | 2019-01-31 | 2019 | Southeast (non-ISO) | FL | 27.878 | -81.9167 | 5.0131 | PV | Thin-Film | 41.7 | 37.5 | 1.112 | Tracking | Single Axis | Tracking | 180 | [6 empty] | 19.78 | 35.53 | 71.56 | 52.5 | [13 empty] | 20.53% | 21.82% | 18.52% | 16.31%
62376 | Grazing Yak Solar | 2019-11-30 | 2019 | West (non-ISO) | CO | 38.9778 | -104.2527 | 4.9866 | PV | c-Si | 47.25 | 39.5 | 1.1962 | Tracking | Single Axis | Tracking | 181 | [6 empty] | 21.65 | 22.25 | 41.5 | 31.53 | 29.3526 | [12 empty] | 24.9% | 25.46% | 24.87% | 23.2%
62057 | SR Hazlehurst III | 2019-12-31 | 2019 | Southeast (non-ISO) | GA | 31.8325 | -82.6021 | 4.721 | PV | c-Si | 55.3 | 40 | 1.3825 | Tracking | Single Axis | Tracking | 180 | [6 empty] | 29.11 | 33.92 | 39.58 | 30.75 | 29.6894 | [12 empty] | 27.03% | 26.56% | 26.86% | 23.88%
63187 | Tallahassee Solar 2 (FL Solar 4) | 2019-12-31 | 2019 | Southeast (non-ISO) | FL | 30.3795 | -84.3574 | 4.7658 | PV | Thin-Film | 55 | 42 | 1.3095 | Fixed Tilt | Fixed Tilt | 25 | 180 | [8 empty] | 60.17 | 45.29 | 42.6422 | [12 empty] | 19.93% | 16.82% | 19.98% | 19.03%
62541 | Lake Placid Solar Power Plant | 2019-12-31 | 2019 | Southeast (non-ISO) | FL | 27.3315 | -81.3684 | 5.0683 | PV | c-Si | 63 | 45 | 1.4 | Tracking | Single Axis | Tracking | 180 | PV+Storage | LIB | DC | 2023 | 17.3 | 36 | 22.2 | 63.75 | 74.98 | 56.21 | [13 empty] | 24.52% | 14.51% | 19.74% | 16.05%
60024 | Waipio Solar (Waiwa PV) | 2019-09-30 | 2019 | HI | HI | 21.4553 | -157.9811 | 5.1272 | PV | Thin-Film | 59.9 | 45.9 | 1.305 | Tracking | Single Axis | Tracking | 180 | [8 empty] | 95.61 | 67.94 | 96.0896 | [12 empty] | 19.78% | 19.75% | 23.04% | 21.61%
62560 | Airport Solar | 2019-12-31 | 2019 | West (non-ISO) | OR | 42.1672 | -120.4083 | 4.7203 | PV | c-Si | 60.7 | 47.3 | 1.2833 | Tracking | Single Axis | Tracking | 180 | [6 empty] | 39.07 | 14.26 | 56.26 | 41.2 | [13 empty] | 24.48% | 24.68% | 28.14% | 25.42%
60125 | Kawailoa Solar | 2019-09-19 | 2019 | HI | HI | 21.6196 | -158.0506 | 5.3296 | PV | Thin-Film | 62.7 | 48.75 | 1.2862 | Tracking | Single Axis | Tracking | 180 | Wind+PV | [7 empty] | 128.09 | 90.51 | 101.1712 | [12 empty] | 18.33% | 18.22% | 17.88% | 16.82%
61657 | Lake Hancock Solar | 2019-04-30 | 2019 | Southeast (non-ISO) | FL | 27.9297 | -81.8637 | 4.9989 | PV | Thin-Film | 58 | 49.6 | 1.1694 | Tracking | Single Axis | Tracking | 180 | [6 empty] | 19.77 | 29.97 | 59.12 | 43.6 | [13 empty] | 19.13% | 21.82% | 21.52% | 20.66%
63579 | Britton Solar Energy Center | 2019-12-31 | 2019 | West (non-ISO) | NM | 35.0163 | -106.0984 | 5.4388 | PV | c-Si | 67.7 | 50 | 1.354 | Tracking | Single Axis | Tracking | 180 | [6 empty] | 29.53 | 13.62 | 34.97 | 26.51 | 26.5129 | [12 empty] | 32.02% | 32.29% | 31.54% | 32.13%
62163 | SR Meridian III | 2019-12-31 | 2019 | Southeast (non-ISO) | MS | 32.4499 | -88.5534 | 4.6159 | PV | c-Si | 75 | 52.5 | 1.4286 | Tracking | Single Axis | Tracking | 180 | [6 empty] | 29.68 | 35.68 | 37.4 | 29.02 | 39.8788 | [12 empty] | 26.99% | 25.94% | 27.84% | 26.93%
61666 | Peace Creek Solar | 2019-03-31 | 2019 | Southeast (non-ISO) | FL | 27.9145 | -81.8083 | 4.9989 | PV | Thin-Film | 64.8 | 55 | 1.1782 | Tracking | Single Axis | Tracking | 180 | [6 empty] | 19.77 | 32.91 | 63.3 | 46.69 | [13 empty] | 21.28% | 22.87% | 20.53% | 18.96%
62399 | Sage Solar I-III | 2019-10-31 | 2019 | West (non-ISO) | UT | 41.77 | -111.0614 | 4.5124 | PV | Thin-Film | 76.3 | 57.6 | 1.3247 | Tracking | Single Axis | Tracking | 180 | [6 empty] | 36.25 | 20.11 | 58.8 | 43.11 | [13 empty] | 29.42% | 23.94% | 24.85% | 24.37%
61656 | Grange Hall Solar | 2019-01-31 | 2019 | Southeast (non-ISO) | FL | 27.6815 | -82.2068 | 4.9986 | PV | Thin-Film | 71.4 | 61.1 | 1.1686 | Tracking | Single Axis | Tracking | 180 | [6 empty] | 19.72 | 33.44 | 64.54 | 47.68 | [13 empty] | 22.15% | 22.97% | 20.93% | 17.86%
62678 | Crooked Run | 2019-12-31 | 2019 | Southeast (non-ISO) | NC | 34.6825 | -77.9833 | 4.4984 | PV | Thin-Film | 105.6053 | 70.1 | 1.5065 | Tracking | Single Axis | Tracking | 204 | [6 empty] | 31.54 | 10.59 | 59.71 | 44.94 | [13 empty] | 22.21% | 23.67% | 23.25% | 21.97%
61701 | Seabrook Solar | 2019-12-31 | 2019 | Southeast (non-ISO) | SC | 32.5649 | -80.7314 | 4.7097 | PV | Thin-Film | 93 | 72.5 | 1.2828 | Tracking | Single Axis | Tracking | 182 | [6 empty] | 32.27 | 25.02 | 68.76 | 51.3 | [13 empty] | 23.55% | 23.77% | 21.19% | 16.41%
61663 | Lithia Solar | 2019-01-31 | 2019 | Southeast (non-ISO) | FL | 27.7533 | -82.1647 | 5.0125 | PV | Thin-Film | 87.2 | 74.5 | 1.1705 | Tracking | Single Axis | Tracking | 180 | [6 empty] | 19.68 | 31.39 | 61.92 | 45.63 | [13 empty] | 21.9% | 23.38% | 22.68% | 19.31%
61763 | FPL Sunshine Gateway Solar Energy Center | 2019-01-31 | 2019 | Southeast (non-ISO) | FL | 30.2798 | -82.7797 | 4.7771 | PV | c-Si | 113.24 | 74.5 | 1.52 | Fixed Tilt | Fixed Tilt | 20 | 195 | PV+Storage | LIB | AC | 2021 | 30 | 75 | 31.3 | 29.76 | 50.8 | 39.23 | [13 empty] | 23.28% | 22.04% | 23.06% | 21.51%
61766 | FPL Miami Dade Solar Energy Center | 2019-01-31 | 2019 | Southeast (non-ISO) | FL | 25.6446 | -80.4878 | 4.9811 | PV | c-Si | 113.24 | 74.5 | 1.52 | Fixed Tilt | Fixed Tilt | 20 | 195 | [6 empty] | 30.65 | 37.2 | 48.96 | 38.12 | [13 empty] | 23.42% | 23.26% | 22.03% | 21.05%
61767 | FPL Pioneer Trail Solar Energy Center | 2019-01-31 | 2019 | Southeast (non-ISO) | FL | 29.0126 | -81.1005 | 4.8071 | PV | c-Si | 113.24 | 74.5 | 1.52 | Fixed Tilt | Fixed Tilt | 20 | 195 | [6 empty] | 30.73 | 29.31 | 54.72 | 42.21 | [13 empty] | 22.21% | 22.32% | 20.66% | 20.05%
61768 | FPL Interstate Solar Energy Center | 2019-01-31 | 2019 | Southeast (non-ISO) | FL | 27.4887 | -80.4431 | 4.9338 | PV | c-Si | 113.24 | 74.5 | 1.52 | Fixed Tilt | Fixed Tilt | 20 | 195 | [6 empty] | 30.85 | 32.4 | 47.28 | 36.7 | [13 empty] | 23.21% | 23.77% | 22.35% | 22.51%
61790 | Shaw Creek Solar | 2019-10-31 | 2019 | Southeast (non-ISO) | SC | 33.6757 | -81.748 | 4.5761 | PV | c-Si | 108.6 | 74.9 | 1.4499 | Tracking | Single Axis | Tracking | 180 | [6 empty] | 32.34 | 16.44 | 49.29 | 37.06 | 33.4075 | [12 empty] | 25.2% | 25.85% | 26.38% | 26.06%
62543 | Trenton Solar Power Plant | 2019-12-31 | 2019 | Southeast (non-ISO) | FL | 29.6351 | -82.8431 | 4.8228 | PV | c-Si | 104.9 | 74.9 | 1.4005 | Tracking | Single Axis | Tracking | 181 | [6 empty] | 22.21 | 47.64 | 54.87 | 41.35 | [13 empty] | 25.81% | 24.64% | 25.23% | 21.48%
62679 | Palmetto Plains Solar Project | 2019-07-30 | 2019 | Southeast (non-ISO) | SC | 33.3467 | -80.7021 | 4.636 | PV | Thin-Film | 106 | 74.9 | 1.4152 | Tracking | Single Axis | Tracking | 180 | [6 empty] | 32.25 | 21.82 | 61 | 45.92 | [13 empty] | 24% | 24.38% | 21.12% | 19.66%
63076 | Gutenberg Solar | 2019-10-31 | 2019 | PJM | NC | 36.452 | -77.5371 | 4.4007 | PV | Thin-Film | 119 | 79.9 | 1.4894 | Tracking | Single Axis | Tracking | 180 | [6 empty] | 28.33 |  | 71.63 | 53.12 | [13 empty] | 21.79% | 25.15% | 22.87% | 20.15%
62544 | Wilkinson Solar | 2019-12-31 | 2019 | PJM | NC | 35.5931 | -76.7613 | 4.4103 | PV | c-Si | 95.9 | 80.6 | 1.1898 | Tracking | Single Axis | Tracking | 172.7 | [6 empty] | 32.38 |  | 69.94 | 50.66 | [13 empty] | 19.9% | 23.72% | 23.42% | 21.13%
60491 | Springbok 3 Solar Farm | 2019-07-30 | 2019 | West (non-ISO) | CA | 35.2708 | -118.0043 | 5.8451 | PV | c-Si | 121 | 90 | 1.3444 | Tracking | Single Axis | Tracking | 179 | PV+Storage | Lithium-Ion | AC | 2019 | 1.5 | 1.5 | 23.34 | 12.28 | 80.92 | 56.96 | 44.0845 | [12 empty] | 30.68% | 30.28% | 29.71% | 29.67%
59826 | Sunshine Valley Solar | 2019-12-31 | 2019 | CAISO | NV | 36.5162 | -116.5059 | 5.6937 | PV | Thin-Film | 126 | 100 | 1.26 | Tracking | Single Axis | Tracking | 180 | [6 empty] | 24.39 | 5.43 | 55.91 | 41.05 | 41.1363 | [12 empty] | 21.73% | 24.58% | 26.67% | 24.71%
60324 | Willow Springs Solar | 2019-01-31 | 2019 | CAISO | CA | 34.8326 | -118.3289 | 5.7758 | PV | Thin-Film | 125.7 | 100 | 1.257 | Tracking | Single Axis | Tracking | 180 | [6 empty] | 20.66 | 5.01 | 52.32 | 38.27 | [13 empty] | 26.72% | 28.03% | 26.02% | 27.12%
61611 | Techren Solar I | 2019-03-31 | 2019 | West (non-ISO) | NV | 35.8513 | -114.9744 | 5.478 | PV | c-Si | 132 | 100 | 1.32 | Tracking | Single Axis | Tracking | 180 | [6 empty] | 24.84 | 10.66 | 56.31 | 41.81 | 36.7764 | [12 empty] | 28.61% | 26.96% | 24.6% | 22.09%
62004 | San Pablo Raceway | 2019-08-31 | 2019 | CAISO | CA | 34.7228 | -118.2808 | 5.8114 | PV | c-Si | 132 | 100 | 1.32 | Tracking | Single Axis | Tracking | 180 | [6 empty] | 22.39 | 5.04 | 41.45 | 31.22 | 32.2631 | [12 empty] | 31.51% | 34.09% | 29.16% | 26.95%
62415 | West of the Pecos Solar | 2019-12-31 | 2019 | ERCOT | TX | 31.8424 | -102.86 | 5.5685 | PV | c-Si | 130.6519 | 100 | 1.3065 | Tracking | Single Axis | Tracking | 180 | [6 empty] | 69.97 |  | 38.53 | 29.41 | [13 empty] | 28.15% | 28.79% | 29.46% | 26.3%
62448 | Lapetus 2 (second phase) | 2019-12-31 | 2019 | ERCOT | TX | 32.4594 | -102.6803 | 5.4764 | PV | c-Si | 135.3 | 100.7 | 1.3436 | Tracking | Single Axis | Tracking | 180 | [6 empty] | 61.04 |  | 68.77 | 50.17 | [13 empty] | 28.41% | 24.45% | 25.76% | 21.73%
62367 | SR Arlington II (Bancroft Station Solar Farm) | 2019-11-30 | 2019 | Southeast (non-ISO) | GA | 31.4155 | -84.8307 | 4.7441 | PV | c-Si | 139.7 | 102.5 | 1.3629 | Tracking | Single Axis | Tracking | 180 | [6 empty] | 29.54 | 34.09 | 40.49 | 31.49 | 23.9776 | [12 empty] | 24.53% | 24.6% | 24.28% | 23.12%
62288 | Valentine Solar | 2019-11-30 | 2019 | CAISO | CA | 34.9042 | -118.3836 | 5.8249 | PV | Thin-Film | 132 | 111.2 | 1.1871 | Tracking | Single Axis | Tracking | 180 | [6 empty] | 44.04 | 5.36 | 53.03 | 38.77 | [13 empty] | 25.96% | 26.97% | 25.27% | 25.27%
62375 | Dougherty County Solar | 2019-12-31 | 2019 | Southeast (non-ISO) | GA | 31.5148 | -84.0402 | 4.7383 | PV | c-Si | 174 | 120 | 1.45 | Tracking | Single Axis | Tracking | 180 | [6 empty] | 29.5 | 33.51 | 45.86 | 34.84 | 27.7219 | [12 empty] | 26.21% | 26.11% | 27.43% | 25.66%
61985 | Colonial Trail West | 2019-12-31 | 2019 | PJM | VA | 37.1526 | -76.9017 | 4.3265 | PV | c-Si | 210.9 | 142.4 | 1.481 | Tracking | Single Axis | Tracking | 181 | [6 empty] | 35.82 |  | 69.4 | 51.45 | [13 empty] | 24.09% | 21.74% | 22.05% | 20.86%
59879 | North Rosamond Solar | 2019-06-30 | 2019 | CAISO | CA | 34.8466 | -118.3759 | 5.7758 | PV | Thin-Film | 182.5 | 150 | 1.2167 | Tracking | Single Axis | Tracking | 180 | [6 empty] | 21.25 | 5.25 | 74.52 | 52.91 | [13 empty] | 26.69% | 26.43% | 25.2% | 25.86%
60034 | California Flats Solar 2 (CA Flats Solar 150) | 2019-02-28 | 2019 | CAISO | CA | 35.8659 | -120.3153 | 5.4431 | PV | Thin-Film | 201 | 150 | 1.34 | Tracking | Single Axis | Tracking | 180 | [6 empty] | 18.94 | 5.85 | 87.59 | 62.24 | [13 empty] | 28.09% | 29.04% | 26.18% | 23.2%
62584 | Quitman Solar | 2019-12-31 | 2019 | Southeast (non-ISO) | GA | 30.849 | -83.6433 | 4.7778 | PV | c-Si | 225 | 150 | 1.5 | Tracking | Single Axis | Tracking | 180 | [6 empty] | 29.45 | 30.01 | 43.73 | 33.51 | 27.8614 | [12 empty] | 26.91% | 25.5% | 26.83% | 26.26%
59525 | Wright Solar Park | 2019-12-31 | 2019 | CAISO | CA | 37.0094 | -120.9572 | 5.2236 | PV | c-Si | 237.3 | 200 | 1.1865 | Tracking | Single Axis | Tracking | 180 | [6 empty] | 21.04 | 5.09 | 37.33 | 28.26 | 31.5672 | [12 empty] | 27.75% | 28.69% | 27.47% | 26.41%
61930 | Techren Solar II | 2019-10-31 | 2019 | West (non-ISO) | NV | 35.8673 | -114.9564 | 5.478 | PV | c-Si | 249.9 | 200 | 1.2495 | Tracking | Single Axis | Tracking | 180 | [6 empty] | 24.87 | 10.05 | 32.81 | 24.98 | 33.7036 | [12 empty] | 30.03% | 31.68% | 31.92% | 30.59%
61906 | Phoebe Solar | 2019-11-30 | 2019 | ERCOT | TX | 31.8434 | -102.8683 | 5.5685 | PV | Thin-Film | 315 | 250 | 1.26 | Tracking | Single Axis | Tracking | 180 | [6 empty] | 66.1 |  | 54.64 | 40.23 | [13 empty] | 27.99% | 25.04% | 23.83% | 24.07%
62731 | Middleton Municipal Airport Solar (Morey Field) | 2020-07-30 | 2020 | MISO | WI | 43.1163 | -89.5324 | 3.845 | PV | c-Si | 6.3 | 5.001 | 1.2597 | Tracking | Single Axis | Tracking | 180 | [6 empty] | 32.56 | 14.29 | 72.48 | 53.15 | [16 empty] | 17.56%
62999 | Finchville Solar Hybrid CSG | 2020-10-31 | 2020 | NYISO | NY | 41.4553 | -74.5494 | 3.8438 | PV | c-Si | 6.8141 | 5.001 | 1.3626 | Fixed Tilt | Fixed Tilt | 25 | 220 | PV+Storage | Lithium-Ion |  | 2020 | 1.92 | 4.4 | 30.33 | 11.63 | 87.57 | 63.64 | [16 empty] | 17.19%
63337 | Lansing Renewables, LLC | 2020-11-30 | 2020 | NYISO | NY | 42.5925 | -76.5656 | 3.6191 | PV | c-Si | 6.7732 | 5.001 | 1.3544 | Tracking | Single Axis | Tracking | 180 | PV+Storage | LIB | DC | 2022 | 3 | 10 | 27.31 | 10.17 | 108.59 | 77.04 | [16 empty] | 17.56%
63340 | Owlville Creek Solar 2 | 2020-12-31 | 2020 | NYISO | NY | 43.0783 | -75.7775 | 3.6632 | PV | c-Si | 6.4735 | 5.001 | 1.2944 | Tracking | Single Axis | Tracking | 180 | PV+Storage | LIB | DC | 2022 | 3 | 12.8 | 26.63 | 10.44 | [18 empty] | 16.56%
63341 | Owlville Creek Solar | 2020-12-31 | 2020 | NYISO | NY | 43.0787 | -75.7829 | 3.6632 | PV | c-Si | 6.7233 | 5.001 | 1.3444 | Tracking | Single Axis | Tracking | 180 | PV+Storage | LIB | DC | 2022 | 3 | 12.8 | 26.66 | 10.46 | [18 empty] | 19.16%
63499 | Choctaw Nation Solar Farm | 2020-07-30 | 2020 | SPP | OK | 33.9713 | -96.434 | 4.6402 | PV | c-Si | 6.1 | 5.001 | 1.2198 | Tracking | Single Axis | Tracking | 180 | [6 empty] | 80.55 | 26.95 | 55.89 | 40.95 | [16 empty] | 22.19%
63500 | Chickasaw Nation Solar Farm | 2020-07-30 | 2020 | SPP | OK | 34.4789 | -97.106 | 4.6663 | PV | c-Si | 6.1 | 5.001 | 1.2198 | Tracking | Single Axis | Tracking | 180 | [6 empty] | 42.91 | 26.24 | 48.09 | 35.45 | [16 empty] | 24.39%
64432 | Breckenridge Solar | 2020-11-30 | 2020 | ISO-NE | MA | 42.1748 | -72.3113 | 3.8037 | PV | c-Si | 5.4 | 5.001 | 1.0798 | Fixed Tilt | Fixed Tilt | 25 | 180 | PV+Storage | LIB |  | 2020 | 2.2 | 4.7 | 29.62 | 3.66 | 106.52 | 74.69 | [16 empty] | 16.15%
62211 | Denmark Solar | 2020-12-31 | 2020 | Southeast (non-ISO) | SC | 33.3494 | -81.1421 | 4.6267 | PV | c-Si | 8.6 | 6 | 1.4333 | Tracking | Single Axis | Tracking | 180 | [6 empty] | 32.29 | 13.81 | 54.57 | 40.3 | [14 empty] | 25.56% | 24.18% | 24.84%
62332 | Blue Star (Part of Phoenix Solar Portfolio) | 2020-03-31 | 2020 | PJM | MD | 39.3135 | -75.8313 | 4.1143 | PV | c-Si | 7.7 | 6 | 1.2833 | Tracking | Single Axis | Tracking | 181 | [6 empty] | 24.3 |  | 71.45 | 51.23 | [14 empty] | 24.09% | 24.27% | 22.93%
64152 | SR Rattlesnake II (Rattlesnake II Solar Farm) | 2020-12-31 | 2020 | West (non-ISO) | CO | 40.1839 | -104.6914 | 4.8135 | PV | Thin-Film | 8.9 | 6 | 1.4833 | Tracking | Single Axis | Tracking | 180 | [6 empty] | 22.13 | 22.44 | 47.25 | 34.9 | [14 empty] | 30.5% | 30.78% | 29.6%
63452 | Solvay Solar (West Deptford Solar Farm) | 2020-01-31 | 2020 | PJM | NJ | 39.8486 | -75.2102 | 4.0215 | PV | c-Si | 7.9 | 6.5 | 1.2154 | Tracking | Single Axis | Tracking | 161 | [6 empty] | 22.69 |  | 94.79 | 67.77 | [14 empty] | 17.26% | 17.99% | 16.98%
63756 | Omtanke Solar | 2020-03-31 | 2020 | Southeast (non-ISO) | SC | 33.1321 | -80.2624 | 4.6213 | PV | c-Si | 8.5 | 6.5 | 1.3077 | Fixed Tilt | Fixed Tilt | 20 | 195.5745 | [8 empty] | 55.85 | 42.22 | [14 empty] | 19.01% | 18.32% | 18.2%
63136 | Hopkins Hill CSG | 2020-11-30 | 2020 | ISO-NE | RI | 41.6157 | -71.5681 | 3.8929 | PV | c-Si | 9.6 | 6.6 | 1.4545 | Fixed Tilt | Fixed Tilt | 25 | 180 | [6 empty] | 29.75 | 3.59 | [16 empty] | 17.71% | 16.46% | 18.24%
6081 | Stony Brook | 2020-12-31 | 2020 | ISO-NE | MA | 42.2016 | -72.4919 | 3.7736 | PV | Thin-Film | 10.4 | 6.9 | 1.5072 | Fixed Tilt | Fixed Tilt | 20 | 166 | [6 empty] | 29.6 | 3.67
64525 | Troupsburg | 2020-12-31 | 2020 | NYISO | NY | 42.0255 | -77.5572 | 3.7473 | PV | c-Si | 8.7 | 7 | 1.2429 | Fixed Tilt | Fixed Tilt | 30 | 180 | [6 empty] | 28.85 | 9.66 | 87.54 | 64.68 | [14 empty] | 12.78% | 13.64% | 13.45%
63973 | Cardinal Solar | 2020-12-31 | 2020 | Southeast (non-ISO) | SC | 34.1998 | -79.3859 | 4.5948 | PV | c-Si | 10.1 | 7.02 | 1.4387 | Tracking | Single Axis | Tracking | 180 | [6 empty] | 31.71 | 7.98 | 71.08 | 50.84 | [14 empty] | 26.06% | 27.06% | 26.55%
62791 | IMPA Richmond 4 Solar Park | 2020-10-31 | 2020 | PJM | IN | 39.8642 | -84.9283 | 3.9642 | PV | c-Si | 9.343 | 7.05 | 1.3252 | Tracking | Single Axis | Tracking | 180 | [6 empty] | 33.17 |  | 52.83 | 39.58 | [14 empty] | 21.32% | 21.86% | 20.96%
62766 | IMPA Scottsburg Solar Park | 2020-10-31 | 2020 | MISO | IN | 38.662 | -85.7855 | 4.1153 | PV | c-Si | 9.748 | 7.1 | 1.373 | Tracking | Single Axis | Tracking | 180 | [6 empty] | 34.79 | 12.96 | 57.87 | 43.32 | [14 empty] | 21.11% | 21.19% | 19.85%
61918 | Blackville Solar Farm, LLC | 2020-12-31 | 2020 | Southeast (non-ISO) | SC | 33.3485 | -81.2641 | 4.6338 | PV | c-Si | 10.05 | 7.2 | 1.3958 | Tracking | Single Axis | Tracking | 180 | [6 empty] | 32.1 | 13.19 | 53.26 | 39.34 | [14 empty] | 24.88% | 25.39% | 24.77%
63150 | Pohatcong Solar Farm | 2020-01-31 | 2020 | PJM | NJ | 40.6697 | -75.1648 | 3.932 | PV | c-Si | 9.993 | 8 | 1.2491 | Fixed Tilt | Fixed Tilt | 25 | 180 | [6 empty] | 24.03 |  | 100.93 | 71.68 | [14 empty] | 16.77% | 18.28% | 18.03%
63416 | Sierra Pacific Industries (2042-RD) | 2020-05-31 | 2020 | CAISO | CA | 40.1216 | -122.1931 | 4.9519 | PV | c-Si | 11.03 | 8.4 | 1.3131 | Fixed Tilt | Fixed Tilt | 25 | 181 | [6 empty] | 36.73 | 6.42 | 51.77 | 38.49 | [14 empty] | 23.41% | 24.22% | 22.54%
63149 | Franklin Solar | 2020-01-31 | 2020 | PJM | NJ | 40.7251 | -75.0596 | 3.9165 | PV | c-Si | 9.9968 | 8.8 | 1.136 | Fixed Tilt | Fixed Tilt | 25 | 180 | [6 empty] | 24.12 |  | 92.67 | 65.97 | [14 empty] | 16.68% | 17.61% | 17.25%
63566 | HWY 158 PV | 2020-10-31 | 2020 | PJM | NC | 36.4242 | -77.0745 | 4.3886 | PV | c-Si | 12 | 9 | 1.3333 | Tracking | Single Axis | Tracking | 180 | [6 empty] | 31.4 |  | 89.04 | 62.88 | [14 empty] | 24.84% | 24.28% | 23.28%
64080 | Dane County Airport Solar | 2020-12-31 | 2020 | MISO | WI | 43.1606 | -89.3274 | 3.8425 | PV | c-Si | 11.4 | 9 | 1.2667 | Tracking | Single Axis | Tracking | 180 | [6 empty] | 33.65 | 14.02 | 52.64 | 38.88 | [14 empty] | 21.17% | 21.65% | 22.99%
63503 | Lakehurst Solar | 2020-03-31 | 2020 | PJM | NJ | 40.0248 | -74.3108 | 4.0054 | PV | c-Si | 14.4 | 9.6 | 1.5 | Fixed Tilt | Fixed Tilt | 20 | 180 | [6 empty] | 23.66 |  | 115.2 | 81.84 | [14 empty] | 18.21% | 17.25% | 18.92%
62793 | IMPA Crawfordsville 5 Solar Park | 2020-09-30 | 2020 | MISO | IN | 40.0132 | -86.8587 | 3.9821 | PV | c-Si | 13.235 | 9.8 | 1.3505 | Tracking | Single Axis | Tracking | 180 | [6 empty] | 36.33 | 13.41 | 54.85 | 40.98 | [14 empty] | 21.97% | 21.5% | 21.03%
65389 | Midway Green Solar | 2020-12-31 | 2020 | Southeast (non-ISO) | SC | 34.7048 | -81.6602 | 4.56 | PV | c-Si | 14.6 | 9.8 | 1.4898 | Tracking | Single Axis | Tracking | 180 | [6 empty] | 31.82 | 34.97 | 43.79 | 33.44 | [14 empty] | 25.57% | 25.34% | 24.54%
63636 | Fort Rock Solar I (Obsidian Solar Energy Center) | 2020-03-31 | 2020 | West (non-ISO) | OR | 43.3182 | -121.0052 | 4.6537 | PV | c-Si | 14.9 | 9.9 | 1.5051 | Tracking | Single Axis | Tracking | 180 | [6 empty] | 45.18 | 7.29 | 75.99 | 54.13 | [14 empty] | 29.34% | 26.75% | 27.48%
61200 | OR Solar 2 (Agate Bay Solar) | 2020-10-31 | 2020 | West (non-ISO) | OR | 42.5218 | -122.828 | 4.4901 | PV | c-Si | 12.8 | 10 | 1.28 | Tracking | Single Axis | Tracking | 180 | [6 empty] | 39.34 | 14.68 | 80.61 | 57.03 | [14 empty] | 22.42% | 25.43% | 24.36%
62353 | Yemassee Solar | 2020-12-31 | 2020 | Southeast (non-ISO) | SC | 32.7082 | -80.9111 | 4.6517 | PV | c-Si | 14.2 | 10 | 1.42 | Tracking | Single Axis | Tracking | 180 | [6 empty] | 32.21 | 13.78 | 53.37 | 39.54 | [14 empty] | 24.95% | 25.54% | 24.4%
62912 | Solar Hagerstown (aka Holcim Hagerstown) | 2020-11-30 | 2020 | PJM | MD | 39.6478 | -77.678 | 4.0337 | PV | c-Si | 13.22 | 10 | 1.322 | Tracking | Single Axis | Tracking | 180 | [6 empty] | 36.22 |  | 79.05 | 57.11 | [14 empty] | 20.9% | 20.12% | 19.62%
63330 | Duus Solar (Pollinator Solar) | 2020-02-28 | 2020 | West (non-ISO) | OR | 45.3184 | -122.3309 | 3.5413 | PV | c-Si | 15.2 | 10 | 1.52 | Tracking | Single Axis | Tracking | 179 | [8 empty] | 113.7 | 80.67 | [14 empty] | 22.39% | 19.53% | 21.94%
63331 | Firwood Solar | 2020-02-28 | 2020 | West (non-ISO) | OR | 45.3794 | -122.2317 | 3.4777 | PV | c-Si | 15.2 | 10 | 1.52 | Tracking | Single Axis | Tracking | 179 | [8 empty] | 106.42 | 75.56 | [14 empty] | 21.4% | 20.88% | 22.41%
63520 | PA Solar Park II | 2020-01-31 | 2020 | PJM | PA | 40.8604 | -75.8523 | 3.8494 | PV | c-Si | 11.5 | 10 | 1.15 | Fixed Tilt | Fixed Tilt | 25 | 180 | [6 empty] | 23.79 |  | 109.05 | 77.9 | [14 empty] | 14.08% | 18.27% | 14%
63778 | Suntex Solar | 2020-07-30 | 2020 | West (non-ISO) | OR | 43.5535 | -119.6871 | 4.575 | PV | c-Si | 15.3 | 10 | 1.53 | Tracking | Single Axis | Tracking | 180 | [6 empty] | 45.16 | 6.5 | 80.21 | 57.56 | [14 empty] | 28.86% | 28.39% | 23.65%
63779 | Rock Garden Solar | 2020-06-30 | 2020 | West (non-ISO) | OR | 43.3952 | -120.9522 | 4.6203 | PV | c-Si | 14.9 | 10 | 1.49 | Tracking | Single Axis | Tracking | 180 | [6 empty] | 40.58 | 6.6 | 74.24 | 53.07 | [14 empty] | 28.81% | 27.36% | 26.52%
63795 | Alkali Solar | 2020-06-30 | 2020 | West (non-ISO) | OR | 43.3187 | -121.0048 | 4.6537 | PV | c-Si | 15.1373 | 10 | 1.5137 | Tracking | Single Axis | Tracking | 180 | [6 empty] | 45.21 | 6.51 | 71.2 | 50.98 | [14 empty] | 29.02% | 28.49% | 27.64%
63796 | West Hines Solar I | 2020-06-30 | 2020 | West (non-ISO) | OR | 43.5033 | -119.1489 | 4.5844 | PV | c-Si | 15.3446 | 10 | 1.5345 | Tracking | Single Axis | Tracking | 181 | [6 empty] | 45.3 | 6.58 | 75.02 | 53.75 | [14 empty] | 26.9% | 28.09% | 26.43%
63925 | Riley | 2020-07-30 | 2020 | West (non-ISO) | OR | 43.5567 | -119.6772 | 4.575 | PV | c-Si | 15.3 | 10 | 1.53 | Tracking | Single Axis | Tracking | 180 | [6 empty] | 44.87 | 6.46 | 83.3 | 59.28 | [14 empty] | 27.09% | 26.09% | 25.82%
63926 | Fort Rock IV (Obsidian Solar Energy Center) | 2020-06-30 | 2020 | West (non-ISO) | OR | 43.3951 | -120.9518 | 4.6203 | PV | c-Si | 15.1 | 10 | 1.51 | Tracking | Single Axis | Tracking | 180 | [6 empty] | 40.63 | 6.63 | 80.48 | 57.36 | [14 empty] | 28.21% | 23.34% | 25.89%
64079 | Catan Solar | 2020-12-31 | 2020 | ERCOT | TX | 28.8716 | -97.6969 | 4.759 | PV | Thin-Film | 13.5 | 10 | 1.35 | Tracking | Single Axis | Tracking | 180 | [6 empty] | 72.03 |  | 48.16 | 35.67 | [14 empty] | 26.61% | 26.83% | 25.77%
63893 | GD Hopkinton Main I | 2020-11-30 | 2020 | ISO-NE | RI | 41.4389 | -71.7783 | 3.9226 | PV | c-Si | 13.1 | 10.6 | 1.2358 | Fixed Tilt | Fixed Tilt | 20 | 180 | [6 empty] | 29.67 | 3.65 | [16 empty] | 16.77% | 18.18% | 17%
62346 | Trask East Solar | 2020-12-31 | 2020 | Southeast (non-ISO) | SC | 32.4708 | -80.7514 | 4.7326 | PV | c-Si | 17 | 12 | 1.4167 | Tracking | Single Axis | Tracking | 180 | [6 empty] | 32.28 | 15.12 | 64.2 | 47.06 | [14 empty] | 23.57% | 24.92% | 22.19%
63965 | Danville Farm | 2020-11-30 | 2020 | PJM | VA | 36.5923 | -79.2978 | 4.3586 | PV | Thin-Film | 15.9 | 12 | 1.325 | Tracking | Single Axis | Tracking | 180 | [6 empty] | 32.12 |  | 78.54 | 57 | [14 empty] | 21.45% | 17.98% | 18.74%
63451 | Monroe Solar Farm (Hoffman Station Road Solar) | 2020-07-30 | 2020 | PJM | NJ | 40.3143 | -74.4245 | 3.9714 | PV | c-Si | 14.9 | 13 | 1.1462 | Fixed Tilt | Fixed Tilt | 15 | 180 | [6 empty] | 23.69 |  | 101.76 | 72.48 | [14 empty] | 16.45% | 16.64% | 15.62%
62988 | Wildflower Solar 1 | 2020-12-31 | 2020 | West (non-ISO) | CA | 38.7043 | -121.4792 | 5.036 | PV | c-Si | 16.5 | 13.695 | 1.2048 | Tracking | Single Axis | Tracking | 180 | [8 empty] | 57.58 | 41.61 | 38.336 | [13 empty] | 26.82% | 27.7% | 24.27%
63077 | Twittys Creek Solar | 2020-12-31 | 2020 | PJM | VA | 37.0232 | -78.581 | 4.3407 | PV | c-Si | 17.4 | 13.8 | 1.2609 | Tracking | Single Axis | Tracking | 180 | [6 empty] | 32.86 |  | 55.89 | 41.12 | [14 empty] | 22.21% | 22.31% | 21.13%
63280 | AES Kekaha Solar (PMRF Solar, Barking Sands) | 2020-03-31 | 2020 | HI | HI | 21.9949 | -159.7595 | 5.7353 | PV | c-Si | 19.3 | 14 | 1.3786 | Tracking | Single Axis | Tracking | 180 | PV+Storage | LIB | DC | 2021 | 14 | 70 |  |  | 138.19 | 96.06 | [14 empty] | 18.2% | 22.31% | 20.2%
65016 | Gardy's Mill Solar | 2020-12-31 | 2020 | PJM | VA | 38.0067 | -76.607 | 4.2331 | PV | c-Si | 16.8 | 14 | 1.2 | Tracking | Single Axis | Tracking | 181 | [6 empty] | 40.11 |  | 50.51 | 37.99 | [14 empty] | 4.98% | 17.01% | 20.76%
61854 | Baker City Solar (aka Sutton Creek) | 2020-02-28 | 2020 | West (non-ISO) | OR | 44.7021 | -117.7634 | 4.3177 | PV | c-Si | 19 | 15 | 1.2667 | Tracking | Single Axis | Tracking | 182 | [6 empty] | 41.2 | 21.52 | 52.25 | 38.63 | [14 empty] | 24.64% | 24.81% | 22.45%
63746 | Myrtle Solar | 2020-06-30 | 2020 | PJM | VA | 36.7928 | -76.6658 | 4.3491 | PV | c-Si | 20.8 | 15 | 1.3867 | Tracking | Single Axis | Tracking | 195 | [6 empty] | 33.29 |  | 94.26 | 68.32 | [14 empty] | 24.77% | 20.82% | 15.78%
63768 | Elk Hill Solar 2 (aka Upton) | 2020-12-31 | 2020 | PJM | PA | 39.7996 | -77.8116 | 3.987 | PV | c-Si | 17.5 | 15 | 1.1667 | Tracking | Single Axis | Tracking | 180 | [6 empty] | 36.85 |  | 47.55 | 35.52 | 25.3097 | [13 empty] | 20.82% | 21.3% | 21.09%
64097 | Electric City Solar | 2020-12-31 | 2020 | PJM | MI | 41.7655 | -85.4246 | 3.8305 | PV | c-Si | 18.9 | 15 | 1.26 | Tracking | Single Axis | Tracking | 180 | [6 empty] | 32.42 |  | 69.16 | 50.2 | [14 empty] | 20.07% | 20.59% | 20.47%
63083 | Caden Energix Pamplin | 2020-07-30 | 2020 | PJM | VA | 37.3294 | -78.7659 | 4.3134 | PV | Thin-Film | 19.8 | 15.7 | 1.2611 | Tracking | Single Axis | Tracking | 180 | [6 empty] | 34.06 |  | 78.28 | 55.77 | [14 empty] | 24.29% | 22.73% | 22.22%
59996 | Boykin PV1 | 2020-12-31 | 2020 | Southeast (non-ISO) | NC | 35.1124 | -78.7523 | 4.5057 | PV | c-Si | 20 | 16 | 1.25 | Tracking | Single Axis | Tracking | 180 | [6 empty] | 31.46 | 32.7 | 52.48 | 39.12 | [14 empty] | 25.23% | 20.45% | 20.4%
60998 | Underwood PV2 | 2020-10-31 | 2020 | PJM | NC | 36.41 | -77.0476 | 4.3886 | PV | c-Si | 20 | 16 | 1.25 | Fixed Tilt | Fixed Tilt | 20 | 181 | [6 empty] | 27.47 |  | 101.74 | 71.6 | [14 empty] | 23.33% | 22.05% | 19.87%
63388 | Oxy Renewable Energy - Goldsmith | 2020-05-31 | 2020 | ERCOT | TX | 32.0028 | -102.6267 | 5.5301 | PV | Thin-Film | 19.5 | 16.8 | 1.1607 | Tracking | Single Axis | Tracking | 180 | [6 empty] | 64.74 |  | 73.02 | 51.07 | [14 empty] | 27.48% | 29.44% | 28.98%
59518 | Grandy PV 1 | 2020-02-28 | 2020 | PJM | NC | 36.2339 | -75.88 | 4.4228 | PV | Thin-Film | 25 | 18 | 1.3889 | Fixed Tilt | Fixed Tilt | 20 | 182 | [6 empty] | 32.34 |  | 129.64 | 91.23 | [14 empty] | 16.51% | 17.25% | 17.77%
63592 | Nutmeg Solar | 2020-12-31 | 2020 | ISO-NE | CT | 41.9748 | -72.5108 | 3.8355 | PV | c-Si | 31.6 | 19.6 | 1.6122 | Fixed Tilt | Fixed Tilt | 25 | 180 | [6 empty] | 30.41 | 4.07 | 79.41 | 57.83 | 87.3516 | [13 empty] | 20.46% | 22.32% | 19.44%
63087 | Caden Energix Rives Road Solar | 2020-05-31 | 2020 | PJM | VA | 37.1748 | -77.3372 | 4.3318 | PV | Thin-Film | 20.9 | 19.7 | 1.0609 | Tracking | Single Axis | Tracking | 181 | [6 empty] | 33.22 |  | 78.24 | 56.34 | [14 empty] | 19.4% | 18.46% | 16.22%
62011 | Richmond Spider Solar (part of Pleinmont facility) | 2020-12-31 | 2020 | PJM | VA | 38.2571 | -77.7711 | 4.2302 | PV | c-Si | 24.2 | 20 | 1.21 | Tracking | Single Axis | Tracking | 180 | [6 empty] | 35.14 |  | 57.37 | 42.02 | [14 empty] | 20.21% | 19.91% | 21.81%
62463 | Little Bear Solar 3 | 2020-12-31 | 2020 | CAISO | CA | 36.7162 | -120.4008 | 5.284 | PV | Thin-Film | 27.5 | 20 | 1.375 | Tracking | Single Axis | Tracking | 180 | [6 empty] | -12.38 | 4.78 | 61.08 | 44.1 | 38.605 | [13 empty] | 30.56% | 26.57%
62990 | Whitetail Solar 2 (aka St. Thomas Township Solar Facility II) | 2020-09-30 | 2020 | PJM | PA | 39.897 | -77.8155 | 3.9484 | PV | c-Si | 27 | 20 | 1.35 | Tracking | Single Axis | Tracking | 180 | [6 empty] | 36.6 |  | 54.2 | 40.58 | [14 empty] | 20.94% | 21.31% | 20.97%
62991 | Whitetail Solar 3 (aka St Thomas Township Solar) | 2020-08-31 | 2020 | PJM | PA | 39.8849 | -77.7706 | 3.9675 | PV | c-Si | 27 | 20 | 1.35 | Tracking | Single Axis | Tracking | 180 | [6 empty] | 36.54 |  | 66.52 | 49.32 | [14 empty] | 19.17% | 19.83% | 18.44%
62993 | Johnson Corner Solar 1 | 2020-04-30 | 2020 | SPP | KS | 37.5506 | -101.7928 | 5.0515 | PV | c-Si | 27.5 | 20 | 1.375 | Tracking | Single Axis | Tracking | 178 | [6 empty] | 24.58 | 24.58 | 47.3 | 35.26 | [14 empty] | 24.35% | 25.08% | 25.47%
63321 | Bingham Solar | 2020-12-31 | 2020 | MISO | MI | 43.0125 | -84.5278 | 3.7928 | PV | c-Si | 29.4 | 20 | 1.47 | Tracking | Single Axis | Tracking | 180 | [6 empty] | 33.26 | 14.4 | 79.12 | 57.17 | [14 empty] | 21.24% | 22.62% | 21.92%
63322 | Temperance Solar | 2020-12-31 | 2020 | MISO | MI | 41.7534 | -83.5236 | 3.8539 | PV | c-Si | 29.6 | 20 | 1.48 | Tracking | Single Axis | Tracking | 180 | [6 empty] | 34.83 | 13.91 | 71.51 | 51.86 | [14 empty] | 22.01% | 23.39% | 23.59%
63786 | Ben Moreell Solar Farm | 2020-01-31 | 2020 | PJM | NJ | 40.2768 | -74.0962 | 4.0131 | PV | c-Si | 28.5 | 20 | 1.425 | Fixed Tilt | Fixed Tilt | 20 | 180 | [6 empty] | 23.88 |  | 74.63 | 54.47 | [14 empty] | 22.02% | 20.21% | 19.68%
63814 | SR Odom | 2020-11-30 | 2020 | Southeast (non-ISO) | GA | 31.0714 | -83.5958 | 4.777 | PV | Thin-Film | 30 | 20 | 1.5 | Tracking | Single Axis | Tracking | 180 | [6 empty] | 29.43 | 28.44 |  |  | 22.5523 | [13 empty] | 26.99% | 28.92% | 27.03%
64307 | New Orleans Solar Station | 2020-08-30 | 2020 | MISO | LA | 30.015 | -89.9179 | 4.6535 | PV | c-Si | 27 | 20 | 1.35 | Fixed Tilt | Fixed Tilt | 20 | 180 | [6 empty] | 32.11 | 5.8 | 68.36 | 49.99 | [14 empty] | 18.68% | 21.21% | 20.68%
62594 | Ruff Solar (Ruff Solar Sol Systems) | 2020-07-30 | 2020 | Southeast (non-ISO) | NC | 35.2936 | -81.7786 | 4.5291 | PV | c-Si | 31.8 | 22 | 1.4455 | Tracking | Single Axis | Tracking | 180 | [6 empty] | 31.6 | 31.69 | 63.3 | 46.66 | [14 empty] | 23.21% | 23.9% | 21.81%
61931 | Techren Solar III | 2020-10-31 | 2020 | West (non-ISO) | NV | 35.8458 | -114.9693 | 5.478 | PV | c-Si | 32.7 | 25 | 1.308 | Tracking | Single Axis | Tracking | 180 | [6 empty] | 24.83 | 9.86 | 48.95 | 36.04 | 29.1354 | [13 empty] | 30.96% | 30.64% | 25.3%
61932 | Techren Solar IV | 2020-10-31 | 2020 | West (non-ISO) | NV | 35.8981 | -114.9294 | 5.478 | PV | c-Si | 32.7 | 25 | 1.308 | Tracking | Single Axis | Tracking | 180 | [6 empty] | 24.92 | 9.22 | 45.58 | 33.64 | 29.1354 | [13 empty] | 30.69% | 29.42% | 26.95%
62669 | Gaston Solar Power Plant | 2020-12-31 | 2020 | Southeast (non-ISO) | NC | 35.3216 | -81.3424 | 4.5234 | PV | c-Si | 36.3 | 25 | 1.452 | Fixed Tilt | Fixed Tilt | 20 | 180 | [6 empty] | 31.5 | 31.97 | 60.72 | 45.09 | [14 empty] | 18.17% | 23.52% | 21.82%
64158 | Mechanicsville Solar (Hanover) | 2020-09-30 | 2020 | PJM | VA | 37.6685 | -77.1981 | 4.2781 | PV | c-Si | 35 | 25 | 1.4 | Tracking | Single Axis | Tracking | 181 | [6 empty] | 35.62 |  | 90.88 | 64.17 | [14 empty] | 26.19% | 24.91% | 23.92%
64211 | SR Appling Solar Farm (Baxley) | 2020-12-31 | 2020 | Southeast (non-ISO) | GA | 31.8783 | -82.3322 | 4.727 | PV | c-Si | 37 | 25 | 1.48 | Tracking | Single Axis | Tracking | 180 | [6 empty] | 29.13 | 30.81 | 52.29 | 38.74 | 22.5523 | [13 empty] | 27.74% | 27.53% | 25.8%
62932 | Oberon IB | 2020-07-30 | 2020 | ERCOT | TX | 31.6948 | -102.6878 | 5.5428 | PV | c-Si | 37.3 | 30 | 1.2433 | Tracking | Single Axis | Tracking | 164 | [6 empty] | 65.33 |  | 44.57 | 33.18 | [14 empty] | 24.03% | 23.78% | 24.77%
63545 | Chevron - Lost Hills (Solar Star Lost Hills, Cahn Solar Plant) | 2020-04-30 | 2020 | CAISO | CA | 35.6078 | -119.7003 | 5.3508 | PV | c-Si | 34 | 30 | 1.1333 | Tracking | Single Axis | Tracking | 180 | [6 empty] | 20.89 | 5.17 | 50.42 | 36.43 | [14 empty] | 28.55% | 28.3% | 26.22%
63084 | Caden Energix Hickory (Hickory Solar Farm) | 2020-08-31 | 2020 | PJM | VA | 36.6262 | -76.191 | 4.3643 | PV | Thin-Film | 40.3 | 32 | 1.2594 | Tracking | Single Axis | Tracking | 181 | [6 empty] | 32.88 |  | 77.01 | 55.73 | [14 empty] | 23.09% | 20.07% | 18.47%
63349 | Salome Solar (OE_AZ1, AZ Solar 1) | 2020-01-31 | 2020 | West (non-ISO) | AZ | 33.7712 | -113.6545 | 5.8106 | PV | Thin-Film | 42 | 32.5 | 1.2923 | Tracking | Single Axis | Tracking | 180 | [8 empty] | 36.93 | 27.72 | 22.7269 | [13 empty] | 30.83% | 27.44% | 28.76%
59870 | Little Bear Solar 1 | 2020-12-31 | 2020 | CAISO | CA | 36.7162 | -120.4144 | 5.284 | PV | Thin-Film | 53.6 | 40 | 1.34 | Tracking | Single Axis | Tracking | 180 | [6 empty] | -12.43 | 6.75 | 67 | 48.99 | 38.605 | [13 empty] | 26.58% | 23.32% | 20.13%
63667 | Sanford Solar | 2020-11-30 | 2020 | ISO-NE | ME | 43.3871 | -70.7102 | 3.8326 | PV | c-Si | 70.8 | 49.4 | 1.4332 | Tracking | Single Axis | Tracking | 180 | [6 empty] | 30.44 | 3.96 | 83 | 60.11 | 71.8001 | [13 empty] | 20.24% | 22.34% | 19.67%
62377 | Moody Air Force Base Solar | 2020-06-30 | 2020 | Southeast (non-ISO) | GA | 30.953 | -83.2197 | 4.7578 | PV | c-Si | 66.2 | 49.5 | 1.3374 | Fixed Tilt | Fixed Tilt | 20 | 180 | [6 empty] | 29.09 | 26.8 | 57.18 | 42.32 | [14 empty] | 21.81% | 22.79% | 21.67%
59531 | Borden Solar Farm (Lotus Solar Farm) | 2020-06-30 | 2020 | CAISO | CA | 36.9413 | -119.9623 | 5.2078 | PV | c-Si | 67 | 50 | 1.34 | Tracking | Single Axis | Tracking | 180 | [6 empty] | 25.44 | 4.96 | 69.26 | 49.28 | [14 empty] | 27.49% | 26.73% | 27.38%
61646 | LA3 West Baton Rouge Solar Facility | 2020-09-30 | 2020 | MISO | LA | 30.466 | -91.324 | 4.6534 | PV | c-Si | 74.5 | 50 | 1.49 | Tracking | Single Axis | Tracking | 180 | [6 empty] | 32.01 | 6.85 | 55.67 | 40.86 | 38.2914 | [13 empty] | 25.43% | 28.41% | 26.95%
62422 | Assembly Solar I | 2020-12-31 | 2020 | MISO | MI | 43.0628 | -83.9449 | 3.7773 | PV | c-Si | 72.3 | 50 | 1.446 | Tracking | Single Axis | Tracking | 180 | [6 empty] | 32.54 | 14.5 | 52.57 | 39.42 | 44.862 | [13 empty] | 23.24% | 23.16% | 22.83%
62440 | Techren Solar V | 2020-12-31 | 2020 | West (non-ISO) | NV | 35.8997 | -114.9263 | 5.478 | PV | c-Si | 65.4 | 50 | 1.308 | Tracking | Single Axis | Tracking | 180 | [6 empty] | 24.93 | 9.23 | 37.06 | 27.95 | 25.4636 | [13 empty] | 31.21% | 30.7% | 27.68%
62464 | Little Bear Solar 4 | 2020-12-31 | 2020 | CAISO | CA | 36.7088 | -120.4143 | 5.284 | PV | Thin-Film | 65.3 | 50 | 1.306 | Tracking | Single Axis | Tracking | 180 | [6 empty] | -12.47 | 9.82 | 97.32 | 70.68 | 38.605 | [13 empty] | 22.68% | 24.31% | 13.77%
62465 | Little Bear Solar 5 | 2020-12-31 | 2020 | CAISO | CA | 36.709 | -120.3965 | 5.2718 | PV | Thin-Film | 68.9 | 50 | 1.378 | Tracking | Single Axis | Tracking | 180 | [6 empty] | -12.37 | 5.29 | 60.01 | 43.61 | 38.605 | [13 empty] | 24.53% | 22.1% | 25.69%
63906 | Turquoise Nevada (Turquoise 2) | 2020-12-31 | 2020 | West (non-ISO) | NV | 39.5858 | -119.5218 | 5.2311 | PV | c-Si | 61.16 | 54.6 | 1.1201 | Fixed Tilt | Fixed Tilt | 25 | 180 | [6 empty] | 34.04 | 7.45 | 63.81 | 45.85 | [14 empty] | 19.76% | 21.36% | 22.28%
63860 | Encino Solar Energy Center | 2020-07-30 | 2020 | West (non-ISO) | NM | 35.3561 | -106.8568 | 5.5539 | PV | c-Si | 66.7 | 55 | 1.2127 | Tracking | Single Axis | Tracking | 180 | [6 empty] | 27.97 | 14.11 | 32.72 | 24.69 | 26.5129 | [13 empty] | 29.98% | 29.72% | 29.32%
63350 | Tanglewood Solar (OE_GA3) | 2020-06-30 | 2020 | Southeast (non-ISO) | GA | 31.1946 | -84.1362 | 4.7726 | PV | Thin-Film | 77 | 57.5 | 1.3391 | Tracking | Single Axis | Tracking | 180 | [6 empty] | 29.43 | 32.43 | 46.29 | 34.86 | 25.1342 | [13 empty] | 23.88% | 26.32% | 23.07%
62469 | Cove Mountain Solar | 2020-11-30 | 2020 | West (non-ISO) | UT | 37.6292 | -113.6268 | 5.4006 | PV | Thin-Film | 74.2 | 58 | 1.2793 | Tracking | Single Axis | Tracking | 180 | [6 empty] | 28.43 | 10.11 | 37 | 27.48 | 20.5737 | [13 empty] | 31.32% | 31.8% | 31.09%
62773 | Rippey Solar | 2020-12-31 | 2020 | ERCOT | TX | 33.5527 | -97.1787 | 4.7535 | PV | c-Si | 81 | 59.8 | 1.3545 | Tracking | Single Axis | Tracking | 180 | [6 empty] | 70.94 |  | 38.14 | 29.35 | [14 empty] | 25.51% | 27.47% | 24.39%
62774 | Kellam Solar | 2020-12-31 | 2020 | ERCOT | TX | 32.4762 | -95.7122 | 4.6396 | PV | c-Si | 81 | 59.8 | 1.3545 | Tracking | Single Axis | Tracking | 180 | [6 empty] | 64.3 |  | 51.19 | 38.29 | [14 empty] | 24.46% | 26.14% | 22.08%
62495 | Palmer Solar | 2020-04-30 | 2020 | West (non-ISO) | CO | 38.6329 | -104.6616 | 5.0012 | PV | c-Si | 81.5 | 60 | 1.3583 | Tracking | Single Axis | Tracking | 180 | [6 empty] | 20.08 | 20.98 | 47.71 | 35.09 | 26.0341 | [13 empty] | 28.94% | 28.9% | 27.87%
63548 | Lily Solar (SC - not hybrid) | 2020-02-28 | 2020 | Southeast (non-ISO) | SC | 33.0949 | -81.4348 | 4.6526 | PV | c-Si | 103 | 70 | 1.4714 | Tracking | Single Axis | Tracking | 183 | [6 empty] | 32.38 | 16.63 | 61.68 | 44.92 | [14 empty] | 25.54% | 26.7% | 25.84%
64103 | Desert Harvest II | 2020-12-31 | 2020 | CAISO | CA | 33.7984 | -115.3667 | 5.8554 | PV | Thin-Film | 100 | 70 | 1.4286 | Tracking | Single Axis | Tracking | 180 | PV+Storage | LIB | DC | 2021 | 35 | 140 | 19.18 | 6.63 | 85.19 | 61.01 | [14 empty] | 30.76% | 31.61% | 20.51%
63839 | Midlands Solar | 2020-07-30 | 2020 | Southeast (non-ISO) | SC | 33.6545 | -80.9546 | 4.589 | PV | c-Si | 101.6 | 72.1 | 1.4092 | Tracking | Single Axis | Tracking | 180 | [6 empty] | 32.12 | 16.42 | 50.74 | 38.23 | [14 empty] | 24.47% | 20.09% | 22.17%
62058 | SR Terrell | 2020-09-30 | 2020 | Southeast (non-ISO) | GA | 31.8665 | -84.3575 | 4.7218 | PV | Thin-Film | 105 | 74 | 1.4189 | Tracking | Single Axis | Tracking | 180 | [6 empty] | 29.49 | 29.75 | 47.35 | 35.24 | 28.8671 | [13 empty] | 27.26% | 27.62% | 26.45%
61667 | Wimauma Solar | 2020-04-30 | 2020 | Southeast (non-ISO) | FL | 27.7347 | -82.2703 | 5.0073 | PV | Thin-Film | 87.9 | 74.5 | 1.1799 | Tracking | Single Axis | Tracking | 180 | [6 empty] | 19.7 | 28.96 | 59.19 | 43.47 | [14 empty] | 20.72% | 18.45% | 19.85%
62206 | FPL Hibiscus Solar Energy Center | 2020-04-30 | 2020 | Southeast (non-ISO) | FL | 26.7585 | -80.3355 | 4.9453 | PV | Thin-Film | 108.03 | 74.5 | 1.4501 | Fixed Tilt | Fixed Tilt | 20 | 190 | [6 empty] | 30.76 | 24.85 | 49.11 | 36.96 | [14 empty] | 24.6% | 21.14% | 23.91%
62394 | FPL Sweetbay Solar Energy Center | 2020-01-31 | 2020 | Southeast (non-ISO) | FL | 27.0599 | -80.476 | 4.9538 | PV | c-Si | 99 | 74.5 | 1.3289 | Fixed Tilt | Fixed Tilt | 20 | 180 | [6 empty] | 30.59 | 32.76 | 46.44 | 35.74 | [14 empty] | 22.17% | 20.89% | 19.37%
62490 | FPL Echo River Solar | 2020-04-30 | 2020 | Southeast (non-ISO) | FL | 30.2969 | -82.8705 | 4.7637 | PV | c-Si | 108.03 | 74.5 | 1.4501 | Tracking | Single Axis | Tracking | 181 | PV+Storage | LIB | AC | 2021 | 30 | 75 | 31.44 | 22.09 | 44.93 | 33.97 | [14 empty] | 24.06% | 26.97% | 25.23%
62491 | FPL Okeechobee Solar Energy Center | 2020-04-30 | 2020 | Southeast (non-ISO) | FL | 27.6217 | -80.7857 | 4.9623 | PV | Thin-Film | 111.75 | 74.5 | 1.5 | Fixed Tilt | Fixed Tilt | 20 | 180 | [6 empty] | 30.65 | 25.02 | 46.54 | 35.36 | [14 empty] | 26.41% | 24.73% | 24.01%
62493 | FPL Southfork Solar Energy Center | 2020-04-30 | 2020 | Southeast (non-ISO) | FL | 27.575 | -82.1916 | 5.0014 | PV | c-Si | 108.03 | 74.5 | 1.4501 | Tracking | Single Axis | Tracking | 180 | [6 empty] | 30.76 | 24.45 | 41.07 | 31.04 | [14 empty] | 27.45% | 27.58% | 27.68%
62542 | DeBary Solar Power Plant | 2020-05-31 | 2020 | Southeast (non-ISO) | FL | 28.897 | -81.3295 | 4.8625 | PV | c-Si | 102.5 | 74.5 | 1.3758 | Fixed Tilt | Fixed Tilt |  | 180 | PV+Fossil | [5 empty] | 21.98 | 40.88 | 57.94 | 43.7 | [14 empty] | 20.69% | 21.57% | 18.56%
62631 | FPL Blue Heron Solar Energy Center | 2020-01-31 | 2020 | Southeast (non-ISO) | FL | 26.7012 | -81.1371 | 5.0594 | PV | c-Si | 114.7 | 74.5 | 1.5396 | Fixed Tilt | Fixed Tilt | 20 | 195 | [6 empty] | 30.96 | 30.46 | 42.89 | 33.13 | [14 empty] | 25.65% | 24.98% | 23.84%
62632 | FPL Cattle Ranch Solar Energy Center | 2020-01-31 | 2020 | Southeast (non-ISO) | FL | 27.3342 | -81.7653 | 5.0544 | PV | c-Si | 94.6 | 74.5 | 1.2698 | Tracking | Single Axis | Tracking | 180 | [6 empty] | 30.72 | 28.78 | 41.16 | 31.34 | [14 empty] | 24.61% | 22.62% | 22.68%
62633 | FPL Twin Lakes Solar Energy Center | 2020-01-31 | 2020 | Southeast (non-ISO) | FL | 29.6075 | -81.8393 | 4.7768 | PV | c-Si | 96.5 | 74.5 | 1.2953 | Tracking | Single Axis | Tracking | 180 | [6 empty] | 31.19 | 30.57 | 49 | 37.19 | [14 empty] | 22.08% | 22.34% | 19.71%
62634 | FPL Babcock Preserve Solar Energy Center (not FPL Babcock Ranch) | 2020-01-31 | 2020 | Southeast (non-ISO) | FL | 26.8563 | -81.7253 | 5.0537 | PV | c-Si | 114.7 | 74.5 | 1.5396 | Fixed Tilt | Fixed Tilt | 20 | 180 | [6 empty] | 30.61 | 28.13 | 41.86 | 32.37 | [14 empty] | 25.52% | 25.43% | 24.27%
62645 | FPL Northern Preserve Solar Energy Center | 2020-01-31 | 2020 | Southeast (non-ISO) | FL | 30.2321 | -82.2525 | 4.7477 | PV | c-Si | 98.4 | 74.5 | 1.3208 | Fixed Tilt | Fixed Tilt | 20 | 195 | [6 empty] | 31.23 | 30.07 | 46.76 | 35.99 | [14 empty] | 19.94% | 20.53% | 19.3%
62750 | Little Manatee River Solar | 2020-02-28 | 2020 | Southeast (non-ISO) | FL | 27.6799 | -82.4106 | 5.0823 | PV | Thin-Film | 87.9 | 74.5 | 1.1799 | Tracking | Single Axis | Tracking | 180 | [6 empty] | 19.67 | 33.82 | 59.27 | 43.86 | [14 empty] | 20.03% | 15.95% | 18.52%
62914 | FPL Nassau Solar Center | 2020-12-31 | 2020 | Southeast (non-ISO) | FL | 30.527 | -81.8936 | 4.7459 | PV | c-Si | 93.8 | 74.5 | 1.2591 | Tracking | Single Axis | Tracking | 180 | [6 empty] | 31.07 | 23.35 | 51.19 | 38.1 | [14 empty] | 21.85% | 23.55% | 21.71%
62916 | FPL Trailside Solar Center | 2020-12-31 | 2020 | Southeast (non-ISO) | FL | 29.775 | -81.4279 | 4.8017 | PV | c-Si | 93.8 | 74.5 | 1.2591 | Tracking | Single Axis | Tracking | 180 | [6 empty] | 31.18 | 27.8 | 41.53 | 31.65 | [14 empty] | 23.05% | 23.53% | 22.17%
62922 | FPL Lakeside Solar Center | 2020-12-31 | 2020 | Southeast (non-ISO) | FL | 27.22 | -80.741 | 5.0518 | PV | c-Si | 108 | 74.5 | 1.4497 | Fixed Tilt | Fixed Tilt | 16 | 205 | [6 empty] | 30.83 | 28.81 | 40.92 | 31.76 | [14 empty] | 24.21% | 23.28% | 22.86%
62923 | FPL Union Springs Solar Center | 2020-12-31 | 2020 | Southeast (non-ISO) | FL | 29.9993 | -82.2979 | 4.7726 | PV | c-Si | 93.8 | 74.5 | 1.2591 | Tracking | Single Axis | Tracking | 180 | [6 empty] | 31.33 | 22.82 | 39.55 | 30.16 | [14 empty] | 22.42% | 24.59% | 23.38%
62925 | FPL Egret Solar Center | 2020-12-31 | 2020 | Southeast (non-ISO) | FL | 30.2932 | -82.1858 | 4.7623 | PV | c-Si | 93.8 | 74.5 | 1.2591 | Tracking | Single Axis | Tracking | 181 | [6 empty] | 31.26 | 22.33 | 43.74 | 33.22 | [14 empty] | 22.82% | 24.07% | 21.51%
63582 | Harmony Solar | 2020-06-30 | 2020 | Southeast (non-ISO) | FL | 28.1646 | -81.1028 | 4.9066 | PV | c-Si | 115.5 | 74.5 | 1.5503 | Tracking | Single Axis | Tracking | 180 | [8 empty] | 38.27 | 29.55 | 31.4794 | [13 empty] | 28.23% | 27.68% | 27.1%
63583 | Taylor Creek Solar | 2020-06-30 | 2020 | Southeast (non-ISO) | FL | 28.5092 | -81.0411 | 4.868 | PV | c-Si | 115.5 | 74.5 | 1.5503 | Tracking | Single Axis | Tracking | 180 | [8 empty] | 39.55 | 30.41 | 31.4794 | [13 empty] | 28.18% | 27.72% | 26.97%
63754 | Gulf Power Blue Indigo Solar Energy Center | 2020-04-30 | 2020 | Southeast (non-ISO) | FL | 30.8773 | -85.4006 | 4.7418 | PV | c-Si | 108 | 74.5 | 1.4497 | Tracking | Single Axis | Tracking | 180 | [6 empty] | 29.35 | 35.74 | 51.19 | 38.76 | [14 empty] | 24.64% | 24.22% | 21.48%
61011 | Chestnut Solar | 2020-03-31 | 2020 | PJM | NC | 36.18 | -77.7124 | 4.4321 | PV | c-Si | 100 | 74.9 | 1.3351 | Tracking | Single Axis | Tracking | 180 | [6 empty] | 28.29 |  | 61.5 | 45.2 | [14 empty] | 22.53% | 20.94% | 21.44%
61982 | Columbia Solar Power Plant | 2020-03-31 | 2020 | Southeast (non-ISO) | FL | 29.89 | -82.686 | 4.7788 | PV | Thin-Film | 105.6 | 74.9 | 1.4099 | Tracking | Single Axis | Tracking | 181 | [6 empty] | 22.12 | 46.3 | 56.32 | 41.89 | [14 empty] | 24.71% | 26.97% | 21.82%
62828 | TWE Bowman Solar Project | 2020-05-31 | 2020 | Southeast (non-ISO) | SC | 33.3172 | -80.6771 | 4.6464 | PV | c-Si | 101.9 | 74.97 | 1.3592 | Tracking | Single Axis | Tracking | 180 | [6 empty] | 31.76 | 13.58 | 62.01 | 45.93 | [14 empty] | 21.68% | 22.02% | 19.99%
62012 | Pleinmont Solar 1 (part of Pleinmont facility) | 2020-10-31 | 2020 | PJM | VA | 38.2494 | -77.7492 | 4.2302 | PV | c-Si | 99.6 | 75 | 1.328 | Tracking | Single Axis | Tracking | 180 | [6 empty] | 35.15 |  | 58 | 42.86 | [14 empty] | 23.91% | 20.6% | 21.41%
63271 | Huntley Solar | 2020-04-30 | 2020 | Southeast (non-ISO) | SC | 33.3368 | -80.6337 | 4.6464 | PV | Thin-Film | 100 | 75 | 1.3333 | Tracking | Single Axis | Tracking | 180 | [6 empty] | 32.1 | 15.68 | 53.67 | 39.64 | [14 empty] | 24.89% | 24.98% | 23.35%
63810 | Centerfield Cooper Solar, LLC | 2020-12-31 | 2020 | Southeast (non-ISO) | SC | 34.7039 | -80.1257 | 4.5446 | PV | c-Si | 97.6 | 75 | 1.3013 | Tracking | Single Axis | Tracking | 180 | [8 empty] | 54.36 | 40.3 | [14 empty] | 23.26% | 23.51% | 21.7%
63932 | Titan Solar 1 (CA) | 2020-12-31 | 2020 | CAISO | CA | 33.1014 | -115.9992 | 5.919 | PV | c-Si | 98 | 75 | 1.3067 | Tracking | Single Axis | Tracking | 180 | [6 empty] | 22.67 | 5.67 | 49.41 | 36.5 | [14 empty] | 31.57% | 33.09% | 23.96%
62177 | Desert Harvest, LLC | 2020-12-31 | 2020 | CAISO | CA | 33.7981 | -115.3867 | 5.8554 | PV | Thin-Film | 114 | 80 | 1.425 | Tracking | Single Axis | Tracking | 180 | [6 empty] | 19.19 | 4.99 | 51.47 | 37.73 | 36.1757 | [13 empty] | 35.06% | 31.54% | 27.26%
62813 | Grasshopper Solar (aka Chase City Solar) | 2020-09-30 | 2020 | PJM | VA | 36.816 | -78.4464 | 4.3607 | PV | c-Si | 103.8 | 80 | 1.2975 | Tracking | Single Axis | Tracking | 180 | [6 empty] | 32.49 |  | 59.19 | 43.56 | [14 empty] | 24.76% | 23.55% | 21.01%
63745 | Greensville Solar | 2020-12-31 | 2020 | PJM | VA | 36.6436 | -77.572 | 4.3652 | PV | c-Si | 104 | 80 | 1.3 | Tracking | Single Axis | Tracking | 180 | [6 empty] | 31.48 |  | 63.53 | 47.07 | [14 empty] | 22.07% | 20.15% | 18.45%
64169 | Albemarle Beach Solar | 2020-12-31 | 2020 | PJM | NC | 35.9067 | -76.6364 | 4.3703 | PV | c-Si | 150.6 | 80 | 1.8825 | Tracking | Single Axis | Tracking | 182 | [6 empty] | 32.01 | [17 empty] | 29.7% | 29.91% | 30.8%
62165 | SR Snipesville I | 2020-12-31 | 2020 | Southeast (non-ISO) | GA | 31.7055 | -82.7413 | 4.7407 | PV | Thin-Film | 122.8 | 86 | 1.4279 | Tracking | Single Axis | Tracking | 180 | [6 empty] | 29.27 | 29.46 | 51.29 | 38.28 | 28.8671 | [13 empty] | 28.01% | 28.61% | 23.5%
61986 | Spring Grove I | 2020-11-30 | 2020 | PJM | VA | 37.1739 | -76.9193 | 4.3265 | PV | c-Si | 135.5 | 97.9 | 1.3841 | Tracking | Single Axis | Tracking | 181 | [6 empty] | 35.75 |  | 72.1 | 53.45 | [14 empty] | 25.23% | 20.72% | 16.7%
62812 | Milford Solar 1 | 2020-11-30 | 2020 | West (non-ISO) | UT | 38.4907 | -113.0183 | 5.2347 | PV | Thin-Film | 127.8 | 99 | 1.2909 | Tracking | Single Axis | Tracking | 180 | [6 empty] | 29.99 | 10.22 | 39.5 | 29.27 | 22.2093 | [13 empty] | 30.87% | 29.8% | 29.97%
62798 | Fern Solar (Moccasin Creek Solar) | 2020-12-31 | 2020 | PJM | NC | 36.0146 | -77.6816 | 4.435 | PV | c-Si | 133.6 | 100 | 1.336 | Tracking | Single Axis | Tracking | 180 | [6 empty] | 27.33 |  | 56.08 | 40.86 | [14 empty] | 26.56% | 25.75% | 25.59%
62899 | East Line Solar | 2020-12-31 | 2020 | West (non-ISO) | AZ | 32.847 | -111.5651 | 5.7683 | PV | Thin-Film | 121.4 | 100 | 1.214 | Tracking | Single Axis | Tracking | 180 | [8 empty] | 31.45 | 23.91 | 20.8633 | [13 empty] | 31.13% | 23.67% | 28.96%
63295 | Chicot Solar | 2020-09-30 | 2020 | MISO | AR | 33.4773 | -91.356 | 4.5753 | PV | c-Si | 140 | 100 | 1.4 | Tracking | Single Axis | Tracking | 180 | [6 empty] | 28.83 | 2.3 | 45.27 | 34.29 | 29.7595 | [13 empty] | 26.16% | 27.66% | 23.41%
64104 | Maverick Solar 4 (Palen Solar) | 2020-12-31 | 2020 | CAISO | CA | 33.6997 | -115.2218 | 5.8774 | PV | c-Si | 135.9 | 100 | 1.359 | Tracking | Single Axis | Tracking | 180 | [6 empty] | 19.49 | 4.32 | 36.58 | 27.32 | 28.7657 | [13 empty] | 34.12% | 35.99% | 31.49%
63351 | Bluebell Solar II | 2020-12-31 | 2020 | ERCOT | TX | 31.8877 | -100.8376 | 5.2773 | PV | Thin-Film | 150 | 115 | 1.3043 | Tracking | Single Axis | Tracking | 180 | [6 empty] | 65.77 |  | 33.4 | 25.5 | [14 empty] | 27.91% | 27.27% | 28.46%
63273 | Wagyu Solar | 2020-08-31 | 2020 | ERCOT | TX | 29.2423 | -95.6581 | 4.6411 | PV | Thin-Film | 162.4 | 120 | 1.3533 | Tracking | Single Axis | Tracking | 180 | [6 empty] | 63.84 |  | 57.76 | 43.53 | [14 empty] | 21.86% | 22.51% | 18.27%
62470 | Cove Mountain Solar 2 | 2020-10-31 | 2020 | West (non-ISO) | UT | 37.6386 | -113.6371 | 5.4006 | PV | Thin-Film | 156.3 | 122 | 1.2811 | Tracking | Single Axis | Tracking | 180 | [6 empty] | 28.42 | 9.61 | 43.16 | 31.56 | 24.3135 | [13 empty] | 31.01% | 31% | 30.86%
62178 | Maverick Solar (Palen 1 Solar) | 2020-12-31 | 2020 | CAISO | CA | 33.6997 | -115.2218 | 5.8774 | PV | c-Si | 173.4 | 125 | 1.3872 | Tracking | Single Axis | Tracking | 180 | [6 empty] | 19.55 | 5.02 | 41.86 | 31.43 | 30.3137 | [13 empty] | 30.39% | 24.57% | 27.11%
60777 | American Kings Solar | 2020-12-31 | 2020 | CAISO | CA | 36.2418 | -119.8972 | 5.3183 | PV | Thin-Film | 172.3 | 128 | 1.3461 | Tracking | Single Axis | Tracking | 180 | PV+Storage |  |  |  |  | 500 | 21.19 | 5.63 | 51.09 | 37.82 | 33.1494 | [13 empty] | 27.68% | 24.95% | 24.08%
60094 | NextEra Blythe Solar III | 2020-05-31 | 2020 | CAISO | CA | 33.6606 | -114.7362 | 5.7976 | PV | c-Si | 154 | 137.4 | 1.1208 | Tracking | Single Axis | Tracking | 181 | PV+Storage | LIB | AC | 2021 | 115 | 538.6 | 24.64 | 5.29 | 39.88 | 29.54 | 46.4519 | [13 empty] | 27.46% | 26.92% | 25.68%
60095 | NextEra Blythe Solar IV | 2020-11-30 | 2020 | CAISO | CA | 33.6602 | -114.7362 | 5.7976 | PV | c-Si | 154 | 137.4 | 1.1208 | Tracking | Single Axis | Tracking | 181 | PV+Storage | LIB | AC | 2022 | 47 | 47 | 24.64 | 5.38 | 35.33 | 26.55 | 30.2303 | [13 empty] | 31.08% | 29.63% | 25.27%
62015 | Mustang Two | 2020-11-30 | 2020 | CAISO | CA | 36.2135 | -119.8922 | 5.3183 | PV | c-Si | 210 | 150 | 1.4 | Tracking | Single Axis | Tracking | 179 | [6 empty] | 21.28 | 4.67 | 44.56 | 33 | 29.6826 | [13 empty] | 30% | 27.33% | 29.03%
62933 | Oberon IA | 2020-07-30 | 2020 | ERCOT | TX | 31.709 | -102.6922 | 5.5452 | PV | c-Si | 193 | 150 | 1.2867 | Tracking | Single Axis | Tracking | 164 | [6 empty] | 65.33 |  | 39.32 | 29.83 | [14 empty] | 25.7% | 24.89% | 24.79%
63105 | Two Creeks Solar | 2020-11-30 | 2020 | MISO | WI | 44.2537 | -87.5368 | 3.803 | PV | c-Si | 213 | 150 | 1.42 | Tracking | Single Axis | Tracking | 181 | [6 empty] | 36.59 | 14.4 | 76.64 | 57.82 | [14 empty] | 14.98% | 14.44% | 14.68%
63519 | CED Crane Solar (Fowler Ranch) | 2020-06-30 | 2020 | ERCOT | TX | 31.2575 | -102.3205 | 5.5081 | PV | c-Si | 212.5928 | 152.5 | 1.3941 | Tracking | Single Axis | Tracking | 180 | [6 empty] | 64.5 |  | 25.67 | 20.41 | [14 empty] | 29.08% | 32.98% | 30.44%
61353 | Mount Signal Solar Farm II (MS2) | 2020-01-31 | 2020 | CAISO | CA | 32.6685 | -115.6292 | 5.663 | PV | Thin-Film | 199.6 | 153.5 | 1.3003 | Tracking | Single Axis | Tracking | 180 | [6 empty] | 23.52 | 5.05 | 53.79 | 39.73 | [14 empty] | 28.57% | 26.69% | 22.14%
60827 | Sun Streams 1 | 2020-01-31 | 2020 | CAISO | AZ | 33.3488 | -112.8348 | 5.8518 | PV | Thin-Film | 199.2 | 158 | 1.2608 | Tracking | Single Axis | Tracking | 180 | [6 empty] | 28.78 | 4.95 | 45.99 | 33.73 | 45.2607 | [13 empty] | 29.27% | 29.04% | 27.5%
62014 | Highlander Solar Station 1 (part of Pleinmont facility) | 2020-12-31 | 2020 | PJM | VA | 38.2511 | -77.7554 | 4.2302 | PV | c-Si | 200.1 | 165 | 1.2127 | Tracking | Single Axis | Tracking | 180 | [6 empty] | 35.07 |  | 55.05 | 40.72 | [14 empty] | 20.43% | 16.95% | 20.73%
61785 | Camilla Solar Energy Project (Southern Oak Solar Energy Center?) | 2020-02-28 | 2020 | Southeast (non-ISO) | GA | 31.2826 | -84.219 | 4.7809 | PV | c-Si | 224 | 171.4 | 1.3069 | Tracking | Single Axis | Tracking | 180 | [6 empty] | 29.39 | 33.71 | 46.27 | 34.85 | [14 empty] | 24.63% | 24.81% | 22.44%
63859 | Golden Field Solar III (Rosamond Central) | 2020-12-31 | 2020 | CAISO | CA | 34.8413 | -118.3834 | 5.7758 | PV | c-Si | 240 | 192 | 1.25 | Tracking | Single Axis | Tracking | 180 | [6 empty] | 21.58 | 4.43 | 35.14 | 26.19 | 26.7296 | [13 empty] | 34.33% | 34.78% | 30.68%
63222 | Impact Solar 1 | 2020-12-31 | 2020 | ERCOT | TX | 33.4665 | -95.372 | 4.5754 | PV | c-Si | 260 | 198.5 | 1.3098 | Tracking | Single Axis | Tracking | 180 | [6 empty] | 67.78 |  | 46.59 | 35.06 | [14 empty] | 15.52% | 25.87% | 23.33%
62141 | Rambler | 2020-06-30 | 2020 | ERCOT | TX | 31.5272 | -100.6151 | 5.1987 | PV | c-Si | 266 | 200 | 1.33 | Tracking | Single Axis | Tracking | 180 | [6 empty] | 61.76 |  | 52.22 | 38.35 | [14 empty] | 24.1% | 20.58% | 25.8%
61696 | Twiggs County Solar (GA Solar 4) | 2020-09-30 | 2020 | Southeast (non-ISO) | GA | 32.5959 | -83.4973 | 4.6756 | PV | Thin-Film | 261 | 204 | 1.2794 | Tracking | Single Axis | Tracking | 180 | [6 empty] | 29.16 | 32.9 | 49.29 | 36.96 | 26.3681 | [13 empty] | 24.86% | 23.73% | 21.16%
61962 | Holstein 1 Solar Farm | 2020-06-30 | 2020 | ERCOT | TX | 32.0967 | -100.1727 | 5.1245 | PV | c-Si | 280 | 204.4 | 1.3699 | Tracking | Single Axis | Tracking | 180 | [6 empty] | 66.67 |  | 54.25 | 40.19 | [14 empty] | 24.01% | 25.72% | 23.09%
62845 | ENGIE Long Draw Solar | 2020-12-31 | 2020 | ERCOT | TX | 32.7414 | -101.6218 | 5.3592 | PV | c-Si | 287 | 225 | 1.2756 | Tracking | Single Axis | Tracking | 180 | [6 empty] | 64.32 |  | 37.6 | 28.53 | [14 empty] | 26.82% | 27.42% | 25.61%
62249 | Misae Solar (Phase 1) | 2020-01-31 | 2020 | ERCOT | TX | 34.3746 | -100.1058 | 5.0769 | PV | c-Si | 326.9 | 240 | 1.3621 | Tracking | Single Axis | Tracking | 181 | [6 empty] | 66.93 |  | 42.34 | 32.06 | [14 empty] | 22.53% | 24.8% | 25.07%
62755 | Prospero Solar I | 2020-06-30 | 2020 | ERCOT | TX | 32.3125 | -102.873 | 5.4628 | PV | Thin-Film | 378.9 | 303.6 | 1.248 | Tracking | Single Axis | Tracking | 180 | [6 empty] | 71.14 |  | 36.29 | 27.48 | [14 empty] | 24.99% | 24.01% | 26.78%
62561 | Roadrunner Hybrid (Queen Solar & Storage) | 2020-08-31 | 2020 | ERCOT | TX | 31.2194 | -102.1922 | 5.4972 | PV | c-Si | 497 | 410 | 1.2122 | Tracking | Single Axis | Tracking | 180 | PV+Storage | LIB | AC | 2022 | 57 | 85.7 | 67.34 |  | 31.84 | 24.24 | [14 empty] | 28.1% | 28.85% | 28.2%
62674 | Antelope Expansion 3B | 2021-06-30 | 2021 | CAISO | CA | 34.7202 | -118.3225 | 5.7812 | PV | c-Si | 6.3 | 5.001 | 1.2597 | Tracking | Single Axis | Tracking | 180 | [6 empty] | 24.12 | 4.64 |  |  | 31.7002 | [15 empty] | 26.02%
62969 | Syncarpha Puddon I Hybrid CSG | 2021-03-31 | 2021 | ISO-NE | MA | 42.1393 | -71.6333 | 3.8291 | PV | c-Si | 7.5017 | 5.001 | 1.5 | Fixed Tilt | Fixed Tilt | 20 | 180 | PV+Storage | LIB |  | 2021 | 4 | 8 | 30.09 | 3.75
62970 | Syncarpha Puddon II Hybrid CSG | 2021-03-31 | 2021 | ISO-NE | MA | 42.1345 | -71.6299 | 3.8291 | PV | c-Si | 7.5017 | 5.001 | 1.5 | Fixed Tilt | Fixed Tilt | 25 | 180 | PV+Storage | LIB |  | 2021 | 4 | 8 | 30.09 | 3.64
62977 | Syncarpha Northbridge I Hybrid CSG | 2021-12-31 | 2021 | ISO-NE | MA | 42.1119 | -71.6477 | 3.8291 | PV | c-Si | 7.5 | 5.001 | 1.4997 | Fixed Tilt | Fixed Tilt | 20 | 180 | PV+Storage | LIB | AC | 2021 | 4 | 8 | 29.61 | 3.74 | [18 empty] | 19.73%
62978 | Syncarpha Northbridge II Hybrid CSG | 2021-04-30 | 2021 | ISO-NE | MA | 42.1133 | -71.6462 | 3.8291 | PV | c-Si | 6.9 | 5.001 | 1.3797 | Fixed Tilt | Fixed Tilt | 15 | 180 | PV+Storage | LIB | AC | 2021 | 3 | 6 | 29.64 | 3.68 | [18 empty] | 19.14%
63475 | Randall Solar Project Hybrid (ZPD-PT Solar Project 2017-017 LLC) | 2021-07-30 | 2021 | ISO-NE | MA | 42.3931 | -71.6544 | 3.8164 | PV | c-Si | 7.4 | 5.001 | 1.4797 | Fixed Tilt | Fixed Tilt | 25 | 180 | PV+Storage | LIB | DC | 2021 | 3.3 | 6 | 30.23 | 3.78 | 90 | 64.72 | [16 empty] | 20.1%
63805 | Williamsville Hybrid CSG (147 Williamsville Solar) | 2021-09-30 | 2021 | ISO-NE | MA | 42.4679 | -72.0696 | 3.8018 | PV | c-Si | 7.4655 | 5.001 | 1.4928 | Tracking | Single Axis | Tracking | 180 | PV+Storage | LIB |  | 2021 | 3.3 | 6.6 | 30.7 | 4.23 | [18 empty] | 16.22%
64129 | East Brookfield Adams Road Solar CSG | 2021-06-30 | 2021 | ISO-NE | MA | 42.196 | -72.0249 | 3.8361 | PV | c-Si | 7.03 | 5.001 | 1.4057 | Fixed Tilt | Fixed Tilt | 25 | 180 | PV+Storage | LIB | DC | 2021 | 3.07 | 6.3 | 29.88 | 3.76 | 54.94 | 41.76 | [16 empty] | 16.89%
64147 | ZPD-PT Solar Project 2017-038 Hybrid | 2021-04-30 | 2021 | ISO-NE | MA | 42.5182 | -71.7081 | 3.8014 | PV | c-Si | 7.3152 | 5.001 | 1.4627 | Fixed Tilt | Fixed Tilt | 27 | 180 | PV+Storage | LIB |  | 2021 | 3.5 | 7 | 30.11 | 3.8 | [18 empty] | 17.22%
64374 | Norwich Solar and Energy Storage CSG | 2021-09-30 | 2021 | NYISO | NY | 42.5518 | -75.5309 | 3.6413 | PV | c-Si | 7.5 | 5.001 | 1.4997 | Fixed Tilt | Fixed Tilt | 25 | 180 | PV+Storage | LIB | DC | 2021 | 3 | 12 | 28.18 | 10.33 | 49.99 | 39.21 | [16 empty] | 15.81%
64392 | Branch Solar Farm | 2021-10-31 | 2021 | SPP | AR | 35.3078 | -93.9243 | 4.4593 | PV | c-Si | 6.42 | 5.001 | 1.2837 | Tracking | Single Axis | Tracking | 180 | [6 empty] | 35.09 | 27.59 | 58.48 | 42.73 | [16 empty] | 22.62%
64450 | Grissom Solar | 2021-05-31 | 2021 | PJM | NC | 36.2383 | -77.839 | 4.4082 | PV | c-Si | 6.99 | 5.001 | 1.3977 | Fixed Tilt | Fixed Tilt | 60 | 180 | PV+Storage | LIB | AC | 2021 | 10 | 10 | 26.31 |  | 42.11 | 32.91 | [16 empty] | 24.42%
64627 | Blodgett Solar CSG | 2021-08-31 | 2021 | ISO-NE | MA | 42.6775 | -71.4506 | 3.8078 | PV | c-Si | 9.8999 | 5.001 | 1.9796 | Tracking | Single Axis | Tracking | 180 | PV+Storage | LIB | DC | 2021 | 3.9 | 15.366 | 31.3 | 4.29 | [18 empty] | 21.64%
64875 | 276 Federal Rd(CSG) | 2021-11-30 | 2021 | ISO-NE | MA | 41.8051 | -70.7252 | 3.8485 | PV | c-Si | 7.6066 | 5.001 | 1.521 | Fixed Tilt | Fixed Tilt | 25 | 180 | PV+Storage | LIB |  | 2021 | 3.3 | 7.2884 | 30.18 | 3.76 | [18 empty] | 11.15%
64876 | 0 Hammond St CSG | 2021-10-31 | 2021 | ISO-NE | MA | 41.8085 | -70.7267 | 3.8485 | PV | c-Si | 7.1955 | 5.001 | 1.4388 | Tracking | Single Axis | Tracking | 180 | PV+Storage |  | DC | 2021 | 5 | 26.2624 | 30.77 | 4.13 | [18 empty] | 16.13%
64970 | 59 Federal Rd(CSG) | 2021-11-30 | 2021 | ISO-NE | MA | 41.8285 | -70.7212 | 3.8485 | PV | c-Si | 11.648 | 5.001 | 2.3291 | Fixed Tilt | Fixed Tilt | 25 | 180 | PV+Storage | LIB |  | 2021 | 5 | 26.5 | 30.98 | 4.35 | [18 empty] | 29.27%
65055 | 77 Farm to Market Rd Hybrid (77F2M Wham8 Solar) | 2021-12-31 | 2021 | ISO-NE | MA | 41.7917 | -70.7249 | 3.8812 | PV | c-Si | 6.9537 | 5.001 | 1.3905 | Fixed Tilt | Fixed Tilt | 25 | 180 | PV+Storage | Lithium-Ion | DC | 2021 | 2.31 | 4.8809 | 29.9 | 3.73 | [18 empty] | 25.23%
65056 | 160 Tihonet Rd Hybrid (160TIH WHAM8 Solar) | 2021-12-31 | 2021 | ISO-NE | MA | 41.7997 | -70.7029 | 3.8812 | PV | c-Si | 7.403 | 5.001 | 1.4803 | Fixed Tilt | Fixed Tilt | 25 | 180 | PV+Storage | LIB | DC | 2021 | 3.3 | 6.884 | 30.16 | 3.72 | [18 empty] | 22.33%
65217 | South Goshen (Community Solar) | 2021-09-30 | 2021 | NYISO | NY | 41.3927 | -74.3478 | 3.9032 | PV | c-Si | 6.9287 | 5.001 | 1.3855 | Fixed Tilt | Fixed Tilt | 25 | 180 | PV+Storage | LIB |  | 2021 | 4.5 | 17 | 29.71 | 9.58 | [18 empty] | 15.66%
66764 | SCH - (2A) 156 Barhydt Rd Glenville | 2021-07-30 | 2021 | NYISO | NY | 42.85 | -74.05 | 3.8199 | PV | c-Si | 7.6 | 5.001 | 1.5197 | Fixed Tilt | Fixed Tilt | 16 | 203 |  | LIB |  | 2021 | 2.5 | 10 | 33.64 | 9.89 | [18 empty] | 14.62%
65464 | Lerdo Detention Facility - Solar 2, 3 | 2021-11-30 | 2021 | CAISO | CA | 35.5017 | -119.1129 | 5.3716 | PV | c-Si | 6.7 | 5.1 | 1.3137 | Tracking | Single Axis | Tracking | 180 | [6 empty] | 22.66 | 4.58 | 56.35 | 40.87 | [16 empty] | 20.54%
64251 | Pickford Solar | 2021-02-28 | 2021 | MISO | MI | 46.1893 | -84.3454 | 3.6641 | PV | c-Si | 7.6 | 6.9 | 1.1014 | Fixed Tilt | Fixed Tilt | 35 | 180 | [6 empty] | 37.43 | 16.31 | 54.46 | 41.39 | [15 empty] | 14.52% | 15.02%
67060 | C&B Graham Energy, LLC | 2021-08-31 | 2021 | PJM | IN | 39.8188 | -86.4503 | 4.009 | PV | c-Si | 10.2 | 7 | 1.4571 | Tracking | Single Axis | Tracking | 180 | [26 empty] | 7.058%
63895 | Augusta PV - BD Solar Augusta | 2021-06-30 | 2021 | ISO-NE | ME | 44.3276 | -69.7288 | 3.7196 | PV | c-Si | 8.7 | 7.2 | 1.2083 | Tracking | Single Axis | Tracking | 180 | [6 empty] | 30.75 | 4.05 | 104.95 | 77.1 | [15 empty] | 17.62% | 10.7%
64818 | Connexus Solar Stanford 1STF (Sunflower) | 2021-05-31 | 2021 | MISO | MN | 45.4161 | -93.3928 | 3.7866 | PV | c-Si | 7.3 | 7.3 | 1 | Tracking | Single Axis | Tracking | 180 | [6 empty] | 36.13 | 15.31 | 79.49 | 55.84
64248 | IMPA Anderson 4 Solar Project | 2021-08-31 | 2021 | PJM | IN | 40.0827 | -85.6361 | 3.9678 | PV | c-Si | 10.38 | 7.8 | 1.3308 | Tracking | Single Axis | Tracking | 180 | [6 empty] | 33.1 |  | 40.85 | 31.46 | [15 empty] | 22.37% | 21.94%
64244 | IMPA Anderson 3 Solar Project | 2021-12-31 | 2021 | PJM | IN | 40.0809 | -85.6417 | 3.9678 | PV | c-Si | 11.337 | 8.7 | 1.3031 | Tracking | Single Axis | Tracking | 180 | [6 empty] | 33.09 |  | 47.03 | 35.45 | [15 empty] | 22.05% | 21.83%
64247 | IMPA Richmond 5 Solar Park | 2021-06-30 | 2021 | PJM | IN | 39.8056 | -84.8745 | 3.973 | PV | c-Si | 11.9 | 9 | 1.3222 | Tracking | Single Axis | Tracking | 180 | [6 empty] | 33.16 |  | 45.65 | 34.52 | [15 empty] | 22.8% | 22.23%
64831 | Oak Leaf Solar XVIII (DIA 7) | 2021-12-31 | 2021 | West (non-ISO) | CO | 39.8981 | -104.6654 | 4.8457 | PV | c-Si | 12.4 | 9 | 1.3778 | Tracking | Single Axis | Tracking | 180 | [6 empty] | 23.56 | 18.56 | 144.64 | 103.64 | [15 empty] | 12.26% | 17.63%
64843 | SR Washington I aka Martin Solar Farm | 2021-12-31 | 2021 | Southeast (non-ISO) | TN | 36.3456 | -82.5954 | 4.2781 | PV | c-Si | 15 | 9 | 1.6667 | Tracking | Single Axis | Tracking | 180 | [6 empty] | 30.93 | 29.44 | 84.58 | 60.54 | [15 empty] | 23.81% | 25.59%
63897 | Oxford PV - BD Solar Oxford | 2021-06-30 | 2021 | ISO-NE | ME | 44.1503 | -70.4785 | 3.7527 | PV | c-Si | 12.9 | 9.2 | 1.4022 | Tracking | Single Axis | Tracking | 180 | [6 empty] | 30.67 | 4.07 | 94.14 | 69.45 | [15 empty] | 19.87% | 13.5%
64246 | IMPA Peru 2 Solar Park | 2021-04-30 | 2021 | MISO | IN | 40.7582 | -86.105 | 3.9047 | PV | c-Si | 12.6 | 9.5 | 1.3263 | Tracking | Single Axis | Tracking | 180 | [6 empty] | 35.17 | 14.28 | 40.17 | 31.11 | [15 empty] | 22.09% | 21.4%
65474 | GDIM 1, LLC (Iron Mine Solar) | 2021-12-31 | 2021 | ISO-NE | RI | 41.9667 | -71.526 | 3.8566 | PV | c-Si | 12.6 | 9.6 | 1.3125 | Fixed Tilt | Fixed Tilt | 20 | 180 | [6 empty] | 29.05 | 3.7 | [17 empty] | 14.9% | 15.71%
65475 | GDIM 2, LLC (Iron Mine Solar) | 2021-12-31 | 2021 | ISO-NE | RI | 41.9673 | -71.5196 | 3.8566 | PV | c-Si | 11.5 | 9.6 | 1.1979 | Fixed Tilt | Fixed Tilt | 20 | 180 | [6 empty] | 28.97 | 3.66 | [17 empty] | 10.47% | 15.02%
65476 | GDIM 3, LLC (Iron Mine Solar) | 2021-12-31 | 2021 | ISO-NE | RI | 41.9631 | -71.5169 | 3.8566 | PV | c-Si | 13 | 9.6 | 1.3542 | Fixed Tilt | Fixed Tilt | 20 | 180 | [6 empty] | 29.09 | 3.72 | [17 empty] | 11.97% | 16.06%
65477 | GDIM 4, LLC (Iron Mine Solar) | 2021-12-31 | 2021 | ISO-NE | RI | 41.9631 | -71.5169 | 3.8566 | PV | c-Si | 12.2 | 9.6 | 1.2708 | Fixed Tilt | Fixed Tilt | 20 | 180 | [6 empty] | 29.02 | 3.68 | [17 empty] | 14.27% | 16.4%
64892 | TPE Erath Solar | 2021-12-31 | 2021 | ERCOT | TX | 32.2625 | -98.2075 | 4.9103 | PV | c-Si | 14 | 9.9 | 1.4141 | Tracking | Single Axis | Tracking | 180 | [6 empty] | 68.71 |  | 37.79 | 28.52 | [15 empty] | 30.04% | 29.09%
65127 | AES Belleville Solar LLC | 2021-09-30 | 2021 | MISO | IL | 38.4872 | -90.0135 | 4.2403 | PV | c-Si | 13.3 | 9.9 | 1.3434 | Fixed Tilt | Fixed Tilt | 15 | 180 | [6 empty] | 30.65 | 14.22 | 113.43 | 79.68 | [15 empty] | 17.25% | 19.94%
59569 | Whitetail Solar | 2021-12-31 | 2021 | Southeast (non-ISO) | SC | 34.3982 | -79.3975 | 4.5654 | PV | c-Si | 14.2 | 9.996 | 1.4206 | Tracking | Single Axis | Tracking | 180 | [6 empty] | 31.71 | 3.57 | [17 empty] | 25.37% | 26.64%
64830 | Brightwood Solar | 2021-12-31 | 2021 | West (non-ISO) | OR | 45.385 | -122.0784 | 3.4575 | PV | c-Si | 13.51 | 10 | 1.351 | Fixed Tilt | Fixed Tilt | 60 | 180 | [8 empty] | 101.43 | 72.47 | [15 empty] | 12.93% | 18.02%
65230 | Truman Solar | 2021-06-30 | 2021 | MISO | MO | 38.9565 | -92.2438 | 4.2368 | PV | c-Si | 14 | 10 | 1.4 | Tracking | Single Axis | Tracking | 180 | [6 empty] | 32.75 | 13.63 | 53.5 | 39.24 | 36.9582 | [14 empty] | 26.59% | 25.97%
65412 | Northern Cardinal Solar SCS IL 1, LLC (Solar Farm 2.0) | 2021-02-28 | 2021 | MISO | IL | 40.0706 | -88.2433 | 4.041 | PV | c-Si | 12.3 | 10 | 1.23 | Tracking | Single Axis | Tracking | 180 | [6 empty] | 33.71 | 13.86 | 57.79 | 42.3 | [15 empty] | 20.17% | 21.72%
64010 | Energix Hollyfield | 2021-07-30 | 2021 | PJM | VA | 37.6803 | -77.1599 | 4.2781 | PV | Thin-Film | 17 | 13 | 1.3077 | Tracking | Single Axis | Tracking | 180 | [6 empty] | 35.62 |  | 50.81 | 37.85 | [15 empty] | 21.12% | 22.41%
65258 | Wapakoneta-Pratt | 2021-11-30 | 2021 | PJM | OH | 40.5423 | -84.1874 | 3.8902 | PV | c-Si | 17.3 | 13.5 | 1.2815 | Fixed Tilt | Fixed Tilt | 25 | 180 | [6 empty] | 34.75 |  | 51.87 | 39.09 | [15 empty] | 20.09% | 19.44%
62673 | Antelope Expansion 3A | 2021-06-30 | 2021 | CAISO | CA | 34.7258 | -118.3221 | 5.7812 | PV | c-Si | 19 | 15 | 1.2667 | Tracking | Single Axis | Tracking | 180 | [6 empty] | 24.22 | 4.6 |  |  | 31.7002 | [14 empty] | 35.13% | 26.43%
61318 | Mt. Jackson Solar | 2021-06-30 | 2021 | PJM | VA | 38.7381 | -78.6617 | 4.1342 | PV | Thin-Film | 22 | 15.7 | 1.4013 | Tracking | Single Axis | Tracking | 180 | [6 empty] | 35.03 |  | 51.18 | 38.1 | [15 empty] | 23.1% | 23.93%
63861 | Logansport Solar | 2021-09-30 | 2021 | MISO | IN | 40.7601 | -86.3883 | 3.9005 | PV | c-Si | 19.3 | 16 | 1.2063 | Fixed Tilt | Fixed Tilt | 30 | 180 | [6 empty] | 34.32 | 14.36 | 58.82 | 44.53 | [15 empty] | 15.77% | 17.38%
64559 | Wallingford Solar | 2021-09-30 | 2021 | ISO-NE | CT | 41.4407 | -72.8414 | 3.8933 | PV | c-Si | 20.7 | 16.1 | 1.2857 | Fixed Tilt | Fixed Tilt | 10 | 187.4571 | [6 empty] | 30.31 | 3.97 | 91.55 | 66.49 | [15 empty] | 15.41% | 15.42%
65278 | Wonderful Lost Hills | 2021-09-30 | 2021 | CAISO | CA | 35.6682 | -119.8765 | 5.3722 | PV | c-Si | 24.9 | 16.7 | 1.491 | Tracking | Single Axis | Tracking | 179 | [6 empty] | 21.2 | 4.36 | 43.54 | 32.03 | [15 empty] | 34.1% | 33.04%
63696 | Westmoreland County Solar Project | 2021-10-31 | 2021 | PJM | VA | 38.0036 | -76.7484 | 4.2369 | PV | c-Si | 29.6 | 19.9 | 1.4874 | Tracking | Single Axis | Tracking | 180 | [6 empty] | 40.74 |  | 44.59 | 33.48 | [15 empty] | 27.66% | 27.07%
65321 | Rochambeau Solar | 2021-12-31 | 2021 | PJM | VA | 37.3597 | -76.755 | 4.3134 | PV | c-Si | 25.6 | 19.9 | 1.2864 | Tracking | Single Axis | Tracking | 166 | [6 empty] | 34.5 |  | 65.6 | 48.19 | [15 empty] | 19.09% | 19.25%
62436 | SR Arlington I | 2021-12-31 | 2021 | Southeast (non-ISO) | GA | 31.4029 | -84.8368 | 4.7441 | PV | Thin-Film | 29 | 20 | 1.45 | Tracking | Single Axis | Tracking | 180 | [6 empty] | 29.53 | 29.16 | 64.04 | 46.26 | 23.6491 | [14 empty] | 27.9% | 26.2%
63801 | St. Joseph Solar | 2021-03-31 | 2021 | PJM | IN | 41.7315 | -86.1021 | 3.8394 | PV | Thin-Film | 25.4 | 20 | 1.27 | Tracking | Single Axis | Tracking | 180 | [6 empty] | 31.87 |  | 65.36 | 48.29 | [15 empty] | 13.39% | 18.49%
63894 | Milo PV - BD Solar 1 | 2021-06-30 | 2021 | ISO-NE | ME | 45.2678 | -68.9901 | 3.6381 | PV | c-Si | 27.4 | 20 | 1.37 | Tracking | Single Axis | Tracking | 180 | [6 empty] | 30.92 | 4.09 | 88 | 64.98 | [15 empty] | 16.28% | 14.4%
64015 | Energix Buckingham | 2021-07-30 | 2021 | PJM | VA | 37.5018 | -78.3839 | 4.3037 | PV | Thin-Film | 26.4 | 20 | 1.32 | Tracking | Single Axis | Tracking | 180 | [6 empty] | 32.9 |  | 51.57 | 38.31 | [15 empty] | 22.9% | 22.69%
64535 | Camden Solar | 2021-11-30 | 2021 | PJM | NC | 36.3079 | -76.1445 | 4.4023 | PV | c-Si | 29.3 | 20 | 1.465 | Tracking | Single Axis | Tracking | 180 | [6 empty] | 33.13 |  | 54.24 | 40.04 | [15 empty] | 25.41% | 25.32%
64590 | O'Brien Solar Fields | 2021-05-31 | 2021 | MISO | WI | 42.9969 | -89.4579 | 3.8368 | PV | c-Si | 24.13 | 20 | 1.2065 | Tracking | Single Axis | Tracking | 180 | [6 empty] | 33.51 | 14.58 | 70.2 | 50.4 | [15 empty] | 21.98% | 21.37%
64690 | Todd Solar | 2021-07-30 | 2021 | PJM | MD | 38.6133 | -75.8352 | 4.2214 | PV | c-Si | 29 | 20 | 1.45 | Tracking | Single Axis | Tracking | 180 | [6 empty] | 31.49 |  | 28.87 | 23.41 | [15 empty] | 25.62% | 24.84%
64817 | Energix Leatherwood | 2021-08-31 | 2021 | PJM | VA | 36.6879 | -79.7018 | 4.3388 | PV | Thin-Film | 26 | 20 | 1.3 | Tracking | Single Axis | Tracking | 180 | [6 empty] | 32.49 |  | 49.95 | 37.12 | [15 empty] | 23.61% | 22.98%
65022 | Briel Solar Farm | 2021-08-31 | 2021 | PJM | VA | 37.5236 | -77.2636 | 4.283 | PV | c-Si | 27.3 | 20 | 1.365 | Fixed Tilt | Fixed Tilt |  | 180 | [6 empty] | 34.66 |  | 62.4 | 45.5 | [15 empty] | 23.24%
65122 | NY8 - Branscomb Solar | 2021-12-31 | 2021 | NYISO | NY | 42.9638 | -73.5923 | 3.7622 | PV | c-Si | 27 | 20 | 1.35 | Tracking | Single Axis | Tracking | 180 | [6 empty] | 33.99 | 10.14 | 45.29 | 35.19 | [15 empty] | 18.79% | 18.95%
64327 | Toms River Solar (EDF Ph1 Toms River) | 2021-06-30 | 2021 | PJM | NJ | 39.983 | -74.2378 | 4.0123 | PV | c-Si | 28.9 | 21.3 | 1.3568 | Fixed Tilt | Fixed Tilt | 20 | 180 | [6 empty] | 23.6 | [18 empty] | 21.17% | 18.64%
63722 | Rawhide Prairie Solar Hybrid | 2021-03-31 | 2021 | West (non-ISO) | CO | 40.8481 | -105.0153 | 4.4397 | PV | c-Si | 29 | 22 | 1.3182 | Tracking | Single Axis | Tracking | 180 | PV+Storage | Lithium-Ion | AC | 2021 | 1 | 2 | 23.16 | 22.77 | 42.84 | 31.86 | 26.2373 | [14 empty] | 25.75% | 24.62%
62821 | Speedway Solar NC | 2021-12-31 | 2021 | Southeast (non-ISO) | NC | 35.2182 | -80.5292 | 4.521 | PV | c-Si | 33.7 | 22.6 | 1.4912 | Tracking | Single Axis | Tracking | 180 | [6 empty] | 31.77 | 33.26 | 60.43 | 45.05 | [15 empty] | 18.73% | 21.51%
64877 | Edwards Sanborn E3 (incl. Sanborn BESS 1+2) | 2021-12-31 | 2021 | CAISO | CA | 34.9447 | -118.1301 | 5.8476 | PV | Thin-Film | 28.6 | 27.4 | 1.0438 | Tracking | Single Axis | Tracking | 180 | PV+Storage | LIB | DC | 2021 | 213.2 | 631.5 | 23.29 | 6.07 | 39.43 | 29.43 | [15 empty] | 25.22% | 22.32%
63940 | Central 40 | 2021-02-28 | 2021 | CAISO | CA | 37.2485 | -121.1133 | 5.1919 | PV | c-Si | 50.5 | 40 | 1.2625 | Tracking | Single Axis | Tracking | 180 | [6 empty] | 38.75 | 6.8 | 108.48 | 75.95 | 28.4932 | [14 empty] | 25.11% | 19.98%
63049 | Prineville Solar Energy | 2021-02-28 | 2021 | West (non-ISO) | OR | 44.2713 | -120.8754 | 4.464 | PV | c-Si | 60.06 | 46.2 | 1.3 | Tracking | Single Axis | Tracking | 180 | [6 empty] | 40.88 | 15.5 | 28.95 | 23.33 | 20.7151 | [14 empty] | 24.23% | 22.97%
64387 | Quinebaug Solar | 2021-12-31 | 2021 | ISO-NE | CT | 41.7499 | -71.9325 | 3.8656 | PV | c-Si | 63.4 | 49.4 | 1.2834 | Fixed Tilt | Fixed Tilt | 18 | 180 | [6 empty] | 29.13 | 3.86 | 84.1 | 60.74 | 67.8575 | [14 empty] | 19.51% | 17.62%
62950 | Bluestone Solar | 2021-05-31 | 2021 | PJM | VA | 36.8115 | -78.4839 | 4.3607 | PV | c-Si | 70 | 49.9 | 1.4028 | Tracking | Single Axis | Tracking | 180 | [6 empty] | 32.53 |  | 72.48 | 54.15 | [15 empty] | 19.56% | 16.09%
62822 | Broad River Solar | 2021-12-31 | 2021 | Southeast (non-ISO) | NC | 35.188 | -81.7512 | 4.5383 | PV | c-Si | 79 | 50 | 1.58 | Tracking | Single Axis | Tracking | 180 | [6 empty] | 31.74 | 36.47 | 50.17 | 38.21 | [15 empty] | 26.4% | 22.62%
62959 | Whitehorn Solar | 2021-10-31 | 2021 | PJM | VA | 36.9247 | -79.3559 | 4.3372 | PV | c-Si | 65.7 | 50 | 1.314 | Tracking | Single Axis | Tracking | 180 | [6 empty] | 31.61 |  | 63.72 | 47.31 | [15 empty] | 21.26% | 18.11%
63929 | Troy Solar | 2021-04-30 | 2021 | MISO | IN | 38.0221 | -86.7899 | 4.1788 | PV | Thin-Film | 64.7 | 50.4 | 1.2837 | Tracking | Single Axis | Tracking | 180 | [6 empty] | 33.62 | 14.59 | 63.11 | 46.04 | [15 empty] | 23.42% | 21.17%
63495 | Durrance | 2021-01-31 | 2021 | Southeast (non-ISO) | FL | 27.7917 | -81.9942 | 5.0293 | PV | Thin-Film | 70.8 | 60 | 1.18 | Tracking | Single Axis | Tracking | 180 | [6 empty] | 19.78 | 28.44 | 45.26 | 34.16 | [15 empty] | 18.86% | 20.45%
63807 | Sugar Solar | 2021-12-31 | 2021 | Southeast (non-ISO) | NC | 36.1661 | -80.6545 | 4.4228 | PV | c-Si | 81 | 60 | 1.35 | Fixed Tilt | Fixed Tilt | 60 | 180 | [6 empty] | 30.68 | 26.68 | 61.15 | 44.94 | [15 empty] | 23.75% | 21.36%
62951 | Hawtree Solar | 2021-10-31 | 2021 | PJM | NC | 36.5299 | -78.1097 | 4.4021 | PV | c-Si | 88.5 | 65 | 1.3615 | Tracking | Single Axis | Tracking | 180 | [6 empty] | 32.4 |  | 67.64 | 50 | 26.844 | [14 empty] | 24.62% | 18.12%
64151 | SR Perry | 2021-12-31 | 2021 | Southeast (non-ISO) | GA | 32.3836 | -83.7607 | 4.6807 | PV | Thin-Film | 98 | 68 | 1.4412 | Tracking | Single Axis | Tracking | 180 | [6 empty] | 29.3 | 24.29 | 63.4 | 45.78 | 26.3519 | [14 empty] | 28.34% | 26.35%
62668 | Maiden Creek Solar Power Plant | 2021-01-31 | 2021 | Southeast (non-ISO) | NC | 35.5935 | -81.1655 | 4.488 | PV | c-Si | 102.7 | 69.3 | 1.482 | Fixed Tilt | Fixed Tilt | 23 | 174 | [6 empty] | 31.15 | 30.46 | 49.7 | 37.83 | [15 empty] | 21.34% | 21.88%
65323 | Bedford Solar | 2021-11-30 | 2021 | PJM | VA | 36.6965 | -76.1604 | 4.3643 | PV | c-Si | 78.5 | 70 | 1.1214 | Tracking | Single Axis | Tracking | 181 | [6 empty] | 32.87 |  | 63.83 | 46.92 | 32.9297 | [14 empty] | 18.86% | 16.96%
63976 | Bay Tree | 2021-11-30 | 2021 | Southeast (non-ISO) | NC | 34.7041 | -78.3934 | 4.4853 | PV | Thin-Film | 90.2 | 70.1 | 1.2867 | Tracking | Single Axis | Tracking | 180 | [6 empty] | 31.48 | 4.15 | 45.08 | 33.62 | [15 empty] | 25.51% | 24.42%
63050 | Millican Solar Energy | 2021-03-31 | 2021 | West (non-ISO) | OR | 44.2535 | -120.8825 | 4.464 | PV | c-Si | 76.8 | 71.4 | 1.0756 | Tracking | Single Axis | Tracking | 180 | [6 empty] | 40.87 | 13.24 | 26.34 | 20.99 | 20.7151 | [14 empty] | 22.65% | 22.22%
62915 | FPL Magnolia Springs Solar Center | 2021-03-31 | 2021 | Southeast (non-ISO) | FL | 29.8799 | -81.6942 | 4.7868 | PV | c-Si | 108.3 | 74.5 | 1.4537 | Tracking | Single Axis | Tracking | 180 | [6 empty] | 31.02 | 23.5 | 37.72 | 29.55 | [15 empty] | 24.23% | 23.19%
62917 | FPL Rodeo Solar Center | 2021-03-31 | 2021 | Southeast (non-ISO) | FL | 27.3219 | -81.8021 | 5.0438 | PV | c-Si | 82.8 | 74.5 | 1.1114 | Tracking | Single Axis | Tracking | 180 | [6 empty] | 30.69 | 23.5 | 32.86 | 25.09 | [15 empty] | 23.9% | 24.26%
62919 | FPL Orange Blossom Solar Center | 2021-05-31 | 2021 | Southeast (non-ISO) | FL | 27.5949 | -80.5695 | 4.9181 | PV | c-Si | 96.7 | 74.5 | 1.298 | Fixed Tilt | Fixed Tilt | 20 | 195 | [6 empty] | 30.86 | 22.47 | 34.24 | 26.58 | [15 empty] | 23.87% | 24.32%
62921 | FPL Palm Bay Solar | 2021-03-31 | 2021 | Southeast (non-ISO) | FL | 27.8548 | -80.6691 | 4.959 | PV | c-Si | 113.2 | 74.5 | 1.5195 | Tracking | Single Axis | Tracking | 195 | [6 empty] | 30.7 | 21.25 | 37.13 | 29.04 | [15 empty] | 25.14% | 24.95%
62924 | FPL Pelican Solar Center | 2021-03-31 | 2021 | Southeast (non-ISO) | FL | 27.5956 | -80.5693 | 4.9181 | PV | c-Si | 113.2 | 74.5 | 1.5195 | Fixed Tilt | Fixed Tilt | 20 | 195 | [6 empty] | 30.82 | 24.41 | 36.04 | 28.46 | [15 empty] | 24.36% | 24.26%
63109 | FPL Discovery Solar Center | 2021-05-31 | 2021 | Southeast (non-ISO) | FL | 28.5355 | -80.6769 | 4.9899 | PV | c-Si | 96.7 | 74.5 | 1.298 | Fixed Tilt | Fixed Tilt | 20 | 180 | [6 empty] | 30.72 | 24.48 | 39.91 | 30.57 | [15 empty] | 22.96% | 22.76%
63110 | FPL Sabal Palm Solar Center | 2021-04-30 | 2021 | Southeast (non-ISO) | FL | 26.7729 | -80.3513 | 4.9453 | PV | c-Si | 113.2 | 74.5 | 1.5195 | Fixed Tilt | Fixed Tilt | 20 | 180 | [6 empty] | 30.73 | 23.28 | 36.93 | 28.96 | [15 empty] | 24.77% | 24.65%
63978 | Duette Solar Power Plant | 2021-10-31 | 2021 | Southeast (non-ISO) | FL | 27.5858 | -82.062 | 4.9966 | PV | c-Si | 102 | 74.5 | 1.3691 | Tracking | Single Axis | Tracking | 180 | [6 empty] | 22.01 | 45.22 | 47.12 | 35.68 | [15 empty] | 24.48% | 21.87%
64300 | FPL Fort Drum Energy Center | 2021-06-30 | 2021 | Southeast (non-ISO) | FL | 27.6202 | -80.7961 | 4.9623 | PV | c-Si | 96.7 | 74.5 | 1.298 | Fixed Tilt | Fixed Tilt | 20 | 195 | [6 empty] | 30.69 | 21.02 | 38.38 | 29.86 | [15 empty] | 21.21% | 21.36%
64301 | FPL Willow Solar Energy Center | 2021-05-31 | 2021 | Southeast (non-ISO) | FL | 27.4481 | -82.0807 | 5.0126 | PV | c-Si | 93.9 | 74.5 | 1.2604 | Tracking | Single Axis | Tracking | 180 | [6 empty] | 30.66 | 24.47 | 32.34 | 25 | [15 empty] | 25.49% | 25.66%
64657 | Magnolia Solar | 2021-12-31 | 2021 | Southeast (non-ISO) | FL | 27.9179 | -82.0496 | 4.9805 | PV | Thin-Film | 88.4 | 74.5 | 1.1866 | Tracking | Single Axis | Tracking | 180 | [6 empty] | 19.8 | 26.32 | 48.35 | 36.14 | [15 empty] | 19.71% | 20.78%
65036 | Cotton Creek Solar Energy Center | 2021-12-31 | 2021 | Southeast (non-ISO) | FL | 30.8491 | -87.3459 | 4.6591 | PV | c-Si | 107.6 | 74.5 | 1.4443 | Fixed Tilt | Fixed Tilt | 20 | 180 | [6 empty] | 29.24 | 29.98 | 46.22 | 35.33 | [15 empty] | 22.66% | 22.19%
63517 | Santa Fe Solar Power Plant | 2021-03-31 | 2021 | Southeast (non-ISO) | FL | 29.8722 | -82.7259 | 4.7629 | PV | Thin-Film | 100.8 | 74.9 | 1.3458 | Tracking | Single Axis | Tracking | 181 | [6 empty] | 22.07 | 43.21 | 50.83 | 38.23 | [15 empty] | 24.36% | 20.92%
63518 | Twin Rivers Solar Power Plant | 2021-03-31 | 2021 | Southeast (non-ISO) | FL | 30.4552 | -83.1913 | 4.7426 | PV | c-Si | 98.3 | 74.9 | 1.3124 | Tracking | Single Axis | Tracking | 180 | [6 empty] | 22.13 | 38.49 | 44.24 | 33.48 | [15 empty] | 25.33% | 22.44%
64337 | Farmington Solar | 2021-10-31 | 2021 | ISO-NE | ME | 44.6523 | -70.0967 | 3.6505 | PV | c-Si | 115.7 | 77 | 1.5026 | Fixed Tilt | Fixed Tilt | 18 | 180 | [6 empty] | 29.57 | 3.8 | 81.56 | 59.87 | 77.1658 | [14 empty] | 19.85% | 18.05%
61991 | Pioneer Solar (CO) | 2021-06-30 | 2021 | West (non-ISO) | CO | 39.7618 | -104.4611 | 4.8457 | PV | Thin-Film | 110 | 80 | 1.375 | Tracking | Single Axis | Tracking | 180 | [6 empty] | 23.76 | 21.54 | 65.71 | 47.19 | 22.2242 | [14 empty] | 29.16% | 25.68%
62666 | Sigurd Solar | 2021-05-31 | 2021 | West (non-ISO) | UT | 38.8399 | -112.0083 | 4.9433 | PV | c-Si | 112 | 80 | 1.4 | Tracking | Single Axis | Tracking | 180 | [6 empty] | 31.45 | 9.73 | 35.87 | 27.31 | 23.0203 | [14 empty] | 29.09% | 28.42%
63061 | Clover Creek Solar | 2021-12-31 | 2021 | West (non-ISO) | UT | 39.8424 | -111.8882 | 4.7487 | PV | Thin-Film | 107 | 80 | 1.3375 | Tracking | Single Axis | Tracking | 180 | [6 empty] | 32.9 | 16.69 | 31.64 | 24.42 | 24.1748 | [14 empty] | 29.54% | 27.94%
63549 | Water Strider Solar | 2021-03-31 | 2021 | PJM | VA | 37.0164 | -79.0271 | 4.3338 | PV | c-Si | 108.2 | 80 | 1.3525 | Tracking | Single Axis | Tracking | 180 | [6 empty] | 32.15 |  | 49.83 | 36.67 | 32.1165 | [14 empty] | 25.53% | 26.28%
63842 | Trent River Solar | 2021-07-30 | 2021 | Southeast (non-ISO) | NC | 34.9942 | -77.2463 | 4.4257 | PV | c-Si | 108 | 80 | 1.35 | Fixed Tilt | Fixed Tilt | 60 | 181 | [6 empty] | 30.41 | 2.08 | 57.64 | 42.93 | [15 empty] | 22.8% | 20.09%
64019 | Altavista Solar | 2021-06-30 | 2021 | PJM | VA | 37.1479 | -79.3475 | 4.3292 | PV | c-Si | 113 | 80 | 1.4125 | Tracking | Single Axis | Tracking | 180 | [6 empty] | 31.98 |  | 54.01 | 39.95 | [15 empty] | 23.93% | 24.1%
64144 | Harts Mill Solar | 2021-01-31 | 2021 | PJM | NC | 35.8916 | -77.6436 | 4.4415 | PV | c-Si | 112 | 80 | 1.4 | Tracking | Single Axis | Tracking | 180 | [6 empty] | 26.89 |  | 38.88 | 29.74 | [15 empty] | 26.05% | 25.38%
64150 | SR Lancaster Solar GA | 2021-12-31 | 2021 | Southeast (non-ISO) | GA | 31.4854 | -84.7319 | 4.7613 | PV | Thin-Film | 114 | 80 | 1.425 | Tracking | Single Axis | Tracking | 180 | [6 empty] | 29.61 | 31.08 | 62.36 | 45.06 | 21.059 | [14 empty] | 27.6% | 26.42%
62505 | G.S.E. One (Phoenix Solar?) | 2021-09-30 | 2021 | ERCOT | TX | 33.5018 | -96.149 | 4.6176 | PV | Thin-Film | 105 | 82.5 | 1.2727 | Tracking | Single Axis | Tracking | 180 | [6 empty] | 72.3 |  | 48.15 | 35.7 | [15 empty] | 26.82% | 23.57%
62730 | Desper Solar (Belcher Solar) | 2021-06-30 | 2021 | PJM | VA | 38.0073 | -78.0469 | 4.2449 | PV | c-Si | 122.4 | 88.2 | 1.3878 | Tracking | Single Axis | Tracking | 180 | [6 empty] | 36.15 |  | 77.41 | 56.99 | 33.8247 | [14 empty] | 22.35% | 16.76%
62420 | Prairie State Solar Project | 2021-07-30 | 2021 | MISO | IL | 38.1971 | -89.5657 | 4.2194 | PV | c-Si | 132.3 | 99 | 1.3364 | Tracking | Single Axis | Tracking | 180 | [6 empty] | 31.02 | 13.9 | 37.77 | 28.59 | 30.8122 | [14 empty] | 26.8% | 27.01%
64224 | Dressor Plains Solar | 2021-09-30 | 2021 | MISO | IL | 39.1675 | -89.0492 | 4.1529 | PV | c-Si | 135.4 | 99 | 1.3677 | Tracking | Single Axis | Tracking | 182 | [6 empty] | 32.47 | 14.15 | 37.54 | 28.54 | 30.6042 | [14 empty] | 26.97% | 26.94%
62656 | Hunter Solar | 2021-03-31 | 2021 | West (non-ISO) | UT | 39.1352 | -111.0425 | 5.0129 | PV | c-Si | 129.7 | 100 | 1.297 | Tracking | Single Axis | Tracking | 180 | [6 empty] | 31.77 | 11.64 | 34.06 | 25.56 | 21.4707 | [14 empty] | 31.14% | 31.08%
62814 | Sadler Solar | 2021-07-30 | 2021 | PJM | VA | 36.6971 | -77.6103 | 4.3691 | PV | c-Si | 127.8 | 100 | 1.278 | Tracking | Single Axis | Tracking | 180 | [6 empty] | 31.79 |  | 52.04 | 38.8 | [15 empty] | 21.31% | 21.09%
63080 | Harry Allen Solar Energy (MGM Mega Solar Array) | 2021-05-31 | 2021 | West (non-ISO) | NV | 36.4238 | -114.9239 | 5.6882 | PV | c-Si | 123.5 | 100 | 1.235 | Tracking | Single Axis | Tracking | 180 | [6 empty] | 25.55 | 6.47 | 22.8 | 17.82 | 25.617 | [14 empty] | 33.79% | 33.14%
63378 | Wapello Solar | 2021-03-31 | 2021 | MISO | IA | 41.1558 | -91.1768 | 3.9906 | PV | c-Si | 127.5 | 100 | 1.275 | Tracking | Single Axis | Tracking | 182 | [6 empty] | 32.85 | 13.7 | [17 empty] | 24.27% | 23.93%
63476 | Saint Solar | 2021-01-31 | 2021 | West (non-ISO) | AZ | 32.8663 | -111.5024 | 5.7683 | PV | Thin-Film | 134 | 100 | 1.34 | Tracking | Single Axis | Tracking | 180 | [8 empty] | 35.16 | 26.46 | 22.5586 | [14 empty] | 33.84% | 30.05%
64105 | Maverick Solar 6 | 2021-11-30 | 2021 | CAISO | CA | 33.6991 | -115.2223 | 5.8774 | PV | c-Si | 131 | 100 | 1.31 | Tracking | Single Axis | Tracking | 180 | PV+Storage | LIB | AC | 2022 | 50 | 200 | 19.37 | 4.26 | 31.98 | 24.12 | 23.7666 | [14 empty] | 35.01% | 31.84%
64191 | SR Lumpkin | 2021-12-31 | 2021 | Southeast (non-ISO) | GA | 32.0255 | -84.7362 | 4.677 | PV | Thin-Film | 140 | 100 | 1.4 | Tracking | Single Axis | Tracking | 180 | [6 empty] | 29.5 | 26.26 | 64.57 | 46.47 | 21.4752 | [14 empty] | 27.14% | 26.2%
64431 | Point Beach Solar | 2021-09-30 | 2021 | MISO | WI | 44.273 | -87.5546 | 3.803 | PV | c-Si | 141 | 100 | 1.41 | Tracking | Single Axis | Tracking | 181 | [6 empty] | 35.79 | 14.69 | 44.16 | 33.71 | 38.6798 | [14 empty] | 22.25% | 22.98%
64624 | Hudson - High Desert Hybrid | 2021-12-31 | 2021 | CAISO | CA | 34.6365 | -117.3724 | 5.9225 | PV | c-Si | 130.4 | 100 | 1.304 | Tracking | Single Axis | Tracking | 180 | PV+Storage | LIB | AC | 2021 | 50 | 200 | 23.85 | 4.17 |  |  | 21.9226 | [14 empty] | 32.88% | 32.55%
61098 | Battle Mountain Solar Project | 2021-05-31 | 2021 | West (non-ISO) | NV | 40.7184 | -117.0614 | 4.9018 | PV | c-Si | 122.9 | 101 | 1.2168 | Tracking | Single Axis | Tracking | 181 | PV+Storage | LIB | DC | 2021 | 25 | 100 | 33.23 | 8.24 | 40.31 | 29.65 | 21.9758 | [14 empty] | 30.53% | 29.15%
65376 | SR Snipesville II | 2021-12-31 | 2021 | Southeast (non-ISO) | GA | 31.7069 | -82.7376 | 4.7407 | PV | Thin-Film | 152 | 107 | 1.4206 | Tracking | Single Axis | Tracking | 180 | [6 empty] | 29.27 | 24.44 | 67.35 | 48.45 | 21.4752 | [14 empty] | 27.46% | 25.53%
63538 | Assembly Solar II | 2021-12-31 | 2021 | MISO | MI | 43.0484 | -83.9575 | 3.7773 | PV | c-Si | 161 | 110 | 1.4636 | Tracking | Single Axis | Tracking | 180 | [6 empty] | 32.54 | 15.09 | 45.63 | 34.84 | 36.895 | [14 empty] | 23.47% | 22.94%
62772 | Coniglio Solar | 2021-08-31 | 2021 | ERCOT | TX | 33.41 | -96.0778 | 4.6153 | PV | c-Si | 168 | 123.6 | 1.3592 | Tracking | Single Axis | Tracking | 181 | [6 empty] | 69.47 |  | 50.31 | 38.31 | [15 empty] | 23.89% | 19.34%
63769 | Briar Creek Solar 1 | 2021-12-31 | 2021 | ERCOT | TX | 32.0675 | -96.5851 | 4.707 | PV | Thin-Film | 153 | 127 | 1.2047 | Tracking | Single Axis | Tracking | 180 | [6 empty] | 74.97 |  | 38.81 | 29.34 | [15 empty] | 26.72% | 23.66%
61648 | Robins Air Force Base Solar | 2021-04-30 | 2021 | Southeast (non-ISO) | GA | 32.6845 | -83.623 | 4.6613 | PV | c-Si | 175 | 128 | 1.3672 | Fixed Tilt | Fixed Tilt | 20 | 180 | [6 empty] | 28.93 | 26.26 | 55.06 | 41.31 | [15 empty] | 22.78% | 20.08%
64204 | Elara Solar | 2021-12-31 | 2021 | ERCOT | TX | 28.8832 | -99.1786 | 4.8894 | PV | c-Si | 176 | 130 | 1.3538 | Tracking | Single Axis | Tracking | 180 | [6 empty] | 69.11 |  | 41.69 | 31.27 | [15 empty] | 29.13% | 26.36%
64426 | Wilmot Energy Center | 2021-04-30 | 2021 | West (non-ISO) | AZ | 32.0354 | -110.8903 | 5.8177 | PV | c-Si | 135 | 130 | 1.0385 | Tracking | Single Axis | Tracking | 180 | PV+Storage | LIB | AC | 2021 | 30 | 30 |  |  | 28.01 | 21.71 | 22.686 | [14 empty] | 24.93% | 23.89%
64106 | Maverick Solar 7 (aka Palen Solar) | 2021-12-31 | 2021 | CAISO | CA | 33.6864 | -115.1986 | 5.8566 | PV | c-Si | 179 | 132 | 1.3561 | Tracking | Single Axis | Tracking | 180 | [6 empty] | 19.55 | 4.3 | 40.04 | 29.54 | 23.6228 | [14 empty] | 35.05% | 31.6%
63764 | Elm Branch Solar 1 | 2021-12-31 | 2021 | ERCOT | TX | 32.2326 | -96.7061 | 4.7109 | PV | Thin-Film | 163 | 134.7 | 1.2101 | Tracking | Single Axis | Tracking | 182 | [6 empty] | 75.32 |  | 35.86 | 27.17 | [15 empty] | 26.19% | 25.54%
64879 | Edwards Sanborn E2 | 2021-12-31 | 2021 | CAISO | CA | 34.9415 | -118.129 | 5.8476 | PV | Thin-Film | 146.9 | 137.8 | 1.066 | Tracking | Single Axis | Tracking | 180 | PV+Storage |  | DC | 2022 | 122.8 | 250 | 23.29 | 5.58 | 35.57 | 26.61 | [15 empty] | 28.68% | 24.76%
57659 | East Blackland Solar Project 1 (Pflugerville Solar) | 2021-07-30 | 2021 | ERCOT | TX | 30.4214 | -97.4614 | 4.7332 | PV | c-Si | 186 | 144 | 1.2917 | Tracking | Single Axis | Tracking | 181 | [6 empty] | 74.93 |  | 43.7 | 32.78 | 32.2175 | [14 empty] | 25.38% | 24.07%
63892 | Lily Solar Hybrid | 2021-09-30 | 2021 | ERCOT | TX | 32.5333 | -96.429 | 4.6771 | PV | c-Si | 181 | 146 | 1.2397 | Tracking | Single Axis | Tracking | 181 | PV+Storage | LIB | AC | 2021 | 50 | 75 | 71.06 | [18 empty] | 28.92% | 26.36%
62955 | Badger Hollow I | 2021-11-30 | 2021 | MISO | WI | 42.9383 | -90.3643 | 3.8301 | PV | c-Si | 191.6 | 150 | 1.2773 | Tracking | Single Axis | Tracking | 180 | [6 empty] | 44.05 | 16.13 | 78.93 | 59.11 | [15 empty] | 15.03% | 13.28%
63029 | Hardin Solar Energy (Hardin I) | 2021-02-28 | 2021 | PJM | OH | 40.6618 | -83.8194 | 3.8607 | PV | c-Si | 199.3 | 150 | 1.3287 | Tracking | Single Axis | Tracking | 180 | [6 empty] | 32.42 |  | 46.82 | 35.39 | [15 empty] | 23.62% | 21.73%
63440 | Sun Streams 2 | 2021-06-30 | 2021 | CAISO | AZ | 33.3204 | -112.8168 | 5.8518 | PV | Thin-Film | 199.5 | 150 | 1.33 | Tracking | Single Axis | Tracking | 180 | [6 empty] | 26.85 | 4.82 | 43 | 31.86 | [15 empty] | 30.09% | 27.88%
64335 | Quitman II Solar | 2021-12-31 | 2021 | Southeast (non-ISO) | GA | 30.862 | -83.6517 | 4.7778 | PV | c-Si | 210 | 150 | 1.4 | Tracking | Single Axis | Tracking | 180 | [6 empty] | 29.45 | 29.38 | 33.13 | 25.8 | 21.5814 | [14 empty] | 28.14% | 26.36%
63387 | Rancho Seco Solar II | 2021-02-28 | 2021 | West (non-ISO) | CA | 38.344 | -121.1141 | 5.0638 | PV | c-Si | 212.8 | 160 | 1.33 | Fixed Tilt | Fixed Tilt | 20 | 211 | [8 empty] | 74.86 | 57.32 | 28.1248 | [14 empty] | 15.46% | 12.21%
60654 | Townsite Solar Project Hybrid | 2021-12-31 | 2021 | West (non-ISO) | NV | 35.9373 | -114.884 | 5.6949 | PV | Thin-Film | 231 | 180 | 1.2833 | Tracking | Single Axis | Tracking | 180 | PV+Storage | LIB | AC | 2021 | 90 | 360 |  |  | 38.96 | 29.03 | [15 empty] | 30.49% | 28.29%
63329 | Aragorn Solar Project | 2021-12-31 | 2021 | ERCOT | TX | 31.7223 | -104.4525 | 5.6616 | PV | Thin-Film | 255 | 180 | 1.4167 | Tracking | Single Axis | Tracking | 180 | [6 empty] | 68.58 |  | 45.12 | 33.64 | [15 empty] | 25.7% | 27.1%
62200 | Hillcrest Solar | 2021-07-30 | 2021 | PJM | OH | 39.0787 | -83.8996 | 4.036 | PV | Thin-Film | 260 | 200 | 1.3 | Tracking | Single Axis | Tracking | 180 | [6 empty] | 33.21 |  | 50.83 | 37.87 | [15 empty] | 23.22% | 22.06%
62893 | Prairie Wolf Solar | 2021-11-30 | 2021 | MISO | IL | 39.5484 | -87.9777 | 4.1075 | PV | Thin-Film | 255 | 200 | 1.275 | Tracking | Single Axis | Tracking | 180 | [6 empty] | 32.07 | 14.85 | 46.94 | 35.32 | [15 empty] | 22.84% | 21.62%
64026 | ANSON Solar Center | 2021-03-31 | 2021 | ERCOT | TX | 32.7895 | -99.9217 | 5.1508 | PV | c-Si | 260 | 200 | 1.3 | Tracking | Single Axis | Tracking | 180 | [6 empty] | 65.25 |  | 38.52 | 29.18 | [15 empty] | 27.19% | 25.46%
64290 | SE Athos II, LLC | 2021-12-31 | 2021 | CAISO | CA | 33.7479 | -115.3517 | 5.8554 | PV | Thin-Film | 300 | 200 | 1.5 | Tracking | Single Axis | Tracking | 180 | PV+Storage | [5 empty] | 19.78 | 4.14 | 41.86 | 30.96 | [15 empty] | 35.14% | 32.84%
64553 | Riverstart Solar Park | 2021-12-31 | 2021 | PJM | IN | 40.0462 | -85.0451 | 3.9598 | PV | c-Si | 268 | 200 | 1.34 | Tracking | Single Axis | Tracking | 180 | [6 empty] | 32.42 |  | 44.67 | 33.78 | [15 empty] | 23.79% | 22.94%
64538 | Corazon Energy | 2021-08-31 | 2021 | ERCOT | TX | 27.6491 | -99.2453 | 5.0777 | PV | c-Si | 266 | 202.64 | 1.3127 | Tracking | Single Axis | Tracking | 180 | [6 empty] | 48.41 |  | 60.68 | 45.6 | [15 empty] | 19.59% | 17.25%
63721 | Cool Springs Solar (Hybrid) | 2021-12-31 | 2021 | Southeast (non-ISO) | GA | 30.7415 | -84.673 | 4.7386 | PV | c-Si | 298 | 213 | 1.3991 | Tracking | Single Axis | Tracking | 180 | PV+Storage | LIB | DC | 2021 | 40 | 80 | 29.42 | 30.69 | 35.29 | 27.49 | [15 empty] | 26.47% | 24.67%
63905 | Azure Sky Solar | 2021-07-30 | 2021 | ERCOT | TX | 32.9941 | -99.6176 | 5.1056 | PV | c-Si | 284 | 225 | 1.2622 | Tracking | Single Axis | Tracking | 180 | PV+Storage | LIB | AC | 2022 | 95 | 116 | 69.05 | [18 empty] | 29.4% | 28.56%
62462 | Muscle Shoals | 2021-09-30 | 2021 | Southeast (non-ISO) | AL | 34.7668 | -87.9184 | 4.405 | PV | Thin-Film | 294 | 227 | 1.2952 | Tracking | Single Axis | Tracking | 180 | [6 empty] | 31.19 | 33.83 | 54.19 | 39.94 | [15 empty] | 24.64% | 22.57%
62013 | Pleinmont Solar 2 (part of Pleinmont facility) | 2021-08-31 | 2021 | PJM | VA | 38.2457 | -77.7688 | 4.2302 | PV | c-Si | 294 | 240 | 1.225 | Tracking | Single Axis | Tracking | 180 | [6 empty] | 35.07 | [18 empty] | 18.61% | 21.95%
63770 | Bighorn Solar 1 | 2021-11-30 | 2021 | West (non-ISO) | CO | 38.2075 | -104.5967 | 5.1341 | PV | Thin-Film | 300 | 240 | 1.25 | Tracking | Single Axis | Tracking | 180 | [6 empty] | 23.29 | 20.56 | 34.35 | 26.24 | 16.787 | [14 empty] | 27.99% | 25.76%
61346 | RE Maplewood | 2021-10-31 | 2021 | ERCOT | TX | 30.9797 | -102.248 | 5.524 | PV | c-Si | 350 | 250 | 1.4 | Tracking | Single Axis | Tracking | 180 | [6 empty] | 74.26 |  | 43 | 33.24 | [15 empty] | 24.61% | 21.13%
61920 | Galloway 1 Solar Farm | 2021-10-31 | 2021 | ERCOT | TX | 31.4404 | -99.8496 | 5.1016 | PV | c-Si | 318 | 250 | 1.272 | Tracking | Single Axis | Tracking | 180 | [6 empty] | 77.45 |  | 42.09 | 31.41 | [15 empty] | 25.5% | 25.85%
62547 | Aquamarine (Westland Solar Park) | 2021-09-30 | 2021 | CAISO | CA | 36.1856 | -119.8922 | 5.306 | PV | c-Si | 325 | 250 | 1.3 | Tracking | Single Axis | Tracking | 180 | [6 empty] | 21.08 | 5.3 | 45.1 | 33.44 | 31.3091 | [14 empty] | 30.71% | 25.58%
63504 | Copper Mountain Solar 5 | 2021-03-31 | 2021 | West (non-ISO) | NV | 35.7763 | -114.9737 | 5.6637 | PV | c-Si | 332.3 | 250 | 1.3292 | Tracking | Single Axis | Tracking | 180 |  |  |  |  | 87.5 | 350 | 24.67 | 8.01 | 33.22 | 25.12 | 22.5939 | [14 empty] | 30.63% | 30.72%
64325 | Prospero Solar II | 2021-08-31 | 2021 | ERCOT | TX | 32.2743 | -102.8764 | 5.544 | PV | Thin-Film | 331 | 250 | 1.324 | Tracking | Single Axis | Tracking | 180 | [6 empty] | 66.69 |  | 32.37 | 24.6 | [15 empty] | 25.33% | 30.69%
62483 | Taygete Energy Project (Phase I) | 2021-03-31 | 2021 | ERCOT | TX | 31.1724 | -103.1079 | 5.604 | PV | c-Si | 344 | 255 | 1.349 | Tracking | Single Axis | Tracking | 180 | [6 empty] | 68.87 |  | 41.59 | 31.54 | [15 empty] | 26.23% | 24.22%
62804 | Greasewood (Concho Bluff) | 2021-02-28 | 2021 | ERCOT | TX | 31.0353 | -102.4646 | 5.5446 | PV | c-Si | 347 | 255 | 1.3608 | Tracking | Single Axis | Tracking | 180 | [6 empty] | 57 | [18 empty] | 17.97% | 9.355%
63320 | Titan Solar Project | 2021-12-31 | 2021 | ERCOT | TX | 31.7004 | -104.4581 | 5.6616 | PV | Thin-Film | 375 | 260 | 1.4423 | Tracking | Single Axis | Tracking | 180 | [6 empty] | 67.33 |  | 41.03 | 30.67 | [15 empty] | 31.57% | 29.43%
63328 | Juno Solar Project | 2021-08-31 | 2021 | ERCOT | TX | 32.7707 | -101.6236 | 5.3592 | PV | Thin-Film | 425 | 300 | 1.4167 | Tracking | Single Axis | Tracking | 180 | [6 empty] | 67.87 |  | 57.78 | 41.41 | [15 empty] | 31.11% | 31.2%
63255 | 2W Permian Solar Project Hybrid | 2021-08-31 | 2021 | ERCOT | TX | 32.1164 | -102.5283 | 5.5191 | PV | c-Si | 562.8 | 420 | 1.34 | Tracking | Single Axis | Tracking | 180 | PV+Storage | LIB | AC | 2021 | 40 | 40 | 62.47 |  | 40.43 | 30.69 | [15 empty] | 25.61% | 24.7%
62974 | Syncarpha Millbury Hybrid (CSG) | 2022-10-31 | 2022 | ISO-NE | MA | 42.1752 | -71.793 | 3.8235 | PV | c-Si | 7.1353 | 5.001 | 1.4268 | Fixed Tilt | Fixed Tilt | 20 | 180 | PV+Storage | NIB | AC | 2022 | 3.76 | 8.0464 | 29.93 | 3.2 | [18 empty] | 17.91%
64726 | West Haydenville PJ (aka Particle Wave) | 2022-09-30 | 2022 | ISO-NE | MA | 42.3848 | -72.7081 | 3.8108 | PV | c-Si | 7.966 | 5.001 | 1.5929 | Fixed Tilt | Fixed Tilt | 0 | 180 | PV+Storage | LIB | DC | 2022 | 3.6 | 7.2 | 30.05 | 3.12 | 85.8 | 62.38 | [16 empty] | 19.13%
64727 | Brookwood Drive | 2022-08-31 | 2022 | ISO-NE | MA | 41.5917 | -71.0964 | 3.8967 | PV | Thin-Film | 7.2109 | 5.001 | 1.4419 | Fixed Tilt | Fixed Tilt | 25 | 180 | PV+Storage | Lithium-Ion | DC | 2022 | 2.99 | 8.06 | 29.95 | 3.27 | 132.72 | 95.78 | [16 empty] | 12.13%
65015 | ASD Wallum MA Solar LLC(CSG) | 2022-01-31 | 2022 | ISO-NE | MA | 42.0116 | -71.7605 | 3.8127 | PV | c-Si | 8.73 | 5.001 | 1.7457 | Fixed Tilt | Fixed Tilt | 20 | 180 | PV+Storage | LIB | DC | 2022 | 3.84 | 12.88 | 30.06 | 4.07 | 122.78 | 87.66 | [16 empty] | 16.12%
65459 | OYA Church Road | 2022-12-31 | 2022 | NYISO | NY | 43.1909 | -76.3898 | 3.703 | PV | c-Si | 6.7 | 5.001 | 1.3397 | Tracking | Single Axis | Tracking | 180 | [6 empty] | 26.01 | 10.9 | 84.14 | 60.79
66180 | Huxley Solar | 2022-12-31 | 2022 | ISO-NE | MA | 42.2001 | -72.4815 | 3.7736 | PV | c-Si | 7.9 | 5.001 | 1.5797 | Tracking | Single Axis | Tracking | 180 | PV+Storage | LIB | DC | 2022 | 5 | 3.5 | 30.52 | 4.04
66181 | Beacon Solar, LLC | 2022-11-30 | 2022 | ISO-NE | MA | 42.2817 | -72.6775 | 3.7949 | PV | c-Si | 6.4 | 5.001 | 1.2797 | Tracking | Single Axis | Tracking | 180 | PV+Storage | LIB | DC | 2022 | 5 | 7.8 | 30.42 | 3.85 | [18 empty] | 10.19%
66501 | Cicero Energy Storage 1 LLC | 2022-03-31 | 2022 | NYISO | NY | 43.1474 | -76.0868 | 3.6984 | PV | c-Si | 7.7 | 5.001 | 1.5397 | Fixed Tilt | Fixed Tilt | 20 | 180 | PV+Storage | LIB | DC | 2022 | 5 | 20 | 25.54 | 10.93 | 39.35 | 32.42 | [16 empty] | 16.96%
66503 | Cicero Energy Storage 2 LLC | 2022-03-31 | 2022 | NYISO | NY | 43.1513 | -76.0888 | 3.6984 | PV | c-Si | 7.6 | 5.001 | 1.5197 | Fixed Tilt | Fixed Tilt | 20 | 180 | PV+Storage | LIB | DC | 2022 | 5 | 20 | 25.53 | 10.92 | 43.32 | 35.64 | [16 empty] | 15.31%
65069 | Linton | 2022-07-30 | 2022 | MISO | IN | 39.0438 | -87.136 | 4.0691 | PV | c-Si | 7.2 | 5.4 | 1.3333 | Tracking | Single Axis | Tracking | 180 | [6 empty] | 34.1 | 13.97 | 70.08 | 50.34 | [16 empty] | 22.36%
66331 | Wonderful Firebaugh | 2022-08-31 | 2022 | CAISO | CA | 36.8377 | -120.3144 | 5.2442 | PV | c-Si | 5.8 | 5.4 | 1.0741 | Tracking | Single Axis | Tracking | 180 | [6 empty] | -5.41 | 5.87 | 62.34 | 44.6 | [16 empty] | 21.31%
66742 | Laskin Solar | 2022-12-31 | 2022 | MISO | MN | 47.5226 | -92.1784 | 3.5836 | PV | c-Si | 5.9 | 5.6 | 1.0536 | Tracking | Single Axis | Tracking | 180 | [6 empty] | 37.44 | 16.9 | 81.55 | 58.22 | [16 empty] | 16.37%
67490 | Spectrum Solar Hybrid | 2022-12-31 | 2022 | PJM | MD | 38.8319 | -76.9763 | 4.1531 | PV | c-Si | 8.3 | 5.6 | 1.4821 | Fixed Tilt | Fixed Tilt | 20 | 180
65163 | Project Orioles Solar Facility (aka SG Noriole PV, LLC) | 2022-10-31 | 2022 | NYISO | NY | 42.4339 | -73.8131 | 3.7934 | PV | c-Si | 6.3752 | 5.625 | 1.1334 | Fixed Tilt | Fixed Tilt | 30 | 180 | [6 empty] | 28.69 | 8.13 | 48.72 | 37.42 | [16 empty] | 15.15%
65726 | Montgomery County Community Solar Center | 2022-03-31 | 2022 | MISO | MO | 38.8907 | -91.4232 | 4.2183 | PV | c-Si | 6.5 | 5.7 | 1.1404 | Tracking | Single Axis | Tracking | 180 | [6 empty] | 32.7 | 15.38 | 58.86 | 42.34 | [16 empty] | 22.43%
66339 | Brainerd Airport | 2022-12-31 | 2022 | MISO | MN | 46.3972 | -94.1475 | 3.7275 | PV | c-Si | 6.5 | 5.8 | 1.1207 | Tracking | Single Axis | Tracking | 180 | [6 empty] | 38.64 | 16.9 | 50.53 | 37.14 | [16 empty] | 20.55%
66584 | White Rock Road LLC | 2022-12-31 | 2022 | ISO-NE | RI | 41.409 | -71.8391 | 3.9114 | PV | c-Si | 8.7 | 6.5 | 1.3385 | Fixed Tilt | Fixed Tilt |  | 180 | [6 empty] | 29.85 | 3.21 | 84.26 | 60.97 | [16 empty] | 17.23%
65387 | Holland Solar Farm | 2022-07-30 | 2022 | PJM | NJ | 40.6168 | -75.1557 | 3.932 | PV | c-Si | 8 | 6.7 | 1.194 | Fixed Tilt | Fixed Tilt | 10 | 180 | [6 empty] | 24.18 |  | 103.98 | 73.48 | [16 empty] | 16.68%
64249 | Anderson 6 | 2022-06-30 | 2022 | PJM | IN | 40.085 | -85.7465 | 3.9626 | PV | c-Si | 8.8 | 6.8 | 1.2941 | Tracking | Single Axis | Tracking | 180 | [6 empty] | 36.01 |  | 68.28 | 49.02 | [16 empty] | 22.46%
65086 | Bremen | 2022-11-30 | 2022 | MISO | IN | 41.463 | -86.1635 | 3.8535 | PV | c-Si | 9 | 6.8 | 1.3235 | Tracking | Single Axis | Tracking | 180 | [6 empty] | 34.26 | 16.68 | 86.28 | 61.19 | [16 empty] | 21.21%
65641 | SR Paris | 2022-12-31 | 2022 | Southeast (non-ISO) | TN | 36.4459 | -88.3277 | 4.2804 | PV | Thin-Film | 9.5 | 6.8 | 1.3971 | Tracking | Single Axis | Tracking | 178 | [6 empty] | 31.14 | 35.49 | 39.65 | 30.79 | [16 empty] | 21.31%
64068 | BD Solar Hancock LLC | 2022-06-30 | 2022 | ISO-NE | ME | 44.5407 | -68.3646 | 3.7121 | PV | c-Si | 10.159 | 7 | 1.4513 | Fixed Tilt | Fixed Tilt | 25 | 180 | [6 empty] | 30.71 | 2.78 | 53.29 | 40.84
64069 | Winslow PV - BD Solar 2 LLC | 2022-07-30 | 2022 | ISO-NE | ME | 44.5611 | -69.5933 | 3.6871 | PV | c-Si | 10.6 | 7 | 1.5143 | Fixed Tilt | Fixed Tilt | 25 | 180 | [6 empty] | 30.79 | 3.02 | 52.61 | 40.73 | [16 empty] | 17.75%
64070 | BD Solar Ellsworth LLC (aka BD Solar Hancock North) | 2022-06-30 | 2022 | ISO-NE | ME | 44.5408 | -68.3643 | 3.7121 | PV | c-Si | 10.159 | 7 | 1.4513 | Fixed Tilt | Fixed Tilt | 25 | 180 | [6 empty] | 30.71 | 2.78 | 49.39 | 38.28
64986 | Franklin County Solar | 2022-01-31 | 2022 | MISO | IA | 42.7208 | -93.2061 | 3.9064 | PV | c-Si | 9.1 | 7 | 1.3 | Tracking | Single Axis | Tracking | 180 | [6 empty] | 31.68 | 15.03 | 62.4 | 45.22 | [16 empty] | 22.24%
65968 | Hodag Solar | 2022-01-31 | 2022 | MISO | WI | 45.6084 | -89.4424 | 3.6986 | PV | c-Si | 9.394 | 7.5 | 1.2525 | Tracking | Single Axis | Tracking | 180 | [6 empty] | 38.94 | 14.99 | 50.46 | 37.66 | [16 empty] | 20.07%
66247 | Ash Mesa Solar, LLC | 2022-06-30 | 2022 | West (non-ISO) | CO | 38.6634 | -107.9967 | 4.9846 | PV | c-Si | 10 | 7.8 | 1.2821 | Tracking | Single Axis | Tracking | 179 | [6 empty] | 22.71 | 17.69 | 40.13 | 29.82 | [16 empty] | 23.81%
64780 | Hermsdorf Solar | 2022-03-31 | 2022 | MISO | WI | 43.0615 | -89.2579 | 3.8677 | PV | c-Si | 11.6 | 8 | 1.45 | Tracking | Single Axis | Tracking | 180 | [6 empty] | 33.58 | 14.05 | 56.86 | 42.12 | [16 empty] | 21.99%
64982 | West Plains Solar I | 2022-03-31 | 2022 | SPP | MO | 36.7853 | -91.8674 | 4.3423 | PV | c-Si | 10.8 | 8 | 1.35 | Fixed Tilt | Fixed Tilt | 25 | 180 | [6 empty] | 35.74 | 22.23 | 42.52 | 32.35 | [16 empty] | 22.1%
62233 | Jefferson Solar | 2022-12-31 | 2022 | Southeast (non-ISO) | SC | 34.3501 | -80.059 | 4.588 | PV | c-Si | 11 | 8.2 | 1.3415 | Tracking | Single Axis | Tracking | 180 | [6 empty] | 31.64 | 9.54 | 74.14 | 52.9 | [16 empty] | 23.61%
67145 | Union Bridge Solar | 2022-04-30 | 2022 | PJM | MD | 39.5635 | -77.1834 | 4.06 | PV | c-Si | 10.7088 | 8.2 | 1.306 | Fixed Tilt | Fixed Tilt | 30 | 180 | [26 empty] | 17.09%
66178 | South 49th 013445 SCS Norfolk, LLC | 2022-09-30 | 2022 | West (non-ISO) | NE | 42.0312 | -97.4827 | 4.1697 | PV | c-Si | 12.3 | 8.5 | 1.4471 | Tracking | Single Axis | Tracking | 182 | PV+Storage | LIB | AC | 2022 | 1 | 2.1 | 32.14 | 27.57 | 47.37 | 35.02 | [16 empty] | 24.5%
66422 | Westside Solar | 2022-12-31 | 2022 | MISO | MN | 44.0536 | -92.5485 | 3.7868 | PV | c-Si | 13.7 | 9.8 | 1.398 | Tracking | Single Axis | Tracking | 180 | [6 empty] | 30.85 | 14.94 | 76.63 | 55.32 | [16 empty] | 20.28%
63024 | Hertford Solar Power, LLC | 2022-06-30 | 2022 | PJM | NC | 36.2729 | -77.0279 | 4.3798 | PV | c-Si | 13.9 | 10 | 1.39 | Tracking | Single Axis | Tracking | 180 | [6 empty] | 31.51 |  | 55.98 | 41.02 | [16 empty] | 23.67%
65781 | Bishopville Solar II, LLC | 2022-12-31 | 2022 | Southeast (non-ISO) | SC | 34.2085 | -80.2217 | 4.5431 | PV | c-Si | 11.9 | 10 | 1.19 | Tracking | Single Axis | Tracking | 180 | [6 empty] | 31.68 | 9.18 | 64.76 | 46.26 | [16 empty] | 17.74%
66065 | West Valley Solar | 2022-06-30 | 2022 | NYISO | NY | 42.4428 | -78.6328 | 3.6328 | PV | c-Si | 15 | 10 | 1.5 | Fixed Tilt | Fixed Tilt | 20 | 180 | [6 empty] | 24.71 | 10.43 | 99.36 | 71.62 | [16 empty] | 17.09%
67143 | Tank Farm 4 | 2022-10-31 | 2022 | ISO-NE | RI | 41.572 | -71.2898 | 3.8559 | PV | c-Si | 15.244 | 10 | 1.5244 | Tracking | Single Axis | Tracking | 180
67487 | Jonesboro CWL Solar Park | 2022-06-30 | 2022 | MISO | AR | 35.8143 | -90.5787 | 4.4057 | PV | c-Si | 13.25 | 10 | 1.325 | Tracking | Single Axis | Tracking | 181
58584 | Princeton University Cogeneration | 2022-03-31 | 2022 | PJM | NJ | 40.3311 | -74.6412 | 3.9951 | PV | c-Si | 12.6 | 10.5 | 1.2 | Fixed Tilt | Fixed Tilt | 12 | 223 | [6 empty] | 24.69 | [19 empty] | 22.47%
63062 | Fort Valley State University Solar | 2022-01-31 | 2022 | Southeast (non-ISO) | GA | 32.5017 | -83.8807 | 4.6616 | PV | c-Si | 15.1 | 10.8 | 1.3981 | Fixed Tilt | Fixed Tilt | 20 | 182 | [6 empty] | 28.97 | 26.19 | 65.02 | 47.35 | [16 empty] | 21.77%
64910 | Brighter Future Solar | 2022-01-31 | 2022 | Southeast (non-ISO) | NC | 35.8161 | -81.3717 | 4.4288 | PV | c-Si | 15.7 | 11 | 1.4273 | Fixed Tilt | Fixed Tilt | 20 | 238 | [6 empty] | 32.21 | 32.76 | 54.83 | 40.7 | [16 empty] | 22.04%
67163 | Auburn Renewables LLC | 2022-09-30 | 2022 | PJM | IN | 41.3435 | -85.0929 | 3.8661 | PV | c-Si | 14.7 | 11.25 | 1.3067 | Fixed Tilt | Fixed Tilt | 25 | 180 | [26 empty] | 16.6%
65972 | Raptor Ridge | 2022-06-30 | 2022 | West (non-ISO) | AZ | 32.1456 | -110.8797 | 5.7977 | PV | c-Si | 15.6 | 12.5 | 1.248 | Tracking | Single Axis | Tracking | 180 | [8 empty] | 48.26 | 34.65 | [16 empty] | 30.6%
64603 | RI King Community Solar Project (TPE King Solar Holdings1, LLC) | 2022-04-30 | 2022 | ISO-NE | RI | 41.9836 | -71.5866 | 3.8566 | PV | c-Si | 16.3 | 12.7 | 1.2835 | Tracking | Single Axis | Tracking | 180 | [6 empty] | 29.47 | 3.27 | 52.23 | 39.65 | [16 empty] | 17.37%
65965 | Java Solar, LLC | 2022-11-30 | 2022 | CAISO | CA | 36.2342 | -119.8161 | 5.3183 | PV | c-Si | 18.5 | 13.5 | 1.3704 | Tracking | Single Axis | Tracking | 180 | [6 empty] | 21.92 | 4.54 | 54.79 | 40.08 | [16 empty] | 24.21%
61691 | Depot Solar Center, LLC | 2022-07-30 | 2022 | PJM | VA | 37.2778 | -79.1136 | 4.3326 | PV | c-Si | 20 | 15 | 1.3333 | Tracking | Single Axis | Tracking | 180 | [6 empty] | 32.11 |  | 57.35 | 42.04 | [16 empty] | 22.08%
61908 | Stratford Solar Center, LLC | 2022-11-30 | 2022 | PJM | VA | 36.6937 | -76.5629 | 4.3511 | PV | c-Si | 20 | 15 | 1.3333 | Tracking | Single Axis | Tracking | 181 | [6 empty] | 33.19 |  | 46.15 | 34.4 | [16 empty] | 23.61%
62318 | North Stonington Solar Center, LLC | 2022-10-31 | 2022 | ISO-NE | CT | 41.4189 | -71.832 | 3.9114 | PV | c-Si | 19.978 | 15 | 1.3319 | Fixed Tilt | Fixed Tilt |  | 180 | [6 empty] | 29.85 | 3.05 | 95.42 | 68.03 | [16 empty] | 23.53%
63728 | Taos Mesa Energy Facility Hybrid | 2022-11-30 | 2022 | West (non-ISO) | NM | 36.447 | -105.6311 | 5.326 | PV | c-Si | 19.656 | 15 | 1.3104 | Tracking | Single Axis | Tracking | 180 | PV+Storage | LIB | AC | 2022 | 12.5 | 25 | 29.02 | 11.99 | 43.96 | 31.98 | [16 empty] | 30.49%
64568 | Letts Creek Solar, LLC | 2022-12-31 | 2022 | MISO | MI | 42.2745 | -84.1356 | 3.8132 | PV | c-Si | 19.9 | 15 | 1.3267 | Tracking | Single Axis | Tracking | 180 | [6 empty] | 33.33 | 14.75 | 54.12 | 40.25 | [16 empty] | 20.4%
59997 | High Shoals PV1 | 2022-04-30 | 2022 | Southeast (non-ISO) | NC | 35.3965 | -81.2191 | 4.5225 | PV | c-Si | 22 | 16 | 1.375 | Fixed Tilt | Fixed Tilt | 20 | 178 | [6 empty] | 31.34 | 30.09 | 55.69 | 41.05 | [16 empty] | 22.26%
62320 | Antelope Expansion 1B | 2022-11-30 | 2022 | CAISO | CA | 34.7161 | -118.2592 | 5.8114 | PV | c-Si | 22.3 | 17 | 1.3118 | Tracking | Single Axis | Tracking | 180 | [6 empty] | 22.15 | 4.49 | 44.56 | 32.28 | 34.453 | [15 empty] | 31.5%
63487 | Wister Solar | 2022-07-30 | 2022 | West (non-ISO) | CA | 33.2694 | -115.503 | 5.647 | PV | c-Si | 25 | 20 | 1.25 | Tracking | Single Axis | Tracking | 180 | [8 empty] | 57.21 | 42.92 | [16 empty] | 16.93%
63773 | Elk Hill Solar 1 | 2022-12-31 | 2022 | PJM | PA | 39.8479 | -77.9162 | 3.9296 | PV | c-Si | 26.8 | 20 | 1.34 | Fixed Tilt | Fixed Tilt | 52 | 180 | [6 empty] | 35.61 |  | 47.57 | 35.73 | [16 empty] | 21.61%
63777 | Pinson Solar Farm | 2022-08-31 | 2022 | Southeast (non-ISO) | SC | 34.7302 | -82.0511 | 4.578 | PV | c-Si | 26 | 20 | 1.3 | Tracking | Single Axis | Tracking | 180 | [6 empty] | 31.78 | 32.05 | 52.12 | 38.31 | [16 empty] | 22.34%
64012 | Energix Nokesville | 2022-11-30 | 2022 | PJM | VA | 38.6752 | -77.5866 | 4.1755 | PV | Thin-Film | 26 | 20 | 1.3 | Tracking | Single Axis | Tracking | 180 | [6 empty] | 39.85 |  | 46.81 | 35.17 | [16 empty] | 21.28%
64135 | Grassfield Solar | 2022-10-31 | 2022 | PJM | VA | 36.6624 | -76.3374 | 4.3227 | PV | c-Si | 26.5 | 20 | 1.325 | Tracking | Single Axis | Tracking | 182 | [6 empty] | 33.13 |  | 55.25 | 40.38 | [16 empty] | 23.4%
64581 | Pullman Solar, LLC | 2022-12-31 | 2022 | MISO | MI | 42.4716 | -86.0969 | 3.8254 | PV | c-Si | 26.1 | 20 | 1.305 | Tracking | Single Axis | Tracking | 180 | [6 empty] | 33.04 | 14.75 | 63.14 | 46.14 | [16 empty] | 20.26%
65124 | NY8 - Regan Solar | 2022-12-31 | 2022 | NYISO | NY | 42.9547 | -74.3131 | 3.7367 | PV | c-Si | 27 | 20 | 1.35 | Tracking | Single Axis | Tracking | 180 | [6 empty] | 24.43 | 8.7 | 87.61 | 63.11
65125 | NY8 - Puckett Solar | 2022-10-31 | 2022 | NYISO | NY | 42.2527 | -75.8341 | 3.7033 | PV | c-Si | 27.2 | 20 | 1.36 | Fixed Tilt | Fixed Tilt | 25 | 180 | [6 empty] | 28.04 | 9.07 | 74.5 | 54.44 | [16 empty] | 17.87%
65314 | Caden Energix Wytheville LLC | 2022-06-30 | 2022 | PJM | VA | 36.9643 | -81.0499 | 4.2373 | PV | Thin-Film | 24.5 | 20 | 1.225 | Tracking | Single Axis | Tracking | 180 | [6 empty] | 32.64 |  | 46.72 | 34.8 | [16 empty] | 21.55%
65346 | Macbeth Solar | 2022-05-31 | 2022 | MISO | MI | 43.4368 | -86.3528 | 3.8435 | PV | c-Si | 28 | 20 | 1.4 | Tracking | Single Axis | Tracking | 180 | [6 empty] | 35.45 | 14.75 | 84.98 | 60.73 | [16 empty] | 20.61%
65347 | Lyons Road | 2022-01-31 | 2022 | MISO | MI | 42.9665 | -84.1451 | 3.8119 | PV | c-Si | 28 | 20 | 1.4 | Tracking | Single Axis | Tracking | 180 | [6 empty] | 32.36 | 14.8 | 83.24 | 59.49 | [16 empty] | 21.04%
67116 | GD West Greenwich Nooseneck I, LLC | 2022-12-31 | 2022 | ISO-NE | RI | 41.606 | -71.647 | 3.8908 | PV | c-Si | 25.7 | 20 | 1.285 | Fixed Tilt | Fixed Tilt | 20 | 180 | [6 empty] | 29.87 | 3.67 | [18 empty] | 15.75%
62820 | Stony Knoll Solar, LLC | 2022-03-31 | 2022 | Southeast (non-ISO) | NC | 36.288 | -80.656 | 4.4033 | PV | c-Si | 29.491 | 22.6 | 1.3049 | Tracking | Single Axis | Tracking | 180 | [6 empty] | 31.56 | 29.12 | [18 empty] | 19.9%
65679 | Calverton Solar Energy Center | 2022-08-31 | 2022 | NYISO | NY | 40.9137 | -72.7504 | 3.9273 | PV | c-Si | 32.7 | 22.9 | 1.4279 | Fixed Tilt | Fixed Tilt | 24 | 180 | [6 empty] | 45.47 | 12.75 | 92.83 | 65.75 | 122.9563 | [15 empty] | 21.61%
64755 | Arbor Hill Solar | 2022-01-31 | 2022 | MISO | IA | 41.4619 | -94.2748 | 4.0241 | PV | c-Si | 31.2 | 24 | 1.3 | Tracking | Single Axis | Tracking | 180 | [6 empty] | 26.13 | 15.52 | 52.37 | 38.85 | [16 empty] | 21.13%
64928 | Edwards Sanborn S3 | 2022-03-31 | 2022 | CAISO | CA | 35.0164 | -118.1225 | 5.8444 | PV | Thin-Film | 41.2 | 37.7 | 1.0928 | Tracking | Single Axis | Tracking | 180 | PV+Storage | Lithium-Ion | DC | 2022 | 35.1 | 70 | 23.26 | 5.28 | 32.59 | 24.49 | [16 empty] | 25.69%
57242 | Mililani South Solar Farm | 2022-07-30 | 2022 | HI | HI | 21.4207 | -158.0177 | 5.0733 | PV | c-Si | 50.1 | 39 | 1.2846 | Tracking | Single Axis | Tracking | 180 | PV+Storage | Lithium-Ion | AC | 2022 | 39 | 156 |  |  | 101.85 | 71.52 | [16 empty] | 20.11%
65677 | Edwards Sanborn S4 | 2022-11-30 | 2022 | CAISO | CA | 35.0125 | -118.1193 | 5.8444 | PV | Thin-Film | 44.8 | 41.2 | 1.0874 | Tracking | Single Axis | Tracking | 180 | PV+Storage | LIB | DC | 2023 | 18.8 | 36 | 23.26 | 5.72 | 46.7 | 34.8 | [16 empty] | 19.08%
64929 | Edwards Sanborn S1 | 2022-03-31 | 2022 | CAISO | CA | 35.0196 | -118.1264 | 5.8444 | PV | Thin-Film | 48.6 | 44.6 | 1.0897 | Tracking | Single Axis | Tracking | 180 | PV+Storage | Lithium-Ion | DC | 2022 | 42.1 | 83.5 | 23.3 | 5.28 | 32.88 | 24.7 | [16 empty] | 25.41%
65662 | Vancourt Solar Interconnections (Rayos Del Sol 2) | 2022-09-30 | 2022 | ERCOT | TX | 26.0901 | -97.7985 | 4.9274 | PV | c-Si | 59.5 | 45 | 1.3222 | Tracking | Single Axis | Tracking | 180 | [6 empty] | 46.75 |  | 37.49 | 28.34 | [16 empty] | 25.76%
64641 | Big Bend II Solar | 2022-01-31 | 2022 | Southeast (non-ISO) | FL | 27.7809 | -82.3932 | 5.0192 | PV | Thin-Film | 52.4 | 45.8 | 1.1441 | Tracking | Single Axis | Tracking | 180 |  |  |  | 2017 | 12.6 |  | 19.74 | 26.34 | 52.74 | 39.01 | [16 empty] | 18.96%
63812 | Highest Power Solar, LLC | 2022-02-28 | 2022 | Southeast (non-ISO) | NC | 36.1146 | -78.2419 | 4.4256 | PV | c-Si | 68 | 48.7 | 1.3963 | Tracking | Single Axis | Tracking | 180 | [6 empty] | 31.5 | 6.66 | 59.67 | 44.02 | [16 empty] | 20.94%
64076 | Route 66 Energy Center, LLC | 2022-05-31 | 2022 | West (non-ISO) | NM | 35.0984 | -107.614 | 5.4799 | PV | c-Si | 74.8 | 49.5 | 1.5111 | Tracking | Single Axis | Tracking | 180 | [6 empty] | 29.29 | 11.14 | 35.87 | 26.81 | 24.8616 | [15 empty] | 33.67%
62745 | Wheatridge Hybrid | 2022-03-31 | 2022 | West (non-ISO) | OR | 45.5597 | -119.6107 | 4.3167 | PV | c-Si | 73.2 | 50 | 1.464 | Tracking | Single Axis | Tracking | 180 | Wind+PV+Storage | Lithium-Ion | DC | 2022 | 30 | 120 | 39.78 | 3.92 | 37.48 | 28.46 | 31.9593 | [15 empty] | 27.58%
63128 | Iris Solar LLC | 2022-10-31 | 2022 | MISO | LA | 30.7815 | -90.2014 | 4.6276 | PV | Thin-Film | 82.5 | 50 | 1.65 | Tracking | Single Axis | Tracking | 180 | [6 empty] | 30.56 | 5.72 | 67.9 | 50.14 | 46.3985 | [15 empty] | 21.53%
63811 | Lick Creek Solar, LLC | 2022-03-31 | 2022 | Southeast (non-ISO) | NC | 36.2896 | -80.1181 | 4.3938 | PV | c-Si | 70.0015 | 50 | 1.4 | Tracking | Single Axis | Tracking | 180 | [6 empty] | 31.6 | 30.05 | 44.52 | 33.25 | [16 empty] | 25.25%
64702 | Stanly Solar, LLC | 2022-08-31 | 2022 | Southeast (non-ISO) | NC | 35.2897 | -80.2354 | 4.4955 | PV | c-Si | 69.89 | 50 | 1.3978 | Tracking | Single Axis | Tracking | 180 | [6 empty] | 31.74 | 34.87 | 45.58 | 34.53 | [16 empty] | 22.04%
65009 | Bear Creek | 2022-09-30 | 2022 | MISO | WI | 43.2002 | -90.2203 | 3.7885 | PV | c-Si | 65.1 | 50 | 1.302 | Tracking | Single Axis | Tracking | 180 | [6 empty] | 37.08 | 14.47 | 54.21 | 40.01 | [16 empty] | 21.38%
65010 | North Rock | 2022-10-31 | 2022 | MISO | WI | 42.8109 | -89.1015 | 3.8432 | PV | c-Si | 64 | 50 | 1.28 | Tracking | Single Axis | Tracking | 180 | [6 empty] | 30.52 | 14.47 | 55.84 | 40.99 | [16 empty] | 21.49%
65103 | Jicarilla Solar 2 (Solar Direct) | 2022-04-30 | 2022 | West (non-ISO) | NM | 36.2285 | -107.2823 | 5.3748 | PV | c-Si | 62.5 | 50 | 1.25 | Tracking | Single Axis | Tracking | 180 | [6 empty] | 27.77 | 13.69 | 28.72 | 19.57 | 20.0025 | [15 empty] | 30.26%
65304 | ENGIE Solidago Solar Project - Hybrid (Amazon Solar Farm Delaware – Solidago) | 2022-12-31 | 2022 | PJM | DE | 39.3842 | -75.7602 | 4.1127 | PV | c-Si | 64.1666 | 50 | 1.2833 | Tracking | Single Axis | Tracking | 180 | [6 empty] | 21.99 |  | 54.69 | 40.3 | [16 empty] | 21.23%
63223 | Brightside | 2022-05-31 | 2022 | ERCOT | TX | 28.4549 | -97.9834 | 4.7908 | PV | Thin-Film | 65 | 50.7 | 1.2821 | Tracking | Single Axis | Tracking | 180 | [6 empty] | 58.38 |  | 38.24 | 29.11 | [16 empty] | 23.24%
65307 | Sunnybrook Solar Project - Hybrid | 2022-12-31 | 2022 | PJM | VA | 36.8019 | -78.8333 | 4.3638 | PV | c-Si | 57.1 | 51 | 1.1196 | Tracking | Single Axis | Tracking | 180 | [6 empty] | 32.43 |  | 59.83 | 43.67 | [16 empty] | 18.54%
61664 | Mountain View Solar (FL) | 2022-04-30 | 2022 | Southeast (non-ISO) | FL | 28.3892 | -82.2216 | 4.9398 | PV | c-Si | 64.6573 | 54.6 | 1.1842 | Tracking | Single Axis | Tracking | 180 | [6 empty] | 19.8 | 24.51 | 58.85 | 43.2 | [16 empty] | 18.86%
65687 | Riverside Solar | 2022-12-31 | 2022 | Southeast (non-ISO) | FL | 27.6721 | -82.4502 | 5.0823 | PV | Thin-Film | 66.8 | 55 | 1.2145 | Tracking | Single Axis | Tracking | 180 | [6 empty] | 19.68 | 17.63 | 46.86 | 34.55 | [16 empty] | 23.33%
64909 | Luciana | 2022-04-30 | 2022 | CAISO | CA | 35.8173 | -119.0632 | 5.336 | PV | c-Si | 72.5 | 55.8 | 1.2993 | Tracking | Single Axis | Tracking | 180 | [6 empty] | 25.08 | 5.22 | 72.64 | 51.32 | 21.9813 | [15 empty] | 26.02%
65521 | Longbow Solar, LLC | 2022-07-30 | 2022 | ERCOT | TX | 29.2898 | -95.2986 | 4.6318 | PV | c-Si | 112 | 78.1 | 1.4341 | Tracking | Single Axis | Tracking | 182 | [6 empty] | 61.91 |  | 36.01 | 26.51 | [16 empty] | 26.54%
64842 | SR Turkey Creek | 2022-11-30 | 2022 | PJM | KY | 37.5936 | -84.5776 | 4.1231 | PV | Thin-Film | 70.35 | 57.6 | 1.2214 | Tracking | Single Axis | Tracking | 180 | [6 empty] | 33.37 |  | 66.54 | 47.74 | [16 empty] | 21.92%
62758 | Meherrin Solar (Pumpkinseed Solar) | 2022-09-30 | 2022 | PJM | VA | 36.6002 | -77.6501 | 4.3691 | PV | c-Si | 86.1 | 59.6 | 1.4446 | Tracking | Single Axis | Tracking | 180 | [6 empty] | 31.46 |  | 84.28 | 61.08 | [16 empty] | 18.25%
65684 | Laurel Oaks Solar | 2022-12-31 | 2022 | Southeast (non-ISO) | FL | 27.92 | -82.0693 | 4.9805 | PV | Thin-Film | 72.216 | 61.2 | 1.18 | Tracking | Single Axis | Tracking | 180 | [6 empty] | 19.8 | 18.55 | 44.85 | 33.21 | [16 empty] | 22.77%
65676 | Edwards Sanborn E5 | 2022-12-31 | 2022 | CAISO | CA | 34.9653 | -118.0773 | 5.8867 | PV | Thin-Film | 71.3 | 68 | 1.0485 | Tracking | Single Axis | Tracking | 180 | PV+Storage | LIB | AC | 2023 | 47 | 94 | 23.26 | 5.22 | 36.65 | 27.21 | [16 empty] | 24.21%
64840 | SR Cedar Springs, LLC | 2022-12-31 | 2022 | Southeast (non-ISO) | GA | 31.2383 | -85.095 | 4.7166 | PV | Thin-Film | 101 | 70 | 1.4429 | Tracking | Single Axis | Tracking | 179 | [6 empty] | 29.44 | 32.59 | 67.53 | 48.74 | [16 empty] | 23.82%
65349 | Mulligan Solar, LLC | 2022-07-30 | 2022 | MISO | IL | 40.095 | -89.4177 | 4.0868 | PV | c-Si | 92.4 | 70 | 1.32 | Tracking | Single Axis | Tracking | 180 | [6 empty] | 31.66 | 13.81 | 39.99 | 30.01 | [16 empty] | 25.5%
64631 | Jamison Solar (FL) | 2022-04-30 | 2022 | Southeast (non-ISO) | FL | 27.8177 | -81.9615 | 5.0131 | PV | Thin-Film | 85.6 | 74.5 | 1.149 | Tracking | Single Axis | Tracking | 180 | [6 empty] | 19.77 | 16.53 | 55.67 | 40.99 | [16 empty] | 18.8%
64757 | Blue Springs | 2022-01-31 | 2022 | Southeast (non-ISO) | FL | 30.7872 | -85.0862 | 4.7488 | PV | Thin-Film | 91.3 | 74.5 | 1.2255 | Tracking | Single Axis | Tracking | 180 | [6 empty] | 29.37 | 33.33 | 46.49 | 34.64 | [16 empty] | 21.62%
65037 | Sawgrass Solar Energy Center | 2022-01-31 | 2022 | Southeast (non-ISO) | FL | 26.3678 | -81.0445 | 5.0041 | PV | Thin-Film | 103.6 | 74.5 | 1.3906 | Fixed Tilt | Fixed Tilt | 20 | 195 | [6 empty] | 30.66 | 27.81 | 38.83 | 29.98 | [16 empty] | 22.47%
65038 | Ghost Orchid Solar Energy Center | 2022-01-31 | 2022 | Southeast (non-ISO) | FL | 26.4246 | -81.0361 | 5.0304 | PV | Thin-Film | 103.6 | 74.5 | 1.3906 | Fixed Tilt | Fixed Tilt | 20 | 194 | [6 empty] | 30.73 | 21.9 | 45.05 | 34.1 | [16 empty] | 22.32%
65039 | Sundew | 2022-01-31 | 2022 | Southeast (non-ISO) | FL | 27.261 | -80.5507 | 4.9358 | PV | Thin-Film | 104.3 | 74.5 | 1.4 | Fixed Tilt | Fixed Tilt | 20 | 195 | [6 empty] | 30.85 | 19.42 | 37.5 | 28.9 | [16 empty] | 23.73%
65040 | Immokalee | 2022-01-31 | 2022 | Southeast (non-ISO) | FL | 26.481 | -81.4281 | 5.0673 | PV | Thin-Film | 104.3 | 74.5 | 1.4 | Fixed Tilt | Fixed Tilt | 20 | 180 | [6 empty] | 30.74 | 17.48 | 36.69 | 28.23 | [16 empty] | 24.52%
65041 | Elder Branch | 2022-01-31 | 2022 | Southeast (non-ISO) | FL | 27.5966 | -82.2527 | 5.0172 | PV | Thin-Film | 98.3 | 74.5 | 1.3195 | Tracking | Single Axis | Tracking | 180 | [6 empty] | 30.8 | 21.37 | 31.69 | 24.26 | [16 empty] | 27.67%
65042 | Grove (Evans Grove) | 2022-01-31 | 2022 | Southeast (non-ISO) | FL | 27.5809 | -80.6527 | 4.9131 | PV | Thin-Film | 104.3 | 74.5 | 1.4 | Fixed Tilt | Fixed Tilt | 20 | 196 | [6 empty] | 30.84 | 18.05 | 39.73 | 30.32 | [16 empty] | 23.97%
63982 | Charlie Creek Solar Power Plant | 2022-08-31 | 2022 | Southeast (non-ISO) | FL | 27.6398 | -81.6615 | 5.0173 | PV | c-Si | 99.7 | 74.9 | 1.3311 | Tracking | Single Axis | Tracking | 180 | [6 empty] | 22.06 | 28.17 | 43.73 | 32.52 | [16 empty] | 25.4%
64145 | Bay Trail Solar Power Plant | 2022-11-30 | 2022 | Southeast (non-ISO) | FL | 29 | -82.6722 | 5.0187 | PV | c-Si | 94.9 | 74.9 | 1.267 | Tracking | Single Axis | Tracking | 180 | [6 empty] | 22.37 | 35.95 | 51.84 | 38.48 | [16 empty] | 20.69%
64146 | Sandy Creek Solar Power Plant | 2022-05-31 | 2022 | Southeast (non-ISO) | FL | 30.1031 | -85.4104 | 4.7918 | PV | Thin-Film | 98.8 | 74.9 | 1.3191 | Tracking | Single Axis | Tracking | 180 | [6 empty] | 22.32 | 37.25 | 43.74 | 32.73 | [16 empty] | 23.89%
64533 | Fort Green Solar Power Plant | 2022-08-31 | 2022 | Southeast (non-ISO) | FL | 27.6411 | -81.9416 | 4.9941 | PV | c-Si | 126.7 | 74.9 | 1.6916 | Fixed Tilt | Fixed Tilt | 15 | 180 | [6 empty] | 22.09 | 23.87 | 62.68 | 47.8 | [16 empty] | 18.47%
66709 | Beulah Solar | 2022-05-31 | 2022 | Southeast (non-ISO) | SC | 33.9452 | -81.5712 | 4.6021 | PV | c-Si | 101.4 | 74.9 | 1.3538 | Tracking | Single Axis | Tracking | 180 | [6 empty] | 32.31 | 13.67 | 51.28 | 38.04 | [16 empty] | 22.49%
63813 | Gunsight Solar, LLC | 2022-12-31 | 2022 | Southeast (non-ISO) | SC | 33.7617 | -81.0704 | 4.5939 | PV | c-Si | 105.739 | 75 | 1.4099 | Tracking | Single Axis | Tracking | 180 | [8 empty] | 48.69 | 36.25 | 27.548 | [15 empty] | 23.92%
64196 | Assembly Solar III | 2022-01-31 | 2022 | MISO | MI | 43.0227 | -83.9427 | 3.7773 | PV | c-Si | 114.9 | 79 | 1.4544 | Tracking | Single Axis | Tracking | 180 | [6 empty] | 32.53 | 13.78 | 44.08 | 33.73 | 33.1295 | [15 empty] | 22.06%
63910 | Bluegrass Solar | 2022-10-31 | 2022 | PJM | MD | 39.1759 | -75.9611 | 4.1698 | PV | c-Si | 101.48 | 79.6 | 1.2749 | Tracking | Single Axis | Tracking | 180 | [6 empty] | 24.08 |  | 39.59 | 30.03 | [16 empty] | 22.91%
64186 | Graphite Solar I | 2022-06-30 | 2022 | West (non-ISO) | UT | 39.5484 | -110.7121 | 4.9429 | PV | c-Si | 104 | 80 | 1.3 | Tracking | Single Axis | Tracking | 180 | [6 empty] | 31.65 | 10.73 | 42.77 | 31.44 | 24.424 | [15 empty] | 28.15%
62617 | Searcy Solar Hybrid | 2022-01-31 | 2022 | MISO | AR | 35.233 | -91.69 | 4.4289 | PV | c-Si | 145.2 | 100 | 1.452 | Tracking | Single Axis | Tracking | 180 | PV+Storage | Lithium-Ion | DC | 2022 | 10 | 30 | 28.67 | 2.29 | 42.59 | 32.37 | [16 empty] | 23.89%
63127 | Drew Solar LLC | 2022-11-30 | 2022 | CAISO | CA | 32.6872 | -115.6656 | 5.663 | PV | c-Si | 137.7 | 100 | 1.377 | Tracking | Single Axis | Tracking | 180 | [6 empty] | 23.84 | 4.05 | 34.08 | 25.35 | 23.7178 | [15 empty] | 33.56%
64081 | Sunflower County (aka Sunflower Solar) | 2022-09-30 | 2022 | MISO | MS | 33.7565 | -90.5264 | 4.5828 | PV | c-Si | 110.1 | 100 | 1.101 | Tracking | Single Axis | Tracking | 180 | [6 empty] | 31.85 | 14.94 | 46.25 | 34.24 | [16 empty] | 20.63%
64148 | Fish Springs Ranch Solar Energy Center | 2022-03-31 | 2022 | West (non-ISO) | NV | 40.0747 | -119.9742 | 5.024 | PV | c-Si | 130 | 100 | 1.3 | Tracking | Single Axis | Tracking | 180 | PV+Storage | Lithium-Ion | AC | 2022 | 25 | 100 | 35.68 | 11.48 | 32.15 | 24.36 | 24.8451 | [15 empty] | 29.03%
64566 | Central Line Solar | 2022-04-30 | 2022 | West (non-ISO) | AZ | 32.8373 | -111.5658 | 5.7683 | PV | c-Si | 125 | 100 | 1.25 | Tracking | Single Axis | Tracking | 180 | [8 empty] | 30.86 | 23.28 | 20.5626 | [15 empty] | 30.11%
64630 | Rabbitbrush Solar, LLC | 2022-10-31 | 2022 | CAISO | CA | 34.8754 | -118.3546 | 5.7758 | PV | Thin-Film | 125.1 | 100 | 1.251 | Tracking | Single Axis | Tracking | 180 | PV+Storage | LIB | AC | 2022 | 20 | 50 | 44.13 | 4.76 | 20.28 | 16.5 | 23.0521 | [15 empty] | 28.45%
64738 | Holliday Creek Solar | 2022-07-30 | 2022 | MISO | IA | 42.5687 | -94.1029 | 3.981 | PV | c-Si | 117.1 | 100 | 1.171 | Tracking | Single Axis | Tracking | 180 | [6 empty] | 27.6 | 14.84 | 50.9 | 37.07 | [16 empty] | 23.32%
66125 | West Line Solar | 2022-12-31 | 2022 | West (non-ISO) | AZ | 32.8315 | -111.5936 | 5.7683 | PV | c-Si | 125 | 100 | 1.25 | Tracking | Single Axis | Tracking | 180 | [8 empty] | 30.79 | 23.09 | 19.6446 | [15 empty] | 31.56%
64838 | SR Clay, LLC | 2022-12-31 | 2022 | Southeast (non-ISO) | GA | 31.5518 | -84.9034 | 4.727 | PV | Thin-Film | 151.4 | 106 | 1.4283 | Tracking | Single Axis | Tracking | 180 | [6 empty] | 29.5 | 31.59 | 62.36 | 45.07 | [16 empty] | 25.17%
66310 | Cutlass Solar 1 LLC | 2022-12-31 | 2022 | ERCOT | TX | 29.4097 | -95.734 | 4.6359 | PV | c-Si | 140 | 110.9 | 1.2624 | Tracking | Single Axis | Tracking | 182 | [6 empty] | 69.27 |  | 49.09 | 36.43 | [16 empty] | 21.82%
65319 | Maplewood Solar (Amazon Arlington Solar Farm) | 2022-12-31 | 2022 | PJM | VA | 36.9192 | -79.359 | 4.3372 | PV | Thin-Film | 144.7 | 120 | 1.2058 | Tracking | Single Axis | Tracking | 180 | [6 empty] | 31.6 |  | 61.57 | 44.96 | [16 empty] | 19.34%
65778 | Jackpot Solar, LLC | 2022-12-31 | 2022 | West (non-ISO) | ID | 42.2006 | -114.6296 | 4.5691 | PV | c-Si | 155.9 | 120 | 1.2992 | Tracking | Single Axis | Tracking | 180 | [6 empty] | 39.54 | 11.83 | 42.06 | 31.31 | 20.4967 | [15 empty] | 25.53%
64993 | BigBeau Solar, LLC | 2022-02-28 | 2022 | CAISO | CA | 34.9112 | -118.3551 | 5.8249 | PV | c-Si | 164.3 | 128 | 1.2836 | Tracking | Single Axis | Tracking | 180 | PV+Storage | LIB | DC | 2022 | 40 | 160 | 43.82 | 6.18 | 51.24 | 37.9 | 25.3992 | [15 empty] | 21.92%
64564 | Arlington Energy Center III | 2022-08-31 | 2022 | CAISO | CA | 33.6909 | -114.7749 | 5.7976 | PV | c-Si | 164 | 131 | 1.2519 | Tracking | Single Axis | Tracking | 180 | PV+Storage | Lithium-Ion | AC | 2022 | 110 | 440 | 24.56 | 5.06 | 34.12 | 25.79 | [16 empty] | 26.85%
65661 | Nebula Solar (Rayos Del Sol 1) | 2022-06-30 | 2022 | ERCOT | TX | 26.0901 | -97.7985 | 4.9274 | PV | c-Si | 181.5 | 135 | 1.3444 | Tracking | Single Axis | Tracking | 180 | [6 empty] | 49.18 |  | 40.4 | 30.58 | [16 empty] | 24.03%
65675 | Edwards Sanborn E4 | 2022-12-31 | 2022 | CAISO | CA | 34.9436 | -118.088 | 5.8867 | PV | Thin-Film | 159.9 | 148.9 | 1.0739 | Tracking | Single Axis | Tracking | 180 | PV+Storage | LIB | DC | 2023 | 100 | 100 | 23.34 | 6.22 | 52.01 | 38.61 | [16 empty] | 17.47%
64637 | Big River Solar | 2022-08-31 | 2022 | MISO | IL | 38.0501 | -88.2955 | 4.2156 | PV | Thin-Film | 209.6 | 149 | 1.4067 | Tracking | Single Axis | Tracking | 180 | [6 empty] | 34.23 | 13.81 | 40.67 | 30.68 | [16 empty] | 25.65%
64878 | Edwards Sanborn E1A | 2022-08-31 | 2022 | CAISO | CA | 34.9608 | -118.0989 | 5.8867 | PV | Thin-Film | 157 | 149.3 | 1.0516 | Tracking | Single Axis | Tracking | 180 | PV+Storage | Lithium-Ion | DC | 2022 | 133.4 | 272 | 23.21 | 5.28 | 33.63 | 25.24 | [16 empty] | 24.17%
63509 | Lund Hill Solar | 2022-10-31 | 2022 | West (non-ISO) | WA | 45.8719 | -120.2452 | 4.4056 | PV | c-Si | 194 | 150 | 1.2933 | Tracking | Single Axis | Tracking | 180 | [8 empty] | 48.14 | 35.89 | 35.4314 | [15 empty] | 21.93%
63719 | Elora Solar | 2022-03-31 | 2022 | Southeast (non-ISO) | TN | 35.0555 | -86.3496 | 4.3532 | PV | c-Si | 205 | 150 | 1.3667 | Tracking | Single Axis | Tracking | 180 | [6 empty] | 31.11 | 29.52 | 33.99 | 26.07 | [16 empty] | 26.44%
65011 | Wood County | 2022-12-31 | 2022 | MISO | WI | 44.2786 | -89.847 | 3.8025 | PV | c-Si | 198.6 | 150 | 1.324 | Tracking | Single Axis | Tracking | 180 | [6 empty] | 22.07 | 14.47 | 61.65 | 45.57 | [16 empty] | 18.89%
65322 | Fort Powhatan Solar (aka Disputana Solar Facility) | 2022-01-31 | 2022 | PJM | VA | 37.2589 | -77.0935 | 4.3098 | PV | c-Si | 204 | 150 | 1.36 | Tracking | Single Axis | Tracking | 181 | [6 empty] | 32.24 |  | 51.74 | 38.12 | [16 empty] | 23.81%
65674 | Edwards Sanborn E1B | 2022-11-30 | 2022 | CAISO | CA | 34.9866 | -118.1 | 5.8476 | PV | Thin-Film | 166.1 | 154.4 | 1.0758 | Tracking | Single Axis | Tracking | 180 | PV+Storage | LIB | AC | 2023 | 136 | 272 | 23.38 | 5.19 | 35.95 | 26.8 | [16 empty] | 24.41%
64841 | SR DeSoto I, LLC | 2022-12-31 | 2022 | Southeast (non-ISO) | GA | 31.8828 | -84.0234 | 4.7528 | PV | Thin-Film | 177.4 | 165 | 1.0752 | Tracking | Single Axis | Tracking | 180 | [6 empty] | 29.48 | 31.71 | 65.69 | 47.01 | [16 empty] | 20.11%
62675 | Skipjack Solar Center | 2022-05-31 | 2022 | PJM | VA | 37.4233 | -77.1579 | 4.2909 | PV | Thin-Film | 225 | 175 | 1.2857 | Tracking | Single Axis | Tracking | 180 | [6 empty] | 35.41 |  | 54.53 | 39.88 | [16 empty] | 22.87%
63522 | Hickory Park Solar Hybrid | 2022-06-30 | 2022 | Southeast (non-ISO) | GA | 31.2695 | -84.1954 | 4.7663 | PV | c-Si | 268.8 | 195.5 | 1.3749 | Tracking | Single Axis | Tracking | 180 | PV+Storage | LIB | DC | 2022 | 40 | 80 | 29.41 | 30.65 | 46.37 | 34.6 | [16 empty] | 24%
63913 | Dodge Flat | 2022-03-31 | 2022 | West (non-ISO) | NV | 39.6433 | -119.3318 | 5.2053 | PV | c-Si | 260 | 200 | 1.3 | Tracking | Single Axis | Tracking | 180 | PV+Storage | Lithium iron phosphate | AC | 2022 | 50 | 200 | 33.87 | 10.5 | 29.36 | 22.41 | 21.9841 | [15 empty] | 30.1%
64447 | Brazoria West | 2022-09-30 | 2022 | ERCOT | TX | 29.2092 | -95.6554 | 4.6411 | PV | c-Si | 260 | 200 | 1.3 | Tracking | Single Axis | Tracking | 182 | [6 empty] | 69.28 |  | 40.14 | 30.37 | [16 empty] | 23.51%
64856 | Calhoun Solar | 2022-12-31 | 2022 | MISO | MI | 42.3321 | -85.0474 | 3.8162 | PV | c-Si | 259 | 200 | 1.295 | Tracking | Single Axis | Tracking | 180 | [6 empty] | 33.31 | 14.75 |  |  | 38.4853 | [15 empty] | 17.8%
65032 | Sun Mountain Solar 1 | 2022-12-31 | 2022 | West (non-ISO) | CO | 38.1778 | -104.5266 | 5.1492 | PV | Thin-Film | 293 | 200 | 1.465 | Tracking | Single Axis | Tracking | 180 | [6 empty] | 23.14 | 17.52 | 37.97 | 29.03 | 17.6519 | [15 empty] | 25.92%
65333 | Shakes Solar | 2022-06-30 | 2022 | ERCOT | TX | 28.56 | -99.7208 | 4.954 | PV | Thin-Film | 270 | 200 | 1.35 | Tracking | Single Axis | Tracking | 180 | [6 empty] | 68.25 |  | 38.29 | 29.16 | [16 empty] | 24.35%
66046 | Brazoria County Solar Project (Danciger) | 2022-07-30 | 2022 | ERCOT | TX | 29.1779 | -95.7612 | 4.5641 | PV | Thin-Film | 262.5 | 203 | 1.2931 | Tracking | Single Axis | Tracking | 182 | [6 empty] | 70.1 |  | 40.38 | 30.37 | [16 empty] | 24.36%
65053 | Blythe Mesa Solar II (Athos III) | 2022-12-31 | 2022 | CAISO | CA | 33.5851 | -114.733 | 5.6801 | PV | Thin-Film | 309.7 | 223.6 | 1.3851 | Tracking | Single Axis | Tracking | 180 | PV+Storage | Lithium-Ion | AC | 2022 | 112 | 448 | 24.99 | 4.42 | 39.43 | 29.16 | [16 empty] | 30.78%
62945 | Fighting Jays Solar Project | 2022-06-30 | 2022 | ERCOT | TX | 29.3584 | -95.7464 | 4.6468 | PV | c-Si | 286 | 227.5 | 1.2571 | Tracking | Single Axis | Tracking | 182 | [6 empty] | 63.04 |  | 46.33 | 34.12 | [16 empty] | 24.67%
63211 | Samson Solar Energy (Phase I) | 2022-05-31 | 2022 | ERCOT | TX | 33.4728 | -95.3476 | 4.5754 | PV | c-Si | 250 | 250 | 1 | Tracking | Single Axis | Tracking | 180 | [6 empty] | 73.03 |  | 51.37 | 37.77 | [16 empty] | 17.99%
63300 | Athos Solar Project (SE Athos I?) | 2022-06-30 | 2022 | CAISO | CA | 33.7482 | -115.3519 | 5.8554 | PV | Thin-Film | 365 | 250 | 1.46 | Tracking | Single Axis | Tracking | 180 | [6 empty] | 19.67 | 4.21 | 40.45 | 29.84 | [16 empty] | 32.28%
63883 | Samson Solar Energy (Phase III) | 2022-11-30 | 2022 | ERCOT | TX | 33.4177 | -95.3705 | 4.5754 | PV | c-Si | 250 | 250 | 1 | Tracking | Single Axis | Tracking | 182 | [6 empty] | 57.77 |  | 51.7 | 38.13 | [16 empty] | 17.36%
65303 | Sun Valley Solar Project | 2022-12-31 | 2022 | ERCOT | TX | 31.8578 | -97.0126 | 4.7415 | PV | c-Si | 347.8 | 250 | 1.3912 | Tracking | Single Axis | Tracking | 180 | PV+Storage |  | AC | 2023 | 100 | 100 | 69.18 |  | 35.99 | 27.62 | [16 empty] | 25.32%
65631 | Pisgah Ridge Solar, LLC | 2022-12-31 | 2022 | ERCOT | TX | 31.8967 | -96.4673 | 4.7041 | PV | c-Si | 321 | 250 | 1.284 | Tracking | Single Axis | Tracking | 181 | [6 empty] | 66.28 | [19 empty] | 22.72%
65271 | Noble Solar | 2022-09-30 | 2022 | ERCOT | TX | 33.33 | -97.3022 | 4.7758 | PV | c-Si | 353.14 | 275 | 1.2841 | Tracking | Single Axis | Tracking | 180 | PV+Storage | Lithium-Ion | AC | 2022 | 125 | 125 | 71.15 |  | 34.13 | 26.25 | [16 empty] | 24.23%
63727 | Slate Hybrid | 2022-04-30 | 2022 | CAISO | CA | 36.227 | -119.8948 | 5.3183 | PV | c-Si | 390.3 | 300 | 1.301 | Tracking | Single Axis | Tracking | 180 | PV+Storage | Lithium-Ion | AC | 2022 | 140.25 | 561 | 21.11 | 6.05 | 47.44 | 34.56 | 26.5773 | [15 empty] | 27.68%
64510 | Arba Solar Energy Storage | 2023-03-31 | 2023 | Southeast (non-ISO) | NC | 35.4212 | -77.7299 | 4.4563 | PV | c-Si | 6.3 | 5.001 | 1.2597 | Tracking | Single Axis | Tracking | 180 | PV+Storage | LIB | AC | 2023 | 5.1 | 10
64759 | Old Middleboro Road Solar | 2023-01-31 | 2023 | ISO-NE | MA | 41.7962 | -70.827 | 4.4563 | PV | c-Si | 9.6336 | 5.001 | 1.9263 | Fixed Tilt | Fixed Tilt |  | 180 | PV+Storage |  | DC | 2023 | 4.5 | 13.4
64252 | Richmond 6 | 2023-07-30 | 2023 | PJM | IN | 39.806 | -84.8783 | 3.8634 | PV | c-Si | 7.3 | 5.3 | 1.3774 | Tracking | Single Axis | Tracking | 180
54665 | Steamboat II | 2023-11-30 | 2023 | West (non-ISO) | NV | 39.3956 | -119.747 | 3.973 | PV | c-Si | 8.3 | 5.5 | 1.5091 | Tracking | Single Axis | Tracking |  | PV+Geothermal
54666 | Steamboat III | 2023-11-30 | 2023 | West (non-ISO) | NV | 39.3944 | -119.748 | 5.2442 | PV | c-Si | 8.3 | 5.5 | 1.5091 | Tracking | Single Axis | Tracking |  | PV+Geothermal
66962 | ME Novel Lighthouse - Carrabassett | 2023-12-31 | 2023 | ISO-NE | ME | 45.1014 | -70.3412 | 5.2442 | PV | c-Si | 6.9 | 5.648 | 1.2217 | Fixed Tilt | Fixed Tilt | 35 | 180
55991 | Brady | 2023-05-31 | 2023 | West (non-ISO) | NV | 39.796 | -119.01 | 5.0655 | PV | c-Si | 12 | 6 | 2 | Tracking | Single Axis | Tracking |  | PV+Geothermal
66887 | Houston Solar (Glacier Bay) | 2023-09-30 | 2023 | AK | AK | 61.5874 | -149.7896 | 3.5998 | PV | c-Si | 8.5 | 6 | 1.4167 | Fixed Tilt | Fixed Tilt | 40 | 180
65705 | Canoe Brook Solar | 2023-01-31 | 2023 | PJM | NJ | 40.7502 | -74.3506 | 3.9455 | PV | c-Si | 8.915 | 6.3 | 1.4151 | Fixed Tilt | Fixed Tilt | 12 | 180
65073 | Berrenda Mesa Water District | 2023-07-30 | 2023 | CAISO | CA | 35.6133 | -119.867 | 5.3722 | PV | c-Si | 8 | 6.4 | 1.25 | Tracking | Single Axis | Tracking | 180
64695 | Angel Fire Energy Facility | 2023-07-30 | 2023 | West (non-ISO) | NM | 36.4169 | -105.281 | 5.0045 | PV | c-Si | 9.8 | 7.5 | 1.3067 | Tracking | Single Axis | Tracking | 180 | PV+Storage | LIB | AC | 2023 | 3 | 15
67726 | Bonduel Solar WI, LLC | 2023-12-31 | 2023 | MISO | WI | 44.731 | -88.3743 | 3.7156 | PV | c-Si | 8.6 | 7.5 | 1.1467 | Tracking | Single Axis | Tracking | 180
67729 | Jackson Solar WI, LLC | 2023-12-31 | 2023 | MISO | FL | 43.3086 | -88.0906 | 3.8132 | PV | c-Si | 8.6 | 7.5 | 1.1467 | Tracking | Single Axis | Tracking | 180
67732 | Silver Lake Solar WI, LLC | 2023-12-31 | 2023 | MISO | WI | 42.5749 | -88.1896 | 3.8269 | PV | c-Si | 8.6 | 7.5 | 1.1467 | Tracking | Single Axis | Tracking | 180
67733 | Spring Prairie Solar WI, LLC | 2023-12-31 | 2023 | MISO | WI | 42.6784 | -88.3392 | 3.8392 | PV | c-Si | 8.6 | 7.5 | 1.1467 | Tracking | Single Axis | Tracking | 180
65949 | Kearsarge Smithfield LLC | 2023-04-30 | 2023 | ISO-NE | RI | 41.9271 | -71.5788 | 3.8566 | PV | c-Si | 11.861 | 8 | 1.4826 | Fixed Tilt | Fixed Tilt | 15 | 180
67596 | Adams PV Plant | 2023-07-30 | 2023 | MISO | WI | 43.949 | -89.684 | 3.7877 | PV | c-Si | 11.59 | 8.55 | 1.3556 | Tracking | Single Axis | Tracking | 180
60028 | Shorthorn Holdings | 2023-08-31 | 2023 | Southeast (non-ISO) | SC | 34.6858 | -79.5399 | 4.5501 | PV | c-Si | 12.9033 | 8.9 | 1.4498 | Tracking | Single Axis | Tracking | 180
66416 | IMPA Washington Solar Park 2 | 2023-07-30 | 2023 | MISO | IN | 38.6806 | -87.2018 | 4.1525 | PV | c-Si | 13.5 | 9.9 | 1.3636 | Tracking | Single Axis | Tracking | 180
65296 | Hawthorn Solar I | 2023-01-31 | 2023 | SPP | MO | 39.133 | -94.4863 | 4.2316 | PV | c-Si | 12 | 10 | 1.2 | Tracking | Single Axis | Tracking | 180 | [8 empty] | 62.96 | 44.97
66532 | BCE Los Alamitos 2 | 2023-08-31 | 2023 | CAISO | CA | 33.7866 | -118.0488 | 5.1803 | PV | Thin-Film | 15.5 | 10 | 1.55 | Tracking | Single Axis | Tracking | 180 | PV+Storage+Backup Generator | LIB | AC | 2023 | 10 | 2.9
66533 | BCE Los Alamitos 1 | 2023-08-31 | 2023 | CAISO | CA | 33.7879 | -118.0655 | 5.1803 | PV | Thin-Film | 15.5 | 10 | 1.55 | Tracking | Single Axis | Tracking | 180 | PV+Storage+Backup Generator | LIB | AC | 2023 | 10 | 2.9
67101 | Lightfoot Solar, LLC | 2023-10-31 | 2023 | MISO | MI | 44.6365 | -84.1714 | 3.7121 | PV | c-Si | 13.6 | 10 | 1.36 | Tracking | Single Axis | Tracking | 180
65151 | Energix Aditya, LLC | 2023-08-31 | 2023 | PJM | VA | 38.0177 | -77.9529 | 4.2447 | PV | Thin-Film | 14.88 | 11.5 | 1.2939 | Fixed Tilt | Fixed Tilt |  | 184
67117 | Rhode Island Solar Renewable Energy IV, | 2023-12-31 | 2023 | ISO-NE | RI | 41.6133 | -71.1584 | 3.8855 | PV | c-Si | 16.3145 | 11.8 | 1.3826 | Fixed Tilt | Fixed Tilt | 20 | 180
67597 | Portage Solar Plant | 2023-06-30 | 2023 | MISO | WI | 43.607 | -89.402 | 3.7934 | PV | c-Si | 15.21 | 12.15 | 1.2519 | Tracking | Single Axis | Tracking | 180
60785 | Tungsten Mountain | 2023-07-30 | 2023 | West (non-ISO) | NV | 39.6666 | -117.6813 | 4.8551 | PV | c-Si | 17.6 | 12.3 | 1.4309 | Tracking | Single Axis | Tracking | 180 | PV+Geothermal | [5 empty] | 33.74 | 5.57
67419 | CS WIND America Inc. | 2023-10-31 | 2023 | West (non-ISO) | CO | 38.1757 | -104.6342 | 5.1244 | PV | c-Si | 14.6 | 12.3 | 1.187 | Tracking | Single Axis | Tracking | 180
66104 | Blue Elk VII Solar, LLC | 2023-11-30 | 2023 | MISO | MI | 43.087 | -83.5675 | 3.7719 | PV | Thin-Film | 16.37 | 12.5 | 1.3096 | Tracking | Single Axis | Tracking | 180
7790 | Bonanza | 2023-05-31 | 2023 | West (non-ISO) | UT | 40.0864 | -109.284 | 4.932 | PV | c-Si | 15 | 12.5 | 1.2 | Tracking | Single Axis | Tracking | 180 | PV+Fossil
65224 | Apple Grove Solar, LLC | 2023-12-31 | 2023 | PJM | VA | 37.9174 | -77.8642 | 4.265 | PV | Thin-Film | 18.124 | 14.951 | 1.2122 | Tracking | Single Axis | Tracking | 180
66683 | Sylvan Solar | 2023-07-30 | 2023 | MISO | MN | 46.3242 | -94.3832 | 3.7282 | PV | c-Si | 16.85 | 15.2 | 1.1086 | Tracking | Single Axis | Tracking | 180 | [8 empty] | 57.64 | 41.52
67172 | Colice Hall Solar | 2023-07-30 | 2023 | PJM | NC | 36.3102 | -76.998 | 4.3759 | PV | c-Si | 25.002 | 17 | 1.4707 | Fixed Tilt | Fixed Tilt | 15 | 180
66943 | Pine 1 Solar | 2023-11-30 | 2023 | PJM | PA | 40.6165 | -80.4582 | 3.8067 | PV | c-Si | 23 | 17.1 | 1.345 | Fixed Tilt | Fixed Tilt | 25 | 179
66944 | Pine 2 Solar | 2023-11-30 | 2023 | PJM | PA | 40.6157 | -80.471 | 3.8067 | PV | c-Si | 23 | 17.1 | 1.345 | Fixed Tilt | Fixed Tilt | 25 | 179
66419 | Dane County Solar LLC | 2023-06-30 | 2023 | MISO | WI | 43.0466 | -89.2393 | 3.8677 | PV | c-Si | 22.1328 | 17.3 | 1.2794 | Tracking | Single Axis | Tracking | 180
67178 | Mohave Energy - Hybrid | 2023-09-30 | 2023 | West (non-ISO) | AZ | 34.9933 | -114.548 | 5.696 | PV | c-Si | 23.274 | 17.58 | 1.3239 | Tracking | Single Axis | Tracking | 180 | PV+Storage | LIB | AC | 2023 | 15 | 60
65348 | Mount Olive Solar Farm | 2023-01-31 | 2023 | PJM | NJ | 40.8828 | -74.7134 | 3.927 | PV | c-Si | 25.6 | 19.8 | 1.2929 | Fixed Tilt | Fixed Tilt | 10 | 180
62546 | Almond | 2023-09-30 | 2023 | CAISO | CA | 36.2122 | -119.91 | 5.3587 | PV | c-Si | 26.0064 | 19.9 | 1.3069 | Tracking | Single Axis | Tracking | 180
61447 | RE Gaskell West 3 LLC | 2023-05-31 | 2023 | CAISO | CA | 34.8349 | -118.551 | 5.7571 | PV | c-Si | 28.3 | 20 | 1.415 | Tracking | Single Axis | Tracking | 180 | PV+Storage |  | AC | 2023 | 3.8095 | 15.2381
61448 | RE Gaskell West 4 LLC | 2023-05-31 | 2023 | CAISO | CA | 34.8279 | -118.568 | 5.7571 | PV | c-Si | 28.3 | 20 | 1.415 | Tracking | Single Axis | Tracking | 180 | PV+Storage |  | AC | 2023 | 3.8095 | 15.2381
61449 | RE Gaskell West 5 LLC | 2023-05-31 | 2023 | CAISO | CA | 34.8349 | -118.551 | 5.7571 | PV | c-Si | 28.3 | 20 | 1.415 | Tracking | Single Axis | Tracking | 180 | PV+Storage |  | AC | 2023 | 3.8095 | 15.2381
62854 | St. James Solar (LA) | 2023-02-28 | 2023 | MISO | LA | 29.9734 | -90.7335 | 4.6505 | PV | c-Si | 35 | 20 | 1.75 | Tracking | Single Axis | Tracking | 166 | [8 empty] | 60.5 | 40.47 | 46.6097
63845 | DePue Holdings, LLC | 2023-02-28 | 2023 | MISO | IL | 41.3382 | -89.3012 | 3.9533 | PV | c-Si | 26.3 | 20 | 1.315 | Fixed Tilt | Fixed Tilt | 25 | 180
64086 | Norge Solar Farm | 2023-11-30 | 2023 | PJM | VA | 37.3656 | -76.7751 | 4.3134 | PV | c-Si | 21.6 | 20 | 1.08 | Tracking | Single Axis | Tracking | 181 | [8 empty] | 56.85 | 40.98
64567 | Cement City Solar, LLC | 2023-01-31 | 2023 | MISO | MI | 42.0844 | -84.1353 | 3.8249 | PV | c-Si | 25.7951 | 20 | 1.2898 | Tracking | Single Axis | Tracking
64709 | CL-Viaduct LLC | 2023-03-31 | 2023 | PJM | PA | 41.0502 | -78.6519 | 3.7229 | PV | c-Si | 24.2827 | 20 | 1.2141 | Tracking | Single Axis | Tracking | 180
64711 | UN-School House LLC | 2023-01-31 | 2023 | PJM | PA | 40.9667 | -78.1816 | 3.7768 | PV | c-Si | 24.6 | 20 | 1.23 | Tracking | Single Axis | Tracking | 180
65121 | NY8 - Grissom Solar | 2023-03-31 | 2023 | NYISO | NY | 42.9716 | -74.318 | 3.7367 | PV | c-Si | 27 | 20 | 1.35 | Tracking | Single Axis | Tracking | 180 | [8 empty] | 61.52 | 45.89
65123 | NY8 - Janis Solar | 2023-03-31 | 2023 | NYISO | NY | 42.4571 | -75.9302 | 3.6785 | PV | c-Si | 27.1632 | 20 | 1.3582 | Fixed Tilt | Fixed Tilt |  | 180
65214 | Gaucho Solar | 2023-06-30 | 2023 | PJM | PA | 40.5116 | -80.3134 | 3.8067 | PV | c-Si | 29.1 | 20 | 1.455 | Fixed Tilt | Fixed Tilt | 20 | 198.8966
65220 | Pleasant Hill Solar | 2023-06-30 | 2023 | PJM | VA | 36.6922 | -76.5786 | 4.3511 | PV | c-Si | 26.6 | 20 | 1.33 | Tracking | Single Axis | Tracking | 180 | [10 empty] | 32.9042
65221 | Watlington Solar | 2023-03-31 | 2023 | PJM | VA | 36.6816 | -78.886 | 4.359 | PV | c-Si | 25.7 | 20 | 1.285 | Tracking | Single Axis | Tracking | 180 | [10 empty] | 32.3634
65839 | NY8 - Darby Solar | 2023-06-30 | 2023 | NYISO | NY | 42.9703 | -73.5733 | 3.7622 | PV | c-Si | 27.003 | 20 | 1.3501 | Fixed Tilt | Fixed Tilt |  | 180
65841 | NY8 - ELP Stillwater Solar | 2023-11-30 | 2023 | NYISO | NY | 42.9262 | -73.7115 | 3.778 | PV | c-Si | 27.171 | 20 | 1.3586 | Fixed Tilt | Fixed Tilt |  | 180 | [8 empty] | 81.16 | 58.85
66019 | Lyons Solar | 2023-12-31 | 2023 | PJM | PA | 40.472 | -75.785 | 3.935 | PV | c-Si | 24.7242 | 20 | 1.2362 | Tracking | Single Axis | Tracking | 180
66102 | Blue Elk IV Solar, LLC | 2023-12-31 | 2023 | MISO | MI | 41.941 | -84.035 | 3.8384 | PV | c-Si | 27.15 | 20 | 1.3575 | Tracking | Single Axis | Tracking | 180
66103 | Blue Elk III Solar, LLC | 2023-12-31 | 2023 | MISO | MI | 42.5164 | -84.5896 | 3.7862 | PV | Thin-Film | 27.15 | 20 | 1.3575 | Tracking | Single Axis | Tracking | 180
66108 | Midcontinent Solar, LLC | 2023-10-31 | 2023 | MISO | MI | 42.971 | -84.158 | 3.8119 | PV | c-Si | 25.4 | 20 | 1.27 | Tracking | Single Axis | Tracking
66109 | Greenstone Solar, LLC | 2023-10-31 | 2023 | MISO | MI | 41.942 | -85.122 | 3.8163 | PV | c-Si | 26.8 | 20 | 1.34 | Tracking | Single Axis | Tracking | 180
66412 | Hayhurst New Mexico Solar | 2023-08-31 | 2023 | SPP | NM | 32.0725 | -104.1632 | 5.6509 | PV | c-Si | 26 | 20 | 1.3 | Tracking | Single Axis | Tracking | 180
66925 | SR McNeal | 2023-12-31 | 2023 | West (non-ISO) | AZ | 31.5558 | -109.7017 | 5.801 | PV | Thin-Film | 28 | 20 | 1.4 | Tracking | Single Axis | Tracking | 180 | PV+Storage | LFP | AC | 2023 | 20 | 80 |  |  |  |  | 23.443
66999 | Solidago Solar | 2023-08-31 | 2023 | PJM | VA | 36.8948 | -76.713 | 4.3527 | PV | c-Si | 26.3 | 20 | 1.315 | Tracking | Single Axis | Tracking | 180 | [8 empty] | 64.95 | 47.09
67102 | Shipsterns Solar, LLC | 2023-10-31 | 2023 | MISO | MI | 42.2996 | -84.757 | 3.7909 | PV | c-Si | 27.9 | 20 | 1.395 | Tracking | Single Axis | Tracking | 180
67103 | Willford Solar, LLC | 2023-10-31 | 2023 | MISO | MI | 43.9885 | -84.5223 | 3.7645 | PV | c-Si | 28 | 20 | 1.4 | Tracking | Single Axis | Tracking | 180
63789 | East Nash PV2 | 2023-12-31 | 2023 | Southeast (non-ISO) | NC | 35.9597 | -78.0946 | 4.4476 | PV | c-Si | 32.7468 | 23.4 | 1.3994 | Tracking | Single Axis | Tracking | 180
66129 | Dover Solar | 2023-12-31 | 2023 | Southeast (non-ISO) | FL | 27.9559 | -82.2014 | 4.9818 | PV | Thin-Film | 32 | 25 | 1.28 | Tracking | Single Axis | Tracking | 180 | [8 empty] | 55.55 | 40.39
66203 | Ripley (MD Solar 2) | 2023-04-30 | 2023 | PJM | MD | 38.535 | -77.097 | 4.2017 | PV | c-Si | 34.85 | 29.77 | 1.1706 | Tracking | Single Axis | Tracking | 180
63900 | AES Waikoloa Solar Hybrid | 2023-04-30 | 2023 | HI | HI | 19.902 | -155.764 | 5.3846 | PV | c-Si | 42.278 | 30 | 1.4093 | Tracking | Single Axis | Tracking | 180 | PV+Storage | Lithium-Ion | DC | 2023 | 30 | 120
66405 | Chaves County Solar II | 2023-04-30 | 2023 | SPP | NM | 33.4317 | -104.4351 | 5.5833 | PV | Thin-Film | 43.3 | 30 | 1.4433 | Tracking | Single Axis | Tracking | 180 | [8 empty] | 50.6 | 33.2 | 25.4933
66826 | Prairie Creek Solar | 2023-11-30 | 2023 | MISO | IL | 39.806 | -90.2244 | 4.1354 | PV |  | 37 | 30 | 1.2333 | Tracking | Single Axis | Tracking | 181 | [10 empty] | 48.8566
65219 | Caden Energix Endless Caverns, LLC | 2023-12-31 | 2023 | PJM | VA | 38.6136 | -78.6771 | 4.15 | PV | Thin-Film | 39.4238 | 31.36 | 1.2571 | Tracking | Single Axis | Tracking | 180
64853 | New Market Solar (Highland 2) | 2023-07-30 | 2023 | PJM | OH | 39.0718 | -83.7961 | 4.0408 | PV | c-Si | 43 | 35 | 1.2286 | Tracking | Single Axis | Tracking | 180 | [8 empty] | 46.76 | 30.69 | 31.6793
65630 | SR Bell Buckle | 2023-11-30 | 2023 | Southeast (non-ISO) | TN | 35.5747 | -86.4584 | 4.283 | PV | Thin-Film | 49.128 | 35 | 1.4037 | Tracking | Single Axis | Tracking | 180
66358 | Virginia Line Solar, LLC | 2023-12-31 | 2023 | Southeast (non-ISO) | NC | 36.525 | -78.2843 | 4.389 | PV | c-Si | 47 | 35 | 1.3429 | Tracking | Single Axis | Tracking | 180
65058 | Waiawa Solar Power Hybrid | 2023-01-31 | 2023 | HI | HI | 21.4201 | -157.971 | 5.1272 | PV | c-Si |  | 36 |  | Tracking | Single Axis | Tracking | 180 | PV+Storage | LIB | AC | 2023 | 36 | 144
62771 | Dry Bridge Solar (Brown University) | 2023-11-30 | 2023 | ISO-NE | RI | 41.5574 | -71.5073 | 3.8898 | PV | c-Si | 50.69 | 40 | 1.2672 | Fixed Tilt | Fixed Tilt |  | 180
66024 | Bird Dog Solar | 2023-12-31 | 2023 | Southeast (non-ISO) | GA | 33.1266 | -81.9994 | 4.6615 | PV | c-Si | 56 | 40 | 1.4 | Tracking | Single Axis | Tracking | [9 empty] | 48.4 | 33.91
66418 | Sonny Solar LLC | 2023-06-30 | 2023 | Southeast (non-ISO) | GA | 34.052 | -82.7222 | 4.6035 | PV | c-Si | 56.291 | 40 | 1.4073 | Tracking | Single Axis | Tracking | 180
66569 | Black Mesa Solar, LLC | 2023-06-30 | 2023 | West (non-ISO) | ID | 42.9052 | -115.1825 | 4.7699 | PV | c-Si | 54 | 40 | 1.35 | Tracking | Single Axis | Tracking | 180 | [10 empty] | 31.5607
66855 | Robin Hollow Solar | 2023-12-31 | 2023 | ISO-NE | RI | 41.6342 | -71.634 | 3.8908 | PV | c-Si | 55.1574 | 40.6 | 1.3586 | Tracking | Single Axis | Tracking | 180
64136 | Sycamore Solar | 2023-03-31 | 2023 | PJM | VA | 36.9415 | -79.2051 | 4.3486 | PV | c-Si | 59.2 | 42 | 1.4095 | Tracking | Single Axis | Tracking | 180 | [8 empty] | 74.16 | 53.46
61446 | RE Gaskell West 2 LLC | 2023-05-31 | 2023 | CAISO | CA | 34.8349 | -118.551 | 5.7571 | PV | c-Si | 60.5769 | 45 | 1.3462 | Tracking | Single Axis | Tracking | 180 | PV+Storage |  | AC | 2023 | 8.5714 | 34.2857 |  |  |  |  | 20.4863
65405 | Flint Hills Resources Pine Bend, LLC | 2023-12-31 | 2023 | MISO | MN | 44.4548 | -93.0212 | 3.7738 | PV | c-Si | 54.6 | 45 | 1.2133 | Tracking | Single Axis | Tracking | [9 empty] | 55.49 | 40.45
66620 | Resurgence Solar II | 2023-09-30 | 2023 | CAISO | CA | 35.0143 | -117.56 | 5.951 | PV | c-Si | 67.9 | 48 | 1.4146 | Tracking | Single Axis | Tracking | 180 | PV+Storage | Battery | AC | 2023 | 40 | 160
67024 | Pitts Dudik Solar | 2023-11-30 | 2023 | ERCOT | TX | 31.8932 | -96.8751 | 4.7333 | PV | c-Si | 60.26 | 49.6 | 1.2149 | Tracking | Single Axis | Tracking | 181 | [8 empty] | 40.57 | 24.5
65066 | Hoot Lake Solar | 2023-08-31 | 2023 | MISO | MN | 46.2818 | -96.0324 | 3.7603 | PV | c-Si | 58 | 49.9 | 1.1623 | Fixed Tilt | Fixed Tilt | 30 | 180 | [8 empty] | 44.06 | 27.99
65302 | Salt City Solar Project - Hybrid | 2023-05-31 | 2023 | PJM | OH | 39.4195 | -82.9654 | 3.9728 | PV | c-Si | 68 | 49.9 | 1.3627 | Tracking | Single Axis | Tracking | 180
66249 | Blue Harvest Solar Park | 2023-12-31 | 2023 | PJM | OH | 41.0917 | -84.2744 | 3.8546 | PV | c-Si | 72 | 49.9 | 1.4429 | Tracking | Single Axis | Tracking | 180
66250 | Timber Road Solar Park | 2023-12-31 | 2023 | PJM | OH | 41.0923 | -84.7257 | 3.8632 | PV | c-Si | 72 | 49.9 | 1.4429 | Tracking | Single Axis | Tracking
63827 | Partin Solar | 2023-10-31 | 2023 | Southeast (non-ISO) | NC | 36.268 | -80.8219 | 4.3846 | PV | c-Si | 69.9232 | 50 | 1.3985 | Tracking | Single Axis | Tracking | 180
64995 | Cassville Solar | 2023-12-31 | 2023 | MISO | WI | 42.7417 | -90.9215 | 3.8481 | PV | c-Si | 65.5616 | 50 | 1.3112 | Tracking | Single Axis | Tracking | 180 | [8 empty] | 66.99 | 42.11
64997 | Albany Solar (WI) | 2023-12-31 | 2023 | MISO | WI | 42.6658 | -89.3718 | 3.8267 | PV | c-Si | 64.5424 | 50 | 1.2908 | Tracking | Single Axis | Tracking | [9 empty] | 59.67 | 43.45
65001 | Beaver Dam Solar | 2023-12-31 | 2023 | MISO | WI | 43.4953 | -88.773 | 3.7588 | PV | c-Si | 65.4992 | 50 | 1.31 | Tracking | Single Axis | Tracking | 180 | [8 empty] | 65.41 | 47.29
65820 | Ocotillo Wells | 2023-09-30 | 2023 | CAISO | CA | 33.0818 | -116.0852 | 5.8674 | PV | c-Si | 66.2584 | 50 | 1.3252 | Tracking | Single Axis | Tracking | 180 | PV+Storage |  | AC | 2023 | 50 | 200
66163 | Jicarilla Solar 1 LLC | 2023-07-30 | 2023 | West (non-ISO) | NM | 36.3167 | -107.278 | 5.3656 | PV | c-Si | 62.5 | 50 | 1.25 | Tracking | Single Axis | Tracking |  | PV+Storage | LIB | AC | 2023 | 20 | 80 |  |  |  |  | 16.9589
66287 | NMRD Data Center III | 2023-08-31 | 2023 | West (non-ISO) | NM | 35.3709 | -106.854 | 5.5539 | PV | c-Si | 60 | 50 | 1.2 | Tracking | Single Axis | Tracking | 180
65955 | Landrace Holdings, LLC | 2023-11-30 | 2023 | Southeast (non-ISO) | SC | 33.7239 | -79.092 | 4.5893 | PV | c-Si | 72.6376 | 55 | 1.3207 | Tracking | Single Axis | Tracking | 175.4091
66942 | Skysol | 2023-12-31 | 2023 | West (non-ISO) | OR | 42.0478 | -121.492 | 4.7639 | PV | c-Si | 66.438 | 55 | 1.208 | Tracking | Single Axis | Tracking | 180
66772 | Estrella Solar & Storage | 2023-12-31 | 2023 | CAISO | CA | 34.8078 | -118.317 | 5.7758 | PV | c-Si | 70 | 56 | 1.25 | Tracking | Single Axis | Tracking | 180 | PV+Storage | Lithium-Ion | AC | 2023 | 28 | 112 |  |  |  |  | 26.9187
61653 | Alafia Solar | 2023-12-31 | 2023 | Southeast (non-ISO) | FL | 27.7235 | -82.0243 | 5.0063 | PV | Thin-Film | 72.7 | 60 | 1.2117 | Tracking | Single Axis | Tracking | 180 | [8 empty] | 49.57 | 35.08
63909 | Otter Creek Solar | 2023-10-31 | 2023 | PJM | VA | 36.8071 | -78.5098 | 4.356 | PV | c-Si | 84 | 60 | 1.4 | Tracking | Single Axis | Tracking | 180
65963 | Mesquite Solar 5 | 2023-07-30 | 2023 | West (non-ISO) | AZ | 33.3275 | -112.9191 | 5.8711 | PV | c-Si | 72.6 | 60 | 1.21 | Tracking | Single Axis | Tracking | 180 | PV+Storage |  | AC | 2023 | 60 | 240
66825 | SR DeSoto III | 2023-12-31 | 2023 | Southeast (non-ISO) | GA | 31.868 | -84.0078 | 4.7528 | PV | Thin-Film | 83.17 | 60 | 1.3862 | Tracking | Single Axis | Tracking | 180
66839 | Crystal Hill Solar | 2023-12-31 | 2023 | PJM | VA | 36.8367 | -78.9362 | 4.3513 | PV | c-Si | 82 | 64.7 | 1.2674 | Tracking | Single Axis | Tracking | 180
64998 | Paddock Solar | 2023-11-30 | 2023 | MISO | WI | 42.5541 | -89.095 | 3.8271 | PV | c-Si | 83.7512 | 65 | 1.2885 | Tracking | Single Axis | Tracking | 180 | [8 empty] | 62.38 | 45.22
66172 | SR DeSoto II | 2023-12-31 | 2023 | Southeast (non-ISO) | GA | 31.8696 | -84.0265 | 4.7528 | PV | Thin-Film | 92.1 | 65 | 1.4169 | Tracking | Single Axis | Tracking | 180
66635 | Caden Energix Axton LLC | 2023-12-31 | 2023 | PJM | VA | 36.6679 | -79.755 | 4.3388 | PV | Thin-Film | 85.7999 | 66 | 1.3 | Tracking | Single Axis | Tracking | [9 empty] | 33.86 | 17.79
65305 | Powells Creek Solar - Hybrid | 2023-08-31 | 2023 | PJM | VA | 36.5535 | -79.0212 | 4.36 | PV | c-Si | 91 | 70 | 1.3 | Tracking | Single Axis | Tracking | 180
65629 | SR McKellar | 2023-07-30 | 2023 | Southeast (non-ISO) | TN | 35.5758 | -88.9394 | 4.3648 | PV | Thin-Film | 88.4 | 70 | 1.2629 | Tracking | Single Axis | Tracking | 178 | [8 empty] | 43.64 | 29.15
65683 | Juniper Solar (FL) | 2023-12-31 | 2023 | Southeast (non-ISO) | FL | 28.1803 | -82.1516 | 4.9486 | PV | Thin-Film | 85.6 | 70 | 1.2229 | Tracking | Single Axis | Tracking | 180 | [8 empty] | 45.57 | 31.08
65999 | Great Cove Solar | 2023-12-31 | 2023 | PJM | PA | 39.9239 | -78.0412 | 3.9098 | PV | c-Si | 83 | 70 | 1.1857 | Tracking | Single Axis | Tracking | 180
66026 | Hobnail Solar | 2023-12-31 | 2023 | Southeast (non-ISO) | GA | 33.262 | -82.178 | 4.642 | PV | c-Si | 92.16 | 70 | 1.3166 | Tracking | Single Axis | Tracking | 180 | [8 empty] | 47.67 | 33.18
65107 | Cabin Creek Solar, LLC | 2023-01-31 | 2023 | Southeast (non-ISO) | NC | 35.336 | -79.7417 | 4.4829 | PV | c-Si | 98.2838 | 70.2 | 1.4001 | Tracking | Single Axis | Tracking | 180 | [8 empty] | 53 | 38.52
67023 | Dileo Solar | 2023-12-31 | 2023 | ERCOT | TX | 31.78 | -97.51 | 4.7681 | PV | c-Si | 86.6 | 71.4 | 1.2129 | Tracking | Single Axis | Tracking | 190 | [8 empty] | 40.78 | 24.71
60325 | Willow Spring Solar 3, LLC | 2023-03-31 | 2023 | CAISO | CA | 34.8455 | -118.318 | 5.7758 | PV |  |  | 72 |  | Tracking | Single Axis | Tracking | 180 | PV+Storage | Lithium-ion | AC | 2021 | 36 | 144
66404 | Red Mesa Solar Project | 2023-04-30 | 2023 | West (non-ISO) | UT | 37.1208 | -109.412 | 5.5214 | PV | c-Si | 100 | 72 | 1.3889 | Tracking | Single Axis | Tracking | 181 | [8 empty] | 47.35 | 32.86
66717 | Eastover Solar | 2023-03-31 | 2023 | Southeast (non-ISO) | SC | 33.9171 | -80.655 | 4.5871 | PV | c-Si | 103.1562 | 73.6 | 1.4016 | Tracking | Single Axis | Tracking | 180 | PV+Storage | Zinc | DC | 2023 | 18 | 72
65420 | Bluefield Preserve Solar | 2023-01-31 | 2023 | Southeast (non-ISO) | FL | 27.2435 | -80.671 | 4.9942 | PV | Thin-Film | 103 | 74.5 | 1.3826 | Fixed Tilt | Fixed Tilt |  | 195 | [8 empty] | 37.78 | 23.3
65421 | Chautauqua Solar Energy Center | 2023-02-28 | 2023 | Southeast (non-ISO) | FL | 30.8758 | -86.2081 | 4.6797 | PV | c-Si | 103 | 74.5 | 1.3826 | Tracking | Single Axis | Tracking | 180 | [8 empty] | 43.2 | 28.72
65422 | FPL Chipola River Solar Energy Center | 2023-01-31 | 2023 | Southeast (non-ISO) | FL | 30.4546 | -85.2785 | 4.6713 | PV | Thin-Film | 96 | 74.5 | 1.2886 | Tracking | Single Axis | Tracking | 180 | [8 empty] | 39.66 | 25.17
65423 | Everglades Solar Energy Center | 2023-01-31 | 2023 | Southeast (non-ISO) | FL | 25.5425 | -80.5543 | 4.9421 | PV | Thin-Film | 104.3 | 74.5 | 1.4 | Fixed Tilt | Fixed Tilt |  | 180 | [8 empty] | 42.87 | 28.38
65424 | First City Solar Energy Center | 2023-01-31 | 2023 | Southeast (non-ISO) | FL | 30.9199 | -87.34 | 4.6666 | PV | Thin-Film | 103 | 74.5 | 1.3826 | Fixed Tilt | Fixed Tilt |  | 179 | [8 empty] | 39.97 | 25.48
65427 | FPL Flowers Creek Solar Energy Center | 2023-01-31 | 2023 | Southeast (non-ISO) | FL | 30.57 | -85.0402 | 4.735 | PV | Thin-Film | 86.5 | 74.5 | 1.1611 | Tracking | Single Axis | Tracking | 180 | [8 empty] | 36.2 | 20.13
65428 | Pink Trail Solar Energy Center | 2023-01-31 | 2023 | Southeast (non-ISO) | FL | 27.2978 | -80.5421 | 4.9358 | PV | Thin-Film | 105 | 74.5 | 1.4094 | Fixed Tilt | Fixed Tilt |  | 180 | [8 empty] | 40.04 | 25.55
65429 | FPL Shirer Branch Solar Energy Center | 2023-02-28 | 2023 | Southeast (non-ISO) | FL | 30.3962 | -85.2797 | 4.7071 | PV | c-Si | 103 | 74.5 | 1.3826 | Tracking | Single Axis | Tracking | 180 | [8 empty] | 41.12 | 26.63
65430 | Wild Azalea Solar Energy Center | 2023-02-28 | 2023 | Southeast (non-ISO) | FL | 30.6758 | -84.7403 | 4.7432 | PV | c-Si | 100 | 74.5 | 1.3423 | Tracking | Single Axis | Tracking | 180 | [8 empty] | 42.17 | 26.1
65431 | Anhinga Solar Energy Center | 2023-01-31 | 2023 | Southeast (non-ISO) | FL | 29.8821 | -81.6762 | 4.7868 | PV | c-Si | 83.4 | 74.5 | 1.1195 | Tracking | Single Axis | Tracking | 180 | [8 empty] | 36 | 21.51
65432 | Apalachee | 2023-01-31 | 2023 | Southeast (non-ISO) | FL | 30.7605 | -85.0695 | 4.7488 | PV | Thin-Film | 98.5 | 74.5 | 1.3221 | Tracking | Single Axis | Tracking | 180 | [8 empty] | 40.66 | 24.59
65433 | Blackwater River Solar Energy Center | 2023-01-31 | 2023 | Southeast (non-ISO) | FL | 30.6471 | -86.9377 | 4.7175 | PV | Thin-Film | 103 | 74.5 | 1.3826 | Fixed Tilt | Fixed Tilt |  | 179 | [8 empty] | 39.11 | 24.62
65438 | FPL Cavendish Solar Energy Center (Okeechobee Clean Energy Center) | 2023-01-31 | 2023 | Southeast (non-ISO) | FL | 27.6276 | -80.8041 | 4.9574 | PV | Thin-Film | 96.9 | 74.5 | 1.3007 | Tracking | Single Axis | Tracking | 180 | PV+Hydrogen |  | DC | [5 empty] | 39.08 | 24.6
65519 | Bell Ridge Solar | 2023-09-30 | 2023 | Southeast (non-ISO) | FL | 29.7187 | -82.7108 | 4.7704 | PV | c-Si | 111.8 | 74.5 | 1.5007 | Tracking | Single Axis | Tracking | 180 | [10 empty] | 27.8852
65592 | FPL Saw Palmetto Solar Energy Center | 2023-04-30 | 2023 | Southeast (non-ISO) | FL | 30.4198 | -85.4415 | 4.6799 | PV | c-Si | 103 | 74.5 | 1.3826 | Tracking | Single Axis | Tracking | 180 | [8 empty] | 41.76 | 27.27
65593 | FPL Cypress Pond Solar | 2023-04-30 | 2023 | Southeast (non-ISO) | FL | 30.4213 | -85.441 | 4.6799 | PV | c-Si | 103 | 74.5 | 1.3826 | Tracking | Single Axis | Tracking | 180 | [8 empty] | 42.27 | 27.78
65594 | FPL Etonia Creek | 2023-04-30 | 2023 | Southeast (non-ISO) | FL | 29.7672 | -81.7775 | 4.7501 | PV | c-Si | 104.3 | 74.5 | 1.4 | Tracking | Single Axis | Tracking | 180 | [8 empty] | 40.99 | 26.5
66128 | Lake Mabel Solar | 2023-12-31 | 2023 | Southeast (non-ISO) | FL | 27.9745 | -81.6 | 4.9637 | PV | Thin-Film | 90 | 74.5 | 1.2081 | Tracking | Single Axis | Tracking | 180
65170 | Hildreth Solar Power Plant | 2023-03-31 | 2023 | Southeast (non-ISO) | FL | 29.9648 | -82.8232 | 4.7965 | PV | Thin-Film | 106.4 | 74.9 | 1.4206 | Tracking | Single Axis | Tracking | 180 | [8 empty] | 44.69 | 30.2
65171 | Bay Ranch Solar Power Plant | 2023-04-30 | 2023 | Southeast (non-ISO) | FL | 30.1634 | -85.5033 | 4.8591 | PV | Thin-Film | 105.9 | 74.9 | 1.4139 | Tracking | Single Axis | Tracking | 180 | [8 empty] | 44.63 | 30.14
65172 | High Springs Solar Power Plant | 2023-04-30 | 2023 | Southeast (non-ISO) | FL | 29.81 | -82.6398 | 4.7788 | PV | Thin-Film | 100.5 | 74.9 | 1.3418 | Tracking | Single Axis | Tracking | 180 | [8 empty] | 44 | 29.51
65173 | Hardeetown Solar Power Plant | 2023-04-30 | 2023 | Southeast (non-ISO) | FL | 29.4931 | -82.8308 | 4.8518 | PV | Thin-Film | 106.1 | 74.9 | 1.4166 | Tracking | Single Axis | Tracking | 180 | [8 empty] | 44.65 | 30.16
63808 | Allora Solar, LLC | 2023-01-31 | 2023 | Southeast (non-ISO) | SC | 33.8894 | -81.3987 | 4.5624 | PV | c-Si | 105 | 74.97 | 1.4006 | Tracking | Single Axis | Tracking | 180 | [8 empty] | 46.06 | 31.57 | 30.0111
65012 | Crawfish River | 2023-12-31 | 2023 | MISO | WI | 42.9943 | -88.8775 | 3.8271 | PV | Thin-Film | 90.1 | 75 | 1.2013 | Tracking | Single Axis | Tracking | 180 | [8 empty] | 51.75 | 37.26
65231 | Hunter Solar, LLC (CO) | 2023-12-31 | 2023 | West (non-ISO) | CO | 39.6266 | -104.465 | 4.8489 | PV | c-Si | 101.2 | 75 | 1.3493 | Tracking | Single Axis | Tracking | 180
65106 | Phobos Solar, LLC | 2023-01-31 | 2023 | Southeast (non-ISO) | NC | 35.8829 | -78.155 | 4.4564 | PV | Thin-Film | 110 | 78.8 | 1.3959 | Tracking | Single Axis | Tracking | 180 | [8 empty] | 49.45 | 32.49
10444 | Lockhart Solar PV I | 2023-07-30 | 2023 | CAISO | CA | 35.0308 | -117.3563 | 5.9372 | PV | Thin-Film | 108.7 | 80 | 1.3587 | Tracking | Single Axis | Tracking | 180 | [6 empty] | 23.09 | 13.02
62768 | Piney Creek Solar | 2023-08-31 | 2023 | PJM | VA | 36.8205 | -78.7751 | 4.3609 | PV | c-Si | 91.6 | 80 | 1.145 | Tracking | Single Axis | Tracking | 180 | [8 empty] | 62.57 | 44.96
63797 | Ellis Solar (Gerdau Solar) | 2023-10-31 | 2023 | ERCOT | TX | 32.4666 | -97.0452 | 4.741 | PV | c-Si | 95.8 | 80 | 1.1975 | Tracking | Single Axis | Tracking | 180
64032 | MTSUN (Montana Sun) | 2023-01-31 | 2023 | West (non-ISO) | MT | 45.8718 | -108.6459 | 4.1044 | PV | c-Si | 104 | 80 | 1.3 | Tracking | Single Axis | Tracking | 180 | [8 empty] | 35.41 | 19.34
64189 | Apex Solar (MT) | 2023-08-31 | 2023 | West (non-ISO) | MT | 45.2307 | -112.7451 | 4.231 | PV | c-Si | 105 | 80 | 1.3125 | Tracking | Single Axis | Tracking | 178
64469 | OE_ALD (Wing Solar) | 2023-03-30 | 2023 | Southeast (non-ISO) | AL | 31.0078 | -86.5919 | 4.693 | PV | Thin-Film | 106.9 | 80 | 1.3362 | Tracking | Single Axis | Tracking | 180
64968 | Fall River Solar, LLC | 2023-09-30 | 2023 | SPP | SD | 43.1552 | -103.344 | 4.4223 | PV | c-Si | 99 | 80 | 1.2375 | Tracking | Single Axis | Tracking | 180 | [8 empty] | 52 | 37.51 | 28.5961
65215 | Nestlewood Solar | 2023-12-31 | 2023 | PJM | OH | 38.9255 | -84.0174 | 4.0409 | PV | c-Si | 109.1 | 80 | 1.3638 | Tracking | Single Axis | Tracking | 180
66542 | Bulldog Solar LLC | 2023-05-31 | 2023 | Southeast (non-ISO) | GA | 33.371 | -82.678 | 4.6436 | PV | c-Si | 108.3 | 80 | 1.3538 | Tracking | Single Axis | Tracking | 180
66634 | Adams Solar LLC PA | 2023-12-31 | 2023 | PJM | PA | 39.8838 | -77.2056 | 4.006 | PV | Thin-Film | 105.4 | 80 | 1.3175 | Tracking | Single Axis | Tracking | 180 | [10 empty] | 39.3118
66699 | Lockhart Solar PV II | 2023-07-30 | 2023 | CAISO | CA | 35.0435 | -117.349 | 5.9372 | PV | Thin-Film | 95.2 | 80 | 1.19 | Tracking | Single Axis | Tracking | 180
67161 | Oak Solar (Gaston Green Acres Solar) | 2023-12-31 | 2023 | PJM | NC | 36.5303 | -77.773 | 4.3983 | PV | c-Si | 112 | 80 | 1.4 | Fixed Tilt | Fixed Tilt | 15 | 181
65956 | Storey Solar and Storage | 2023-12-31 | 2023 | West (non-ISO) | AZ | 32.8882 | -111.498 | 5.7017 | PV | c-Si | 169 | 88 | 1.9205 | Tracking | Single Axis | Tracking | 180 | PV+Storage | LIB | AC | 2023 | 88 | 264 |  |  |  |  | 18.0646
64489 | Resurgence Solar I | 2023-08-31 | 2023 | CAISO | CA | 35.0117 | -117.5598 | 5.951 | PV | c-Si | 108.9 | 90 | 1.21 | Tracking | Single Axis | Tracking | 180 | PV+Storage | Lithium-Ion | AC | 2023 | 75 | 300 |  |  |  |  | 26.7204
63766 | Happy Solar 1 | 2023-10-31 | 2023 | MISO | AR | 35.1677 | -91.6603 | 4.4608 | PV | Thin-Film | 135 | 95 | 1.4211 | Tracking | Single Axis | Tracking | 180 | [8 empty] | 48.19 | 33.7
65000 | Wautoma Solar | 2023-12-31 | 2023 | MISO | WI | 44.058 | -89.3061 | 3.7737 | PV | c-Si | 128.4 | 99 | 1.297 | Tracking | Single Axis | Tracking | 180 | [8 empty] | 55.63 | 40.81
63765 | Black Bear Solar 1 | 2023-02-28 | 2023 | Southeast (non-ISO) | AL | 32.197 | -86.3273 | 4.6638 | PV | Thin-Film | 130 | 100 | 1.3 | Tracking | Single Axis | Tracking | 180 | [8 empty] | 38.51 | 24.02 | 21.4106
63838 | High Point Solar LLC | 2023-11-30 | 2023 | PJM | IL | 42.4329 | -89.9069 | 3.8062 | PV |  | 127 | 100 | 1.27 | Tracking | Single Axis | Tracking | 180 | [8 empty] | 42.83 | 26.77
64507 | OETN1 (Skyhawk Solar) | 2023-03-31 | 2023 | Southeast (non-ISO) | TN | 36.3864 | -88.9919 | 4.3326 | PV | Thin-Film | 127 | 100 | 1.27 | Tracking | Single Axis | Tracking | 180 | [8 empty] | 41.44 | 26.95
64683 | Oak Trail Solar, LLC | 2023-07-30 | 2023 | PJM | NC | 36.5042 | -76.1953 | 4.3757 | PV | c-Si | 139 | 100 | 1.39 | Tracking | Single Axis | Tracking | 182 | [8 empty] | 71.43 | 51.6
64996 | Springfield Solar (WI) | 2023-12-31 | 2023 | MISO | WI | 43.6146 | -88.4669 | 3.7458 | PV | c-Si | 135 | 100 | 1.35 | Tracking | Single Axis | Tracking | 180 | [8 empty] | 74.9 | 53.66
65332 | CPV Maple Hill Solar | 2023-11-30 | 2023 | PJM | PA | 40.3502 | -78.646 | 3.7384 | PV | c-Si | 127 | 100 | 1.27 | Tracking | Single Axis | Tracking | 180
66389 | Cereal City Solar, LLC | 2023-12-31 | 2023 | MISO | MI | 42.3092 | -85.0323 | 3.8162 | PV | c-Si | 150 | 100 | 1.5 | Tracking | Single Axis | Tracking | 180 | [8 empty] | 48.52 | 32.45
66410 | Grizzly Ridge Solar | 2023-10-31 | 2023 | ERCOT | TX | 31.7382 | -98.2137 | 4.9158 | PV | c-Si | 137.7 | 100 | 1.377 | Tracking | Single Axis | Tracking | 181
66759 | Delta's Edge Solar | 2023-11-30 | 2023 | MISO | MS | 33.5 | -90.1 | 4.5541 | PV | c-Si | 135 | 100 | 1.35 | Tracking | Single Axis | Tracking | [11 empty] | 34.3779
66171 | SR Snipesville III | 2023-07-30 | 2023 | Southeast (non-ISO) | GA | 31.7047 | -82.7349 | 4.7407 | PV | Thin-Film | 153 | 107 | 1.4299 | Tracking | Single Axis | Tracking | 180
63233 | Emerald Grove | 2023-03-31 | 2023 | ERCOT | TX | 31.0998 | -102.3449 | 5.5433 | PV | c-Si | 140.8 | 108 | 1.3037 | Tracking | Single Axis | Tracking | 180
63343 | Galloway 2 Solar Farm | 2023-10-31 | 2023 | ERCOT | TX | 31.4523 | -99.8838 | 5.1016 | PV | c-Si | 147 | 110 | 1.3364 | Tracking | Single Axis | Tracking | 180
65225 | Waverly Solar, LLC | 2023-12-31 | 2023 | PJM | VA | 37.0208 | -77.1227 | 4.3202 | PV | Thin-Film | 153.4 | 118 | 1.3 | Tracking | Single Axis | Tracking
66541 | Chesapeake Solar Project | 2023-12-31 | 2023 | PJM | VA | 36.6811 | -76.3002 | 4.3227 | PV | c-Si | 153.6 | 118 | 1.3017 | Tracking | Single Axis | Tracking | 181 | [8 empty] | 43.39 | 28.9 | 32.1778
66408 | Buena Vista Energy Center | 2023-06-30 | 2023 | West (non-ISO) | NM | 32.0666 | -106.285 | 5.832 | PV | c-Si | 187.2 | 120 | 1.56 | Tracking | Single Axis | Tracking |  | PV+Storage | Battery | DC | 2023 | 50 | 200
66357 | Yellow Pine Solar I | 2023-07-30 | 2023 | West (non-ISO) | NV | 36.0663 | -115.775 | 5.7275 | PV | c-Si | 175 | 125 | 1.4 | Tracking | Single Axis | Tracking | 180 | PV+Storage | Lithium-Ion | AC | 2023 | 65 | 260 |  |  |  |  | 19.4031
66324 | BPL Files Solar | 2023-08-31 | 2023 | ERCOT | TX | 32.1909 | -97.0559 | 4.7637 | PV | c-Si | 164.38 | 145 | 1.1337 | Tracking | Single Axis | Tracking | 181
64197 | Fifth Standard Solar PV, LLC (Hybrid) | 2023-09-30 | 2023 | CAISO | CA | 36.1561 | -120.1178 | 5.3794 | PV | c-Si | 196.6 | 150 | 1.3107 | Tracking | Single Axis | Tracking | 180 | PV+Storage | Lithium-Ion | AC | 2023 | 137 | 548
64393 | Badger Hollow II | 2023-12-31 | 2023 | MISO | WI | 42.9388 | -90.369 | 3.8301 | PV | c-Si | 204 | 150 | 1.36 | Tracking | Single Axis | Tracking | 180 | [8 empty] | 55.45 | 40.9
65008 | Onion River | 2023-12-31 | 2023 | MISO | WI | 43.6037 | -87.897 | 3.8206 | PV | Thin-Film | 180.1 | 150 | 1.2007 | Tracking | Single Axis | Tracking | 181
66820 | River Ferry Solar 1 | 2023-12-31 | 2023 | PJM | IL | 39.2591 | -87.6282 | 4.1063 | PV | c-Si | 165.3 | 150 | 1.102 | Tracking | Single Axis | Tracking | 180
66954 | Umbriel Solar | 2023-10-31 | 2023 | MISO | TX | 30.657 | -94.7743 | 4.546 | PV | Thin-Film | 202 | 150 | 1.3467 | Tracking | Single Axis | Tracking | 183
67137 | Great Cove Solar II | 2023-12-31 | 2023 | PJM | PA | 39.9016 | -77.8682 | 3.9201 | PV | c-Si | 178.6 | 150 | 1.1907 | Tracking | Single Axis | Tracking | 180
67239 | Fox Squirrel Solar 1 | 2023-12-31 | 2023 | PJM | OH | 39.7775 | -83.3671 | 4.0015 | PV | c-Si | 194 | 150 | 1.2933 | Tracking | Single Axis | Tracking | 179 | [8 empty] | 66 | 47.71
67284 | Ganado Solar | 2023-10-31 | 2023 | ERCOT | TX | 29.1147 | -96.5249 | 4.6377 | PV | c-Si | 208.5 | 150.5 | 1.3854 | Tracking | Single Axis | Tracking | 181
63849 | Chestnut (part of Westlands Solar Park) | 2023-12-31 | 2023 | CAISO | CA | 36.1633 | -119.9028 | 5.3471 | PV | c-Si | 210 | 150.6 | 1.3944 | Tracking | Single Axis | Tracking | 180 | PV+Storage | LIB | AC | 2023 | 135 | 540
65031 | Bellflower Solar 1 | 2023-02-28 | 2023 | PJM | IN | 39.7867 | -85.4164 | 3.9888 | PV | Thin-Film | 173 | 152.5 | 1.1344 | Tracking | Single Axis | Tracking | 180 | [8 empty] | 40.8 | 26.32 | 30.5846
65793 | Concho Valley Solar, LLC | 2023-05-31 | 2023 | ERCOT | TX | 31.214 | -100.255 | 5.1658 | PV | c-Si | 214.6 | 159.8 | 1.3429 | Tracking | Single Axis | Tracking | [9 empty] | 35.11 | 20.63
63441 | Pachwáywit Fields (Montague Solar) | 2023-04-30 | 2023 | West (non-ISO) | OR | 45.5399 | -120.1804 | 4.3758 | PV | c-Si | 205 | 162 | 1.2654 | Tracking | Single Axis | Tracking | 180 | [10 empty] | 37.7228
64864 | Chaparral Springs | 2023-03-31 | 2023 | CAISO | CA | 34.8708 | -118.32 | 5.7758 | PV |  |  | 174 |  | Tracking | Single Axis | Tracking | 180 | [10 empty] | 23.9619
64212 | Pike Solar Hybrid | 2023-12-31 | 2023 | West (non-ISO) | CO | 38.6244 | -104.6201 | 5.0012 | PV | c-Si | 223.8 | 175 | 1.2789 | Tracking | Single Axis | Tracking | 180 | [10 empty] | 18.9274
65483 | Big Cypress Solar, LLC | 2023-12-31 | 2023 | MISO | AR | 35.3415 | -90.3129 | 4.4562 | PV | c-Si | 202.4 | 180 | 1.1244 | Tracking | Single Axis | Tracking | 180
66112 | Newport Solar Project | 2023-10-31 | 2023 | MISO | AR | 35.6736 | -91.1938 | 4.4331 | PV | Thin-Film | 231.7 | 180 | 1.2872 | Tracking | Single Axis | Tracking | 180
64851 | Daggett 2 | 2023-12-31 | 2023 | CAISO | CA | 34.8609 | -116.855 | 5.8493 | PV | c-Si | 240 | 182 | 1.3187 | Tracking | Single Axis | Tracking |  | PV+Storage | LFP | AC | 2023 | 131 | 524
64635 | Big Plain Solar, LLC | 2023-09-30 | 2023 | PJM | OH | 39.8557 | -83.3284 | 3.9837 | PV | Thin-Film | 266 | 196 | 1.3571 | Tracking | Single Axis | Tracking | 180 | [8 empty] | 71.11 | 51.28 | 29.978
62248 | Arrow Canyon Solar Hybrid | 2023-12-31 | 2023 | West (non-ISO) | NV | 36.5029 | -114.8609 | 5.6735 | PV | c-Si | 275 | 200 | 1.375 | Tracking | Single Axis | Tracking | 180 | PV+Storage | LIB | DC | 2023 | 75 | 375
63776 | Thunder Wolf Energy Center Hybrid | 2023-06-30 | 2023 | West (non-ISO) | CO | 38.1899 | -104.398 | 5.1521 | PV | c-Si | 303.8 | 200 | 1.519 | Tracking | Single Axis | Tracking | 180 | PV+Storage | LIB | AC | 2023 | 100 | 400
65308 | Horizon Solar | 2023-12-31 | 2023 | ERCOT | TX | 28.9377 | -99.1077 | 4.8526 | PV | Thin-Film | 266 | 200 | 1.33 | Tracking | Single Axis | Tracking | 180 | [8 empty] | 50.18 | 32.21
65702 | Indiana Crossroads Solar Park | 2023-06-30 | 2023 | MISO | IN | 40.7263 | -86.852 | 3.9096 | PV | c-Si | 269.9 | 200 | 1.3495 | Tracking | Single Axis | Tracking | 180
66193 | Oak Ridge Solar | 2023-12-31 | 2023 | MISO | LA | 32.5807 | -91.7694 | 4.5914 | PV | c-Si | 260 | 200 | 1.3 | Tracking | Single Axis | Tracking | 180 | [8 empty] | 44.65 | 28.58
66636 | McFarland A Solar and Storage | 2023-12-31 | 2023 | CAISO | AZ | 32.9465 | -113.472 | 5.8555 | PV | c-Si | 250 | 200 | 1.25 | Tracking | Single Axis | Tracking | 180 | PV+Storage | LIB | AC | 2023 | 100 | 400
64075 | Taygete II Energy Project | 2023-07-30 | 2023 | ERCOT | TX | 31.1825 | -103.1276 | 5.604 | PV | Thin-Film | 258.4 | 203.8 | 1.2679 | Tracking | Single Axis | Tracking | 179
64672 | Blue Jay Solar I, LLC | 2023-07-30 | 2023 | ERCOT | TX | 30.7115 | -96.0641 | 4.6475 | PV |  | 270 | 210 | 1.2857 | Tracking | Single Axis | Tracking | 180 | PV+Storage | LIB | AC | 2023 | 59 | 89
65034 | Sandy Branch Solar (Bernard Creek Solar) | 2023-12-31 | 2023 | ERCOT | TX | 29.4521 | -96.0872 | 4.6601 | PV | c-Si | 313.5 | 230 | 1.363 | Tracking | Single Axis | Tracking | 182
64481 | Arlington Energy Center II | 2023-10-31 | 2023 | CAISO | CA | 33.6909 | -114.7749 | 5.7976 | PV | c-Si | 316.414 | 233 | 1.358 | Tracking | Single Axis | Tracking | 180 | PV+Storage | Lithium-Ion | AC | 2022 | 132 | 528 |  |  | 49.3 | 31.61 | 22.1264
63985 | Fort Bend Solar LLC | 2023-10-31 | 2023 | ERCOT | TX | 29.5537 | -95.9628 | 4.6456 | PV |  | 317 | 240 | 1.3208 | Tracking | Single Axis | Tracking | 181 | [8 empty] | 34.9 | 18.83
66471 | Eiffel Solar Project | 2023-11-30 | 2023 | ERCOT | TX | 33.5992 | -95.5251 | 4.5805 | PV | c-Si | 314 | 240 | 1.3083 | Tracking | Single Axis | Tracking | 180
63731 | Neptune Energy Center Hybrid | 2023-06-30 | 2023 | West (non-ISO) | CO | 38.3303 | -104.414 | 5.1726 | PV | c-Si | 378.8 | 250 | 1.5152 | Tracking | Single Axis | Tracking | 181 | PV+Storage | LIB | AC | 2023 | 125 | 500
63848 | Solar Blue | 2023-12-31 | 2023 | CAISO | CA | 36.174 | -119.904 | 5.3471 | PV | c-Si | 350 | 250 | 1.4 | Tracking | Single Axis | Tracking | 180 | PV+Storage | LIB | AC | 2023 | 225 | 900
65734 | Oberon Solar Project | 2023-09-30 | 2023 | CAISO | CA | 33.729 | -115.382 | 5.8554 | PV | Thin-Film | 339.5 | 250 | 1.358 | Tracking | Single Axis | Tracking | 180 | PV+Storage | LIB | AC | 2023 | 125 | 500
65735 | Oberon II Solar Project | 2023-10-31 | 2023 | CAISO | CA | 33.729 | -115.382 | 5.8554 | PV | Thin-Film | 339.5 | 250 | 1.358 | Tracking | Single Axis | Tracking | 180 | PV+Storage | LIB | AC | 2023 | 125 | 500
65654 | Texas Solar Nova 1 | 2023-12-31 | 2023 | ERCOT | TX | 33.3206 | -100.982 | 5.2113 | PV | c-Si |  | 252 |  | Tracking | Single Axis | Tracking | 179 | [8 empty] | 45.92 | 29.77
66627 | Sonoran Solar Energy | 2023-12-31 | 2023 | West (non-ISO) | AZ | 33.2417 | -112.539 | 5.8733 | PV | c-Si | 504.4 | 260 | 1.94 | Tracking | Single Axis | Tracking | 180 | PV+Storage | LIB | AC | 2023 | 260 | 1060 |  |  |  |  | 18.0646
66643 | Dunn's Bridge 1 Solar | 2023-06-30 | 2023 | MISO | IN | 41.1726 | -87.0073 | 3.8916 | PV | c-Si | 358 | 265 | 1.3509 | Tracking | Single Axis | Tracking | 180 | [8 empty] | 46.83 | 30.77
64832 | Yellowbud Solar, LLC | 2023-06-30 | 2023 | PJM | OH | 39.5025 | -83.0656 | 3.9928 | PV | c-Si | 352.9 | 274 | 1.288 | Tracking | Single Axis | Tracking | 180
61852 | Eagle Shadow Mountain Solar Farm | 2023-05-31 | 2023 | West (non-ISO) | NV | 36.6298 | -114.684 | 5.6986 | PV | c-Si | 387 | 300 | 1.29 | Tracking | Single Axis | Tracking | 180 | [8 empty] | 36.6 | 20.54 | 19.2477
64852 | Daggett 3 | 2023-07-30 | 2023 | CAISO | CA | 34.8723 | -116.79 | 5.7373 | PV | c-Si | 310 | 300 | 1.0333 | Tracking | Single Axis | Tracking | 180 | PV+Storage | LFP | AC | 2023 | 144 | 576
64859 | Radian Solar Facility | 2023-05-31 | 2023 | ERCOT | TX | 31.5481 | -99.1872 | 5.0283 | PV | Thin-Film | 415 | 320 | 1.2969 | Tracking | Single Axis | Tracking | 180
66420 | Five Wells Solar Center - Hybrid | 2023-12-31 | 2023 | ERCOT | TX | 30.9889 | -97.2437 | 4.7437 | PV | Thin-Film | 432 | 320 | 1.35 | Tracking | Single Axis | Tracking | 182
64927 | Aktina Solar | 2023-12-31 | 2023 | ERCOT | TX | 29.0756 | -96.277 | 4.647 | PV | c-Si | 631 | 500 | 1.262 | Tracking | Single Axis | Tracking | 179 | [8 empty] | 40.2 | 24.13
65028 | Roseland Solar Project | 2023-07-30 | 2023 | ERCOT | TX | 31.4621 | -96.8273 | 4.7191 | PV | c-Si | 639.6 | 500 | 1.2792 | Tracking | Single Axis | Tracking | 182 | PV+Storage | LIB | AC | 2023 | 59.1 | 89
Note on AA1: For hybrids, this LCOE is for the PV portion only.
Note on AB1: For hybrids, this LCOE is for the PV portion only.
Note on AC1: For hybrids, this price is for the PV portion only.