8088 | 0 | 0 | 0 | 1.7 | 9 | 0 | 0 | 0 | 0 | 0 | 0 | 0 | 0 | 0% | 0 | 0 | 10.58% | 0 | -1.6916
8089 | 0 | 0 | 0 | 0.9 | 8.7 | 0 | 0 | 0 | 0 | 0 | 0 | 0 | 0 | 0% | 0 | 0 | 10.58% | 0 | -1.6808
8090 | 0 | 0 | 0 | 1.4 | 8.3 | 0 | 0 | 0 | 0 | 0 | 0 | 0 | 0 | 0% | 0 | 0 | 10.58% | 0 | -1.6702
8091 | 0 | 0 | 0 | 0.7 | 7.8 | 0 | 0 | 0 | 0 | 0 | 0 | 0 | 0 | 0% | 0 | 0 | 10.58% | 0 | -1.6599
8092 | 0 | 0 | 0 | 1.2 | 7.9 | 0 | 0 | 0 | 0 | 0 | 0 | 0 | 0 | 0% | 0 | 0 | 10.58% | 0 | -1.6497
8093 | 0 | 0 | 0 | 1.2 | 7.5 | 0 | 0 | 0 | 0 | 0 | 0 | 0 | 0 | 0% | 0 | 0 | 10.58% | 0 | -1.6397
8094 | 0 | 0 | 0 | 1.5 | 7.4 | 0 | 0 | 0 | 0 | 0 | 0 | 0 | 0 | 0% | 0 | 0 | 10.58% | 0 | -1.6299
8095 | 0 | 0 | 0 | 1 | 7.1 | 0 | 0 | 0 | 0 | 0 | 0 | 0 | 0 | 0% | 0 | 0 | 10.58% | 0 | -1.6203
8096 | 0 | 21 | 21 | 1 | 7.9 | 0 | 0 | 0 | 0 | 0 | 0 | 0 | 0 | 0% | 0 | 0 | 10.58% | 0 | -1.6108
8097 | 484 | 191 | 70 | 0.6 | 10.6 | 67.9059 | 17.4696 | 22.1764 | 0 | 0 | 0 | 59.2651 | 0 | 5% | 0 | 0 | 10.58% | 0 | 20.9393
8098 | 770 | 364 | 83 | 1 | 14.1 | 175.2431 | 0 | 50.5478 | 0 | 0 | 0 | 164.2685 | 0 | 18% | 0 | 0 | 10.58% | 0 | 48.5588
8099 | 641 | 428 | 134 | 4.3 | 15.4 | 155.9872 | 0 | 53.8864 | 0 | 41.7605 | 0 | 113.4129 | 0 | 27% | 18.0113 | 0 | 35.07% | 0 | 33.4967
8100 | 309 | 334 | 175 | 6.1 | 15.5 | 66.043 | 0 | 35.0274 | 0 | 0 | 0 | 64.6871 | 0 | 32% | 0 | 13.949 | 12.75% | 0 | 47.9465
8101 | 839 | 573 | 145 | 7 | 16.9 | 214.1559 | 0 | 74.8002 | 0.2129 | 0 | 0 | 208.333 | 0 | 48% | 25 | 0 | 46.75% | 0 | 47.4153
8102 | 813 | 487 | 114 | 7.5 | 16.9 | 200.0573 | 0 | 63.7961 | 1.4363 | 42.2961 | 3.6946 | 158.4697 | 0 | 61% | 21.1133 | 0 | 75.47% | 0 | 43.671
8103 | 557 | 288 | 79 | 6.5 | 16.3 | 117.9061 | 0 | 34.3484 | 1.2379 | 42.3567 | 15.2509 | 77.3289 | 0 | 67% | 0 | 0 | 75.47% | 0 | 48.0447
8104 | 145 | 112 | 71 | 3.8 | 14.5 | 0 | 32.1997 | 7.0773 | 0 | 50.6449 | 18.818 | 0 | 47.4442 | 63% | 0 | 25 | 35.47% | 0 | 49.7536
8105 | 6 | 15 | 14 | 3 | 12.8 | 0 | 0.64862 | 0 | 0 | 90.5017 | 36.0676 | 0 | 90.4263 | 56% | 0 | 15.9175 | 10% | 0 | 49.7586
8106 | 0 | 0 | 0 | 3.9 | 12 | 0 | 0 | 0 | 0 | 126.8464 | 51.6082 | 0 | 131.9073 | 46% | 0 | 0 | 10% | 0 | 49.3905
8107 | 0 | 0 | 0 | 4.1 | 11.6 | 0 | 0 | 0 | 0 | 125.7151 | 51.1612 | 0 | 129.5061 | 36% | 0 | 0 | 10% | 0 | 49.1391
8108 | 0 | 0 | 0 | 1.7 | 10.9 | 0 | 0 | 0 | 0 | 115.746 | 47.0593 | 0 | 117.0394 | 27% | 0 | 0 | 10% | 0 | 45.175
8109 | 0 | 0 | 0 | 1.3 | 9.7 | 0 | 0 | 0 | 0 | 104.6602 | 42.4857 | 0 | 103.877 | 19% | 0 | 0 | 10% | 0 | 40.6611
8110 | 0 | 0 | 0 | 2.2 | 9 | 0 | 0 | 0 | 0 | 97.5496 | 39.5127 | 0 | 95.4972 | 12% | 0 | 0 | 10% | 0 | 37.6898
8111 | 0 | 0 | 0 | 1.8 | 8.4 | 0 | 0 | 0 | 0 | 90.9525 | 36.7461 | 0 | 87.8502 | 5% | 0 | 0 | 10% | 0 | 34.8988
8112 | 0 | 0 | 0 | 2.1 | 8.5 | 0 | 0 | 0 | 0 | 68.8998 | 27.7741 | 0 | 66.0317 | 0% | 0 | 0 | 10% | 0 | 25.8938
8113 | 0 | 0 | 0 | 1.8 | 8.2 | 0 | 0 | 0 | 0 | 0 | 0 | 0 | 0 | 0% | 0 | 0 | 10% | 0 | -1.8261
8114 | 0 | 0 | 0 | 1.2 | 7.1 | 0 | 0 | 0 | 0 | 0 | 0 | 0 | 0 | 0% | 0 | 0 | 10% | 0 | -1.8128
8115 | 0 | 0 | 0 | 2.2 | 7.2 | 0 | 0 | 0 | 0 | 0 | 0 | 0 | 0 | 0% | 0 | 0 | 10% | 0 | -1.7997
8116 | 0 | 0 | 0 | 2.3 | 7.9 | 0 | 0 | 0 | 0 | 0 | 0 | 0 | 0 | 0% | 0 | 0 | 10% | 0 | -1.7868
8117 | 0 | 0 | 0 | 1.5 | 6.4 | 0 | 0 | 0 | 0 | 0 | 0 | 0 | 0 | 0% | 0 | 0 | 10% | 0 | -1.7743
8118 | 0 | 0 | 0 | 1.4 | 6.8 | 0 | 0 | 0 | 0 | 0 | 0 | 0 | 0 | 0% | 0 | 0 | 10% | 0 | -1.7619
8119 | 0 | 0 | 0 | 2 | 7.1 | 0 | 0 | 0 | 0 | 0 | 0 | 0 | 0 | 0% | 0 | 0 | 10% | 0 | -1.7497
8120 | 0 | 13 | 13 | 2.1 | 7 | 0 | 0 | 0 | 0 | 0 | 0 | 0 | 0 | 0% | 0 | 0 | 10% | 0 | -1.7378
8121 | 538 | 185 | 56 | 1.7 | 9.6 | 76.2085 | 19.6717 | 23.8891 | 0 | 0 | 0 | 72.0632 | 0 | 6% | 0 | 0 | 10% | 0 | 22.559
8122 | 616 | 319 | 96 | 2.6 | 11.1 | 135.4939 | 0 | 41.6503 | 0 | 0 | 0 | 132.2672 | 0 | 16% | 0 | 0 | 10% | 0 | 40.0208
8123 | 459 | 398 | 187 | 3.7 | 12.6 | 106.5825 | 0 | 45.5277 | 0 | 42.3566 | 0 | 66.0469 | 0 | 21% | 10.8289 | 0 | 24.73% | 0 | 32.78
8124 | 25 | 250 | 235 | 3.9 | 12.3 | 0 | 7.515 | 12.6753 | 0 | 68.6263 | 24.6317 | 0 | 65.4061 | 16% | 0 | 9.2046 | 10% | 0 | 45.4764
8125 | 6 | 254 | 249 | 4.2 | 13 | 0 | 1.8037 | 12.5997 | 0 | 89.0656 | 35.7219 | 0 | 85.9755 | 9% | 0 | 0 | 10% | 0 | 46.3519
8126 | 103 | 295 | 243 | 5.1 | 13.3 | 0 | 30.0851 | 22.6575 | 0 | 66.3488 | 25.687 | 0 | 62.549 | 5% | 0 | 0 | 10% | 0 | 46.3586
8127 | 211 | 266 | 188 | 4.7 | 13.6 | 0 | 56.2611 | 23.9753 | 0 | 64.8579 | 25.0179 | 0 | 61.2101 | 0% | 0 | 0 | 10% | 0 | 46.9483
8128 | 215 | 147 | 100 | 5 | 13.1 | 0 | 47.7158 | 12.7693 | 0 | 0 | 0 | 0 | 0 | 0% | 0 | 0 | 10% | 0 | 10.744
8129 | 58 | 33 | 25 | 3.9 | 11.9 | 0 | 6.2464 | 0 | 0 | 0 | 0 | 0 | 0 | 0% | 0 | 0 | 10% | 0 | -2.0081
8130 | 0 | 0 | 0 | 3.3 | 10.8 | 0 | 0 | 0 | 0 | 0 | 0 | 0 | 0 | 0% | 0 | 0 | 10% | 0 | -1.9914
8131 | 0 | 0 | 0 | 3.3 | 10.1 | 0 | 0 | 0 | 0 | 0 | 0 | 0 | 0 | 0% | 0 | 0 | 10% | 0 | -1.9749
8132 | 0 | 0 | 0 | 2.6 | 9.8 | 0 | 0 | 0 | 0 | 0 | 0 | 0 | 0 | 0% | 0 | 0 | 10% | 0 | -1.9587
8133 | 0 | 0 | 0 | 2.5 | 9.4 | 0 | 0 | 0 | 0 | 0 | 0 | 0 | 0 | 0% | 0 | 0 | 10% | 0 | -1.9428
8134 | 0 | 0 | 0 | 2.7 | 9.5 | 0 | 0 | 0 | 0 | 0 | 0 | 0 | 0 | 0% | 0 | 0 | 10% | 0 | -1.9272
8135 | 0 | 0 | 0 | 2.3 | 9.5 | 0 | 0 | 0 | 0 | 0 | 0 | 0 | 0 | 0% | 0 | 0 | 10% | 0 | -1.9119
8136 | 0 | 0 | 0 | 3.6 | 10.9 | 0 | 0 | 0 | 0 | 0 | 0 | 0 | 0 | 0% | 0 | 0 | 10% | 0 | -1.8968
8137 | 0 | 0 | 0 | 3.2 | 10.7 | 0 | 0 | 0 | 0 | 0 | 0 | 0 | 0 | 0% | 0 | 0 | 10% | 0 | -1.8821
8138 | 0 | 0 | 0 | 2.6 | 10.7 | 0 | 0 | 0 | 0 | 0 | 0 | 0 | 0 | 0% | 0 | 0 | 10% | 0 | -1.8676
8139 | 0 | 0 | 0 | 1.8 | 9.9 | 0 | 0 | 0 | 0 | 0 | 0 | 0 | 0 | 0% | 0 | 0 | 10% | 0 | -1.8535
8140 | 0 | 0 | 0 | 2.4 | 9.7 | 0 | 0 | 0 | 0 | 0 | 0 | 0 | 0 | 0% | 0 | 0 | 10% | 0 | -1.8396
8141 | 0 | 0 | 0 | 2.3 | 9.4 | 0 | 0 | 0 | 0 | 0 | 0 | 0 | 0 | 0% | 0 | 0 | 10% | 0 | -1.826
8142 | 0 | 0 | 0 | 2.8 | 10 | 0 | 0 | 0 | 0 | 0 | 0 | 0 | 0 | 0% | 0 | 0 | 10% | 0 | -1.8126
8143 | 0 | 0 | 0 | 4.3 | 11.8 | 0 | 0 | 0 | 0 | 0 | 0 | 0 | 0 | 0% | 0 | 0 | 10% | 0 | -1.7994
8144 | 0 | 13 | 13 | 4.8 | 11.8 | 0 | 0 | 0 | 0 | 0 | 0 | 0 | 0 | 0% | 0 | 0 | 10% | 0 | -1.7865
8145 | 3 | 89 | 88 | 5 | 12.2 | 0 | 0.6621 | 0.83463 | 0 | 0 | 0 | 0 | 0 | 0% | 0 | 0 | 10% | 0 | -0.93919
8146 | 199 | 265 | 189 | 4.9 | 13.1 | 0 | 52.9042 | 23.3601 | 0 | 0 | 0 | 0 | 0 | 0% | 0 | 0 | 10% | 0 | 21.5987
8147 | 160 | 321 | 245 | 4.5 | 13.8 | 0 | 46.6787 | 28.3432 | 0 | 0 | 0 | 0 | 0 | 0% | 0 | 0 | 10% | 0 | 26.594
8148 | 281 | 345 | 202 | 4.8 | 14.4 | 48.2129 | 12.9006 | 35.5983 | 0 | 0 | 0 | 44.6274 | 0 | 4% | 0 | 0 | 10% | 0 | 34.5131
8149 | 600 | 514 | 207 | 4.9 | 15.2 | 148.7128 | 0 | 61.8767 | 0 | 0 | 0 | 142.0652 | 0 | 15% | 22.1216 | 0 | 40.09% | 0 | 38.0199
8150 | 628 | 432 | 143 | 5.3 | 15.4 | 151.3181 | 0 | 53.4455 | 0 | 0 | 0 | 148.3994 | 0 | 26% | 14.4909 | 0 | 59.79% | 0 | 37.1652
8151 | 656 | 337 | 99 | 5 | 15.5 | 143.6868 | 0 | 44.0267 | 0 | 42.3098 | 0 | 102.5959 | 0 | 34% | 19.55 | 0 | 86.38% | 0 | 22.2113
8152 | 487 | 180 | 67 | 6 | 14.6 | 80.2303 | 0 | 21.8125 | 0 | 42.3982 | 7.1017 | 39.7608 | 0 | 37% | 0 | 13.5196 | 64.75% | 0 | 40.982
8153 | 90 | 33 | 23 | 5.3 | 12.9 | 0 | 9.6739 | 0 | 0 | 48.5418 | 17.9877 | 0 | 45.2516 | 34% | 0 | 25 | 24.75% | 0 | 41.94
8154 | 0 | 0 | 0 | 3.6 | 11.1 | 0 | 0 | 0 | 0 | 88.6851 | 35.4183 | 0 | 88.3426 | 27% | 0 | 9.2186 | 10% | 0 | 42.5262
8155 | 0 | 0 | 0 | 3.4 | 10.4 | 0 | 0 | 0 | 0 | 109.8607 | 44.6207 | 0 | 111.0694 | 19% | 0 | 0 | 10% | 0 | 42.5035
8156 | 0 | 0 | 0 | 3.4 | 9.9 | 0 | 0 | 0 | 0 | 106.7381 | 43.3421 | 0 | 107.2189 | 10% | 0 | 0 | 10% | 0 | 41.2712
8157 | 0 | 0 | 0 | 3.2 | 9.3 | 0 | 0 | 0 | 0 | 100.4978 | 40.7418 | 0 | 99.7149 | 3% | 0 | 0 | 10% | 0 | 38.7033
8158 | 0 | 0 | 0 | 3.2 | 8.7 | 0 | 0 | 0 | 0 | 36.1846 | 14.6382 | 0 | 35.4404 | 0% | 0 | 0 | 10% | 0 | 12.6779
8159 | 0 | 0 | 0 | 3.2 | 8.5 | 0 | 0 | 0 | 0 | 0 | 0 | 0 | 0 | 0% | 0 | 0 | 10% | 0 | -1.9067
8160 | 0 | 0 | 0 | 1.1 | 8.6 | 0 | 0 | 0 | 0 | 0 | 0 | 0 | 0 | 0% | 0 | 0 | 10% | 0 | -1.8918
8161 | 0 | 0 | 0 | 1 | 8.4 | 0 | 0 | 0 | 0 | 0 | 0 | 0 | 0 | 0% | 0 | 0 | 10% | 0 | -1.8772
8162 | 0 | 0 | 0 | 1.5 | 9.1 | 0 | 0 | 0 | 0 | 0 | 0 | 0 | 0 | 0% | 0 | 0 | 10% | 0 | -1.8628
8163 | 0 | 0 | 0 | 1.7 | 9.2 | 0 | 0 | 0 | 0 | 0 | 0 | 0 | 0 | 0% | 0 | 0 | 10% | 0 | -1.8487
8164 | 0 | 0 | 0 | 1.3 | 9.3 | 0 | 0 | 0 | 0 | 0 | 0 | 0 | 0 | 0% | 0 | 0 | 10% | 0 | -1.8349
8165 | 0 | 0 | 0 | 1.2 | 9.5 | 0 | 0 | 0 | 0 | 0 | 0 | 0 | 0 | 0% | 0 | 0 | 10% | 0 | -1.8213
8166 | 0 | 0 | 0 | 1.5 | 9.1 | 0 | 0 | 0 | 0 | 0 | 0 | 0 | 0 | 0% | 0 | 0 | 10% | 0 | -1.8081
8167 | 0 | 0 | 0 | 2.3 | 9 | 0 | 0 | 0 | 0 | 0 | 0 | 0 | 0 | 0% | 0 | 0 | 10% | 0 | -1.795
8168 | 2 | 16 | 16 | 2.1 | 8.3 | 0 | 0.19528 | 0 | 0 | 0 | 0 | 0 | 0 | 0% | 0 | 0 | 10% | 0 | -1.7823
8169 | 0 | 69 | 69 | 2 | 9.2 | 0 | 0 | 0 | 0 | 0 | 0 | 0 | 0 | 0% | 0 | 0 | 10% | 0 | -1.7697
8170 | 1 | 145 | 143 | 1.4 | 10.6 | 0 | 0.2652 | 4.0208 | 0 | 0 | 0 | 0 | 0 | 0% | 0 | 0 | 10% | 0 | 2.2635
8171 | 12 | 246 | 237 | 1.9 | 12.4 | 0 | 3.4972 | 12.4418 | 0 | 0 | 0 | 0 | 0 | 0% | 0 | 0 | 10% | 0 | 10.6967
8172 | 523 | 444 | 174 | 2.2 | 14 | 104.8776 | 26.3833 | 53.0004 | 0 | 0 | 0 | 98.3173 | 0 | 8% | 11.9615 | 0 | 26.27% | 0 | 39.4622
8173 | 786 | 507 | 109 | 2.6 | 15.4 | 202.6438 | 2.98e-14 | 65.8017 | 1.8542 | 0 | 0 | 198.1732 | 0 | 23% | 25 | 0 | 60.27% | 0 | 38.5641
8174 | 628 | 480 | 188 | 2.3 | 16.4 | 153.5945 | 0 | 56.3576 | 1.8047 | 42.3768 | 0 | 112.7793 | 0 | 32% | 21.862 | 0 | 90% | 0 | 32.1402
8175 | 113 | 199 | 160 | 2 | 16.1 | 0 | 30.0967 | 14.6758 | 0 | 42.4405 | 9.4926 | 0 | 39.2739 | 29% | 0 | 15.1187 | 65.81% | 0 | 38.1506
8176 | 6 | 83 | 81 | 2.1 | 15.1 | 0 | 1.3307 | 0.40083 | 0 | 47.7606 | 17.5538 | 0 | 44.4081 | 25% | 0 | 25 | 25.81% | 0 | 41.0241
8177 | 15 | 23 | 22 | 2.4 | 13.7 | 0 | 1.6121 | 0 | 0 | 85.7492 | 34.0215 | 0 | 85.0115 | 19% | 0 | 9.8813 | 10% | 0 | 41.8354
8178 | 0 | 0 | 0 | 1.6 | 12.5 | 0 | 0 | 0 | 0 | 110.5042 | 44.7725 | 0 | 111.6862 | 10% | 0 | 0 | 10% | 0 | 42.679
8179 | 0 | 0 | 0 | 0.7 | 10.7 | 0 | 0 | 0 | 0 | 109.349 | 44.3925 | 0 | 110.1559 | 2% | 0 | 0 | 10% | 0 | 42.3364
8180 | 0 | 0 | 0 | 1.1 | 9.8 | 0 | 0 | 0 | 0 | 26.4645 | 10.7434 | 0 | 26.4675 | 0% | 0 | 0 | 10% | 0 | 8.8313
8181 | 0 | 0 | 0 | 0.9 | 8.9 | 0 | 0 | 0 | 0 | 0 | 0 | 0 | 0 | 0% | 0 | 0 | 10% | 0 | -1.8638
8182 | 0 | 0 | 0 | 0.5 | 8.4 | 0 | 0 | 0 | 0 | 0 | 0 | 0 | 0 | 0% | 0 | 0 | 10% | 0 | -1.8497
8183 | 0 | 0 | 0 | 0.6 | 7.5 | 0 | 0 | 0 | 0 | 0 | 0 | 0 | 0 | 0% | 0 | 0 | 10% | 0 | -1.8359
8184 | 0 | 0 | 0 | 0.7 | 7.5 | 0 | 0 | 0 | 0 | 0 | 0 | 0 | 0 | 0% | 0 | 0 | 10% | 0 | -1.8224
8185 | 0 | 0 | 0 | 0.9 | 6.7 | 0 | 0 | 0 | 0 | 0 | 0 | 0 | 0 | 0% | 0 | 0 | 10% | 0 | -1.8091
8186 | 0 | 0 | 0 | 1.2 | 7.4 | 0 | 0 | 0 | 0 | 0 | 0 | 0 | 0 | 0% | 0 | 0 | 10% | 0 | -1.796
8187 | 0 | 0 | 0 | 1 | 6.7 | 0 | 0 | 0 | 0 | 0 | 0 | 0 | 0 | 0% | 0 | 0 | 10% | 0 | -1.7833
8188 | 0 | 0 | 0 | 1.3 | 7 | 0 | 0 | 0 | 0 | 0 | 0 | 0 | 0 | 0% | 0 | 0 | 10% | 0 | -1.7707
8189 | 0 | 0 | 0 | 1.8 | 7.4 | 0 | 0 | 0 | 0 | 0 | 0 | 0 | 0 | 0% | 0 | 0 | 10% | 0 | -1.7584
8190 | 0 | 0 | 0 | 1.6 | 7.4 | 0 | 0 | 0 | 0 | 0 | 0 | 0 | 0 | 0% | 0 | 0 | 10% | 0 | -1.7463
8191 | 0 | 0 | 0 | 2.1 | 7.4 | 0 | 0 | 0 | 0 | 0 | 0 | 0 | 0 | 0% | 0 | 0 | 10% | 0 | -1.7344
8192 | 149 | 34 | 19 | 1.6 | 7.5 | 0 | 13.8612 | 0.86761 | 0 | 0 | 0 | 0 | 0 | 0% | 0 | 0 | 10% | 0 | -0.85518
8193 | 569 | 182 | 54 | 1.1 | 10.4 | 80.3933 | 20.6142 | 24.8822 | 0 | 0 | 0 | 75.5412 | 0 | 6% | 0 | 0 | 10% | 0 | 23.5187
8194 | 756 | 339 | 69 | 0.5 | 13.9 | 170.2575 | 0 | 47.2924 | 0 | 0 | 0 | 165.888 | 0 | 19% | 7.8716 | 0 | 20.71% | 0 | 37.4793
8195 | 836 | 454 | 76 | 0.7 | 15.7 | 210.5771 | 0 | 62.3571 | 0 | 42.3412 | 0 | 168.822 | 0 | 32% | 21.5123 | 0 | 49.96% | 0 | 37.9754
8196 | 871 | 515 | 77 | 1.7 | 16 | 226.6122 | 1.05e-14 | 56.0884 | 14.0291 | 42.4738 | 9.9323 | 185.4305 | 0 | 46% | 25 | 0 | 83.96% | 0 | 38.3048
8197 | 872 | 516 | 76 | 2.6 | 16.7 | 226.6197 | 0 | 28.4922 | 41.552 | 42.5151 | 15.2876 | 185.5231 | 0 | 60% | 4.4396 | 0 | 90% | 0 | 36.7832
8198 | 842 | 456 | 73 | 2.6 | 17.3 | 211.7636 | 0 | 23.2245 | 39.2532 | 42.5368 | 15.2637 | 170.6906 | 0 | 73% | 0 | 0 | 90% | 0 | 36.0589
8199 | 774 | 342 | 63 | 2.6 | 17.6 | 174.9999 | 0 | 23.6185 | 24.0739 | 42.5514 | 15.2526 | 133.8908 | 0 | 83% | 0 | 0 | 90% | 0 | 36.7838
8200 | 627 | 190 | 47 | 3.1 | 17.1 | 112.1596 | 0 | 25.5899 | 1.2783 | 42.559 | 15.2826 | 71.0036 | 0 | 88% | 0 | 0 | 90% | 0 | 39.3842
8201 | 218 | 39 | 17 | 2 | 15.1 | 0 | 23.4699 | 2.1224 | 0 | 44.0549 | 15.9994 | 0 | 42.2203 | 85% | 0 | 24.5326 | 50.75% | 0 | 40.8139
8202 | 0 | 0 | 0 | 2.7 | 11.9 | 0 | 0 | 0 | 0 | 53.0034 | 19.9362 | 0 | 51.0942 | 82% | 0 | 25 | 10.75% | 0 | 42.1397
8203 | 0 | 0 | 0 | 0.6 | 10.9 | 0 | 0 | 0 | 0 | 110.7196 | 44.9493 | 0 | 115.4202 | 73% | 0 | 0 | 10.75% | 0 | 42.0792
8204 | 0 | 0 | 0 | 0.8 | 10.4 | 0 | 0 | 0 | 0 | 106.2395 | 43.1052 | 0 | 108.4051 | 65% | 0 | 0 | 10.75% | 0 | 40.6306
8205 | 0 | 0 | 0 | 1.4 | 10.3 | 0 | 0 | 0 | 0 | 97.7944 | 39.55 | 0 | 97.584 | 58% | 0 | 0 | 10.75% | 0 | 37.2503
8206 | 0 | 0 | 0 | 1.8 | 10.1 | 0 | 0 | 0 | 0 | 90.5824 | 36.5089 | 0 | 88.7915 | 51% | 0 | 0 | 10.75% | 0 | 34.2508
8207 | 0 | 0 | 0 | 2.5 | 11.1 | 0 | 0 | 0 | 0 | 84.7234 | 33.9828 | 0 | 81.8778 | 45% | 0 | 0 | 10.75% | 0 | 31.7017
8208 | 0 | 0 | 0 | 1.5 | 11.6 | 0 | 0 | 0 | 0 | 81.7347 | 32.6548 | 0 | 78.7614 | 39% | 0 | 0 | 10.75% | 0 | 30.3162
8209 | 0 | 0 | 0 | 1.7 | 12.1 | 0 | 0 | 0 | 0 | 80.0994 | 31.8835 | 0 | 77.2805 | 33% | 0 | 0 | 10.75% | 0 | 29.4889
8210 | 0 | 0 | 0 | 0.8 | 12.3 | 0 | 0 | 0 | 0 | 79.8833 | 31.7754 | 0 | 77.1922 | 27% | 0 | 0 | 10.75% | 0 | 29.3335
8211 | 0 | 0 | 0 | 1.1 | 11.5 | 0 | 0 | 0 | 0 | 81.9146 | 32.7455 | 0 | 79.3455 | 21% | 0 | 0 | 10.75% | 0 | 30.2609
8212 | 0 | 0 | 0 | 0.9 | 11.2 | 0 | 0 | 0 | 0 | 90.1629 | 36.281 | 0 | 89.1424 | 15% | 0 | 0 | 10.75% | 0 | 33.7491
8213 | 0 | 0 | 0 | 1.2 | 10.6 | 0 | 0 | 0 | 0 | 100.2675 | 40.5806 | 0 | 101.3425 | 7% | 0 | 0 | 10.75% | 0 | 38.0331
8214 | 0 | 0 | 0 | 2.4 | 10.6 | 0 | 0 | 0 | 0 | 93.1805 | 37.7963 | 0 | 95.0018 | 0% | 0 | 0 | 10.75% | 0 | 35.3049
8215 | 0 | 0 | 0 | 3.7 | 11 | 0 | 0 | 0 | 0 | 0 | 0 | 0 | 0 | 0% | 0 | 0 | 10.75% | 0 | -2.3139
8216 | 232 | 50 | 28 | 2.4 | 11.6 | 0 | 20.5426 | 3.1135 | 0 | 0 | 0 | 0 | 0 | 0% | 0 | 0 | 10.75% | 0 | 0.8223
8217 | 375 | 187 | 102 | 1.8 | 13.7 | 47.8253 | 12.4558 | 18.5716 | 0 | 0 | 0 | 45.9784 | 0 | 3% | 0 | 0 | 10.75% | 0 | 17.3987
8218 | 331 | 269 | 150 | 0.8 | 16.8 | 64.966 | 0 | 27.9027 | 0 | 0 | 0 | 63.3989 | 0 | 8% | 0 | 0 | 10.75% | 0 | 26.9183
8219 | 483 | 393 | 170 | 0.5 | 18.7 | 114.7316 | 0 | 44.9679 | 0 | 0 | 0 | 112.3984 | 0 | 17% | 0 | 0 | 10.75% | 0 | 43.5472
8220 | 352 | 372 | 192 | 0.7 | 19.6 | 81.7199 | 0 | 39.7215 | 0 | 0 | 0 | 80.721 | 0 | 23% | 0 | 0 | 10.75% | 0 | 38.576
8221 | 849 | 523 | 96 | 1 | 20.8 | 220.9535 | 0 | 69.4839 | 0 | 0 | 0 | 217.6325 | 0 | 39% | 24.1731 | 0 | 43.62% | 0 | 42.9265
8222 | 870 | 494 | 99 | 2.2 | 21.5 | 219.6223 | 0 | 65.7334 | 0.93816 | 42.5486 | 1.1661 | 178.1613 | 0 | 52% | 22.1086 | 0 | 73.69% | 0 | 41.8826
8223 | 728 | 362 | 99 | 1.9 | 21.7 | 163.9365 | -1.9e-14 | 41.4135 | 6.5593 | 43.4592 | 15.3672 | 121.7801 | 0 | 62% | 11.9919 | 0 | 90% | 0 | 42.8392
8224 | 350 | 195 | 106 | 2.1 | 20.7 | 54.9014 | 0 | 19.2881 | 0 | 42.5723 | 15.0723 | 14.144 | 0 | 63% | 0 | 12.1398 | 70.58% | 0 | 45.5558
8225 | 8 | 27 | 26 | 1.5 | 16.9 | 0 | 0.86431 | 0 | 0 | 61.4667 | 23.3563 | 0 | 59.2281 | 58% | 0 | 25 | 30.58% | 0 | 46.6461
8226 | 0 | 0 | 0 | 0.8 | 14 | 0 | 0 | 0 | 0 | 93.6169 | 37.2864 | 0 | 95.8643 | 51% | 0 | 12.8602 | 10% | 0 | 47.4387
8227 | 0 | 0 | 0 | 1.4 | 12.7 | 0 | 0 | 0 | 0 | 121.5622 | 49.3603 | 0 | 127.2245 | 42% | 0 | 0 | 10% | 0 | 46.7578
8228 | 0 | 0 | 0 | 1.6 | 12.3 | 0 | 0 | 0 | 0 | 113.0934 | 45.8613 | 0 | 115.9926 | 33% | 0 | 0 | 10% | 0 | 43.4835
8229 | 0 | 0 | 0 | 1.7 | 11.7 | 0 | 0 | 0 | 0 | 102.8825 | 41.6239 | 0 | 103.3827 | 25% | 0 | 0 | 10% | 0 | 39.3664
8230 | 0 | 0 | 0 | 2.4 | 12.3 | 0 | 0 | 0 | 0 | 95.6246 | 38.5349 | 0 | 94.6295 | 18% | 0 | 0 | 10% | 0 | 36.3218
8231 | 0 | 0 | 0 | 2 | 12.1 | 0 | 0 | 0 | 0 | 89.6345 | 36.0083 | 0 | 87.4021 | 11% | 0 | 0 | 10% | 0 | 33.8009
8232 | 0 | 0 | 0 | 1.5 | 10.9 | 0 | 0 | 0 | 0 | 85.7688 | 34.4348 | 0 | 82.885 | 5% | 0 | 0 | 10% | 0 | 32.2039
8233 | 0 | 0 | 0 | 2 | 10.3 | 0 | 0 | 0 | 0 | 71.0723 | 28.5302 | 0 | 68.4996 | 0% | 0 | 0 | 10% | 0 | 26.2724
8234 | 0 | 0 | 0 | 2.7 | 9.8 | 0 | 0 | 0 | 0 | 0 | 0 | 0 | 0 | 0% | 0 | 0 | 10% | 0 | -2.195
8235 | 0 | 0 | 0 | 1.8 | 8.1 | 0 | 0 | 0 | 0 | 0 | 0 | 0 | 0 | 0% | 0 | 0 | 10% | 0 | -2.1747
8236 | 0 | 0 | 0 | 2 | 7.5 | 0 | 0 | 0 | 0 | 0 | 0 | 0 | 0 | 0% | 0 | 0 | 10% | 0 | -2.1548
8237 | 0 | 0 | 0 | 1.4 | 7 | 0 | 0 | 0 | 0 | 0 | 0 | 0 | 0 | 0% | 0 | 0 | 10% | 0 | -2.1352
8238 | 0 | 0 | 0 | 2.7 | 7.7 | 0 | 0 | 0 | 0 | 0 | 0 | 0 | 0 | 0% | 0 | 0 | 10% | 0 | -2.1158
8239 | 0 | 0 | 0 | 2.7 | 7 | 0 | 0 | 0 | 0 | 0 | 0 | 0 | 0 | 0% | 0 | 0 | 10% | 0 | -2.097
8240 | 261 | 38 | 14 | 2.5 | 8.1 | 0 | 21.975 | 2.4957 | 0 | 0 | 0 | 0 | 0 | 0% | 0 | 0 | 10% | 0 | 0.4173
8241 | 736 | 196 | 37 | 0.5 | 10.5 | 107.5381 | 27.1887 | 30.9458 | 0 | 0 | 0 | 102.4311 | 0 | 8% | 0 | 0 | 10% | 0 | 29.2942
8242 | 893 | 359 | 48 | 0.4 | 15.3 | 203.2653 | 0 | 53.3679 | 0 | 0 | 0 | 200.0368 | 0 | 23% | 3.7508 | 0 | 15.1% | 0 | 47.3976
8243 | 962 | 480 | 52 | 0.9 | 17.6 | 244.504 | 0 | 68.5388 | 0 | 42.4736 | 0 | 202.7277 | 0 | 38% | 22.2034 | 0 | 45.3% | 0 | 43.1764
8244 | 987 | 543 | 53 | 1.1 | 18.7 | 259.2765 | 0 | 74.6164 | 0.48365 | 0 | 0 | 257.619 | 0 | 58% | 25 | 0 | 79.3% | 0 | 46.8182
8245 | 980 | 541 | 53 | 1.5 | 19.8 | 257.4321 | 0 | 56.9989 | 18.1011 | 0 | 0 | 256.0484 | 0 | 77% | 7.8693 | 0 | 90% | 0 | 46.2867
8246 | 950 | 479 | 51 | 1.5 | 20.4 | 241.768 | 0 | 48.8563 | 18.6396 | 0 | 0 | 240.5276 | 0 | 95% | 0 | 0 | 90% | 0 | 46.1247
8247 | 879 | 360 | 46 | 1.8 | 20.5 | 103.8865 | 113.281 | 40.6402 | 11.5634 | 42.5786 | 7.7924 | 62.5812 | 0 | 100% | 0 | 0 | 90% | 0 | 46.9867
8248 | 729 | 201 | 37 | 2.8 | 18.4 | 42.1661 | 110.6882 | 30.7282 | 0 | 42.5781 | 15.2169 | 0 | 0 | 100% | 0 | 2.6678 | 85.73% | 0 | 49.3249
8249 | 290 | 43 | 15 | 1.5 | 15.8 | 0 | 31.4974 | 3.5046 | 0 | 61.9957 | 23.6455 | 0 | 60.5813 | 96% | 0 | 25 | 45.73% | 0 | 50.0869
8250 | 0 | 0 | 0 | 0.8 | 12.6 | 0 | 0 | 0 | 0 | 77.459 | 30.5275 | 0 | 77.1949 | 90% | 0 | 22.3322 | 10% | 0 | 49.9341
8251 | 0 | 0 | 0 | 0.6 | 9.9 | 0 | 0 | 0 | 0 | 127.5148 | 51.9975 | 0 | 135.5386 | 80% | 0 | 0 | 10% | 0 | 49.2232
8252 | 0 | 0 | 0 | 1.1 | 9.9 | 0 | 0 | 0 | 0 | 117.4222 | 47.8007 | 0 | 119.6685 | 71% | 0 | 0 | 10% | 0 | 45.789
8253 | 0 | 0 | 0 | 0.8 | 8.2 | 0 | 0 | 0 | 0 | 105.7948 | 43.0142 | 0 | 105.2629 | 63% | 0 | 0 | 10% | 0 | 41.1851
8254 | 0 | 0 | 0 | 1.6 | 9.5 | 0 | 0 | 0 | 0 | 98.3281 | 39.8103 | 0 | 96.4339 | 55% | 0 | 0 | 10% | 0 | 37.9884
8255 | 0 | 0 | 0 | 0.7 | 8 | 0 | 0 | 0 | 0 | 91.5002 | 36.9822 | 0 | 88.578 | 49% | 0 | 0 | 10% | 0 | 35.1127
8256 | 0 | 0 | 0 | 1.6 | 8 | 0 | 0 | 0 | 0 | 88.0932 | 35.5345 | 0 | 84.773 | 42% | 0 | 0 | 10% | 0 | 33.5858
8257 | 0 | 0 | 0 | 1.5 | 8.2 | 0 | 0 | 0 | 0 | 86.732 | 34.951 | 0 | 83.4298 | 36% | 0 | 0 | 10% | 0 | 32.919
8258 | 0 | 0 | 0 | 1.3 | 8.1 | 0 | 0 | 0 | 0 | 86.7281 | 34.9534 | 0 | 83.6534 | 29% | 0 | 0 | 10% | 0 | 32.8465
8259 | 0 | 0 | 0 | 1.9 | 7.8 | 0 | 0 | 0 | 0 | 89.0545 | 35.9501 | 0 | 86.611 | 23% | 0 | 0 | 10% | 0 | 33.7785
8260 | 0 | 0 | 0 | 2 | 8.6 | 0 | 0 | 0 | 0 | 98.6197 | 39.9717 | 0 | 98.1864 | 16% | 0 | 0 | 10% | 0 | 37.7441
8261 | 0 | 0 | 0 | 2 | 9.2 | 0 | 0 | 0 | 0 | 114.8657 | 46.7676 | 0 | 117.4675 | 7% | 0 | 0 | 10% | 0 | 44.5181
8262 | 0 | 0 | 0 | 2.6 | 8.9 | 0 | 0 | 0 | 0 | 84.5675 | 34.4942 | 0 | 87.2498 | 0% | 0 | 0 | 10% | 0 | 32.3682
8263 | 0 | 0 | 0 | 2.3 | 8.6 | 0 | 0 | 0 | 0 | 0 | 0 | 0 | 0 | 0% | 0 | 0 | 10% | 0 | -1.9567
8264 | 81 | 29 | 22 | 2.5 | 9.8 | 0 | 6.4785 | 0 | 0 | 0 | 0 | 0 | 0 | 0% | 0 | 0 | 10% | 0 | -1.9408
8265 | 334 | 155 | 81 | 1.5 | 11.8 | 0 | 61.1466 | 15.8131 | 0 | 0 | 0 | 0 | 0 | 0% | 0 | 0 | 10% | 0 | 13.8904
8266 | 711 | 386 | 139 | 1.2 | 17 | 157.3869 | 0 | 50.4435 | 0.28034 | 0 | 0 | 151.0666 | 0 | 12% | 0 | 0 | 10% | 0 | 48.6634
8267 | 527 | 382 | 144 | 3.5 | 19.2 | 124.6977 | 0 | 46.0123 | 0 | 42.4857 | 5.8784 | 83.9107 | 0 | 18% | 11.2547 | 0 | 25.31% | 0 | 38.7592
8268 | 619 | 467 | 157 | 6.1 | 20.7 | 152.4856 | 0 | 58.0564 | 0 | 43.6293 | 15.5072 | 110.2408 | 0 | 26% | 24.6601 | 0 | 58.84% | 0 | 47.0811
8269 | 800 | 499 | 100 | 8.1 | 21.7 | 201.6218 | 0 | 57.0337 | 8.662 | 42.5538 | 14.9981 | 160.2279 | 0 | 38% | 22.9087 | 0 | 90% | 0 | 46.8489
8270 | 898 | 465 | 61 | 8.7 | 21.2 | 221.6919 | 0 | 33.788 | 30.8089 | 42.5727 | 15.0391 | 180.4424 | 0 | 52% | 0 | 0 | 90% | 0 | 46.3534
8271 | 579 | 334 | 116 | 6.6 | 20.8 | 123.1252 | 0 | 33.6516 | 7.1097 | 42.5842 | 15.07 | 82.4176 | 0 | 58% | 0 | 0 | 90% | 0 | 47.1436
8272 | 385 | 178 | 94 | 6.1 | 19.3 | 59.6677 | 0 | 19.1672 | 0 | 42.5856 | 15.1661 | 18.9332 | 0 | 60% | 0 | 16.4024 | 63.76% | 0 | 49.7466
8273 | 65 | 36 | 28 | 5.8 | 17.4 | 0 | 7.1096 | 0 | 0 | 69.1537 | 26.6859 | 0 | 66.7411 | 55% | 0 | 25 | 23.76% | 0 | 50.0789
8274 | 0 | 0 | 0 | 6.1 | 16 | 0 | 0 | 0 | 0 | 108.0919 | 43.3339 | 0 | 112.0769 | 46% | 0 | 8.5976 | 10% | 0 | 49.3056
8275 | 0 | 0 | 0 | 2.8 | 14.5 | 0 | 0 | 0 | 0 | 127.47 | 51.6831 | 0 | 133.7649 | 36% | 0 | 0 | 10% | 0 | 49.2148
8276 | 0 | 0 | 0 | 3.1 | 13 | 0 | 0 | 0 | 0 | 119.1689 | 48.3481 | 0 | 122.6152 | 27% | 0 | 0 | 10% | 0 | 46.1007
8277 | 0 | 0 | 0 | 3.2 | 12.8 | 0 | 0 | 0 | 0 | 107.4447 | 43.4736 | 0 | 108.2093 | 19% | 0 | 0 | 10% | 0 | 41.3507
8278 | 0 | 0 | 0 | 3.3 | 11.1 | 0 | 0 | 0 | 0 | 99.3974 | 40.186 | 0 | 98.5144 | 11% | 0 | 0 | 10% | 0 | 38.1086
8279 | 0 | 0 | 0 | 1.2 | 8.9 | 0 | 0 | 0 | 0 | 92.7459 | 37.4824 | 0 | 90.6906 | 5% | 0 | 0 | 10% | 0 | 35.4107
8280 | 0 | 0 | 0 | 2.8 | 8.5 | 0 | 0 | 0 | 0 | 61.6774 | 24.8788 | 0 | 59.7405 | 0% | 0 | 0 | 10% | 0 | 22.8126
8281 | 0 | 0 | 0 | 1.8 | 7.2 | 0 | 0 | 0 | 0 | 0 | 0 | 0 | 0 | 0% | 0 | 0 | 10% | 0 | -2.0011
8282 | 0 | 0 | 0 | 1.5 | 5.9 | 0 | 0 | 0 | 0 | 0 | 0 | 0 | 0 | 0% | 0 | 0 | 10% | 0 | -1.9845
8283 | 0 | 0 | 0 | 1.8 | 6.7 | 0 | 0 | 0 | 0 | 0 | 0 | 0 | 0 | 0% | 0 | 0 | 10% | 0 | -1.9681
8284 | 0 | 0 | 0 | 2.1 | 7.7 | 0 | 0 | 0 | 0 | 0 | 0 | 0 | 0 | 0% | 0 | 0 | 10% | 0 | -1.9519
8285 | 0 | 0 | 0 | 1.4 | 8.3 | 0 | 0 | 0 | 0 | 0 | 0 | 0 | 0 | 0% | 0 | 0 | 10% | 0 | -1.9361
8286 | 0 | 0 | 0 | 0.5 | 6.4 | 0 | 0 | 0 | 0 | 0 | 0 | 0 | 0 | 0% | 0 | 0 | 10% | 0 | -1.9208
8287 | 0 | 0 | 0 | 0.4 | 6.3 | 0 | 0 | 0 | 0 | 0 | 0 | 0 | 0 | 0% | 0 | 0 | 10% | 0 | -1.9056
8288 | 7 | 19 | 19 | 1 | 6.6 | 0 | 0.53134 | 0 | 0 | 0 | 0 | 0 | 0 | 0% | 0 | 0 | 10% | 0 | -1.8907
8289 | 100 | 113 | 91 | 0.6 | 8.3 | 0 | 21.5228 | 6.6215 | 0 | 0 | 0 | 0 | 0 | 0% | 0 | 0 | 10% | 0 | 4.7455
8290 | 45 | 150 | 132 | 4.8 | 10.6 | 0 | 11.8031 | 7.1498 | 0 | 0 | 0 | 0 | 0 | 0% | 0 | 0 | 10% | 0 | 5.2883
8291 | 0 | 118 | 117 | 1.2 | 11.1 | 0 | 0 | 1.7745 | 0 | 0 | 0 | 0 | 0 | 0% | 0 | 0 | 10% | 0 | -0.072896
8292 | 150 | 272 | 194 | 3.6 | 13.2 | 0 | 44.8341 | 22.6902 | 0 | 0 | 0 | 0 | 0 | 0% | 0 | 0 | 10% | 0 | 20.8568
8293 | 3 | 158 | 155 | 7.2 | 13.3 | 0 | 0.89807 | 4.3786 | 0 | 0 | 0 | 0 | 0 | 0% | 0 | 0 | 10% | 0 | 2.5587
8294 | 0 | 155 | 154 | 8.8 | 14 | 0 | 0 | 4.2638 | 0 | 0 | 0 | 0 | 0 | 0% | 0 | 0 | 10% | 0 | 2.4572
8295 | 71 | 181 | 155 | 8.2 | 14.5 | 0 | 18.8936 | 10.7806 | 0 | 0 | 0 | 0 | 0 | 0% | 0 | 0 | 10% | 0 | 8.987
8296 | 90 | 136 | 114 | 8.7 | 14.5 | 0 | 19.993 | 7.9098 | 0 | 0 | 0 | 0 | 0 | 0% | 0 | 0 | 10% | 0 | 6.129
8297 | 30 | 30 | 26 | 9.6 | 13.1 | 0 | 3.3101 | 0 | 0 | 0 | 0 | 0 | 0 | 0% | 0 | 0 | 10% | 0 | -1.7683
8298 | 0 | 0 | 0 | 10.9 | 12.3 | 0 | 0 | 0 | 0 | 0 | 0 | 0 | 0 | 0% | 0 | 0 | 10% | 0 | -1.7561
8299 | 0 | 0 | 0 | 11.5 | 12.2 | 0 | 0 | 0 | 0 | 0 | 0 | 0 | 0 | 0% | 0 | 0 | 10% | 0 | -1.744
8300 | 0 | 0 | 0 | 5.9 | 12.4 | 0 | 0 | 0 | 0 | 0 | 0 | 0 | 0 | 0% | 0 | 0 | 10% | 0 | -1.7322
8301 | 0 | 0 | 0 | 0 | 12.9 | 0 | 0 | 0 | 0 | 0 | 0 | 0 | 0 | 0% | 0 | 0 | 10% | 0 | -1.7206
8302 | 0 | 0 | 0 | 0 | 13.8 | 0 | 0 | 0 | 0 | 0 | 0 | 0 | 0 | 0% | 0 | 0 | 10% | 0 | -1.7092
8303 | 0 | 0 | 0 | 0 | 4.5 | 0 | 0 | 0 | 0 | 0 | 0 | 0 | 0 | 0% | 0 | 0 | 10% | 0 | -1.6985
8304 | 0 | 0 | 0 | 0 | 0 | 0 | 0 | 0 | 0 | 0 | 0 | 0 | 0 | 0% | 0 | 0 | 10% | 0 | -1.6877
8305 | 0 | 0 | 0 | 0 | 0 | 0 | 0 | 0 | 0 | 0 | 0 | 0 | 0 | 0% | 0 | 0 | 10% | 0 | -1.677
8306 | 0 | 0 | 0 | 0 | 0 | 0 | 0 | 0 | 0 | 0 | 0 | 0 | 0 | 0% | 0 | 0 | 10% | 0 | -1.6665
8307 | 0 | 0 | 0 | 0 | 0 | 0 | 0 | 0 | 0 | 0 | 0 | 0 | 0 | 0% | 0 | 0 | 10% | 0 | -1.6562
8308 | 0 | 0 | 0 | 0 | 0 | 0 | 0 | 0 | 0 | 0 | 0 | 0 | 0 | 0% | 0 | 0 | 10% | 0 | -1.6461
8309 | 0 | 0 | 0 | 0 | 0 | 0 | 0 | 0 | 0 | 0 | 0 | 0 | 0 | 0% | 0 | 0 | 10% | 0 | -1.6362
8310 | 0 | 0 | 0 | 0 | 0 | 0 | 0 | 0 | 0 | 0 | 0 | 0 | 0 | 0% | 0 | 0 | 10% | 0 | -1.6265
8311 | 0 | 0 | 0 | 0 | 0 | 0 | 0 | 0 | 0 | 0 | 0 | 0 | 0 | 0% | 0 | 0 | 10% | 0 | -1.617
8312 | 0 | 9 | 9 | 0 | 0 | 0 | 0 | 0 | 0 | 0 | 0 | 0 | 0 | 0% | 0 | 0 | 10% | 0 | -1.6076
8313 | 0 | 44 | 45 | 8.7 | 11.6 | 0 | 0 | 0 | 0 | 0 | 0 | 0 | 0 | 0% | 0 | 0 | 10% | 0 | -1.598
8314 | 0 | 67 | 67 | 11.9 | 18.5 | 0 | 0 | 0 | 0 | 0 | 0 | 0 | 0 | 0% | 0 | 0 | 10% | 0 | -1.5886
8315 | 0 | 88 | 88 | 9.8 | 18.3 | 0 | 0 | 0.081501 | 0 | 0 | 0 | 0 | 0 | 0% | 0 | 0 | 10% | 0 | -1.4983
8316 | 0 | 122 | 121 | 8.5 | 17 | 0 | 0 | 1.8759 | 0 | 0 | 0 | 0 | 0 | 0% | 0 | 0 | 10% | 0 | 0.30478
8317 | 0 | 142 | 141 | 9.1 | 16.5 | 0 | 0 | 3.1606 | 0 | 0 | 0 | 0 | 0 | 0% | 0 | 0 | 10% | 0 | 1.598
8318 | 0 | 116 | 116 | 8.6 | 16.2 | 0 | 0 | 1.6436 | 0 | 0 | 0 | 0 | 0 | 0% | 0 | 0 | 10% | 0 | 0.089364
8319 | 0 | 80 | 80 | 0 | 16.3 | 0 | 0 | 0 | 0 | 0 | 0 | 0 | 0 | 0% | 0 | 0 | 10% | 0 | -1.546
8320 | 0 | 31 | 31 | 0 | 15.9 | 0 | 0 | 0 | 0 | 0 | 0 | 0 | 0 | 0% | 0 | 0 | 10% | 0 | -1.5379
8321 | 7 | 6 | 6 | 0 | 1.1 | 0 | 0.78039 | 0 | 0 | 0 | 0 | 0 | 0 | 0% | 0 | 0 | 10% | 0 | -1.5306
8322 | 0 | 0 | 0 | 0 | 0 | 0 | 0 | 0 | 0 | 0 | 0 | 0 | 0 | 0% | 0 | 0 | 10% | 0 | -1.5229
8323 | 0 | 0 | 0 | 0 | 0 | 0 | 0 | 0 | 0 | 0 | 0 | 0 | 0 | 0% | 0 | 0 | 10% | 0 | -1.5153
8324 | 0 | 0 | 0 | 0 | 0 | 0 | 0 | 0 | 0 | 0 | 0 | 0 | 0 | 0% | 0 | 0 | 10% | 0 | -1.5079
8325 | 0 | 0 | 0 | 0 | 0 | 0 | 0 | 0 | 0 | 0 | 0 | 0 | 0 | 0% | 0 | 0 | 10% | 0 | -1.5007
8326 | 0 | 0 | 0 | 0 | 0 | 0 | 0 | 0 | 0 | 0 | 0 | 0 | 0 | 0% | 0 | 0 | 10% | 0 | -1.4935
8327 | 0 | 0 | 0 | 0 | 0 | 0 | 0 | 0 | 0 | 0 | 0 | 0 | 0 | 0% | 0 | 0 | 10% | 0 | -1.4865
8328 | 0 | 0 | 0 | 0 | 0 | 0 | 0 | 0 | 0 | 0 | 0 | 0 | 0 | 0% | 0 | 0 | 10% | 0 | -1.4797
8329 | 0 | 0 | 0 | 0 | 0 | 0 | 0 | 0 | 0 | 0 | 0 | 0 | 0 | 0% | 0 | 0 | 10% | 0 | -1.4729
8330 | 0 | 0 | 0 | 0 | 0 | 0 | 0 | 0 | 0 | 0 | 0 | 0 | 0 | 0% | 0 | 0 | 10% | 0 | -1.4663
8331 | 0 | 0 | 0 | 0 | 0 | 0 | 0 | 0 | 0 | 0 | 0 | 0 | 0 | 0% | 0 | 0 | 10% | 0 | -1.4599
8332 | 0 | 0 | 0 | 0 | 0 | 0 | 0 | 0 | 0 | 0 | 0 | 0 | 0 | 0% | 0 | 0 | 10% | 0 | -1.4535
8333 | 0 | 0 | 0 | 0 | 0 | 0 | 0 | 0 | 0 | 0 | 0 | 0 | 0 | 0% | 0 | 0 | 10% | 0 | -1.4473
8334 | 0 | 0 | 0 | 0 | 0 | 0 | 0 | 0 | 0 | 0 | 0 | 0 | 0 | 0% | 0 | 0 | 10% | 0 | -1.4412
8335 | 0 | 0 | 0 | 0 | 0 | 0 | 0 | 0 | 0 | 0 | 0 | 0 | 0 | 0% | 0 | 0 | 10% | 0 | -1.4352
8336 | 77 | 28 | 21 | 0 | 0 | 0 | 5.2502 | 0 | 0 | 0 | 0 | 0 | 0 | 0% | 0 | 0 | 10% | 0 | -1.4293
8337 | 435 | 164 | 76 | 0 | 0 | 56.512 | 15.048 | 20.741 | 0 | 0 | 0 | 48.7577 | 0 | 4% | 0 | 0 | 10% | 0 | 19.6284
8338 | 431 | 267 | 121 | 0 | 0 | 88.6635 | 0 | 32.7294 | 0 | 0 | 0 | 82.0408 | 0 | 11% | 0 | 0 | 10% | 0 | 31.511
8339 | 666 | 412 | 124 | 0 | 0 | 163.7191 | 0 | 56.7748 | 0 | 41.2428 | 0 | 118.6383 | 0 | 21% | 17.7776 | 0 | 34.18% | 0 | 36.5553
8340 | 846 | 505 | 97 | 0 | 0 | 219.4518 | 0 | 63.9408 | 9.5371 | 41.9851 | 4.9489 | 176.2464 | 0 | 34% | 25 | 0 | 68.18% | 0 | 41.073
8341 | 873 | 503 | 80 | 0 | 0 | 227.5214 | 0 | 42.3854 | 31.7528 | 42.2398 | 15.7044 | 185.4919 | 0 | 49% | 16.046 | 0 | 90% | 0 | 39.4737
8342 | 885 | 452 | 65 | 0 | 0 | 224.4353 | 2.98e-14 | 25.3044 | 43.1799 | 42.336 | 15.7401 | 182.7998 | 0 | 63% | 0 | 0 | 90% | 0 | 38.49
8343 | 823 | 346 | 60 | 0 | 0 | 188.4223 | 0 | 25.7027 | 28.064 | 42.4052 | 15.7659 | 147.2196 | 0 | 74% | 0 | 0 | 90% | 0 | 39.2446
8344 | 565 | 177 | 48 | 0 | 0 | 101.1189 | 0 | 25.8767 | 0 | 46.8228 | 17.6118 | 56.2516 | 0 | 78% | 0 | 0 | 90% | 0 | 42.0916
8345 | 156 | 39 | 26 | 0 | 0 | 0 | 17.6004 | 1.8023 | 0 | 45.8669 | 17.2129 | 0 | 43.3502 | 75% | 0 | 25 | 50% | 0 | 42.6008
8346 | 0 | 0 | 0 | 0 | 0 | 0 | 0 | 0 | 0 | 53.7737 | 20.599 | 0 | 51.1833 | 71% | 0 | 25 | 10% | 0 | 43.1499
8347 | 0 | 0 | 0 | 0 | 0 | 0 | 0 | 0 | 0 | 110.6076 | 45.2271 | 0 | 114.0784 | 63% | 0 | 0 | 10% | 0 | 42.6439
8348 | 0 | 0 | 0 | 0 | 0 | 0 | 0 | 0 | 0 | 105.943 | 43.2739 | 0 | 107.5874 | 55% | 0 | 0 | 10% | 0 | 40.9175
8349 | 0 | 0 | 0 | 0 | 0 | 0 | 0 | 0 | 0 | 99.1166 | 40.3878 | 0 | 98.9523 | 47% | 0 | 0 | 10% | 0 | 38.1444
8350 | 0 | 0 | 0 | 0 | 0 | 0 | 0 | 0 | 0 | 91.905 | 37.3362 | 0 | 90.2617 | 40% | 0 | 0 | 10% | 0 | 35.1276
8351 | 0 | 0 | 0 | 0 | 0 | 0 | 0 | 0 | 0 | 85.522 | 34.6213 | 0 | 82.6496 | 34% | 0 | 0 | 10% | 0 | 32.3981
8352 | 0 | 0 | 0 | 0 | 0 | 0 | 0 | 0 | 0 | 81.0227 | 32.6591 | 0 | 77.832 | 28% | 0 | 0 | 10% | 0 | 30.3868
8353 | 0 | 0 | 0 | 0 | 0 | 0 | 0 | 0 | 0 | 78.9627 | 31.7208 | 0 | 75.9305 | 22% | 0 | 0 | 10% | 0 | 29.3934
8354 | 0 | 0 | 0 | 0 | 0 | 0 | 0 | 0 | 0 | 77.8755 | 31.2287 | 0 | 74.9728 | 17% | 0 | 0 | 10% | 0 | 28.854
8355 | 0 | 0 | 0 | 0 | 0 | 0 | 0 | 0 | 0 | 77.7277 | 31.1635 | 0 | 74.9342 | 11% | 0 | 0 | 10% | 0 | 28.7472
8356 | 0 | 0 | 0 | 0 | 0 | 0 | 0 | 0 | 0 | 80.025 | 32.2101 | 0 | 77.3357 | 5% | 0 | 0 | 10% | 0 | 29.7541
8357 | 0 | 0 | 0 | 0 | 0 | 0 | 0 | 0 | 0 | 72.8312 | 29.4515 | 0 | 70.6841 | 0% | 0 | 0 | 10% | 0 | 26.9686
8358 | 0 | 0 | 0 | 0 | 0 | 0 | 0 | 0 | 0 | 0 | 0 | 0 | 0 | 0% | 0 | 0 | 10% | 0 | -2.4081
8359 | 0 | 0 | 0 | 0 | 0 | 0 | 0 | 0 | 0 | 0 | 0 | 0 | 0 | 0% | 0 | 0 | 10% | 0 | -2.3836
8360 | 71 | 27 | 22 | 0 | 0 | 0 | 4.5826 | 0 | 0 | 0 | 0 | 0 | 0 | 0% | 0 | 0 | 10% | 0 | -2.3597
8361 | 381 | 145 | 64 | 0 | 0 | 47.781 | 12.776 | 17.2875 | 0 | 0 | 0 | 45.701 | 0 | 3% | 0 | 0 | 10% | 0 | 16.0911
8362 | 813 | 334 | 63 | 0 | 0 | 181.8863 | 0 | 51.7687 | 0 | 0 | 0 | 176.9768 | 0 | 17% | 11.7927 | 0 | 26.04% | 0 | 37.9861
8363 | 892 | 439 | 57 | 0 | 0 | 224.9985 | 0 | 66.7624 | 0.10569 | 0 | 0 | 222.7907 | 0 | 34% | 25 | 0 | 60.04% | 0 | 39.3472
8364 | 922 | 500 | 58 | 0 | 0 | 240.91 | 0 | 63.8808 | 11.2192 | 0 | 0 | 239.2708 | 0 | 51% | 22.0308 | 0 | 90% | 0 | 39.2458
8365 | 923 | 505 | 58 | 0 | 0 | 241.7741 | 0 | 40.3779 | 34.7221 | 0 | 0 | 240.3515 | 0 | 69% | 0 | 0 | 90% | 0 | 37.7264
8366 | 886 | 447 | 59 | 0 | 0 | 224.92 | -2.98e-14 | 39.3835 | 28.4538 | 0 | 0 | 223.6828 | 0 | 86% | 0 | 0 | 90% | 0 | 36.8477
8367 | 627 | 294 | 69 | 0 | 0 | 139.8535 | 0 | 39.657 | 2.046 | 42.5745 | 0 | 98.9034 | 0 | 94% | 0 | 0 | 90% | 0 | 37.3954
8368 | 370 | 188 | 116 | 0 | 0 | 60.8054 | 0 | 22.8326 | 0 | 46.8896 | 16.505 | 14.7052 | 0 | 95% | 0 | 1.362 | 87.82% | 0 | 40.4821
8369 | 136 | 50 | 35 | 0 | -5.68e-14 | 0 | 15.5516 | 2.0557 | 0 | 45.3661 | 16.9966 | 0 | 43.8746 | 91% | 0 | 24.8114 | 48.12% | 0 | 41.8247
8370 | 0 | 0 | 0 | 0 | 0 | 0 | 0 | 0 | 0 | 58.1066 | 22.4744 | 0 | 56.87 | 87% | 0 | 23.8266 | 10% | 0 | 43.3319
8371 | 0 | 0 | 0 | 0 | 0 | 0 | 0 | 0 | 0 | 113.1233 | 46.2788 | 0 | 118.7004 | 79% | 0 | 0 | 10% | 0 | 43.3282
8372 | 0 | 0 | 0 | 0 | 0 | 0 | 0 | 0 | 0 | 107.863 | 44.0739 | 0 | 110.0142 | 70% | 0 | 0 | 10% | 0 | 41.6745
8373 | 0 | 0 | 0 | 0 | 0 | 0 | 0 | 0 | 0 | 99.2455 | 40.4376 | 0 | 98.9448 | 63% | 0 | 0 | 10% | 0 | 38.2341
8374 | 0 | 0 | 0 | 0 | 0 | 0 | 0 | 0 | 0 | 91.0915 | 36.983 | 0 | 89.0993 | 56% | 0 | 0 | 10% | 0 | 34.8174
8375 | 0 | 0 | 0 | 0 | 0 | 0 | 0 | 0 | 0 | 85.2965 | 34.5209 | 0 | 82.3099 | 50% | 0 | 0 | 10% | 0 | 32.3168
8376 | 0 | 0 | 0 | 0 | 0 | 0 | 0 | 0 | 0 | 81.6113 | 32.9144 | 0 | 78.4528 | 44% | 0 | 0 | 10% | 0 | 30.6399
8377 | 0 | 0 | 0 | 0 | 0 | 0 | 0 | 0 | 0 | 80.6494 | 32.4754 | 0 | 77.6879 | 38% | 0 | 0 | 10% | 0 | 30.1311
8378 | 0 | 0 | 0 | 0 | 0 | 0 | 0 | 0 | 0 | 80.7798 | 32.5358 | 0 | 77.9758 | 32% | 0 | 0 | 10% | 0 | 30.1343
8379 | 0 | 0 | 0 | 0 | 0 | 0 | 0 | 0 | 0 | 83.8826 | 33.9241 | 0 | 81.3872 | 26% | 0 | 0 | 10% | 0 | 31.4716
8380 | 0 | 0 | 0 | 0 | 0 | 0 | 0 | 0 | 0 | 94.5786 | 38.4717 | 0 | 94.4583 | 19% | 0 | 0 | 10% | 0 | 35.9667
8381 | 0 | 0 | 0 | 0 | 0 | 0 | 0 | 0 | 0 | 110.8755 | 45.3381 | 0 | 113.8607 | 11% | 0 | 0 | 10% | 0 | 42.8272
8382 | 0 | 0 | 0 | 0 | 0 | 0 | 0 | 0 | 0 | 119.99 | 49.1534 | 0 | 124.3881 | 1% | 0 | 0 | 10% | 0 | 46.7077
8383 | 0 | 0 | 0 | 0 | 0 | 0 | 0 | 0 | 0 | 17.04 | 6.9836 | 0 | 17.662 | 0% | 0 | 0 | 10% | 0 | 4.7988
8384 | 0 | 17 | 17 | 1.4 | 4.5 | 0 | 0 | 0 | 0 | 0 | 0 | 0 | 0 | 0% | 0 | 0 | 10% | 0 | -2.1403
8385 | 148 | 127 | 91 | 1 | 10.1 | 0 | 31.3983 | 8.5824 | 0 | 0 | 0 | 0 | 0 | 0% | 0 | 0 | 10% | 0 | 6.4619
8386 | 167 | 213 | 158 | 1.4 | 11.8 | 0 | 43.4821 | 17.9379 | 0 | 0 | 0 | 0 | 0 | 0% | 0 | 0 | 10% | 0 | 15.8366
8387 | 129 | 273 | 215 | 2.8 | 12.9 | 0 | 37.3169 | 22.7718 | 0 | 0 | 0 | 0 | 0 | 0% | 0 | 0 | 10% | 0 | 20.6892
8388 | 35 | 252 | 232 | 2.4 | 14 | 0 | 10.4391 | 16.3842 | 0 | 0 | 0 | 0 | 0 | 0% | 0 | 0 | 10% | 0 | 14.32
8389 | 45 | 266 | 241 | 2.8 | 14.3 | 0 | 13.4548 | 18.1136 | 0 | 0 | 0 | 0 | 0 | 0% | 0 | 0 | 10% | 0 | 16.0674
8390 | 14 | 202 | 194 | 3.1 | 14 | 0 | 4.0785 | 8.4482 | 0 | 0 | 0 | 0 | 0 | 0% | 0 | 0 | 10% | 0 | 6.4195
8391 | 9 | 131 | 127 | 2.8 | 13.6 | 0 | 2.398 | 3.1203 | 0 | 0 | 0 | 0 | 0 | 0% | 0 | 0 | 10% | 0 | 1.1088
8392 | 10 | 103 | 99 | 3.4 | 12.9 | 0 | 2.2315 | 1.9207 | 0 | 0 | 0 | 0 | 0 | 0% | 0 | 0 | 10% | 0 | -0.07387
8393 | 58 | 35 | 30 | 4.5 | 11.4 | 0 | 6.7317 | 0 | 0 | 0 | 0 | 0 | 0 | 0% | 0 | 0 | 10% | 0 | -1.9781
8394 | 0 | 0 | 0 | 5 | 10.2 | 0 | 0 | 0 | 0 | 0 | 0 | 0 | 0 | 0% | 0 | 0 | 10% | 0 | -1.9619
8395 | 0 | 0 | 0 | 3.7 | 9.9 | 0 | 0 | 0 | 0 | 0 | 0 | 0 | 0 | 0% | 0 | 0 | 10% | 0 | -1.946
8396 | 0 | 0 | 0 | 2.9 | 9.3 | 0 | 0 | 0 | 0 | 0 | 0 | 0 | 0 | 0% | 0 | 0 | 10% | 0 | -1.9303
8397 | 0 | 0 | 0 | 2.7 | 8.6 | 0 | 0 | 0 | 0 | 0 | 0 | 0 | 0 | 0% | 0 | 0 | 10% | 0 | -1.915
8398 | 0 | 0 | 0 | 2.3 | 8.4 | 0 | 0 | 0 | 0 | 0 | 0 | 0 | 0 | 0% | 0 | 0 | 10% | 0 | -1.9
8399 | 0 | 0 | 0 | 1.4 | 8.2 | 0 | 0 | 0 | 0 | 0 | 0 | 0 | 0 | 0% | 0 | 0 | 10% | 0 | -1.8852
8400 | 0 | 0 | 0 | 1.9 | 6.9 | 0 | 0 | 0 | 0 | 0 | 0 | 0 | 0 | 0% | 0 | 0 | 10% | 0 | -1.8708
8401 | 0 | 0 | 0 | 1.1 | 6.6 | 0 | 0 | 0 | 0 | 0 | 0 | 0 | 0 | 0% | 0 | 0 | 10% | 0 | -1.8566
8402 | 0 | 0 | 0 | 2 | 8.6 | 0 | 0 | 0 | 0 | 0 | 0 | 0 | 0 | 0% | 0 | 0 | 10% | 0 | -1.8425
8403 | 0 | 0 | 0 | 1.3 | 8.7 | 0 | 0 | 0 | 0 | 0 | 0 | 0 | 0 | 0% | 0 | 0 | 10% | 0 | -1.8288
8404 | 0 | 0 | 0 | 2 | 9.1 | 0 | 0 | 0 | 0 | 0 | 0 | 0 | 0 | 0% | 0 | 0 | 10% | 0 | -1.8153
8405 | 0 | 0 | 0 | 2 | 10.1 | 0 | 0 | 0 | 0 | 0 | 0 | 0 | 0 | 0% | 0 | 0 | 10% | 0 | -1.8021
8406 | 0 | 0 | 0 | 1.9 | 9.8 | 0 | 0 | 0 | 0 | 0 | 0 | 0 | 0 | 0% | 0 | 0 | 10% | 0 | -1.7892
8407 | 0 | 0 | 0 | 3.2 | 10.3 | 0 | 0 | 0 | 0 | 0 | 0 | 0 | 0 | 0% | 0 | 0 | 10% | 0 | -1.7765
8408 | 0 | 10 | 11 | 1.5 | 8.8 | 0 | 0 | 0 | 0 | 0 | 0 | 0 | 0 | 0% | 0 | 0 | 10% | 0 | -1.7641
8409 | 0 | 49 | 49 | 0.8 | 9.1 | 0 | 0 | 0 | 0 | 0 | 0 | 0 | 0 | 0% | 0 | 0 | 10% | 0 | -1.7519
8410 | 8 | 114 | 110 | 0.3 | 10 | 0 | 2.0796 | 1.9812 | 0 | 0 | 0 | 0 | 0 | 0% | 0 | 0 | 10% | 0 | 0.24134
8411 | 510 | 377 | 148 | 0.9 | 12.6 | 98.1587 | 24.7613 | 45.6534 | 0 | 0 | 0 | 89.7722 | 0 | 7% | 0 | 0 | 10% | 0 | 44.1343
8412 | 706 | 471 | 122 | 2.4 | 13.6 | 178.9651 | 0 | 62.0202 | 0 | 0 | 0 | 173.1209 | 0 | 21% | 13.6698 | 0 | 28.59% | 0 | 46.3264
8413 | 839 | 506 | 91 | 2.6 | 14.2 | 216.4499 | 0 | 69.4536 | 0 | 42.1674 | 0 | 173.8819 | 0 | 34% | 20.4755 | 0 | 56.44% | 0 | 46.0513
8414 | 529 | 393 | 147 | 2.8 | 14.9 | 126.0862 | 0 | 47.6851 | 0 | 42.367 | 6.0595 | 85.3085 | 0 | 41% | 15.3853 | 0 | 77.36% | 0 | 36.448
8415 | 1 | 105 | 104 | 1.9 | 13.9 | 0 | 0.2666 | 1.1715 | 0 | 56.3707 | 21.3249 | 0 | 52.8 | 37% | 0 | 25 | 37.36% | 0 | 46.4425
8416 | 3 | 83 | 82 | 1.6 | 13.5 | 0 | 0.67049 | 0.38377 | 0 | 83.8476 | 33.1467 | 0 | 82.7612 | 31% | 0 | 17.1011 | 10% | 0 | 48.5226
8417 | 1 | 21 | 21 | 1.1 | 12.3 | 0 | 0.11796 | 0 | 0 | 126.5224 | 51.4533 | 0 | 131.1171 | 21% | 0 | 0 | 10% | 0 | 49.2854
8418 | 0 | 0 | 0 | 0.9 | 10.1 | 0 | 0 | 0 | 0 | 126.8553 | 51.7186 | 0 | 130.8504 | 11% | 0 | 0 | 10% | 0 | 49.6692
8419 | 0 | 0 | 0 | 1.4 | 8.9 | 0 | 0 | 0 | 0 | 124.9644 | 50.9883 | 0 | 128.0666 | 1% | 0 | 0 | 10% | 0 | 49.0325
8420 | 0 | 0 | 0 | 0.8 | 8.3 | 0 | 0 | 0 | 0 | 8.8477 | 3.6069 | 0 | 8.9418 | 0% | 0 | 0 | 10% | 0 | 1.8896
8421 | 0 | 0 | 0 | 0.9 | 7.6 | 0 | 0 | 0 | 0 | 0 | 0 | 0 | 0 | 0% | 0 | 0 | 10% | 0 | -1.694
8422 | 0 | 0 | 0 | 1.4 | 7.5 | 0 | 0 | 0 | 0 | 0 | 0 | 0 | 0 | 0% | 0 | 0 | 10% | 0 | -1.6831
8423 | 0 | 0 | 0 | 0.9 | 6.2 | 0 | 0 | 0 | 0 | 0 | 0 | 0 | 0 | 0% | 0 | 0 | 10% | 0 | -1.6726
8424 | 0 | 0 | 0 | 0.8 | 6.1 | 0 | 0 | 0 | 0 | 0 | 0 | 0 | 0 | 0% | 0 | 0 | 10% | 0 | -1.6621
8425 | 0 | 0 | 0 | 1 | 6.1 | 0 | 0 | 0 | 0 | 0 | 0 | 0 | 0 | 0% | 0 | 0 | 10% | 0 | -1.6519
8426 | 0 | 0 | 0 | 1.4 | 5.8 | 0 | 0 | 0 | 0 | 0 | 0 | 0 | 0 | 0% | 0 | 0 | 10% | 0 | -1.6419
8427 | 0 | 0 | 0 | 1.3 | 5.2 | 0 | 0 | 0 | 0 | 0 | 0 | 0 | 0 | 0% | 0 | 0 | 10% | 0 | -1.632
8428 | 0 | 0 | 0 | 2.8 | 5.4 | 0 | 0 | 0 | 0 | 0 | 0 | 0 | 0 | 0% | 0 | 0 | 10% | 0 | -1.6224
8429 | 0 | 0 | 0 | 2.6 | 5.3 | 0 | 0 | 0 | 0 | 0 | 0 | 0 | 0 | 0% | 0 | 0 | 10% | 0 | -1.6129
8430 | 0 | 0 | 0 | 1.8 | 4.9 | 0 | 0 | 0 | 0 | 0 | 0 | 0 | 0 | 0% | 0 | 0 | 10% | 0 | -1.6036
8431 | 0 | 0 | 0 | 3 | 5 | 0 | 0 | 0 | 0 | 0 | 0 | 0 | 0 | 0% | 0 | 0 | 10% | 0 | -1.5945
8432 | 81 | 31 | 24 | 3.2 | 6 | 0 | 4.4169 | 0 | 0 | 0 | 0 | 0 | 0 | 0% | 0 | 0 | 10% | 0 | -1.5855
8433 | 425 | 138 | 55 | 1.4 | 7.9 | 53.714 | 14.1419 | 17.3104 | 0 | 0 | 0 | 50.3877 | 0 | 4% | 0 | 0 | 10% | 0 | 16.2
8434 | 856 | 335 | 48 | 1.8 | 10.4 | 190.1121 | 0 | 50.5281 | 0.27548 | 0 | 0 | 183.5201 | 0 | 18% | 0 | 0 | 10% | 0 | 48.4119
8435 | 929 | 456 | 52 | 1.2 | 13.4 | 233.6536 | -2.98e-14 | 66.1679 | 0 | 42.3245 | 0 | 191.8344 | 0 | 33% | 19.5892 | 0 | 36.64% | 0 | 43.4859
8436 | 957 | 522 | 56 | 0.9 | 14.5 | 249.7493 | 0 | 64.7064 | 9.7371 | 42.4759 | 9.8792 | 208.6806 | 0 | 49% | 24.7774 | 0 | 70.34% | 0 | 46.8571
8437 | 952 | 534 | 65 | 1.3 | 15.3 | 248.96 | 0 | 48.1924 | 26.9076 | 42.521 | 15.3586 | 207.9812 | 0 | 65% | 14.457 | 0 | 90% | 0 | 46.3062
8438 | 923 | 467 | 54 | 2.1 | 16.2 | 233.8103 | 0 | 33.4233 | 33.5126 | 42.5402 | 15.3221 | 192.8599 | 0 | 80% | 0 | 0 | 90% | 0 | 46.0878
8439 | 819 | 348 | 54 | 2.8 | 16.5 | 186.465 | -2.98e-14 | 33.8486 | 16.5347 | 42.5548 | 15.312 | 145.4335 | 0 | 91% | 0 | 0 | 90% | 0 | 46.9511
8440 | 395 | 156 | 67 | 2.6 | 14.8 | 65.1532 | 0 | 18.6767 | 0 | 42.5619 | 15.3965 | 24.217 | 0 | 93% | 0 | 16.119 | 64.21% | 0 | 49.1481
8441 | 170 | 45 | 29 | 3 | 12.9 | 0 | 20.4077 | 2.2132 | 0 | 63.7427 | 24.5533 | 0 | 62.2418 | 88% | 0 | 25 | 24.21% | 0 | 49.7633
8442 | 0 | 0 | 0 | 1.9 | 10.6 | 0 | 0 | 0 | 0 | 107.3627 | 43.3696 | 0 | 112.6209 | 80% | 0 | 8.881 | 10% | 0 | 49.3084
8443 | 0 | 0 | 0 | 1.2 | 8.8 | 0 | 0 | 0 | 0 | 123.9477 | 50.5634 | 0 | 129.336 | 70% | 0 | 0 | 10% | 0 | 48.1474
8444 | 0 | 0 | 0 | 1.5 | 8 | 0 | 0 | 0 | 0 | 115.8077 | 47.2095 | 0 | 117.8582 | 61% | 0 | 0 | 10% | 0 | 45.1694
8445 | 0 | 0 | 0 | 1.3 | 7.1 | 0 | 0 | 0 | 0 | 104.7708 | 42.623 | 0 | 104.3418 | 53% | 0 | 0 | 10% | 0 | 40.7191
8446 | 0 | 0 | 0 | 1.6 | 7.3 | 0 | 0 | 0 | 0 | 97.8208 | 39.6798 | 0 | 96.0785 | 46% | 0 | 0 | 10% | 0 | 37.7891
8447 | 0 | 0 | 0 | 1.6 | 6.7 | 0 | 0 | 0 | 0 | 91.505 | 37.0266 | 0 | 88.75 | 39% | 0 | 0 | 10% | 0 | 35.104
8448 | 0 | 0 | 0 | 1.2 | 6.3 | 0 | 0 | 0 | 0 | 87.9032 | 35.5066 | 0 | 84.6478 | 33% | 0 | 0 | 10% | 0 | 33.5236
8449 | 0 | 0 | 0 | 1.4 | 6 | 0 | 0 | 0 | 0 | 85.9007 | 34.667 | 0 | 82.509 | 26% | 0 | 0 | 10% | 0 | 32.6151
8450 | 0 | 0 | 0 | 1 | 5.9 | 0 | 0 | 0 | 0 | 85.4957 | 34.4987 | 0 | 82.2393 | 20% | 0 | 0 | 10% | 0 | 32.3794
8451 | 0 | 0 | 0 | 1.3 | 6.3 | 0 | 0 | 0 | 0 | 88.4421 | 35.7369 | 0 | 85.9091 | 14% | 0 | 0 | 10% | 0 | 33.5541
8452 | 0 | 0 | 0 | 0.7 | 4.4 | 0 | 0 | 0 | 0 | 97.4379 | 39.6004 | 0 | 96.8224 | 6% | 0 | 0 | 10% | 0 | 37.3631
8453 | 0 | 0 | 0 | 0.5 | 5.3 | 0 | 0 | 0 | 0 | 80.9772 | 33.0448 | 0 | 82.505 | 0% | 0 | 0 | 10% | 0 | 30.8374
8454 | 0 | 0 | 0 | 0.8 | 6.2 | 0 | 0 | 0 | 0 | 0 | 0 | 0 | 0 | 0% | 0 | 0 | 10% | 0 | -2.0594
8455 | 0 | 0 | 0 | 0.6 | 5.7 | 0 | 0 | 0 | 0 | 0 | 0 | 0 | 0 | 0% | 0 | 0 | 10% | 0 | -2.0416
8456 | 2 | 15 | 15 | 1.4 | 6.9 | 0 | 0.103 | 0 | 0 | 0 | 0 | 0 | 0 | 0% | 0 | 0 | 10% | 0 | -2.0241
8457 | 81 | 111 | 91 | 1.3 | 8.7 | 0 | 17.0238 | 5.9443 | 0 | 0 | 0 | 0 | 0 | 0% | 0 | 0 | 10% | 0 | 3.9376
8458 | 686 | 344 | 110 | 2 | 12.4 | 120.7707 | 30.4902 | 45.5333 | 0 | 0 | 0 | 115.6105 | 0 | 9% | 0 | 0 | 10% | 0 | 43.7796
8459 | 567 | 419 | 174 | 3 | 14.5 | 135.0446 | 0 | 50.717 | 0.88586 | 0 | 0 | 133.3296 | 0 | 19% | 0 | 0 | 10% | 0 | 49.0955
8460 | 64 | 208 | 175 | 3.9 | 14.4 | 0 | 19.0691 | 12.5478 | 0 | 50.0473 | 5.596 | 0 | 47.2808 | 15% | 0 | 0 | 10% | 0 | 16.6065
8461 | 1 | 156 | 155 | 3.9 | 14.6 | 0 | 0.2989 | 4.2433 | 0 | 110.977 | 44.8252 | 0 | 112.5494 | 7% | 0 | 0 | 10% | 0 | 46.8925
8462 | 6 | 168 | 163 | 4.3 | 15 | 0 | 1.7486 | 5.3028 | 0 | 90.0058 | 36.3017 | 0 | 90.7276 | 0% | 0 | 0 | 10% | 0 | 39.5065
8463 | 533 | 293 | 100 | 5.3 | 16.4 | 92.1872 | 23.5087 | 36.3699 | 0 | 0 | 0 | 88.9315 | 0 | 7% | 0 | 0 | 10% | 0 | 34.8721
8464 | 113 | 126 | 98 | 7.6 | 16 | 0 | 25.3471 | 7.7581 | 0 | 0 | 0 | 0 | 0 | 7% | 0 | 0 | 10% | 0 | 6.7534
8465 | 9 | 29 | 28 | 6.1 | 15.6 | 0 | 1.1008 | 0 | 0 | 0 | 0 | 0 | 0 | 7% | 0 | 0 | 10% | 0 | -1.933
8466 | 0 | 0 | 0 | 3.4 | 14.8 | 0 | 0 | 0 | 0 | 0 | 0 | 0 | 0 | 7% | 0 | 0 | 10% | 0 | -1.9166
8467 | 0 | 0 | 0 | 2.4 | 13.3 | 0 | 0 | 0 | 0 | 0 | 0 | 0 | 0 | 7% | 0 | 0 | 10% | 0 | -1.9005
8468 | 0 | 0 | 0 | 3.6 | 13.1 | 0 | 0 | 0 | 0 | 0 | 0 | 0 | 0 | 7% | 0 | 0 | 10% | 0 | -1.8847
8469 | 0 | 0 | 0 | 5.3 | 13.6 | 0 | 0 | 0 | 0 | 0 | 0 | 0 | 0 | 7% | 0 | 0 | 10% | 0 | -1.8692
8470 | 0 | 0 | 0 | 5.4 | 14.2 | 0 | 0 | 0 | 0 | 0 | 0 | 0 | 0 | 7% | 0 | 0 | 10% | 0 | -1.854
8471 | 0 | 0 | 0 | 5.9 | 14.8 | 0 | 0 | 0 | 0 | 0 | 0 | 0 | 0 | 7% | 0 | 0 | 10% | 0 | -1.8391
8472 | 0 | 0 | 0 | 6.3 | 14.8 | 0 | 0 | 0 | 0 | 0 | 0 | 0 | 0 | 7% | 0 | 0 | 10% | 0 | -1.8246
8473 | 0 | 0 | 0 | 8.2 | 14.5 | 0 | 0 | 0 | 0 | 0 | 0 | 0 | 0 | 7% | 0 | 0 | 10% | 0 | -1.8103
8474 | 0 | 0 | 0 | 9.7 | 14.7 | 0 | 0 | 0 | 0 | 0 | 0 | 0 | 0 | 7% | 0 | 0 | 10% | 0 | -1.7964
8475 | 0 | 0 | 0 | 8.7 | 15 | 0 | 0 | 0 | 0 | 0 | 0 | 0 | 0 | 7% | 0 | 0 | 10% | 0 | -1.7827
8476 | 0 | 0 | 0 | 5.7 | 15 | 0 | 0 | 0 | 0 | 0 | 0 | 0 | 0 | 7% | 0 | 0 | 10% | 0 | -1.7693
8477 | 0 | 0 | 0 | 5.9 | 15.2 | 0 | 0 | 0 | 0 | 0 | 0 | 0 | 0 | 7% | 0 | 0 | 10% | 0 | -1.7561
8478 | 0 | 0 | 0 | 7.4 | 15.3 | 0 | 0 | 0 | 0 | 0 | 0 | 0 | 0 | 7% | 0 | 0 | 10% | 0 | -1.7433
8479 | 0 | 0 | 0 | 9.1 | 15.5 | 0 | 0 | 0 | 0 | 0 | 0 | 0 | 0 | 7% | 0 | 0 | 10% | 0 | -1.7307
8480 | 0 | 7 | 8 | 9.1 | 16 | 0 | 0 | 0 | 0 | 0 | 0 | 0 | 0 | 7% | 0 | 0 | 10% | 0 | -1.7183
8481 | 2 | 65 | 64 | 6.3 | 16.4 | 0 | 0.41915 | 0 | 0 | 0 | 0 | 0 | 0 | 7% | 0 | 0 | 10% | 0 | -1.7062
8482 | 57 | 165 | 142 | 5.9 | 17.1 | 0 | 14.7542 | 8.6715 | 0 | 0 | 0 | 0 | 0 | 7% | 0 | 0 | 10% | 0 | 6.9772
8483 | 15 | 176 | 168 | 7.6 | 17.5 | 0 | 4.3302 | 6.2623 | 0 | 0 | 0 | 0 | 0 | 7% | 0 | 0 | 10% | 0 | 4.5796
8484 | 90 | 263 | 216 | 7.9 | 18 | 0 | 26.8096 | 18.5831 | 0 | 0 | 0 | 0 | 0 | 7% | 0 | 0 | 10% | 0 | 16.9118
8485 | 50 | 221 | 194 | 8.3 | 18.6 | 0 | 14.945 | 13.2595 | 0 | 0 | 0 | 0 | 0 | 7% | 0 | 0 | 10% | 0 | 11.5994
8486 | 141 | 281 | 214 | 7.5 | 18.9 | 0 | 41.1019 | 23.2584 | 0 | 0 | 0 | 0 | 0 | 7% | 0 | 0 | 10% | 0 | 21.6093
8487 | 3 | 163 | 161 | 7.3 | 18.2 | 0 | 0.80169 | 5.4799 | 0 | 0 | 0 | 0 | 0 | 7% | 0 | 0 | 10% | 0 | 3.8414
8488 | 7 | 109 | 107 | 6.7 | 18.3 | 0 | 1.5734 | 2.393 | 0 | 0 | 0 | 0 | 0 | 7% | 0 | 0 | 10% | 0 | 0.76501
8489 | 1 | 35 | 34 | 6.9 | 18 | 0 | 0.12475 | 0 | 0 | 0 | 0 | 0 | 0 | 7% | 0 | 0 | 10% | 0 | -1.6177
8490 | 0 | 0 | 0 | 7.9 | 17.1 | 0 | 0 | 0 | 0 | 0 | 0 | 0 | 0 | 7% | 0 | 0 | 10% | 0 | -1.6077
8491 | 0 | 0 | 0 | 6.6 | 17.1 | 0 | 0 | 0 | 0 | 0 | 0 | 0 | 0 | 7% | 0 | 0 | 10% | 0 | -1.5979
8492 | 0 | 0 | 0 | 6.8 | 17.3 | 0 | 0 | 0 | 0 | 0 | 0 | 0 | 0 | 7% | 0 | 0 | 10% | 0 | -1.5882
8493 | 0 | 0 | 0 | 6.9 | 17.4 | 0 | 0 | 0 | 0 | 0 | 0 | 0 | 0 | 7% | 0 | 0 | 10% | 0 | -1.5788
8494 | 0 | 0 | 0 | 6.7 | 16.8 | 0 | 0 | 0 | 0 | 0 | 0 | 0 | 0 | 7% | 0 | 0 | 10% | 0 | -1.5695
8495 | 0 | 0 | 0 | 7.9 | 17.1 | 0 | 0 | 0 | 0 | 0 | 0 | 0 | 0 | 7% | 0 | 0 | 10% | 0 | -1.5604
8496 | 0 | 0 | 0 | 8.2 | 16.8 | 0 | 0 | 0 | 0 | 0 | 0 | 0 | 0 | 7% | 0 | 0 | 10% | 0 | -1.5516
8497 | 0 | 0 | 0 | 7.8 | 16.8 | 0 | 0 | 0 | 0 | 0 | 0 | 0 | 0 | 7% | 0 | 0 | 10% | 0 | -1.5429
8498 | 0 | 0 | 0 | 7.3 | 16.8 | 0 | 0 | 0 | 0 | 0 | 0 | 0 | 0 | 7% | 0 | 0 | 10% | 0 | -1.5343
8499 | 0 | 0 | 0 | 7.7 | 17.7 | 0 | 0 | 0 | 0 | 0 | 0 | 0 | 0 | 7% | 0 | 0 | 10% | 0 | -1.526
8500 | 0 | 0 | 0 | 7.9 | 17.8 | 0 | 0 | 0 | 0 | 0 | 0 | 0 | 0 | 7% | 0 | 0 | 10% | 0 | -1.5178
8501 | 0 | 0 | 0 | 5.5 | 17.5 | 0 | 0 | 0 | 0 | 0 | 0 | 0 | 0 | 7% | 0 | 0 | 10% | 0 | -1.5098
8502 | 0 | 0 | 0 | 4.8 | 17.1 | 0 | 0 | 0 | 0 | 0 | 0 | 0 | 0 | 7% | 0 | 0 | 10% | 0 | -1.5019
8503 | 0 | 0 | 0 | 5.9 | 17.6 | 0 | 0 | 0 | 0 | 0 | 0 | 0 | 0 | 7% | 0 | 0 | 10% | 0 | -1.4942
8504 | 0 | 9 | 9 | 4.1 | 17.8 | 0 | 0 | 0 | 0 | 0 | 0 | 0 | 0 | 7% | 0 | 0 | 10% | 0 | -1.4867
8505 | 13 | 67 | 64 | 4.6 | 17.5 | 0 | 2.7172 | 0 | 0 | 0 | 0 | 0 | 0 | 7% | 0 | 0 | 10% | 0 | -1.4793
8506 | 52 | 146 | 125 | 5.1 | 17.5 | 0 | 13.4434 | 6.721 | 0 | 0 | 0 | 0 | 0 | 7% | 0 | 0 | 10% | 0 | 5.2489
8507 | 148 | 281 | 214 | 5.1 | 18.3 | 0 | 42.7074 | 23.6032 | 0 | 0 | 0 | 0 | 0 | 7% | 0 | 0 | 10% | 0 | 22.1383
8508 | 49 | 272 | 244 | 9 | 19.8 | 0 | 14.5937 | 18.4534 | 0 | 0 | 0 | 0 | 0 | 7% | 0 | 0 | 10% | 0 | 16.9954
8509 | 603 | 534 | 233 | 6.9 | 21.1 | 120.1505 | 30.0895 | 62.3039 | 0 | 0 | 0 | 112.0521 | 0 | 16% | 23.2977 | 0 | 41.69% | 0 | 37.3326
8510 | 730 | 496 | 166 | 7.7 | 21.8 | 176.8225 | 0 | 61.8182 | 0 | 41.7507 | 0 | 133.598 | 0 | 26% | 22.7513 | 0 | 72.63% | 0 | 36.4937
8511 | 504 | 329 | 139 | 9.2 | 21.3 | 102.5439 | 0 | 36.3405 | 1.6729 | 42.3857 | 5.1092 | 61.7774 | 0 | 31% | 12.7745 | 0 | 90% | 0 | 26.9467
8512 | 155 | 138 | 105 | 7.1 | 19.9 | 0 | 34.9174 | 10.2091 | 0 | 42.2196 | 14.999 | 0 | 38.7668 | 28% | 0 | 15.054 | 65.91% | 0 | 39.4961
8513 | 215 | 55 | 32 | 5.5 | 19.1 | 0 | 27.386 | 3.3902 | 0 | 42.2108 | 15.0449 | 0 | 38.8526 | 25% | 0 | 23.3027 | 28.63% | 0 | 39.9839
8514 | 0 | 0 | 0 | 6 | 17.9 | 0 | 0 | 0 | 0 | 78.7654 | 30.7794 | 0 | 77.1162 | 19% | 0 | 11.6433 | 10% | 0 | 40.5279
8515 | 0 | 0 | 0 | 12.9 | 19.9 | 0 | 0 | 0 | 0 | 105.4709 | 42.1314 | 0 | 105.3296 | 11% | 0 | 0 | 10% | 0 | 40.1865
8516 | 0 | 0 | 0 | 14.5 | 20 | 0 | 0 | 0 | 0 | 100.7429 | 40.1523 | 0 | 99.6842 | 3% | 0 | 0 | 10% | 0 | 38.2217
8517 | 0 | 0 | 0 | 13.9 | 19.3 | 0 | 0 | 0 | 0 | 45.3231 | 18.0325 | 0 | 44.2913 | 0% | 0 | 0 | 10% | 0 | 16.1593
8518 | 0 | 0 | 0 | 15 | 18.4 | 0 | 0 | 0 | 0 | 0 | 0 | 0 | 0 | 0% | 0 | 0 | 10% | 0 | -1.8126
8519 | 0 | 0 | 0 | 15.3 | 17.9 | 0 | 0 | 0 | 0 | 0 | 0 | 0 | 0 | 0% | 0 | 0 | 10% | 0 | -1.7995
8520 | 0 | 0 | 0 | 15.9 | 17.4 | 0 | 0 | 0 | 0 | 0 | 0 | 0 | 0 | 0% | 0 | 0 | 10% | 0 | -1.7866
8521 | 0 | 0 | 0 | 14.7 | 16.9 | 0 | 0 | 0 | 0 | 0 | 0 | 0 | 0 | 0% | 0 | 0 | 10% | 0 | -1.774
8522 | 0 | 0 | 0 | 11 | 16.4 | 0 | 0 | 0 | 0 | 0 | 0 | 0 | 0 | 0% | 0 | 0 | 10% | 0 | -1.7616
8523 | 0 | 0 | 0 | 7.8 | 16.3 | 0 | 0 | 0 | 0 | 0 | 0 | 0 | 0 | 0% | 0 | 0 | 10% | 0 | -1.7494
8524 | 0 | 0 | 0 | 5.4 | 15.8 | 0 | 0 | 0 | 0 | 0 | 0 | 0 | 0 | 0% | 0 | 0 | 10% | 0 | -1.7375
8525 | 0 | 0 | 0 | 7.5 | 16.1 | 0 | 0 | 0 | 0 | 0 | 0 | 0 | 0 | 0% | 0 | 0 | 10% | 0 | -1.7258
8526 | 0 | 0 | 0 | 12.8 | 17.2 | 0 | 0 | 0 | 0 | 0 | 0 | 0 | 0 | 0% | 0 | 0 | 10% | 0 | -1.7142
8527 | 0 | 0 | 0 | 10.3 | 17.1 | 0 | 0 | 0 | 0 | 0 | 0 | 0 | 0 | 0% | 0 | 0 | 10% | 0 | -1.7029
8528 | 166 | 23 | 10 | 9.4 | 16.7 | 0 | 7.1998 | 0.010039 | 0 | 0 | 0 | 0 | 0 | 0% | 0 | 0 | 10% | 0 | -1.6819
8529 | 673 | 166 | 33 | 9.2 | 17.5 | 87.8059 | 23.0483 | 25.5444 | 0 | 0 | 0 | 82.2412 | 0 | 7% | 0 | 0 | 10% | 0 | 24.1265
8530 | 840 | 323 | 45 | 9.2 | 18.2 | 179.248 | -2.98e-14 | 47.7651 | 0 | 0 | 0 | 174.6858 | 0 | 20% | 9.8519 | 0 | 23.4% | 0 | 35.887
8531 | 910 | 443 | 50 | 8.7 | 19.4 | 222.1772 | 0 | 62.9687 | 0 | 42.3325 | 0 | 180.3397 | 0 | 34% | 23.3835 | 0 | 55.2% | 0 | 36.604
8532 | 936 | 510 | 53 | 9 | 20.2 | 237.3038 | 0 | 64.2752 | 6.6657 | 0 | 0 | 235.1947 | 0 | 52% | 25 | 0 | 89.2% | 0 | 36.6581
8533 | 945 | 520 | 52 | 9.8 | 20.8 | 240.2164 | 0 | 28.815 | 43.2979 | 42.5125 | 9.4544 | 199.2382 | 0 | 67% | 0.58807 | 0 | 90% | 0 | 34.7843
8534 | 928 | 469 | 49 | 12.4 | 21.1 | 0 | 0 | 19.7856 | 46.1021 | 42.5305 | 15.031 | 0 | 39.5465 | 64% | 0 | 0 | 90% | 0 | 33.7472
8535 | 867 | 359 | 45 | 11.2 | 21.6 | 157.1439 | 39.4156 | 21.1702 | 30.8092 | 42.5259 | 14.9951 | 119.7984 | 7.186 | 73% | 0 | 0 | 90% | 0 | 33.9858
8536 | 727 | 207 | 36 | 10.4 | 21.1 | 129.2666 | 0 | 23.3138 | 7.9444 | 42.5376 | 15.0335 | 88.3449 | 0 | 79% | 0 | 0 | 90% | 0 | 36.6935
8537 | 313 | 49 | 16 | 10 | 19.5 | 0 | 40.745 | 4.5861 | 0 | 42.543 | 15.1386 | 0 | 40.268 | 76% | 0 | 19.6465 | 58.57% | 0 | 37.832
8538 | 0 | 0 | 0 | 10.4 | 18.3 | 0 | 0 | 0 | 0 | 45.5028 | 16.4309 | 0 | 43.2248 | 73% | 0 | 25 | 18.57% | 0 | 38.9141
8539 | 0 | 0 | 0 | 11.1 | 17.9 | 0 | 0 | 0 | 0 | 92.0144 | 36.4927 | 0 | 93.5105 | 66% | 0 | 5.3535 | 10% | 0 | 39.2202
8540 | 0 | 0 | 0 | 11.3 | 17.5 | 0 | 0 | 0 | 0 | 100.1207 | 40.0676 | 0 | 101.0355 | 59% | 0 | 0 | 10% | 0 | 37.5876
8541 | 0 | 0 | 0 | 11.2 | 17 | 0 | 0 | 0 | 0 | 92.7112 | 37.0021 | 0 | 91.8302 | 52% | 0 | 0 | 10% | 0 | 34.6206
8542 | 0 | 0 | 0 | 11.9 | 16.4 | 0 | 0 | 0 | 0 | 85.6211 | 34.0503 | 0 | 83.2014 | 46% | 0 | 0 | 10% | 0 | 31.6854
8543 | 0 | 0 | 0 | 10.1 | 16.5 | 0 | 0 | 0 | 0 | 80.4412 | 31.7821 | 0 | 77.6608 | 40% | 0 | 0 | 10% | 0 | 29.3786
8544 | 0 | 0 | 0 | 9.8 | 16.5 | 0 | 0 | 0 | 0 | 77.3412 | 30.382 | 0 | 74.6842 | 34% | 0 | 0 | 10% | 0 | 27.9316
8545 | 0 | 0 | 0 | 8.4 | 16.3 | 0 | 0 | 0 | 0 | 75.3079 | 29.4839 | 0 | 72.7524 | 29% | 0 | 0 | 10% | 0 | 26.9943
8546 | 0 | 0 | 0 | 8.3 | 16.2 | 0 | 0 | 0 | 0 | 75.1119 | 29.4034 | 0 | 72.6439 | 23% | 0 | 0 | 10% | 0 | 26.8789
8547 | 0 | 0 | 0 | 3.5 | 14.4 | 0 | 0 | 0 | 0 | 77.5307 | 30.5957 | 0 | 75.1514 | 18% | 0 | 0 | 10% | 0 | 28.0377
8548 | 0 | 0 | 0 | 2.3 | 12.1 | 0 | 0 | 0 | 0 | 83.8632 | 33.5734 | 0 | 81.7949 | 12% | 0 | 0 | 10% | 0 | 30.9801
8549 | 0 | 0 | 0 | 2.4 | 12.4 | 0 | 0 | 0 | 0 | 93.6772 | 37.7159 | 0 | 93.8294 | 5% | 0 | 0 | 10% | 0 | 35.0866
8550 | 0 | 0 | 0 | 2.5 | 12.2 | 0 | 0 | 0 | 0 | 61.0595 | 24.6767 | 0 | 62.0358 | 0% | 0 | 0 | 10% | 0 | 22.1267
8551 | 0 | 0 | 0 | 1.7 | 11.2 | 0 | 0 | 0 | 0 | 0 | 0 | 0 | 0 | 0% | 0 | 0 | 10% | 0 | -2.4374
8552 | 183 | 25 | 11 | 1.8 | 12.4 | 0 | 7.5003 | 0.3933 | 0 | 0 | 0 | 0 | 0 | 0% | 0 | 0 | 10% | 0 | -2.0189
8553 | 695 | 180 | 44 | 1.4 | 16.4 | 96.1781 | 24.0227 | 27.9333 | 0 | 0 | 0 | 92.3938 | 0 | 7% | 0 | 0 | 10% | 0 | 26.3334
8554 | 839 | 331 | 52 | 1.1 | 20.4 | 185.4882 | 0 | 48.1452 | 0 | 0 | 0 | 182.8795 | 0 | 21% | 5.9071 | 0 | 18.03% | 0 | 40.201
8555 | 901 | 467 | 76 | 3.1 | 21.1 | 224.938 | 0 | 64.9939 | 0 | 0 | 0 | 223.1169 | 0 | 37% | 22.674 | 0 | 48.87% | 0 | 39.9008
8556 | 930 | 513 | 57 | 2.2 | 21.7 | 241.5004 | 0 | 67.8597 | 2.7281 | 0 | 0 | 240.0159 | 0 | 55% | 25 | 0 | 82.87% | 0 | 40.2505
8557 | 866 | 500 | 68 | 3.2 | 20.9 | 224.0559 | 0 | 46.8135 | 20.8153 | 0 | 0 | 222.8026 | 0 | 72% | 5.2424 | 0 | 90% | 0 | 39.0742
8558 | 847 | 450 | 64 | 3.5 | 21.1 | 212.8428 | -2.98e-14 | 41.0681 | 20.4931 | 0 | 0 | 211.6735 | 0 | 88% | 0 | 0 | 90% | 0 | 38.6462
8559 | 772 | 339 | 57 | 3.9 | 20.9 | 175.0732 | 0 | 41.061 | 6.2439 | 42.5853 | 0 | 133.8376 | 0 | 98% | 0 | 0 | 90% | 0 | 38.9855
8560 | 666 | 202 | 44 | 3.6 | 20.3 | 73.6012 | 60.5162 | 25.9148 | 3.3933 | 42.5874 | 14.791 | 31.8052 | 0 | 100% | 0.30095 | 0.25581 | 90% | 0 | 41.2161
8561 | 286 | 49 | 19 | 2.3 | 18 | 0 | 38.0804 | 4.3502 | 0 | 42.5853 | 15.2428 | 0 | 41.0939 | 97% | 0 | 23.8554 | 51.83% | 0 | 41.3952
8562 | 0 | 0 | 0 | 2.1 | 15.2 | 0 | 0 | 0 | 0 | 52.2423 | 19.4552 | 0 | 50.5752 | 93% | 0 | 25 | 11.83% | 0 | 41.5353
8563 | 0 | 0 | 0 | 0.5 | 12.9 | 0 | 0 | 0 | 0 | 109.4805 | 44.3149 | 0 | 114.2687 | 85% | 0 | 0 | 11.83% | 0 | 41.3702
8564 | 0 | 0 | 0 | 1 | 11.4 | 0 | 0 | 0 | 0 | 102.2554 | 41.3737 | 0 | 102.9226 | 77% | 0 | 0 | 11.83% | 0 | 39.0791
8565 | 0 | 0 | 0 | 1 | 10.9 | 0 | 0 | 0 | 0 | 93.6626 | 37.7819 | 0 | 92.2703 | 70% | 0 | 0 | 11.83% | 0 | 35.6175
8566 | 0 | 0 | 0 | 0.7 | 9.1 | 0 | 0 | 0 | 0 | 86.0566 | 34.6311 | 0 | 83.1629 | 64% | 0 | 0 | 11.83% | 0 | 32.4469
8567 | 0 | 0 | 0 | 1.2 | 9.5 | 0 | 0 | 0 | 0 | 79.7981 | 31.861 | 0 | 76.6667 | 58% | 0 | 0 | 11.83% | 0 | 29.588
8568 | 0 | 0 | 0 | 1.3 | 10 | 0 | 0 | 0 | 0 | 75.7469 | 30.0097 | 0 | 72.8635 | 53% | 0 | 0 | 11.83% | 0 | 27.6513
8569 | 0 | 0 | 0 | 1.5 | 8.7 | 0 | 0 | 0 | 0 | 73.5669 | 29.0853 | 0 | 70.8612 | 47% | 0 | 0 | 11.83% | 0 | 26.6617
8570 | 0 | 0 | 0 | 0.9 | 8.9 | 0 | 0 | 0 | 0 | 72.9054 | 28.7839 | 0 | 70.3331 | 42% | 0 | 0 | 11.83% | 0 | 26.3082
8571 | 0 | 0 | 0 | 1.2 | 9.4 | 0 | 0 | 0 | 0 | 74.1994 | 29.3423 | 0 | 71.7353 | 37% | 0 | 0 | 11.83% | 0 | 26.8224
8572 | 0 | 0 | 0 | 2.7 | 11.5 | 0 | 0 | 0 | 0 | 79.1211 | 31.4675 | 0 | 76.7766 | 31% | 0 | 0 | 11.83% | 0 | 28.9064
8573 | 0 | 0 | 0 | 1.5 | 9.3 | 0 | 0 | 0 | 0 | 86.0428 | 34.6191 | 0 | 84.3978 | 25% | 0 | 0 | 11.83% | 0 | 32.019
8574 | 0 | 0 | 0 | 1.8 | 9.9 | 0 | 0 | 0 | 0 | 92.6939 | 37.419 | 0 | 92.5615 | 18% | 0 | 0 | 11.83% | 0 | 34.7981
8575 | 0 | 0 | 0 | 1.8 | 10.3 | 0 | 0 | 0 | 0 | 99.6155 | 40.3192 | 0 | 100.7868 | 10% | 0 | 0 | 11.83% | 0 | 37.7111
8576 | 128 | 22 | 12 | 2.5 | 11.7 | 0 | 4.9615 | 0 | 0 | 102.7244 | 41.5607 | 0 | 104.3643 | 3% | 0 | 0 | 11.83% | 0 | 38.9952
8577 | 538 | 148 | 37 | 1.7 | 12.9 | 70.8341 | 18.0346 | 20.0593 | 0 | 53.9297 | 20.3099 | 27.1079 | 9.9086 | 4% | 0 | 0 | 11.83% | 0 | 38.9272
8578 | 747 | 304 | 53 | 1.4 | 16.2 | 162.9511 | 0 | 42.9545 | 0 | 43.7505 | 15.8212 | 119.137 | 0 | 13% | 18.9884 | 0 | 37.66% | 0 | 37.9193
8579 | 763 | 398 | 70 | 1.9 | 18.4 | 188.4417 | 0 | 49.3034 | 5.1252 | 42.5747 | 15.2157 | 146.6714 | 0 | 24% | 25 | 0 | 71.66% | 0 | 37.4137
8580 | 917 | 523 | 72 | 2.3 | 20.1 | 237.83 | 0 | 37.0103 | 34.6616 | 42.595 | 15.1196 | 196.0242 | 0 | 38% | 13.4886 | 0 | 90% | 0 | 36.0763
8581 | 947 | 534 | 63 | 1.9 | 21 | 247.681 | 0 | 22.2452 | 51.3584 | 42.6012 | 15.0629 | 205.943 | 0 | 54% | 0 | 0 | 90% | 0 | 34.6353
8582 | 860 | 454 | 61 | 2.3 | 21.4 | 217.2722 | -2.98e-14 | 21.2704 | 40.9325 | 42.6052 | 15.0368 | 175.6131 | 0 | 66% | 0 | 0 | 90% | 0 | 33.8884
8583 | 785 | 357 | 70 | 2.4 | 21.5 | 179.6974 | -2.98e-14 | 21.6278 | 28.0684 | 42.6062 | 15.0303 | 137.9533 | 0 | 77% | 0 | 0 | 90% | 0 | 34.5723
8584 | 256 | 120 | 55 | 2.2 | 19.8 | 0 | 58.1105 | 11.0679 | 0 | 42.6048 | 15.142 | 0 | 41.0249 | 74% | 0 | 13.5378 | 68.34% | 0 | 37.7467
8585 | 192 | 39 | 20 | 1.6 | 17.5 | 0 | 26.1682 | 2.1257 | 0 | 42.6014 | 15.2759 | 0 | 41.0062 | 71% | 0 | 23.5637 | 30.64% | 0 | 38.049
8586 | 0 | 0 | 0 | 2.1 | 14.7 | 0 | 0 | 0 | 0 | 68.75 | 26.7217 | 0 | 69.0041 | 66% | 0 | 12.8985 | 10% | 0 | 36.6906
8587 | 0 | 0 | 0 | 0.9 | 11.9 | 0 | 0 | 0 | 0 | 92.5965 | 37.2742 | 0 | 93.2923 | 59% | 0 | 0 | 10% | 0 | 34.4204
8588 | 0 | 0 | 0 | 1.2 | 10.8 | 0 | 0 | 0 | 0 | 85.03 | 34.1238 | 0 | 83.6757 | 53% | 0 | 0 | 10% | 0 | 31.3767
8589 | 0 | 0 | 0 | 2.5 | 12.6 | 0 | 0 | 0 | 0 | 81.829 | 32.6394 | 0 | 80.0545 | 47% | 0 | 0 | 10% | 0 | 29.901
8590 | 0 | 0 | 0 | 1.7 | 10.8 | 0 | 0 | 0 | 0 | 80.1889 | 31.9818 | 0 | 78.4059 | 41% | 0 | 0 | 10% | 0 | 29.2345
8591 | 0 | 0 | 0 | 2.9 | 11 | 0 | 0 | 0 | 0 | 77.0678 | 30.5587 | 0 | 75.2547 | 35% | 0 | 0 | 10% | 0 | 27.8055
8592 | 0 | 0 | 0 | 2.2 | 10.8 | 0 | 0 | 0 | 0 | 73.3149 | 28.8859 | 0 | 71.4735 | 30% | 0 | 0 | 10% | 0 | 26.1279
8593 | 0 | 0 | 0 | 2.9 | 11.9 | 0 | 0 | 0 | 0 | 70.0657 | 27.3948 | 0 | 68.2131 | 25% | 0 | 0 | 10% | 0 | 24.6318
8594 | 0 | 0 | 0 | 2.3 | 10.8 | 0 | 0 | 0 | 0 | 68.4033 | 26.7072 | 0 | 66.5323 | 20% | 0 | 0 | 10% | 0 | 23.9376
8595 | 0 | 0 | 0 | 2.8 | 12.4 | 0 | 0 | 0 | 0 | 68.6493 | 26.7422 | 0 | 66.8009 | 15% | 0 | 0 | 10% | 0 | 23.964
8596 | 0 | 0 | 0 | 2.2 | 9.7 | 0 | 0 | 0 | 0 | 69.1656 | 27.0981 | 0 | 67.3444 | 10% | 0 | 0 | 10% | 0 | 24.3113
8597 | 0 | 0 | 0 | 2.3 | 10.4 | 0 | 0 | 0 | 0 | 70.9155 | 27.8454 | 0 | 69.1273 | 5% | 0 | 0 | 10% | 0 | 25.0495
8598 | 0 | 0 | 0 | 1.8 | 10.7 | 0 | 0 | 0 | 0 | 71.6601 | 28.165 | 0 | 69.8882 | 0% | 0 | 0 | 10% | 0 | 25.3622
8599 | 0 | 0 | 0 | 2.1 | 10.7 | 0 | 0 | 0 | 0 | 0 | 0 | 0 | 0 | 0% | 0 | 0 | 10% | 0 | -2.723
8600 | 118 | 19 | 9 | 2.1 | 10.6 | 0 | 4.3309 | 0 | 0 | 0 | 0 | 0 | 0 | 0% | 0 | 0 | 10% | 0 | -2.6926
8601 | 613 | 154 | 33 | 1 | 12.6 | 82.7436 | 20.9232 | 22.9211 | 0 | 0 | 0 | 79.5928 | 0 | 6% | 0 | 0 | 10% | 0 | 21.3884
8602 | 851 | 330 | 48 | 1.5 | 15.8 | 187.8901 | 0 | 48.9537 | 0 | 0 | 0 | 185.0047 | 0 | 20% | 15.9851 | 0 | 31.74% | 0 | 30.9327
8603 | 921 | 453 | 54 | 1.8 | 18.5 | 230.9839 | 0 | 59.3256 | 4.97 | 0 | 0 | 229.1598 | 0 | 36% | 25 | 0 | 65.74% | 0 | 31.8776
8604 | 943 | 536 | 73 | 2 | 20.6 | 245.3705 | 0 | 47.0733 | 26.6691 | 42.5645 | 4.5488 | 203.3231 | 0 | 51% | 17.8384 | 0 | 90% | 0 | 30.7872
8605 | 918 | 561 | 103 | 2.4 | 21.3 | 239.3465 | 0 | 16.1202 | 58.9798 | 42.5774 | 15.0339 | 197.3636 | 0 | 66% | 0 | 0 | 90% | 0 | 28.5422
8606 | 781 | 437 | 78 | 2.4 | 21.7 | 196.0216 | 0 | 15.1265 | 42.9991 | 42.5859 | 15.0093 | 154.1273 | 0 | 77% | 0 | 0 | 90% | 0 | 27.9033
8607 | 633 | 337 | 105 | 2.2 | 21.6 | 141.9916 | 0 | 13.8958 | 29.2985 | 42.5894 | 15.0175 | 100.0593 | 0 | 85% | 0 | 0 | 90% | 0 | 28.7902
8608 | 480 | 203 | 81 | 1.9 | 21 | 85.0727 | 0 | 16.229 | 7.7806 | 42.59 | 15.059 | 43.2627 | 0 | 88% | 0 | 0 | 90% | 0 | 31.8759
8609 | 253 | 61 | 35 | 2.2 | 17.4 | 0 | 35.3203 | 4.5949 | 0 | 42.588 | 15.2766 | 0 | 41.129 | 85% | 0 | 15.4125 | 65.34% | 0 | 33.2053
8610 | 0 | 0 | 0 | 0.6 | 14.2 | 0 | 0 | 0 | 0 | 42.585 | 15.4315 | 0 | 41.0794 | 82% | 0 | 21.8283 | 30.41% | 0 | 34.2854
8611 | 0 | 0 | 0 | 2.2 | 13.6 | 0 | 0 | 0 | 0 | 64.4396 | 24.9434 | 0 | 64.206 | 77% | 0 | 12.7592 | 10% | 0 | 34.7428
8612 | 0 | 0 | 0 | 2 | 12.4 | 0 | 0 | 0 | 0 | 91.6186 | 36.831 | 0 | 92.1775 | 70% | 0 | 0 | 10% | 0 | 33.9555
8613 | 0 | 0 | 0 | 2.5 | 13 | 0 | 0 | 0 | 0 | 84.9191 | 33.9636 | 0 | 83.5577 | 64% | 0 | 0 | 10% | 0 | 31.221
8614 | 0 | 0 | 0 | 1.1 | 11.1 | 0 | 0 | 0 | 0 | 78.5689 | 31.2324 | 0 | 76.742 | 58% | 0 | 0 | 10% | 0 | 28.5027
8615 | 0 | 0 | 0 | 0.8 | 9.1 | 0 | 0 | 0 | 0 | 73.3006 | 28.9508 | 0 | 71.4376 | 53% | 0 | 0 | 10% | 0 | 26.2119
8616 | 0 | 0 | 0 | 0.8 | 9.4 | 0 | 0 | 0 | 0 | 70.1582 | 27.5459 | 0 | 68.2967 | 48% | 0 | 0 | 10% | 0 | 24.7966
8617 | 0 | 0 | 0 | 0.8 | 8.2 | 0 | 0 | 0 | 0 | 68.5332 | 26.8673 | 0 | 66.664 | 43% | 0 | 0 | 10% | 0 | 24.1078
8618 | 0 | 0 | 0 | 1.2 | 8.9 | 0 | 0 | 0 | 0 | 68.0711 | 26.6369 | 0 | 66.2123 | 38% | 0 | 0 | 10% | 0 | 23.867
8619 | 0 | 0 | 0 | 2.1 | 11 | 0 | 0 | 0 | 0 | 69.9701 | 27.3967 | 0 | 68.1732 | 33% | 0 | 0 | 10% | 0 | 24.6151
8620 | 0 | 0 | 0 | 1.7 | 10.6 | 0 | 0 | 0 | 0 | 75.899 | 30.0544 | 0 | 74.1828 | 28% | 0 | 0 | 10% | 0 | 27.2578
8621 | 0 | 0 | 0 | 2.4 | 12.5 | 0 | 0 | 0 | 0 | 84.0662 | 33.6346 | 0 | 82.7032 | 22% | 0 | 0 | 10% | 0 | 30.8219
8622 | 0 | 0 | 0 | 3 | 13.5 | 0 | 0 | 0 | 0 | 91.9442 | 36.9094 | 0 | 92.3196 | 15% | 0 | 0 | 10% | 0 | 34.0862
8623 | 0 | 0 | 0 | 2.3 | 12.5 | 0 | 0 | 0 | 0 | 98.4146 | 39.6971 | 0 | 100.0417 | 8% | 0 | 0 | 10% | 0 | 36.9018
8624 | 132 | 28 | 18 | 2.5 | 12.4 | 0 | 4.5948 | 0.058432 | 0 | 102.8298 | 41.5657 | 0 | 105.1885 | 0% | 0 | 0 | 10% | 0 | 38.8805
8625 | 379 | 149 | 80 | 2 | 15.4 | 0 | 67.3865 | 16.291 | 0 | 0 | 0 | 0 | 0 | 0% | 0 | 0 | 10% | 0 | 13.7615
8626 | 476 | 266 | 103 | 0.7 | 18.6 | 97.6567 | 0 | 31.4872 | 0 | 0 | 0 | 94.1491 | 0 | 7% | 0 | 0 | 10% | 0 | 30.242
8627 | 800 | 430 | 81 | 0.6 | 21.8 | 199.0328 | 0 | 57.765 | 0 | 0 | 0 | 196.1701 | 0 | 21% | 17.3989 | 0 | 33.66% | 0 | 38.2229
8628 | 848 | 509 | 91 | 0.4 | 23.7 | 219.5544 | 0 | 57.3776 | 10.0921 | 42.5571 | 8.3857 | 177.7213 | 0 | 35% | 25 | 0 | 67.66% | 0 | 38.1468
8629 | 754 | 505 | 126 | 0.5 | 24.4 | 194.5427 | 0 | 40.2817 | 24.3969 | 42.5773 | 14.8026 | 152.8659 | 0 | 46% | 16.4246 | 0 | 90% | 0 | 36.4686
8630 | 577 | 423 | 154 | 2.6 | 23.7 | 140.2195 | 0 | 22.6199 | 28.353 | 42.5845 | 14.8601 | 98.7498 | 0 | 53% | 0 | 0 | 90% | 0 | 35.7712
8631 | 544 | 344 | 139 | 2.3 | 23.4 | 119.6742 | 0 | 23.0732 | 17.7001 | 42.587 | 14.8841 | 77.9826 | 0 | 59% | 0 | 0 | 90% | 0 | 36.4339
8632 | 369 | 201 | 109 | 1.5 | 21.9 | 61.9168 | 0 | 19.8645 | 0 | 42.5877 | 14.9962 | 20.4914 | 0 | 60% | 0 | 5.178 | 81.72% | 0 | 39.0389
8633 | 133 | 55 | 39 | 0.8 | 19.1 | 0 | 19.0305 | 2.3515 | 0 | 42.5841 | 15.1779 | 0 | 40.9691 | 57% | 0 | 24.1289 | 43.11% | 0 | 39.6776
8634 | 0 | 0 | 0 | 1 | 16.5 | 0 | 0 | 0 | 0 | 59.4509 | 22.5038 | 0 | 58.8109 | 53% | 0 | 20.693 | 10% | 0 | 40.2775
8635 | 0 | 0 | 0 | 1 | 14.1 | 0 | 0 | 0 | 0 | 106.4665 | 42.98 | 0 | 110.4546 | 45% | 0 | 0 | 10% | 0 | 40.0474
8636 | 0 | 0 | 0 | 1.8 | 13.3 | 0 | 0 | 0 | 0 | 100.6258 | 40.5756 | 0 | 102.5506 | 37% | 0 | 0 | 10% | 0 | 37.8346
8637 | 0 | 0 | 0 | 2.6 | 12.5 | 0 | 0 | 0 | 0 | 92.4823 | 37.1939 | 0 | 92.3401 | 31% | 0 | 0 | 10% | 0 | 34.5615
8638 | 0 | 0 | 0 | 3.4 | 12.4 | 0 | 0 | 0 | 0 | 86.0157 | 34.4596 | 0 | 84.3282 | 24% | 0 | 0 | 10% | 0 | 31.8675
8639 | 0 | 0 | 0 | 4.4 | 12.2 | 0 | 0 | 0 | 0 | 80.2737 | 31.9554 | 0 | 78.0125 | 19% | 0 | 0 | 10% | 0 | 29.3612
8640 | 0 | 0 | 0 | 4.2 | 11.9 | 0 | 0 | 0 | 0 | 77.058 | 30.5147 | 0 | 74.821 | 13% | 0 | 0 | 10% | 0 | 27.9022
8641 | 0 | 0 | 0 | 3.3 | 11.7 | 0 | 0 | 0 | 0 | 75.4008 | 29.781 | 0 | 73.1988 | 8% | 0 | 0 | 10% | 0 | 27.1506
8642 | 0 | 0 | 0 | 3.2 | 11.2 | 0 | 0 | 0 | 0 | 75.2121 | 29.7235 | 0 | 73.0507 | 2% | 0 | 0 | 10% | 0 | 27.0752
8643 | 0 | 0 | 0 | 2.1 | 10.6 | 0 | 0 | 0 | 0 | 28.7951 | 11.4304 | 0 | 28.0083 | 0% | 0 | 0 | 10% | 0 | 8.8179
8644 | 0 | 0 | 0 | 1.9 | 10.7 | 0 | 0 | 0 | 0 | 0 | 0 | 0 | 0 | 0% | 0 | 0 | 10% | 0 | -2.5622
8645 | 0 | 0 | 0 | 2.4 | 10.3 | 0 | 0 | 0 | 0 | 0 | 0 | 0 | 0 | 0% | 0 | 0 | 10% | 0 | -2.5348
8646 | 0 | 0 | 0 | 2.2 | 10.2 | 0 | 0 | 0 | 0 | 0 | 0 | 0 | 0 | 0% | 0 | 0 | 10% | 0 | -2.5079
8647 | 0 | 0 | 0 | 3.2 | 10.4 | 0 | 0 | 0 | 0 | 0 | 0 | 0 | 0 | 0% | 0 | 0 | 10% | 0 | -2.4815
8648 | 24 | 12 | 10 | 2.4 | 9.8 | 0 | 0.79395 | 0 | 0 | 0 | 0 | 0 | 0 | 0% | 0 | 0 | 10% | 0 | -2.4557
8649 | 231 | 100 | 53 | 2.6 | 11 | 0 | 47.674 | 8.7705 | 0 | 0 | 0 | 0 | 0 | 0% | 0 | 0 | 10% | 0 | 6.3403
8650 | 629 | 286 | 76 | 3.2 | 13.7 | 108.2798 | 27.3511 | 38.4846 | 0 | 0 | 0 | 103.3072 | 0 | 8% | 0 | 0 | 10% | 0 | 36.7777
8651 | 759 | 415 | 86 | 3.6 | 15.2 | 186.1986 | 0 | 56.4103 | 0 | 0 | 0 | 183.3376 | 0 | 22% | 13.5525 | 0 | 28.43% | 0 | 40.8126
8652 | 810 | 493 | 93 | 4 | 16 | 206.842 | 0 | 66.2582 | 0 | 42.4718 | 0 | 164.7901 | 0 | 34% | 23.4681 | 0 | 60.35% | 0 | 40.0018
8653 | 832 | 509 | 91 | 4.1 | 17.4 | 214.0597 | 0 | 63.1283 | 5.236 | 0 | 0 | 212.5187 | 0 | 50% | 21.8029 | 0 | 90% | 0 | 38.9765
8654 | 795 | 454 | 88 | 4.2 | 18.3 | 198.6115 | 0 | 40.604 | 20.5125 | 0 | 0 | 197.3258 | 0 | 64% | 0 | 0 | 90% | 0 | 38.3665
8655 | 715 | 353 | 86 | 4.6 | 18.7 | 161.1871 | 0 | 30.6892 | 17.0925 | 42.5644 | 10.2845 | 119.6265 | 0 | 73% | 0 | 0 | 90% | 0 | 38.8824
8656 | 474 | 196 | 76 | 4.6 | 17.7 | 82.3646 | 0 | 23.7782 | 0 | 42.5688 | 15.2533 | 41.1896 | 0 | 76% | 0 | 3.6645 | 84.14% | 0 | 41.498
8657 | 74 | 41 | 31 | 3.5 | 15.4 | 0 | 10.8581 | 0.49683 | 0 | 49.7429 | 18.3795 | 0 | 47.8502 | 73% | 0 | 25 | 44.14% | 0 | 42.0191
8658 | 0 | 0 | 0 | 3 | 13.1 | 0 | 0 | 0 | 0 | 61.7706 | 23.6707 | 0 | 60.858 | 68% | 0 | 21.3355 | 10% | 0 | 42.1906
8659 | 0 | 0 | 0 | 2.5 | 12.6 | 0 | 0 | 0 | 0 | 109.9642 | 44.5357 | 0 | 114.2583 | 60% | 0 | 0 | 10% | 0 | 41.712
8660 | 0 | 0 | 0 | 3 | 12.5 | 0 | 0 | 0 | 0 | 103.6462 | 41.8999 | 0 | 105.5817 | 52% | 0 | 0 | 10% | 0 | 39.3387
8661 | 0 | 0 | 0 | 3.2 | 12.6 | 0 | 0 | 0 | 0 | 95.7255 | 38.5593 | 0 | 95.5987 | 45% | 0 | 0 | 10% | 0 | 36.1267
8662 | 0 | 0 | 0 | 2.4 | 11.6 | 0 | 0 | 0 | 0 | 89.2095 | 35.8529 | 0 | 87.5448 | 38% | 0 | 0 | 10% | 0 | 33.4615
8663 | 0 | 0 | 0 | 2.2 | 10.3 | 0 | 0 | 0 | 0 | 82.4391 | 33.0376 | 0 | 79.6371 | 32% | 0 | 0 | 10% | 0 | 30.6379
8664 | 0 | 0 | 0 | 1.3 | 9.1 | 0 | 0 | 0 | 0 | 78.8757 | 31.462 | 0 | 76.1824 | 27% | 0 | 0 | 10% | 0 | 29.0198
8665 | 0 | 0 | 0 | 2.3 | 9.6 | 0 | 0 | 0 | 0 | 76.7758 | 30.4931 | 0 | 74.1771 | 21% | 0 | 0 | 10% | 0 | 28.0142
8666 | 0 | 0 | 0 | 2.2 | 9.6 | 0 | 0 | 0 | 0 | 75.6686 | 29.9962 | 0 | 73.1513 | 16% | 0 | 0 | 10% | 0 | 27.4851
8667 | 0 | 0 | 0 | 3.1 | 10.1 | 0 | 0 | 0 | 0 | 76.2266 | 30.2282 | 0 | 73.7844 | 10% | 0 | 0 | 10% | 0 | 27.6871
8668 | 0 | 0 | 0 | 2.1 | 8.7 | 0 | 0 | 0 | 0 | 78.9509 | 31.518 | 0 | 76.5919 | 5% | 0 | 0 | 10% | 0 | 28.9469
8669 | 0 | 0 | 0 | 1.7 | 8.8 | 0 | 0 | 0 | 0 | 61.9719 | 24.9115 | 0 | 60.3636 | 0% | 0 | 0 | 10% | 0 | 22.3341
8670 | 0 | 0 | 0 | 1.8 | 7.4 | 0 | 0 | 0 | 0 | 0 | 0 | 0 | 0 | 0% | 0 | 0 | 10% | 0 | -2.5034
8671 | 0 | 0 | 0 | 2.1 | 8.1 | 0 | 0 | 0 | 0 | 0 | 0 | 0 | 0 | 0% | 0 | 0 | 10% | 0 | -2.477
8672 | 138 | 20 | 10 | 2.2 | 8.3 | 0 | 4.3498 | 0 | 0 | 0 | 0 | 0 | 0 | 0% | 0 | 0 | 10% | 0 | -2.4512
8673 | 626 | 157 | 36 | 2.2 | 10.8 | 83.57 | 21.4252 | 23.8025 | 0 | 0 | 0 | 80.1755 | 0 | 6% | 0 | 0 | 10% | 0 | 22.2982
8674 | 801 | 315 | 50 | 1.9 | 13.5 | 175.2012 | 0 | 46.1087 | 0 | 0 | 0 | 172.3362 | 0 | 19% | 6.074 | 0 | 18.26% | 0 | 38.0933
8675 | 888 | 440 | 56 | 3.1 | 15.3 | 221.1965 | 0 | 62.5561 | 0 | 0 | 0 | 219.2229 | 0 | 35% | 22.5271 | 0 | 48.9% | 0 | 37.6508
8676 | 923 | 512 | 58 | 3.1 | 16.3 | 239.1458 | 0 | 63.8608 | 7.4475 | 42.5484 | 2.3526 | 197.3538 | 0 | 50% | 25 | 0 | 82.9% | 0 | 38.1837
8677 | 935 | 526 | 57 | 1.4 | 17.4 | 244.8713 | 0 | 29.18 | 43.7015 | 42.5696 | 15.27 | 203.1247 | 0 | 65% | 5.2225 | 0 | 90% | 0 | 36.5447
8678 | 914 | 475 | 55 | 1 | 18.9 | 233.2286 | 0 | 23.0485 | 43.391 | 42.5788 | 15.188 | 191.4559 | 0 | 79% | 0 | 0 | 90% | 0 | 35.6445
8679 | 857 | 369 | 50 | 0.9 | 19.8 | 199.8741 | 0 | 22.5396 | 30.2938 | 42.5851 | 15.135 | 158.0141 | 0 | 91% | 0 | 0 | 90% | 0 | 35.9097
8680 | 709 | 216 | 42 | 4.1 | 17.4 | 133.8218 | 0 | 22.3529 | 9.7163 | 42.5881 | 15.2766 | 91.8885 | 0 | 98% | 0 | 0 | 90% | 0 | 38.8661
8681 | 313 | 56 | 20 | 5 | 13.2 | 0 | 47.1181 | 5.4824 | 0 | 42.5876 | 15.4739 | 0 | 41.1101 | 95% | 0 | 21.0965 | 56.25% | 0 | 39.9937
8682 | 0 | 0 | 0 | 4.1 | 10.2 | 0 | 0 | 0 | 0 | 50.0158 | 18.7105 | 0 | 48.3935 | 91% | 0 | 25 | 16.25% | 0 | 40.7694
8683 | 0 | 0 | 0 | 4.1 | 9.2 | 0 | 0 | 0 | 0 | 98.3219 | 39.7058 | 0 | 101.7729 | 84% | 0 | 3.9035 | 10% | 0 | 40.6575
8684 | 0 | 0 | 0 | 3.4 | 8.7 | 0 | 0 | 0 | 0 | 101.9681 | 41.3779 | 0 | 103.2588 | 76% | 0 | 0 | 10% | 0 | 38.9051
8685 | 0 | 0 | 0 | 3.1 | 9 | 0 | 0 | 0 | 0 | 94.6312 | 38.2771 | 0 | 93.8794 | 69% | 0 | 0 | 10% | 0 | 35.983
8686 | 0 | 0 | 0 | 2.9 | 8.9 | 0 | 0 | 0 | 0 | 87.5515 | 35.2712 | 0 | 85.2038 | 62% | 0 | 0 | 10% | 0 | 33.0002
8687 | 0 | 0 | 0 | 3.5 | 8.8 | 0 | 0 | 0 | 0 | 81.4131 | 32.6252 | 0 | 78.4343 | 57% | 0 | 0 | 10% | 0 | 30.2982
8688 | 0 | 0 | 0 | 2.1 | 7.1 | 0 | 0 | 0 | 0 | 77.5477 | 30.9254 | 0 | 74.7759 | 51% | 0 | 0 | 10% | 0 | 28.5238
8689 | 0 | 0 | 0 | 2 | 6.7 | 0 | 0 | 0 | 0 | 74.9844 | 29.7838 | 0 | 72.3658 | 46% | 0 | 0 | 10% | 0 | 27.3251
8690 | 0 | 0 | 0 | 1.7 | 5.9 | 0 | 0 | 0 | 0 | 74.0117 | 29.3707 | 0 | 71.5119 | 40% | 0 | 0 | 10% | 0 | 26.8656
8691 | 0 | 0 | 0 | 1.8 | 6.2 | 0 | 0 | 0 | 0 | 74.4861 | 29.5757 | 0 | 72.0839 | 35% | 0 | 0 | 10% | 0 | 27.0315
8692 | 0 | 0 | 0 | 1.9 | 5.6 | 0 | 0 | 0 | 0 | 76.0016 | 30.2716 | 0 | 73.6869 | 29% | 0 | 0 | 10% | 0 | 27.6934
8693 | 0 | 0 | 0 | 2 | 5.4 | 0 | 0 | 0 | 0 | 78.7089 | 31.5003 | 0 | 76.4843 | 24% | 0 | 0 | 10% | 0 | 28.8916
8694 | 0 | 0 | 0 | 2.2 | 5.2 | 0 | 0 | 0 | 0 | 81.396 | 32.7305 | 0 | 79.2606 | 18% | 0 | 0 | 10% | 0 | 30.0955
8695 | 0 | 0 | 0 | 2.6 | 5.2 | 0 | 0 | 0 | 0 | 87.0751 | 35.1854 | 0 | 85.8189 | 11% | 0 | 0 | 10% | 0 | 32.5221
8696 | 32 | 14 | 11 | 1.9 | 4.9 | 0 | 0.96408 | 0 | 0 | 93.4505 | 37.9087 | 0 | 93.6822 | 4% | 0 | 0 | 10% | 0 | 35.234
8697 | 537 | 152 | 46 | 2.1 | 7.5 | 69.4896 | 18.1278 | 21.0252 | 0 | 45.0651 | 16.7161 | 32.8816 | 8.538 | 6% | 0 | 0 | 10% | 0 | 36.2924
8698 | 762 | 317 | 64 | 2 | 10.7 | 165.7178 | 0 | 45.6515 | 0 | 43.3008 | 15.8665 | 121.9883 | 0 | 15% | 23.4642 | 0 | 41.91% | 0 | 36.1681
8699 | 821 | 466 | 109 | 3.1 | 12.6 | 203.2921 | 2.98e-14 | 48.185 | 16.1811 | 42.5597 | 15.4871 | 161.1658 | 0 | 27% | 25 | 0 | 75.91% | 0 | 36.4421
8700 | 755 | 479 | 104 | 3.4 | 13 | 192.3458 | 0 | 33.2708 | 30.9987 | 42.5863 | 15.4816 | 150.5071 | 0 | 38% | 10.3594 | 0 | 90% | 0 | 36.2397
8701 | 873 | 521 | 82 | 3.1 | 13.3 | 226.6178 | 0 | 21.6733 | 50.032 | 42.592 | 15.4714 | 184.5089 | 0 | 52% | 0 | 0 | 90% | 0 | 34.6749
8702 | 890 | 475 | 64 | 2.7 | 14.1 | 225.9379 | 0 | 20.8295 | 45.9219 | 42.5978 | 15.4406 | 183.9342 | 0 | 66% | 0 | 0 | 90% | 0 | 33.7857
8703 | 816 | 366 | 61 | 4.2 | 14.4 | 187.8081 | 2.98e-14 | 20.7708 | 31.6154 | 42.6007 | 15.4283 | 145.8737 | 0 | 76% | 0 | 0 | 90% | 0 | 34.2253
8704 | 684 | 217 | 48 | 4.2 | 13.8 | 128.7796 | 0 | 21.5639 | 10.3959 | 42.6013 | 15.4545 | 86.866 | 0 | 83% | 0 | 0 | 90% | 0 | 37.3592
8705 | 305 | 57 | 22 | 3 | 12.3 | 0 | 47.1232 | 5.4498 | 0 | 42.5993 | 15.513 | 0 | 41.1437 | 80% | 0 | 19.8311 | 58.27% | 0 | 38.7236
8706 | 0 | 0 | 0 | 2.2 | 10 | 0 | 0 | 0 | 0 | 48.3123 | 17.9897 | 0 | 46.7754 | 76% | 0 | 25 | 18.27% | 0 | 40.0011
8707 | 0 | 0 | 0 | 2.1 | 9.3 | 0 | 0 | 0 | 0 | 94.5755 | 38.0879 | 0 | 97.7571 | 69% | 0 | 5.1689 | 10% | 0 | 40.2487
8708 | 0 | 0 | 0 | 1.6 | 7.1 | 0 | 0 | 0 | 0 | 102.2449 | 41.5517 | 0 | 104.5953 | 61% | 0 | 0 | 10% | 0 | 38.8068
8709 | 0 | 0 | 0 | 1.7 | 6.9 | 0 | 0 | 0 | 0 | 94.4835 | 38.2878 | 0 | 94.6164 | 54% | 0 | 0 | 10% | 0 | 35.7242
8710 | 0 | 0 | 0 | 2.9 | 7 | 0 | 0 | 0 | 0 | 86.5958 | 34.9308 | 0 | 84.7583 | 48% | 0 | 0 | 10% | 0 | 32.432
8711 | 0 | 0 | 0 | 2.9 | 6.9 | 0 | 0 | 0 | 0 | 80.3643 | 32.2083 | 0 | 77.903 | 42% | 0 | 0 | 10% | 0 | 29.6952
8712 | 0 | 0 | 0 | 1.4 | 5.7 | 0 | 0 | 0 | 0 | 77.1267 | 30.7727 | 0 | 74.7427 | 37% | 0 | 0 | 10% | 0 | 28.2245
8713 | 0 | 0 | 0 | 1.8 | 7.2 | 0 | 0 | 0 | 0 | 75.3951 | 29.9534 | 0 | 73.0815 | 31% | 0 | 0 | 10% | 0 | 27.3751
8714 | 0 | 0 | 0 | 1.6 | 8.4 | 0 | 0 | 0 | 0 | 75.4584 | 29.9432 | 0 | 73.2122 | 26% | 0 | 0 | 10% | 0 | 27.3377
8715 | 0 | 0 | 0 | 2.3 | 8.7 | 0 | 0 | 0 | 0 | 77.291 | 30.7587 | 0 | 75.1166 | 20% | 0 | 0 | 10% | 0 | 28.1275
8716 | 0 | 0 | 0 | 2.2 | 8.3 | 0 | 0 | 0 | 0 | 83.0642 | 33.4001 | 0 | 81.0371 | 14% | 0 | 0 | 10% | 0 | 30.7407
8717 | 0 | 0 | 0 | 1 | 7.5 | 0 | 0 | 0 | 0 | 92.6827 | 37.5057 | 0 | 92.7718 | 7% | 0 | 0 | 10% | 0 | 34.8133
8718 | 0 | 0 | 0 | 0.4 | 7.1 | 0 | 0 | 0 | 0 | 101.114 | 41.0787 | 0 | 102.8466 | 0% | 0 | 0 | 10% | 0 | 38.3977
8719 | 0 | 0 | 0 | 0.9 | 6.9 | 0 | 0 | 0 | 0 | 0 | 0 | 0 | 0 | 0% | 0 | 0 | 10% | 0 | -2.4875
8720 | 0 | 6 | 6 | 1 | 7.4 | 0 | 0 | 0 | 0 | 0 | 0 | 0 | 0 | 0% | 0 | 0 | 10% | 0 | -2.4615
8721 | 0 | 47 | 47 | 1 | 8.8 | 0 | 0 | 0 | 0 | 0 | 0 | 0 | 0 | 0% | 0 | 0 | 10% | 0 | -2.436
8722 | 7 | 159 | 154 | 1 | 10.1 | 0 | 1.798 | 5.5739 | 0 | 0 | 0 | 0 | 0 | 0% | 0 | 0 | 10% | 0 | 3.1629
8723 | 21 | 254 | 241 | 1.4 | 11.6 | 0 | 6.0522 | 13.8382 | 0 | 0 | 0 | 0 | 0 | 0% | 0 | 0 | 10% | 0 | 11.4518
8724 | 7 | 273 | 266 | 0.8 | 12.4 | 0 | 2.0866 | 14.6747 | 0 | 0 | 0 | 0 | 0 | 0% | 0 | 0 | 10% | 0 | 12.3123
8725 | 116 | 336 | 273 | 1.6 | 12.7 | 0 | 34.7787 | 27.5569 | 0 | 0 | 0 | 0 | 0 | 0% | 0 | 0 | 10% | 0 | 25.2181
8726 | 749 | 545 | 197 | 1.8 | 13.6 | 152.9041 | 37.9809 | 66.6097 | 3.1574 | 0 | 0 | 145.5176 | 0 | 11% | 25 | 0 | 44% | 0 | 39.5387
8727 | 611 | 393 | 159 | 1.5 | 14.1 | 137.7624 | 0 | 48.3535 | 0 | 42.3764 | 0.058494 | 96.2145 | 0 | 18% | 22.2357 | 0 | 74.24% | 0 | 24.0104
8728 | 546 | 222 | 82 | 1.4 | 13.9 | 100.9823 | 0 | 27.5457 | 0 | 44.7893 | 16.3606 | 57.5357 | 0 | 22% | 0 | 0 | 74.24% | 0 | 42.5576
8729 | 226 | 52 | 27 | 0.4 | 13 | 0 | 35.8489 | 3.4844 | 0 | 44.7337 | 16.3788 | 0 | 42.3931 | 19% | 0 | 24.9463 | 34.33% | 0 | 43.2731
8730 | 0 | 0 | 0 | 1.3 | 10.5 | 0 | 0 | 0 | 0 | 78.4441 | 30.999 | 0 | 78.4807 | 13% | 0 | 15.2041 | 10% | 0 | 43.6513
8731 | 0 | 0 | 0 | 1.1 | 9.7 | 0 | 0 | 0 | 0 | 112.8721 | 45.9107 | 0 | 116.5131 | 4% | 0 | 0 | 10% | 0 | 43.3358
8732 | 0 | 0 | 0 | 1.5 | 7.8 | 0 | 0 | 0 | 0 | 58.0766 | 23.6264 | 0 | 59.1675 | 0% | 0 | 0 | 10% | 0 | 21.2356
8733 | 0 | 0 | 0 | 1.4 | 6.7 | 0 | 0 | 0 | 0 | 0 | 0 | 0 | 0 | 0% | 0 | 0 | 10% | 0 | -2.283
8734 | 0 | 0 | 0 | 2.2 | 6.6 | 0 | 0 | 0 | 0 | 0 | 0 | 0 | 0 | 0% | 0 | 0 | 10% | 0 | -2.2609
8735 | 0 | 0 | 0 | 2.9 | 7.1 | 0 | 0 | 0 | 0 | 0 | 0 | 0 | 0 | 0% | 0 | 0 | 10% | 0 | -2.2392
8736 | 0 | 0 | 0 | 2.7 | 7.1 | 0 | 0 | 0 | 0 | 0 | 0 | 0 | 0 | 0% | 0 | 0 | 10% | 0 | -2.218
8737 | 0 | 0 | 0 | 1.7 | 5.3 | 0 | 0 | 0 | 0 | 0 | 0 | 0 | 0 | 0% | 0 | 0 | 10% | 0 | -2.1973
8738 | 0 | 0 | 0 | 2.4 | 6.3 | 0 | 0 | 0 | 0 | 0 | 0 | 0 | 0 | 0% | 0 | 0 | 10% | 0 | -2.1768
8739 | 0 | 0 | 0 | 1.9 | 5.3 | 0 | 0 | 0 | 0 | 0 | 0 | 0 | 0 | 0% | 0 | 0 | 10% | 0 | -2.1568
8740 | 0 | 0 | 0 | 1.2 | 4.5 | 0 | 0 | 0 | 0 | 0 | 0 | 0 | 0 | 0% | 0 | 0 | 10% | 0 | -2.1372
8741 | 0 | 0 | 0 | 1.8 | 4.7 | 0 | 0 | 0 | 0 | 0 | 0 | 0 | 0 | 0% | 0 | 0 | 10% | 0 | -2.1179
8742 | 0 | 0 | 0 | 2.2 | 4.9 | 0 | 0 | 0 | 0 | 0 | 0 | 0 | 0 | 0% | 0 | 0 | 10% | 0 | -2.0989
8743 | 0 | 0 | 0 | 2.1 | 5.8 | 0 | 0 | 0 | 0 | 0 | 0 | 0 | 0 | 0% | 0 | 0 | 10% | 0 | -2.0803
8744 | 1 | 9 | 9 | 1.4 | 4.5 | 0 | 0.027854 | 0 | 0 | 0 | 0 | 0 | 0 | 0% | 0 | 0 | 10% | 0 | -2.0622
8745 | 13 | 90 | 86 | 0.8 | 6.5 | 0 | 2.6696 | 1.4954 | 0 | 0 | 0 | 0 | 0 | 0% | 0 | 0 | 10% | 0 | -0.54878
8746 | 14 | 163 | 158 | 1.1 | 8.2 | 0 | 3.5953 | 6.3438 | 0 | 0 | 0 | 0 | 0 | 0% | 0 | 0 | 10% | 0 | 4.3173
8747 | 12 | 238 | 230 | 0.7 | 10.5 | 0 | 3.4588 | 12.0978 | 0 | 0 | 0 | 0 | 0 | 0% | 0 | 0 | 10% | 0 | 10.0887
8748 | 23 | 282 | 267 | 1.2 | 12.2 | 0 | 6.8584 | 15.9746 | 0 | 0 | 0 | 0 | 0 | 0% | 0 | 0 | 10% | 0 | 13.9825
8749 | 589 | 483 | 183 | 1.4 | 12.9 | 120.368 | 30.0994 | 59.6699 | 0 | 0 | 0 | 112.6065 | 0 | 9% | 20.7928 | 0 | 38.28% | 0 | 37.1307
8750 | 366 | 334 | 159 | 1.7 | 13.2 | 82.8791 | 0 | 36.7157 | 0 | 0 | 0 | 81.1585 | 0 | 15% | 0 | 0 | 38.28% | 0 | 35.5566
8751 | 132 | 165 | 117 | 1.3 | 12.9 | 0 | 35.8571 | 11.7501 | 0 | 42.2322 | 0 | 0 | 39.2757 | 12% | 0 | 17.6738 | 10% | 0 | 27.8394
8752 | 471 | 207 | 83 | 1.6 | 13.5 | 69.1105 | 17.5651 | 24.8471 | 0 | 44.7704 | 9.3217 | 32.7276 | 7.2869 | 14% | 0 | 0 | 10% | 0 | 32.5736
8753 | 248 | 56 | 27 | 2 | 11.8 | 0 | 40.3987 | 4.1346 | 0 | 97.212 | 39.2393 | 0 | 96.518 | 7% | 0 | 0 | 10% | 0 | 42.1066
8754 | 0 | 0 | 0 | 1.3 | 9.7 | 0 | 0 | 0 | 0 | 87.0104 | 35.3372 | 0 | 87.8505 | 0% | 0 | 0 | 10% | 0 | 33.1481
8755 | 0 | 0 | 0 | 0.8 | 7.9 | 0 | 0 | 0 | 0 | 0 | 0 | 0 | 0 | 0% | 0 | 0 | 10% | 0 | -2.0423
8756 | 0 | 0 | 0 | 1.2 | 6.3 | 0 | 0 | 0 | 0 | 0 | 0 | 0 | 0 | 0% | 0 | 0 | 10% | 0 | -2.0249
8757 | 0 | 0 | 0 | 0.4 | 5.4 | 0 | 0 | 0 | 0 | 0 | 0 | 0 | 0 | 0% | 0 | 0 | 10% | 0 | -2.0078
8758 | 0 | 0 | 0 | 0.8 | 5.1 | 0 | 0 | 0 | 0 | 0 | 0 | 0 | 0 | 0% | 0 | 0 | 10% | 0 | -1.991
8759 | 0 | 0 | 0 | 0.6 | 4.7 | 0 | 0 | 0 | 0 | 0 | 0 | 0 | 0 | 0% | 0 | 0 | 10% | 0 | -1.9745

## 2.4 - Output Operation - HOPP
Hours | DNI | GHI | DHI | Wspd | T_amb | Q_out_SF | Q_diss_SF | PV_AC_out | PV_AC_diss | Q_in_PB | P_net_PB | TES_ch | TES_disch | TES_SOC | BESS_ch | BESS_disch | BESS_SOC | P_injected_to_grid | Legend
h | W/m2 | W/m2 | W/m2 | m/s | C | MW | MW | MW | MW | MW | MW | MW | MW | % | MW | MW | % | MW | Symbol | Description | Unit
0 | 0 | 0 | 0 | 1 | 6 | 0 | 0 | 0 |  | 0 | -0.28887 | 0 | 0 | 50.0675 | 0 | 23.05 | 14.6327 | 22.7611 | DNI | Direct Normal Irradiance | W/m2
1 | 0 | 0 | 0 | 0.5 | 5.4 | 0 | 0 | 0 |  | 0 | -0.28887 | 0 | 0 | 50.0439 | 0 | 0 | 14.6327 | -0.28887 | GHI | Global Horizontal Irradiance | W/m2
2 | 0 | 0 | 0 | 0.9 | 5.2 | 0 | 0 | 0 |  | 0 | -0.28887 | 0 | 0 | 50.0203 | 0 | 0 | 14.6327 | -0.28887 | DHI | Diffuse Horizontal Irradiance | W/m2
3 | 0 | 0 | 0 | 0.7 | 5.1 | 0 | 0 | 0 |  | 130.6593 | 26.4844 | 0 | 130.6625 | 39.7378 | 0 | 0 | 14.6327 | 26.4844 | Wspd | Wind Speed | m/s
4 | 0 | 0 | 0 | 1.2 | 5.3 | 0 | 0 | 0 |  | 77.1018 | 27.8377 | 0 | 77.1039 | 33.8108 | 0 | 0 | 14.6327 | 26.9 | T_amb | Ambient Temperature | C
5 | 0 | 0 | 0 | 1.8 | 5.6 | 0 | 0 | 0 |  | 78.8042 | 28.5699 | 0 | 78.8069 | 27.7495 | 0 | 0 | 14.6327 | 27.6 | defocus | Boolean - 1 if defocus SF | -
6 | 0 | 0 | 0 | 1.5 | 5.4 | 0 | 0 | 0 |  | 78.561 | 28.44 | 0 | 78.5644 | 21.7083 | 0 | 0 | 14.6327 | 27.5 | eta_opt_SF | Solar Field Efficiency | %
7 | 0 | 0 | 0 | 0.8 | 5 | 0 | 0 | 0 |  | 80.7498 | 29.38 | 0 | 80.7541 | 15.495 | 0 | 0 | 14.6327 | 28.4 | Q_in_SF | Power Input Solar Field | MW
8 | 154 | 18 | 8 | 0.7 | 4.6 | 0 | 0 | 0.63909 |  | 84.7864 | 31.1387 | 0 | 84.7921 | 8.9633 | 0 | 0 | 14.6327 | 30.7 | Q_out_SF | Power Output Solar Field | MW
9 | 699 | 158 | 31 | 0.3 | 9.5 | 38.0048 | 1.54e-06 | 29.1911 |  | 30.2461 | 6.6147 | 26.7189 | 18.9484 | 9.6524 | 0 | 0 | 14.6327 | 32.5 | eta_rec | Receiver Efficiency | %
10 | 873 | 324 | 42 | 0.2 | 14.6 | 204.3615 | 0 | 51.402 |  | 30.2461 | 7.089 | 174.1952 | 0 | 23.2565 | 0 | 0 | 14.6327 | 33.2 | eta_th_rec | Thermal Receiver Efficiency | %
11 | 945 | 454 | 47 | 0.8 | 16.7 | 254.3193 | 0 | 63.8165 |  | 58.3052 | 18.2656 | 196.1223 | 0 | 38.5525 | 0 | 0 | 14.6327 | 33.9 | SF_on | Boolean - 1 if SF is on | -
12 | 974 | 529 | 49 | 2.5 | 17.5 | 273.3232 | 0 | 72.4691 |  | 58.3054 | 17.838 | 215.1451 | 0 | 55.2961 | 0 | 0 | 14.6327 | 33.8 | Wspd_Ht | Wind Speed at the tower height | m/s
13 | 979 | 543 | 49 | 3.2 | 18.5 | 275.5475 | 0 | 74.0433 |  | 58.3052 | 17.6134 | 217.3817 | 0 | 72.1732 | 0 | 0 | 14.6327 | 32 | Q_rec | Receiver Output Power | MW
14 | 959 | 494 | 48 | 3.1 | 19.2 | 262.1155 | 0 | 69.3227 |  | 58.3054 | 17.8859 | 203.9535 | 0 | 87.9597 | 4.7202 | 0 | 22.2444 | 31.3 | T_REC_hot | Hot temperature Receiver | C
15 | 907 | 387 | 44 | 4 | 18.9 | 213.6842 | 0 | 59.5733 |  | 58.2651 | 18.3343 | 155.5463 | 0 | 99.9484 | 24.9682 | 0 | 59.2324 | 31.9 | T_REC_cold | Cold temperature Receiver | C
16 | 788 | 235 | 36 | 3.8 | 18.3 | 57.9171 | 36.6428 | 42.4281 |  | 58.297 | 18.9421 | 0 | 0.34689 | 99.9316 | 21.446 | 0 | 90 | 35.6 | m_flow_rec | Mass flow rate Receiver | kg/s
17 | 440 | 68 | 18 | 3 | 16.1 | 0 | 0 | 8.85 |  | 58.3052 | 19.5249 | 0 | 58.307 | 95.4835 | 0 | 9.9068 | 75.4704 | 37.7 | waste_extra_PV | Power extra PV - wasted | MW
18 | 1 | 0 | 0 | 1.3 | 12.1 | 0 | 0 | 0 |  | 83.2091 | 30.4261 | 0 | 83.2119 | 89.0712 | 0 | 9.9857 | 60.9622 | 39.2 | W_heater | Power to EH | MW
19 | 0 | 0 | 0 | 0.2 | 9.7 | 0 | 0 | 0 |  | 90.2554 | 33.6386 | 0 | 90.2587 | 82.0947 | 0 | 7.4 | 50.0819 | 39.7 | Q_out_heater | Electric Heater Output Power | MW
20 | 0 | 0 | 0 | 0.7 | 7.7 | 0 | 0 | 0 |  | 90.2554 | 33.6396 | 0 | 90.2591 | 75.1183 | 0 | 6.1927 | 40.8601 | 38.5 | eta_heater | Efficiency of the Electric Heater | %
21 | 0 | 0 | 0 | 1.1 | 7.6 | 0 | 0 | 0 |  | 90.2554 | 33.6307 | 0 | 90.2594 | 68.142 | 0 | 3.3952 | 35.7832 | 35.7 | Q_loss_heater | Losses Heater | MW
22 | 0 | 0 | 0 | 1.4 | 7.3 | 0 | 0 | 0 |  | 90.2554 | 33.622 | 0 | 90.2598 | 61.166 | 1.9931e-09 | 0 | 35.7832 | 32.3 | EH_on | Boolean - 1 if EH is on | -
23 | 0 | 0 | 0 | 1.7 | 7.3 | 0 | 0 | 0 |  | 83.9311 | 30.7746 | 0 | 83.9356 | 54.695 | 1.9907e-09 | 0 | 35.7832 | 29.7 | m_flow_heater | Mass flow rate EH | kg/s
24 | 0 | 0 | 0 | 2.1 | 7.4 | 0 | 0 | 0 |  | 29.5482 | 7.4324 | 0 | 29.55 | 52.4777 | 0 | 0 | 35.7832 | 7.4324 | T_EH_hot | Hot temperature EH | C
25 | 0 | 0 | 0 | 1.2 | 6.6 | 0 | 0 | 0 |  | 25.4902 | 5.8145 | 0 | 25.4918 | 50.5655 | 0 | 0 | 35.7832 | 5.8145 | T_EH_cold | Cold temperature EH | C
26 | 0 | 0 | 0 | 1.1 | 6.1 | 0 | 0 | 0 |  | 25.4902 | 5.8117 | 0 | 25.4919 | 48.6534 | 0 | 0 | 35.7832 | 5.8117 | m_flow_toTES_hot | Mass flow rate to the hot TES | kg/s
27 | 0 | 0 | 0 | 2.4 | 7.1 | 0 | 0 | 0 |  | 25.4902 | 5.8015 | 0 | 25.4921 | 46.7414 | 0 | 0 | 35.7832 | 5.8015 | T_toTES_hot | Temperature to the hot TES | C
28 | 0 | 0 | 0 | 2.2 | 7.3 | 0 | 0 | 0 |  | 90.2554 | 33.545 | 0 | 90.2627 | 39.7662 | 0 | 0 | 35.7832 | 32.3 | T_TES_hot | Average temperature of the hot TES | C
29 | 0 | 0 | 0 | 1.8 | 6.9 | 0 | 0 | 0 |  | 103.4002 | 39.5834 | 0 | 103.4093 | 31.7343 | 1.4608e-10 | 0 | 35.7832 | 37.7 | m_flow_TES_hot | Mass flow rate from the hot TES | kg/s
30 | 0 | 0 | 0 | 2.9 | 6.7 | 0 | 0 | 0 |  | 109.9903 | 42.6803 | 0 | 110.0009 | 23.1702 | 0 | 1.886 | 33.1971 | 42.3 | m_flow_toTES_cold | Mass flow rate to the cold TES | kg/s
31 | 0 | 0 | 0 | 2.5 | 6.9 | 0 | 0 | 0 |  | 109.9903 | 42.6653 | 0 | 110.002 | 14.608 | 0 | 5.6788 | 24.2684 | 46.1 | T_toTES_cold | Temperature to the cold TES | C
32 | 154 | 18 | 8 | 2.9 | 7.7 | 0 | 0 | 0.61977 |  | 109.9903 | 42.6422 | 0 | 110.0036 | 6.0496 | 0 | 7.2471 | 12.2918 | 48.3 | T_TES_cold | Average temperature of the cold TES | C
33 | 705 | 159 | 31 | 0.8 | 10.9 | 0 | 0 | 29.4199 |  | 58.2547 | 19.3446 | 0 | 58.263 | 1.6202 | 0 | 0 | 12.2918 | 48.5 | m_flow_TES_cold | Mass flow rate from the cold TES | kg/s
34 | 879 | 327 | 42 | 1 | 14.6 | 142.2547 | 5.29e-06 | 52.7367 |  | 25.4902 | 4.0415 | 124.7344 | 7.8876 | 10.5593 | 0 | 0 | 12.2918 | 47.8 | L_HT | State of Charge TES - Level HT | %
35 | 952 | 458 | 48 | 0.9 | 17.2 | 256.4992 | 0 | 64.3175 |  | 30.5108 | 6.3761 | 226.1405 | 0 | 27.8882 | 0 | 0 | 12.2918 | 47.6 | L_CT | Level Cold Tank | %
36 | 980 | 534 | 51 | 1.4 | 18.4 | 275.9274 | 0 | 71.2 |  | 47.7988 | 13.2509 | 228.2916 | 0 | 45.368 | 0 | 0 | 12.2918 | 46.5 | Q_losses_HT | Losses Hot Tank | MW
37 | 976 | 546 | 53 | 2.6 | 18.2 | 275.3828 | 0 | 73.7251 |  | 47.7988 | 13.3283 | 227.7459 | 0 | 62.7888 | 0 | 0 | 12.2918 | 45.1 | Q_losses_CT | Losses Cold Tank | MW
38 | 947 | 495 | 53 | 2.5 | 18.6 | 259.3955 | 0 | 68.7239 |  | 47.7988 | 13.4081 | 211.747 | 0 | 78.9626 | 22.6459 | 0 | 46.3315 | 44.3 | Q_flow_PB | Thermal Power to the PB | MW
39 | 854 | 377 | 50 | 2.6 | 18.6 | 212.8375 | 0 | 56.5708 |  | 47.7988 | 13.7632 | 165.158 | 0 | 91.5527 | 24.8658 | 0 | 82.2631 | 44.7 | m_flow_PB | Molten salt Mass flow rate to the PB | kg/s
40 | 729 | 229 | 44 | 2.4 | 17.6 | 139.7911 | 0 | 40.6359 |  | 47.7866 | 14.33 | 92.0772 | 0 | 98.5502 | 4.219 | 0 | 88.3547 | 47.5 | T_toTES_MH_cold | Return temperature Molten Salt - PB | C
41 | 376 | 67 | 23 | 1.7 | 15.7 | 0 | 0 | 8.7176 |  | 47.7988 | 15.0141 | 0 | 47.8004 | 94.9257 | 0 | 24.9817 | 51.196 | 48.4 | PB_on | Boolean - 1 if PB is on | -
42 | 1 | 1 | 0 | 2.6 | 11.6 | 0 | 0 | 0 |  | 109.176 | 42.2119 | 0 | 109.1799 | 86.4278 | 0 | 9.1701 | 37.4044 | 49 | PV_share | PV share of the total production | %
43 | 0 | 0 | 0 | 2.1 | 9.6 | 0 | 0 | 0 |  | 112.4272 | 43.9135 | 0 | 112.4315 | 77.6625 | 0 | 7.0926 | 26.7428 | 48.5 | BESS_share | BESS share of the total production | %
44 | 0 | 0 | 0 | 2.5 | 9.5 | 0 | 0 | 0 |  | 112.4272 | 43.909 | 0 | 112.432 | 68.8973 | 0 | 4.0935 | 20.4573 | 45.5 | F_prod | PB share of the total production | %
45 | 0 | 0 | 0 | 3 | 9.2 | 0 | 0 | 0 |  | 112.4272 | 43.905 | 0 | 112.4324 | 60.1324 | 0 | 0 | 20.4573 | 41.4 | W_net_CSP | Net CSP electrical power production | MW
46 | 0 | 0 | 0 | 3 | 8.6 | 0 | 0 | 0 |  | 56.3284 | 18.7484 | 0 | 56.3313 | 55.8403 | 0 | 0 | 20.4573 | 18.7484 | W_net_PV | Net PV electrical power production | MW
47 | 0 | 0 | 0 | 3 | 7.5 | 0 | 0 | 0 |  | 25.4902 | 5.8175 | 0 | 25.4916 | 53.9279 | 0 | 0 | 20.4573 | 5.8175 | W_BESS | Net BESS electrical power production | MW
48 | 0 | 0 | 0 | 2.7 | 6.9 | 0 | 0 | 0 |  | 25.4902 | 5.8154 | 0 | 25.4917 | 52.0156 | 0 | 0 | 20.4573 | 5.8154 | W_net_tot | Net total electrical power production | MW
49 | 0 | 0 | 0 | 3.1 | 6.8 | 0 | 0 | 0 |  | 25.4902 | 5.8108 | 0 | 25.4919 | 50.1034 | 0 | 0 | 20.4573 | 5.8108 | eff_PB | Power block efficiency | %
50 | 0 | 0 | 0 | 2.6 | 5.2 | 0 | 0 | 0 |  | 25.4902 | 5.8133 | 0 | 25.492 | 48.1913 | 0 | 0 | 20.4573 | 5.8133 | W_PV_to_BESS | PV to BESS | MW
51 | 0 | 0 | 0 | 2.4 | 5.6 | 0 | 0 | 0 |  | 25.4902 | 5.8059 | 0 | 25.4922 | 46.2792 | 0 | 0 | 20.4573 | 5.8059 | W_grid_to_BESS | Grid to BESS | MW
52 | 0 | 0 | 0 | 2.9 | 5.6 | 0 | 0 | 0 |  | 25.4902 | 5.8003 | 0 | 25.4923 | 44.3673 | 0 | 0 | 20.4573 | 5.8003 | BESS_SOC | BESS state of charge | %
53 | 0 | 0 | 0 | 2.8 | 5.3 | 0 | 0 | 0 |  | 110.2918 | 42.84 | 0 | 110.3017 | 35.777 | 0 | 0 | 20.4573 | 40.8 | BESS_DOD | BESS DOD | %
54 | 0 | 0 | 0 | 2.8 | 5.2 | 0 | 0 | 0 |  | 122.3684 | 48.726 | 0 | 122.3803 | 26.2016 | 2.0527e-06 | 0 | 20.7481 | 45.5 | BESS_N_cycles | Number of cycle - BESS | -
55 | 0 | 0 | 0 | 2.5 | 4.9 | 0 | 0 | 0 |  | 124.1876 | 49.624 | 0 | 124.2009 | 16.4792 | 0 | 2.6442 | 16.4823 | 48.9 | V_BESS | BESS output Voltage | V
56 | 8 | 9 | 8 | 2.6 | 4.3 | 0 | 0 | 0.37295 |  | 124.1888 | 49.6233 | 0 | 124.2037 | 6.7604 | 0 | 3.3619 | 10.8627 | 50 | I_BESS | BESS output Current | A
57 | 599 | 148 | 38 | 1.4 | 7.1 | 20.3131 | 0 | 27.1118 |  | 68.5599 | 22.8141 | 3.7514 | 51.9956 | 3.067 | 0 | 0 | 10.8627 | 49.926 | E_BESS | Energy stored in the BESS | MWh
58 | 788 | 314 | 58 | 4.1 | 10.3 | 180.4512 | 0 | 52.4387 |  | 25.4902 | 4.513 | 155.066 | 0 | 14.9747 | 0 | 0 | 10.8627 | 49.5 | eta_BESS_RT | Round trip BESS Efficiency | %
59 | 835 | 439 | 76 | 5.2 | 11.7 | 219.0532 | 0 | 65.1639 |  | 25.4902 | 4.6417 | 193.6926 | 0 | 29.8624 | 18.7144 | 0 | 39.2812 | 49
60 | 417 | 400 | 191 | 3.9 | 12.5 | 103.9589 | 0 | 49.5615 |  | 25.4902 | 5.0329 | 78.53 | 0 | 35.9201 | 6.6465 | 0 | 49.1336 | 47.7
61 | 540 | 454 | 178 | 4.8 | 12.6 | 140.971 | 0 | 58.0231 |  | 25.4902 | 4.9033 | 115.5643 | 0 | 44.8037 | 16.1614 | 0 | 73.0487 | 46.4
62 | 525 | 425 | 172 | 3.7 | 13.1 | 133.7047 | 0 | 54.0565 |  | 25.4902 | 4.8588 | 108.2934 | 0 | 53.1197 | 11.5094 | 0 | 89.906 | 46
63 | 464 | 297 | 119 | 2.9 | 12.9 | 106.1315 | 0 | 41.3393 |  | 26.6767 | 5.0972 | 79.5165 | 0 | 59.2267 | 0 | 0 | 89.906 | 46.4366
64 | 514 | 206 | 80 | 2.9 | 12.8 | 92.5596 | 0 | 34.4899 |  | 49.1377 | 15.0331 | 43.4736 | 0 | 62.5612 | 0 | 0 | 89.906 | 49
65 | 140 | 63 | 42 | 4 | 11.6 | 0 | 0 | 6.7714 |  | 117.2781 | 45.9125 | 0 | 117.2838 | 53.407 | 0 | 0 | 89.906 | 49.9
66 | 0 | 1 | 0 | 3 | 10 | 0 | 0 | 0 |  | 133.3827 | 53.2031 | 0 | 133.3899 | 42.9232 | 0 | 0.72618 | 89.6841 | 50
67 | 0 | 0 | 0 | 2.5 | 9.9 | 0 | 0 | 0 |  | 132.6857 | 52.9361 | 0 | 132.6937 | 32.4979 | 0 | 0.0083512 | 89.7832 | 49.7
68 | 0 | 0 | 0 | 2.7 | 9.7 | 0 | 0 | 0 |  | 125.0957 | 50.0452 | 0 | 125.1042 | 22.7002 | 0 | 0 | 89.7832 | 46.6
69 | 0 | 0 | 0 | 2.1 | 8.4 | 0 | 0 | 0 |  | 114.8508 | 45.0323 | 0 | 114.8598 | 13.7431 | 0 | 0 | 89.7832 | 42.4
70 | 0 | 0 | 0 | 2.2 | 7.8 | 0 | 0 | 0 |  | 105.5884 | 40.5942 | 0 | 105.5982 | 5.5423 | 0 | 0 | 89.7832 | 38.6
71 | 0 | 0 | 0 | 2.2 | 7 | 0 | 0 | 0 |  | 53.396 | 17.3537 | 0 | 53.4021 | 1.4952 | 0 | 0 | 89.7832 | 17.3537
72 | 0 | 0 | 0 | 1.3 | 6.2 | 0 | 0 | 0 |  | 0 | -0.28887 | 0 | 0 | 1.4912 | 0 | 0 | 89.7832 | -0.28887
73 | 0 | 0 | 0 | 1 | 6.1 | 0 | 0 | 0 |  | 0 | -0.28887 | 0 | 0 | 1.4871 | 0 | 0 | 89.7832 | -0.28887
74 | 0 | 0 | 0 | 1.2 | 5.7 | 0 | 0 | 0 |  | 0 | -0.28887 | 0 | 0 | 1.483 | 0 | 0 | 89.7832 | -0.28887
75 | 0 | 0 | 0 | 1.1 | 5.1 | 0 | 0 | 0 |  | 0 | -0.28887 | 0 | 0 | 1.4789 | 0 | 0 | 89.7832 | -0.28887
76 | 0 | 0 | 0 | 1.3 | 4.8 | 0 | 0 | 0 |  | 0 | -0.28887 | 0 | 0 | 1.4749 | 0 | 0 | 89.7832 | -0.28887
77 | 0 | 0 | 0 | 2.1 | 4.3 | 0 | 0 | 0 |  | 0 | -0.28887 | 0 | 0 | 1.4708 | 0 | 0 | 89.7832 | -0.28887
78 | 0 | 0 | 0 | 2.5 | 4.3 | 0 | 0 | 0 |  | 0 | -0.28887 | 0 | 0 | 1.4667 | 0 | 0 | 89.7832 | -0.28887
79 | 0 | 0 | 0 | 2.2 | 4.1 | 0 | 0 | 0 |  | 0 | -0.28887 | 0 | 0 | 1.4627 | 0 | 24.9664 | 51.6222 | 24.6775
80 | 97 | 16 | 10 | 2.4 | 4.4 | 0 | 0 | 0.61855 |  | 0 | -0.28887 | 0 | 0 | 1.4586 | 0 | 20.9254 | 18.2811 | 21.2551
81 | 580 | 156 | 47 | 1.6 | 6.5 | 16.9697 | 0 | 27.6006 |  | 0 | -1.282 | 16.9795 | 0 | 2.725 | 0 | 0 | 18.2811 | 26.3186
82 | 806 | 330 | 65 | 0.9 | 9 | 187.311 | 0 | 52.3696 |  | 0 | -1.5758 | 187.4193 | 0 | 16.9775 | 0 | 0 | 18.2811 | 49.9
83 | 898 | 456 | 62 | 1 | 11.5 | 240.9123 | 0 | 64.071 |  | 0 | -1.9146 | 241.0519 | 0 | 35.4564 | 0 | 0 | 18.2811 | 49.3
84 | 944 | 535 | 61 | 1.4 | 12.5 | 265.1924 | 0 | 71.58 |  | 0 | -2.1328 | 265.3465 | 0 | 55.8306 | 0 | 0 | 18.2811 | 47.5
85 | 944 | 547 | 61 | 1.8 | 13.3 | 266.5305 | 0 | 72.8725 |  | 0 | -2.1458 | 266.6859 | 0 | 76.3135 | 15.8834 | 0 | 42.5383 | 46.1
86 | 927 | 501 | 60 | 1.9 | 14 | 254.2859 | 0 | 68.8293 |  | 127.451 | 23.2714 | 126.9668 | 0 | 85.92 | 21.2986 | 0 | 73.7676 | 45.5
87 | 883 | 397 | 53 | 2 | 14.7 | 222.1437 | 0 | 59.0859 |  | 133.6668 | 51.252 | 88.5751 | 0 | 92.6477 | 10.7515 | 0 | 89.4148 | 45.9
88 | 761 | 243 | 44 | 2.8 | 14.3 | 0 | 0 | 43.0279 |  | 28.1437 | 6.3856 | 0 | 28.1453 | 90.5348 | 0 | 0 | 89.4148 | 48.6
89 | 407 | 72 | 23 | 2.9 | 12.2 | 0 | 0 | 9.95 |  | 50.4666 | 16.4741 | 0 | 50.4697 | 86.7012 | 0 | 23.7857 | 54.0152 | 49.6
90 | 0 | 1 | 1 | 2.5 | 9.3 | 0 | 0 | 0 |  | 124.3151 | 49.6812 | 0 | 124.3231 | 76.9637 | 0 | 3.3161 | 48.987 | 49.6
91 | 0 | 0 | 0 | 0.2 | 7 | 0 | 0 | 0 |  | 124.3151 | 49.6909 | 0 | 124.3235 | 67.2264 | 0 | 2.6072 | 45.3102 | 48.9
92 | 0 | 0 | 0 | 0.9 | 5.5 | 0 | 0 | 0 |  | 124.3151 | 49.6965 | 0 | 124.3241 | 57.4893 | 0 | 0 | 45.3102 | 46.3
93 | 0 | 0 | 0 | 1.1 | 5.2 | 0 | 0 | 0 |  | 116.0372 | 45.6188 | 0 | 116.0462 | 48.4304 | 0 | 0 | 45.3102 | 42.9
94 | 0 | 0 | 0 | 2.1 | 4.9 | 0 | 0 | 0 |  | 108.2511 | 41.87 | 0 | 108.2601 | 40.006 | 1.9879e-09 | 0 | 45.3102 | 39.7
95 | 0 | 0 | 0 | 1.6 | 3.9 | 0 | 0 | 0 |  | 100.2112 | 38.0992 | 0 | 100.2201 | 32.2317 | 1.9861e-09 | 0 | 45.3102 | 36.4
96 | 0 | 0 | 0 | 1.6 | 3.8 | 0 | 0 | 0 |  | 94.3711 | 35.4017 | 0 | 94.3803 | 24.9277 | 0 | 6.9842e-09 | 45.3102 | 34
97 | 0 | 0 | 0 | 0.8 | 2.7 | 0 | 0 | 0 |  | 91.4448 | 34.0384 | 0 | 91.4546 | 17.8604 | 1.9843e-09 | 0 | 45.3102 | 32.8
98 | 0 | 0 | 0 | 0.3 | 1.5 | 0 | 0 | 0 |  | 25.4902 | 5.7866 | 0 | 25.4932 | 15.9531 | 0 | 0 | 45.3102 | 5.7866
99 | 0 | 0 | 0 | 0.9 | 2.1 | 0 | 0 | 0 |  | 25.4902 | 5.771 | 0 | 25.4935 | 14.0465 | 0 | 0 | 45.3102 | 5.771
100 | 0 | 0 | 0 | 1.8 | 2.2 | 0 | 0 | 0 |  | 25.4902 | 5.7568 | 0 | 25.4939 | 12.1407 | 0 | 0 | 45.3102 | 5.7568
101 | 0 | 0 | 0 | 1.4 | 2.2 | 0 | 0 | 0 |  | 25.4902 | 5.7417 | 0 | 25.4943 | 10.236 | 0 | 0 | 45.3102 | 5.7417
102 | 0 | 0 | 0 | 0.8 | 1.5 | 0 | 0 | 0 |  | 25.4901 | 5.7285 | 0 | 25.4947 | 8.3324 | 0 | 0 | 45.3102 | 5.7285
103 | 0 | 0 | 0 | 1.2 | 1 | 0 | 0 | 0 |  | 25.4901 | 5.7124 | 0 | 25.4952 | 6.4303 | 0 | 0 | 45.3102 | 5.7124
104 | 156 | 18 | 8 | 1.5 | 2 | 0 | 0 | 0.62918 |  | 37.8371 | 10.6085 | 0 | 37.8455 | 3.5916 | 0 | 20.2965 | 12.2394 | 31.5341
105 | 694 | 159 | 32 | 0.4 | 5.8 | 0 | 0 | 29.565 |  | 25.4901 | 5.6426 | 0 | 25.4964 | 1.6956 | 0 | 0 | 12.2394 | 35.2076
106 | 871 | 329 | 43 | 0.7 | 10.8 | 140.4908 | 0 | 52.7157 |  | 25.4902 | 4.193 | 123.0353 | 7.9565 | 10.4873 | 0 | 0 | 12.2394 | 43.9
107 | 941 | 461 | 48 | 0.7 | 13.6 | 253.5958 | 0 | 64.2073 |  | 50.1586 | 14.3756 | 203.5838 | 0 | 26.1077 | 0 | 0 | 12.2394 | 43.5
108 | 968 | 537 | 52 | 1.8 | 13.8 | 272.4249 | 0 | 72.5648 |  | 50.1586 | 14.2528 | 222.4263 | 0 | 43.1843 | 0 | 0 | 12.2394 | 42.8
109 | 977 | 553 | 52 | 2 | 14.4 | 276.557 | 0 | 74.1854 |  | 50.1585 | 14.1554 | 226.5623 | 0 | 60.5636 | 0 | 0 | 12.2394 | 41.3
110 | 957 | 505 | 51 | 2.5 | 15.3 | 263.1718 | 0 | 70.2657 |  | 50.1585 | 14.1637 | 213.169 | 0 | 76.892 | 13.4305 | 0 | 32.9535 | 40.2
111 | 910 | 400 | 47 | 3.4 | 15.4 | 229.1529 | 0 | 60.9349 |  | 50.1584 | 14.3079 | 179.1278 | 0 | 90.5844 | 24.9754 | 0 | 69.6619 | 40.1
112 | 798 | 248 | 39 | 2.6 | 15.2 | 157.9316 | 0 | 43.8288 |  | 50.1345 | 14.8464 | 107.8845 | 0 | 98.8055 | 13.8906 | 0 | 89.6818 | 42.5
113 | 463 | 77 | 21 | 2.9 | 13.1 | 0 | 0 | 11.0362 |  | 50.1585 | 16.2385 | 0 | 50.1604 | 94.9964 | 0 | 16.3513 | 65.5423 | 43.1
114 | 1 | 1 | 1 | 1.5 | 9.2 | 0 | 0 | 0 |  | 103.615 | 39.7601 | 0 | 103.6192 | 86.9451 | 0 | 6.115 | 56.5862 | 43.9
115 | 0 | 0 | 0 | 0.7 | 7.4 | 0 | 0 | 0 |  | 103.615 | 39.7626 | 0 | 103.6195 | 78.894 | 0 | 6.5056 | 47.0234 | 44.3
116 | 0 | 0 | 0 | 0.9 | 6.1 | 0 | 0 | 0 |  | 103.615 | 39.762 | 0 | 103.6199 | 70.8429 | 0 | 5.2013 | 39.2534 | 43
117 | 0 | 0 | 0 | 0.9 | 4.7 | 0 | 0 | 0 |  | 103.615 | 39.7613 | 0 | 103.6203 | 62.792 | 0 | 2.9994 | 34.7547 | 40.8
118 | 0 | 0 | 0 | 0.9 | 3.7 | 0 | 0 | 0 |  | 103.615 | 39.7578 | 0 | 103.6208 | 54.7414 | 1.986e-09 | 0 | 34.7547 | 37.8
119 | 0 | 0 | 0 | 1.1 | 4.6 | 0 | 0 | 0 |  | 95.8301 | 36.147 | 0 | 95.8359 | 47.3185 | 5.5487e-10 | 0 | 34.7547 | 34.6
120 | 0 | 0 | 0 | 1.8 | 5.2 | 0 | 0 | 0 |  | 90.2392 | 33.5826 | 0 | 90.2452 | 40.3446 | 2.0229e-07 | 0 | 34.7547 | 32.3
121 | 0 | 0 | 0 | 2.5 | 6.2 | 0 | 0 | 0 |  | 35.3104 | 9.7896 | 0 | 35.3129 | 37.6893 | 0 | 0 | 34.7547 | 9.7896
122 | 0 | 0 | 0 | 2.4 | 6.1 | 0 | 0 | 0 |  | 35.3104 | 9.7793 | 0 | 35.3132 | 35.0341 | 0 | 0 | 34.7547 | 9.7793
123 | 0 | 0 | 0 | 2 | 6.1 | 0 | 0 | 0 |  | 25.4902 | 5.7945 | 0 | 25.4924 | 33.1234 | 0 | 0 | 34.7547 | 5.7945
124 | 0 | 0 | 0 | 2.5 | 6 | 0 | 0 | 0 |  | 25.4902 | 5.7876 | 0 | 25.4926 | 31.2129 | 0 | 0 | 34.7547 | 5.7876
125 | 0 | 0 | 0 | 2.4 | 5.5 | 0 | 0 | 0 |  | 86.899 | 31.9956 | 0 | 86.908 | 24.5069 | 0 | 0.77233 | 33.844 | 31.7
126 | 0 | 0 | 0 | 1.3 | 4.8 | 0 | 0 | 0 |  | 86.899 | 31.9752 | 0 | 86.9088 | 17.8022 | 0 | 1.8696 | 30.9435 | 32.8
127 | 0 | 0 | 0 | 1.2 | 3.8 | 0 | 0 | 0 |  | 86.899 | 31.9501 | 0 | 86.9099 | 11.0996 | 0 | 4.6583 | 23.591 | 35.6
128 | 164 | 18 | 8 | 1.5 | 5.4 | 0 | 0 | 0.62902 |  | 86.899 | 31.9022 | 0 | 86.9113 | 4.4012 | 0 | 6.9192 | 12.1131 | 38.5
129 | 717 | 161 | 31 | 0.8 | 8.9 | 0 | 0 | 30.1109 |  | 34.7366 | 9.3954 | 0 | 34.7423 | 1.8043 | 0 | 0 | 12.1131 | 39.5062
130 | 888 | 331 | 42 | 0.7 | 13.3 | 145.1461 | -5.39e-06 | 52.9103 |  | 25.4902 | 4.2822 | 127.5179 | 7.7786 | 10.9439 | 0 | 0 | 12.1131 | 39
131 | 958 | 465 | 48 | 0.9 | 16.1 | 258.7791 | 0 | 64.862 |  | 52.4773 | 15.5754 | 206.4528 | 0 | 26.7248 | 0 | 0 | 12.1131 | 38.5
132 | 989 | 544 | 51 | 1.5 | 17.1 | 279.2291 | 0 | 72.3337 |  | 52.4774 | 15.2253 | 226.9156 | 0 | 44.0754 | 0 | 0 | 12.1131 | 37.6
133 | 991 | 560 | 52 | 0.7 | 19 | 281.515 | 0 | 71.1664 |  | 52.4773 | 15.2278 | 229.2022 | 0 | 61.5882 | 0 | 0 | 12.1131 | 35.8
134 | 957 | 508 | 53 | 2 | 19.1 | 263.9212 | 0 | 68.9012 |  | 52.4773 | 15.4081 | 211.5962 | 0 | 77.7369 | 10.1897 | 0 | 27.98 | 35.1
135 | 897 | 400 | 50 | 3.3 | 18.6 | 226.4179 | 0 | 59.7719 |  | 52.4773 | 15.8412 | 174.0678 | 0 | 90.9984 | 24.9718 | 0 | 64.8759 | 35.5
136 | 771 | 246 | 42 | 3.3 | 17.6 | 152.4424 | 0 | 42.7794 |  | 52.4587 | 16.0056 | 100.0647 | 0 | 98.5998 | 17.4418 | 0 | 90 | 39.1
137 | 432 | 76 | 23 | 1.5 | 15.1 | 0 | 0 | 10.8117 |  | 52.4773 | 17.5397 | 0 | 52.479 | 94.6091 | 0 | 14.0804 | 69.2148 | 41.5
138 | 1 | 1 | 1 | 2.9 | 11.3 | 0 | 0 | 0 |  | 99.4854 | 37.7338 | 0 | 99.4889 | 86.8946 | 0 | 7.1054 | 58.8436 | 43
139 | 0 | 0 | 0 | 1 | 8.4 | 0 | 0 | 0 |  | 99.4855 | 37.8457 | 0 | 99.4894 | 79.1769 | 0 | 7.4042 | 47.9177 | 43.5
140 | 0 | 0 | 0 | 0.6 | 6.7 | 0 | 0 | 0 |  | 99.4857 | 37.8463 | 0 | 99.49 | 71.4594 | 0 | 6.4955 | 38.1577 | 42.6
141 | 0 | 0 | 0 | 0.7 | 5.1 | 0 | 0 | 0 |  | 99.486 | 37.8456 | 0 | 99.4906 | 63.742 | 0 | 3.5945 | 32.7227 | 39.7
142 | 0 | 0 | 0 | 1.6 | 4.8 | 0 | 0 | 0 |  | 99.4862 | 37.8378 | 0 | 99.4913 | 56.0248 | 1.5725e-06 | 0 | 32.8099 | 36.1
143 | 0 | 0 | 0 | 1.7 | 5.6 | 0 | 0 | 0 |  | 25.4902 | 5.8267 | 0 | 25.4916 | 54.1123 | 0 | 0 | 32.8099 | 5.8267
144 | 0 | 0 | 0 | 0.6 | 4.1 | 0 | 0 | 0 |  | 25.4902 | 5.8291 | 0 | 25.4917 | 52.1999 | 0 | 0 | 32.8099 | 5.8291
145 | 0 | 0 | 0 | 2.3 | 4.6 | 0 | 0 | 0 |  | 25.4902 | 5.8216 | 0 | 25.4919 | 50.2876 | 0 | 0 | 32.8099 | 5.8216
146 | 0 | 0 | 0 | 2.8 | 6.1 | 0 | 0 | 0 |  | 25.4902 | 5.809 | 0 | 25.492 | 48.3755 | 0 | 0 | 32.8099 | 5.809
147 | 0 | 0 | 0 | 1.5 | 4.2 | 0 | 0 | 0 |  | 25.4902 | 5.8128 | 0 | 25.4921 | 46.4634 | 0 | 0 | 32.8099 | 5.8128
148 | 0 | 0 | 0 | 1 | 3.4 | 0 | 0 | 0 |  | 86.8801 | 32.0448 | 0 | 86.8874 | 39.7572 | 0 | 0 | 32.8099 | 32.0448
149 | 0 | 0 | 0 | 0.6 | 3.1 | 0 | 0 | 0 |  | 106.5215 | 41.0575 | 0 | 106.5312 | 31.4731 | 0 | 0 | 32.8099 | 39
150 | 0 | 0 | 0 | 0.9 | 3 | 0 | 0 | 0 |  | 109.3997 | 42.4091 | 0 | 109.4105 | 22.957 | 0 | 1.9159 | 30.029 | 42.1
151 | 0 | 0 | 0 | 0.8 | 2.7 | 0 | 0 | 0 |  | 109.3997 | 42.3961 | 0 | 109.4116 | 14.4427 | 0 | 4.8067 | 22.4158 | 45
152 | 151 | 18 | 8 | 0.5 | 3.4 | 0 | 0 | 0.61433 |  | 109.3996 | 42.3729 | 0 | 109.4132 | 5.9323 | 0 | 6.3816 | 11.8037 | 47.2
153 | 685 | 158 | 33 | 0.5 | 7.6 | 0 | 0 | 29.2583 |  | 56.7701 | 18.7121 | 0 | 56.7784 | 1.6197 | 0 | 0 | 11.8037 | 47.8
154 | 860 | 326 | 45 | 0.7 | 12 | 138.1478 | 0 | 52.0188 |  | 25.4902 | 4.5389 | 120.7853 | 8.0481 | 10.2467 | 0 | 0 | 11.8037 | 47.2
155 | 933 | 458 | 50 | 0.7 | 14.9 | 251.6859 | 0 | 63.5724 |  | 39.2972 | 9.4645 | 212.5373 | 0 | 26.5386 | 0 | 0 | 11.8037 | 47.3
156 | 963 | 537 | 53 | 1.5 | 16.2 | 271.5453 | 0 | 71.2225 |  | 46.056 | 12.4747 | 225.6498 | 0 | 43.8246 | 0 | 0 | 11.8037 | 46.2
157 | 966 | 553 | 55 | 1.6 | 16.3 | 274.0076 | 0 | 72.6809 |  | 46.056 | 12.4517 | 228.113 | 0 | 61.2815 | 0 | 0 | 11.8037 | 45.1
158 | 939 | 504 | 55 | 1.4 | 17.4 | 259.1738 | 0 | 67.7032 |  | 46.056 | 13.057 | 213.2685 | 0 | 77.5786 | 21.653 | 0 | 44.5097 | 44.2
159 | 875 | 397 | 52 | 3.8 | 16.9 | 220.44 | 0 | 59.4308 |  | 46.0562 | 13.0508 | 174.5079 | 0 | 90.8867 | 24.9804 | 0 | 80.7757 | 44.5
160 | 745 | 244 | 44 | 4 | 16.1 | 146.8708 | 0 | 42.6114 |  | 46.0378 | 13.3151 | 100.9097 | 0 | 98.5591 | 5.3314 | 0 | 88.4755 | 47.9
161 | 410 | 76 | 24 | 4.4 | 14 | 0 | 0 | 10.8848 |  | 46.056 | 14.7065 | 0 | 46.0575 | 95.0704 | 0 | 24.9814 | 51.1948 | 49.9
162 | 1 | 1 | 1 | 3.5 | 10.5 | 0 | 0 | 0 |  | 113.8662 | 44.6016 | 0 | 113.8702 | 86.1877 | 0 | 8.0877 | 39.0218 | 50
163 | 0 | 0 | 0 | 1.7 | 7.6 | 0 | 0 | 0 |  | 113.8662 | 44.6114 | 0 | 113.8706 | 77.305 | 0 | 7.9918 | 26.9607 | 50
164 | 0 | 0 | 0 | 2 | 7.3 | 0 | 0 | 0 |  | 113.8662 | 44.6082 | 0 | 113.871 | 68.4225 | 0 | 4.9918 | 19.2089 | 47
165 | 0 | 0 | 0 | 1.9 | 6.1 | 0 | 0 | 0 |  | 113.0987 | 44.2414 | 0 | 113.104 | 59.6028 | 0 | 0 | 19.2089 | 42.5
166 | 0 | 0 | 0 | 1.1 | 5 | 0 | 0 | 0 |  | 25.4902 | 5.8342 | 0 | 25.4915 | 57.6902 | 0 | 0 | 19.2089 | 5.8342
167 | 0 | 0 | 0 | 2.2 | 5.3 | 0 | 0 | 0 |  | 25.4902 | 5.828 | 0 | 25.4916 | 55.7776 | 0 | 0 | 19.2089 | 5.828
168 | 0 | 0 | 0 | 1.7 | 4.7 | 0 | 0 | 0 |  | 25.4902 | 5.8261 | 0 | 25.4917 | 53.8651 | 0 | 0 | 19.2089 | 5.8261
169 | 0 | 0 | 0 | 1.8 | 4.2 | 0 | 0 | 0 |  | 25.4902 | 5.8236 | 0 | 25.4919 | 51.9527 | 0 | 0 | 19.2089 | 5.8236
170 | 0 | 0 | 0 | 1.6 | 4.2 | 0 | 0 | 0 |  | 25.4902 | 5.8185 | 0 | 25.492 | 50.0403 | 0 | 0 | 19.2089 | 5.8185
171 | 0 | 0 | 0 | 1.5 | 3.8 | 0 | 0 | 0 |  | 25.4902 | 5.8151 | 0 | 25.4921 | 48.1281 | 0 | 0 | 19.2089 | 5.8151
172 | 0 | 0 | 0 | 2.2 | 2.7 | 0 | 0 | 0 |  | 25.4902 | 5.815 | 0 | 25.4923 | 46.2159 | 0 | 0 | 19.2089 | 5.815
173 | 0 | 0 | 0 | 1.9 | 2.9 | 0 | 0 | 0 |  | 124.0491 | 49.5714 | 0 | 124.0602 | 36.5017 | 0 | 0 | 19.2089 | 46.3
174 | 0 | 0 | 0 | 2.1 | 2.4 | 0 | 0 | 0 |  | 128.525 | 51.3479 | 0 | 128.5374 | 26.4196 | 0 | 1.9526 | 16.3217 | 50
175 | 0 | 0 | 0 | 2.7 | 3.1 | 0 | 0 | 0 |  | 128.525 | 51.3329 | 0 | 128.5386 | 16.3394 | 0 | 1.9548 | 13.102 | 50
176 | 124 | 17 | 8 | 2.7 | 2.8 | 0 | 0 | 0.57306 |  | 128.525 | 51.3181 | 0 | 128.5403 | 6.2632 | 0 | 1.3833 | 10.7842 | 50
177 | 625 | 152 | 37 | 2.7 | 5.7 | 0 | 0 | 28.4841 |  | 63.9997 | 21.8448 | 0 | 64.0087 | 1.3816 | 0 | 0 | 10.7842 | 50
178 | 818 | 320 | 51 | 2.3 | 9.3 | 126.9899 | 0 | 52.2235 |  | 25.4902 | 4.3484 | 110.0897 | 8.5189 | 9.193 | 0 | 0 | 10.7842 | 50
179 | 896 | 452 | 60 | 2.6 | 10.9 | 240.2929 | 0 | 65.7083 |  | 25.4902 | 4.17 | 214.9432 | 0 | 25.7296 | 0 | 0 | 10.7842 | 50
180 | 932 | 531 | 62 | 1.9 | 12 | 262.0294 | 0 | 71.8787 |  | 25.4902 | 4.2767 | 236.6944 | 0 | 43.935 | 0 | 0 | 10.7842 | 50
181 | 946 | 549 | 61 | 1.2 | 13.3 | 268.1409 | 0 | 72.1517 |  | 39.8889 | 9.6859 | 228.4116 | 0 | 61.4927 | 0 | 0 | 10.7842 | 49.6
182 | 934 | 505 | 57 | 1 | 14.5 | 257.9913 | 0 | 67.7435 |  | 46.9693 | 13.2606 | 211.1754 | 0 | 77.6893 | 24.9622 | 0 | 48.2988 | 49.1
183 | 871 | 399 | 55 | 2.9 | 14.9 | 220.7784 | 0 | 59.5572 |  | 46.9693 | 13.4914 | 173.9384 | 0 | 90.9992 | 22.7918 | 0 | 81.2688 | 49.5
184 | 742 | 247 | 47 | 3.9 | 14 | 147.2907 | 0 | 43.1731 |  | 46.9561 | 13.994 | 100.4163 | 0 | 98.6587 | 4.8819 | 0 | 88.4453 | 50
185 | 428 | 80 | 25 | 3.7 | 11.9 | 0 | 0 | 11.6857 |  | 46.9692 | 15.2689 | 0 | 46.9707 | 95.0986 | 0 | 23.8751 | 52.8688 | 50
186 | 1 | 1 | 1 | 2.3 | 9 | 0 | 0 | 0 |  | 115.8223 | 45.5426 | 0 | 115.8265 | 86.0566 | 0 | 7.1993 | 42.0689 | 50
187 | 0 | 0 | 0 | 1.7 | 7.8 | 0 | 0 | 0 |  | 115.8223 | 45.5445 | 0 | 115.8269 | 77.0146 | 0 | 7.1891 | 31.3233 | 50
188 | 0 | 0 | 0 | 1 | 6.4 | 0 | 0 | 0 |  | 115.8223 | 45.547 | 0 | 115.8273 | 67.9729 | 0 | 6.6809 | 20.9652 | 49.5
189 | 0 | 0 | 0 | 1 | 5.4 | 0 | 0 | 0 |  | 111.0284 | 43.2521 | 0 | 111.0337 | 59.3217 | 0 | 0 | 20.9652 | 43.2521
190 | 0 | 0 | 0 | 1.3 | 4.8 | 0 | 0 | 0 |  | 25.4902 | 5.8345 | 0 | 25.4915 | 57.4091 | 0 | 0 | 20.9652 | 5.8345
191 | 0 | 0 | 0 | 1.3 | 4.4 | 0 | 0 | 0 |  | 25.4902 | 5.8317 | 0 | 25.4916 | 55.4965 | 0 | 0 | 20.9652 | 5.8317
192 | 0 | 0 | 0 | 1.4 | 4 | 0 | 0 | 0 |  | 25.4902 | 5.8288 | 0 | 25.4917 | 53.584 | 0 | 0 | 20.9652 | 5.8288
193 | 0 | 0 | 0 | 1.1 | 3.2 | 0 | 0 | 0 |  | 25.4902 | 5.8277 | 0 | 25.4919 | 51.6715 | 0 | 0 | 20.9652 | 5.8277
194 | 0 | 0 | 0 | 2.3 | 4 | 0 | 0 | 0 |  | 25.4902 | 5.8187 | 0 | 25.492 | 49.7592 | 0 | 0 | 20.9652 | 5.8187
195 | 0 | 0 | 0 | 2.4 | 4.7 | 0 | 0 | 0 |  | 25.4902 | 5.81 | 0 | 25.4922 | 47.847 | 0 | 0 | 20.9652 | 5.81
196 | 0 | 0 | 0 | 2.6 | 5 | 0 | 0 | 0 |  | 26.1576 | 6.07 | 0 | 26.1598 | 45.8847 | 0 | 0 | 20.9652 | 6.07
197 | 0 | 0 | 0 | 2.5 | 5.5 | 0 | 0 | 0 |  | 125.2924 | 50.108 | 0 | 125.3036 | 36.0685 | 1.1575e-06 | 0 | 21.2457 | 46.7
198 | 0 | 0 | 0 | 2.2 | 5.4 | 0 | 0 | 0 |  | 127.7553 | 51.0385 | 0 | 127.7678 | 26.0501 | 0 | 2.2809 | 17.5761 | 50
199 | 0 | 0 | 0 | 2.6 | 6.9 | 0 | 0 | 0 |  | 127.7553 | 51.0191 | 0 | 127.769 | 16.0336 | 0 | 2.2898 | 13.82 | 50
200 | 152 | 17 | 7 | 3 | 7.1 | 0 | 0 | 0.56202 |  | 127.7553 | 51.0011 | 0 | 127.7707 | 6.0212 | 0 | 1.7291 | 10.9254 | 50
201 | 686 | 157 | 31 | 2.8 | 9.4 | 0 | 0 | 29.5633 |  | 61.3946 | 20.7073 | 0 | 61.4033 | 1.3448 | 0 | 0 | 10.9254 | 50
202 | 867 | 327 | 42 | 0.7 | 14.1 | 140.5888 | 0 | 51.5889 |  | 25.4902 | 4.1565 | 123.1294 | 7.9519 | 10.2019 | 0 | 0 | 10.9254 | 50
203 | 933 | 458 | 48 | 1 | 15.7 | 252.1154 | 0 | 63.7264 |  | 25.4901 | 3.5654 | 226.7724 | 0 | 27.6543 | 0 | 0 | 10.9254 | 50
204 | 956 | 535 | 52 | 1.2 | 17.5 | 269.9223 | 0 | 69.8603 |  | 25.4902 | 4.7057 | 244.5917 | 0 | 46.4723 | 0 | 0 | 10.9254 | 49.9
205 | 953 | 550 | 55 | 3.3 | 17.2 | 269.3743 | 0 | 73.7192 |  | 52.3823 | 15.2959 | 217.1517 | 0 | 63.1576 | 0 | 0 | 10.9254 | 49.1
206 | 926 | 502 | 55 | 3.7 | 17.2 | 254.3726 | 0 | 69.4445 |  | 56.6966 | 17.5184 | 197.8271 | 0 | 78.3274 | 18.5662 | 0 | 39.2062 | 48.7
207 | 882 | 402 | 50 | 3.6 | 16.8 | 223.9049 | 0 | 59.766 |  | 56.6965 | 17.3793 | 167.3404 | 0 | 91.1323 | 24.9778 | 0 | 75.6904 | 49.1
208 | 773 | 252 | 41 | 4 | 16 | 155.4482 | 0 | 43.537 |  | 56.6954 | 17.8884 | 98.8416 | 0 | 98.6717 | 9.2385 | 0 | 89.0289 | 50
209 | 483 | 84 | 23 | 4 | 14.4 | 0 | 0 | 12.8258 |  | 56.6966 | 19.2087 | 0 | 56.6984 | 94.35 | 0 | 18.8248 | 61.1589 | 50
210 | 1 | 1 | 1 | 1 | 11.3 | 0 | 0 | 0 |  | 131.0567 | 52.0119 | 0 | 131.0614 | 84.0685 | 0 | 1.2515 | 59.4019 | 50
211 | 0 | 0 | 0 | 0.4 | 9.3 | 0 | 0 | 0 |  | 130.9266 | 52.2965 | 0 | 130.9316 | 73.7862 | 0 | 1.0043 | 58.1926 | 50
212 | 0 | 0 | 0 | 1.8 | 8.5 | 0 | 0 | 0 |  | 130.9266 | 52.2958 | 0 | 130.9321 | 63.5041 | 2.0539e-06 | 0 | 58.3873 | 49
213 | 0 | 0 | 0 | 1.2 | 7.9 | 0 | 0 | 0 |  | 25.4902 | 5.8243 | 0 | 25.4914 | 61.5914 | 0 | 0 | 58.3873 | 5.8243
214 | 0 | 0 | 0 | 1.6 | 8.6 | 0 | 0 | 0 |  | 49.3708 | 15.7532 | 0 | 49.3733 | 57.8448 | 0 | 24.9423 | 18.7298 | 40.5
215 | 0 | 0 | 0 | 2.4 | 8.6 | 0 | 0 | 0 |  | 25.4902 | 5.8119 | 0 | 25.4916 | 55.9324 | 0 | 0 | 18.7298 | 5.8119
216 | 0 | 0 | 0 | 1.7 | 6.3 | 0 | 0 | 0 |  | 25.4902 | 5.8183 | 0 | 25.4917 | 54.0199 | 0 | 0 | 18.7298 | 5.8183
217 | 0 | 0 | 0 | 1.8 | 7.2 | 0 | 0 | 0 |  | 25.4902 | 5.809 | 0 | 25.4919 | 52.1076 | 0 | 0 | 18.7298 | 5.809
218 | 0 | 0 | 0 | 3.1 | 7.5 | 0 | 0 | 0 |  | 25.4902 | 5.8025 | 0 | 25.492 | 50.1954 | 0 | 0 | 18.7298 | 5.8025
219 | 0 | 0 | 0 | 2.8 | 6.9 | 0 | 0 | 0 |  | 25.4902 | 5.8001 | 0 | 25.4921 | 48.2833 | 0 | 0 | 18.7298 | 5.8001
220 | 0 | 0 | 0 | 2.3 | 6.1 | 0 | 0 | 0 |  | 28.7688 | 7.1015 | 0 | 28.7712 | 46.1249 | 0 | 0 | 18.7298 | 7.1015
221 | 0 | 0 | 0 | 2 | 5 | 0 | 0 | 0 |  | 126.0224 | 50.3902 | 0 | 126.0337 | 36.2483 | 0 | 0 | 18.7298 | 47
222 | 0 | 0 | 0 | 1.2 | 4.3 | 0 | 0 | 0 |  | 128.7251 | 51.4152 | 0 | 128.7375 | 26.1498 | 0 | 1.8804 | 15.9267 | 50
223 | 0 | 0 | 0 | 3.1 | 5 | 0 | 0 | 0 |  | 128.7251 | 51.4003 | 0 | 128.7387 | 16.0533 | 0 | 1.8828 | 12.8262 | 50
224 | 154 | 18 | 8 | 2.1 | 4.3 | 0 | 0 | 0.62783 |  | 128.7251 | 51.3874 | 0 | 128.7405 | 5.9608 | 0 | 1.2519 | 10.7308 | 50
225 | 690 | 159 | 32 | 1.8 | 8.2 | 0 | 0 | 29.8674 |  | 60.6493 | 20.3941 | 0 | 60.6578 | 1.3432 | 0 | 0 | 10.7308 | 50
226 | 869 | 330 | 44 | 3.7 | 10.2 | 139.6464 | -5.24e-06 | 54.6731 |  | 25.4902 | 4.2769 | 122.222 | 7.9888 | 10.1397 | 0 | 0 | 10.7308 | 50
227 | 932 | 461 | 51 | 4.9 | 11.3 | 248.8748 | 0 | 68.3343 |  | 25.4902 | 4.4557 | 223.5279 | 0 | 27.3628 | 0 | 0 | 10.7308 | 50
228 | 956 | 539 | 55 | 5.1 | 12 | 266.695 | 0 | 75 |  | 25.4902 | 4.2283 | 241.361 | 0 | 45.9532 | 0 | 0 | 10.7308 | 50
229 | 944 | 554 | 62 | 5.7 | 12.1 | 263.9585 | 0 | 75 |  | 25.4902 | 4.2556 | 238.625 | 0 | 64.3112 | 0 | 0 | 10.7308 | 49.9
230 | 922 | 509 | 61 | 5.3 | 11.9 | 251.5097 | 0 | 72.0791 |  | 25.4902 | 4.4085 | 226.1699 | 0 | 81.68 | 5.6522 | 0 | 19.753 | 49.5
231 | 861 | 404 | 59 | 5.3 | 11.8 | 216.5996 | 0 | 61.2653 |  | 45.6567 | 13.2979 | 171.0705 | 0 | 94.7835 | 23.5298 | 0 | 54.8999 | 50
232 | 725 | 253 | 52 | 6 | 10.7 | 142.8518 | 0 | 43.8877 |  | 90.2358 | 32.5468 | 52.6982 | 0 | 98.7293 | 24.3338 | 0 | 90 | 50
233 | 400 | 85 | 31 | 5.7 | 9 | 0 | 0 | 12.6514 |  | 100.1618 | 38.0808 | 0 | 100.1651 | 90.9572 | 0 | 0.98664 | 88.5284 | 50
234 | 1 | 2 | 1 | 3.9 | 7.1 | 0 | 0 | 0 |  | 100.162 | 38.1659 | 0 | 100.1656 | 83.1851 | 0 | 13.6231 | 68.6816 | 50
235 | 0 | 0 | 0 | 2.7 | 6.1 | 0 | 0 | 0 |  | 100.1622 | 38.1635 | 0 | 100.1662 | 75.4131 | 0 | 13.6149 | 48.3153 | 50
236 | 0 | 0 | 0 | 2.2 | 6.1 | 0 | 0 | 0 |  | 100.1624 | 38.1556 | 0 | 100.1668 | 67.6413 | 0 | 13.6079 | 27.3953 | 50
237 | 0 | 0 | 0 | 1.5 | 3.9 | 0 | 0 | 0 |  | 100.1626 | 38.1575 | 0 | 100.1674 | 59.8696 | 0 | 2.9572 | 22.8507 | 41.1147
238 | 0 | 0 | 0 | 1.2 | 2.9 | 0 | 0 | 0 |  | 25.4902 | 5.8432 | 0 | 25.4915 | 57.9568 | 0 | 0 | 22.8507 | 5.8432
239 | 0 | 0 | 0 | 1.7 | 3.3 | 0 | 0 | 0 |  | 25.4902 | 5.8366 | 0 | 25.4916 | 56.0441 | 0 | 0 | 22.8507 | 5.8366
240 | 0 | 0 | 0 | 2.3 | 2.1 | 0 | 0 | 0 |  | 25.4902 | 5.8376 | 0 | 25.4918 | 54.1315 | 0 | 0 | 22.8507 | 5.8376
241 | 0 | 0 | 0 | 3.1 | 2.9 | 0 | 0 | 0 |  | 25.4902 | 5.8288 | 0 | 25.4919 | 52.219 | 0 | 0 | 22.8507 | 5.8288
242 | 0 | 0 | 0 | 1.6 | 1.8 | 0 | 0 | 0 |  | 25.4902 | 5.829 | 0 | 25.492 | 50.3065 | 0 | 0 | 22.8507 | 5.829
243 | 0 | 0 | 0 | 1.9 | 1.1 | 0 | 0 | 0 |  | 25.4902 | 5.8271 | 0 | 25.4922 | 48.3941 | 0 | 0 | 22.8507 | 5.8271
244 | 0 | 0 | 0 | 1.9 | 0.5 | 0 | 0 | 0 |  | 30.7185 | 7.8913 | 0 | 30.7211 | 46.0891 | 0 | 0 | 22.8507 | 7.8913
245 | 0 | 0 | 0 | 2.6 | 1 | 0 | 0 | 0 |  | 127.108 | 50.8218 | 0 | 127.1195 | 36.1228 | 0 | 0.4336 | 22.4783 | 47.9
246 | 0 | 0 | 0 | 2.1 | 0.7 | 0 | 0 | 0 |  | 127.108 | 50.8135 | 0 | 127.1204 | 26.1576 | 0 | 2.5268 | 18.4269 | 50
247 | 0 | 0 | 0 | 1.7 | 0.8 | 0 | 0 | 0 |  | 127.108 | 50.8004 | 0 | 127.1216 | 16.1943 | 0 | 2.5257 | 14.2943 | 50
248 | 119 | 17 | 9 | 1.7 | 0.8 | 0 | 0 | 0.63268 |  | 127.108 | 50.7828 | 0 | 127.1233 | 6.2349 | 0 | 1.8945 | 11.1275 | 50
249 | 620 | 154 | 38 | 2.3 | 3.9 | 0 | 0 | 28.7642 |  | 63.3129 | 21.5557 | 0 | 63.3219 | 1.4073 | 0 | 0 | 11.1275 | 50
250 | 809 | 323 | 55 | 1.1 | 7.1 | 126.0598 | -4.73e-06 | 52.0071 |  | 25.4902 | 4.3624 | 109.201 | 8.5606 | 9.1452 | 0 | 0 | 11.1275 | 50
251 | 902 | 460 | 61 | 0.6 | 9.5 | 243.4064 | 0 | 63.9138 |  | 25.4902 | 4.1517 | 218.0588 | 0 | 25.9174 | 0 | 0 | 11.1275 | 50
252 | 930 | 538 | 65 | 1.1 | 9.8 | 262.2872 | 0 | 71.3947 |  | 25.4902 | 4.0056 | 236.9525 | 0 | 44.1394 | 0 | 0 | 11.1275 | 50
253 | 945 | 559 | 65 | 1.6 | 10.5 | 268.4792 | 0 | 74.085 |  | 25.4902 | 3.952 | 243.1493 | 0 | 62.8165 | 0 | 0 | 11.1275 | 50
254 | 922 | 514 | 65 | 2 | 11.2 | 255.0708 | 0 | 70.3242 |  | 25.4902 | 4.087 | 229.733 | 0 | 80.434 | 11.4682 | 0 | 28.9533 | 49.8
255 | 843 | 406 | 66 | 3.6 | 11.3 | 214.147 | 0 | 60.9011 |  | 32.214 | 7.3255 | 182.0581 | 0 | 94.3675 | 17.7133 | 0 | 55.3866 | 50
256 | 726 | 258 | 55 | 4.2 | 10.6 | 146.3306 | 0 | 44.0351 |  | 89.8961 | 32.3828 | 56.5177 | 0 | 98.593 | 23.8201 | 0 | 90 | 50
257 | 422 | 87 | 30 | 3.6 | 9.2 | 0 | 0 | 13.2907 |  | 101.0091 | 38.473 | 0 | 101.0125 | 90.7524 | 0 | 0 | 90 | 50
258 | 1 | 2 | 2 | 2.3 | 6.6 | 0 | 0 | 0 |  | 109.8533 | 42.6984 | 0 | 109.8573 | 82.1965 | 0 | 9.6394 | 75.9724 | 50
259 | 0 | 0 | 0 | 2.8 | 5.7 | 0 | 0 | 0 |  | 109.8533 | 42.6976 | 0 | 109.8577 | 73.6407 | 0 | 9.6332 | 61.7204 | 50
260 | 0 | 0 | 0 | 1.3 | 4.4 | 0 | 0 | 0 |  | 109.8533 | 42.6982 | 0 | 109.8582 | 65.0851 | 0 | 9.227 | 47.8853 | 49.6
261 | 0 | 0 | 0 | 0.8 | 3 | 0 | 0 | 0 |  | 109.8533 | 42.6986 | 0 | 109.8587 | 56.5297 | 0 | 5.1262 | 40.1679 | 45.5
262 | 0 | 0 | 0 | 1.5 | 1.5 | 0 | 0 | 0 |  | 109.8533 | 42.6987 | 0 | 109.8592 | 47.9747 | 0 | 2.0258 | 37.1661 | 42.4
263 | 0 | 0 | 0 | 1.3 | 1.4 | 0 | 0 | 0 |  | 76.802 | 27.6378 | 0 | 76.8066 | 42.0699 | 0 | 0 | 37.1661 | 27.6378
264 | 0 | 0 | 0 | 0.9 | 1 | 0 | 0 | 0 |  | 25.4902 | 5.8399 | 0 | 25.4918 | 40.1583 | 0 | 0 | 37.1661 | 5.8399
265 | 0 | 0 | 0 | 2.2 | 2.3 | 0 | 0 | 0 |  | 25.4902 | 5.8273 | 0 | 25.492 | 38.2469 | 0 | 0 | 37.1661 | 5.8273
266 | 0 | 0 | 0 | 1.5 | 1.5 | 0 | 0 | 0 |  | 25.4902 | 5.8245 | 0 | 25.4922 | 36.3356 | 0 | 0 | 37.1661 | 5.8245
267 | 0 | 0 | 0 | 0.9 | -0.4 | 0 | 0 | 0 |  | 25.4902 | 5.8268 | 0 | 25.4924 | 34.4244 | 0 | 0 | 37.1661 | 5.8268
268 | 0 | 0 | 0 | 0.8 | -1.1 | 0 | 0 | 0 |  | 25.4902 | 5.8229 | 0 | 25.4926 | 32.5134 | 0 | 0 | 37.1661 | 5.8229
269 | 0 | 0 | 0 | 0.5 | -0.8 | 0 | 0 | 0 |  | 26.0565 | 6.0396 | 0 | 26.0592 | 30.5601 | 0 | 0 | 37.1661 | 6.0396
270 | 0 | 0 | 0 | 1.1 | -0.2 | 0 | 0 | 0 |  | 105.8918 | 40.7449 | 0 | 105.9035 | 22.3279 | 0 | 1.7444 | 34.7364 | 40.5
271 | 0 | 0 | 0 | 0.5 | -0.8 | 0 | 0 | 0 |  | 105.8918 | 40.7299 | 0 | 105.9046 | 14.0976 | 0 | 5.7293 | 25.7237 | 44.5
272 | 138 | 18 | 9 | 1 | -0.2 | 0 | 0 | 0.68109 |  | 105.8917 | 40.7026 | 0 | 105.9062 | 5.8712 | 0 | 8.1366 | 12.2157 | 47.6
273 | 657 | 158 | 35 | 1 | 3.6 | 0 | 0 | 29.7525 |  | 55.7969 | 18.2898 | 0 | 55.8058 | 1.6346 | 0 | 0 | 12.2157 | 47.9
274 | 840 | 328 | 48 | 1 | 7.1 | 134.4653 | 5.02e-06 | 52.4326 |  | 25.4902 | 4.31 | 117.2495 | 8.1977 | 9.9928 | 0 | 0 | 12.2157 | 46.9
275 | 924 | 464 | 53 | 0.7 | 10 | 250.0681 | 0 | 64.552 |  | 25.4902 | 4.0937 | 224.726 | 0 | 27.2409 | 0 | 0 | 12.2157 | 46.5
276 | 961 | 547 | 55 | 1.3 | 11.1 | 271.9136 | 0 | 72.4942 |  | 25.4902 | 3.9034 | 246.5856 | 0 | 46.1646 | 0 | 0 | 12.2157 | 45.5
277 | 963 | 564 | 57 | 1.1 | 11.9 | 274.3237 | 0 | 73.2598 |  | 25.4902 | 4.1808 | 248.9972 | 0 | 65.2526 | 0 | 0 | 12.2157 | 43.9
278 | 943 | 519 | 56 | 1.6 | 12.6 | 261.9778 | 0 | 70.005 |  | 25.4902 | 4.2145 | 236.6426 | 0 | 83.363 | 4.2181 | 0 | 18.9914 | 42.6
279 | 884 | 414 | 53 | 2.4 | 13.1 | 227.2944 | 0 | 60.5718 |  | 89.7974 | 31.9052 | 137.629 | 0 | 93.7951 | 24.967 | 0 | 56.2529 | 42.7
280 | 765 | 263 | 46 | 3.7 | 11.9 | 157.0426 | 0 | 44.9582 |  | 93.2325 | 33.8228 | 63.9015 | 0 | 98.6125 | 23.4238 | 0 | 90 | 45.9
281 | 471 | 91 | 27 | 3.7 | 10.3 | 0 | 0 | 14.1067 |  | 93.288 | 34.9321 | 0 | 93.2912 | 91.393 | 0 | 0 | 90 | 47.6
282 | 2 | 2 | 2 | 2.4 | 7.5 | 0 | 0 | 0 |  | 116.7479 | 45.9908 | 0 | 116.7522 | 82.2757 | 0 | 5.2153 | 82.841 | 48.4
283 | 0 | 0 | 0 | 1.1 | 5.5 | 0 | 0 | 0 |  | 116.7481 | 45.9967 | 0 | 116.7528 | 73.1583 | 0 | 5.1055 | 75.547 | 48.3
284 | 0 | 0 | 0 | 0.7 | 4.5 | 0 | 0 | 0 |  | 116.7484 | 45.9974 | 0 | 116.7536 | 64.0413 | 0 | 3.102 | 71.1144 | 46.3
285 | 0 | 0 | 0 | 0.5 | 3.5 | 0 | 0 | 0 |  | 116.7487 | 45.9976 | 0 | 116.7544 | 54.9244 | 0 | 0 | 71.1144 | 43.2
286 | 0 | 0 | 0 | 1 | 3 | 0 | 0 | 0 |  | 107.2504 | 41.4599 | 0 | 107.2562 | 46.5807 | 0 | 0 | 71.1144 | 39.3
287 | 0 | 0 | 0 | 0.5 | 2.1 | 0 | 0 | 0 |  | 99.704 | 37.9324 | 0 | 99.71 | 38.8469 | 3.3993e-10 | 0 | 71.1144 | 36.2
288 | 0 | 0 | 0 | 1.1 | 2.2 | 0 | 0 | 0 |  | 94.354 | 35.4687 | 0 | 94.3603 | 31.5439 | 1.8234e-07 | 0 | 71.1144 | 34
289 | 0 | 0 | 0 | 0.7 | 0.6 | 0 | 0 | 0 |  | 50.2503 | 16.1234 | 0 | 50.254 | 27.7304 | 0 | 0 | 71.1144 | 16.1234
290 | 0 | 0 | 0 | 0.3 | 0.6 | 0 | 0 | 0 |  | 25.4902 | 5.8247 | 0 | 25.4923 | 25.8206 | 0 | 0 | 71.1144 | 5.8247
291 | 0 | 0 | 0 | 1.2 | 1.5 | 0 | 0 | 0 |  | 25.4902 | 5.8113 | 0 | 25.4925 | 23.9112 | 0 | 0 | 71.1144 | 5.8113
292 | 0 | 0 | 0 | 0.5 | 0.3 | 0 | 0 | 0 |  | 25.4902 | 5.8075 | 0 | 25.4928 | 22.0021 | 0 | 0 | 71.1144 | 5.8075
293 | 0 | 0 | 0 | 0.6 | 0.9 | 0 | 0 | 0 |  | 25.4902 | 5.7944 | 0 | 25.4931 | 20.0935 | 0 | 0 | 71.1144 | 5.7944
294 | 0 | 0 | 0 | 0.5 | -0.4 | 0 | 0 | 0 |  | 65.5228 | 22.5633 | 0 | 65.5311 | 15.0819 | 0 | 0 | 71.1144 | 22.5633
295 | 0 | 0 | 0 | 0.4 | -0.3 | 0 | 0 | 0 |  | 65.523 | 22.5271 | 0 | 65.5321 | 10.0722 | 0 | 16.127 | 46.9315 | 38.3
296 | 159 | 19 | 8 | 0.7 | 0.8 | 0 | 0 | 0.68123 |  | 65.5232 | 22.4765 | 0 | 65.5335 | 5.0658 | 0 | 19.0131 | 16.1264 | 41.9
297 | 696 | 163 | 32 | 0.5 | 5 | 0 | 0 | 30.4197 |  | 43.2262 | 12.9106 | 0 | 43.234 | 1.8124 | 0 | 0 | 16.1264 | 43.3303
298 | 873 | 335 | 43 | 1.1 | 9.4 | 143.5083 | 0 | 53.2738 |  | 25.4902 | 4.2343 | 125.9403 | 7.8402 | 10.847 | 0 | 0 | 16.1264 | 42.9
299 | 947 | 472 | 49 | 1.8 | 11.7 | 256.9701 | 0 | 66.7677 |  | 55.6812 | 16.5633 | 201.4389 | 0 | 26.28 | 0 | 0 | 16.1264 | 43.1
300 | 978 | 555 | 52 | 2.6 | 13.6 | 276.7094 | 0 | 74.4441 |  | 55.6807 | 16.8959 | 221.1921 | 0 | 43.233 | 0 | 0 | 16.1264 | 42.8
301 | 981 | 573 | 53 | 4.1 | 14.5 | 278.0265 | 0 | 75 |  | 55.681 | 16.9138 | 222.5101 | 0 | 60.2744 | 0 | 0 | 16.1264 | 41
302 | 962 | 529 | 53 | 4.2 | 15.3 | 265.9152 | 0 | 72.719 |  | 55.6811 | 16.9332 | 210.3909 | 0 | 76.368 | 10.6015 | 0 | 32.6393 | 39.9
303 | 914 | 425 | 49 | 3.6 | 15.8 | 235.3968 | 0 | 62.1547 |  | 55.6811 | 17.1174 | 179.8524 | 0 | 90.1012 | 24.9748 | 0 | 69.4877 | 40
304 | 813 | 274 | 41 | 3.3 | 16.1 | 169.9516 | 0 | 45.7258 |  | 55.6763 | 17.4334 | 114.3703 | 0 | 98.8096 | 14.0492 | 0 | 89.77 | 43.7
305 | 548 | 99 | 25 | 3.6 | 14.1 | 0 | 0 | 15.6629 |  | 55.681 | 18.8778 | 0 | 55.6828 | 94.5675 | 0 | 12.9994 | 70.6302 | 46.6
306 | 6 | 2 | 2 | 2.1 | 10.1 | 0 | 0 | 0 |  | 104.9105 | 40.367 | 0 | 104.9143 | 86.4117 | 0 | 9.9014 | 55.9761 | 48.2
307 | 0 | 0 | 0 | 0.2 | 8.1 | 0 | 0 | 0 |  | 104.9105 | 40.3706 | 0 | 104.9147 | 78.256 | 0 | 9.7721 | 41.2989 | 48.1
308 | 0 | 0 | 0 | 0.9 | 6.4 | 0 | 0 | 0 |  | 104.9106 | 40.3721 | 0 | 104.9151 | 70.1004 | 0 | 7.9627 | 29.0958 | 46.3
309 | 0 | 0 | 0 | 1 | 5.5 | 0 | 0 | 0 |  | 104.9106 | 40.3691 | 0 | 104.9155 | 61.945 | 0 | 4.0632 | 22.7899 | 42.4
310 | 0 | 0 | 0 | 1.9 | 5.8 | 0 | 0 | 0 |  | 58.1801 | 19.5541 | 0 | 58.1832 | 57.5072 | 0 | 0 | 22.7899 | 19.5541
311 | 0 | 0 | 0 | 2.7 | 7.3 | 0 | 0 | 0 |  | 25.4902 | 5.8181 | 0 | 25.4916 | 55.5948 | 0 | 0 | 22.7899 | 5.8181
312 | 0 | 0 | 0 | 2.9 | 7.5 | 0 | 0 | 0 |  | 25.4902 | 5.8124 | 0 | 25.4917 | 53.6824 | 0 | 0 | 22.7899 | 5.8124
313 | 0 | 0 | 0 | 2.4 | 6.1 | 0 | 0 | 0 |  | 25.4902 | 5.8142 | 0 | 25.4919 | 51.7701 | 0 | 0 | 22.7899 | 5.8142
314 | 0 | 0 | 0 | 1.4 | 4.7 | 0 | 0 | 0 |  | 25.4902 | 5.8159 | 0 | 25.492 | 49.8578 | 0 | 0 | 22.7899 | 5.8159
315 | 0 | 0 | 0 | 1.7 | 4.9 | 0 | 0 | 0 |  | 25.4902 | 5.8096 | 0 | 25.4921 | 47.9456 | 0 | 0 | 22.7899 | 5.8096
316 | 0 | 0 | 0 | 2.8 | 5.6 | 0 | 0 | 0 |  | 31.9237 | 8.3542 | 0 | 31.9264 | 45.5496 | 0 | 0 | 22.7899 | 8.3542
317 | 0 | 0 | 0 | 2.8 | 6.3 | 0 | 0 | 0 |  | 124.0833 | 49.5718 | 0 | 124.0945 | 35.8328 | 0 | 0 | 22.7899 | 46.2
318 | 0 | 0 | 0 | 3.4 | 6.7 | 0 | 0 | 0 |  | 126.795 | 50.6662 | 0 | 126.8073 | 25.8937 | 0 | 2.6812 | 18.7069 | 50
319 | 0 | 0 | 0 | 0.9 | 4.2 | 0 | 0 | 0 |  | 126.795 | 50.6656 | 0 | 126.8085 | 15.9564 | 0 | 2.6685 | 14.3362 | 50
320 | 159 | 19 | 8 | 1.2 | 5.5 | 0 | 0 | 0.67741 |  | 126.795 | 50.6413 | 0 | 126.8102 | 6.0231 | 0 | 1.9975 | 10.9897 | 50
321 | 680 | 159 | 31 | 2 | 9.8 | 0 | 0 | 29.7626 |  | 60.9095 | 20.4975 | 0 | 60.9181 | 1.385 | 0 | 0 | 10.9897 | 50
322 | 854 | 328 | 42 | 0.7 | 14.7 | 139.1921 | 0 | 50.6872 |  | 25.4902 | 4.0322 | 121.788 | 8.0066 | 10.1195 | 0 | 0 | 10.9897 | 50
323 | 924 | 462 | 48 | 1.4 | 16.2 | 250.7298 | 0 | 63.6901 |  | 48.5019 | 13.9798 | 202.3744 | 0 | 25.671 | 0 | 0 | 10.9897 | 50
324 | 951 | 542 | 51 | 2.1 | 17.5 | 269.2021 | 0 | 70.995 |  | 48.5021 | 13.7767 | 220.8594 | 0 | 42.6388 | 0 | 0 | 10.9897 | 50
325 | 957 | 561 | 52 | 2.3 | 18.2 | 272.737 | 0 | 72.6758 |  | 48.5021 | 13.6032 | 224.3971 | 0 | 59.859 | 0 | 0 | 10.9897 | 49
326 | 934 | 517 | 53 | 3 | 18.6 | 259.2552 | 0 | 69.2571 |  | 48.5022 | 13.6574 | 210.9068 | 0 | 76.0189 | 22.7078 | 0 | 45.3021 | 48.5
327 | 885 | 415 | 49 | 2.9 | 18.9 | 228.6606 | 0 | 59.4438 |  | 48.5019 | 14.155 | 180.2921 | 0 | 89.8037 | 24.007 | 0 | 80.2006 | 48.6
328 | 779 | 267 | 42 | 3 | 18.2 | 163.4387 | 0 | 43.8238 |  | 48.4893 | 14.3563 | 115.0399 | 0 | 98.5725 | 5.7266 | 0 | 88.5381 | 50
329 | 519 | 97 | 25 | 2.4 | 16.2 | 0 | 0 | 15.3465 |  | 48.5019 | 15.5979 | 0 | 48.5035 | 94.8932 | 0 | 19.6832 | 59.3687 | 50
330 | 10 | 2 | 2 | 1 | 13 | 0 | 0 | 0 |  | 111.4797 | 43.2273 | 0 | 111.4835 | 86.2094 | 0 | 9.2829 | 45.4714 | 50
331 | 0 | 0 | 0 | 1.5 | 10.9 | 0 | 0 | 0 |  | 111.4771 | 43.4539 | 0 | 111.4813 | 77.5215 | 0 | 9.123 | 31.6802 | 50
332 | 0 | 0 | 0 | 1.6 | 10.5 | 0 | 0 | 0 |  | 111.4771 | 43.4508 | 0 | 111.4817 | 68.8338 | 0 | 7.9593 | 19.1885 | 48.9
333 | 0 | 0 | 0 | 2 | 9.8 | 0 | 0 | 0 |  | 90.5668 | 33.7572 | 0 | 90.5709 | 61.8331 | 0 | 0 | 19.1885 | 33.7572
334 | 0 | 0 | 0 | 3 | 11.4 | 0 | 0 | 0 |  | 25.4902 | 6.1562 | 0 | 25.4915 | 59.9204 | 0 | 0 | 19.1885 | 6.1562
335 | 0 | 0 | 0 | 2.3 | 10.4 | 0 | 0 | 0 |  | 25.4902 | 5.8049 | 0 | 25.4916 | 58.0079 | 0 | 0 | 19.1885 | 5.8049
336 | 0 | 0 | 0 | 2 | 9.6 | 0 | 0 | 0 |  | 25.4902 | 5.8042 | 0 | 25.4917 | 56.0955 | 0 | 0 | 19.1885 | 5.8042
337 | 0 | 0 | 0 | 2.7 | 9 | 0 | 0 | 0 |  | 25.4902 | 5.8024 | 0 | 25.4918 | 54.1832 | 0 | 0 | 19.1885 | 5.8024
338 | 0 | 0 | 0 | 3 | 9.9 | 0 | 0 | 0 |  | 25.4902 | 5.7931 | 0 | 25.4919 | 52.2709 | 0 | 0 | 19.1885 | 5.7931
339 | 0 | 0 | 0 | 2.7 | 9.1 | 0 | 0 | 0 |  | 25.4902 | 5.7919 | 0 | 25.4921 | 50.3588 | 0 | 0 | 19.1885 | 5.7919
340 | 0 | 0 | 0 | 2.8 | 8.7 | 0 | 0 | 0 |  | 26.3448 | 6.1306 | 0 | 26.3469 | 48.3824 | 0 | 0 | 19.1885 | 6.1306
341 | 0 | 0 | 0 | 2.8 | 8.5 | 0 | 0 | 0 |  | 125.8143 | 50.2982 | 0 | 125.8252 | 38.5231 | 0 | 0 | 19.1885 | 46.9
342 | 0 | 0 | 0 | 2.5 | 8.3 | 0 | 0 | 0 |  | 128.4329 | 51.2887 | 0 | 128.4449 | 28.4486 | 0 | 2.0198 | 16.1647 | 50
343 | 0 | 0 | 0 | 2.8 | 7.8 | 0 | 0 | 0 |  | 128.4329 | 51.2801 | 0 | 128.446 | 18.3757 | 0 | 2.0121 | 12.8388 | 50
344 | 39 | 17 | 15 | 2.6 | 6.9 | 0 | 0 | 0.76738 |  | 128.4329 | 51.2694 | 0 | 128.4476 | 8.3061 | 0 | 1.2472 | 10.7449 | 50
345 | 274 | 129 | 71 | 2 | 8.5 | 0 | 0 | 18.397 |  | 88.5681 | 32.659 | 0 | 88.5799 | 1.478 | 0 | 0 | 10.7449 | 50
346 | 703 | 315 | 75 | 2.8 | 11.4 | 99.3013 | 0 | 48.4862 |  | 25.4902 | 4.7977 | 83.8318 | 9.9656 | 7.1671 | 0 | 0 | 10.7449 | 50
347 | 715 | 435 | 110 | 4.6 | 13.6 | 187.1121 | 0 | 59.9796 |  | 25.4902 | 4.5003 | 161.731 | 0 | 19.6111 | 0 | 0 | 10.7449 | 50
348 | 907 | 564 | 92 | 5.2 | 14.7 | 252.9284 | 0 | 75 |  | 25.4902 | 3.8447 | 227.588 | 0 | 37.1106 | 8.2142 | 0 | 23.695 | 49.6
349 | 718 | 504 | 117 | 4.9 | 14.7 | 197.2154 | 0 | 66.0508 |  | 25.4902 | 4.2421 | 171.8425 | 0 | 50.3232 | 21.1936 | 0 | 55.3751 | 49
350 | 701 | 520 | 166 | 4.8 | 15.2 | 187.7498 | 0 | 66.0704 |  | 25.4902 | 4.1738 | 162.3715 | 0 | 62.7921 | 21.6832 | 0 | 86.8742 | 48.5611
351 | 502 | 362 | 151 | 4.9 | 14.6 | 118.8512 | 0 | 47.1926 |  | 25.4902 | 4.5924 | 93.4309 | 0 | 69.9691 | 1.0902 | 0 | 88.4816 | 48.8
352 | 346 | 213 | 109 | 4.9 | 13.4 | 0 | 0 | 29.2905 |  | 62.4611 | 21.4902 | 0 | 62.4636 | 65.1945 | 0 | 0 | 88.4816 | 50
353 | 201 | 94 | 58 | 4.4 | 12 | 0 | 0 | 10.8892 |  | 107.4736 | 41.4037 | 0 | 107.4784 | 56.835 | 0 | 0 | 88.4816 | 50
354 | 1 | 2 | 2 | 3.4 | 9.7 | 0 | 0 | 0 |  | 133.3736 | 53.2071 | 0 | 133.3803 | 46.3518 | 0 | 0.0051473 | 89.47 | 50
355 | 0 | 0 | 0 | 2.9 | 8.1 | 0 | 0 | 0 |  | 133.491 | 53.248 | 0 | 133.4984 | 35.8595 | 0 | 0 | 89.47 | 50
356 | 0 | 0 | 0 | 2.3 | 8.3 | 0 | 0 | 0 |  | 131.5153 | 52.4972 | 0 | 131.5235 | 25.5316 | 0 | 0 | 89.47 | 49.2
357 | 0 | 0 | 0 | 1.9 | 7.7 | 0 | 0 | 0 |  | 119.227 | 47.1774 | 0 | 119.2357 | 16.2161 | 0 | 0.048494 | 89.8203 | 44.2
358 | 0 | 0 | 0 | 1.8 | 6.7 | 0 | 0 | 0 |  | 110.6932 | 43.033 | 0 | 110.7027 | 7.6 | 0 | 0.0025595 | 89.8787 | 40.7
359 | 0 | 0 | 0 | 1.9 | 6.3 | 0 | 0 | 0 |  | 98.2207 | 37.1381 | 0 | 98.2311 | 0 | 0 | 0 | 89.8787 | 37.1381
360 | 0 | 0 | 0 | 2.2 | 6 | 0 | 0 | 0 |  | 0 | -0.28887 | 0 | 0 | 9.81e-15 | 0 | 0 | 89.8787 | -0.28887
361 | 0 | 0 | 0 | 2.5 | 5.6 | 0 | 0 | 0 |  | 0 | -0.28887 | 0 | 0 | 9.78e-15 | 0 | 0 | 89.8787 | -0.28887
362 | 0 | 0 | 0 | 0.4 | 4.4 | 0 | 0 | 0 |  | 0 | -0.28887 | 0 | 0 | 9.75e-15 | 0 | 0 | 89.8787 | -0.28887
363 | 0 | 0 | 0 | 0.6 | 4.2 | 0 | 0 | 0 |  | 0 | -0.28887 | 0 | 0 | 9.72e-15 | 0 | 0 | 89.8787 | -0.28887
364 | 0 | 0 | 0 | 0.3 | 3.9 | 0 | 0 | 0 |  | 0 | -0.28887 | 0 | 0 | 9.69e-15 | 0 | 0 | 89.8787 | -0.28887
365 | 0 | 0 | 0 | 0.4 | 3.6 | 0 | 0 | 0 |  | 0 | -0.28887 | 0 | 0 | 9.66e-15 | 0 | 0 | 89.8787 | -0.28887
366 | 0 | 0 | 0 | 1 | 2.8 | 0 | 0 | 0 |  | 0 | -0.28887 | 0 | 0 | 9.62e-15 | 0 | 21.0041 | 57.6867 | 20.7152
367 | 0 | 0 | 0 | 2 | 4.1 | 0 | 0 | 0 |  | 0 | -0.28887 | 0 | 0 | 9.59e-15 | 0 | 24.9372 | 17.618 | 24.6483
368 | 33 | 13 | 10 | 1.5 | 3.8 | 0 | 0 | 0.52867 |  | 0 | -0.28887 | 0 | 0 | 9.56e-15 | 0 | 0 | 17.618 | 0.23981
369 | 328 | 122 | 56 | 0.4 | 5.1 | 0 | 0 | 19.2037 |  | 0 | -0.28887 | 0 | 0 | 9.53e-15 | 0 | 0 | 17.618 | 18.9148
370 | 598 | 301 | 94 | 0.6 | 9.6 | 73.0316 | 0 | 43.427 |  | 0 | -1.4473 | 73.0722 | 0 | 5.4851 | 0 | 0 | 17.618 | 41.9797
371 | 778 | 450 | 96 | 1.6 | 11.3 | 208.391 | 0 | 61.3942 |  | 0 | -1.6933 | 208.5072 | 0 | 21.4264 | 9.8468 | 0 | 32.9227 | 49.8541
372 | 808 | 524 | 101 | 2.8 | 12.5 | 225.5998 | 0 | 68.7096 |  | 0 | -1.804 | 225.726 | 0 | 38.7715 | 17.0441 | 0 | 58.3843 | 49.8615
373 | 804 | 553 | 118 | 3 | 13.4 | 225.8014 | 0 | 71.2751 |  | 0 | -1.8051 | 225.9282 | 0 | 56.1491 | 20.1123 | 0 | 87.7681 | 49.3577
374 | 561 | 450 | 161 | 3.5 | 13.8 | 147.3608 | 0 | 55.8693 |  | 0 | -1.4028 | 147.444 | 0 | 67.483 | 0.52372 | 0 | 88.5792 | 49.2
375 | 371 | 319 | 157 | 3.7 | 13.6 | 83.2093 | 0 | 38.311 |  | 0 | -1.2057 | 83.2566 | 0 | 73.8709 | 0 | 11.7038 | 71.4223 | 48.8091
376 | 343 | 216 | 112 | 3.8 | 13.1 | 0 | 0 | 29.3662 |  | 130.421 | 26.0473 | 0 | 130.4321 | 63.6144 | 2.716 | 0 | 75.6124 | 50
377 | 163 | 92 | 67 | 3.5 | 12.4 | 0 | 0 | 11.0346 |  | 133.3436 | 52.7465 | 0 | 133.3549 | 53.1473 | 9.5424 | 0 | 89.9189 | 50
378 | 2 | 3 | 3 | 3.1 | 10.5 | 0 | 0 | 0 |  | 133.1113 | 53.0586 | 0 | 133.1233 | 42.6854 | 0 | 0.52776 | 89.2724 | 50
379 | 0 | 0 | 0 | 1.4 | 9.3 | 0 | 0 | 0 |  | 133.0424 | 53.0321 | 0 | 133.0552 | 32.2301 | 0 | 0.0074694 | 89.5065 | 50
380 | 0 | 0 | 0 | 1.5 | 8.6 | 0 | 0 | 0 |  | 131.0293 | 52.2655 | 0 | 131.0429 | 21.9422 | 0 | 0.0046227 | 89.6666 | 49
381 | 0 | 0 | 0 | 1.5 | 7.7 | 0 | 0 | 0 |  | 118.9837 | 47.0266 | 0 | 118.9974 | 12.6471 | 0 | 0.0035138 | 89.7749 | 44.1
382 | 0 | 0 | 0 | 0.7 | 7.6 | 0 | 0 | 0 |  | 110.4602 | 42.8563 | 0 | 110.4746 | 4.0517 | 0 | 0.0027686 | 89.8481 | 40.6
383 | 0 | 0 | 0 | 1 | 7.3 | 0 | 0 | 0 |  | 0 | -0.28887 | 0 | 0 | 4.0429 | 0 | 19.443 | 60.0541 | 19.1541
384 | 0 | 0 | 0 | 0.6 | 6.7 | 0 | 0 | 0 |  | 0 | -0.28887 | 0 | 0 | 4.0341 | 0 | 0 | 60.0541 | -0.28887
385 | 0 | 0 | 0 | 0.8 | 6.7 | 0 | 0 | 0 |  | 0 | -0.28887 | 0 | 0 | 4.0253 | 0 | 0 | 60.0541 | -0.28887
386 | 0 | 0 | 0 | 1.5 | 6.4 | 0 | 0 | 0 |  | 0 | -0.28887 | 0 | 0 | 4.0165 | 0 | 0 | 60.0541 | -0.28887
387 | 0 | 0 | 0 | 2.2 | 6.4 | 0 | 0 | 0 |  | 0 | -0.28887 | 0 | 0 | 4.0078 | 0 | 0 | 60.0541 | -0.28887
388 | 0 | 0 | 0 | 1 | 4.3 | 0 | 0 | 0 |  | 0 | -0.28887 | 0 | 0 | 3.999 | 0 | 0 | 60.0541 | -0.28887
389 | 0 | 0 | 0 | 1.5 | 4.4 | 0 | 0 | 0 |  | 0 | -0.28887 | 0 | 0 | 3.9902 | 0 | 0 | 60.0541 | -0.28887
390 | 0 | 0 | 0 | 0.7 | 3.9 | 0 | 0 | 0 |  | 0 | -0.28887 | 0 | 0 | 3.9814 | 0 | 23.6045 | 22.887 | 23.3156
391 | 0 | 0 | 0 | 0.7 | 4 | 0 | 0 | 0 |  | 0 | -0.28887 | 0 | 0 | 3.9726 | 0 | 0 | 22.887 | -0.28887
392 | 108 | 25 | 18 | 1.7 | 4.5 | 0 | 0 | 1.0978 |  | 0 | -0.28887 | 0 | 0 | 3.9638 | 0 | 0 | 22.887 | 0.80896
393 | 315 | 151 | 88 | 0.8 | 7.3 | 0 | 0 | 21.5338 |  | 0 | -0.28887 | 0 | 0 | 3.9551 | 0 | 0 | 22.887 | 21.2449
394 | 696 | 380 | 141 | 0.3 | 11.2 | 99.1689 | 0 | 51.0097 |  | 0 | -1.5521 | 99.212 | 0 | 11.5287 | 0 | 0 | 22.887 | 49.4575
395 | 526 | 365 | 121 | 1.4 | 12.3 | 134.6775 | 0 | 47.5801 |  | 0 | -1.3604 | 134.7364 | 0 | 21.9023 | 0 | 0 | 22.887 | 46.2198
396 | 855 | 555 | 105 | 2.2 | 13.2 | 240.5665 | 0 | 71.2984 |  | 0 | -1.9279 | 240.6728 | 0 | 40.5104 | 19.5318 | 0 | 52.3989 | 49.8387
397 | 793 | 591 | 160 | 1.5 | 14.3 | 223.6415 | 0 | 71.5887 |  | 0 | -1.8001 | 223.7413 | 0 | 57.8284 | 19.9377 | 0 | 81.5457 | 49.851
398 | 594 | 491 | 186 | 2.9 | 14.6 | 158.0993 | 0 | 59.6335 |  | 0 | -1.4489 | 158.1709 | 0 | 70.0661 | 4.9478 | 0 | 88.8397 | 49.8
399 | 350 | 350 | 196 | 1.6 | 14.7 | 79.1314 | 0 | 39.7762 |  | 0 | -1.197 | 79.1678 | 0 | 76.178 | 0 | 0 | 88.8397 | 38.5793
400 | 7 | 86 | 82 | 3.4 | 13.5 | 0 | 0 | 5.7914 |  | 0 | -0.37147 | 0 | 0 | 76.1535 | 0 | 21.0825 | 57.4381 | 26.5024
401 | 91 | 78 | 67 | 4.4 | 12.4 | 0 | 0 | 8.7985 |  | 0 | -0.28887 | 0 | 0 | 76.1291 | 0 | 24.949 | 17.6491 | 33.4587
402 | 3 | 3 | 3 | 3.9 | 10.7 | 0 | 0 | 0 |  | 0 | -0.28887 | 0 | 0 | 76.1045 | 0 | 0 | 17.6491 | -0.28887
403 | 0 | 0 | 0 | 3.5 | 10.1 | 0 | 0 | 0 |  | 0 | -0.28887 | 0 | 0 | 76.0799 | 0 | 0 | 17.6491 | -0.28887
404 | 0 | 0 | 0 | 2.9 | 9.9 | 0 | 0 | 0 |  | 0 | -0.28887 | 0 | 0 | 76.0554 | 0 | 0 | 17.6491 | -0.28887
405 | 0 | 0 | 0 | 2.5 | 8.2 | 0 | 0 | 0 |  | 0 | -0.28887 | 0 | 0 | 76.0307 | 0 | 0 | 17.6491 | -0.28887
406 | 0 | 0 | 0 | 1.8 | 7.2 | 0 | 0 | 0 |  | 0 | -0.28887 | 0 | 0 | 76.006 | 0 | 0 | 17.6491 | -0.28887
407 | 0 | 0 | 0 | 1.4 | 7.3 | 0 | 0 | 0 |  | 0 | -0.28887 | 0 | 0 | 75.9813 | 0 | 0 | 17.6491 | -0.28887
408 | 0 | 0 | 0 | 1.5 | 7.2 | 0 | 0 | 0 |  | 0 | -0.28887 | 0 | 0 | 75.9567 | 0 | 0 | 17.6491 | -0.28887
409 | 0 | 0 | 0 | 1.6 | 5.7 | 0 | 0 | 0 |  | 0 | -0.28887 | 0 | 0 | 75.9319 | 0 | 0 | 17.6491 | -0.28887
410 | 0 | 0 | 0 | 2.2 | 5.4 | 0 | 0 | 0 |  | 0 | -0.28887 | 0 | 0 | 75.9071 | 0 | 0 | 17.6491 | -0.28887
411 | 0 | 0 | 0 | 0.9 | 4.8 | 0 | 0 | 0 |  | 0 | -0.28887 | 0 | 0 | 75.8824 | 0 | 0 | 17.6491 | -0.28887
412 | 0 | 0 | 0 | 2.2 | 5 | 0 | 0 | 0 |  | 130.0235 | 26.1862 | 0 | 130.0419 | 65.6502 | 0 | 4.4007 | 10.6588 | 30.5869
413 | 0 | 0 | 0 | 1.8 | 4.2 | 0 | 0 | 0 |  | 126.7407 | 50.5998 | 0 | 126.7585 | 55.7121 | 2.0523e-06 | 0 | 10.6585 | 47.3
414 | 0 | 0 | 0 | 1.5 | 5.2 | 0 | 0 | 0 |  | 132.5046 | 52.8001 | 0 | 132.5239 | 45.2993 | 2.0525e-06 | 0 | 10.6622 | 50
415 | 0 | 0 | 0 | 0.3 | 4.7 | 0 | 0 | 0 |  | 132.4389 | 52.7717 | 0 | 132.4589 | 34.8926 | 2.0525e-06 | 0 | 10.6647 | 50
416 | 0 | 8 | 8 | 0.5 | 5.4 | 0 | 0 | 0.35722 |  | 132.3559 | 52.7295 | 0 | 132.377 | 24.494 | 0 | 0 | 10.6647 | 50
417 | 214 | 141 | 88 | 0.2 | 7.5 | 0 | 0 | 17.1316 |  | 91.6441 | 33.9706 | 0 | 91.6595 | 17.4097 | 0 | 0 | 10.6647 | 50
418 | 547 | 281 | 95 | 1.5 | 10.3 | 60.2565 | 0 | 41.2374 |  | 34.2099 | 8.0424 | 43.653 | 17.587 | 19.5044 | 0 | 0 | 10.6647 | 49.2798
419 | 799 | 460 | 94 | 2.3 | 11.8 | 214.6555 | 0 | 62.6938 |  | 25.4902 | 4.5632 | 189.2575 | 0 | 34.22 | 0 | 0 | 10.6647 | 50
420 | 716 | 522 | 142 | 3.8 | 12.3 | 197.0245 | 0 | 67.0035 |  | 25.4902 | 4.6399 | 171.6256 | 0 | 47.5675 | 5.1981 | 0 | 19.0012 | 50
421 | 735 | 570 | 168 | 3.6 | 12.9 | 204.5099 | 0 | 71.0137 |  | 25.4902 | 4.538 | 179.1215 | 0 | 61.4764 | 24.9669 | 0 | 56.3199 | 49.6
422 | 759 | 544 | 155 | 3.5 | 13.2 | 207.4618 | 0 | 69.2002 |  | 25.4902 | 4.4558 | 182.0822 | 0 | 75.5854 | 23.3367 | 0 | 90 | 49.3
423 | 85 | 278 | 236 | 3.2 | 12.8 | 0 | 0 | 25.5624 |  | 25.4902 | 5.8661 | 0 | 25.4918 | 73.6721 | 0 | 18.4768 | 62.3851 | 49.7
424 | 82 | 179 | 149 | 3.8 | 12.2 | 0 | 0 | 16.9947 |  | 65.426 | 22.7387 | 0 | 65.4305 | 68.6636 | 0 | 11.0488 | 46.0027 | 50
425 | 6 | 42 | 41 | 3.3 | 11.2 | 0 | 0 | 2.7966 |  | 127.1198 | 50.8005 | 0 | 127.1291 | 58.6955 | 0 | 0 | 46.0027 | 50
426 | 0 | 2 | 2 | 2.7 | 10.2 | 0 | 0 | 0 |  | 129.7215 | 51.789 | 0 | 129.7316 | 48.5132 | 0 | 1.539 | 44.1415 | 50
427 | 0 | 0 | 0 | 2.6 | 9.7 | 0 | 0 | 0 |  | 129.7215 | 51.7847 | 0 | 129.7323 | 38.3315 | 0 | 1.4982 | 42.0068 | 50
428 | 0 | 0 | 0 | 1.9 | 9.5 | 0 | 0 | 0 |  | 129.7215 | 51.7776 | 0 | 129.7332 | 28.1508 | 0 | 0 | 42.0068 | 48.5
429 | 0 | 0 | 0 | 1.2 | 9.1 | 0 | 0 | 0 |  | 119.9796 | 47.524 | 0 | 119.9915 | 18.7726 | 2.0544e-06 | 0 | 42.2196 | 44.5
430 | 0 | 0 | 0 | 0.6 | 8.6 | 0 | 0 | 0 |  | 111.93 | 43.5865 | 0 | 111.9425 | 10.0541 | 0 | 0 | 42.2196 | 41.2
431 | 0 | 0 | 0 | 0.5 | 8.6 | 0 | 0 | 0 |  | 0 | -0.28887 | 0 | 0 | 10.0394 | 0 | 13.4817 | 20.7935 | 13.1928
432 | 0 | 0 | 0 | 2.5 | 9.6 | 0 | 0 | 0 |  | 0 | -0.28887 | 0 | 0 | 10.0246 | 0 | 0 | 20.7935 | -0.28887
433 | 0 | 0 | 0 | 2.2 | 9 | 0 | 0 | 0 |  | 0 | -0.28887 | 0 | 0 | 10.0099 | 0 | 0 | 20.7935 | -0.28887
434 | 0 | 0 | 0 | 1.6 | 7.2 | 0 | 0 | 0 |  | 0 | -0.28887 | 0 | 0 | 9.9951 | 0 | 0 | 20.7935 | -0.28887
435 | 0 | 0 | 0 | 0.8 | 5.9 | 0 | 0 | 0 |  | 0 | -0.28887 | 0 | 0 | 9.9803 | 0 | 0 | 20.7935 | -0.28887
436 | 0 | 0 | 0 | 2 | 5 | 0 | 0 | 0 |  | 0 | -0.28887 | 0 | 0 | 9.9655 | 0 | 0 | 20.7935 | -0.28887
437 | 0 | 0 | 0 | 1.6 | 4.4 | 0 | 0 | 0 |  | 0 | -0.28887 | 0 | 0 | 9.9506 | 0 | 0 | 20.7935 | -0.28887
438 | 0 | 0 | 0 | 1.1 | 3.5 | 0 | 0 | 0 |  | 0 | -0.28887 | 0 | 0 | 9.9358 | 0 | 0 | 20.7935 | -0.28887
439 | 0 | 0 | 0 | 1.4 | 3.9 | 0 | 0 | 0 |  | 0 | -0.28887 | 0 | 0 | 9.921 | 0 | 6.1965 | 10.4495 | 5.9076
440 | 154 | 22 | 11 | 1.4 | 3.6 | 0 | 0 | 0.91663 |  | 0 | -0.28887 | 0 | 0 | 9.9062 | 0 | 0 | 10.4495 | 0.62776
441 | 551 | 154 | 44 | 1.4 | 6.8 | 19.2738 | 0 | 27.6305 |  | 0 | -1.2888 | 19.2834 | 0 | 11.368 | 0 | 0 | 10.4495 | 26.3417
442 | 806 | 338 | 59 | 1.5 | 10.7 | 192.6905 | 0 | 51.6757 |  | 0 | -1.6089 | 192.787 | 0 | 26.1853 | 0 | 0 | 10.4495 | 47.5
443 | 831 | 462 | 77 | 3.4 | 12.3 | 223.4789 | 0 | 63.9658 |  | 0 | -1.7949 | 223.5915 | 0 | 43.4284 | 0 | 0 | 10.4495 | 47.6
444 | 872 | 547 | 84 | 4.3 | 13 | 244.3235 | 0 | 72.618 |  | 0 | -1.9527 | 244.4476 | 0 | 62.2985 | 0 | 0 | 10.4495 | 46.5
445 | 850 | 566 | 99 | 3.4 | 13.7 | 240.2967 | 0 | 72.841 |  | 0 | -1.9191 | 240.4201 | 0 | 80.86 | 20.7185 | 0 | 41.9482 | 44.7
446 | 668 | 476 | 126 | 3.7 | 14 | 180.1492 | 0 | 61.0063 |  | 0 | -1.5444 | 180.2433 | 0 | 94.7651 | 16.1379 | 0 | 65.7426 | 43.3241
447 | 686 | 423 | 125 | 3.8 | 14 | 174.0734 | 0 | 56.7749 |  | 130.4897 | 24.9031 | 43.6511 | 0 | 98.0156 | 16.5345 | 0 | 90 | 43.6
448 | 197 | 163 | 93 | 4 | 12.5 | 0 | 0 | 19.0645 |  | 77.9115 | 28.0449 | 0 | 77.917 | 92.0218 | 0 | 0 | 90 | 46.1
449 | 0 | 34 | 34 | 3.4 | 10.8 | 0 | 0 | 2.0439 |  | 122.8852 | 48.9655 | 0 | 122.8943 | 82.4012 | 0 | 0 | 90 | 47.6
450 | 0 | 3 | 3 | 1.5 | 9.9 | 0 | 0 | 0 |  | 128.5041 | 51.328 | 0 | 128.514 | 72.3182 | 0 | 1.0108e-05 | 90 | 48
451 | 0 | 0 | 0 | 1.6 | 9.4 | 0 | 0 | 0 |  | 127.0434 | 50.769 | 0 | 127.0537 | 62.3561 | 0 | 6.9209e-15 | 90 | 47.4
452 | 0 | 0 | 0 | 1 | 9.4 | 0 | 0 | 0 |  | 121.6836 | 48.3732 | 0 | 121.6941 | 52.8347 | 0 | 0 | 90 | 45.2
453 | 0 | 0 | 0 | 0.6 | 9.2 | 0 | 0 | 0 |  | 113.6444 | 44.434 | 0 | 113.6547 | 43.9709 | 0 | 0 | 90 | 41.9
454 | 0 | 0 | 0 | 0.7 | 8.7 | 0 | 0 | 0 |  | 105.8411 | 40.7012 | 0 | 105.8514 | 35.7414 | 0 | 0 | 90 | 38.7
455 | 0 | 0 | 0 | 0.5 | 8.3 | 0 | 0 | 0 |  | 98.0536 | 37.0552 | 0 | 98.0639 | 28.141 | 0 | 0 | 90 | 35.5
456 | 0 | 0 | 0 | 0.8 | 7.9 | 0 | 0 | 0 |  | 92.459 | 34.4669 | 0 | 92.4694 | 20.9914 | 0 | 0 | 90 | 33.2
457 | 0 | 0 | 0 | 0.9 | 8 | 0 | 0 | 0 |  | 89.2907 | 33.0071 | 0 | 89.3017 | 14.0969 | 0 | 0 | 90 | 31.9
458 | 0 | 0 | 0 | 0.9 | 8.7 | 0 | 0 | 0 |  | 88.0743 | 32.4239 | 0 | 88.0865 | 7.3026 | 0 | 0 | 90 | 31.4
459 | 0 | 0 | 0 | 1.7 | 9.4 | 0 | 0 | 0 |  | 88.0865 | 32.3766 | 0 | 88.1005 | 0.51388 | 0 | 0 | 90 | 31.4
460 | 0 | 0 | 0 | 4.6 | 10.4 | 0 | 0 | 0 |  | 0 | -0.28887 | 0 | 0 | 0.51233 | 0 | 0 | 90 | -0.28887
461 | 0 | 0 | 0 | 5.1 | 10.2 | 0 | 0 | 0 |  | 0 | -0.28887 | 0 | 0 | 0.51079 | 0 | 0 | 90 | -0.28887
462 | 0 | 0 | 0 | 2.5 | 8.7 | 0 | 0 | 0 |  | 0 | -0.28887 | 0 | 0 | 0.50925 | 0 | 0 | 90 | -0.28887
463 | 0 | 0 | 0 | 1.6 | 7.5 | 0 | 0 | 0 |  | 0 | -0.28887 | 0 | 0 | 0.5077 | 0 | 0 | 90 | -0.28887
464 | 12 | 8 | 7 | 1.1 | 8.1 | 0 | 0 | 0.33884 |  | 0 | -0.28887 | 0 | 0 | 0.50616 | 0 | 14.7322 | 68.21 | 14.7821
465 | 0 | 43 | 43 | 2.4 | 9.7 | 0 | 0 | 2.6512 |  | 0 | -0.28887 | 0 | 0 | 0.50462 | 0 | 0 | 68.21 | 2.3624
466 | 0 | 131 | 130 | 5.5 | 12.3 | 0 | 0 | 9.2614 |  | 0 | -0.28887 | 0 | 0 | 0.5031 | 0 | 0 | 68.21 | 8.9726
467 | 9 | 185 | 179 | 5 | 13.2 | 0 | 0 | 13.3582 |  | 0 | -0.28887 | 0 | 0 | 0.50158 | 0 | 0 | 68.21 | 13.0694
468 | 83 | 255 | 208 | 6.6 | 14.6 | 0 | 0 | 22.3376 |  | 0 | -0.28887 | 0 | 0 | 0.50006 | 0 | 0 | 68.21 | 22.0488
469 | 1 | 130 | 128 | 5.2 | 13.5 | 0 | 0 | 8.4267 |  | 0 | -0.28887 | 0 | 0 | 0.49855 | 8.4191 | 0 | 80.9502 | -0.28122
470 | 0 | 137 | 135 | 2.4 | 13.4 | 0 | 0 | 8.9197 |  | 0 | -0.28887 | 0 | 0 | 0.49704 | 6.0955 | 0 | 90 | 2.5354
471 | 22 | 113 | 102 | 2 | 13.7 | 0 | 0 | 8.5888 |  | 0 | -0.28887 | 0 | 0 | 0.49553 | 0 | 0 | 90 | 8.2999
472 | 0 | 92 | 91 | 3.1 | 13.5 | 0 | 0 | 6.1126 |  | 0 | -0.28887 | 0 | 0 | 0.49402 | 0 | 0 | 90 | 5.8238
473 | 14 | 27 | 26 | 6.5 | 12.4 | 0 | 0 | 1.9366 |  | 0 | -0.28887 | 0 | 0 | 0.49251 | 0 | 24.9667 | 51.6487 | 26.6144
474 | 16 | 4 | 4 | 5.2 | 12 | 0 | 0 | 0 |  | 0 | -0.28887 | 0 | 0 | 0.491 | 0 | 21.0527 | 17.9409 | 20.7638
475 | 0 | 0 | 0 | 2.4 | 10.6 | 0 | 0 | 0 |  | 0 | -0.28887 | 0 | 0 | 0.48949 | 0 | 0 | 17.9409 | -0.28887
476 | 0 | 0 | 0 | 4 | 11.1 | 0 | 0 | 0 |  | 0 | -0.28887 | 0 | 0 | 0.48798 | 0 | 0 | 17.9409 | -0.28887
477 | 0 | 0 | 0 | 1.6 | 8.9 | 0 | 0 | 0 |  | 0 | -0.28887 | 0 | 0 | 0.48647 | 0 | 0 | 17.9409 | -0.28887
478 | 0 | 0 | 0 | 1.8 | 8.2 | 0 | 0 | 0 |  | 0 | -0.28887 | 0 | 0 | 0.48496 | 0 | 0 | 17.9409 | -0.28887
479 | 0 | 0 | 0 | 2.9 | 8.9 | 0 | 0 | 0 |  | 0 | -0.28887 | 0 | 0 | 0.48345 | 0 | 0 | 17.9409 | -0.28887
480 | 0 | 0 | 0 | 1 | 5.6 | 0 | 0 | 0 |  | 0 | -0.28887 | 0 | 0 | 0.48194 | 0 | 0 | 17.9409 | -0.28887
481 | 0 | 0 | 0 | 0.7 | 4.6 | 0 | 0 | 0 |  | 0 | -0.28887 | 0 | 0 | 0.48042 | 0 | 0 | 17.9409 | -0.28887
482 | 0 | 0 | 0 | 1.2 | 3.7 | 0 | 0 | 0 |  | 0 | -0.28887 | 0 | 0 | 0.47891 | 0 | 0 | 17.9409 | -0.28887
483 | 0 | 0 | 0 | 1.2 | 3.9 | 0 | 0 | 0 |  | 0 | -0.28887 | 0 | 0 | 0.47739 | 0 | 0 | 17.9409 | -0.28887
484 | 0 | 0 | 0 | 0.8 | 3.4 | 0 | 0 | 0 |  | 0 | -0.28887 | 0 | 0 | 0.47588 | 0 | 0 | 17.9409 | -0.28887
485 | 0 | 0 | 0 | 0.9 | 3.7 | 0 | 0 | 0 |  | 0 | -0.28887 | 0 | 0 | 0.47437 | 0 | 0 | 17.9409 | -0.28887
486 | 0 | 0 | 0 | 1.2 | 3.3 | 0 | 0 | 0 |  | 0 | -0.28887 | 0 | 0 | 0.47286 | 0 | 0 | 17.9409 | -0.28887
487 | 0 | 0 | 0 | 1.3 | 3.4 | 0 | 0 | 0 |  | 0 | -0.28887 | 0 | 0 | 0.47136 | 0 | 4.5664 | 10.627 | 4.2775
488 | 193 | 23 | 9 | 1.1 | 3.5 | 0 | 0 | 0.99174 |  | 0 | -0.28887 | 0 | 0 | 0.46986 | 0 | 0 | 10.627 | 0.70287
489 | 708 | 174 | 32 | 1.1 | 7 | 51.226 | 0 | 32.5533 |  | 0 | -1.3763 | 51.254 | 0 | 4.1598 | 0 | 0 | 10.627 | 31.177
490 | 875 | 350 | 44 | 3.2 | 10.2 | 210.9324 | 0 | 54.5945 |  | 0 | -1.7096 | 211.0482 | 0 | 20.0912 | 0 | 0 | 10.627 | 50
491 | 945 | 490 | 49 | 4 | 12.4 | 257.0388 | 0 | 68.3487 |  | 0 | -2.0598 | 257.1804 | 0 | 39.8045 | 0 | 0 | 10.627 | 50
492 | 977 | 581 | 57 | 4.3 | 13 | 276.9339 | 0 | 75 |  | 0 | -2.2688 | 277.0872 | 0 | 61.11 | 7.6325 | 0 | 22.7169 | 50
493 | 868 | 562 | 79 | 3.9 | 13.5 | 245.8351 | 0 | 72.2818 |  | 0 | -1.9589 | 245.9721 | 0 | 80.0343 | 20.7737 | 0 | 53.8728 | 49.5491
494 | 564 | 441 | 148 | 4.3 | 13.5 | 148.5216 | 0 | 55.5459 |  | 0 | -1.4073 | 148.6052 | 0 | 91.4566 | 5.0936 | 0 | 61.3525 | 49.045
495 | 918 | 482 | 79 | 5.3 | 13.7 | 229.7464 | 6.7396 | 67.6272 |  | 127.4493 | 23.4427 | 102.3964 | 0 | 99.2257 | 16.3984 | 0 | 85.6694 | 49.3
496 | 828 | 317 | 57 | 4.6 | 12.8 | 134.8675 | 35.8652 | 50.1568 |  | 133.0849 | 51.5736 | 0 | -1.9084 | 99.2869 | 2.2183 | 0 | 88.9906 | 50
497 | 562 | 124 | 33 | 5.4 | 11.4 | 0 | 0 | 20.3773 |  | 84.1563 | 30.5968 | 0 | 84.1653 | 92.7977 | 0 | 0 | 88.9906 | 50
498 | 52 | 6 | 3 | 3.7 | 9.9 | 0 | 0 | 0 |  | 132.893 | 52.9593 | 0 | 132.9076 | 82.3518 | 0 | 0 | 88.9906 | 50
499 | 0 | 0 | 0 | 1.8 | 8.3 | 0 | 0 | 0 |  | 132.8543 | 52.9489 | 0 | 132.8694 | 71.9093 | 0 | 0 | 88.9906 | 50
500 | 0 | 0 | 0 | 0.7 | 6.4 | 0 | 0 | 0 |  | 130.7671 | 52.1617 | 0 | 130.7825 | 61.6394 | 0 | 0 | 88.9906 | 48.9
501 | 0 | 0 | 0 | 1 | 4.8 | 0 | 0 | 0 |  | 118.9616 | 47.0247 | 0 | 118.9761 | 52.3401 | 0 | 0 | 88.9906 | 44.1
502 | 0 | 0 | 0 | 1.5 | 4.7 | 0 | 0 | 0 |  | 110.6831 | 42.9821 | 0 | 110.6972 | 43.7165 | 0 | 0 | 88.9906 | 40.7
503 | 0 | 0 | 0 | 1.6 | 4.4 | 0 | 0 | 0 |  | 25.4902 | 5.7586 | 0 | 25.4936 | 41.8046 | 0 | 0 | 88.9906 | 5.7586
504 | 0 | 0 | 0 | 1.7 | 3.6 | 0 | 0 | 0 |  | 25.4902 | 5.7563 | 0 | 25.4937 | 39.8928 | 0 | 0 | 88.9906 | 5.7563
505 | 0 | 0 | 0 | 1.4 | 3.9 | 0 | 0 | 0 |  | 25.4902 | 5.7484 | 0 | 25.4939 | 37.9811 | 0 | 0 | 88.9906 | 5.7484
506 | 0 | 0 | 0 | 0.9 | 2.4 | 0 | 0 | 0 |  | 25.4902 | 5.749 | 0 | 25.4941 | 36.0696 | 0 | 0 | 88.9906 | 5.749
507 | 0 | 0 | 0 | 1.2 | 2.7 | 0 | 0 | 0 |  | 25.4902 | 5.7406 | 0 | 25.4942 | 34.1582 | 0 | 0 | 88.9906 | 5.7406
508 | 0 | 0 | 0 | 2.5 | 4.3 | 0 | 0 | 0 |  | 36.5092 | 10.1433 | 0 | 36.5153 | 31.4105 | 0 | 0 | 88.9906 | 10.1433
509 | 0 | 0 | 0 | 1.5 | 3.6 | 0 | 0 | 0 |  | 126.7407 | 50.5567 | 0 | 126.763 | 21.4751 | 0 | 0 | 88.9906 | 47.3
510 | 0 | 0 | 0 | 2.3 | 3.5 | 0 | 0 | 0 |  | 132.0447 | 52.5926 | 0 | 132.0694 | 11.1052 | 0 | 0.070588 | 89.9952 | 50
511 | 0 | 0 | 0 | 1.5 | 5.1 | 0 | 0 | 0 |  | 131.8571 | 52.4968 | 0 | 131.884 | 0.75806 | 0 | 0 | 89.9952 | 50
512 | 192 | 41 | 27 | 1.3 | 3.8 | 0 | 0 | 1.9157 |  | 0 | -0.28887 | 0 | 0 | 0.75581 | 0 | 24.9638 | 51.3723 | 26.5906
513 | 288 | 165 | 115 | 4.8 | 8.2 | 0 | 0 | 23.6251 |  | 0 | -0.28887 | 0 | 0 | 0.75358 | 0 | 20.4717 | 18.6278 | 43.8079
514 | 11 | 150 | 145 | 6.1 | 8.8 | 0 | 0 | 11.3547 |  | 0 | -0.28887 | 0 | 0 | 0.75136 | 0 | 0 | 18.6278 | 11.0659
515 | 0 | 157 | 155 | 4.3 | 9.7 | 0 | 0 | 10.8243 |  | 0 | -0.28887 | 0 | 0 | 0.74915 | 0 | 0 | 18.6278 | 10.5354
516 | 12 | 219 | 210 | 4.8 | 10.4 | 0 | 0 | 15.9744 |  | 0 | -0.28887 | 0 | 0 | 0.74694 | 0 | 0 | 18.6278 | 15.6855
517 | 7 | 280 | 272 | 3.2 | 11.2 | 0 | 0 | 20.751 |  | 0 | -0.28887 | 0 | 0 | 0.74473 | 0 | 0 | 18.6278 | 20.4622
518 | 5 | 217 | 211 | 2.6 | 11.3 | 0 | 0 | 15.483 |  | 0 | -0.28887 | 0 | 0 | 0.74253 | 0 | 0 | 18.6278 | 15.1941
519 | 0 | 127 | 125 | 2.2 | 10.9 | 0 | 0 | 8.4357 |  | 0 | -0.28887 | 0 | 0 | 0.74034 | 0 | 0 | 18.6278 | 8.1469
520 | 0 | 114 | 112 | 2.6 | 11 | 0 | 0 | 7.9189 |  | 0 | -0.28887 | 0 | 0 | 0.73814 | 0 | 0 | 18.6278 | 7.63
521 | 110 | 54 | 41 | 4.4 | 11 | 0 | 0 | 7.1382 |  | 0 | -0.28887 | 0 | 0 | 0.73595 | 0 | 0 | 18.6278 | 6.8493
522 | 14 | 4 | 3 | 6 | 9.9 | 0 | 0 | 0 |  | 0 | -0.28887 | 0 | 0 | 0.73376 | 0 | 0 | 18.6278 | -0.28887
523 | 0 | 0 | 0 | 6.2 | 9.7 | 0 | 0 | 0 |  | 0 | -0.28887 | 0 | 0 | 0.73157 | 0 | 0 | 18.6278 | -0.28887
524 | 0 | 0 | 0 | 8.4 | 9.7 | 0 | 0 | 0 |  | 0 | -0.28887 | 0 | 0 | 0.72938 | 0 | 0 | 18.6278 | -0.28887
525 | 0 | 0 | 0 | 9.7 | 9.5 | 0 | 0 | 0 |  | 0 | -0.28887 | 0 | 0 | 0.72719 | 0 | 0 | 18.6278 | -0.28887
526 | 0 | 0 | 0 | 9.4 | 9.6 | 0 | 0 | 0 |  | 0 | -0.28887 | 0 | 0 | 0.72501 | 0 | 0 | 18.6278 | -0.28887
527 | 0 | 0 | 0 | 8.4 | 9.8 | 0 | 0 | 0 |  | 0 | -0.28887 | 0 | 0 | 0.72283 | 0 | 0 | 18.6278 | -0.28887
528 | 0 | 0 | 0 | 8.2 | 10 | 0 | 0 | 0 |  | 0 | -0.28887 | 0 | 0 | 0.72066 | 0 | 0 | 18.6278 | -0.28887
529 | 0 | 0 | 0 | 8.4 | 9.6 | 0 | 0 | 0 |  | 0 | -0.28887 | 0 | 0 | 0.71849 | 0 | 0 | 18.6278 | -0.28887
530 | 0 | 0 | 0 | 6 | 9.9 | 0 | 0 | 0 |  | 0 | -0.28887 | 0 | 0 | 0.71632 | 0 | 0 | 18.6278 | -0.28887
531 | 0 | 0 | 0 | 8.6 | 10.2 | 0 | 0 | 0 |  | 0 | -0.28887 | 0 | 0 | 0.71415 | 0 | 0 | 18.6278 | -0.28887
532 | 0 | 0 | 0 | 6.4 | 10.8 | 0 | 0 | 0 |  | 0 | -0.28887 | 0 | 0 | 0.71199 | 0 | 0 | 18.6278 | -0.28887
533 | 0 | 0 | 0 | 3.6 | 9.9 | 0 | 0 | 0 |  | 0 | -0.28887 | 0 | 0 | 0.70983 | 0 | 0 | 18.6278 | -0.28887
534 | 0 | 0 | 0 | 2.5 | 9.3 | 0 | 0 | 0 |  | 0 | -0.28887 | 0 | 0 | 0.70768 | 0 | 0 | 18.6278 | -0.28887
535 | 0 | 0 | 0 | 1.1 | 8.1 | 0 | 0 | 0 |  | 0 | -0.28887 | 0 | 0 | 0.70551 | 0 | 4.9628 | 10.6424 | 4.674
536 | 0 | 9 | 9 | 2.9 | 7.5 | 0 | 0 | 0.40008 |  | 0 | -0.28887 | 0 | 0 | 0.70335 | 0 | 0 | 10.6424 | 0.11121
537 | 325 | 129 | 52 | 9.5 | 9.3 | 0 | 0 | 19.5855 |  | 0 | -0.28887 | 0 | 0 | 0.7012 | 0 | 0 | 10.6424 | 19.2967
538 | 546 | 289 | 84 | 11.9 | 10.1 | 49.4029 | 0 | 41.724 |  | 0 | -1.371 | 49.4294 | 0 | 4.2814 | 0 | 0 | 10.6424 | 40.3531
539 | 507 | 420 | 174 | 13.5 | 11.5 | 115.4896 | 0 | 52.7593 |  | 0 | -1.2955 | 115.5516 | 0 | 12.9561 | 1.7378 | 0 | 13.511 | 49.726
540 | 617 | 527 | 185 | 13.5 | 12.8 | 155.013 | 0 | 65.1006 |  | 0 | -1.4336 | 155.0969 | 0 | 24.7897 | 13.8837 | 0 | 34.9046 | 49.7833
541 | 423 | 498 | 251 | 13.8 | 13.3 | 95.4778 | 0 | 55.8293 |  | 0 | -1.2381 | 95.5301 | 0 | 32.1035 | 5.0189 | 0 | 42.4907 | 49.5723
542 | 423 | 527 | 293 | 10.4 | 14.4 | 97.8415 | 0 | 57.9128 |  | 0 | -1.2444 | 97.8949 | 0 | 39.6086 | 7.0862 | 0 | 53.2627 | 49.5823
543 | 294 | 362 | 219 | 8.3 | 14.8 | 0 | 0 | 39.4801 |  | 0 | -0.37147 | 0 | 0 | 39.5864 | 0 | 0 | 53.2627 | 39.1086
544 | 63 | 176 | 155 | 8.5 | 14.5 | 0 | 0 | 16.2588 |  | 0 | -0.28887 | 0 | 0 | 39.5642 | 0 | 0 | 53.2627 | 15.9699
545 | 32 | 58 | 53 | 9.9 | 13.1 | 0 | 0 | 4.8997 |  | 0 | -0.28887 | 0 | 0 | 39.542 | 0 | 0 | 53.2627 | 4.6109
546 | 42 | 10 | 8 | 11.8 | 12.5 | 0 | 0 | 0 |  | 0 | -0.28887 | 0 | 0 | 39.5197 | 0 | 23.5427 | 14.868 | 23.2538
547 | 0 | 0 | 0 | 8.8 | 12.5 | 0 | 0 | 0 |  | 0 | -0.28887 | 0 | 0 | 39.4975 | 0 | 0 | 14.868 | -0.28887
548 | 0 | 0 | 0 | 9.4 | 12.7 | 0 | 0 | 0 |  | 0 | -0.28887 | 0 | 0 | 39.4752 | 0 | 0 | 14.868 | -0.28887
549 | 0 | 0 | 0 | 10 | 13 | 0 | 0 | 0 |  | 0 | -0.28887 | 0 | 0 | 39.453 | 0 | 0 | 14.868 | -0.28887
550 | 0 | 0 | 0 | 8.9 | 13.2 | 0 | 0 | 0 |  | 0 | -0.28887 | 0 | 0 | 39.4308 | 0 | 0 | 14.868 | -0.28887
551 | 0 | 0 | 0 | 6.1 | 13.2 | 0 | 0 | 0 |  | 0 | -0.28887 | 0 | 0 | 39.4086 | 0 | 0 | 14.868 | -0.28887
552 | 0 | 0 | 0 | 4.4 | 13.3 | 0 | 0 | 0 |  | 0 | -0.28887 | 0 | 0 | 39.3864 | 0 | 0 | 14.868 | -0.28887
553 | 0 | 0 | 0 | 6.7 | 13.2 | 0 | 0 | 0 |  | 0 | -0.28887 | 0 | 0 | 39.3642 | 0 | 0 | 14.868 | -0.28887
554 | 0 | 0 | 0 | 7.3 | 13.4 | 0 | 0 | 0 |  | 0 | -0.28887 | 0 | 0 | 39.342 | 0 | 0 | 14.868 | -0.28887
555 | 0 | 0 | 0 | 7.8 | 13.8 | 0 | 0 | 0 |  | 0 | -0.28887 | 0 | 0 | 39.3198 | 0 | 0 | 14.868 | -0.28887
556 | 0 | 0 | 0 | 5.8 | 12.3 | 0 | 0 | 0 |  | 0 | -0.28887 | 0 | 0 | 39.2976 | 0 | 0 | 14.868 | -0.28887
557 | 0 | 0 | 0 | 4.6 | 12.6 | 0 | 0 | 0 |  | 0 | -0.28887 | 0 | 0 | 39.2754 | 0 | 0 | 14.868 | -0.28887
558 | 0 | 0 | 0 | 5.1 | 12.8 | 0 | 0 | 0 |  | 0 | -0.28887 | 0 | 0 | 39.2532 | 0 | 0 | 14.868 | -0.28887
559 | 0 | 0 | 0 | 4.2 | 13 | 0 | 0 | 0 |  | 0 | -0.28887 | 0 | 0 | 39.2311 | 0 | 2.7982 | 10.3071 | 2.5094
560 | 0 | 12 | 12 | 5 | 13.7 | 0 | 0 | 0.52447 |  | 0 | -0.28887 | 0 | 0 | 39.2089 | 0 | 0 | 10.3071 | 0.2356
561 | 6 | 103 | 100 | 7 | 14.3 | 0 | 0 | 7.9462 |  | 0 | -0.28887 | 0 | 0 | 39.1868 | 0 | 0 | 10.3071 | 7.6573
562 | 58 | 234 | 209 | 6.5 | 15.4 | 0 | 0 | 21.3486 |  | 0 | -0.28887 | 0 | 0 | 39.1648 | 0 | 0 | 10.3071 | 21.0597
563 | 219 | 383 | 270 | 6.5 | 17 | 0 | 0 | 38.3907 |  | 0 | -0.28887 | 0 | 0 | 39.1428 | 0 | 0 | 10.3071 | 38.1018
564 | 331 | 488 | 298 | 7 | 18 | 11.9504 | -5.45e-07 | 51.0417 |  | 0 | -1.2695 | 11.9575 | 0 | 40.0349 | 0.54271 | 0 | 11.2199 | 49.2294
565 | 393 | 522 | 291 | 5.9 | 18.7 | 97.3511 | 0 | 55.1109 |  | 0 | -1.2418 | 97.4085 | 0 | 47.463 | 4.7992 | 0 | 18.9253 | 49.0699
566 | 480 | 506 | 244 | 4.7 | 19.1 | 123.3368 | 0 | 55.5739 |  | 0 | -1.3182 | 123.4105 | 0 | 56.889 | 5.6772 | 0 | 27.8038 | 48.5785
567 | 343 | 412 | 252 | 3.7 | 18.6 | 77.2148 | 0 | 44.3713 |  | 0 | -1.1905 | 77.2607 | 0 | 62.7837 | 0 | 5.0981 | 19.6294 | 48.2789
568 | 272 | 279 | 188 | 4.9 | 18.5 | 0 | 0 | 31.1209 |  | 129.3737 | 25.2866 | 0 | 129.4103 | 52.6161 | 0 | 0 | 19.6294 | 50
569 | 217 | 136 | 99 | 6.7 | 17.5 | 0 | 0 | 16.5508 |  | 96.1047 | 35.3376 | 0 | 96.1319 | 45.172 | 0.70603 | 0 | 20.7706 | 50
570 | 18 | 11 | 10 | 5.9 | 16 | 0 | 0 | 0 |  | 131.1561 | 51.4653 | 0 | 131.194 | 34.8883 | 0 | 0.4159 | 20.1134 | 50
571 | 0 | 0 | 0 | 5.1 | 15.4 | 0 | 0 | 0 |  | 131.0663 | 51.4848 | 0 | 131.1052 | 24.6122 | 0 | 0.36233 | 19.5379 | 50
572 | 0 | 0 | 0 | 4.6 | 15.1 | 0 | 0 | 0 |  | 130.2625 | 51.198 | 0 | 130.3023 | 14.4037 | 0 | 0 | 19.5379 | 48.2
573 | 0 | 0 | 0 | 3.8 | 15.3 | 0 | 0 | 0 |  | 118.9353 | 46.3942 | 0 | 118.9733 | 5.1235 | 0 | 0 | 19.5379 | 43.6
574 | 0 | 0 | 0 | 2.8 | 14.9 | 0 | 0 | 0 |  | 0 | -0.28887 | 0 | 0 | 5.1133 | 0 | 0 | 19.5379 | -0.28887
575 | 0 | 0 | 0 | 2.3 | 14.6 | 0 | 0 | 0 |  | 0 | -0.28887 | 0 | 0 | 5.1032 | 0 | 0 | 19.5379 | -0.28887
576 | 0 | 0 | 0 | 2.3 | 13.6 | 0 | 0 | 0 |  | 0 | -0.28887 | 0 | 0 | 5.093 | 0 | 0 | 19.5379 | -0.28887
577 | 0 | 0 | 0 | 1.6 | 12.8 | 0 | 0 | 0 |  | 0 | -0.28887 | 0 | 0 | 5.0829 | 0 | 0 | 19.5379 | -0.28887
578 | 0 | 0 | 0 | 1.3 | 12.4 | 0 | 0 | 0 |  | 0 | -0.28887 | 0 | 0 | 5.0727 | 0 | 0 | 19.5379 | -0.28887
579 | 0 | 0 | 0 | 1.8 | 12.7 | 0 | 0 | 0 |  | 0 | -0.28887 | 0 | 0 | 5.0626 | 0 | 0 | 19.5379 | -0.28887
580 | 0 | 0 | 0 | 1.9 | 11.6 | 0 | 0 | 0 |  | 0 | -0.28887 | 0 | 0 | 5.0524 | 0 | 0 | 19.5379 | -0.28887
581 | 0 | 0 | 0 | 0.9 | 11 | 0 | 0 | 0 |  | 0 | -0.28887 | 0 | 0 | 5.0423 | 0 | 0 | 19.5379 | -0.28887
582 | 0 | 0 | 0 | 1.6 | 11 | 0 | 0 | 0 |  | 0 | -0.28887 | 0 | 0 | 5.0322 | 0 | 0 | 19.5379 | -0.28887
583 | 0 | 0 | 0 | 1.9 | 10.6 | 0 | 0 | 0 |  | 0 | -0.28887 | 0 | 0 | 5.022 | 0 | 5.476 | 10.2845 | 5.1871
584 | 185 | 25 | 10 | 1.9 | 11.3 | 0 | 0 | 1.1284 |  | 0 | -0.28887 | 0 | 0 | 5.0119 | 0 | 0 | 10.2845 | 0.83954
585 | 686 | 176 | 33 | 2.8 | 14.7 | 0 | 0 | 31.8428 |  | 0 | -0.28887 | 0 | 0 | 5.0019 | 0 | 0 | 10.2845 | 31.554
586 | 856 | 351 | 43 | 2.8 | 17.2 | 145.2416 | 0 | 51.8986 |  | 0 | -1.7827 | 145.317 | 0 | 16.0275 | 0 | 0 | 10.2845 | 50
587 | 927 | 490 | 49 | 2.3 | 18.5 | 254.7877 | 0 | 64.5701 |  | 0 | -2.0433 | 254.9206 | 0 | 35.6085 | 0 | 0 | 10.2845 | 49.8
588 | 950 | 573 | 53 | 2.6 | 19.4 | 271.6491 | 0 | 71.5906 |  | 0 | -2.2144 | 271.7916 | 0 | 56.5526 | 0 | 0 | 10.2845 | 47.9
589 | 964 | 604 | 57 | 3 | 19.8 | 277.5793 | 0 | 74.5285 |  | 0 | -2.2819 | 277.726 | 0 | 77.9703 | 13.7225 | 0 | 31.5574 | 46.8
590 | 904 | 557 | 73 | 3.6 | 20.2 | 253.6844 | 0 | 69.9275 |  | 127.451 | 22.8457 | 126.3442 | 0 | 87.6037 | 21.7939 | 0 | 63.905 | 46.1
591 | 886 | 459 | 59 | 3.6 | 19.8 | 234.819 | 0 | 61.5595 |  | 127.4482 | 48.1559 | 107.4606 | 0 | 95.8613 | 13.7632 | 0 | 84.0081 | 45.9
592 | 813 | 310 | 45 | 2.9 | 19.3 | 181.4624 | 2.3961 | 46.5837 |  | 133.4986 | 50.839 | 48.1455 | 0 | 99.5304 | 3.1485 | 0 | 88.8753 | 47.5
593 | 607 | 135 | 30 | 2.3 | 18.4 | 0 | 0 | 22.475 |  | 0 | -0.37147 | 0 | 0 | 99.5056 | 0 | 3.094 | 84.5814 | 25.1975
594 | 76 | 9 | 5 | 1.5 | 15.6 | 0 | 0 | 0 |  | 100.5236 | 12.8988 | 0 | 100.5324 | 91.6577 | 0 | 24.8099 | 46.7496 | 37.7087
595 | 0 | 0 | 0 | 1.1 | 13.2 | 0 | 0 | 0 |  | 110.0962 | 42.4971 | 0 | 110.1055 | 83.0855 | 0 | 9.0533 | 32.7838 | 49.2
596 | 0 | 0 | 0 | 0.7 | 11.3 | 0 | 0 | 0 |  | 110.0958 | 42.5767 | 0 | 110.1055 | 74.5122 | 0 | 5.9545 | 23.6317 | 46.2
597 | 0 | 0 | 0 | 0.9 | 10 | 0 | 0 | 0 |  | 110.0941 | 42.72 | 0 | 110.1042 | 65.9363 | 0 | 2.0551 | 20.4714 | 42.5
598 | 0 | 0 | 0 | 0.8 | 9.6 | 0 | 0 | 0 |  | 109.021 | 42.1986 | 0 | 109.0314 | 57.448 | 1.4203e-06 | 0 | 20.5304 | 40
599 | 0 | 0 | 0 | 2.3 | 9.7 | 0 | 0 | 0 |  | 102.2029 | 38.9844 | 0 | 102.2132 | 49.5112 | 2.0541e-06 | 0 | 20.5889 | 37.2
600 | 0 | 0 | 0 | 1.9 | 9.6 | 0 | 0 | 0 |  | 25.4902 | 5.7596 | 0 | 25.4929 | 47.5992 | 0 | 0 | 20.5889 | 5.7596
601 | 0 | 0 | 0 | 2.7 | 9.3 | 0 | 0 | 0 |  | 25.4902 | 5.7555 | 0 | 25.493 | 45.6872 | 0 | 0 | 20.5889 | 5.7555
602 | 0 | 0 | 0 | 2.9 | 9.8 | 0 | 0 | 0 |  | 25.4902 | 5.7475 | 0 | 25.4932 | 43.7754 | 0 | 0 | 20.5889 | 5.7475
603 | 0 | 0 | 0 | 2.1 | 8.5 | 0 | 0 | 0 |  | 25.4902 | 5.7479 | 0 | 25.4933 | 41.8636 | 0 | 0 | 20.5889 | 5.7479
604 | 0 | 0 | 0 | 1.8 | 7.8 | 0 | 0 | 0 |  | 56.1514 | 18.486 | 0 | 56.1587 | 37.5854 | 0 | 0 | 20.5889 | 18.486
605 | 0 | 0 | 0 | 2.1 | 7.1 | 0 | 0 | 0 |  | 99.9953 | 37.8907 | 0 | 100.009 | 29.828 | 1.565e-06 | 0 | 20.6997 | 36.3
606 | 0 | 0 | 0 | 2.7 | 7.9 | 0 | 0 | 0 |  | 105.598 | 40.5092 | 0 | 105.6134 | 21.6194 | 0 | 0 | 20.6997 | 38.6
607 | 0 | 0 | 0 | 1.6 | 6.5 | 0 | 0 | 0 |  | 108.7178 | 41.9825 | 0 | 108.7348 | 13.1603 | 0 | 2.5044 | 16.6401 | 42.4
608 | 203 | 28 | 11 | 1.5 | 6.8 | 0 | 0 | 1.3222 |  | 108.7177 | 41.9605 | 0 | 108.7364 | 4.7055 | 0 | 3.5762 | 10.6101 | 44.8
609 | 711 | 184 | 34 | 0.6 | 11.1 | 0 | 0 | 32.7301 |  | 41.1477 | 11.9744 | 0 | 41.1557 | 1.6142 | 0 | 0 | 10.6101 | 44.7045
610 | 872 | 361 | 45 | 0.6 | 14.8 | 151.0067 | -5.6e-06 | 51.6329 |  | 25.4901 | 3.8949 | 133.1655 | 7.5665 | 11.2637 | 0 | 0 | 10.6101 | 43.9
611 | 941 | 502 | 51 | 3.8 | 16.3 | 257.9316 | 0 | 67.3011 |  | 25.49 | 3.9142 | 232.5895 | 0 | 29.1791 | 0 | 0 | 10.6101 | 43.6
612 | 972 | 590 | 53 | 4.2 | 17.2 | 277.0952 | 0 | 75 |  | 52.5096 | 15.2088 | 224.7461 | 0 | 46.4894 | 0 | 0 | 10.6101 | 42.4
613 | 978 | 614 | 55 | 4.2 | 17.7 | 280.9189 | 0 | 75 |  | 74.4224 | 24.3546 | 206.6604 | 0 | 62.3569 | 0 | 0 | 10.6101 | 40.4
614 | 961 | 572 | 54 | 4.2 | 18.1 | 270.6602 | 0 | 73.0389 |  | 74.4162 | 24.6155 | 196.4032 | 0 | 77.4231 | 4.2169 | 0 | 17.4295 | 39.3
615 | 919 | 471 | 51 | 4.7 | 17.9 | 243.6341 | 0 | 63.8578 |  | 74.416 | 24.9138 | 169.3619 | 0 | 90.3969 | 24.966 | 0 | 54.8564 | 38.9
616 | 828 | 319 | 45 | 4.7 | 17.4 | 186.8321 | 0 | 48.2934 |  | 74.3857 | 25.1826 | 112.5563 | 0 | 98.9981 | 24.3223 | 0 | 90 | 41
617 | 611 | 139 | 31 | 4.2 | 16 | 74.4273 | 0 | 23.5329 |  | 74.3952 | 25.7934 | 0 | -0.078369 | 98.978 | 0 | 0 | 90 | 43.9
618 | 83 | 10 | 5 | 3.2 | 13.2 | 0 | 0 | 0 |  | 95.3804 | 35.8041 | 0 | 95.3837 | 91.5911 | 0 | 10.7619 | 74.4724 | 44.9
619 | 0 | 0 | 0 | 0.9 | 11.2 | 0 | 0 | 0 |  | 95.3695 | 35.9541 | 0 | 95.3731 | 84.2043 | 0 | 10.664 | 58.66 | 44.9
620 | 0 | 0 | 0 | 0.5 | 9.5 | 0 | 0 | 0 |  | 95.3695 | 35.9547 | 0 | 95.3735 | 76.8176 | 0 | 8.698 | 45.608 | 43.1
621 | 0 | 0 | 0 | 1.7 | 8 | 0 | 0 | 0 |  | 95.3695 | 35.9536 | 0 | 95.3738 | 69.4311 | 0 | 5.7959 | 36.8393 | 40.2
622 | 0 | 0 | 0 | 0.6 | 7.8 | 0 | 0 | 0 |  | 95.3695 | 35.9455 | 0 | 95.3742 | 62.0447 | 0 | 2.596 | 32.9212 | 37
623 | 0 | 0 | 0 | 0.5 | 7.5 | 0 | 0 | 0 |  | 95.3695 | 35.9368 | 0 | 95.3747 | 54.6585 | 0 | 0 | 32.9212 | 34.4
624 | 0 | 0 | 0 | 1.3 | 7.5 | 0 | 0 | 0 |  | 90.7417 | 33.8138 | 0 | 90.747 | 47.6443 | 2.0332e-07 | 0 | 32.9212 | 32.5
625 | 0 | 0 | 0 | 2.2 | 6.8 | 0 | 0 | 0 |  | 87.5722 | 32.3855 | 0 | 87.5779 | 40.8833 | 1.0096e-09 | 0 | 32.9212 | 31.2
626 | 0 | 0 | 0 | 1.2 | 6.9 | 0 | 0 | 0 |  | 71.99 | 25.478 | 0 | 71.9952 | 35.3593 | 0 | 0 | 32.9212 | 25.478
627 | 0 | 0 | 0 | 1.2 | 7.2 | 0 | 0 | 0 |  | 25.4902 | 5.7976 | 0 | 25.4922 | 33.4486 | 0 | 0 | 32.9212 | 5.7976
628 | 0 | 0 | 0 | 2.3 | 7.3 | 0 | 0 | 0 |  | 25.4902 | 5.7898 | 0 | 25.4924 | 31.5382 | 0 | 0 | 32.9212 | 5.7898
629 | 0 | 0 | 0 | 2.9 | 7 | 0 | 0 | 0 |  | 89.1627 | 33.0253 | 0 | 89.1711 | 24.6518 | 0 | 0.54843 | 32.3375 | 32.4
630 | 0 | 0 | 0 | 2.8 | 7.4 | 0 | 0 | 0 |  | 89.1627 | 33 | 0 | 89.172 | 17.7667 | 0 | 1.7455 | 29.6126 | 33.6
631 | 0 | 0 | 0 | 1.7 | 8.5 | 0 | 0 | 0 |  | 89.1627 | 32.9652 | 0 | 89.173 | 10.8839 | 0 | 4.6402 | 22.2277 | 36.5
632 | 156 | 25 | 12 | 2.8 | 9.7 | 0 | 0 | 1.1996 |  | 89.1626 | 32.9195 | 0 | 89.1745 | 4.0054 | 0 | 6.2332 | 11.8165 | 39.3
633 | 697 | 187 | 37 | 4.7 | 13 | 0 | 0 | 33.1658 |  | 29.8674 | 7.2526 | 0 | 29.8721 | 1.7809 | 0 | 0 | 11.8165 | 40.4184
634 | 893 | 373 | 48 | 6.4 | 16.4 | 152.4749 | 0 | 55.6514 |  | 25.49 | 4.3927 | 134.5878 | 7.5148 | 11.5005 | 0 | 0 | 11.8165 | 40.5
635 | 965 | 519 | 54 | 8.8 | 18.7 | 259.1946 | 0 | 70.2146 |  | 25.4902 | 4.5844 | 233.8585 | 0 | 29.4214 | 0 | 0 | 11.8165 | 40.8
636 | 1002 | 615 | 61 | 10.1 | 20.1 | 279.0865 | 0 | 75 |  | 25.4902 | 4.1345 | 253.7625 | 0 | 48.8635 | 0 | 0 | 11.8165 | 40.4
637 | 991 | 642 | 74 | 10.4 | 20 | 277.2865 | 0 | 75 |  | 54.8546 | 16.1918 | 222.5951 | 0 | 65.887 | 0 | 0 | 11.8165 | 38.4
638 | 989 | 642 | 107 | 8.7 | 20.1 | 273.8835 | 0 | 75 |  | 78.2476 | 25.8209 | 195.7958 | 0 | 80.8001 | 0 | 0 | 11.8165 | 37.3
639 | 780 | 475 | 119 | 5.6 | 19.6 | 202.9034 | 0 | 61.9976 |  | 78.2475 | 26.478 | 124.774 | 0 | 90.2906 | 20.6295 | 0 | 43.19 | 37.3
640 | 841 | 330 | 49 | 7 | 17.6 | 188.3157 | 0 | 49.8075 |  | 78.1774 | 26.8859 | 110.2483 | 0 | 98.6727 | 24.9797 | 0 | 79.6803 | 39.7
641 | 643 | 147 | 33 | 6.9 | 15.7 | 78.2601 | 0 | 25.4133 |  | 78.2504 | 27.4123 | 0 | -0.057931 | 98.6368 | 6.1513 | 0 | 88.5954 | 43.2
642 | 96 | 11 | 5 | 6.1 | 13.4 | 0 | 0 | 0 |  | 93.0815 | 34.7189 | 0 | 93.0847 | 91.4364 | 0 | 12.005 | 71.0717 | 45.2
643 | 0 | 0 | 0 | 2.1 | 11.9 | 0 | 0 | 0 |  | 93.0814 | 34.892 | 0 | 93.0848 | 84.2354 | 0 | 11.9463 | 53.2297 | 45.2
644 | 0 | 0 | 0 | 1 | 11.1 | 0 | 0 | 0 |  | 93.0825 | 34.9003 | 0 | 93.0863 | 77.0327 | 0 | 10.3759 | 37.4861 | 43.7
645 | 0 | 0 | 0 | 0.8 | 9.2 | 0 | 0 | 0 |  | 93.0825 | 34.901 | 0 | 93.0866 | 69.8301 | 0 | 6.4371 | 27.5814 | 39.9
646 | 0 | 0 | 0 | 1 | 7.7 | 0 | 0 | 0 |  | 93.0825 | 34.899 | 0 | 93.087 | 62.6277 | 0 | 3.0345 | 22.8809 | 36.5
647 | 0 | 0 | 0 | 1 | 7.7 | 0 | 0 | 0 |  | 25.4902 | 5.8196 | 0 | 25.4915 | 60.715 | 0 | 0 | 22.8809 | 5.8196
648 | 0 | 0 | 0 | 1.5 | 7 | 0 | 0 | 0 |  | 25.4902 | 5.8185 | 0 | 25.4916 | 58.8023 | 0 | 0 | 22.8809 | 5.8185
649 | 0 | 0 | 0 | 1.3 | 6.3 | 0 | 0 | 0 |  | 25.4902 | 5.8173 | 0 | 25.4918 | 56.8897 | 0 | 0 | 22.8809 | 5.8173
650 | 0 | 0 | 0 | 1.6 | 7.7 | 0 | 0 | 0 |  | 25.4902 | 5.8059 | 0 | 25.4919 | 54.9772 | 0 | 0 | 22.8809 | 5.8059
651 | 0 | 0 | 0 | 1.2 | 7.7 | 0 | 0 | 0 |  | 67.2341 | 23.404 | 0 | 67.239 | 49.8267 | 0 | 0 | 22.8809 | 23.404
652 | 0 | 0 | 0 | 1.2 | 6.8 | 0 | 0 | 0 |  | 104.3635 | 40.0519 | 0 | 104.3716 | 41.7163 | 0 | 0 | 22.8809 | 38.1
653 | 0 | 0 | 0 | 1.6 | 5.4 | 0 | 0 | 0 |  | 121.395 | 48.2506 | 0 | 121.4053 | 32.22 | 0 | 0 | 22.8809 | 45.1
654 | 0 | 0 | 0 | 1.5 | 5.9 | 0 | 0 | 0 |  | 125.5474 | 50.1998 | 0 | 125.5591 | 22.3845 | 0 | 2.4943 | 19.0842 | 49.3
655 | 0 | 0 | 0 | 1.2 | 6.3 | 0 | 0 | 0 |  | 125.5474 | 50.1828 | 0 | 125.5604 | 12.5514 | 0 | 3.1889 | 13.8313 | 50
656 | 213 | 30 | 11 | 1.3 | 6.4 | 0 | 0 | 1.4779 |  | 125.5474 | 50.1601 | 0 | 125.5624 | 2.7238 | 0 | 1.7155 | 10.9482 | 50
657 | 730 | 193 | 36 | 1.4 | 10.6 | 65.3742 | 0 | 34.0771 |  | 53.1599 | 16.0697 | 38.4898 | 26.2445 | 3.6928 | 0 | 0 | 10.9482 | 50
658 | 831 | 367 | 61 | 0.6 | 13.7 | 205.0332 | 0 | 51.6081 |  | 53.1601 | 15.8278 | 151.989 | 0 | 15.3949 | 0 | 0 | 10.9482 | 50
659 | 896 | 503 | 67 | 2.1 | 15.6 | 246.7009 | 0 | 64.9005 |  | 63.3821 | 20.4083 | 183.4614 | 0 | 29.5101 | 0 | 0 | 10.9482 | 50
660 | 1001 | 617 | 60 | 7.1 | 17.7 | 282.9775 | 0 | 75 |  | 68.0101 | 21.8031 | 215.1331 | 0 | 46.0426 | 0 | 0 | 10.9482 | 49.2
661 | 914 | 634 | 103 | 8.3 | 18.7 | 256.4679 | 0 | 75 |  | 68.0117 | 21.9046 | 188.6074 | 0 | 60.526 | 0 | 0 | 10.9482 | 48.4
662 | 942 | 592 | 77 | 6.6 | 19.9 | 262.6966 | 0 | 74.5644 |  | 68.0105 | 21.7693 | 194.8419 | 0 | 75.4702 | 6.4474 | 0 | 21.2248 | 47.9
663 | 946 | 492 | 53 | 7.8 | 20.3 | 248.6691 | 0 | 66.1855 |  | 68.0105 | 21.8138 | 180.8063 | 0 | 89.3166 | 24.9681 | 0 | 58.5318 | 47.8
664 | 862 | 341 | 49 | 9.3 | 19.7 | 191.7227 | 0 | 50.8475 |  | 67.9725 | 22.3105 | 123.8632 | 0 | 98.7784 | 21.7555 | 0 | 90 | 49.3
665 | 577 | 141 | 34 | 7.9 | 18.2 | 68.0246 | 0 | 23.552 |  | 67.9939 | 22.8829 | 0.066142 | 0 | 98.763 | 0 | 4.3157 | 83.6964 | 50
666 | 46 | 10 | 6 | 6.4 | 15.5 | 0 | 0 | 0 |  | 97.7034 | 36.7184 | 0 | 97.7063 | 91.1912 | 0 | 15.0281 | 61.5057 | 50
667 | 0 | 0 | 0 | 3.8 | 13.7 | 0 | 0 | 0 |  | 97.703 | 36.9493 | 0 | 97.7062 | 83.6179 | 0 | 14.9291 | 38.847 | 50
668 | 0 | 0 | 0 | 4.7 | 12.7 | 0 | 0 | 0 |  | 97.7031 | 37.0087 | 0 | 97.7066 | 76.044 | 0 | 11.7793 | 20.3597 | 46.9
669 | 0 | 0 | 0 | 2.1 | 12 | 0 | 0 | 0 |  | 25.4902 | 6.0927 | 0 | 25.4912 | 74.1308 | 0 | 0 | 20.3597 | 6.0927
670 | 0 | 0 | 0 | 1.1 | 10.3 | 0 | 0 | 0 |  | 25.4902 | 5.8159 | 0 | 25.4913 | 72.2178 | 0 | 0 | 20.3597 | 5.8159
671 | 0 | 0 | 0 | 2.1 | 10.6 | 0 | 0 | 0 |  | 25.4902 | 5.8107 | 0 | 25.4914 | 70.3048 | 0 | 0 | 20.3597 | 5.8107
672 | 0 | 0 | 0 | 1.7 | 10.5 | 0 | 0 | 0 |  | 25.4902 | 5.8073 | 0 | 25.4915 | 68.3919 | 0 | 0 | 20.3597 | 5.8073
673 | 0 | 0 | 0 | 1.9 | 10.3 | 0 | 0 | 0 |  | 25.4902 | 5.8043 | 0 | 25.4916 | 66.4791 | 0 | 0 | 20.3597 | 5.8043
674 | 0 | 0 | 0 | 1.6 | 10.7 | 0 | 0 | 0 |  | 25.4902 | 5.7983 | 0 | 25.4917 | 64.5663 | 0 | 0 | 20.3597 | 5.7983
675 | 0 | 0 | 0 | 2 | 9.3 | 0 | 0 | 0 |  | 25.4902 | 5.8009 | 0 | 25.4918 | 62.6535 | 0 | 0 | 20.3597 | 5.8009
676 | 0 | 0 | 0 | 1.3 | 8.3 | 0 | 0 | 0 |  | 25.4902 | 5.8014 | 0 | 25.4919 | 60.7408 | 0 | 0 | 20.3597 | 5.8014
677 | 0 | 0 | 0 | 1.7 | 7.6 | 0 | 0 | 0 |  | 123.1214 | 49.0974 | 0 | 123.1305 | 51.1019 | 2.0535e-06 | 0 | 20.6986 | 45.8
678 | 0 | 0 | 0 | 1.3 | 7.1 | 0 | 0 | 0 |  | 129.6152 | 51.7619 | 0 | 129.6255 | 40.9287 | 0 | 0.93099 | 19.2079 | 49.4
679 | 0 | 0 | 0 | 1.3 | 6.5 | 0 | 0 | 0 |  | 129.6152 | 51.757 | 0 | 129.6263 | 30.7564 | 0 | 1.5239 | 16.7375 | 50
680 | 104 | 30 | 22 | 2 | 6.9 | 0 | 0 | 1.5337 |  | 129.6152 | 51.7453 | 0 | 129.6274 | 20.5855 | 0 | 0 | 16.7375 | 50
681 | 37 | 96 | 88 | 1.8 | 9.9 | 0 | 0 | 8.4975 |  | 112.6767 | 43.9475 | 0 | 112.6885 | 11.8057 | 0 | 0 | 16.7375 | 50
682 | 20 | 160 | 149 | 3.5 | 12.1 | 0 | 0 | 11.8472 |  | 83.4427 | 30.3003 | 0 | 83.4528 | 5.3848 | 0 | 3.4941 | 10.8587 | 45.6415
683 | 21 | 199 | 185 | 4.5 | 12.6 | 0 | 0 | 14.4956 |  | 25.4902 | 5.8833 | 0 | 25.4938 | 3.4863 | 0 | 0 | 10.8587 | 20.3789
684 | 91 | 242 | 185 | 2.9 | 13.9 | 0 | 0 | 21.8497 |  | 25.4901 | 5.6285 | 0 | 25.4945 | 1.5908 | 0 | 0 | 10.8587 | 27.4782
685 | 742 | 544 | 109 | 6.1 | 17.4 | 142.5629 | -5.41e-06 | 67.0676 |  | 25.4902 | 5.0261 | 125.0301 | 7.876 | 10.5622 | 21.5313 | 0 | 43.5629 | 49.5
686 | 720 | 509 | 111 | 11.7 | 18.3 | 188.4281 | 0 | 64.7241 |  | 25.4902 | 5.1288 | 163.0489 | 0 | 23.0822 | 19.8903 | 0 | 72.7708 | 49
687 | 434 | 365 | 153 | 12 | 17.1 | 93.9023 | 0 | 43.7872 |  | 26.7198 | 6.0812 | 67.2375 | 0 | 28.2712 | 0 | 0 | 72.7708 | 49.1
688 | 515 | 272 | 94 | 11.4 | 16 | 100.4948 | 0 | 37.9216 |  | 43.4583 | 12.5194 | 57.0941 | 0 | 32.6772 | 0 | 0 | 72.7708 | 50
689 | 351 | 142 | 70 | 12.4 | 14.6 | 0 | 0 | 19.5766 |  | 86.4133 | 31.6794 | 0 | 86.419 | 26.0122 | 0 | 0 | 72.7708 | 50
690 | 3 | 7 | 7 | 10.6 | 12.9 | 0 | 0 | 0.29923 |  | 133.4538 | 52.771 | 0 | 133.4639 | 15.5413 | 0 | 0 | 72.7708 | 50
691 | 0 | 0 | 0 | 7.1 | 12.6 | 0 | 0 | 0 |  | 133.3003 | 52.7162 | 0 | 133.3122 | 5.0872 | 0 | 0 | 72.7708 | 50
692 | 0 | 0 | 0 | 0 | 12.5 | 0 | 0 | 0 |  | 58.0565 | 19.8158 | 0 | 58.063 | 0.67565 | 0 | 0 | 72.7708 | 19.8158
693 | 0 | 0 | 0 | 0 | 12.4 | 0 | 0 | 0 |  | 0 | -0.28887 | 0 | 0 | 0.67367 | 0 | 0 | 72.7708 | -0.28887
694 | 0 | 0 | 0 | 0 | 7.8 | 0 | 0 | 0 |  | 0 | -0.28887 | 0 | 0 | 0.67167 | 0 | 0 | 72.7708 | -0.28887
695 | 0 | 0 | 0 | 0 | 0 | 0 | 0 | 0 |  | 0 | -0.28887 | 0 | 0 | 0.66965 | 0 | 0 | 72.7708 | -0.28887
696 | 0 | 0 | 0 | 0 | 0 | 0 | 0 | 0 |  | 0 | -0.28887 | 0 | 0 | 0.66763 | 0 | 0 | 72.7708 | -0.28887
697 | 0 | 0 | 0 | 0 | 0 | 0 | 0 | 0 |  | 0 | -0.28887 | 0 | 0 | 0.66561 | 0 | 0 | 72.7708 | -0.28887
698 | 0 | 0 | 0 | 0 | 0 | 0 | 0 | 0 |  | 0 | -0.28887 | 0 | 0 | 0.66359 | 0 | 0 | 72.7708 | -0.28887
699 | 0 | 0 | 0 | 0 | 0 | 0 | 0 | 0 |  | 0 | -0.28887 | 0 | 0 | 0.66158 | 0 | 0 | 72.7708 | -0.28887
700 | 0 | 0 | 0 | 0 | 0 | 0 | 0 | 0 |  | 0 | -0.28887 | 0 | 0 | 0.65957 | 0 | 0 | 72.7708 | -0.28887
701 | 0 | 0 | 0 | 0 | 0 | 0 | 0 | 0 |  | 0 | -0.28887 | 0 | 0 | 0.65756 | 0 | 0 | 72.7708 | -0.28887
702 | 0 | 0 | 0 | 0 | 0 | 0 | 0 | 0 |  | 0 | -0.28887 | 0 | 0 | 0.65556 | 0 | 11.162 | 56.8724 | 10.8731
703 | 0 | 0 | 0 | 0 | 0 | 0 | 0 | 0 |  | 0 | -0.28887 | 0 | 0 | 0.65356 | 0 | 24.9238 | 16.2587 | 24.6349
704 | 0 | 14 | 14 | 5 | 5.6 | 0 | 0 | 0.64098 |  | 0 | -0.28887 | 0 | 0 | 0.65158 | 0 | 0 | 16.2587 | 0.35211
705 | 8 | 95 | 91 | 8.6 | 11.7 | 0 | 0 | 6.9616 |  | 0 | -0.28887 | 0 | 0 | 0.64963 | 0 | 0 | 16.2587 | 6.6727
706 | 283 | 296 | 182 | 10 | 13 | 0 | 0 | 33.2776 |  | 0 | -0.28887 | 0 | 0 | 0.64768 | 0 | 0 | 16.2587 | 32.9887
707 | 451 | 458 | 230 | 11 | 14.3 | 39.7686 | 0 | 52.0005 |  | 0 | -1.3406 | 39.7925 | 0 | 3.5809 | 1.5005 | 0 | 18.7721 | 49.1593
708 | 516 | 525 | 227 | 11.8 | 14.9 | 127.3172 | 0 | 60.617 |  | 0 | -1.3298 | 127.3933 | 0 | 13.1737 | 10.4074 | 0 | 34.8185 | 48.8797
709 | 282 | 470 | 298 | 9.6 | 14.8 | 0 | 0 | 47.2947 |  | 0 | -0.37147 | 0 | 0 | 13.1573 | 0 | 0 | 34.8185 | 46.9233
710 | 168 | 372 | 273 | 8.4 | 15.5 | 0 | 0 | 35.6725 |  | 0 | -0.28887 | 0 | 0 | 13.141 | 0 | 0 | 34.8185 | 35.3836
711 | 132 | 283 | 214 | 7.8 | 15.7 | 0 | 0 | 26.8398 |  | 0 | -0.28887 | 0 | 0 | 13.1246 | 0 | 0 | 34.8185 | 26.551
712 | 1 | 119 | 117 | 5.9 | 14.6 | 0 | 0 | 8.0968 |  | 0 | -0.28887 | 0 | 0 | 13.1083 | 0 | 0 | 34.8185 | 7.808
713 | 0 | 53 | 52 | 6.5 | 13.6 | 0 | 0 | 3.3473 |  | 0 | -0.28887 | 0 | 0 | 13.0919 | 0 | 10.1144 | 18.7015 | 13.1728
714 | 0 | 4 | 4 | 6 | 12.8 | 0 | 0 | 0.16628 |  | 0 | -0.28887 | 0 | 0 | 13.0755 | 0 | 0 | 18.7015 | -0.12258
715 | 0 | 0 | 0 | 6.8 | 12.6 | 0 | 0 | 0 |  | 0 | -0.28887 | 0 | 0 | 13.0591 | 0 | 0 | 18.7015 | -0.28887
716 | 0 | 0 | 0 | 8 | 12.8 | 0 | 0 | 0 |  | 0 | -0.28887 | 0 | 0 | 13.0428 | 0 | 0 | 18.7015 | -0.28887
717 | 0 | 0 | 0 | 7.3 | 13.1 | 0 | 0 | 0 |  | 0 | -0.28887 | 0 | 0 | 13.0264 | 0 | 0 | 18.7015 | -0.28887
718 | 0 | 0 | 0 | 4.7 | 12.7 | 0 | 0 | 0 |  | 0 | -0.28887 | 0 | 0 | 13.0101 | 0 | 0 | 18.7015 | -0.28887
719 | 0 | 0 | 0 | 5.9 | 13.6 | 0 | 0 | 0 |  | 0 | -0.28887 | 0 | 0 | 12.9938 | 0 | 0 | 18.7015 | -0.28887
720 | 0 | 0 | 0 | 5 | 12.2 | 0 | 0 | 0 |  | 0 | -0.28887 | 0 | 0 | 12.9774 | 0 | 0 | 18.7015 | -0.28887
721 | 0 | 0 | 0 | 7.7 | 13.6 | 0 | 0 | 0 |  | 0 | -0.28887 | 0 | 0 | 12.9611 | 0 | 0 | 18.7015 | -0.28887
722 | 0 | 0 | 0 | 6 | 12.9 | 0 | 0 | 0 |  | 0 | -0.28887 | 0 | 0 | 12.9448 | 0 | 0 | 18.7015 | -0.28887
723 | 0 | 0 | 0 | 8.7 | 13.3 | 0 | 0 | 0 |  | 0 | -0.28887 | 0 | 0 | 12.9285 | 0 | 0 | 18.7015 | -0.28887
724 | 0 | 0 | 0 | 7 | 12.9 | 0 | 0 | 0 |  | 0 | -0.28887 | 0 | 0 | 12.9122 | 0 | 0 | 18.7015 | -0.28887
725 | 0 | 0 | 0 | 4 | 11.5 | 0 | 0 | 0 |  | 0 | -0.28887 | 0 | 0 | 12.8959 | 0 | 0 | 18.7015 | -0.28887
726 | 0 | 0 | 0 | 4.8 | 11.2 | 0 | 0 | 0 |  | 0 | -0.28887 | 0 | 0 | 12.8796 | 0 | 0 | 18.7015 | -0.28887
727 | 0 | 0 | 0 | 4 | 10.9 | 0 | 0 | 0 |  | 0 | -0.28887 | 0 | 0 | 12.8633 | 0 | 4.9951 | 10.3075 | 4.7062
728 | 0 | 15 | 15 | 1.4 | 10.7 | 0 | 0 | 0.6719 |  | 0 | -0.28887 | 0 | 0 | 12.847 | 0 | 0 | 10.3075 | 0.38304
729 | 0 | 44 | 44 | 2.1 | 10.6 | 0 | 0 | 2.7161 |  | 0 | -0.28887 | 0 | 0 | 12.8307 | 0 | 0 | 10.3075 | 2.4273
730 | 177 | 203 | 134 | 3.7 | 13.1 | 0 | 0 | 21.272 |  | 0 | -0.28887 | 0 | 0 | 12.8144 | 0 | 0 | 10.3075 | 20.9832
731 | 0 | 156 | 154 | 3.4 | 14.6 | 0 | 0 | 10.3662 |  | 0 | -0.28887 | 0 | 0 | 12.7983 | 0 | 0 | 10.3075 | 10.0774
732 | 97 | 307 | 247 | 7.2 | 17.3 | 0 | 0 | 26.363 |  | 0 | -0.28887 | 0 | 0 | 12.7822 | 0 | 0 | 10.3075 | 26.0742
733 | 356 | 508 | 290 | 10.2 | 18.9 | 16.8183 | 0 | 52.7758 |  | 0 | -1.28 | 16.8282 | 0 | 14.0258 | 8.5546 | 0 | 23.8309 | 42.9412
734 | 529 | 457 | 159 | 10.4 | 19.3 | 132.1739 | 0 | 54.2457 |  | 0 | -1.3444 | 132.2526 | 0 | 23.9745 | 5.3112 | 0 | 32.0548 | 47.59
735 | 908 | 492 | 59 | 9.4 | 19.5 | 237.0803 | 0 | 65.1332 |  | 0 | -1.8701 | 237.2206 | 0 | 41.9571 | 15.4905 | 0 | 55.3786 | 47.7727
736 | 677 | 336 | 93 | 10.1 | 18.6 | 145.9238 | 0 | 46.1337 |  | 0 | -1.3922 | 146.0098 | 0 | 53.045 | 0 | 0 | 55.3786 | 44.7416
737 | 228 | 115 | 78 | 9.7 | 16.9 | 0 | 0 | 15.5188 |  | 0 | -0.37147 | 0 | 0 | 53.0218 | 0 | 24.9282 | 14.6654 | 40.0756
738 | 51 | 14 | 10 | 8 | 16.2 | 0 | 0 | 0.44431 |  | 0 | -0.28887 | 0 | 0 | 52.9987 | 0 | 0 | 14.6654 | 0.15544
739 | 0 | 0 | 0 | 9.2 | 15 | 0 | 0 | 0 |  | 0 | -0.28887 | 0 | 0 | 52.9754 | 0 | 0 | 14.6654 | -0.28887
740 | 0 | 0 | 0 | 8.9 | 14.8 | 0 | 0 | 0 |  | 0 | -0.28887 | 0 | 0 | 52.9522 | 0 | 0 | 14.6654 | -0.28887
741 | 0 | 0 | 0 | 5.2 | 13.8 | 0 | 0 | 0 |  | 0 | -0.28887 | 0 | 0 | 52.929 | 0 | 0 | 14.6654 | -0.28887
742 | 0 | 0 | 0 | 4 | 13.2 | 0 | 0 | 0 |  | 0 | -0.28887 | 0 | 0 | 52.9057 | 0 | 0 | 14.6654 | -0.28887
743 | 0 | 0 | 0 | 4.9 | 13.4 | 0 | 0 | 0 |  | 0 | -0.28887 | 0 | 0 | 52.8825 | 0 | 0 | 14.6654 | -0.28887
744 | 0 | 0 | 0 | 5.9 | 13 | 0 | 0 | 0 |  | 0 | -0.28887 | 0 | 0 | 52.8592 | 0 | 0 | 14.6654 | -0.28887
745 | 0 | 0 | 0 | 7 | 13.1 | 0 | 0 | 0 |  | 0 | -0.28887 | 0 | 0 | 52.8359 | 0 | 0 | 14.6654 | -0.28887
746 | 0 | 0 | 0 | 7.5 | 13.4 | 0 | 0 | 0 |  | 0 | -0.28887 | 0 | 0 | 52.8127 | 0 | 0 | 14.6654 | -0.28887
747 | 0 | 0 | 0 | 5.2 | 12.8 | 0 | 0 | 0 |  | 0 | -0.28887 | 0 | 0 | 52.7894 | 0 | 0 | 14.6654 | -0.28887
748 | 0 | 0 | 0 | 5.5 | 12.7 | 0 | 0 | 0 |  | 0 | -0.28887 | 0 | 0 | 52.7661 | 0 | 0 | 14.6654 | -0.28887
749 | 0 | 0 | 0 | 7.2 | 13 | 0 | 0 | 0 |  | 0 | -0.28887 | 0 | 0 | 52.7429 | 0 | 0 | 14.6654 | -0.28887
750 | 0 | 0 | 0 | 5.1 | 13.2 | 0 | 0 | 0 |  | 129.1362 | 25.5303 | 0 | 129.1774 | 42.5916 | 0 | 2.5772 | 10.5369 | 28.1075
751 | 0 | 0 | 0 | 7.6 | 13.3 | 0 | 0 | 0 |  | 130.771 | 51.5053 | 0 | 130.8128 | 32.3355 | 0 | 0.10694 | 10.356 | 49.9
752 | 51 | 31 | 27 | 9.8 | 14.1 | 0 | 0 | 2.0155 |  | 129.5658 | 50.9861 | 0 | 129.6082 | 22.1803 | 0 | 0 | 10.356 | 50
753 | 478 | 196 | 79 | 8.8 | 14.8 | 0 | 0 | 28.0297 |  | 65.6659 | 22.2918 | 0 | 65.688 | 17.1538 | 0 | 0 | 10.356 | 50
754 | 59 | 150 | 129 | 7.7 | 14.7 | 0 | 0 | 12.9886 |  | 87.4248 | 31.4998 | 0 | 87.4553 | 10.4082 | 0 | 0 | 10.356 | 44.4884
755 | 10 | 136 | 129 | 7.4 | 14.7 | 0 | 0 | 9.1612 |  | 25.4901 | 5.2336 | 0 | 25.4994 | 8.5037 | 0 | 0 | 10.356 | 14.3948
756 | 245 | 316 | 171 | 12.2 | 15.1 | 0 | 0 | 33.9407 |  | 25.4901 | 5.1243 | 0 | 25.4999 | 6.6006 | 0 | 0 | 10.356 | 39.065
757 | 776 | 593 | 129 | 13.3 | 16.6 | 144.4285 | 0 | 73.3711 |  | 25.49 | 4.5878 | 126.8239 | 7.807 | 15.6463 | 0 | 0 | 10.356 | 47.5
758 | 950 | 606 | 72 | 12.1 | 16.8 | 259.3095 | 0 | 75 |  | 25.49 | 4.6354 | 233.9709 | 0 | 33.534 | 23.8647 | 0 | 46.4805 | 47
759 | 858 | 480 | 71 | 13.2 | 15.2 | 217.8827 | 0 | 64.6147 |  | 25.4902 | 3.922 | 192.5202 | 0 | 48.2776 | 21.8299 | 0 | 78.3305 | 46.7067
760 | 855 | 352 | 51 | 12.8 | 14.5 | 189.4341 | 0 | 52.2583 |  | 25.4902 | 4.2754 | 164.0545 | 0 | 60.8376 | 7.0852 | 0 | 88.7687 | 48
761 | 650 | 165 | 36 | 11 | 13.3 | 84.8737 | 0 | 28.3279 |  | 66.6172 | 22.1166 | 18.3006 | 0 | 62.215 | 0 | 0 | 88.7687 | 50
762 | 46 | 11 | 7 | 12.5 | 11.8 | 0 | 0 | 0.33145 |  | 133.3 | 52.6719 | 0 | 133.3117 | 51.7508 | 0 | 0 | 88.7687 | 50
763 | 0 | 0 | 0 | 10.7 | 11.2 | 0 | 0 | 0 |  | 132.06 | 52.6579 | 0 | 132.0724 | 41.3759 | 0 | 0 | 88.7687 | 49.2
764 | 0 | 0 | 0 | 10.6 | 10.2 | 0 | 0 | 0 |  | 124.2117 | 49.6127 | 0 | 124.2241 | 31.6491 | 0 | 0 | 88.7687 | 46.2
765 | 0 | 0 | 0 | 6.9 | 6.9 | 0 | 0 | 0 |  | 115.3269 | 45.236 | 0 | 115.3393 | 22.6504 | 0 | 0.34401 | 89.6907 | 42.6
766 | 0 | 0 | 0 | 9.9 | 8.2 | 0 | 0 | 0 |  | 109.4975 | 42.4043 | 0 | 109.5104 | 14.1283 | 0 | 0.0035985 | 89.7904 | 40.2
767 | 0 | 0 | 0 | 10.6 | 8.5 | 0 | 0 | 0 |  | 95.2732 | 35.7177 | 0 | 95.2858 | 6.7575 | 0 | 0 | 89.7904 | 35.7177
768 | 0 | 0 | 0 | 9.1 | 8.4 | 0 | 0 | 0 |  | 86.0314 | 31.4695 | 0 | 86.0446 | 0.1336 | 0 | 0 | 89.7904 | 31.4695
769 | 0 | 0 | 0 | 7.8 | 8.2 | 0 | 0 | 0 |  | 0 | -0.28887 | 0 | 0 | 0.13318 | 0 | 0 | 89.7904 | -0.28887
770 | 0 | 0 | 0 | 11.7 | 8.3 | 0 | 0 | 0 |  | 0 | -0.28887 | 0 | 0 | 0.13276 | 0 | 0 | 89.7904 | -0.28887
771 | 0 | 0 | 0 | 6.3 | 7.6 | 0 | 0 | 0 |  | 0 | -0.28887 | 0 | 0 | 0.13234 | 0 | 0 | 89.7904 | -0.28887
772 | 0 | 0 | 0 | 5.5 | 7.4 | 0 | 0 | 0 |  | 0 | -0.28887 | 0 | 0 | 0.13192 | 0 | 0 | 89.7904 | -0.28887
773 | 0 | 0 | 0 | 6.2 | 6.9 | 0 | 0 | 0 |  | 0 | -0.28887 | 0 | 0 | 0.13151 | 0 | 0 | 89.7904 | -0.28887
774 | 0 | 0 | 0 | 6.8 | 6.9 | 0 | 0 | 0 |  | 0 | -0.28887 | 0 | 0 | 0.13109 | 0 | 0 | 89.7904 | -0.28887
775 | 0 | 0 | 0 | 7.2 | 6.3 | 0 | 0 | 0 |  | 0 | -0.28887 | 0 | 0 | 0.13067 | 0 | 20.9529 | 57.6676 | 20.664
776 | 226 | 32 | 14 | 6.7 | 8.3 | 0 | 0 | 2.6743 |  | 0 | -0.28887 | 0 | 0 | 0.13025 | 0 | 24.9368 | 17.4502 | 27.3222
777 | 304 | 117 | 47 | 6 | 9 | 0 | 0 | 18.5135 |  | 0 | -0.28887 | 0 | 0 | 0.12984 | 0 | 0 | 17.4502 | 18.2246
778 | 657 | 327 | 65 | 6.2 | 10.4 | 92.2098 | -3.62e-06 | 45.6963 |  | 0 | -1.5183 | 92.2626 | 0 | 7.0638 | 0 | 0 | 17.4502 | 44.178
779 | 897 | 558 | 103 | 6 | 11.4 | 244.6519 | 0 | 72.0316 |  | 0 | -1.9461 | 244.7923 | 0 | 25.7837 | 0 | 0 | 17.4502 | 45.6
780 | 945 | 630 | 83 | 3.9 | 11.8 | 271.0733 | 0 | 75 |  | 0 | -2.1965 | 271.2293 | 0 | 46.6113 | 0 | 0 | 17.4502 | 44.3
781 | 869 | 621 | 97 | 4.5 | 12.3 | 248.5506 | 0 | 75 |  | 0 | -1.9781 | 248.6942 | 0 | 65.7194 | 16.2674 | 0 | 42.4043 | 42.4
782 | 968 | 638 | 88 | 4.9 | 12.7 | 274.3647 | 0 | 75 |  | 0 | -2.2314 | 274.524 | 0 | 86.8146 | 24.9808 | 0 | 79.0754 | 41.5
783 | 514 | 362 | 115 | 4.2 | 11.7 | 128.8512 | 0 | 46.542 |  | 0 | -1.3364 | 128.9266 | 0 | 96.7037 | 4.52 | 0 | 85.6054 | 40.6855
784 | 712 | 332 | 70 | 7.3 | 11.5 | 160.0793 | 0 | 46.8691 |  | 130.5251 | 25.0507 | 29.6268 | 0 | 98.827 | 1.8364 | 0 | 88.7843 | 42.7
785 | 569 | 162 | 49 | 6.1 | 10.2 | 69.2927 | 0 | 26.9047 |  | 59.1369 | 19.0614 | 10.1882 | 0 | 99.6722 | 0 | 0 | 88.7843 | 45.7
786 | 12 | 8 | 7 | 8.7 | 8.6 | 0 | 0 | 0.3183 |  | 99.1795 | 37.5755 | 0 | 99.1856 | 91.9785 | 0 | 10.2114 | 73.9526 | 46.5
787 | 0 | 0 | 0 | 5.8 | 7.9 | 0 | 0 | 0 |  | 99.1795 | 37.6548 | 0 | 99.1859 | 84.2849 | 0 | 10.3264 | 58.3705 | 46.3
788 | 0 | 0 | 0 | 5.7 | 7.9 | 0 | 0 | 0 |  | 99.1795 | 37.6476 | 0 | 99.1863 | 76.5914 | 0 | 8.4264 | 45.5704 | 44.4
789 | 0 | 0 | 0 | 3.4 | 7.7 | 0 | 0 | 0 |  | 99.1795 | 37.6407 | 0 | 99.1867 | 68.8982 | 0 | 5.5251 | 37.1423 | 41.5
790 | 0 | 0 | 0 | 2.5 | 8.2 | 0 | 0 | 0 |  | 99.1795 | 37.6296 | 0 | 99.1871 | 61.2052 | 0 | 2.5327 | 33.3014 | 38.5
791 | 0 | 0 | 0 | 5.2 | 8 | 0 | 0 | 0 |  | 97.5673 | 36.8833 | 0 | 97.5752 | 53.642 | 2.0543e-06 | 0 | 33.3642 | 35.3
792 | 0 | 0 | 0 | 5.7 | 7.4 | 0 | 0 | 0 |  | 92.2074 | 34.4141 | 0 | 92.2153 | 46.51 | 0 | 0 | 33.3642 | 33.1
793 | 0 | 0 | 0 | 4.6 | 7 | 0 | 0 | 0 |  | 75.0084 | 26.7308 | 0 | 75.0153 | 40.7474 | 0 | 0 | 33.3642 | 26.7308
794 | 0 | 0 | 0 | 2.8 | 6.7 | 0 | 0 | 0 |  | 25.4902 | 5.7813 | 0 | 25.4927 | 38.836 | 0 | 0 | 33.3642 | 5.7813
795 | 0 | 0 | 0 | 2.7 | 6.6 | 0 | 0 | 0 |  | 25.4902 | 5.7753 | 0 | 25.4928 | 36.9247 | 0 | 0 | 33.3642 | 5.7753
796 | 0 | 0 | 0 | 3.7 | 6.3 | 0 | 0 | 0 |  | 90.2357 | 33.4666 | 0 | 90.2458 | 29.9516 | 0 | 0.0047565 | 33.4789 | 32.3
797 | 0 | 0 | 0 | 2.6 | 5.9 | 0 | 0 | 0 |  | 90.2357 | 33.4487 | 0 | 90.2466 | 22.9795 | 0 | 1.1025 | 31.7654 | 33.4
798 | 0 | 0 | 0 | 3.1 | 6.5 | 0 | 0 | 0 |  | 90.2357 | 33.4216 | 0 | 90.2475 | 16.0089 | 0 | 2.0002 | 28.6303 | 34.3
799 | 0 | 0 | 0 | 3 | 5.9 | 0 | 0 | 0 |  | 90.2357 | 33.3933 | 0 | 90.2487 | 9.0409 | 0 | 5.19 | 20.3099 | 37.5
800 | 281 | 41 | 15 | 3.4 | 5.7 | 0 | 0 | 3.1593 |  | 90.2357 | 33.3505 | 0 | 90.2504 | 2.0784 | 0 | 5.1232 | 11.7399 | 40.6
801 | 751 | 215 | 39 | 2.4 | 7.5 | 78.0807 | 0 | 35.9978 |  | 28.9057 | 5.8724 | 62.2089 | 12.9924 | 5.8733 | 0 | 0 | 11.7399 | 41.8702
802 | 895 | 399 | 50 | 3.3 | 8.8 | 225.2047 | 0 | 56.7523 |  | 28.9058 | 5.6265 | 196.4307 | 0 | 20.959 | 0 | 0 | 11.7399 | 41.5
803 | 975 | 550 | 54 | 3.9 | 9.8 | 270.7792 | 0 | 71.7612 |  | 93.1374 | 33.0004 | 177.7985 | 0 | 34.5288 | 0 | 0 | 11.7399 | 41.7
804 | 1005 | 642 | 56 | 4.9 | 10.7 | 288.6177 | 0 | 75 |  | 99.0023 | 35.4994 | 189.7835 | 0 | 49.015 | 0 | 0 | 11.7399 | 41.4
805 | 1012 | 669 | 58 | 4.8 | 11.7 | 292.8306 | 0 | 75 |  | 99.0431 | 35.1979 | 193.958 | 0 | 63.8412 | 0 | 0 | 11.7399 | 39.5
806 | 1001 | 629 | 56 | 5.1 | 12.1 | 284.4513 | 0 | 75 |  | 99.0037 | 35.564 | 185.6125 | 0 | 78.0399 | 0 | 0 | 11.7399 | 38.4
807 | 961 | 524 | 54 | 4.3 | 12.4 | 260.2715 | 0 | 68.518 |  | 99.0036 | 35.8181 | 161.4171 | 0 | 90.396 | 8.7751 | 0 | 25.5693 | 38.1
808 | 883 | 368 | 47 | 3.3 | 12.4 | 210.5679 | 0 | 52.4435 |  | 99.0118 | 36.2026 | 111.6746 | 0 | 98.9412 | 24.9705 | 0 | 62.7648 | 40.1
809 | 711 | 179 | 34 | 3.7 | 11.5 | 109.9895 | 0 | 30.1516 |  | 99.0353 | 36.5555 | 11.0133 | 0 | 99.7444 | 18.7986 | 0 | 90 | 44.5
810 | 176 | 22 | 8 | 2.3 | 9.5 | 0 | 0 | 0.59637 |  | 99.0023 | 37.5576 | 0 | 99.0052 | 92.0655 | 0 | 10.2113 | 74.9198 | 46.7
811 | 0 | 0 | 0 | 1.7 | 8.1 | 0 | 0 | 0 |  | 99.0023 | 37.6402 | 0 | 99.0055 | 84.3866 | 0 | 10.8021 | 58.9666 | 46.7
812 | 0 | 0 | 0 | 1.7 | 6.4 | 0 | 0 | 0 |  | 99.0023 | 37.6411 | 0 | 99.0059 | 76.7078 | 0 | 9.1932 | 45.1772 | 45.1
813 | 0 | 0 | 0 | 1.1 | 5.4 | 0 | 0 | 0 |  | 99.0023 | 37.6379 | 0 | 99.0063 | 69.0292 | 0 | 5.6915 | 36.5734 | 41.6
814 | 0 | 0 | 0 | 1.7 | 4.6 | 0 | 0 | 0 |  | 99.0023 | 37.6329 | 0 | 99.0067 | 61.3508 | 0 | 1.8923 | 33.7517 | 37.8
815 | 0 | 0 | 0 | 0.8 | 2.9 | 0 | 0 | 0 |  | 57.4137 | 19.2433 | 0 | 57.4165 | 56.9733 | 0 | 0 | 33.7517 | 19.2433
816 | 0 | 0 | 0 | 1.9 | 2.7 | 0 | 0 | 0 |  | 25.4902 | 5.8431 | 0 | 25.4915 | 55.0607 | 0 | 0 | 33.7517 | 5.8431
817 | 0 | 0 | 0 | 1.2 | 2 | 0 | 0 | 0 |  | 25.4902 | 5.8417 | 0 | 25.4917 | 53.1481 | 0 | 0 | 33.7517 | 5.8417
818 | 0 | 0 | 0 | 0.9 | 2.1 | 0 | 0 | 0 |  | 25.4902 | 5.8361 | 0 | 25.4918 | 51.2356 | 0 | 0 | 33.7517 | 5.8361
819 | 0 | 0 | 0 | 2.1 | 2.1 | 0 | 0 | 0 |  | 41.4184 | 12.362 | 0 | 41.4213 | 48.1087 | 0 | 0 | 33.7517 | 12.362
820 | 0 | 0 | 0 | 2.8 | 2.7 | 0 | 0 | 0 |  | 105.7927 | 40.7447 | 0 | 105.8007 | 39.8828 | 0 | 0 | 33.7517 | 38.7
821 | 0 | 0 | 0 | 2.5 | 1.8 | 0 | 0 | 0 |  | 120.5043 | 47.8296 | 0 | 120.5142 | 30.4596 | 0 | 1.35 | 31.9389 | 46.1
822 | 0 | 0 | 0 | 1.9 | 1.2 | 0 | 0 | 0 |  | 120.5043 | 47.8272 | 0 | 120.5152 | 21.0378 | 0 | 5.2342 | 23.6324 | 50
823 | 0 | 0 | 0 | 1.4 | 1 | 0 | 0 | 0 |  | 120.5043 | 47.8214 | 0 | 120.5166 | 11.6184 | 0 | 5.2303 | 15.0641 | 50
824 | 299 | 43 | 14 | 2.5 | 2 | 0 | 0 | 3.4137 |  | 120.5043 | 47.8066 | 0 | 120.5185 | 2.205 | 0 | 1.8319 | 12.0111 | 50
825 | 789 | 223 | 37 | 1.3 | 6.1 | 88.2183 | 3.38e-06 | 37.2068 |  | 45.434 | 12.7344 | 61.8872 | 19.0581 | 5.5351 | 0 | 0 | 12.0111 | 49.9411
826 | 929 | 411 | 47 | 0.9 | 9.7 | 236.5903 | 0 | 56.2767 |  | 45.4339 | 12.4538 | 191.2903 | 0 | 20.2859 | 0 | 0 | 12.0111 | 50
827 | 989 | 558 | 52 | 3.4 | 11.2 | 275.9012 | 0 | 71.7872 |  | 45.4339 | 12.1304 | 230.6275 | 0 | 38.0637 | 0 | 0 | 12.0111 | 50
828 | 1012 | 648 | 55 | 3.5 | 12.8 | 292.7105 | 0 | 75 |  | 99.5319 | 35.6384 | 193.348 | 0 | 52.8525 | 0 | 0 | 12.0111 | 50
829 | 1006 | 671 | 59 | 3.9 | 13.6 | 292.3054 | 0 | 75 |  | 103.6812 | 37.4626 | 188.7924 | 0 | 67.2933 | 0 | 0 | 12.0111 | 49.2
830 | 992 | 629 | 58 | 4.6 | 14.3 | 282.6672 | 0 | 75 |  | 103.6814 | 37.5421 | 179.1466 | 0 | 81.0125 | 0 | 0 | 12.0111 | 48.7
831 | 950 | 523 | 54 | 4.8 | 14.3 | 256.9335 | 0 | 67.6644 |  | 103.666 | 37.8132 | 153.4109 | 0 | 92.7706 | 13.4959 | 0 | 32.9318 | 48.5
832 | 863 | 365 | 48 | 4.4 | 14.1 | 197.6154 | 0 | 51.6032 |  | 103.6926 | 38.2702 | 94.0293 | 0 | 99.97 | 24.9743 | 0 | 69.8707 | 49.7
833 | 669 | 176 | 36 | 4.3 | 12.8 | 103.6703 | 0 | 29.0239 |  | 103.6004 | 38.6764 | 0 | -0.13338 | 99.9331 | 13.675 | 0 | 89.6985 | 50
834 | 157 | 22 | 9 | 3.3 | 10.4 | 0 | 0 | 0.66977 |  | 105.2975 | 40.4774 | 0 | 105.3004 | 91.7461 | 0 | 10.9112 | 73.6578 | 50
835 | 0 | 0 | 0 | 1.7 | 8.3 | 0 | 0 | 0 |  | 105.2975 | 40.5644 | 0 | 105.3008 | 83.5591 | 0 | 11.5143 | 56.5174 | 50
836 | 0 | 0 | 0 | 0.5 | 6.6 | 0 | 0 | 0 |  | 105.2975 | 40.5663 | 0 | 105.3011 | 75.3722 | 0 | 9.705 | 41.8606 | 48.2
837 | 0 | 0 | 0 | 0.9 | 5.3 | 0 | 0 | 0 |  | 105.2975 | 40.5657 | 0 | 105.3016 | 67.1854 | 0 | 5.1048 | 34.1123 | 43.6
838 | 0 | 0 | 0 | 1.2 | 4.4 | 0 | 0 | 0 |  | 105.2975 | 40.5624 | 0 | 105.302 | 58.9989 | 0 | 1.9048 | 31.2526 | 40.4
839 | 0 | 0 | 0 | 2.4 | 5.8 | 0 | 0 | 0 |  | 25.4902 | 5.8339 | 0 | 25.4914 | 57.0863 | 0 | 0 | 31.2526 | 5.8339
840 | 0 | 0 | 0 | 2.2 | 5.6 | 0 | 0 | 0 |  | 25.4902 | 5.8302 | 0 | 25.4915 | 55.1738 | 0 | 2.2132 | 27.9392 | 8.0434
841 | 0 | 0 | 0 | 1.2 | 4.6 | 0 | 0 | 0 |  | 25.4902 | 5.8302 | 0 | 25.4916 | 53.2614 | 0 | 0 | 27.9392 | 5.8302
842 | 0 | 0 | 0 | 0.7 | 4.1 | 0 | 0 | 0 |  | 25.4902 | 5.8276 | 0 | 25.4918 | 51.349 | 0 | 0 | 27.9392 | 5.8276
843 | 0 | 0 | 0 | 1.1 | 3.7 | 0 | 0 | 0 |  | 25.4902 | 5.8244 | 0 | 25.4919 | 49.4367 | 0 | 0 | 27.9392 | 5.8244
844 | 0 | 0 | 0 | 1.8 | 4.3 | 0 | 0 | 0 |  | 108.7278 | 42.1146 | 0 | 108.7359 | 40.9736 | 2.0524e-06 | 0 | 28.0337 | 39.9
845 | 0 | 0 | 0 | 1.5 | 3.8 | 0 | 0 | 0 |  | 123.0448 | 49.0749 | 0 | 123.0547 | 31.3423 | 0 | 0.8154 | 26.7583 | 46.6
846 | 0 | 0 | 0 | 1.1 | 4.4 | 0 | 0 | 0 |  | 123.0448 | 49.0683 | 0 | 123.0557 | 21.7124 | 0 | 4.2053 | 20.0145 | 50
847 | 0 | 0 | 0 | 0.9 | 3.9 | 0 | 0 | 0 |  | 123.0448 | 49.0659 | 0 | 123.057 | 12.085 | 0 | 4.2024 | 13.0487 | 50
848 | 282 | 43 | 15 | 0.2 | 3.8 | 0 | 0 | 3.4412 |  | 123.0447 | 49.0597 | 0 | 123.059 | 2.4634 | 0 | 0.77328 | 11.7574 | 50
849 | 740 | 215 | 38 | 0.6 | 10.5 | 79.0559 | 0 | 34.4458 |  | 52.2504 | 15.6466 | 50.1662 | 23.3237 | 4.5692 | 0 | 0 | 11.7574 | 50
850 | 898 | 402 | 46 | 0.7 | 14 | 228.8793 | 0 | 53.4847 |  | 86.9349 | 30.5006 | 142.0655 | 0 | 15.4923 | 0 | 0 | 11.7574 | 50
851 | 964 | 549 | 51 | 1 | 15.9 | 270.3084 | 0 | 66.2124 |  | 87.8661 | 30.5513 | 182.5899 | 0 | 29.5549 | 0 | 0 | 11.7574 | 50
852 | 992 | 639 | 54 | 2.3 | 17.4 | 287.9108 | 0 | 75 |  | 87.8662 | 30.1687 | 200.2041 | 0 | 44.9755 | 0 | 0 | 11.7574 | 48.6
853 | 999 | 666 | 55 | 2.8 | 18.2 | 291.5663 | 0 | 75 |  | 87.8664 | 30.0144 | 203.8633 | 0 | 60.6716 | 0 | 0 | 11.7574 | 47.6
854 | 985 | 626 | 55 | 2.8 | 18.9 | 282.8346 | 0 | 74.0253 |  | 87.8666 | 30.0283 | 195.1282 | 0 | 75.6847 | 0 | 0 | 11.7574 | 47.1
855 | 951 | 524 | 52 | 4.2 | 18.8 | 258.5293 | 0 | 66.1808 |  | 87.8666 | 30.3139 | 170.8106 | 0 | 88.8126 | 19.9182 | 0 | 42.1366 | 46.9
856 | 877 | 371 | 46 | 4.6 | 18.5 | 209.6216 | 0 | 51.3918 |  | 87.8058 | 30.7061 | 121.9366 | 0 | 98.1658 | 24.9791 | 0 | 78.7171 | 48.1
857 | 700 | 182 | 34 | 4.2 | 17 | 111.9828 | 0 | 29.3246 |  | 88.134 | 31.4781 | 23.9215 | 0 | 99.9718 | 6.8812 | 0 | 88.7003 | 50
858 | 185 | 24 | 9 | 2.8 | 14 | 0 | 0 | 0.77134 |  | 87.8644 | 32.4557 | 0 | 87.8667 | 93.1876 | 0 | 18.1765 | 61.7027 | 50
859 | 0 | 0 | 0 | 1.6 | 10.5 | 0 | 0 | 0 |  | 108.7476 | 42.1607 | 0 | 108.7508 | 84.7221 | 0 | 10.1847 | 46.3958 | 50
860 | 0 | 0 | 0 | 0.9 | 8.6 | 0 | 0 | 0 |  | 108.7478 | 42.1645 | 0 | 108.7513 | 76.2566 | 0 | 7.7994 | 34.6153 | 47.7
861 | 0 | 0 | 0 | 0.8 | 7.2 | 0 | 0 | 0 |  | 108.7478 | 42.1655 | 0 | 108.7518 | 67.7912 | 0 | 3.1995 | 29.7809 | 43.1
862 | 0 | 0 | 0 | 0.8 | 6.4 | 0 | 0 | 0 |  | 108.7478 | 42.163 | 0 | 108.7522 | 59.3261 | 1.4239e-06 | 0 | 29.8676 | 39.9
863 | 0 | 0 | 0 | 0.4 | 5 | 0 | 0 | 0 |  | 101.5487 | 38.8043 | 0 | 101.5534 | 51.4429 | 0 | 0 | 29.8676 | 37.1
864 | 0 | 0 | 0 | 0.5 | 5 | 0 | 0 | 0 |  | 25.4902 | 5.8346 | 0 | 25.4915 | 49.5308 | 0 | 0 | 29.8676 | 5.8346
865 | 0 | 0 | 0 | 1.1 | 6.2 | 0 | 0 | 0 |  | 25.4902 | 5.8235 | 0 | 25.4916 | 47.6188 | 0 | 0 | 29.8676 | 5.8235
866 | 0 | 0 | 0 | 0.8 | 5.9 | 0 | 0 | 0 |  | 25.4902 | 5.8194 | 0 | 25.4918 | 45.7069 | 0 | 0 | 29.8676 | 5.8194
867 | 0 | 0 | 0 | 0.4 | 5.6 | 0 | 0 | 0 |  | 25.4902 | 5.8152 | 0 | 25.4919 | 43.7951 | 0 | 0 | 29.8676 | 5.8152
868 | 0 | 0 | 0 | 0.5 | 5.9 | 0 | 0 | 0 |  | 41.4171 | 12.334 | 0 | 41.4202 | 40.6689 | 0 | 0 | 29.8676 | 12.334
869 | 0 | 0 | 0 | 0.3 | 5.8 | 0 | 0 | 0 |  | 121.6739 | 48.3883 | 0 | 121.6838 | 31.15 | 0 | 0.88839 | 28.7288 | 46.1
870 | 0 | 0 | 0 | 0.5 | 5.3 | 0 | 0 | 0 |  | 121.6739 | 48.3863 | 0 | 121.6848 | 21.6324 | 0 | 4.4732 | 21.5896 | 49.7
871 | 0 | 0 | 0 | 0.6 | 5.8 | 0 | 0 | 0 |  | 121.6739 | 48.378 | 0 | 121.6861 | 12.1173 | 0 | 4.7734 | 13.708 | 50
872 | 279 | 44 | 15 | 1 | 7 | 0 | 0 | 3.5099 |  | 121.6739 | 48.3639 | 0 | 121.6881 | 2.6078 | 0 | 1.28 | 11.5664 | 50
873 | 734 | 216 | 37 | 0.3 | 13.2 | 79.1369 | 0 | 33.6083 |  | 54.5315 | 16.4416 | 48.9714 | 24.3281 | 4.5341 | 0 | 0 | 11.5664 | 50
874 | 877 | 398 | 48 | 0.6 | 15.7 | 223.8331 | 0 | 52.1555 |  | 81.5318 | 28.0709 | 142.423 | 0 | 15.4792 | 0 | 0 | 11.5664 | 49.5
875 | 949 | 545 | 51 | 1.6 | 17.9 | 266.1849 | 0 | 65.8186 |  | 84.4754 | 28.8727 | 181.8584 | 0 | 29.4711 | 0 | 0 | 11.5664 | 49
876 | 979 | 635 | 53 | 2.2 | 18.8 | 284.2702 | 0 | 73.7399 |  | 84.4755 | 28.547 | 199.9559 | 0 | 44.8558 | 0 | 0 | 11.5664 | 47.6
877 | 988 | 662 | 54 | 2.5 | 19.4 | 288.6689 | 0 | 75 |  | 84.4757 | 28.4006 | 204.3585 | 0 | 60.5723 | 0 | 0 | 11.5664 | 46.7
878 | 977 | 624 | 53 | 3.4 | 19.9 | 280.1922 | 0 | 73.6965 |  | 84.4754 | 28.4212 | 195.8787 | 0 | 75.6257 | 0 | 0 | 11.5664 | 46.1
879 | 932 | 519 | 52 | 4 | 20 | 253.6591 | 0 | 64.7009 |  | 84.4754 | 28.6731 | 169.3314 | 0 | 88.6243 | 21.4233 | 0 | 44.1428 | 45.8
880 | 859 | 367 | 46 | 5.2 | 19.3 | 205.0776 | 0 | 50.5171 |  | 84.419 | 29.1418 | 120.7785 | 0 | 97.8772 | 24.9802 | 0 | 80.6401 | 47
881 | 696 | 183 | 34 | 5.4 | 17.8 | 111.9194 | 0 | 29.2527 |  | 84.4776 | 29.7971 | 27.517 | 0 | 99.9582 | 5.412 | 0 | 88.4971 | 50
882 | 190 | 25 | 9 | 3.9 | 15.3 | 0 | 0 | 0.84499 |  | 84.4739 | 30.8777 | 0 | 84.4762 | 93.4448 | 0 | 19.5444 | 59.4246 | 50
883 | 0 | 0 | 0 | 1.3 | 12.8 | 0 | 0 | 0 |  | 106.5722 | 40.9826 | 0 | 106.5754 | 85.1576 | 0 | 11.2701 | 42.411 | 50
884 | 0 | 0 | 0 | 0.5 | 10 | 0 | 0 | 0 |  | 106.5703 | 41.1448 | 0 | 106.5739 | 76.868 | 0 | 7.4954 | 31.0447 | 46.5
885 | 0 | 0 | 0 | 0.6 | 9 | 0 | 0 | 0 |  | 106.5703 | 41.1431 | 0 | 106.5743 | 68.5786 | 0 | 3.0994 | 26.3376 | 42.1
886 | 0 | 0 | 0 | 0.3 | 8.5 | 0 | 0 | 0 |  | 106.5703 | 41.1382 | 0 | 106.5747 | 60.2894 | 0 | 0 | 26.3376 | 39
887 | 0 | 0 | 0 | 1.5 | 8.5 | 0 | 0 | 0 |  | 25.4902 | 5.8225 | 0 | 25.4913 | 58.3769 | 0 | 0 | 26.3376 | 5.8225
888 | 0 | 0 | 0 | 1.3 | 8.2 | 0 | 0 | 0 |  | 25.4902 | 5.8194 | 0 | 25.4915 | 56.4645 | 0 | 0 | 26.3376 | 5.8194
889 | 0 | 0 | 0 | 1.8 | 9.2 | 0 | 0 | 0 |  | 25.4902 | 5.8098 | 0 | 25.4916 | 54.5521 | 0 | 0 | 26.3376 | 5.8098
890 | 0 | 0 | 0 | 2.4 | 8.8 | 0 | 0 | 0 |  | 25.4902 | 5.8069 | 0 | 25.4917 | 52.6399 | 0 | 0 | 26.3376 | 5.8069
891 | 0 | 0 | 0 | 1.6 | 7.8 | 0 | 0 | 0 |  | 25.4902 | 5.8067 | 0 | 25.4918 | 50.7277 | 0 | 0 | 26.3376 | 5.8067
892 | 0 | 0 | 0 | 1.6 | 7.3 | 0 | 0 | 0 |  | 71.4663 | 25.2491 | 0 | 71.4714 | 45.2441 | 0 | 0 | 26.3376 | 25.2491
893 | 0 | 0 | 0 | 2.4 | 8 | 0 | 0 | 0 |  | 121.6723 | 48.3789 | 0 | 121.6818 | 35.725 | 2.054e-06 | 0 | 26.6578 | 45.2
894 | 0 | 0 | 0 | 2 | 7.3 | 0 | 0 | 0 |  | 122.5994 | 48.8361 | 0 | 122.6098 | 26.1309 | 0 | 3.4051 | 21.2196 | 49
895 | 0 | 0 | 0 | 2.2 | 7.3 | 0 | 0 | 0 |  | 122.5994 | 48.8316 | 0 | 122.611 | 16.5387 | 0 | 4.3993 | 13.9665 | 50
896 | 109 | 39 | 28 | 2.3 | 9.2 | 0 | 0 | 2.8368 |  | 122.5994 | 48.8164 | 0 | 122.6126 | 6.9503 | 0 | 1.5811 | 11.314 | 50
897 | 436 | 188 | 76 | 1.4 | 12.1 | 0 | 0 | 25.714 |  | 71.152 | 25.3674 | 0 | 71.1611 | 1.5053 | 0 | 0 | 11.314 | 50
898 | 749 | 406 | 102 | 1 | 15.9 | 125.2106 | -4.69e-06 | 51.072 |  | 25.49 | 4.0684 | 108.3889 | 8.5989 | 9.1944 | 0 | 0 | 11.314 | 49.4
899 | 616 | 472 | 145 | 0.8 | 17.9 | 166.3315 | 0 | 53.3108 |  | 25.4902 | 5.3085 | 140.9368 | 0 | 20.0641 | 0 | 0 | 11.314 | 48.8
900 | 815 | 620 | 128 | 1.7 | 19.2 | 233.9649 | 0 | 69.3268 |  | 25.4902 | 4.7125 | 208.6119 | 0 | 36.1295 | 0 | 0 | 11.314 | 47.3
901 | 772 | 653 | 170 | 2.5 | 19.4 | 221.453 | 0 | 71.8372 |  | 25.4902 | 4.7739 | 196.0941 | 0 | 51.2205 | 0 | 0 | 11.314 | 46.5
902 | 773 | 589 | 134 | 3.6 | 19.6 | 217.4457 | 0 | 68.13 |  | 25.4902 | 4.7678 | 192.0852 | 0 | 65.9827 | 23.9333 | 0 | 47.5409 | 45.9
903 | 916 | 522 | 59 | 3.6 | 19.8 | 249.8247 | 0 | 64.2387 |  | 25.4902 | 4.4969 | 224.4835 | 0 | 83.1941 | 22.3778 | 0 | 80.1782 | 45.6
904 | 822 | 366 | 53 | 3.6 | 19.4 | 197.9842 | 0 | 48.8695 |  | 27.0711 | 5.4055 | 171.0282 | 0 | 96.2751 | 5.7049 | 0 | 88.5924 | 46.6
905 | 638 | 181 | 40 | 3.7 | 17.8 | 104.5352 | 0 | 27.8347 |  | 70.7038 | 23.9426 | 33.8885 | 0 | 98.815 | 0 | 0.21364 | 88.7405 | 50
906 | 175 | 26 | 11 | 2.3 | 15 | 0 | 0 | 0.96635 |  | 70.7522 | 25.0034 | 0 | 70.7547 | 93.387 | 0 | 24.976 | 50.9063 | 50
907 | 0 | 0 | 0 | 0.6 | 12.2 | 0 | 0 | 0 |  | 108.4224 | 41.836 | 0 | 108.4265 | 84.9505 | 0 | 10.4922 | 34.8085 | 50
908 | 0 | 0 | 0 | 0.9 | 10.7 | 0 | 0 | 0 |  | 108.4214 | 41.9889 | 0 | 108.4259 | 76.5114 | 0 | 6.9466 | 24.1423 | 46.6
909 | 0 | 0 | 0 | 1.8 | 9.9 | 0 | 0 | 0 |  | 108.4218 | 41.9867 | 0 | 108.4266 | 68.0724 | 0 | 2.5412 | 20.2228 | 42.3
910 | 0 | 0 | 0 | 2.2 | 10.4 | 0 | 0 | 0 |  | 107.4583 | 41.5291 | 0 | 107.4635 | 59.7115 | 2.061e-06 | 0 | 20.29 | 39.3
911 | 0 | 0 | 0 | 3 | 11.7 | 0 | 0 | 0 |  | 101.0386 | 38.4933 | 0 | 101.044 | 51.87 | 0 | 0 | 20.29 | 36.5
912 | 0 | 0 | 0 | 1.8 | 10.1 | 0 | 0 | 0 |  | 37.3559 | 10.645 | 0 | 37.3581 | 49.0569 | 0 | 0 | 20.29 | 10.645
913 | 0 | 0 | 0 | 1.2 | 9.3 | 0 | 0 | 0 |  | 25.4902 | 5.8009 | 0 | 25.4918 | 47.145 | 0 | 0 | 20.29 | 5.8009
914 | 0 | 0 | 0 | 1.6 | 7.8 | 0 | 0 | 0 |  | 25.4902 | 5.8026 | 0 | 25.492 | 45.2332 | 0 | 0 | 20.29 | 5.8026
915 | 0 | 0 | 0 | 1.8 | 8.6 | 0 | 0 | 0 |  | 25.4902 | 5.793 | 0 | 25.4921 | 43.3215 | 0 | 0 | 20.29 | 5.793
916 | 0 | 0 | 0 | 2.3 | 9.6 | 0 | 0 | 0 |  | 25.4902 | 5.7823 | 0 | 25.4923 | 41.4101 | 0 | 0 | 20.29 | 5.7823
917 | 0 | 0 | 0 | 2.5 | 9.4 | 0 | 0 | 0 |  | 122.4139 | 48.7323 | 0 | 122.4249 | 31.8305 | 0 | 0 | 20.29 | 45.5
918 | 0 | 0 | 0 | 2.4 | 9 | 0 | 0 | 0 |  | 124.8104 | 49.8968 | 0 | 124.8225 | 22.0559 | 0 | 2.4112 | 16.5587 | 48.9
919 | 0 | 0 | 0 | 2.4 | 8.7 | 0 | 0 | 0 |  | 124.8104 | 49.8828 | 0 | 124.8238 | 12.2838 | 0 | 3.4989 | 10.6525 | 50
920 | 255 | 46 | 17 | 2.8 | 9 | 0 | 0 | 3.7586 |  | 124.2213 | 49.6155 | 0 | 124.2367 | 2.5657 | 0 | 0 | 10.6525 | 50
921 | 708 | 221 | 43 | 1.3 | 12.2 | 75.7684 | 0 | 34.0712 |  | 53.106 | 16.0651 | 46.9634 | 24.2645 | 4.3376 | 0 | 0 | 10.6525 | 49.9
922 | 859 | 407 | 56 | 2.8 | 14.5 | 219.3014 | 0 | 54.079 |  | 53.1056 | 15.9665 | 166.319 | 0 | 17.1531 | 0 | 0 | 10.6525 | 48.8
923 | 932 | 555 | 62 | 3.4 | 16 | 260.4876 | 0 | 68.0442 |  | 85.4837 | 29.621 | 175.1523 | 0 | 30.5979 | 0 | 0 | 10.6525 | 48.3
924 | 960 | 646 | 67 | 1.5 | 17.2 | 279.2606 | 0 | 73.1538 |  | 85.4836 | 29.2868 | 193.9377 | 0 | 45.4903 | 0 | 0 | 10.6525 | 46.6
925 | 966 | 672 | 68 | 1.6 | 18.6 | 282.8478 | 0 | 74.8497 |  | 85.4839 | 29.0434 | 197.5277 | 0 | 60.6561 | 0 | 0 | 10.6525 | 45.5
926 | 950 | 631 | 68 | 2.6 | 19.3 | 273.1565 | 0 | 72.7243 |  | 85.4841 | 29.0487 | 187.8315 | 0 | 75.0705 | 0 | 0 | 10.6525 | 45
927 | 933 | 534 | 59 | 3.5 | 19.6 | 255.3578 | 0 | 65.2912 |  | 85.4842 | 29.1808 | 170.023 | 0 | 88.1081 | 20.1081 | 0 | 41.3538 | 44.5
928 | 860 | 380 | 51 | 4.3 | 19.3 | 208.1613 | 0 | 50.9046 |  | 85.4294 | 29.5575 | 122.8539 | 0 | 97.513 | 24.979 | 0 | 77.9572 | 45.5
929 | 670 | 189 | 38 | 3.9 | 18 | 112.5333 | 0 | 28.8787 |  | 85.4866 | 30.1949 | 27.1109 | 0 | 99.5601 | 7.4313 | 0 | 88.7514 | 48.7
930 | 171 | 26 | 11 | 2.9 | 14.5 | 0 | 0 | 1.0217 |  | 85.4822 | 31.3933 | 0 | 85.4845 | 92.9659 | 0 | 17.9223 | 62.1403 | 49
931 | 0 | 0 | 0 | 1 | 11 | 0 | 0 | 0 |  | 104.6557 | 40.2536 | 0 | 104.6589 | 84.8309 | 0 | 10.2346 | 46.7648 | 48.3
932 | 0 | 0 | 0 | 1.2 | 9.3 | 0 | 0 | 0 |  | 104.6557 | 40.2555 | 0 | 104.6593 | 76.6959 | 0 | 7.1836 | 35.9462 | 45.4
933 | 0 | 0 | 0 | 1.2 | 9 | 0 | 0 | 0 |  | 104.6557 | 40.2501 | 0 | 104.6597 | 68.5611 | 0 | 3.4866 | 30.6793 | 41.7
934 | 0 | 0 | 0 | 0.4 | 8.4 | 0 | 0 | 0 |  | 104.6557 | 40.2455 | 0 | 104.6601 | 60.4266 | 0 | 1.0858 | 29.0788 | 39.3
935 | 0 | 0 | 0 | 0.2 | 6.5 | 0 | 0 | 0 |  | 100.4726 | 38.2917 | 0 | 100.4772 | 52.6304 | 0 | 0 | 29.0788 | 36.5
936 | 0 | 0 | 0 | 1 | 5.4 | 0 | 0 | 0 |  | 85.4279 | 31.4613 | 0 | 85.4323 | 46.0403 | 0 | 0 | 29.0788 | 31.4613
937 | 0 | 0 | 0 | 1.4 | 5.1 | 0 | 0 | 0 |  | 25.4902 | 5.8276 | 0 | 25.4916 | 44.1286 | 0 | 0 | 29.0788 | 5.8276
938 | 0 | 0 | 0 | 1.8 | 7.1 | 0 | 0 | 0 |  | 25.4902 | 5.8121 | 0 | 25.4918 | 42.217 | 0 | 0 | 29.0788 | 5.8121
939 | 0 | 0 | 0 | 0.9 | 6.5 | 0 | 0 | 0 |  | 25.4902 | 5.8089 | 0 | 25.492 | 40.3056 | 0 | 0 | 29.0788 | 5.8089
940 | 0 | 0 | 0 | 1.7 | 6.8 | 0 | 0 | 0 |  | 93.6584 | 35.1041 | 0 | 93.6656 | 33.0583 | 2.0535e-06 | 0 | 29.3164 | 33.7
941 | 0 | 0 | 0 | 2.3 | 6.5 | 0 | 0 | 0 |  | 98.522 | 37.319 | 0 | 98.5304 | 25.4209 | 0 | 0 | 29.3164 | 35.7
942 | 0 | 0 | 0 | 2.9 | 7.4 | 0 | 0 | 0 |  | 100.2037 | 38.0689 | 0 | 100.2132 | 17.6498 | 0 | 1.6105 | 26.7925 | 38
943 | 0 | 0 | 0 | 2.3 | 6.9 | 0 | 0 | 0 |  | 100.2037 | 38.0476 | 0 | 100.2144 | 9.8812 | 0 | 5.5971 | 17.7281 | 42
944 | 290 | 52 | 18 | 2.3 | 7.6 | 0 | 0 | 4.2481 |  | 100.2037 | 38.0101 | 0 | 100.2162 | 2.1182 | 0 | 3.7522 | 11.4331 | 44.4
945 | 750 | 234 | 43 | 0.9 | 9.8 | 86.4593 | -3.32e-06 | 35.9297 |  | 34.9197 | 8.3148 | 66.4054 | 14.8193 | 6.1122 | 0 | 0 | 11.4331 | 44.2445
946 | 898 | 424 | 55 | 0.7 | 14.7 | 231.747 | 0 | 54.2104 |  | 34.9195 | 8.3395 | 196.9626 | 0 | 21.2666 | 0 | 0 | 11.4331 | 43.5
947 | 963 | 574 | 61 | 1.7 | 16.7 | 271.5567 | 0 | 68.0174 |  | 43.2091 | 11.383 | 228.5081 | 0 | 38.8413 | 0 | 0 | 11.4331 | 43.2
948 | 997 | 669 | 63 | 2.2 | 18 | 290.6805 | 0 | 75 |  | 104.3768 | 37.3129 | 186.4738 | 0 | 53.0495 | 0 | 0 | 11.4331 | 42
949 | 1000 | 694 | 65 | 2.8 | 18.1 | 292.9389 | 0 | 75 |  | 104.3768 | 37.2699 | 188.7332 | 0 | 67.4551 | 0 | 0 | 11.4331 | 40.2
950 | 987 | 654 | 64 | 2.9 | 19 | 284.6158 | 0 | 75 |  | 104.3765 | 37.2112 | 180.4039 | 0 | 81.2468 | 0 | 0 | 11.4331 | 39
951 | 937 | 546 | 63 | 3.4 | 19 | 257.0506 | 0 | 66.0057 |  | 104.3515 | 37.4997 | 152.8451 | 0 | 92.9445 | 7.7621 | 0 | 23.7367 | 38.5
952 | 832 | 385 | 61 | 4.1 | 18 | 201.7267 | 0 | 50.9845 |  | 109.8907 | 40.6078 | 91.9502 | 0 | 99.9645 | 24.9695 | 0 | 61.0197 | 40.2
953 | 624 | 192 | 48 | 3.8 | 16.1 | 104.7552 | 0 | 28.2764 |  | 104.3839 | 38.7759 | 0 | -0.42458 | 99.9532 | 19.9934 | 0 | 90 | 43.6
954 | 153 | 28 | 14 | 2.3 | 13.4 | 0 | 0 | 1.1686 |  | 104.3771 | 39.8752 | 0 | 104.3801 | 91.843 | 0 | 5.6368 | 81.7558 | 44.6
955 | 0 | 0 | 0 | 1.1 | 11 | 0 | 0 | 0 |  | 104.3756 | 40.1212 | 0 | 104.3789 | 83.7306 | 0 | 6.6542 | 72.1933 | 44.6
956 | 0 | 0 | 0 | 0.9 | 9.5 | 0 | 0 | 0 |  | 104.3756 | 40.122 | 0 | 104.3793 | 75.6183 | 0 | 4.803 | 65.2117 | 42.9
957 | 0 | 0 | 0 | 0.8 | 8.8 | 0 | 0 | 0 |  | 104.3756 | 40.1184 | 0 | 104.3797 | 67.5062 | 0 | 1.7013 | 62.8178 | 39.8
958 | 0 | 0 | 0 | 0.5 | 7.5 | 0 | 0 | 0 |  | 101.6978 | 38.8667 | 0 | 101.7022 | 59.6107 | 2.0538e-06 | 0 | 62.9953 | 37
959 | 0 | 0 | 0 | 1 | 7.7 | 0 | 0 | 0 |  | 94.8831 | 35.7262 | 0 | 94.8876 | 52.264 | 2.0539e-06 | 0 | 63.12 | 34.2
960 | 0 | 0 | 0 | 0.4 | 6.6 | 0 | 0 | 0 |  | 89.2747 | 33.1768 | 0 | 89.2794 | 45.3669 | 2.0753e-07 | 0 | 63.12 | 31.9
961 | 0 | 0 | 0 | 1.1 | 6.2 | 0 | 0 | 0 |  | 87.329 | 32.2929 | 0 | 87.3341 | 38.6256 | 2.0536e-06 | 0 | 63.2618 | 31.1
962 | 0 | 0 | 0 | 1 | 6.2 | 0 | 0 | 0 |  | 32.7682 | 8.7319 | 0 | 32.7704 | 36.1658 | 0 | 0 | 63.2618 | 8.7319
963 | 0 | 0 | 0 | 0.9 | 5.4 | 0 | 0 | 0 |  | 32.7682 | 8.7258 | 0 | 32.7707 | 33.7062 | 0 | 21.5709 | 29.2928 | 30.2966
964 | 0 | 0 | 0 | 0.7 | 6.3 | 0 | 0 | 0 |  | 32.7682 | 8.7108 | 0 | 32.7709 | 31.2468 | 0 | 0 | 29.2928 | 8.7108
965 | 0 | 0 | 0 | 0.5 | 4.9 | 0 | 0 | 0 |  | 87.6828 | 32.3849 | 0 | 87.6906 | 24.4785 | 0 | 0.6501 | 28.2827 | 31.9
966 | 0 | 0 | 0 | 1 | 5.6 | 0 | 0 | 0 |  | 87.6828 | 32.3577 | 0 | 87.6915 | 17.7116 | 0 | 1.7479 | 25.6195 | 33
967 | 0 | 0 | 0 | 0.7 | 5.5 | 0 | 0 | 0 |  | 87.6828 | 32.3282 | 0 | 87.6926 | 10.9468 | 0 | 4.6392 | 18.2041 | 35.9
968 | 295 | 68 | 34 | 0.9 | 7.6 | 0 | 0 | 5.6182 |  | 87.6828 | 32.2777 | 0 | 87.694 | 4.1863 | 0 | 1.9337 | 15.0676 | 38.8
969 | 631 | 222 | 52 | 0.9 | 12.1 | 0 | 0 | 31.6673 |  | 32.303 | 9.1861 | 0 | 32.3079 | 1.7768 | 0 | 0 | 15.0676 | 40.1
970 | 908 | 435 | 57 | 2.5 | 16.1 | 170.8995 | 3.15e-06 | 56.3051 |  | 25.49 | 3.8236 | 152.433 | 6.9247 | 12.9272 | 0 | 0 | 15.0676 | 40
971 | 957 | 591 | 75 | 4.3 | 17.6 | 267.8978 | 0 | 70.8894 |  | 25.4902 | 4.6929 | 242.5666 | 0 | 31.5482 | 0 | 0 | 15.0676 | 40.4
972 | 976 | 667 | 67 | 2.7 | 18.3 | 284.0945 | 0 | 75 |  | 25.4902 | 4.4127 | 258.774 | 0 | 51.4053 | 0 | 0 | 15.0676 | 40.3
973 | 957 | 707 | 98 | 2.7 | 19.5 | 279.8511 | 0 | 75 |  | 46.386 | 12.8115 | 233.6313 | 0 | 69.3125 | 0 | 0 | 15.0676 | 38.3
974 | 764 | 605 | 140 | 3.2 | 19.8 | 215.7572 | 0 | 67.767 |  | 59.5549 | 18.6081 | 156.3287 | 0 | 81.2599 | 4.2877 | 0 | 21.947 | 37.1
975 | 664 | 506 | 154 | 2.9 | 19.9 | 176.9443 | 0 | 56.9978 |  | 59.5549 | 18.7949 | 117.4913 | 0 | 90.2218 | 24.9684 | 0 | 59.3164 | 37
976 | 683 | 368 | 98 | 2.2 | 19.7 | 164.1569 | 0 | 45.632 |  | 59.5562 | 18.902 | 104.6925 | 0 | 98.1861 | 21.1706 | 0 | 90 | 38.7
977 | 444 | 191 | 79 | 3.9 | 18.9 | 69.2131 | 0 | 23.931 |  | 59.5436 | 19.3741 | 9.7059 | 0 | 98.9053 | 0 | 0 | 90 | 42.6
978 | 8 | 21 | 20 | 1.8 | 16.7 | 0 | 0 | 0.91338 |  | 59.5548 | 20.3572 | 0 | 59.5569 | 94.3589 | 0 | 23.9549 | 54.1304 | 44.3
979 | 0 | 0 | 0 | 1.8 | 14.7 | 0 | 0 | 0 |  | 98.7039 | 37.2958 | 0 | 98.7077 | 86.7061 | 0 | 8.9761 | 40.5172 | 44.4
980 | 0 | 0 | 0 | 0.6 | 12.9 | 0 | 0 | 0 |  | 98.7037 | 37.4218 | 0 | 98.7079 | 79.052 | 0 | 7.1912 | 29.6426 | 42.7
981 | 0 | 0 | 0 | 1.2 | 11.7 | 0 | 0 | 0 |  | 98.7398 | 37.3668 | 0 | 98.7443 | 71.3976 | 0 | 3.8461 | 23.7416 | 39.4
982 | 0 | 0 | 0 | 0.6 | 10.4 | 0 | 0 | 0 |  | 98.7025 | 37.4566 | 0 | 98.7074 | 63.7434 | 0 | 0.39174 | 23.204 | 36.1
983 | 0 | 0 | 0 | 1.3 | 9.8 | 0 | 0 | 0 |  | 93.4405 | 35.0409 | 0 | 93.4455 | 56.5124 | 1.6712e-06 | 0 | 23.2713 | 33.6
984 | 0 | 0 | 0 | 1.9 | 9.7 | 0 | 0 | 0 |  | 25.4902 | 5.8043 | 0 | 25.4917 | 54.6001 | 0 | 0 | 23.2713 | 5.8043
985 | 0 | 0 | 0 | 2.1 | 9.5 | 0 | 0 | 0 |  | 25.4902 | 5.8005 | 0 | 25.4918 | 52.6878 | 0 | 0 | 23.2713 | 5.8005
986 | 0 | 0 | 0 | 2.4 | 9.6 | 0 | 0 | 0 |  | 25.4902 | 5.795 | 0 | 25.4919 | 50.7757 | 0 | 0 | 23.2713 | 5.795
987 | 0 | 0 | 0 | 2.2 | 7.8 | 0 | 0 | 0 |  | 41.3036 | 12.2756 | 0 | 41.3066 | 47.6579 | 0 | 0 | 23.2713 | 12.2756
988 | 0 | 0 | 0 | 1.5 | 7.6 | 0 | 0 | 0 |  | 102.4274 | 39.1374 | 0 | 102.4356 | 39.704 | 0 | 0 | 23.2713 | 37.3
989 | 0 | 0 | 0 | 1.5 | 8.1 | 0 | 0 | 0 |  | 118.5078 | 46.809 | 0 | 118.5182 | 30.4445 | 0 | 0 | 23.2713 | 43.9
990 | 0 | 0 | 0 | 1.5 | 7.6 | 0 | 0 | 0 |  | 119.7785 | 47.4341 | 0 | 119.7899 | 21.0823 | 0 | 2.966 | 18.643 | 47.4
991 | 0 | 0 | 0 | 1.1 | 7.4 | 0 | 0 | 0 |  | 119.7785 | 47.4278 | 0 | 119.7912 | 11.7225 | 0 | 4.6555 | 10.7893 | 49.1
992 | 275 | 54 | 20 | 1.4 | 8 | 0 | 0 | 5.1923 |  | 119.0134 | 47.0345 | 0 | 119.0281 | 2.4311 | 0 | 0 | 10.7893 | 49.3
993 | 717 | 234 | 46 | 1.8 | 12.1 | 81.2546 | 0 | 34.9799 |  | 49.164 | 14.6704 | 53.7454 | 21.6133 | 4.9228 | 0 | 0 | 10.7893 | 49.2
994 | 829 | 407 | 59 | 1.4 | 15.3 | 213.6563 | 0 | 51.7683 |  | 50.1661 | 14.4689 | 163.6132 | 0 | 17.5079 | 0 | 0 | 10.7893 | 48.6
995 | 926 | 563 | 61 | 2.2 | 17.2 | 260.786 | 0 | 66.4043 |  | 50.1661 | 14.5354 | 210.7732 | 0 | 33.7201 | 0 | 0 | 10.7893 | 48.3
996 | 961 | 655 | 62 | 1.7 | 18.4 | 280.3372 | 0 | 72.975 |  | 50.166 | 14.0803 | 230.3377 | 0 | 51.4188 | 0 | 0 | 10.7893 | 46.7
997 | 963 | 680 | 65 | 1.6 | 19.2 | 282.6324 | 0 | 74.4181 |  | 50.1661 | 14.2889 | 232.6347 | 0 | 69.2684 | 4.2171 | 0 | 17.6218 | 45.8
998 | 939 | 653 | 83 | 4.4 | 19.5 | 268.7984 | 0 | 74.8109 |  | 50.1661 | 14.3808 | 218.7917 | 0 | 86.0233 | 24.9662 | 0 | 55.123 | 45.2
999 | 862 | 592 | 139 | 5.5 | 18.9 | 232.5459 | 0 | 69.463 |  | 50.1685 | 14.8511 | 182.5129 | 0 | 99.9576 | 24.0819 | 0 | 90 | 44.9
1000 | 275 | 334 | 214 | 4.4 | 18.2 | 0 | 0 | 32.7686 |  | 43.1786 | 13.5166 | 0 | 43.1798 | 96.6932 | 0 | 0 | 90 | 45.5
1001 | 48 | 109 | 96 | 5 | 16.2 | 0 | 0 | 9.1086 |  | 110.2067 | 42.3836 | 0 | 110.2101 | 88.1159 | 0 | 0 | 90 | 49.1
1002 | 1 | 25 | 25 | 3.6 | 15.1 | 0 | 0 | 1.1276 |  | 131.977 | 52.1259 | 0 | 131.9815 | 77.7641 | 0 | 0 | 90 | 50
1003 | 0 | 0 | 0 | 3.1 | 14.1 | 0 | 0 | 0 |  | 132.563 | 52.4136 | 0 | 132.5681 | 67.3631 | 0 | 0 | 90 | 49.2
1004 | 0 | 0 | 0 | 2.8 | 13.4 | 0 | 0 | 0 |  | 123.2988 | 48.8233 | 0 | 123.304 | 57.7193 | 0 | 0 | 90 | 45.5
1005 | 0 | 0 | 0 | 2.6 | 12.8 | 0 | 0 | 0 |  | 112.6587 | 43.7729 | 0 | 112.664 | 48.9409 | 0 | 0 | 90 | 41.2
1006 | 0 | 0 | 0 | 4.2 | 11 | 0 | 0 | 0 |  | 105.9824 | 40.8326 | 0 | 105.988 | 40.7003 | 0 | 0 | 90 | 38.6
1007 | 0 | 0 | 0 | 4.2 | 10.4 | 0 | 0 | 0 |  | 100.151 | 38.098 | 0 | 100.157 | 32.9316 | 0 | 0 | 90 | 36.3
1008 | 0 | 0 | 0 | 4.4 | 10.9 | 0 | 0 | 0 |  | 25.4902 | 5.7911 | 0 | 25.4919 | 31.0215 | 0 | 0 | 90 | 5.7911
1009 | 0 | 0 | 0 | 3 | 10.4 | 0 | 0 | 0 |  | 25.4902 | 5.7858 | 0 | 25.4921 | 29.1115 | 0 | 0 | 90 | 5.7858
1010 | 0 | 0 | 0 | 3.5 | 9.9 | 0 | 0 | 0 |  | 25.4902 | 5.7801 | 0 | 25.4923 | 27.2019 | 0 | 0 | 90 | 5.7801
1011 | 0 | 0 | 0 | 3.4 | 9.6 | 0 | 0 | 0 |  | 25.4902 | 5.773 | 0 | 25.4925 | 25.2925 | 0 | 0 | 90 | 5.773
1012 | 0 | 0 | 0 | 3.8 | 9.4 | 0 | 0 | 0 |  | 65.3393 | 22.4987 | 0 | 65.346 | 20.2945 | 0 | 0 | 90 | 22.4987
1013 | 0 | 0 | 0 | 3.6 | 9.5 | 0 | 0 | 0 |  | 121.9271 | 48.479 | 0 | 121.9409 | 10.7591 | 0 | 0 | 90 | 45.3
1014 | 0 | 0 | 0 | 3.4 | 9.6 | 0 | 0 | 0 |  | 129.7215 | 51.7307 | 0 | 129.7384 | 0.58943 | 0 | 0 | 90 | 48.5
1015 | 0 | 0 | 0 | 2.3 | 9.3 | 0 | 0 | 0 |  | 0 | -0.28887 | 0 | 0 | 0.58767 | 0 | 24.9827 | 53.2574 | 24.6939
1016 | 0 | 13 | 13 | 2.2 | 9.1 | 0 | 0 | 0.64623 |  | 0 | -0.28887 | 0 | 0 | 0.58591 | 0 | 21.0538 | 19.597 | 21.4112
1017 | 18 | 95 | 88 | 3.3 | 9.8 | 0 | 0 | 6.7871 |  | 0 | -0.28887 | 0 | 0 | 0.58416 | 0 | 0 | 19.597 | 6.4982
1018 | 52 | 265 | 237 | 5 | 11 | 0 | 0 | 22.5237 |  | 0 | -0.28887 | 0 | 0 | 0.58242 | 0 | 0 | 19.597 | 22.2348
1019 | 403 | 561 | 326 | 5.7 | 12.1 | 34.5592 | -1.46e-06 | 56.4859 |  | 0 | -1.3279 | 34.5785 | 0 | 3.1962 | 0 | 0 | 19.597 | 48.7
1020 | 762 | 620 | 140 | 5.4 | 12.7 | 214.6325 | 0 | 71.5877 |  | 0 | -1.7314 | 214.7527 | 0 | 19.6373 | 0 | 0 | 19.597 | 47
1021 | 910 | 687 | 99 | 6.4 | 13.4 | 261.0493 | 0 | 75 |  | 0 | -2.0963 | 261.196 | 0 | 39.7231 | 5.3337 | 0 | 28.2243 | 46.2
1022 | 897 | 650 | 101 | 6.6 | 13.5 | 252.9884 | 0 | 75 |  | 0 | -2.02 | 253.1312 | 0 | 59.2008 | 24.9743 | 0 | 65.4262 | 45.7
1023 | 847 | 556 | 107 | 6 | 13.4 | 228.1989 | 0 | 67.3242 |  | 0 | -1.8212 | 228.3284 | 0 | 76.7673 | 16.9332 | 0 | 90 | 45.4
1024 | 754 | 390 | 89 | 5.6 | 13.1 | 180.825 | 0 | 50.8881 |  | 0 | -1.5445 | 180.9284 | 0 | 90.6774 | 0 | 0 | 90 | 45.9
1025 | 561 | 191 | 57 | 5.5 | 12.3 | 93.8463 | 0 | 27.5306 |  | 0 | -1.2328 | 93.9004 | 0 | 97.8795 | 0 | 21.0853 | 58.6238 | 47.3831
1026 | 149 | 32 | 17 | 4.8 | 10.8 | 0 | 0 | 1.4903 |  | 0 | -0.37147 | 0 | 0 | 97.8543 | 0 | 24.9573 | 19.0317 | 26.0761
1027 | 0 | 0 | 0 | 3.4 | 9 | 0 | 0 | 0 |  | 0 | -0.28887 | 0 | 0 | 97.8291 | 0 | 0 | 19.0317 | -0.28887
1028 | 0 | 0 | 0 | 3.4 | 7.3 | 0 | 0 | 0 |  | 0 | -0.28887 | 0 | 0 | 97.8038 | 0 | 0 | 19.0317 | -0.28887
1029 | 0 | 0 | 0 | 2.4 | 6.2 | 0 | 0 | 0 |  | 0 | -0.28887 | 0 | 0 | 97.7784 | 0 | 0 | 19.0317 | -0.28887
1030 | 0 | 0 | 0 | 1.8 | 6.3 | 0 | 0 | 0 |  | 130.4257 | 26.3719 | 0 | 130.4345 | 87.5129 | 0 | 0 | 19.0317 | 26.3719
1031 | 0 | 0 | 0 | 1.7 | 6.6 | 0 | 0 | 0 |  | 99.4961 | 37.8024 | 0 | 99.5027 | 79.7939 | 0 | 0 | 19.0317 | 36.1
1032 | 0 | 0 | 0 | 1.1 | 6.1 | 0 | 0 | 0 |  | 95.3609 | 35.9047 | 0 | 95.3676 | 72.4073 | 0 | 0 | 19.0317 | 34.4
1033 | 0 | 0 | 0 | 1.6 | 6 | 0 | 0 | 0 |  | 94.1448 | 35.3383 | 0 | 94.1518 | 65.1188 | 0 | 0 | 19.0317 | 33.9
1034 | 0 | 0 | 0 | 2.3 | 6 | 0 | 0 | 0 |  | 93.6584 | 35.1052 | 0 | 93.6657 | 57.8695 | 0 | 0 | 19.0317 | 33.7
1035 | 0 | 0 | 0 | 1.8 | 5.1 | 0 | 0 | 0 |  | 96.3251 | 36.3229 | 0 | 96.3331 | 50.4062 | 0 | 0 | 19.0317 | 34.8
1036 | 0 | 0 | 0 | 2.2 | 4.7 | 0 | 0 | 0 |  | 105.569 | 40.6075 | 0 | 105.5784 | 42.198 | 0 | 0 | 19.0317 | 38.6
1037 | 0 | 0 | 0 | 1.9 | 4.8 | 0 | 0 | 0 |  | 121.8816 | 48.4883 | 0 | 121.8932 | 32.6617 | 0 | 0 | 19.0317 | 45.3
1038 | 0 | 0 | 0 | 1.8 | 3.9 | 0 | 0 | 0 |  | 125.2763 | 50.091 | 0 | 125.2893 | 22.8482 | 0 | 1.8994 | 16.4334 | 48.6
1039 | 0 | 0 | 0 | 2.3 | 4 | 0 | 0 | 0 |  | 125.2763 | 50.0756 | 0 | 125.2906 | 13.037 | 0 | 3.2891 | 10.8883 | 50
1040 | 256 | 56 | 22 | 1.9 | 4 | 0 | 0 | 5.9517 |  | 118.8247 | 46.956 | 0 | 118.84 | 3.7596 | 0 | 0 | 10.8883 | 50
1041 | 722 | 249 | 53 | 2.7 | 7.6 | 83.8526 | 0 | 36.7076 |  | 85.9023 | 30.2681 | 35.0792 | 37.0994 | 3.5952 | 0 | 0 | 10.8883 | 49.5
1042 | 857 | 438 | 70 | 5.5 | 10.2 | 218.7769 | 0 | 57.6664 |  | 85.9023 | 30.1358 | 132.9774 | 0 | 13.8775 | 0 | 0 | 10.8883 | 48.8
1043 | 939 | 587 | 69 | 6 | 11.4 | 261.1799 | 0 | 71.8269 |  | 85.9183 | 29.811 | 175.3909 | 0 | 27.4565 | 0 | 0 | 10.8883 | 48
1044 | 982 | 682 | 67 | 5.9 | 12.7 | 282.8649 | 0 | 75 |  | 85.9015 | 29.742 | 197.108 | 0 | 42.7071 | 0 | 0 | 10.8883 | 46.5
1045 | 1001 | 713 | 64 | 6.4 | 13.8 | 289.8214 | 0 | 75 |  | 85.9015 | 29.5736 | 204.0722 | 0 | 58.4821 | 0 | 0 | 10.8883 | 45.6
1046 | 980 | 671 | 66 | 6.5 | 14.3 | 279.0948 | 0 | 75 |  | 85.9016 | 29.6733 | 193.3438 | 0 | 73.4101 | 0 | 0 | 10.8883 | 45.1
1047 | 946 | 567 | 63 | 7.2 | 14 | 256.4684 | 0 | 69.6202 |  | 85.9015 | 29.9493 | 170.7087 | 0 | 86.5695 | 17.1883 | 0 | 37.3294 | 44.7
1048 | 875 | 410 | 56 | 6.9 | 13.4 | 212.6382 | 0 | 54.0752 |  | 85.8267 | 30.3083 | 126.932 | 0 | 96.3313 | 24.9769 | 0 | 74.1287 | 45.1
1049 | 703 | 215 | 44 | 6.2 | 12.3 | 124.3484 | 0 | 31.7048 |  | 85.8446 | 30.793 | 38.5746 | 0 | 99.2742 | 10.3692 | 0 | 89.1909 | 49
1050 | 203 | 38 | 16 | 5.8 | 10.2 | 0 | 0 | 2.304 |  | 104.0922 | 39.9204 | 0 | 104.0949 | 91.1845 | 0 | 9.7452 | 74.9715 | 50
1051 | 0 | 0 | 0 | 4.4 | 8.3 | 0 | 0 | 0 |  | 104.0922 | 40.0063 | 0 | 104.0953 | 83.095 | 0 | 11.4101 | 57.9696 | 49.4
1052 | 0 | 0 | 0 | 4.6 | 7.7 | 0 | 0 | 0 |  | 104.0922 | 40.0027 | 0 | 104.0956 | 75.0056 | 0 | 7.6075 | 46.5348 | 45.6
1053 | 0 | 0 | 0 | 4.1 | 7.4 | 0 | 0 | 0 |  | 104.0922 | 39.997 | 0 | 104.096 | 66.9163 | 0 | 3.3115 | 41.5956 | 41.3
1054 | 0 | 0 | 0 | 3 | 6.5 | 0 | 0 | 0 |  | 104.0922 | 39.9935 | 0 | 104.0965 | 58.8273 | 0 | 0.5109 | 40.9265 | 38.5
1055 | 0 | 0 | 0 | 2.4 | 6.2 | 0 | 0 | 0 |  | 63.5356 | 21.8862 | 0 | 63.5385 | 53.9682 | 0 | 0 | 40.9265 | 21.8862
1056 | 0 | 0 | 0 | 3.4 | 6.1 | 0 | 0 | 0 |  | 32.1475 | 8.4899 | 0 | 32.1491 | 51.5549 | 0 | 0 | 40.9265 | 8.4899
1057 | 0 | 0 | 0 | 2.9 | 5.3 | 0 | 0 | 0 |  | 25.4902 | 5.828 | 0 | 25.4916 | 49.6427 | 0 | 0 | 40.9265 | 5.828
1058 | 0 | 0 | 0 | 2 | 4.7 | 0 | 0 | 0 |  | 25.4902 | 5.8256 | 0 | 25.4917 | 47.7306 | 0 | 0 | 40.9265 | 5.8256
1059 | 0 | 0 | 0 | 2.3 | 4.5 | 0 | 0 | 0 |  | 25.4902 | 5.8211 | 0 | 25.4919 | 45.8186 | 0 | 0 | 40.9265 | 5.8211
1060 | 0 | 0 | 0 | 2.1 | 4.3 | 0 | 0 | 0 |  | 104.5873 | 40.1764 | 0 | 104.5951 | 37.6904 | 0 | 0 | 40.9265 | 38.2
1061 | 0 | 0 | 0 | 1.8 | 3.3 | 0 | 0 | 0 |  | 113.4683 | 44.39 | 0 | 113.4775 | 28.8423 | 0 | 3.0416 | 36.4919 | 44.9
1062 | 0 | 0 | 0 | 2.3 | 3.1 | 0 | 0 | 0 |  | 113.4683 | 44.3804 | 0 | 113.4785 | 19.9956 | 0 | 6.2317 | 26.6515 | 48.1
1063 | 0 | 0 | 0 | 1.9 | 3.3 | 0 | 0 | 0 |  | 113.4683 | 44.3657 | 0 | 113.4798 | 11.1514 | 0 | 7.4217 | 14.4353 | 49.3
1064 | 264 | 59 | 24 | 1.7 | 3.4 | 0 | 0 | 6.5624 |  | 113.4683 | 44.3453 | 0 | 113.4817 | 2.313 | 0 | 1.0803 | 12.6407 | 49.5
1065 | 716 | 250 | 52 | 2.3 | 7.8 | 83.8454 | 0 | 36.2936 |  | 44.9828 | 12.5508 | 58.3333 | 19.428 | 5.3391 | 0 | 0 | 12.6407 | 48.8444
1066 | 866 | 439 | 64 | 4.6 | 11 | 223.1079 | 0 | 56.8308 |  | 44.9828 | 12.3488 | 178.2522 | 0 | 19.0771 | 0 | 0 | 12.6407 | 48.4
1067 | 938 | 589 | 68 | 5.6 | 12.1 | 261.8034 | 0 | 71.3901 |  | 44.9831 | 12.6187 | 216.9731 | 0 | 35.7942 | 0 | 0 | 12.6407 | 47.9
1068 | 964 | 682 | 73 | 5.6 | 13.3 | 277.9066 | 0 | 75 |  | 44.9827 | 12.5313 | 233.0883 | 0 | 53.7301 | 0 | 0 | 12.6407 | 46.4
1069 | 972 | 709 | 74 | 6 | 14.4 | 281.5088 | 0 | 75 |  | 93.8977 | 33.2114 | 187.7768 | 0 | 68.0727 | 0 | 0 | 12.6407 | 45.7
1070 | 946 | 665 | 77 | 6.4 | 14.8 | 269.0249 | 0 | 75 |  | 100.8629 | 36.3884 | 168.3195 | 0 | 80.9169 | 0 | 0 | 12.6407 | 45.1
1071 | 902 | 560 | 75 | 6.8 | 14.7 | 244.3082 | 0 | 67.6245 |  | 100.8628 | 36.6264 | 143.5865 | 0 | 91.8862 | 12.4978 | 0 | 32.0902 | 45
1072 | 821 | 404 | 67 | 6.5 | 14.2 | 199.2071 | 0 | 52.3704 |  | 100.867 | 36.9707 | 98.4524 | 0 | 99.407 | 24.9738 | 0 | 69.1183 | 45.2
1073 | 638 | 212 | 53 | 6.2 | 12.9 | 111.806 | 0 | 30.1362 |  | 104.0874 | 38.8651 | 7.778 | 0 | 99.949 | 14.2484 | 0 | 89.8027 | 48.9
1074 | 168 | 38 | 19 | 5.8 | 10.8 | 0 | 0 | 2.3518 |  | 100.8615 | 38.4049 | 0 | 100.8644 | 92.1205 | 0 | 11.1032 | 73.4321 | 50
1075 | 0 | 0 | 0 | 3.9 | 9.2 | 0 | 0 | 0 |  | 100.8615 | 38.489 | 0 | 100.8648 | 84.292 | 0 | 12.541 | 54.6915 | 49.2
1076 | 0 | 0 | 0 | 3.8 | 9 | 0 | 0 | 0 |  | 100.8615 | 38.4832 | 0 | 100.8651 | 76.4637 | 0 | 8.9415 | 41.1725 | 45.6
1077 | 0 | 0 | 0 | 3 | 9 | 0 | 0 | 0 |  | 100.8615 | 38.4758 | 0 | 100.8655 | 68.6356 | 0 | 4.745 | 33.9781 | 41.4
1078 | 0 | 0 | 0 | 1.8 | 8.1 | 0 | 0 | 0 |  | 100.8615 | 38.472 | 0 | 100.8659 | 60.8076 | 0 | 1.0483 | 32.447 | 38.8
1079 | 0 | 0 | 0 | 2.1 | 8 | 0 | 0 | 0 |  | 25.4902 | 5.8228 | 0 | 25.4914 | 58.8951 | 0 | 0 | 32.447 | 5.8228
1080 | 0 | 0 | 0 | 2 | 7.7 | 0 | 0 | 0 |  | 25.4902 | 5.8197 | 0 | 25.4915 | 56.9826 | 0 | 0 | 32.447 | 5.8197
1081 | 0 | 0 | 0 | 2.3 | 6.5 | 0 | 0 | 0 |  | 25.4902 | 5.8208 | 0 | 25.4916 | 55.0701 | 0 | 0 | 32.447 | 5.8208
1082 | 0 | 0 | 0 | 2 | 5.5 | 0 | 0 | 0 |  | 25.4902 | 5.8208 | 0 | 25.4918 | 53.1577 | 0 | 0 | 32.447 | 5.8208
1083 | 0 | 0 | 0 | 1.8 | 4.8 | 0 | 0 | 0 |  | 42.8388 | 12.9616 | 0 | 42.8417 | 49.9202 | 0 | 0 | 32.447 | 12.9616
1084 | 0 | 0 | 0 | 2.3 | 4.6 | 0 | 0 | 0 |  | 105.3164 | 40.5156 | 0 | 105.3242 | 41.7327 | 2.0525e-06 | 0 | 32.712 | 38.5
1085 | 0 | 0 | 0 | 2.2 | 4.7 | 0 | 0 | 0 |  | 116.6731 | 45.9239 | 0 | 116.6825 | 32.6233 | 0 | 1.7367 | 29.9994 | 44.9
1086 | 0 | 0 | 0 | 1.8 | 4 | 0 | 0 | 0 |  | 116.6731 | 45.9204 | 0 | 116.6834 | 23.515 | 0 | 4.8231 | 22.307 | 48
1087 | 0 | 0 | 0 | 1.6 | 3.5 | 0 | 0 | 0 |  | 116.6731 | 45.9139 | 0 | 116.6846 | 14.4088 | 0 | 6.3082 | 11.7386 | 49.5
1088 | 218 | 59 | 30 | 1.7 | 5.2 | 0 | 0 | 6.4116 |  | 116.6731 | 45.8934 | 0 | 116.6863 | 5.3067 | 0 | 0.028733 | 11.689 | 49.6
1089 | 617 | 245 | 70 | 2.3 | 8.1 | 0 | 0 | 33.8487 |  | 49.7391 | 15.7341 | 0 | 49.7459 | 1.5461 | 0 | 0 | 11.689 | 49.5
1090 | 777 | 432 | 90 | 4.5 | 10.5 | 134.8508 | 5.09e-06 | 54.8403 |  | 25.4902 | 4.3057 | 117.6175 | 8.1816 | 9.9696 | 0 | 0 | 11.689 | 48.6
1091 | 858 | 581 | 98 | 5.8 | 11.6 | 237.5744 | 0 | 69.5332 |  | 25.4902 | 4.5137 | 212.2221 | 0 | 26.3109 | 0 | 0 | 11.689 | 48
1092 | 897 | 674 | 102 | 6.5 | 12.2 | 255.9832 | 0 | 75 |  | 25.4902 | 4.3047 | 230.6438 | 0 | 44.0643 | 0 | 0 | 11.689 | 46.4
1093 | 908 | 698 | 101 | 6.6 | 12.8 | 260.7915 | 0 | 75 |  | 25.4902 | 4.1784 | 235.4565 | 0 | 62.1668 | 0 | 0 | 11.689 | 45.2
1094 | 896 | 660 | 98 | 7.1 | 13.7 | 252.8105 | 0 | 75 |  | 25.4902 | 4.0887 | 227.4715 | 0 | 79.6256 | 0 | 0 | 11.689 | 44.4
1095 | 860 | 558 | 91 | 7.2 | 13.9 | 231.6171 | 0 | 67.1864 |  | 80.6631 | 27.9751 | 151.0904 | 0 | 91.1441 | 13.6812 | 0 | 32.9287 | 43.9
1096 | 779 | 402 | 79 | 6.9 | 14.1 | 187.8965 | 0 | 51.231 |  | 96.9664 | 35.3135 | 91.0401 | 0 | 98.0361 | 24.9744 | 0 | 69.9173 | 44.4
1097 | 611 | 213 | 58 | 6.4 | 13.3 | 106.9555 | 0 | 29.5261 |  | 96.9523 | 35.6722 | 10.0641 | 0 | 98.7453 | 13.6122 | 0 | 89.6842 | 47.9
1098 | 162 | 38 | 19 | 5.3 | 11.2 | 0 | 0 | 2.4067 |  | 96.9598 | 36.6089 | 0 | 96.963 | 91.2305 | 0 | 11.3085 | 73.0201 | 48.6
1099 | 0 | 0 | 0 | 4.2 | 9.1 | 0 | 0 | 0 |  | 98.7651 | 37.5188 | 0 | 98.7687 | 83.5708 | 0 | 11.9013 | 55.252 | 47.7
1100 | 0 | 0 | 0 | 4 | 8 | 0 | 0 | 0 |  | 98.7651 | 37.5167 | 0 | 98.7691 | 75.9111 | 0 | 8.6979 | 42.1206 | 44.5
1101 | 0 | 0 | 0 | 3.1 | 7.5 | 0 | 0 | 0 |  | 98.7651 | 37.5111 | 0 | 98.7695 | 68.2516 | 0 | 5.1966 | 34.2291 | 41
1102 | 0 | 0 | 0 | 2.5 | 7.4 | 0 | 0 | 0 |  | 98.7651 | 37.5026 | 0 | 98.7699 | 60.5923 | 0 | 2.6993 | 30.1226 | 38.5
1103 | 0 | 0 | 0 | 1.8 | 6 | 0 | 0 | 0 |  | 98.7651 | 37.4995 | 0 | 98.7703 | 52.9333 | 1.5845e-06 | 0 | 30.2054 | 35.8
1104 | 0 | 0 | 0 | 2.6 | 6.3 | 0 | 0 | 0 |  | 93.9016 | 35.2603 | 0 | 93.9071 | 45.6656 | 1.896e-07 | 0 | 30.2054 | 33.8
1105 | 0 | 0 | 0 | 2.4 | 6.2 | 0 | 0 | 0 |  | 91.4674 | 34.1318 | 0 | 91.4733 | 38.594 | 1.7019e-06 | 0 | 30.308 | 32.8
1106 | 0 | 0 | 0 | 2 | 5.8 | 0 | 0 | 0 |  | 51.743 | 16.7516 | 0 | 51.7466 | 34.6628 | 0 | 0 | 30.308 | 16.7516
1107 | 0 | 0 | 0 | 2.9 | 5.6 | 0 | 0 | 0 |  | 25.4902 | 5.8056 | 0 | 25.4922 | 32.7521 | 0 | 0 | 30.308 | 5.8056
1108 | 0 | 0 | 0 | 3 | 5.7 | 0 | 0 | 0 |  | 25.4902 | 5.7977 | 0 | 25.4924 | 30.8417 | 0 | 0 | 30.308 | 5.7977
1109 | 0 | 0 | 0 | 3.8 | 5.9 | 0 | 0 | 0 |  | 92.9393 | 34.739 | 0 | 92.9481 | 23.6532 | 0 | 1.7917 | 27.5551 | 35.2
1110 | 0 | 0 | 0 | 3.7 | 6 | 0 | 0 | 0 |  | 92.9393 | 34.7162 | 0 | 92.9491 | 16.4662 | 0 | 0 | 27.5551 | 34.7162
1111 | 0 | 1 | 1 | 3.7 | 6 | 0 | 0 | 0 |  | 92.9393 | 34.6874 | 0 | 92.9503 | 9.2818 | 0 | 7.8691 | 14.6092 | 41.3
1112 | 291 | 71 | 32 | 3.6 | 6.2 | 0 | 0 | 8.041 |  | 92.9393 | 34.6458 | 0 | 92.952 | 2.1028 | 0 | 1.9475 | 11.3342 | 43.4
1113 | 682 | 266 | 73 | 4.6 | 9.4 | 75.7357 | 0 | 37.0994 |  | 29.5775 | 6.1605 | 59.7165 | 13.5175 | 5.6744 | 0 | 0 | 11.3342 | 43.26
1114 | 812 | 454 | 94 | 7 | 12.1 | 205.9069 | 0 | 57.1349 |  | 25.4902 | 4.643 | 180.5377 | 0 | 19.5392 | 0 | 0 | 11.3342 | 42.6
1115 | 734 | 542 | 125 | 8.4 | 13 | 196.6564 | 0 | 64.2018 |  | 25.4902 | 4.5949 | 171.2828 | 0 | 32.7046 | 0 | 0 | 11.3342 | 42.2
1116 | 686 | 632 | 187 | 9.4 | 13.6 | 186.2091 | 0 | 70.7079 |  | 25.4902 | 4.5322 | 160.8297 | 0 | 45.0594 | 0 | 0 | 11.3342 | 41.2
1117 | 734 | 678 | 186 | 9.1 | 14.4 | 202.9068 | 0 | 75 |  | 25.4902 | 4.2838 | 177.5373 | 0 | 58.6772 | 0 | 0 | 11.3342 | 39.4
1118 | 841 | 682 | 149 | 8.7 | 15 | 233.8206 | 0 | 75 |  | 25.4902 | 3.9507 | 208.4686 | 0 | 74.636 | 20.6466 | 0 | 42.8369 | 38.2
1119 | 719 | 531 | 130 | 7.8 | 15.4 | 189.011 | 0 | 61.4119 |  | 25.4902 | 4.1241 | 163.6298 | 0 | 87.1409 | 24.9797 | 0 | 79.4344 | 37.6
1120 | 562 | 360 | 121 | 7.4 | 15 | 128.2809 | 0 | 42.6341 |  | 25.4902 | 4.4716 | 102.86 | 0 | 94.9844 | 6.3105 | 0 | 88.608 | 38.7
1121 | 270 | 160 | 86 | 7.4 | 12.8 | 0 | 0 | 17.8745 |  | 25.4902 | 5.89 | 0 | 25.4911 | 93.0706 | 0 | 19.0633 | 60.2227 | 42.6
1122 | 3 | 24 | 24 | 6.2 | 10.3 | 0 | 0 | 1.1697 |  | 100.6827 | 38.3847 | 0 | 100.6867 | 85.2565 | 0 | 6.2982 | 50.8218 | 44
1123 | 0 | 0 | 0 | 4.7 | 9.2 | 0 | 0 | 0 |  | 100.6827 | 38.3834 | 0 | 100.687 | 77.4425 | 0 | 7.1177 | 40.1864 | 43.7
1124 | 0 | 0 | 0 | 5.2 | 8.8 | 0 | 0 | 0 |  | 100.6827 | 38.378 | 0 | 100.6874 | 69.6287 | 0 | 5.2139 | 32.2571 | 41.8
1125 | 0 | 0 | 0 | 4 | 8.1 | 0 | 0 | 0 |  | 100.6827 | 38.3734 | 0 | 100.6878 | 61.815 | 0 | 2.2174 | 28.8872 | 38.8
1126 | 0 | 0 | 0 | 4.4 | 7.2 | 0 | 0 | 0 |  | 99.0172 | 37.6025 | 0 | 99.0228 | 54.1356 | 1.5807e-06 | 0 | 28.9678 | 35.9
1127 | 0 | 0 | 0 | 2.4 | 6.4 | 0 | 0 | 0 |  | 92.6855 | 34.6948 | 0 | 92.6912 | 46.9656 | 2.0535e-06 | 0 | 29.0261 | 33.3
1128 | 0 | 0 | 0 | 2.7 | 6 | 0 | 0 | 0 |  | 88.3019 | 32.7113 | 0 | 88.3078 | 40.1464 | 0 | 0 | 29.0261 | 31.5
1129 | 0 | 0 | 0 | 2.7 | 5.8 | 0 | 0 | 0 |  | 85.6264 | 31.4954 | 0 | 85.6327 | 33.5412 | 0 | 0 | 29.0261 | 30.4
1130 | 0 | 0 | 0 | 3.5 | 5.7 | 0 | 0 | 0 |  | 84.1594 | 30.8167 | 0 | 84.1663 | 27.054 | 0 | 0 | 29.0261 | 29.8
1131 | 0 | 0 | 0 | 3.6 | 5.7 | 0 | 0 | 0 |  | 84.1594 | 30.7943 | 0 | 84.167 | 20.5677 | 0 | 0 | 29.0261 | 29.8
1132 | 0 | 0 | 0 | 3.2 | 5.6 | 0 | 0 | 0 |  | 0 | -0.28887 | 0 | 0 | 20.5483 | 0 | 0 | 29.0261 | -0.28887
1133 | 0 | 0 | 0 | 2.7 | 5.2 | 0 | 0 | 0 |  | 0 | -0.28887 | 0 | 0 | 20.5289 | 0 | 0 | 29.0261 | -0.28887
1134 | 0 | 0 | 0 | 2.1 | 5.1 | 0 | 0 | 0 |  | 0 | -0.28887 | 0 | 0 | 20.5094 | 0 | 0 | 29.0261 | -0.28887
1135 | 0 | 0 | 0 | 2.4 | 5.4 | 0 | 0 | 0 |  | 0 | -0.28887 | 0 | 0 | 20.49 | 0 | 0 | 29.0261 | -0.28887
1136 | 11 | 42 | 40 | 2.6 | 6.3 | 0 | 0 | 2.8497 |  | 0 | -0.28887 | 0 | 0 | 20.4706 | 0 | 10.9274 | 10.6484 | 13.4882
1137 | 57 | 153 | 136 | 2.9 | 8.6 | 0 | 0 | 13.2784 |  | 0 | -0.28887 | 0 | 0 | 20.4513 | 0 | 0 | 10.6484 | 12.9896
1138 | 72 | 222 | 183 | 3.6 | 10.5 | 0 | 0 | 18.2091 |  | 0 | -0.28887 | 0 | 0 | 20.4321 | 0 | 0 | 10.6484 | 17.9203
1139 | 431 | 469 | 217 | 5.6 | 12 | 44.202 | 0 | 50.208 |  | 0 | -1.3533 | 44.2287 | 0 | 23.7901 | 0 | 0 | 10.6484 | 38.7
1140 | 666 | 663 | 225 | 6.7 | 13.2 | 183.8132 | 0 | 71.2377 |  | 0 | -1.5544 | 183.9237 | 0 | 37.8305 | 0 | 0 | 10.6484 | 38.3
1141 | 708 | 677 | 198 | 6.5 | 14 | 198.4222 | 0 | 73.7172 |  | 0 | -1.629 | 198.5414 | 0 | 53.0014 | 0 | 0 | 10.6484 | 36.6
1142 | 680 | 624 | 188 | 6.6 | 14.5 | 186.7967 | 0 | 68.7252 |  | 0 | -1.5686 | 186.909 | 0 | 67.285 | 18.3996 | 0 | 38.8886 | 35.6
1143 | 792 | 560 | 120 | 6 | 15 | 213.5802 | 0 | 64.9715 |  | 0 | -1.7156 | 213.7086 | 0 | 83.6185 | 24.9781 | 0 | 75.6392 | 35.4
1144 | 697 | 400 | 103 | 6.2 | 14.6 | 167.5081 | 0 | 48.8695 |  | 0 | -1.4792 | 167.6087 | 0 | 96.418 | 9.2014 | 0 | 89.0182 | 36.8
1145 | 444 | 201 | 82 | 5.9 | 13.6 | 0 | 0 | 24.8177 |  | 0 | -0.37147 | 0 | 0 | 96.3931 | 0 | 0 | 89.0182 | 24.4462
1146 | 67 | 35 | 26 | 5 | 11.6 | 0 | 0 | 2.108 |  | 0 | -0.28887 | 0 | 0 | 96.368 | 0 | 21.0851 | 57.6945 | 22.9043
1147 | 0 | 0 | 0 | 3.4 | 9.6 | 0 | 0 | 0 |  | 0 | -0.28887 | 0 | 0 | 96.3429 | 0 | 24.9533 | 17.8521 | 24.6644
1148 | 0 | 0 | 0 | 2.4 | 8.5 | 0 | 0 | 0 |  | 0 | -0.28887 | 0 | 0 | 96.3177 | 0 | 0 | 17.8521 | -0.28887
1149 | 0 | 0 | 0 | 2.7 | 8.3 | 0 | 0 | 0 |  | 0 | -0.28887 | 0 | 0 | 96.2925 | 0 | 0 | 17.8521 | -0.28887
1150 | 0 | 0 | 0 | 2.6 | 8.2 | 0 | 0 | 0 |  | 0 | -0.28887 | 0 | 0 | 96.2672 | 0 | 0 | 17.8521 | -0.28887
1151 | 0 | 0 | 0 | 2.6 | 7.1 | 0 | 0 | 0 |  | 0 | -0.28887 | 0 | 0 | 96.242 | 0 | 0 | 17.8521 | -0.28887
1152 | 0 | 0 | 0 | 2.7 | 6.4 | 0 | 0 | 0 |  | 0 | -0.28887 | 0 | 0 | 96.2167 | 0 | 0 | 17.8521 | -0.28887
1153 | 0 | 0 | 0 | 2.4 | 6 | 0 | 0 | 0 |  | 0 | -0.28887 | 0 | 0 | 96.1914 | 0 | 0 | 17.8521 | -0.28887
1154 | 0 | 0 | 0 | 2.6 | 6.2 | 0 | 0 | 0 |  | 0 | -0.28887 | 0 | 0 | 96.1661 | 0 | 0 | 17.8521 | -0.28887
1155 | 0 | 0 | 0 | 2.5 | 5.6 | 0 | 0 | 0 |  | 0 | -0.28887 | 0 | 0 | 96.1408 | 0 | 0 | 17.8521 | -0.28887
1156 | 0 | 0 | 0 | 2.2 | 5.9 | 0 | 0 | 0 |  | 130.1966 | 26.2653 | 0 | 130.2109 | 85.894 | 0 | 4.5163 | 10.6552 | 30.7817
1157 | 0 | 0 | 0 | 2.2 | 5.8 | 0 | 0 | 0 |  | 117.7557 | 46.4316 | 0 | 117.7685 | 76.6928 | 2.0533e-06 | 0 | 10.6575 | 43.6
1158 | 0 | 0 | 0 | 2.6 | 5.8 | 0 | 0 | 0 |  | 126.521 | 50.5455 | 0 | 126.5351 | 66.773 | 1.1379e-06 | 0 | 10.6632 | 47.2
1159 | 0 | 1 | 1 | 2.9 | 5.6 | 0 | 0 | 0 |  | 130.9876 | 52.2515 | 0 | 131.0029 | 56.485 | 2.0526e-06 | 0 | 10.667 | 49
1160 | 50 | 63 | 54 | 2.4 | 5.4 | 0 | 0 | 5.2746 |  | 118.78 | 46.9323 | 0 | 118.7944 | 47.201 | 0 | 0 | 10.667 | 49.3
1161 | 288 | 238 | 149 | 3.2 | 8.8 | 0 | 0 | 25.7302 |  | 69.2583 | 24.1402 | 0 | 69.2671 | 41.8907 | 0 | 0 | 10.667 | 49.4
1162 | 290 | 369 | 234 | 5.5 | 11.3 | 0 | 0 | 37.5739 |  | 39.5934 | 11.5799 | 0 | 39.5987 | 38.9059 | 0 | 0 | 10.667 | 49
1163 | 359 | 484 | 271 | 6.4 | 12.7 | 21.0603 | -4.63e-07 | 48.621 |  | 25.4902 | 4.8673 | 14.7394 | 19.1614 | 38.6187 | 4.9899 | 0 | 18.7166 | 48.4984
1164 | 483 | 634 | 309 | 6.8 | 13.7 | 126.3436 | 0 | 63.2782 |  | 25.4902 | 4.6536 | 100.9198 | 0 | 46.4453 | 20.8039 | 0 | 50.1717 | 47
1165 | 512 | 680 | 325 | 6.7 | 14.6 | 136.4474 | 0 | 68.1765 |  | 25.4902 | 4.4511 | 111.0316 | 0 | 55.0396 | 24.9815 | 0 | 86.636 | 46.1
1166 | 208 | 471 | 328 | 6.9 | 14.6 | 0 | 0 | 42.668 |  | 25.4902 | 5.4472 | 0 | 25.4929 | 53.127 | 1.194 | 0 | 88.2907 | 45.5
1167 | 200 | 438 | 319 | 6.4 | 14.6 | 0 | 0 | 40.0512 |  | 25.4902 | 5.5243 | 0 | 25.4931 | 51.2146 | 0 | 0.026358 | 88.7518 | 45.1
1168 | 95 | 256 | 208 | 6 | 14 | 0 | 0 | 21.559 |  | 70.6774 | 24.9492 | 0 | 70.6858 | 45.7929 | 0 | 0 | 88.7518 | 45.6
1169 | 18 | 119 | 113 | 5.7 | 12.5 | 0 | 0 | 8.8041 |  | 110.6636 | 42.7446 | 0 | 110.6774 | 37.1756 | 0 | 0 | 88.7518 | 49.2
1170 | 2 | 28 | 27 | 5 | 11.2 | 0 | 0 | 1.3241 |  | 128.2968 | 51.1742 | 0 | 128.3138 | 27.112 | 0 | 0.99074 | 88.0925 | 50
1171 | 0 | 0 | 0 | 3.7 | 9.9 | 0 | 0 | 0 |  | 128.2968 | 51.1696 | 0 | 128.3149 | 17.0501 | 0 | 1.1842 | 86.4593 | 49.1
1172 | 0 | 0 | 0 | 2.8 | 8.7 | 0 | 0 | 0 |  | 121.4289 | 48.2157 | 0 | 121.4476 | 7.5565 | 1.2203e-06 | 0 | 86.5589 | 45.1
1173 | 0 | 0 | 0 | 3.5 | 8.1 | 0 | 0 | 0 |  | 0 | -0.28887 | 0 | 0 | 7.5436 | 0 | 18.8998 | 57.4735 | 18.611
1174 | 0 | 0 | 0 | 3.3 | 7.6 | 0 | 0 | 0 |  | 0 | -0.28887 | 0 | 0 | 7.5308 | 0 | 0 | 57.4735 | -0.28887
1175 | 0 | 0 | 0 | 2.3 | 7.5 | 0 | 0 | 0 |  | 0 | -0.28887 | 0 | 0 | 7.518 | 0 | 0 | 57.4735 | -0.28887
1176 | 0 | 0 | 0 | 2.6 | 7 | 0 | 0 | 0 |  | 0 | -0.28887 | 0 | 0 | 7.5051 | 0 | 0 | 57.4735 | -0.28887
1177 | 0 | 0 | 0 | 2.1 | 5.7 | 0 | 0 | 0 |  | 0 | -0.28887 | 0 | 0 | 7.4923 | 0 | 0 | 57.4735 | -0.28887
1178 | 0 | 0 | 0 | 2.1 | 5.4 | 0 | 0 | 0 |  | 0 | -0.28887 | 0 | 0 | 7.4794 | 0 | 0 | 57.4735 | -0.28887
1179 | 0 | 0 | 0 | 1.6 | 4.7 | 0 | 0 | 0 |  | 0 | -0.28887 | 0 | 0 | 7.4666 | 0 | 0 | 57.4735 | -0.28887
1180 | 0 | 0 | 0 | 1.8 | 4.4 | 0 | 0 | 0 |  | 0 | -0.28887 | 0 | 0 | 7.4537 | 0 | 0 | 57.4735 | -0.28887
1181 | 0 | 0 | 0 | 1.3 | 4.3 | 0 | 0 | 0 |  | 0 | -0.28887 | 0 | 0 | 7.4409 | 0 | 0 | 57.4735 | -0.28887
1182 | 0 | 0 | 0 | 2 | 5.7 | 0 | 0 | 0 |  | 0 | -0.28887 | 0 | 0 | 7.4281 | 0 | 2.3519 | 54.3075 | 2.063
1183 | 0 | 0 | 0 | 2.4 | 6.1 | 0 | 0 | 0 |  | 0 | -0.28887 | 0 | 0 | 7.4153 | 0 | 24.9107 | 12.7692 | 24.6218
1184 | 47 | 57 | 49 | 2.1 | 6.6 | 0 | 0 | 4.6092 |  | 0 | -0.28887 | 0 | 0 | 7.4025 | 0 | 0 | 12.7692 | 4.3204
1185 | 191 | 227 | 162 | 1.9 | 9.1 | 0 | 0 | 22.0055 |  | 0 | -0.28887 | 0 | 0 | 7.3899 | 0 | 0 | 12.7692 | 21.7167
1186 | 436 | 401 | 193 | 1.9 | 12.1 | 41.3615 | 0 | 41.5146 |  | 0 | -1.3465 | 41.3851 | 0 | 10.5135 | 0 | 0 | 12.7692 | 40.1681
1187 | 576 | 586 | 244 | 3.8 | 13.2 | 155.0499 | 0 | 61.1006 |  | 0 | -1.4321 | 155.1387 | 0 | 22.3441 | 0 | 0 | 12.7692 | 48.1
1188 | 593 | 646 | 248 | 4.7 | 14.1 | 163.8307 | 0 | 66.8102 |  | 0 | -1.4679 | 163.9248 | 0 | 34.8994 | 8.6955 | 0 | 26.4964 | 46.5
1189 | 524 | 635 | 271 | 4.6 | 14.6 | 143.0582 | 0 | 64.4794 |  | 0 | -1.3863 | 143.1406 | 0 | 45.8744 | 17.7458 | 0 | 53.2457 | 45.3473
1190 | 494 | 605 | 277 | 4.1 | 15.1 | 132.2166 | 0 | 60.805 |  | 0 | -1.348 | 132.2929 | 0 | 56.0201 | 14.9517 | 0 | 75.3746 | 44.5053
1191 | 569 | 563 | 239 | 3.8 | 15.3 | 149.786 | 0 | 58.5436 |  | 0 | -1.4111 | 149.8729 | 0 | 67.5185 | 9.5567 | 0 | 89.6018 | 44.6
1192 | 441 | 383 | 189 | 4.3 | 14.9 | 99.9006 | 0 | 40.3621 |  | 0 | -1.2492 | 99.9593 | 0 | 75.1788 | 0 | 0 | 89.6018 | 39.1129
1193 | 248 | 195 | 123 | 5.2 | 13.4 | 0 | 0 | 20.2214 |  | 0 | -0.37147 | 0 | 0 | 75.1544 | 0 | 21.0811 | 57.8725 | 40.9309
1194 | 15 | 42 | 39 | 4.8 | 11 | 0 | 0 | 2.4464 |  | 0 | -0.28887 | 0 | 0 | 75.1299 | 0 | 24.9483 | 17.8979 | 27.1058
1195 | 0 | 0 | 0 | 3.6 | 9.4 | 0 | 0 | 0 |  | 0 | -0.28887 | 0 | 0 | 75.1053 | 0 | 0 | 17.8979 | -0.28887
1196 | 0 | 0 | 0 | 3.1 | 8.4 | 0 | 0 | 0 |  | 0 | -0.28887 | 0 | 0 | 75.0807 | 0 | 0 | 17.8979 | -0.28887
1197 | 0 | 0 | 0 | 1.3 | 8.2 | 0 | 0 | 0 |  | 0 | -0.28887 | 0 | 0 | 75.0561 | 0 | 0 | 17.8979 | -0.28887
1198 | 0 | 0 | 0 | 2.1 | 8.3 | 0 | 0 | 0 |  | 0 | -0.28887 | 0 | 0 | 75.0315 | 0 | 0 | 17.8979 | -0.28887
1199 | 0 | 0 | 0 | 1.9 | 7.4 | 0 | 0 | 0 |  | 0 | -0.28887 | 0 | 0 | 75.0069 | 0 | 0 | 17.8979 | -0.28887
1200 | 0 | 0 | 0 | 1.9 | 6.9 | 0 | 0 | 0 |  | 0 | -0.28887 | 0 | 0 | 74.9822 | 0 | 4.5443 | 10.584 | 4.2554
1201 | 0 | 0 | 0 | 1.7 | 6.1 | 0 | 0 | 0 |  | 0 | -0.28887 | 0 | 0 | 74.9576 | 0 | 0 | 10.584 | -0.28887
1202 | 0 | 0 | 0 | 1.9 | 5.6 | 0 | 0 | 0 |  | 129.9624 | 26.156 | 0 | 129.9822 | 64.7305 | 0 | 0 | 10.584 | 26.156
1203 | 0 | 0 | 0 | 1.5 | 4.4 | 0 | 0 | 0 |  | 94.6142 | 35.3932 | 0 | 94.6286 | 57.403 | 0 | 0 | 10.584 | 34.1
1204 | 0 | 0 | 0 | 2 | 4.4 | 0 | 0 | 0 |  | 104.1014 | 39.8037 | 0 | 104.1177 | 49.3118 | 0 | 0 | 10.584 | 38
1205 | 0 | 0 | 0 | 2 | 4.3 | 0 | 0 | 0 |  | 119.4371 | 47.2387 | 0 | 119.4565 | 39.9738 | 2.0523e-06 | 0 | 10.6268 | 44.3
1206 | 0 | 0 | 0 | 2.2 | 4.2 | 0 | 0 | 0 |  | 126.9839 | 50.6575 | 0 | 127.0054 | 30.0172 | 1.13e-06 | 0 | 10.6294 | 47.4
1207 | 0 | 0 | 0 | 1.8 | 4 | 0 | 0 | 0 |  | 130.7111 | 52.0901 | 0 | 130.7343 | 19.7549 | 1.0713e-06 | 0 | 10.6311 | 48.9
1208 | 54 | 55 | 46 | 2.3 | 4.6 | 0 | 0 | 4.7917 |  | 119.2139 | 47.1102 | 0 | 119.2364 | 10.4404 | 0 | 0 | 10.6311 | 49
1209 | 304 | 225 | 129 | 1.2 | 7.7 | 0 | 0 | 24.3948 |  | 70.3115 | 24.3997 | 0 | 70.3259 | 5.0561 | 0 | 0 | 10.6311 | 48.5
1210 | 493 | 416 | 184 | 2.1 | 10.6 | 57.9526 | 0 | 45.1435 |  | 25.4901 | 4.5438 | 45.8398 | 13.3529 | 7.5964 | 0 | 0 | 10.6311 | 48
1211 | 608 | 572 | 211 | 4.2 | 12 | 164.5602 | 0 | 61.2243 |  | 25.4902 | 4.7924 | 139.1535 | 0 | 18.3575 | 0 | 0 | 10.6311 | 47.6
1212 | 654 | 662 | 224 | 3.6 | 13 | 184.3181 | 0 | 69.0188 |  | 25.4902 | 4.5886 | 158.926 | 0 | 30.6595 | 0 | 0 | 10.6311 | 45.9
1213 | 679 | 692 | 224 | 2.4 | 14.1 | 194.2501 | 0 | 70.9119 |  | 25.4902 | 4.3562 | 168.8669 | 0 | 43.722 | 13.3598 | 0 | 31.4244 | 45.3
1214 | 664 | 652 | 216 | 1.8 | 14.9 | 187.3982 | 0 | 66.3042 |  | 25.4902 | 4.2218 | 162.0143 | 0 | 56.2413 | 24.9738 | 0 | 68.4768 | 44.4
1215 | 575 | 528 | 197 | 2.7 | 15.4 | 152.8056 | 0 | 55.2893 |  | 25.4902 | 4.2572 | 127.4039 | 0 | 66.0794 | 14.7059 | 0 | 89.8445 | 43.9
1216 | 59 | 180 | 150 | 3.7 | 14.4 | 0 | 0 | 14.1693 |  | 60.8521 | 20.7084 | 0 | 60.8555 | 61.4314 | 0 | 10.0977 | 74.9931 | 44.3
1217 | 1 | 85 | 84 | 4.6 | 13 | 0 | 0 | 5.6312 |  | 116.04 | 45.3385 | 0 | 116.047 | 52.3786 | 0 | 0 | 74.9931 | 48.2
1218 | 3 | 29 | 29 | 4.1 | 11.4 | 0 | 0 | 1.4344 |  | 123.1345 | 48.8301 | 0 | 123.1425 | 42.7469 | 0 | 3.0217 | 70.9993 | 50
1219 | 0 | 0 | 0 | 3.8 | 9.7 | 0 | 0 | 0 |  | 123.1329 | 49.0939 | 0 | 123.1417 | 33.1086 | 0 | 3.2018 | 66.3554 | 49
1220 | 0 | 0 | 0 | 2.9 | 8.9 | 0 | 0 | 0 |  | 123.1329 | 49.0942 | 0 | 123.1426 | 23.4714 | 2.054e-06 | 0 | 66.5105 | 45.8
1221 | 0 | 0 | 0 | 3.1 | 8.5 | 0 | 0 | 0 |  | 112.9036 | 44.0828 | 0 | 112.9137 | 14.6723 | 2.0541e-06 | 0 | 66.6262 | 41.6
1222 | 0 | 0 | 0 | 2 | 8 | 0 | 0 | 0 |  | 106.5703 | 41.0351 | 0 | 106.5813 | 6.3915 | 0 | 0 | 66.6262 | 39
1223 | 0 | 0 | 0 | 2.4 | 8.7 | 0 | 0 | 0 |  | 0 | -0.28887 | 0 | 0 | 6.3798 | 0 | 0 | 66.6262 | -0.28887
1224 | 0 | 0 | 0 | 2.2 | 9.1 | 0 | 0 | 0 |  | 0 | -0.28887 | 0 | 0 | 6.3682 | 0 | 0 | 66.6262 | -0.28887
1225 | 0 | 0 | 0 | 1.7 | 7.3 | 0 | 0 | 0 |  | 0 | -0.28887 | 0 | 0 | 6.3565 | 0 | 0 | 66.6262 | -0.28887
1226 | 0 | 0 | 0 | 2.1 | 6.2 | 0 | 0 | 0 |  | 0 | -0.28887 | 0 | 0 | 6.3448 | 0 | 0 | 66.6262 | -0.28887
1227 | 0 | 0 | 0 | 0.9 | 5.3 | 0 | 0 | 0 |  | 0 | -0.28887 | 0 | 0 | 6.333 | 0 | 0 | 66.6262 | -0.28887
1228 | 0 | 0 | 0 | 2.3 | 5.4 | 0 | 0 | 0 |  | 0 | -0.28887 | 0 | 0 | 6.3213 | 0 | 0 | 66.6262 | -0.28887
1229 | 0 | 0 | 0 | 3.3 | 5.7 | 0 | 0 | 0 |  | 0 | -0.28887 | 0 | 0 | 6.3097 | 0 | 0 | 66.6262 | -0.28887
1230 | 0 | 0 | 0 | 2.4 | 5 | 0 | 0 | 0 |  | 0 | -0.28887 | 0 | 0 | 6.298 | 0 | 24.9462 | 27.2556 | 24.6574
1231 | 0 | 1 | 1 | 1.2 | 3.2 | 0 | 0 | 0 |  | 0 | -0.28887 | 0 | 0 | 6.2862 | 0 | 7.6138 | 14.8126 | 7.3249
1232 | 95 | 67 | 51 | 3 | 5.9 | 0 | 0 | 6.0681 |  | 0 | -0.28887 | 0 | 0 | 6.2746 | 0 | 0 | 14.8126 | 5.7792
1233 | 375 | 246 | 128 | 2.6 | 8.4 | 7.1215 | -1.56e-07 | 27.4925 |  | 0 | -1.259 | 7.1254 | 0 | 6.8041 | 0 | 0 | 14.8126 | 26.2335
1234 | 572 | 439 | 169 | 4.3 | 10.8 | 142.8769 | 0 | 49.1639 |  | 0 | -1.3867 | 142.9559 | 0 | 17.7168 | 0 | 0 | 14.8126 | 47.7
1235 | 670 | 590 | 191 | 4.6 | 12.2 | 183.317 | 0 | 64.1874 |  | 0 | -1.5578 | 183.4187 | 0 | 31.7949 | 0 | 0 | 14.8126 | 47.3
1236 | 712 | 680 | 202 | 4.9 | 13.2 | 201.1667 | 0 | 72.5385 |  | 0 | -1.6514 | 201.2788 | 0 | 47.2704 | 0 | 0 | 14.8126 | 45.6
1237 | 732 | 709 | 202 | 4.5 | 14 | 209.0349 | 0 | 74.9063 |  | 0 | -1.6969 | 209.152 | 0 | 63.3599 | 8.2365 | 0 | 27.9283 | 44.7
1238 | 713 | 668 | 198 | 3.3 | 14.8 | 201.5985 | 0 | 70.1092 |  | 0 | -1.6533 | 201.7121 | 0 | 78.8764 | 24.4897 | 0 | 64.4584 | 43.9663
1239 | 680 | 566 | 176 | 3 | 15.4 | 184.3886 | 0 | 60.7088 |  | 0 | -1.5621 | 184.4935 | 0 | 93.0621 | 15.6181 | 0 | 87.1983 | 43.5287
1240 | 584 | 409 | 150 | 3.8 | 15.3 | 140.8813 | 0 | 45.4835 |  | 130.4978 | 24.9943 | 10.4443 | 0 | 93.704 | 0.82056 | 0 | 88.6408 | 44
1241 | 394 | 218 | 106 | 4.8 | 14.1 | 65.5539 | 0 | 24.7091 |  | 25.4902 | 4.8083 | 40.0953 | 0 | 96.863 | 0 | 18.2454 | 61.3049 | 47.7628
1242 | 84 | 46 | 35 | 4.8 | 11.9 | 0 | 0 | 3.2059 |  | 109.0786 | 42.0184 | 0 | 109.0863 | 88.3725 | 0 | 6.5156 | 51.4888 | 49.5
1243 | 0 | 0 | 0 | 4 | 9.7 | 0 | 0 | 0 |  | 109.0769 | 42.2559 | 0 | 109.085 | 79.8793 | 0 | 8.4671 | 38.6855 | 48.5
1244 | 0 | 0 | 0 | 2.8 | 8.4 | 0 | 0 | 0 |  | 109.0769 | 42.2569 | 0 | 109.0854 | 71.3862 | 0 | 4.9654 | 31.08 | 45
1245 | 0 | 0 | 0 | 2.3 | 7.3 | 0 | 0 | 0 |  | 109.0769 | 42.2565 | 0 | 109.0859 | 62.8933 | 0 | 0.76748 | 29.9641 | 40.8
1246 | 0 | 0 | 0 | 1.8 | 7 | 0 | 0 | 0 |  | 104.373 | 40.0403 | 0 | 104.382 | 54.7811 | 0 | 0 | 29.9641 | 38.1
1247 | 0 | 0 | 0 | 2.3 | 6.8 | 0 | 0 | 0 |  | 25.4902 | 5.7871 | 0 | 25.4925 | 52.8686 | 0 | 0 | 29.9641 | 5.7871
1248 | 0 | 0 | 0 | 2.1 | 6.7 | 0 | 0 | 0 |  | 25.4902 | 5.7826 | 0 | 25.4926 | 50.9562 | 0 | 0 | 29.9641 | 5.7826
1249 | 0 | 0 | 0 | 1.3 | 5.5 | 0 | 0 | 0 |  | 25.4902 | 5.7832 | 0 | 25.4928 | 49.0439 | 0 | 0 | 29.9641 | 5.7832
1250 | 0 | 0 | 0 | 3.2 | 6.7 | 0 | 0 | 0 |  | 25.4902 | 5.772 | 0 | 25.4929 | 47.1317 | 0 | 0 | 29.9641 | 5.772
1251 | 0 | 0 | 0 | 3.1 | 7.1 | 0 | 0 | 0 |  | 25.4902 | 5.7646 | 0 | 25.4931 | 45.2196 | 0 | 0 | 29.9641 | 5.7646
1252 | 0 | 0 | 0 | 2.9 | 7.1 | 0 | 0 | 0 |  | 59.7541 | 20.0656 | 0 | 59.7612 | 40.6579 | 0 | 0 | 29.9641 | 20.0656
1253 | 0 | 0 | 0 | 3.2 | 6.6 | 0 | 0 | 0 |  | 116.3751 | 45.7275 | 0 | 116.3898 | 31.5723 | 0 | 1.4645 | 27.8896 | 44.5
1254 | 0 | 0 | 0 | 2.2 | 6.3 | 0 | 0 | 0 |  | 116.3751 | 45.7222 | 0 | 116.3908 | 22.4878 | 0 | 4.3552 | 20.9063 | 47.4
1255 | 0 | 1 | 1 | 2.6 | 6.1 | 0 | 0 | 0 |  | 116.3751 | 45.7145 | 0 | 116.392 | 13.4054 | 0 | 5.6461 | 11.4132 | 48.7
1256 | 226 | 82 | 47 | 1.2 | 6.8 | 0 | 0 | 8.9934 |  | 107.791 | 41.5267 | 0 | 107.8082 | 5.0261 | 0 | 0 | 11.4132 | 48.5
1257 | 577 | 278 | 96 | 0.6 | 9.1 | 0 | 0 | 33.6742 |  | 46.0276 | 14.0636 | 0 | 46.036 | 1.5548 | 0 | 0 | 11.4132 | 47.7378
1258 | 778 | 479 | 110 | 0.8 | 13.4 | 141.4543 | 0 | 53.7952 |  | 25.4901 | 4.2488 | 123.9611 | 7.9187 | 10.4652 | 0 | 0 | 11.4132 | 47.1
1259 | 937 | 647 | 90 | 0.9 | 16 | 268.3123 | 0 | 68.0669 |  | 86.6927 | 29.9753 | 181.77 | 0 | 24.3881 | 0 | 0 | 11.4132 | 46.7
1260 | 995 | 744 | 78 | 1.3 | 17.9 | 293.4318 | 0 | 75 |  | 86.6929 | 29.4825 | 206.9069 | 0 | 40.2656 | 0 | 0 | 11.4132 | 44.9
1261 | 996 | 766 | 78 | 2.5 | 18.7 | 294.5799 | 0 | 75 |  | 86.693 | 29.3716 | 208.057 | 0 | 56.2344 | 0 | 0 | 11.4132 | 43.7
1262 | 983 | 723 | 77 | 3.4 | 19.5 | 285.9434 | 0 | 75 |  | 86.6929 | 29.3717 | 199.4165 | 0 | 71.5362 | 0 | 0 | 11.4132 | 43
1263 | 944 | 614 | 73 | 4.5 | 19.2 | 262.6822 | 0 | 68.2211 |  | 86.6932 | 29.6927 | 176.1421 | 0 | 85.0433 | 14.6769 | 0 | 34.1564 | 42.4
1264 | 863 | 449 | 67 | 4.1 | 18.4 | 218.7046 | 0 | 53.2107 |  | 86.6589 | 30.1626 | 132.1733 | 0 | 95.165 | 24.9751 | 0 | 71.1271 | 42.4
1265 | 685 | 245 | 54 | 3.9 | 17.6 | 133.8244 | 0 | 31.1326 |  | 86.6255 | 30.6696 | 47.2762 | 0 | 98.7609 | 12.6624 | 0 | 89.5333 | 45.9
1266 | 225 | 53 | 22 | 3.2 | 15.4 | 0 | 0 | 4.1736 |  | 86.7013 | 32.0291 | 0 | 86.7039 | 92.0688 | 0 | 12.4271 | 71.173 | 47.1
1267 | 0 | 0 | 0 | 1.7 | 11.8 | 0 | 0 | 0 |  | 98.741 | 37.3901 | 0 | 98.7443 | 84.4143 | 0 | 10.953 | 54.8111 | 46.5
1268 | 0 | 0 | 0 | 0.9 | 9.4 | 0 | 0 | 0 |  | 98.6993 | 37.4883 | 0 | 98.7029 | 76.76 | 0 | 7.7299 | 43.1733 | 43.5
1269 | 0 | 0 | 0 | 0.6 | 8.2 | 0 | 0 | 0 |  | 98.6993 | 37.4861 | 0 | 98.7032 | 69.1058 | 0 | 4.3288 | 36.6381 | 40.1
1270 | 0 | 0 | 0 | 0.8 | 7.7 | 0 | 0 | 0 |  | 98.6993 | 37.4797 | 0 | 98.7037 | 61.4519 | 0 | 2.1275 | 33.441 | 37.9
1271 | 0 | 0 | 0 | 1 | 7.4 | 0 | 0 | 0 |  | 97.5585 | 36.9503 | 0 | 97.5632 | 53.8899 | 4.6542e-10 | 0 | 33.441 | 35.3
1272 | 0 | 0 | 0 | 0.7 | 7.3 | 0 | 0 | 0 |  | 92.6939 | 34.7103 | 0 | 92.6989 | 46.7194 | 1.9572e-07 | 0 | 33.441 | 33.3
1273 | 0 | 0 | 0 | 1 | 6.9 | 0 | 0 | 0 |  | 90.4986 | 33.7064 | 0 | 90.504 | 39.7251 | 0 | 0 | 33.441 | 32.4
1274 | 0 | 0 | 0 | 1.2 | 6.8 | 0 | 0 | 0 |  | 44.9404 | 13.853 | 0 | 44.9434 | 36.3252 | 0 | 0 | 33.441 | 13.853
1275 | 0 | 0 | 0 | 2.5 | 7.5 | 0 | 0 | 0 |  | 44.9404 | 13.8351 | 0 | 44.9437 | 32.9257 | 0 | 0 | 33.441 | 13.8351
1276 | 0 | 0 | 0 | 2.7 | 8.4 | 0 | 0 | 0 |  | 44.9404 | 13.8151 | 0 | 44.9441 | 29.5265 | 0 | 0 | 33.441 | 13.8151
1277 | 0 | 0 | 0 | 1.3 | 7.4 | 0 | 0 | 0 |  | 91.5528 | 34.1037 | 0 | 91.5611 | 22.4499 | 0 | 1.6662 | 31.0939 | 34.5
1278 | 0 | 0 | 0 | 1.9 | 7.7 | 0 | 0 | 0 |  | 91.5528 | 34.0787 | 0 | 91.562 | 15.375 | 0 | 4.0589 | 24.6554 | 36.9
1279 | 1 | 1 | 1 | 1.3 | 7.1 | 0 | 0 | 0 |  | 91.5528 | 34.0511 | 0 | 91.5632 | 8.3027 | 0 | 7.7403 | 11.664 | 40.6
1280 | 471 | 97 | 32 | 1.7 | 9.2 | 0 | 0 | 12.6507 |  | 83.8226 | 30.5199 | 0 | 83.8338 | 1.8529 | 0 | 0 | 11.664 | 42.3
1281 | 805 | 311 | 59 | 1.3 | 14.8 | 115.7386 | -4.36e-06 | 39.5503 |  | 25.4902 | 4.1314 | 99.3673 | 9.0529 | 8.7839 | 0 | 0 | 11.664 | 42.4
1282 | 911 | 505 | 71 | 1.2 | 18.1 | 244.193 | 0 | 56.5356 |  | 72.2724 | 23.9054 | 172.0621 | 0 | 21.9436 | 0 | 0 | 11.664 | 41.4
1283 | 958 | 654 | 80 | 1.5 | 20.4 | 275.1162 | 0 | 68.4518 |  | 72.2724 | 23.2209 | 203.0058 | 0 | 37.4885 | 0 | 0 | 11.664 | 41.1
1284 | 990 | 752 | 85 | 2.2 | 22.3 | 291.7576 | 0 | 75 |  | 72.2724 | 22.4919 | 219.6581 | 0 | 54.307 | 0 | 0 | 11.664 | 40.1
1285 | 982 | 776 | 93 | 2 | 23.2 | 290.7538 | 0 | 75 |  | 72.2723 | 22.1636 | 218.6541 | 0 | 71.0399 | 0 | 0 | 11.664 | 38.5
1286 | 910 | 716 | 111 | 3.6 | 23.7 | 263.2801 | 0 | 74.2237 |  | 72.2723 | 22.284 | 191.164 | 0 | 85.6553 | 4.2178 | 0 | 18.4951 | 37.2
1287 | 690 | 560 | 156 | 4.6 | 23.4 | 186.3907 | 0 | 58.8688 |  | 72.2723 | 22.9426 | 114.228 | 0 | 94.3705 | 24.9667 | 0 | 56.0277 | 36.7
1288 | 546 | 412 | 162 | 4.9 | 22.5 | 129.978 | 0 | 43.3605 |  | 72.2042 | 23.5024 | 57.8492 | 0 | 98.7644 | 23.413 | 0 | 90 | 37.1
1289 | 221 | 203 | 133 | 4.8 | 20.4 | 0 | 0 | 19.3337 |  | 65.2135 | 22.2486 | 0 | 65.2154 | 93.7729 | 0 | 0 | 90 | 40.8
1290 | 32 | 50 | 44 | 3 | 17.9 | 0 | 0 | 3.3087 |  | 65.2131 | 22.7008 | 0 | 65.2152 | 88.7812 | 0 | 17.4396 | 64.2028 | 42.4
1291 | 0 | 0 | 0 | 1.3 | 13.3 | 0 | 0 | 0 |  | 92.4031 | 34.5083 | 0 | 92.4064 | 81.6354 | 0 | 9.4773 | 49.9854 | 42.4
1292 | 0 | 0 | 0 | 0.7 | 11.2 | 0 | 0 | 0 |  | 92.4041 | 34.5921 | 0 | 92.4077 | 74.4874 | 0 | 7.6772 | 38.4245 | 40.7
1293 | 0 | 0 | 0 | 1 | 10.2 | 0 | 0 | 0 |  | 92.4041 | 34.5881 | 0 | 92.4081 | 67.3396 | 0 | 4.5471 | 31.5095 | 37.7
1294 | 0 | 0 | 0 | 1.6 | 10.8 | 0 | 0 | 0 |  | 92.4041 | 34.5756 | 0 | 92.4085 | 60.192 | 0 | 2.0224 | 28.4409 | 35.1
1295 | 0 | 0 | 0 | 1.3 | 10.1 | 0 | 0 | 0 |  | 90.8044 | 33.8466 | 0 | 90.8091 | 53.1726 | 1.7156e-06 | 0 | 28.5206 | 32.5
1296 | 0 | 0 | 0 | 0.9 | 9.3 | 0 | 0 | 0 |  | 86.3791 | 31.8572 | 0 | 86.3841 | 46.5066 | 2.2361e-07 | 0 | 28.5206 | 30.7
1297 | 0 | 0 | 0 | 1.3 | 9.3 | 0 | 0 | 0 |  | 84.1893 | 30.8581 | 0 | 84.1946 | 40.0159 | 0 | 0 | 28.5206 | 29.8
1298 | 0 | 0 | 0 | 1.7 | 9.7 | 0 | 0 | 0 |  | 53.7547 | 17.6006 | 0 | 53.7584 | 35.9269 | 0 | 0 | 28.5206 | 17.6006
1299 | 0 | 0 | 0 | 2.3 | 10.1 | 0 | 0 | 0 |  | 53.7547 | 17.5819 | 0 | 53.7588 | 31.8383 | 0 | 0 | 28.5206 | 17.5819
1300 | 0 | 0 | 0 | 2.5 | 9.8 | 0 | 0 | 0 |  | 77.6493 | 27.9073 | 0 | 77.6558 | 25.8682 | 0 | 2.8797 | 24.0999 | 30
1301 | 0 | 0 | 0 | 3.7 | 10.6 | 0 | 0 | 0 |  | 77.6493 | 27.8794 | 0 | 77.6566 | 19.8991 | 0 | 0 | 24.0999 | 27.8794
1302 | 0 | 0 | 0 | 4.4 | 10 | 0 | 0 | 0 |  | 77.6493 | 27.8533 | 0 | 77.6574 | 13.9316 | 0 | 0 | 24.0999 | 27.8533
1303 | 1 | 2 | 2 | 4 | 9.1 | 0 | 0 | 0 |  | 77.6492 | 27.8209 | 0 | 77.6585 | 7.9666 | 0 | 7.7568 | 11.0244 | 34.9
1304 | 325 | 89 | 40 | 4.3 | 9.9 | 0 | 0 | 10.5384 |  | 76.3054 | 27.1713 | 0 | 76.316 | 2.1133 | 0 | 0 | 11.0244 | 37.1
1305 | 660 | 288 | 75 | 4.4 | 13.4 | 78.3456 | 0 | 36.0611 |  | 25.4902 | 4.5548 | 64.3341 | 11.4356 | 6.1641 | 0 | 0 | 11.0244 | 37.7
1306 | 810 | 481 | 90 | 5.1 | 15.7 | 212.1139 | 0 | 55.8585 |  | 25.4901 | 3.8475 | 186.748 | 0 | 20.4333 | 0 | 0 | 11.0244 | 37.3
1307 | 905 | 640 | 92 | 7.2 | 16.6 | 252.9852 | 0 | 71.0287 |  | 73.6135 | 24.5103 | 179.5178 | 0 | 34.1017 | 0 | 0 | 11.0244 | 37.4
1308 | 937 | 739 | 100 | 7 | 17 | 269.7199 | 0 | 75 |  | 73.6135 | 24.3232 | 196.2633 | 0 | 49.0548 | 0 | 0 | 11.0244 | 36.9
1309 | 922 | 769 | 120 | 7 | 16.9 | 266.2809 | 0 | 75 |  | 73.6135 | 24.3939 | 192.8226 | 0 | 63.7458 | 0 | 0 | 11.0244 | 35.4
1310 | 815 | 681 | 134 | 6.7 | 16.9 | 229.7539 | 0 | 73.1627 |  | 73.6135 | 24.7089 | 156.274 | 0 | 75.6448 | 0 | 0 | 11.0244 | 34.3
1311 | 864 | 622 | 115 | 6.6 | 17.4 | 236.3896 | 0 | 68.3781 |  | 73.6136 | 24.5821 | 162.9134 | 0 | 88.0482 | 19.3497 | 0 | 40.6726 | 33.8
1312 | 811 | 450 | 83 | 7 | 17 | 201.5002 | 0 | 52.7199 |  | 73.5846 | 24.8647 | 128.0322 | 0 | 97.7855 | 24.9786 | 0 | 77.3887 | 34.7
1313 | 469 | 208 | 66 | 6.3 | 15.5 | 82.7343 | 0 | 24.4904 |  | 73.6273 | 25.2531 | 9.1534 | 0 | 98.4482 | 7.8643 | 0 | 88.8302 | 39.1
1314 | 113 | 45 | 28 | 4.7 | 13.5 | 0 | 0 | 3.4357 |  | 73.6133 | 26.3215 | 0 | 73.6157 | 92.795 | 0 | 13.2066 | 69.3779 | 41.9
1315 | 0 | 0 | 0 | 5.2 | 10.5 | 0 | 0 | 0 |  | 90.3773 | 33.6946 | 0 | 90.3805 | 85.8087 | 0 | 9.6146 | 55.0252 | 41.9
1316 | 0 | 0 | 0 | 4.5 | 9 | 0 | 0 | 0 |  | 90.3773 | 33.6936 | 0 | 90.3808 | 78.8226 | 0 | 7.948 | 43.0558 | 40.3
1317 | 0 | 0 | 0 | 2.3 | 8.3 | 0 | 0 | 0 |  | 90.3773 | 33.6881 | 0 | 90.3811 | 71.8365 | 0 | 4.7468 | 35.8582 | 37.1
1318 | 0 | 0 | 0 | 1.8 | 8.4 | 0 | 0 | 0 |  | 90.3773 | 33.6779 | 0 | 90.3815 | 64.8507 | 0 | 1.8503 | 33.0835 | 34.2
1319 | 0 | 0 | 0 | 1.3 | 7.8 | 0 | 0 | 0 |  | 89.7692 | 33.3985 | 0 | 89.7737 | 57.9135 | 0 | 0 | 33.0835 | 32.1
1320 | 0 | 0 | 0 | 1.7 | 6.5 | 0 | 0 | 0 |  | 86.3561 | 31.8643 | 0 | 86.3608 | 51.249 | 2.1886e-07 | 0 | 33.0835 | 30.7
1321 | 0 | 0 | 0 | 2.2 | 6.4 | 0 | 0 | 0 |  | 33.2032 | 8.922 | 0 | 33.2052 | 48.7547 | 0 | 0 | 33.0835 | 8.922
1322 | 0 | 0 | 0 | 1.2 | 5.3 | 0 | 0 | 0 |  | 33.2032 | 8.9193 | 0 | 33.2054 | 46.2606 | 0 | 0 | 33.0835 | 8.9193
1323 | 0 | 0 | 0 | 0.8 | 4.7 | 0 | 0 | 0 |  | 33.2032 | 8.9139 | 0 | 33.2056 | 43.7665 | 0 | 0 | 33.0835 | 8.9139
1324 | 0 | 0 | 0 | 1.5 | 5.2 | 0 | 0 | 0 |  | 99.7324 | 37.8916 | 0 | 99.7402 | 36.0306 | 1.5686e-06 | 0 | 33.3292 | 36.2
1325 | 0 | 0 | 0 | 2.7 | 5.8 | 0 | 0 | 0 |  | 111.0987 | 43.2318 | 0 | 111.1082 | 27.3756 | 0 | 1.53 | 30.9408 | 42.4
1326 | 0 | 0 | 0 | 2.8 | 6.6 | 0 | 0 | 0 |  | 111.0987 | 43.2159 | 0 | 111.1093 | 18.7222 | 0 | 5.1198 | 22.7748 | 46
1327 | 0 | 1 | 1 | 4.1 | 6.7 | 0 | 0 | 0 |  | 111.0987 | 43.1997 | 0 | 111.1106 | 10.0714 | 0 | 6.6088 | 11.6844 | 47.5
1328 | 309 | 95 | 41 | 2.5 | 7.4 | 0 | 0 | 10.4027 |  | 102.1776 | 38.94 | 0 | 102.1903 | 2.1489 | 0 | 0 | 11.6844 | 47.6
1329 | 696 | 299 | 71 | 3 | 9.3 | 89.5914 | 0 | 37.6236 |  | 37.368 | 9.3182 | 67.8065 | 15.5344 | 6.1825 | 0 | 0 | 11.6844 | 46.9418
1330 | 869 | 497 | 75 | 4 | 12.5 | 230.8916 | 0 | 58.2841 |  | 97.1895 | 35.192 | 133.8334 | 0 | 16.3458 | 0 | 0 | 11.6844 | 46.7
1331 | 949 | 652 | 74 | 4.1 | 15.3 | 270.6649 | 0 | 71.5207 |  | 97.1687 | 34.6592 | 173.6536 | 0 | 29.5952 | 0 | 0 | 11.6844 | 46.6
1332 | 979 | 746 | 77 | 5.3 | 17 | 285.2991 | 0 | 75 |  | 97.1692 | 34.3286 | 188.2967 | 0 | 43.9853 | 0 | 0 | 11.6844 | 45
1333 | 985 | 772 | 77 | 5.7 | 17.3 | 288.0196 | 0 | 75 |  | 97.1693 | 34.2671 | 191.0185 | 0 | 58.5959 | 0 | 0 | 11.6844 | 44.1
1334 | 984 | 733 | 72 | 5.6 | 17.3 | 284.0766 | 0 | 75 |  | 97.1693 | 34.3219 | 187.0728 | 0 | 72.9139 | 0 | 0 | 11.6844 | 43.3
1335 | 957 | 627 | 67 | 5.1 | 17.1 | 266.633 | 0 | 69.3781 |  | 97.1693 | 34.546 | 169.6182 | 0 | 85.9011 | 8.384 | 0 | 24.9607 | 42.8
1336 | 898 | 466 | 59 | 4.8 | 16.7 | 229.0959 | 0 | 54.4991 |  | 97.1247 | 34.8943 | 132.1025 | 0 | 96.0143 | 24.9702 | 0 | 62.2787 | 42.7
1337 | 771 | 267 | 45 | 4.7 | 16 | 155.3282 | 0 | 33.6069 |  | 103.2003 | 38.0814 | 52.2135 | 0 | 99.9756 | 19.0815 | 0 | 90 | 46.3
1338 | 318 | 68 | 22 | 4.3 | 13.7 | 0 | 0 | 6.1739 |  | 97.1684 | 36.6474 | 0 | 97.1709 | 92.4451 | 0 | 7.2854 | 79.2832 | 48.3
1339 | 0 | 0 | 0 | 3.2 | 10.9 | 0 | 0 | 0 |  | 97.1673 | 36.7973 | 0 | 97.1701 | 84.9139 | 0 | 12.4819 | 60.7797 | 47.5
1340 | 0 | 0 | 0 | 3 | 9 | 0 | 0 | 0 |  | 97.1673 | 36.799 | 0 | 97.1705 | 77.3828 | 0 | 8.5598 | 47.9222 | 43.7
1341 | 0 | 0 | 0 | 2.3 | 7.5 | 0 | 0 | 0 |  | 97.1673 | 36.7982 | 0 | 97.1709 | 69.8518 | 0 | 4.2559 | 41.5536 | 39.4
1342 | 0 | 0 | 0 | 1.7 | 7.1 | 0 | 0 | 0 |  | 97.1673 | 36.7912 | 0 | 97.1713 | 62.321 | 0 | 1.8584 | 38.8089 | 37
1343 | 0 | 0 | 0 | 1.1 | 6.3 | 0 | 0 | 0 |  | 95.6041 | 36.07 | 0 | 95.6084 | 54.9161 | 0 | 0 | 38.8089 | 34.5
1344 | 0 | 0 | 0 | 1.1 | 5.5 | 0 | 0 | 0 |  | 86.6533 | 32.016 | 0 | 86.6577 | 48.2281 | 0 | 0 | 38.8089 | 32.016
1345 | 0 | 0 | 0 | 1.3 | 5.2 | 0 | 0 | 0 |  | 25.4902 | 5.8292 | 0 | 25.4916 | 46.3161 | 0 | 0 | 38.8089 | 5.8292
1346 | 0 | 0 | 0 | 2.3 | 5.8 | 0 | 0 | 0 |  | 25.4902 | 5.8207 | 0 | 25.4917 | 44.4043 | 0 | 0 | 38.8089 | 5.8207
1347 | 0 | 0 | 0 | 1.7 | 6 | 0 | 0 | 0 |  | 25.4902 | 5.8139 | 0 | 25.4919 | 42.4927 | 0 | 0 | 38.8089 | 5.8139
1348 | 0 | 0 | 0 | 1.4 | 4.6 | 0 | 0 | 0 |  | 102.1562 | 39.0368 | 0 | 102.1638 | 34.5612 | 1.5293e-06 | 0 | 39.1216 | 37.2
1349 | 0 | 0 | 0 | 0.8 | 3.8 | 0 | 0 | 0 |  | 108.8985 | 42.1881 | 0 | 108.9074 | 26.0856 | 0 | 3.2234 | 34.1031 | 43.2
1350 | 0 | 0 | 0 | 2.3 | 5.2 | 0 | 0 | 0 |  | 108.8985 | 42.1677 | 0 | 108.9084 | 17.6117 | 0 | 6.0189 | 24.5429 | 46
1351 | 3 | 2 | 2 | 2.2 | 6 | 0 | 0 | 0 |  | 108.8985 | 42.146 | 0 | 108.9097 | 9.1407 | 0 | 7.3118 | 12.334 | 47.3
1352 | 481 | 103 | 32 | 1.4 | 8.4 | 0 | 0 | 13.1012 |  | 94.4022 | 35.3396 | 0 | 94.4137 | 1.8447 | 0 | 0 | 12.334 | 47.1
1353 | 786 | 310 | 51 | 1.1 | 11.8 | 114.2292 | 0 | 38.6227 |  | 34.1039 | 8.5783 | 92.4025 | 12.2146 | 8.0368 | 0 | 0 | 12.334 | 46.7
1354 | 912 | 506 | 59 | 2.8 | 14.5 | 245.1143 | 0 | 57.9133 |  | 100.0446 | 36.191 | 145.2067 | 0 | 19.1142 | 0 | 0 | 12.334 | 46.4
1355 | 970 | 658 | 63 | 4.7 | 16.5 | 276.7243 | 0 | 72.0134 |  | 100.0438 | 35.7412 | 176.8377 | 0 | 32.6508 | 0 | 0 | 12.334 | 46.3
1356 | 992 | 751 | 66 | 4 | 18.1 | 291.1568 | 0 | 75 |  | 100.0425 | 35.3463 | 191.2803 | 0 | 47.3121 | 0 | 0 | 12.334 | 44.8
1357 | 997 | 775 | 67 | 5.4 | 19.1 | 292.3954 | 0 | 75 |  | 100.042 | 35.1324 | 192.5199 | 0 | 62.0783 | 0 | 0 | 12.334 | 43.8
1358 | 984 | 732 | 66 | 6.2 | 19.3 | 283.5127 | 0 | 75 |  | 100.0418 | 35.2114 | 183.6317 | 0 | 76.1677 | 0 | 0 | 12.334 | 43.1
1359 | 957 | 628 | 62 | 7 | 19.1 | 264.4858 | 0 | 69.1016 |  | 100.0418 | 35.471 | 164.5931 | 0 | 88.7979 | 7.4582 | 0 | 24.1833 | 42.6
1360 | 900 | 469 | 56 | 7.1 | 18.5 | 227.2289 | 0 | 54.4537 |  | 100.0492 | 35.914 | 127.3064 | 0 | 98.5624 | 24.9697 | 0 | 61.5369 | 42.6
1361 | 763 | 269 | 46 | 6.3 | 17.3 | 118.8214 | 9.8696 | 33.5586 |  | 100.0177 | 36.6643 | 18.8693 | 0 | 99.9734 | 19.5919 | 0 | 90 | 46.4
1362 | 333 | 70 | 21 | 4.3 | 15.7 | 0 | 0 | 6.3831 |  | 100.0428 | 37.7393 | 0 | 100.0454 | 92.2144 | 0 | 6.0192 | 81.1693 | 48.3
1363 | 0 | 0 | 0 | 2.2 | 12.9 | 0 | 0 | 0 |  | 100.0426 | 38.036 | 0 | 100.0455 | 84.453 | 0 | 11.2461 | 64.5893 | 47.3
1364 | 0 | 0 | 0 | 2.2 | 10.3 | 0 | 0 | 0 |  | 100.0419 | 38.1032 | 0 | 100.0452 | 76.691 | 0 | 7.2287 | 53.8141 | 43.5
1365 | 0 | 0 | 0 | 1.3 | 9.5 | 0 | 0 | 0 |  | 100.0421 | 38.0993 | 0 | 100.0458 | 68.929 | 0 | 3.0843 | 49.2787 | 39.4
1366 | 0 | 0 | 0 | 0.6 | 7.6 | 0 | 0 | 0 |  | 100.0424 | 38.0999 | 0 | 100.0464 | 61.1672 | 0 | 0.57934 | 48.532 | 36.9
1367 | 0 | 0 | 0 | 0.4 | 6.2 | 0 | 0 | 0 |  | 95.6041 | 36.0697 | 0 | 95.6085 | 53.7624 | 1.6353e-06 | 0 | 48.6543 | 34.5
1368 | 0 | 0 | 0 | 0.7 | 5.5 | 0 | 0 | 0 |  | 90.1878 | 33.5969 | 0 | 90.1923 | 46.7924 | 0 | 0 | 48.6543 | 33.1
1369 | 0 | 0 | 0 | 0.4 | 5.6 | 0 | 0 | 0 |  | 25.4902 | 5.8267 | 0 | 25.4916 | 44.8806 | 0 | 0 | 48.6543 | 5.8267
1370 | 0 | 0 | 0 | 0.5 | 5 | 0 | 0 | 0 |  | 25.4902 | 5.8238 | 0 | 25.4918 | 42.9689 | 0 | 0 | 48.6543 | 5.8238
1371 | 0 | 0 | 0 | 0.8 | 5.5 | 0 | 0 | 0 |  | 25.4902 | 5.8154 | 0 | 25.4919 | 41.0573 | 0 | 0 | 48.6543 | 5.8154
1372 | 0 | 0 | 0 | 2.2 | 6.3 | 0 | 0 | 0 |  | 102.9045 | 39.3768 | 0 | 102.9122 | 33.0656 | 0 | 0 | 48.6543 | 37.5
1373 | 0 | 0 | 0 | 0.9 | 4.9 | 0 | 0 | 0 |  | 104.2955 | 40.0206 | 0 | 104.3042 | 24.9624 | 0 | 5.1161 | 40.9588 | 43.2
1374 | 0 | 0 | 0 | 1 | 4.8 | 0 | 0 | 0 |  | 104.2955 | 40.0038 | 0 | 104.3052 | 16.8608 | 0 | 7.9063 | 28.4928 | 46
1375 | 10 | 2 | 2 | 1.2 | 5.3 | 0 | 0 | 0 |  | 104.2955 | 39.9786 | 0 | 104.3066 | 8.7621 | 0 | 9.1928 | 13.2428 | 47.3
1376 | 567 | 113 | 28 | 0.4 | 8.2 | 0 | 0 | 14.5452 |  | 90.6409 | 33.6094 | 0 | 90.6522 | 1.7683 | 0 | 0 | 13.2428 | 47
1377 | 830 | 321 | 45 | 0.9 | 13.8 | 126.457 | 0 | 39.2754 |  | 32.3052 | 7.7429 | 105.0483 | 10.8266 | 9.0357 | 0 | 0 | 13.2428 | 46.6
1378 | 935 | 515 | 53 | 1 | 16.9 | 253.2405 | 0 | 56.5411 |  | 102.5579 | 37.0415 | 150.8245 | 0 | 20.5394 | 0 | 0 | 13.2428 | 46.2
1379 | 986 | 667 | 58 | 1.7 | 18 | 284.7185 | 0 | 69.5867 |  | 102.5569 | 36.5562 | 182.3234 | 0 | 34.4927 | 0 | 0 | 13.2428 | 45.8
1380 | 1001 | 756 | 62 | 1.7 | 19.1 | 296.1233 | 0 | 75 |  | 102.5566 | 36.1999 | 193.7351 | 0 | 49.3394 | 0 | 0 | 13.2428 | 44.3
1381 | 1001 | 779 | 64 | 2 | 20.1 | 297.2074 | 0 | 75 |  | 102.5563 | 35.9788 | 194.8196 | 0 | 64.2814 | 0 | 0 | 13.2428 | 43.5
1382 | 980 | 734 | 67 | 4.8 | 19.5 | 284.2072 | 0 | 75 |  | 102.5565 | 36.2895 | 181.8108 | 0 | 78.2309 | 0 | 0 | 13.2428 | 42.9
1383 | 945 | 627 | 65 | 4.6 | 19.1 | 264.1944 | 0 | 67.7143 |  | 102.5566 | 36.6005 | 161.7851 | 0 | 90.6478 | 7.3409 | 0 | 24.9078 | 42.4
1384 | 877 | 466 | 60 | 5 | 18.7 | 223.9789 | 0 | 53.0932 |  | 102.5629 | 37.0182 | 121.5762 | 0 | 99.9756 | 24.9701 | 0 | 62.2474 | 42.4
1385 | 736 | 267 | 48 | 4.7 | 17.8 | 103.0657 | 17.7656 | 32.4875 |  | 102.6112 | 37.7937 | 0.50883 | 0 | 99.9705 | 19.0991 | 0 | 90 | 46.2
1386 | 304 | 71 | 23 | 3.5 | 16.1 | 0 | 0 | 6.267 |  | 100.4863 | 37.896 | 0 | 100.489 | 92.1762 | 0 | 5.674 | 81.6941 | 48
1387 | 0 | 0 | 0 | 2.4 | 12.9 | 0 | 0 | 0 |  | 100.4856 | 38.2307 | 0 | 100.4886 | 84.3794 | 0 | 10.3669 | 66.447 | 46.6
1388 | 0 | 0 | 0 | 0.7 | 10.2 | 0 | 0 | 0 |  | 100.4846 | 38.3062 | 0 | 100.488 | 76.5817 | 0 | 6.7307 | 56.4432 | 43.2
1389 | 0 | 0 | 0 | 0.9 | 9.2 | 0 | 0 | 0 |  | 100.4846 | 38.3036 | 0 | 100.4883 | 68.7841 | 0 | 2.9033 | 52.1889 | 39.4
1390 | 0 | 0 | 0 | 0.6 | 8 | 0 | 0 | 0 |  | 100.4846 | 38.3013 | 0 | 100.4888 | 60.9866 | 0 | 0.60187 | 51.4172 | 37.1
1391 | 0 | 0 | 0 | 1.1 | 8.5 | 0 | 0 | 0 |  | 96.5945 | 36.5109 | 0 | 96.5989 | 53.5023 | 0 | 0 | 51.4172 | 34.9
1392 | 0 | 0 | 0 | 1 | 8.3 | 0 | 0 | 0 |  | 92.9455 | 34.828 | 0 | 92.9502 | 46.3117 | 1.9617e-07 | 0 | 51.4172 | 33.4
1393 | 0 | 0 | 0 | 0.9 | 7.6 | 0 | 0 | 0 |  | 25.4902 | 5.8166 | 0 | 25.4916 | 44.4 | 0 | 0 | 51.4172 | 5.8166
1394 | 0 | 0 | 0 | 1.1 | 7.3 | 0 | 0 | 0 |  | 25.4902 | 5.8123 | 0 | 25.4918 | 42.4884 | 0 | 0 | 51.4172 | 5.8123
1395 | 0 | 0 | 0 | 0.7 | 7.4 | 0 | 0 | 0 |  | 46.7349 | 14.6055 | 0 | 46.7381 | 38.9485 | 0 | 0 | 51.4172 | 14.6055
1396 | 0 | 0 | 0 | 0.9 | 7.5 | 0 | 0 | 0 |  | 98.7349 | 37.43 | 0 | 98.7424 | 31.2934 | 0 | 1.0149 | 50.1981 | 36.8
1397 | 0 | 0 | 0 | 0.5 | 6.5 | 0 | 0 | 0 |  | 98.7349 | 37.4179 | 0 | 98.7432 | 23.6392 | 0 | 5.4033 | 41.8408 | 41.2
1398 | 0 | 0 | 0 | 1.5 | 8.1 | 0 | 0 | 0 |  | 98.7349 | 37.3893 | 0 | 98.7442 | 15.9868 | 0 | 7.9025 | 29.399 | 43.7
1399 | 22 | 3 | 3 | 1.2 | 8 | 0 | 0 | 0 |  | 98.7349 | 37.3624 | 0 | 98.7455 | 8.3373 | 0 | 9.4881 | 13.7025 | 45.3
1400 | 584 | 120 | 29 | 0.6 | 9.9 | 0 | 0 | 14.9721 |  | 85.7171 | 31.3863 | 0 | 85.7279 | 1.7365 | 0 | 0 | 13.7025 | 45.4
1401 | 849 | 334 | 47 | 0.2 | 16.3 | 132.4588 | 4.94e-06 | 39.3086 |  | 28.6087 | 6.2452 | 113.2191 | 9.2944 | 9.7373 | 0 | 0 | 13.7025 | 45.1
1402 | 950 | 530 | 55 | 0.6 | 20.1 | 258.2302 | 0 | 56.1467 |  | 100.4498 | 35.4245 | 157.9264 | 0 | 21.7873 | 0 | 0 | 13.7025 | 44.7
1403 | 995 | 681 | 60 | 1.7 | 22 | 287.8498 | 0 | 69.1635 |  | 100.4501 | 34.5934 | 187.5648 | 0 | 36.1411 | 0 | 0 | 13.7025 | 44.4
1404 | 1011 | 772 | 65 | 3.2 | 22.6 | 298.4695 | 0 | 75 |  | 100.4501 | 34.2697 | 198.191 | 0 | 51.3245 | 0 | 0 | 13.7025 | 43
1405 | 1001 | 795 | 74 | 3.7 | 23.2 | 296.0382 | 0 | 75 |  | 100.449 | 34.1056 | 195.7591 | 0 | 66.3305 | 0 | 0 | 13.7025 | 42.2
1406 | 969 | 751 | 86 | 4.6 | 23.7 | 281.2602 | 0 | 75 |  | 100.4486 | 34.1191 | 180.9723 | 0 | 80.2077 | 0 | 0 | 13.7025 | 41.6
1407 | 954 | 644 | 70 | 5.5 | 23.7 | 266.176 | 0 | 67.8332 |  | 100.438 | 34.2847 | 165.8891 | 0 | 92.9327 | 9.996 | 0 | 29.4034 | 41.1
1408 | 866 | 478 | 71 | 5.8 | 23.2 | 192.4111 | 5.9112 | 53.0447 |  | 100.4537 | 35.0424 | 92.0683 | 0 | 99.9803 | 24.9723 | 0 | 66.5978 | 41.2
1409 | 627 | 264 | 71 | 4.1 | 22.3 | 100.8286 | 2.4396 | 29.814 |  | 100.5152 | 35.7297 | 0 | -0.36973 | 99.9665 | 16.0982 | 0 | 90 | 44.9
1410 | 263 | 81 | 38 | 3.2 | 19.8 | 0 | 0 | 6.6612 |  | 91.5249 | 33.3365 | 0 | 91.5273 | 92.8938 | 0 | 7.9571 | 78.3219 | 46.7
1411 | 1 | 0 | 0 | 1.9 | 14.4 | 0 | 0 | 0 |  | 91.5258 | 34.1961 | 0 | 91.5286 | 85.8163 | 0 | 13.3781 | 58.3558 | 45.9
1412 | 0 | 0 | 0 | 1.1 | 11.9 | 0 | 0 | 0 |  | 91.5239 | 34.2255 | 0 | 91.527 | 78.7401 | 0 | 9.9804 | 43.2337 | 42.6
1413 | 0 | 0 | 0 | 0.7 | 11.2 | 0 | 0 | 0 |  | 91.5255 | 34.1983 | 0 | 91.5289 | 71.6627 | 0 | 6.5345 | 33.2522 | 39.2
1414 | 0 | 0 | 0 | 0.8 | 10.7 | 0 | 0 | 0 |  | 91.5258 | 34.1912 | 0 | 91.5296 | 64.5854 | 0 | 4.1694 | 26.8143 | 36.9
1415 | 0 | 0 | 0 | 1.4 | 11.2 | 0 | 0 | 0 |  | 91.5261 | 34.1783 | 0 | 91.5303 | 57.5084 | 0 | 2.2389 | 23.3436 | 34.9
1416 | 0 | 0 | 0 | 1.2 | 10.3 | 0 | 0 | 0 |  | 33.659 | 9.1106 | 0 | 33.6607 | 54.979 | 0 | 0 | 23.3436 | 9.1106
1417 | 0 | 0 | 0 | 1.1 | 10.3 | 0 | 0 | 0 |  | 25.4902 | 5.8048 | 0 | 25.4916 | 53.0668 | 0 | 0 | 23.3436 | 5.8048
1418 | 0 | 0 | 0 | 1.1 | 10.2 | 0 | 0 | 0 |  | 25.4902 | 5.8003 | 0 | 25.4917 | 51.1547 | 0 | 0 | 23.3436 | 5.8003
1419 | 0 | 0 | 0 | 1 | 9.5 | 0 | 0 | 0 |  | 93.6838 | 35.1273 | 0 | 93.69 | 43.9047 | 0 | 0 | 23.3436 | 33.7
1420 | 0 | 0 | 0 | 0.6 | 7.6 | 0 | 0 | 0 |  | 102.1842 | 39.039 | 0 | 102.1916 | 35.971 | 0 | 0 | 23.3436 | 37.2
1421 | 0 | 0 | 0 | 2 | 9 | 0 | 0 | 0 |  | 113.6513 | 44.452 | 0 | 113.6603 | 27.1085 | 0 | 0.096953 | 23.3439 | 42
1422 | 0 | 0 | 0 | 1.6 | 9.5 | 0 | 0 | 0 |  | 113.6513 | 44.4387 | 0 | 113.6613 | 18.2475 | 0 | 2.8886 | 18.6792 | 44.8
1423 | 20 | 5 | 5 | 0.8 | 8.3 | 0 | 0 | 0 |  | 113.6512 | 44.4302 | 0 | 113.6627 | 9.3895 | 0 | 4.6749 | 10.7748 | 46.6
1424 | 397 | 112 | 42 | 0.9 | 11.2 | 0 | 0 | 12.2571 |  | 96.8738 | 36.4693 | 0 | 96.8853 | 1.8948 | 0 | 0 | 10.7748 | 47.1
1425 | 756 | 329 | 68 | 0.8 | 16 | 109.8389 | 4.14e-06 | 38.0992 |  | 36.0114 | 8.502 | 87.1116 | 13.224 | 7.6024 | 0 | 0 | 10.7748 | 46.6
1426 | 773 | 520 | 127 | 0.8 | 19.7 | 206.9916 | 0 | 53.5581 |  | 25.4902 | 4.7784 | 181.6221 | 0 | 21.5835 | 0 | 0 | 10.7748 | 46
1427 | 494 | 561 | 248 | 1.5 | 20.8 | 133.3265 | 0 | 53.0212 |  | 25.4902 | 5.3381 | 107.9144 | 0 | 29.9092 | 0 | 0 | 10.7748 | 45.4
1428 | 626 | 675 | 229 | 2.8 | 20.9 | 177.5084 | 0 | 64.8659 |  | 25.4902 | 5.1492 | 152.1235 | 0 | 41.6153 | 0 | 0 | 10.7748 | 44
1429 | 730 | 766 | 231 | 3.4 | 21.7 | 210.6871 | 0 | 73.7034 |  | 25.4902 | 4.8159 | 185.3225 | 0 | 55.8501 | 13.3417 | 0 | 31.5591 | 42.6
1430 | 523 | 671 | 300 | 3.9 | 22.2 | 142.5421 | 0 | 62.4227 |  | 25.4902 | 5.1948 | 117.1364 | 0 | 64.8478 | 24.896 | 0 | 68.5329 | 41.9
1431 | 427 | 578 | 313 | 4.6 | 22 | 107.4811 | 0 | 52.907 |  | 25.4902 | 5.1854 | 82.0538 | 0 | 71.1485 | 14.6468 | 0 | 89.8397 | 41.6
1432 | 257 | 368 | 236 | 4.2 | 20.8 | 0 | 0 | 32.182 |  | 34.9274 | 9.8758 | 0 | 34.9288 | 68.5217 | 0 | 0 | 89.8397 | 41.5
1433 | 18 | 143 | 137 | 3.6 | 17.9 | 0 | 0 | 10.1638 |  | 97.8757 | 36.566 | 0 | 97.8801 | 60.939 | 0 | 0 | 89.8397 | 45
1434 | 27 | 47 | 42 | 2.5 | 15.8 | 0 | 0 | 3.1579 |  | 117.8975 | 46.0031 | 0 | 117.9034 | 51.7388 | 0 | 0 | 89.8397 | 46.3
1435 | 0 | 0 | 0 | 1.4 | 13.9 | 0 | 0 | 0 |  | 122.8894 | 48.5821 | 0 | 122.8962 | 42.1298 | 0 | 0 | 89.8397 | 45.3
1436 | 0 | 0 | 0 | 0.3 | 13 | 0 | 0 | 0 |  | 115.6261 | 45.142 | 0 | 115.6331 | 33.1121 | 0 | 0 | 89.8397 | 42.4
1437 | 0 | 0 | 0 | 0.3 | 13.1 | 0 | 0 | 0 |  | 107.7979 | 41.455 | 0 | 107.8053 | 24.7299 | 0 | 0 | 89.8397 | 39.2
1438 | 0 | 0 | 0 | 1.5 | 13.1 | 0 | 0 | 0 |  | 102.4042 | 38.9894 | 0 | 102.4122 | 16.7834 | 0 | 0 | 89.8397 | 37
1439 | 0 | 0 | 0 | 1.1 | 13.2 | 0 | 0 | 0 |  | 96.5167 | 36.3341 | 0 | 96.5255 | 9.3123 | 0 | 0 | 89.8397 | 34.6
1440 | 0 | 0 | 0 | 1.2 | 13 | 0 | 0 | 0 |  | 92.8176 | 34.5418 | 0 | 92.8278 | 2.1459 | 0 | 0 | 89.8397 | 33.1
1441 | 0 | 0 | 0 | 2 | 13.5 | 0 | 0 | 0 |  | 0 | -0.28887 | 0 | 0 | 2.1405 | 0 | 0 | 89.8397 | -0.28887
1442 | 0 | 0 | 0 | 2 | 13.6 | 0 | 0 | 0 |  | 0 | -0.28887 | 0 | 0 | 2.135 | 0 | 0 | 89.8397 | -0.28887
1443 | 0 | 0 | 0 | 2.3 | 12.9 | 0 | 0 | 0 |  | 0 | -0.28887 | 0 | 0 | 2.1296 | 0 | 0 | 89.8397 | -0.28887
1444 | 0 | 0 | 0 | 2.1 | 12.1 | 0 | 0 | 0 |  | 0 | -0.28887 | 0 | 0 | 2.1242 | 0 | 0 | 89.8397 | -0.28887
1445 | 0 | 0 | 0 | 2.2 | 11.2 | 0 | 0 | 0 |  | 0 | -0.28887 | 0 | 0 | 2.1188 | 0 | 0 | 89.8397 | -0.28887
1446 | 0 | 0 | 0 | 1 | 9.1 | 0 | 0 | 0 |  | 0 | -0.28887 | 0 | 0 | 2.1134 | 0 | 0 | 89.8397 | -0.28887
1447 | 0 | 2 | 2 | 2 | 9 | 0 | 0 | 0 |  | 0 | -0.28887 | 0 | 0 | 2.1079 | 0 | 24.9805 | 52.7804 | 24.6917
1448 | 394 | 112 | 41 | 1.4 | 11.1 | 0 | 0 | 12.1986 |  | 0 | -0.28887 | 0 | 0 | 2.1025 | 0 | 20.9612 | 19.1466 | 32.8709
1449 | 703 | 319 | 73 | 1 | 16 | 97.2033 | 0 | 36.6386 |  | 0 | -1.5371 | 97.2608 | 0 | 9.4583 | 0 | 0 | 19.1466 | 35.1016
1450 | 785 | 502 | 99 | 0.7 | 18.8 | 210.8943 | 0 | 52.0912 |  | 0 | -1.7037 | 211.0191 | 0 | 25.5784 | 0 | 0 | 19.1466 | 40.8
1451 | 846 | 655 | 117 | 2.4 | 20.7 | 241.8355 | 0 | 66.3407 |  | 0 | -1.9184 | 241.9789 | 0 | 44.1177 | 0 | 0 | 19.1466 | 40.5
1452 | 709 | 697 | 189 | 5.1 | 20.7 | 201.3441 | 0 | 69.6419 |  | 0 | -1.6478 | 201.4636 | 0 | 59.5577 | 11.4357 | 0 | 36.9498 | 39.2
1453 | 682 | 722 | 217 | 5.1 | 21 | 193.6158 | 0 | 70.8148 |  | 0 | -1.6057 | 193.731 | 0 | 74.4043 | 24.9794 | 0 | 73.9642 | 37.6
1454 | 304 | 532 | 307 | 3.8 | 20.8 | 73.5568 | 0 | 47.0107 |  | 0 | -1.1818 | 73.6009 | 0 | 80.0282 | 9.9451 | 0 | 88.4463 | 35.8837
1455 | 322 | 491 | 289 | 3.3 | 20.8 | 76.7427 | 0 | 44.2129 |  | 0 | -1.1892 | 76.7887 | 0 | 85.8941 | 0 | 0.10214 | 88.6918 | 35.7
1456 | 298 | 373 | 227 | 4.7 | 19.1 | 0 | 0 | 34.6692 |  | 0 | -0.37147 | 0 | 0 | 85.8696 | 0 | 1.1301 | 87.3638 | 35.4279
1457 | 326 | 225 | 117 | 3.6 | 18.3 | 0 | 0 | 21.6648 |  | 0 | -0.28887 | 0 | 0 | 85.8451 | 0 | 17.5188 | 60.8804 | 38.8947
1458 | 58 | 56 | 46 | 3.5 | 16.6 | 0 | 0 | 4.1261 |  | 130.4719 | 26.004 | 0 | 130.4825 | 75.5865 | 0 | 13.6432 | 39.9111 | 41.3
1459 | 0 | 0 | 0 | 2.2 | 15 | 0 | 0 | 0 |  | 96.1602 | 36.056 | 0 | 96.1679 | 68.1377 | 0 | 6.5271 | 29.8542 | 40.9
1460 | 0 | 0 | 0 | 0.1 | 13.2 | 0 | 0 | 0 |  | 96.1602 | 36.1924 | 0 | 96.1683 | 60.6876 | 0 | 4.7367 | 22.4557 | 39.2
1461 | 0 | 0 | 0 | 0.5 | 11.6 | 0 | 0 | 0 |  | 96.1579 | 36.1399 | 0 | 96.1665 | 53.2401 | 0 | 2.4858 | 18.5236 | 37
1462 | 0 | 0 | 0 | 0.5 | 11.1 | 0 | 0 | 0 |  | 95.7415 | 36.0024 | 0 | 95.7505 | 45.824 | 1.648e-06 | 0 | 18.5714 | 34.4
1463 | 0 | 0 | 0 | 0.4 | 9.3 | 0 | 0 | 0 |  | 89.7853 | 33.2794 | 0 | 89.7943 | 38.8861 | 2.0548e-06 | 0 | 18.6058 | 32.1
1464 | 0 | 0 | 0 | 0.5 | 9.1 | 0 | 0 | 0 |  | 80.6782 | 29.1919 | 0 | 80.6869 | 32.6744 | 0 | 2.0349 | 15.2968 | 30.4
1465 | 0 | 0 | 0 | 0.8 | 9.2 | 0 | 0 | 0 |  | 80.6782 | 29.1715 | 0 | 80.6875 | 26.4634 | 0 | 1.2369 | 13.2584 | 29.6
1466 | 0 | 0 | 0 | 1.3 | 9.7 | 0 | 0 | 0 |  | 80.6782 | 29.1457 | 0 | 80.6882 | 20.2534 | 0 | 0.83809 | 11.8627 | 29.2
1467 | 0 | 0 | 0 | 0.7 | 8.8 | 0 | 0 | 0 |  | 80.6782 | 29.1216 | 0 | 80.6891 | 14.0451 | 0 | 0.83499 | 10.4524 | 29.2
1468 | 0 | 0 | 0 | 0.5 | 8.9 | 0 | 0 | 0 |  | 61.4577 | 20.7185 | 0 | 61.4668 | 9.3559 | 0 | 0 | 10.4524 | 20.7185
1469 | 0 | 0 | 0 | 1.1 | 8.7 | 0 | 0 | 0 |  | 25.4902 | 5.7059 | 0 | 25.4944 | 7.4532 | 0 | 0 | 10.4524 | 5.7059
1470 | 0 | 0 | 0 | 0.5 | 7.7 | 0 | 0 | 0 |  | 25.4901 | 5.6915 | 0 | 25.4949 | 5.5522 | 0 | 0 | 10.4524 | 5.6915
1471 | 40 | 5 | 4 | 0.4 | 7.9 | 0 | 0 | 0 |  | 25.4901 | 5.6686 | 0 | 25.4955 | 3.6533 | 0 | 0 | 10.4524 | 5.6686
1472 | 560 | 129 | 33 | 1 | 11.3 | 0 | 0 | 14.971 |  | 25.4902 | 5.9466 | 0 | 25.4962 | 1.7572 | 0 | 0 | 10.4524 | 20.9176
1473 | 812 | 339 | 51 | 0.9 | 16.4 | 126.1526 | -4.72e-06 | 38.865 |  | 25.49 | 4.5324 | 109.2903 | 8.5572 | 9.4334 | 0 | 0 | 10.4524 | 36.7
1474 | 917 | 534 | 60 | 0.6 | 20.7 | 250.0638 | 0 | 54.9132 |  | 101.3443 | 35.6883 | 148.8598 | 0 | 20.6971 | 0 | 0 | 10.4524 | 36.3
1475 | 962 | 682 | 66 | 1.2 | 22.1 | 278.459 | 0 | 66.9968 |  | 101.3447 | 35.0615 | 177.2756 | 0 | 34.1841 | 0 | 0 | 10.4524 | 36.4
1476 | 979 | 771 | 71 | 1.5 | 22.8 | 289.9463 | 0 | 73.8198 |  | 101.3441 | 34.7269 | 188.7717 | 0 | 48.5769 | 0 | 0 | 10.4524 | 36.1
1477 | 986 | 798 | 73 | 4 | 23.2 | 291.3086 | 0 | 75 |  | 101.3439 | 34.5746 | 190.1351 | 0 | 63.0936 | 0 | 0 | 10.4524 | 34.5
1478 | 982 | 757 | 69 | 4.1 | 23.5 | 286.3107 | 0 | 75 |  | 101.3438 | 34.5354 | 185.1338 | 0 | 77.245 | 0 | 0 | 10.4524 | 33.4
1479 | 954 | 651 | 66 | 4.7 | 23.7 | 267.7886 | 0 | 67.1165 |  | 99.8593 | 34.0004 | 168.0841 | 0 | 90.109 | 4.217 | 0 | 17.3121 | 32.9
1480 | 902 | 491 | 57 | 5.2 | 23.2 | 232.6602 | 0 | 53.1264 |  | 104.0306 | 36.3994 | 128.7605 | 0 | 99.9576 | 24.966 | 0 | 54.9175 | 33.7
1481 | 805 | 295 | 44 | 5.2 | 21.8 | 100.2086 | 30.0493 | 33.8479 |  | 99.8982 | 35.6402 | 0.36564 | 0 | 99.9439 | 24.1613 | 0 | 90 | 37.8
1482 | 417 | 86 | 23 | 4 | 19.5 | 0 | 0 | 7.6793 |  | 94.0251 | 34.4876 | 0 | 94.0279 | 92.6708 | 0 | 0 | 90 | 40.8
1483 | 0 | 1 | 0 | 3.4 | 17 | 0 | 0 | 0 |  | 94.0255 | 35.003 | 0 | 94.0286 | 85.3953 | 0 | 7.5394 | 79.2714 | 40.9
1484 | 0 | 0 | 0 | 3.5 | 16.1 | 0 | 0 | 0 |  | 94.0252 | 35.101 | 0 | 94.0286 | 78.1191 | 0 | 5.8619 | 70.7505 | 39.3
1485 | 0 | 0 | 0 | 2.1 | 14 | 0 | 0 | 0 |  | 94.0251 | 35.297 | 0 | 94.0288 | 70.8412 | 0 | 2.5505 | 67.1121 | 36.1
1486 | 0 | 0 | 0 | 0.8 | 11.7 | 0 | 0 | 0 |  | 93.4447 | 35.0462 | 0 | 93.4488 | 63.6115 | 2.1246e-09 | 0 | 67.1121 | 33.4
1487 | 0 | 0 | 0 | 0.8 | 10.4 | 0 | 0 | 0 |  | 87.7139 | 32.4722 | 0 | 87.7181 | 56.8386 | 1.0353e-09 | 0 | 67.1121 | 31.2
1488 | 0 | 0 | 0 | 1.9 | 10.5 | 0 | 0 | 0 |  | 59.3778 | 20.0495 | 0 | 59.381 | 52.307 | 0 | 0 | 67.1121 | 20.0495
1489 | 0 | 0 | 0 | 0.8 | 8.8 | 0 | 0 | 0 |  | 25.4902 | 5.8092 | 0 | 25.4916 | 50.3949 | 0 | 0 | 67.1121 | 5.8092
1490 | 0 | 0 | 0 | 0.8 | 8.4 | 0 | 0 | 0 |  | 84.4252 | 30.9662 | 0 | 84.4306 | 43.885 | 0 | 0 | 67.1121 | 29.9
1491 | 0 | 0 | 0 | 1.7 | 8.8 | 0 | 0 | 0 |  | 87.3446 | 32.261 | 0 | 87.3507 | 37.1425 | 0 | 0 | 67.1121 | 31.1
1492 | 0 | 0 | 0 | 2.3 | 9.3 | 0 | 0 | 0 |  | 91.195 | 33.9643 | 0 | 91.202 | 30.0935 | 0 | 2.619 | 63.7451 | 35.3
1493 | 0 | 0 | 0 | 2.1 | 9.7 | 0 | 0 | 0 |  | 91.1956 | 33.9428 | 0 | 91.2034 | 23.0455 | 0 | 7.2114 | 52.6592 | 39.9
1494 | 0 | 0 | 0 | 2.2 | 9.5 | 0 | 0 | 0 |  | 91.1963 | 33.9199 | 0 | 91.205 | 15.999 | 0 | 10.103 | 36.8988 | 42.8
1495 | 18 | 4 | 3 | 2.3 | 9.8 | 0 | 0 | 0 |  | 91.1972 | 33.8877 | 0 | 91.2071 | 8.9551 | 0 | 12.5844 | 16.375 | 45.3
1496 | 460 | 123 | 34 | 2.1 | 11.1 | 0 | 0 | 13.1358 |  | 91.1984 | 33.8381 | 0 | 91.2101 | 1.9166 | 0 | 0.32273 | 15.8444 | 46
1497 | 807 | 343 | 55 | 1.3 | 16.3 | 125.818 | 4.71e-06 | 39.5109 |  | 31.074 | 6.9845 | 105.2646 | 10.4492 | 9.2067 | 0 | 0 | 15.8444 | 45.9
1498 | 901 | 536 | 68 | 1.1 | 18.9 | 245.7974 | 0 | 55.8675 |  | 85.2816 | 29.1993 | 160.6574 | 0 | 21.4747 | 0 | 0 | 15.8444 | 45.6
1499 | 957 | 696 | 80 | 1.7 | 20.7 | 277.0383 | 0 | 68.9389 |  | 85.2812 | 28.5234 | 191.9194 | 0 | 36.1587 | 0 | 0 | 15.8444 | 45.5
1500 | 984 | 784 | 77 | 2.2 | 21.8 | 291.2576 | 0 | 75 |  | 85.2811 | 28.0282 | 206.1482 | 0 | 51.9391 | 0 | 0 | 15.8444 | 44.3
1501 | 972 | 798 | 81 | 2.7 | 22.5 | 288.2156 | 0 | 75 |  | 85.2809 | 27.8504 | 203.1051 | 0 | 67.4864 | 0 | 0 | 15.8444 | 43.3
1502 | 955 | 754 | 82 | 2.8 | 23.7 | 279.2644 | 0 | 73.6305 |  | 85.2811 | 27.4587 | 194.1487 | 0 | 82.345 | 0 | 0 | 15.8444 | 42.4
1503 | 896 | 642 | 88 | 3.7 | 23.6 | 251.5197 | 0 | 64.805 |  | 85.2551 | 27.7754 | 166.4135 | 0 | 95.0729 | 23.7456 | 0 | 51.8486 | 42.1
1504 | 547 | 439 | 166 | 4.5 | 23.1 | 133.3277 | 0 | 43.1644 |  | 85.2107 | 28.6157 | 48.1949 | 0 | 98.7327 | 24.9826 | 0 | 88.217 | 42.4
1505 | 424 | 233 | 109 | 5.2 | 21 | 77.9991 | 0 | 25.0313 |  | 77.9252 | 26.5013 | 0.11429 | 0 | 98.7178 | 0 | 0.017232 | 88.147 | 45.4
1506 | 258 | 87 | 46 | 3.3 | 18.8 | 0 | 0 | 7.2162 |  | 77.9812 | 27.804 | 0 | 77.9834 | 92.7195 | 0 | 13.1462 | 68.8737 | 47.1
1507 | 1 | 1 | 1 | 1.5 | 14.9 | 0 | 0 | 0 |  | 93.3579 | 34.9418 | 0 | 93.3609 | 85.4956 | 0 | 12.8571 | 49.5227 | 46.1
1508 | 0 | 0 | 0 | 1.9 | 13.1 | 0 | 0 | 0 |  | 93.3561 | 34.9411 | 0 | 93.3594 | 78.2733 | 0 | 9.3772 | 35.2184 | 42.7
1509 | 0 | 0 | 0 | 0.9 | 12.2 | 0 | 0 | 0 |  | 93.356 | 34.9911 | 0 | 93.3596 | 71.0508 | 0 | 5.3442 | 26.9781 | 38.7
1510 | 0 | 0 | 0 | 1.3 | 12 | 0 | 0 | 0 |  | 93.356 | 34.993 | 0 | 93.36 | 63.8283 | 0 | 2.9468 | 22.391 | 36.3
1511 | 0 | 0 | 0 | 1 | 12.1 | 0 | 0 | 0 |  | 93.356 | 34.9772 | 0 | 93.3604 | 56.6061 | 0 | 0.75086 | 21.2573 | 34.1
1512 | 0 | 0 | 0 | 2.4 | 12.6 | 0 | 0 | 0 |  | 91.8177 | 34.2614 | 0 | 91.8225 | 49.5079 | 0 | 0 | 21.2573 | 32.7
1513 | 0 | 0 | 0 | 2.2 | 12.1 | 0 | 0 | 0 |  | 25.4902 | 6.0574 | 0 | 25.4917 | 47.5959 | 0 | 0 | 21.2573 | 6.0574
1514 | 0 | 0 | 0 | 1.3 | 10.8 | 0 | 0 | 0 |  | 25.4902 | 5.7945 | 0 | 25.4918 | 45.6842 | 0 | 0 | 21.2573 | 5.7945
1515 | 0 | 0 | 0 | 2.1 | 11.6 | 0 | 0 | 0 |  | 25.4902 | 6.1095 | 0 | 25.492 | 43.7725 | 0 | 0 | 21.2573 | 6.1095
1516 | 0 | 0 | 0 | 1.3 | 10.9 | 0 | 0 | 0 |  | 75.5293 | 26.9846 | 0 | 75.535 | 37.9692 | 0 | 0 | 21.2573 | 26.9846
1517 | 0 | 0 | 0 | 1.8 | 10.5 | 0 | 0 | 0 |  | 112.6333 | 43.9515 | 0 | 112.6426 | 29.1893 | 0 | 0 | 21.2573 | 41.4
1518 | 0 | 0 | 0 | 2.3 | 10.6 | 0 | 0 | 0 |  | 113.3186 | 44.2702 | 0 | 113.329 | 20.355 | 0 | 2.4228 | 17.4575 | 44.1
1519 | 23 | 6 | 5 | 2.2 | 10.8 | 0 | 0 | 0 |  | 113.3186 | 44.2558 | 0 | 113.3302 | 11.5231 | 0 | 4.0438 | 10.6066 | 45.7
1520 | 13 | 64 | 63 | 2.3 | 12 | 0 | 0 | 4.3939 |  | 25.4902 | 6.0011 | 0 | 25.4932 | 9.619 | 0 | 0 | 10.6066 | 10.3951
1521 | 1 | 137 | 135 | 1.8 | 14.2 | 0 | 0 | 9.1232 |  | 25.4902 | 5.5909 | 0 | 25.4936 | 7.7161 | 0 | 0 | 10.6066 | 14.7142
1522 | 21 | 258 | 242 | 1.8 | 16.1 | 0 | 0 | 17.8489 |  | 25.49 | 5.4773 | 0 | 25.4939 | 5.8149 | 0 | 0 | 10.6066 | 23.3262
1523 | 204 | 519 | 376 | 1.1 | 18.2 | 0 | 0 | 42.2949 |  | 25.4902 | 6.3352 | 0 | 25.4947 | 3.9159 | 0 | 0 | 10.6066 | 45.9
1524 | 333 | 581 | 328 | 1.7 | 19.6 | 21.8262 | 0 | 50.1801 |  | 25.4902 | 5.0536 | 15.3349 | 18.9909 | 3.6707 | 0 | 0 | 10.6066 | 44.6
1525 | 600 | 693 | 239 | 3.4 | 20.5 | 169.7393 | 0 | 65.334 |  | 25.4902 | 5.1727 | 144.3474 | 0 | 14.688 | 21.1234 | 0 | 42.8807 | 43.6
1526 | 574 | 649 | 235 | 2.5 | 21.3 | 160.1245 | 0 | 60.6012 |  | 25.4902 | 5.1021 | 134.7276 | 0 | 25.0025 | 22.0889 | 0 | 75.407 | 42.8
1527 | 432 | 525 | 247 | 3.5 | 21.3 | 110.6013 | 0 | 48.7358 |  | 25.4902 | 5.2883 | 85.1746 | 0 | 31.5347 | 9.338 | 0 | 89.1417 | 42.4
1528 | 269 | 344 | 206 | 4.4 | 20.6 | 0 | 0 | 31.0124 |  | 25.4902 | 6.3349 | 0 | 25.4921 | 29.6251 | 0 | 5.8383 | 80.78 | 42.4
1529 | 241 | 212 | 134 | 3.6 | 20 | 0 | 0 | 19.5995 |  | 25.4902 | 6.0963 | 0 | 25.4923 | 27.7156 | 0 | 20.7217 | 49.3355 | 45.9
1530 | 94 | 73 | 55 | 2.9 | 18.8 | 0 | 0 | 5.2515 |  | 107.495 | 40.6271 | 0 | 107.5048 | 19.3653 | 0 | 3.7199 | 43.6768 | 47.6
1531 | 0 | 1 | 0 | 1.8 | 16.6 | 0 | 0 | 0 |  | 107.4971 | 40.9719 | 0 | 107.5081 | 11.014 | 0 | 7.5385 | 32.2022 | 46.4
1532 | 0 | 0 | 0 | 1 | 14.4 | 0 | 0 | 0 |  | 107.4995 | 41.1537 | 0 | 107.5124 | 2.6656 | 0 | 4.0807 | 25.8935 | 43.1
1533 | 0 | 0 | 0 | 0.6 | 13.3 | 0 | 0 | 0 |  | 0 | -0.28887 | 0 | 0 | 2.6591 | 0 | 0 | 25.8935 | -0.28887
1534 | 0 | 0 | 0 | 0.3 | 12.7 | 0 | 0 | 0 |  | 0 | -0.28887 | 0 | 0 | 2.6527 | 0 | 0 | 25.8935 | -0.28887
1535 | 0 | 0 | 0 | 0.1 | 12.1 | 0 | 0 | 0 |  | 0 | -0.28887 | 0 | 0 | 2.6463 | 0 | 0 | 25.8935 | -0.28887
1536 | 0 | 0 | 0 | 0.1 | 12 | 0 | 0 | 0 |  | 0 | -0.28887 | 0 | 0 | 2.6399 | 0 | 0 | 25.8935 | -0.28887
1537 | 0 | 0 | 0 | 0.2 | 11.2 | 0 | 0 | 0 |  | 0 | -0.28887 | 0 | 0 | 2.6334 | 0 | 0 | 25.8935 | -0.28887
1538 | 0 | 0 | 0 | 1 | 11.3 | 0 | 0 | 0 |  | 0 | -0.28887 | 0 | 0 | 2.627 | 0 | 0 | 25.8935 | -0.28887
1539 | 0 | 0 | 0 | 0.6 | 10.2 | 0 | 0 | 0 |  | 0 | -0.28887 | 0 | 0 | 2.6206 | 0 | 0 | 25.8935 | -0.28887
1540 | 0 | 0 | 0 | 1.3 | 9.9 | 0 | 0 | 0 |  | 0 | -0.28887 | 0 | 0 | 2.6142 | 0 | 0 | 25.8935 | -0.28887
1541 | 0 | 0 | 0 | 0.7 | 9.2 | 0 | 0 | 0 |  | 0 | -0.28887 | 0 | 0 | 2.6078 | 0 | 0 | 25.8935 | -0.28887
1542 | 0 | 0 | 0 | 1.1 | 9.3 | 0 | 0 | 0 |  | 0 | -0.28887 | 0 | 0 | 2.6013 | 0 | 9.1297 | 10.6886 | 8.8408
1543 | 0 | 4 | 4 | 0.8 | 9.7 | 0 | 0 | 0 |  | 0 | -0.28887 | 0 | 0 | 2.5949 | 0 | 0 | 10.6886 | -0.28887
1544 | 109 | 91 | 65 | 3.8 | 10.2 | 0 | 0 | 7.2164 |  | 0 | -0.28887 | 0 | 0 | 2.5886 | 0 | 0 | 10.6886 | 6.9276
1545 | 295 | 292 | 180 | 5.7 | 14.8 | 0 | 0 | 27.7652 |  | 0 | -0.28887 | 0 | 0 | 2.5822 | 0 | 0 | 10.6886 | 27.4763
1546 | 324 | 484 | 305 | 5.9 | 17.2 | 0 | 0 | 43.8578 |  | 0 | -0.28887 | 0 | 0 | 2.5759 | 0 | 0 | 10.6886 | 43.569
1547 | 101 | 423 | 349 | 5.1 | 18.1 | 0 | 0 | 33.1536 |  | 0 | -0.28887 | 0 | 0 | 2.5697 | 0 | 0 | 10.6886 | 32.8647
1548 | 294 | 615 | 387 | 5.7 | 20.2 | 0 | 0 | 53.3084 |  | 0 | -0.28887 | 0 | 0 | 2.5634 | 19.6773 | 0 | 40.854 | 33.3422
1549 | 240 | 566 | 376 | 7.1 | 22.1 | 0 | 0 | 47.4772 |  | 0 | -0.28887 | 0 | 0 | 2.5572 | 2.2741 | 0 | 44.2002 | 44.9142
1550 | 313 | 595 | 358 | 8.9 | 22.4 | 0 | 0 | 52.0273 |  | 0 | -0.28887 | 0 | 0 | 2.551 | 24.9815 | 0 | 81.2081 | 26.757
1551 | 9 | 300 | 290 | 10.9 | 20.3 | 0 | 0 | 20.4563 |  | 0 | -0.28887 | 0 | 0 | 2.5448 | 0 | 0 | 81.2081 | 20.1674
1552 | 541 | 538 | 274 | 11.4 | 19.6 | 0 | 0 | 51.7426 |  | 0 | -0.28887 | 0 | 0 | 2.5386 | 5.167 | 0 | 89.0938 | 44.5
1553 | 189 | 177 | 103 | 10.6 | 17.8 | 0 | 0 | 15.3336 |  | 0 | -0.28887 | 0 | 0 | 2.5324 | 0 | 0 | 89.0938 | 15.0448
1554 | 9 | 38 | 37 | 11.6 | 16.2 | 0 | 0 | 2.3203 |  | 0 | -0.28887 | 0 | 0 | 2.5261 | 0 | 21.0807 | 57.3028 | 23.1121
1555 | 0 | 2 | 2 | 10.6 | 15.8 | 0 | 0 | 0 |  | 0 | -0.28887 | 0 | 0 | 2.5199 | 0 | 0 | 57.3028 | -0.28887
1556 | 0 | 0 | 0 | 7.4 | 15 | 0 | 0 | 0 |  | 0 | -0.28887 | 0 | 0 | 2.5136 | 0 | 0 | 57.3028 | -0.28887
1557 | 0 | 0 | 0 | 7.5 | 14.4 | 0 | 0 | 0 |  | 0 | -0.28887 | 0 | 0 | 2.5074 | 0 | 0 | 57.3028 | -0.28887
1558 | 0 | 0 | 0 | 8.2 | 14 | 0 | 0 | 0 |  | 0 | -0.28887 | 0 | 0 | 2.5012 | 0 | 0 | 57.3028 | -0.28887
1559 | 0 | 0 | 0 | 7.5 | 13.2 | 0 | 0 | 0 |  | 0 | -0.28887 | 0 | 0 | 2.4949 | 0 | 0 | 57.3028 | -0.28887
1560 | 0 | 0 | 0 | 7.5 | 12.5 | 0 | 0 | 0 |  | 0 | -0.28887 | 0 | 0 | 2.4887 | 0 | 0 | 57.3028 | -0.28887
1561 | 0 | 0 | 0 | 5.5 | 12.4 | 0 | 0 | 0 |  | 0 | -0.28887 | 0 | 0 | 2.4824 | 0 | 0 | 57.3028 | -0.28887
1562 | 0 | 0 | 0 | 2.3 | 11.9 | 0 | 0 | 0 |  | 0 | -0.28887 | 0 | 0 | 2.4762 | 0 | 0 | 57.3028 | -0.28887
1563 | 0 | 0 | 0 | 1.3 | 10.6 | 0 | 0 | 0 |  | 0 | -0.28887 | 0 | 0 | 2.4699 | 0 | 0 | 57.3028 | -0.28887
1564 | 0 | 0 | 0 | 1.9 | 10.4 | 0 | 0 | 0 |  | 0 | -0.28887 | 0 | 0 | 2.4637 | 0 | 0 | 57.3028 | -0.28887
1565 | 0 | 0 | 0 | 1.6 | 9 | 0 | 0 | 0 |  | 0 | -0.28887 | 0 | 0 | 2.4575 | 0 | 0 | 57.3028 | -0.28887
1566 | 0 | 0 | 0 | 2.3 | 8.1 | 0 | 0 | 0 |  | 0 | -0.28887 | 0 | 0 | 2.4512 | 0 | 24.9459 | 17.3089 | 24.6571
1567 | 0 | 4 | 3 | 2.1 | 8.3 | 0 | 0 | 0 |  | 0 | -0.28887 | 0 | 0 | 2.445 | 0 | 2.2508 | 13.5589 | 1.9619
1568 | 35 | 79 | 70 | 1 | 8.6 | 0 | 0 | 5.6912 |  | 0 | -0.28887 | 0 | 0 | 2.4387 | 0 | 0 | 13.5589 | 5.4023
1569 | 219 | 251 | 167 | 1.2 | 10.8 | 0 | 0 | 22.6114 |  | 0 | -0.28887 | 0 | 0 | 2.4325 | 0 | 0 | 13.5589 | 22.3225
1570 | 691 | 514 | 135 | 1.3 | 13.6 | 121.2103 | 0 | 51.8521 |  | 0 | -1.6364 | 121.2788 | 0 | 11.2729 | 0 | 0 | 13.5589 | 46.5
1571 | 951 | 718 | 91 | 1.5 | 15.3 | 275.712 | 0 | 70.6541 |  | 0 | -2.2121 | 275.8674 | 0 | 32.0122 | 20.6423 | 0 | 45.1044 | 46.1
1572 | 528 | 552 | 161 | 2.1 | 15.6 | 147.3027 | 0 | 54.506 |  | 0 | -1.3956 | 147.3854 | 0 | 43.1567 | 8.5584 | 0 | 57.8728 | 44.5521
1573 | 897 | 837 | 159 | 4.1 | 16.6 | 263.2495 | 0 | 75 |  | 0 | -2.0836 | 263.3967 | 0 | 63.1238 | 21.7389 | 0 | 90 | 43.9
1574 | 245 | 373 | 190 | 3.7 | 16.2 | 0 | 0 | 33.9926 |  | 0 | -0.37147 | 0 | 0 | 63.1001 | 0 | 0 | 90 | 33.6212
1575 | 29 | 119 | 99 | 2.6 | 15.2 | 0 | 0 | 8.481 |  | 0 | -0.28887 | 0 | 0 | 63.0763 | 0 | 0 | 90 | 8.1921
1576 | 111 | 230 | 165 | 4.1 | 15.4 | 0 | 0 | 18.5892 |  | 0 | -0.28887 | 0 | 0 | 63.0526 | 0 | 0 | 90 | 18.3004
1577 | 441 | 258 | 125 | 2.9 | 15.8 | 0 | 0 | 27.0352 |  | 0 | -0.28887 | 0 | 0 | 63.0288 | 0 | 0 | 90 | 26.7464
1578 | 288 | 107 | 58 | 1.2 | 15.6 | 0 | 0 | 8.4732 |  | 0 | -0.28887 | 0 | 0 | 63.0051 | 0 | 24.9781 | 52.5043 | 33.1624
1579 | 0 | 1 | 1 | 1.3 | 13.2 | 0 | 0 | 0 |  | 0 | -0.28887 | 0 | 0 | 62.9813 | 0 | 21.0569 | 18.7731 | 20.768
1580 | 0 | 0 | 0 | 1.2 | 11.7 | 0 | 0 | 0 |  | 0 | -0.28887 | 0 | 0 | 62.9574 | 0 | 0 | 18.7731 | -0.28887
1581 | 0 | 0 | 0 | 1.3 | 10.3 | 0 | 0 | 0 |  | 0 | -0.28887 | 0 | 0 | 62.9334 | 0 | 0 | 18.7731 | -0.28887
1582 | 0 | 0 | 0 | 0.8 | 8.5 | 0 | 0 | 0 |  | 0 | -0.28887 | 0 | 0 | 62.9094 | 0 | 0 | 18.7731 | -0.28887
1583 | 0 | 0 | 0 | 1.7 | 8.4 | 0 | 0 | 0 |  | 0 | -0.28887 | 0 | 0 | 62.8853 | 0 | 0 | 18.7731 | -0.28887
1584 | 0 | 0 | 0 | 1.2 | 7.7 | 0 | 0 | 0 |  | 0 | -0.28887 | 0 | 0 | 62.8613 | 0 | 2.8836 | 14.3608 | 2.5948
1585 | 0 | 0 | 0 | 2.1 | 7.9 | 0 | 0 | 0 |  | 0 | -0.28887 | 0 | 0 | 62.8372 | 0 | 0 | 14.3608 | -0.28887
1586 | 0 | 0 | 0 | 2 | 6.7 | 0 | 0 | 0 |  | 129.3678 | 25.8734 | 0 | 129.4015 | 52.6592 | 0 | 0 | 14.3608 | 25.8734
1587 | 0 | 0 | 0 | 2.3 | 7.1 | 0 | 0 | 0 |  | 93.1804 | 34.4868 | 0 | 93.2047 | 45.4458 | 2.0539e-06 | 0 | 14.4173 | 33.5
1588 | 0 | 0 | 0 | 2.6 | 7 | 0 | 0 | 0 |  | 101.6979 | 38.4657 | 0 | 101.725 | 37.5477 | 1.5376e-06 | 0 | 14.426 | 37
1589 | 0 | 0 | 0 | 1.3 | 5.2 | 0 | 0 | 0 |  | 113.3591 | 44.1178 | 0 | 113.3902 | 28.7057 | 2.0528e-06 | 0 | 14.4318 | 41.8
1590 | 0 | 0 | 0 | 2.4 | 5.3 | 0 | 0 | 0 |  | 119.8553 | 47.386 | 0 | 119.8892 | 19.3345 | 0 | 0.2319 | 14.0525 | 44.7
1591 | 58 | 10 | 7 | 1.1 | 4.9 | 0 | 0 | 0 |  | 119.8553 | 47.3836 | 0 | 119.8906 | 9.9662 | 0 | 1.9253 | 10.7975 | 46.4
1592 | 531 | 147 | 43 | 1.4 | 7.8 | 10.641 | 2.29e-07 | 15.7911 |  | 87.9313 | 30.9875 | 0 | 77.3113 | 3.9878 | 0 | 0 | 10.7975 | 46.7787
1593 | 769 | 358 | 66 | 1.3 | 11.2 | 183.1108 | 0 | 39.7964 |  | 32.0857 | 6.961 | 151.1271 | 0 | 15.5407 | 0 | 0 | 10.7975 | 46.7
1594 | 885 | 554 | 75 | 1 | 14.2 | 242.6326 | 0 | 56.6488 |  | 25.4902 | 3.975 | 217.2845 | 0 | 32.2171 | 0 | 0 | 10.7975 | 46.1
1595 | 935 | 704 | 82 | 2.6 | 15.7 | 270.2674 | 0 | 70.3736 |  | 25.4901 | 3.3813 | 244.9376 | 0 | 51.0183 | 0 | 0 | 10.7975 | 45.6
1596 | 950 | 794 | 91 | 3.2 | 16.4 | 280.0289 | 0 | 75 |  | 25.49 | 3.8046 | 254.7057 | 0 | 70.5487 | 17.8674 | 0 | 38.3085 | 44
1597 | 910 | 806 | 113 | 3 | 17 | 268.5045 | 0 | 75 |  | 25.49 | 4.6038 | 243.1731 | 0 | 89.1596 | 24.9774 | 0 | 75.1682 | 42.9
1598 | 360 | 549 | 277 | 2.8 | 17.2 | 92.4883 | 0 | 48.7072 |  | 25.4902 | 5.7 | 67.05 | 0 | 94.2937 | 9.5536 | 0 | 89.0846 | 42.2
1599 | 124 | 329 | 249 | 2 | 16.8 | 0 | 0 | 27.0748 |  | 26.9641 | 7.0866 | 0 | 26.9655 | 92.2696 | 0 | 8.312 | 77.0141 | 41.6
1600 | 597 | 461 | 165 | 3.4 | 17.1 | 85.8197 | 0 | 46.214 |  | 26.9641 | 5.9226 | 70.382 | 11.4912 | 96.7318 | 8.1966 | 0 | 89.4509 | 41.4
1601 | 660 | 299 | 80 | 4.5 | 16.1 | 83.9034 | 28.694 | 32.0837 |  | 43.9033 | 12.785 | 40.0282 | 0 | 99.7376 | 0 | 0 | 89.4509 | 44.1
1602 | 304 | 89 | 36 | 3.9 | 14.3 | 0 | 0 | 7.2612 |  | 44.9025 | 14.2144 | 0 | 44.9049 | 96.3384 | 0 | 24.9749 | 51.5066 | 45.8
1603 | 1 | 1 | 1 | 1.8 | 12.1 | 0 | 0 | 0 |  | 98.4697 | 37.2869 | 0 | 98.4753 | 88.7025 | 0 | 9.4564 | 36.9023 | 44.9
1604 | 0 | 0 | 0 | 0.5 | 10.9 | 0 | 0 | 0 |  | 98.4616 | 37.3218 | 0 | 98.4675 | 81.0669 | 0 | 6.8514 | 26.3746 | 42.4
1605 | 0 | 0 | 0 | 1.2 | 9.9 | 0 | 0 | 0 |  | 98.4616 | 37.3191 | 0 | 98.4679 | 73.4314 | 0 | 3.4298 | 21.0314 | 39.1
1606 | 0 | 0 | 0 | 1.6 | 9.3 | 0 | 0 | 0 |  | 98.4616 | 37.3138 | 0 | 98.4683 | 65.7961 | 0 | 1.333 | 18.9582 | 37
1607 | 0 | 0 | 0 | 2.2 | 9.3 | 0 | 0 | 0 |  | 95.6301 | 36.0082 | 0 | 95.637 | 58.3885 | 2.0548e-06 | 0 | 19.0121 | 34.5
1608 | 0 | 0 | 0 | 2.5 | 9.3 | 0 | 0 | 0 |  | 91.0023 | 33.879 | 0 | 91.0093 | 51.3531 | 2.0529e-07 | 0 | 19.0121 | 32.6
1609 | 0 | 0 | 0 | 2.5 | 9.2 | 0 | 0 | 0 |  | 89.0554 | 32.9963 | 0 | 89.0628 | 44.4732 | 1.9974e-09 | 0 | 19.0121 | 31.8
1610 | 0 | 0 | 0 | 1.7 | 7.6 | 0 | 0 | 0 |  | 88.3098 | 32.6553 | 0 | 88.3176 | 37.6533 | 0 | 0 | 19.0121 | 31.5
1611 | 0 | 0 | 0 | 1.8 | 7.1 | 0 | 0 | 0 |  | 88.3098 | 32.6409 | 0 | 88.3182 | 30.834 | 0 | 0 | 19.0121 | 31.5
1612 | 0 | 0 | 0 | 1.4 | 6.9 | 0 | 0 | 0 |  | 88.3098 | 32.6221 | 0 | 88.3189 | 24.0156 | 0 | 0 | 19.0121 | 32.5
1613 | 0 | 0 | 0 | 0.7 | 5.1 | 0 | 0 | 0 |  | 88.3098 | 32.6069 | 0 | 88.3198 | 17.1985 | 0 | 2.1728e-07 | 19.0121 | 32.6069
1614 | 0 | 0 | 0 | 0.6 | 4.5 | 0 | 0 | 0 |  | 67.1525 | 23.2474 | 0 | 67.1609 | 12.0597 | 0 | 0 | 19.0121 | 23.2474
1615 | 89 | 12 | 7 | 0.5 | 4.8 | 0 | 0 | 0.31159 |  | 67.1525 | 23.2057 | 0 | 67.162 | 6.9237 | 0 | 5.1745 | 10.3302 | 28.6918
1616 | 618 | 160 | 37 | 0.7 | 9.5 | 0 | 0 | 17.0428 |  | 67.1525 | 23.1294 | 0 | 67.1634 | 1.7927 | 0 | 0 | 10.3302 | 40.1722
1617 | 839 | 375 | 53 | 0.9 | 14.4 | 138.7936 | 5.16e-06 | 40.7217 |  | 25.4902 | 4.088 | 121.4056 | 8.0225 | 10.4592 | 0 | 0 | 10.3302 | 40.8
1618 | 934 | 572 | 60 | 4 | 16.8 | 255.6087 | 0 | 59.7792 |  | 106.4817 | 38.7908 | 149.2728 | 0 | 21.7439 | 0 | 0 | 10.3302 | 40.4
1619 | 979 | 722 | 65 | 5.1 | 17.7 | 281.4633 | 0 | 73.0516 |  | 106.4814 | 38.418 | 175.1459 | 0 | 35.0514 | 0 | 0 | 10.3302 | 40.1
1620 | 999 | 811 | 67 | 4.7 | 19 | 293.9714 | 0 | 75 |  | 106.4809 | 38.0367 | 187.6626 | 0 | 49.3477 | 0 | 0 | 10.3302 | 39.2
1621 | 999 | 834 | 70 | 5.8 | 19.4 | 293.5833 | 0 | 75 |  | 106.4807 | 37.9707 | 187.2739 | 0 | 63.6393 | 0 | 0 | 10.3302 | 37.4
1622 | 985 | 788 | 71 | 5.5 | 19.4 | 285.9086 | 0 | 75 |  | 106.4807 | 38.0751 | 179.593 | 0 | 77.3659 | 0 | 0 | 10.3302 | 36.1
1623 | 957 | 679 | 67 | 4.7 | 19.4 | 269.4761 | 0 | 68.3209 |  | 104.9739 | 37.58 | 164.6552 | 0 | 89.9736 | 4.2169 | 0 | 17.196 | 35.6
1624 | 894 | 513 | 62 | 4.6 | 19.4 | 233.1 | 0 | 53.4493 |  | 104.0982 | 37.5048 | 129.1592 | 0 | 99.8731 | 24.966 | 0 | 54.8298 | 35.6
1625 | 777 | 313 | 53 | 4.2 | 18.6 | 105.8375 | 26.6095 | 33.7096 |  | 104.0913 | 38.3087 | 1.8017 | 0 | 99.964 | 24.2051 | 0 | 90 | 38.6
1626 | 437 | 100 | 29 | 4.1 | 16.9 | 0 | 0 | 8.3686 |  | 83.1596 | 30.2757 | 0 | 83.1618 | 93.5545 | 0 | 3.4645 | 84.8696 | 40.8
1627 | 1 | 1 | 1 | 3.2 | 14.1 | 0 | 0 | 0 |  | 83.1584 | 30.5291 | 0 | 83.161 | 87.1452 | 0 | 11.6769 | 67.7898 | 40.8
1628 | 0 | 0 | 0 | 2.2 | 11.9 | 0 | 0 | 0 |  | 83.1566 | 30.4188 | 0 | 83.1594 | 80.7372 | 0 | 9.898 | 52.9926 | 39.1
1629 | 0 | 0 | 0 | 1.2 | 10.5 | 0 | 0 | 0 |  | 83.1596 | 30.4554 | 0 | 83.1627 | 74.3273 | 0 | 7.2743 | 42.0151 | 36.6
1630 | 0 | 0 | 0 | 1.2 | 9.5 | 0 | 0 | 0 |  | 83.1598 | 30.4503 | 0 | 83.1632 | 67.9175 | 0 | 4.616 | 34.9985 | 34
1631 | 0 | 0 | 0 | 0.3 | 8 | 0 | 0 | 0 |  | 83.16 | 30.4467 | 0 | 83.1638 | 61.5079 | 0 | 2.3156 | 31.4854 | 31.7
1632 | 0 | 0 | 0 | 1.3 | 7.9 | 0 | 0 | 0 |  | 81.2576 | 29.5993 | 0 | 81.2617 | 55.2493 | 0 | 1.3974 | 29.3772 | 30
1633 | 0 | 0 | 0 | 1.1 | 8.2 | 0 | 0 | 0 |  | 81.2576 | 29.5848 | 0 | 81.2621 | 48.9909 | 0 | 0.499 | 28.6457 | 29.1
1634 | 0 | 0 | 0 | 1.2 | 8.2 | 0 | 0 | 0 |  | 81.2576 | 29.5703 | 0 | 81.2625 | 42.733 | 0 | 0 | 28.6457 | 28.6
1635 | 0 | 0 | 0 | 0.5 | 7.2 | 0 | 0 | 0 |  | 81.4937 | 29.6628 | 0 | 81.4992 | 36.4567 | 0 | 0 | 28.6457 | 28.7
1636 | 0 | 0 | 0 | 1.8 | 8.2 | 0 | 0 | 0 |  | 83.452 | 30.5035 | 0 | 83.4582 | 30.0257 | 0 | 0 | 28.6457 | 29.5
1637 | 0 | 0 | 0 | 1.2 | 8.3 | 0 | 0 | 0 |  | 84.1818 | 30.8112 | 0 | 84.1888 | 23.5374 | 0 | 0 | 28.6457 | 29.8
1638 | 0 | 0 | 0 | 1.4 | 8.1 | 0 | 0 | 0 |  | 86.1502 | 31.6731 | 0 | 86.1582 | 16.8932 | 0 | 0.39008 | 28.1235 | 31
1639 | 104 | 14 | 7 | 0.6 | 7.8 | 0 | 0 | 0.30942 |  | 86.1502 | 31.6434 | 0 | 86.1593 | 10.2512 | 0 | 2.8709 | 23.5516 | 33.8
1640 | 637 | 165 | 35 | 0.7 | 10.5 | 0 | 0 | 17.3007 |  | 86.1502 | 31.5882 | 0 | 86.1607 | 3.6138 | 0 | 0 | 23.5516 | 35.6
1641 | 842 | 378 | 50 | 0.8 | 16.1 | 140.5292 | 0 | 40.3103 |  | 99.7043 | 35.9971 | 72.0099 | 31.112 | 6.6219 | 0 | 0 | 23.5516 | 36.3
1642 | 926 | 571 | 58 | 0.9 | 19.2 | 255.7188 | 0 | 56.2704 |  | 99.7006 | 35.3319 | 156.166 | 0 | 18.5035 | 0 | 0 | 23.5516 | 35.7
1643 | 971 | 720 | 63 | 2.7 | 20.7 | 281.7927 | 0 | 69.9167 |  | 99.6991 | 34.7485 | 182.2584 | 0 | 32.4145 | 0 | 0 | 23.5516 | 36.1
1644 | 984 | 806 | 68 | 4.2 | 20.6 | 289.9581 | 0 | 75 |  | 99.6989 | 34.6853 | 190.4292 | 0 | 46.9667 | 0 | 0 | 23.5516 | 35.7
1645 | 978 | 826 | 74 | 4.3 | 21.1 | 288.907 | 0 | 75 |  | 99.699 | 34.5543 | 189.3769 | 0 | 61.4505 | 0 | 0 | 23.5516 | 34.1
1646 | 965 | 781 | 74 | 4.6 | 21.6 | 280.8974 | 0 | 75 |  | 99.6992 | 34.5034 | 181.3616 | 0 | 75.3308 | 0 | 0 | 23.5516 | 33.1
1647 | 937 | 674 | 70 | 5.9 | 21 | 262.0853 | 0 | 67.3633 |  | 98.1749 | 34.2224 | 164.0619 | 0 | 87.8963 | 0 | 0 | 23.5516 | 32.7
1648 | 881 | 512 | 63 | 5.6 | 21.4 | 228.5522 | 0 | 52.6508 |  | 98.1821 | 34.3784 | 130.5009 | 0 | 97.8906 | 20.7151 | 0 | 54.8635 | 33.1
1649 | 767 | 311 | 51 | 4.5 | 21.5 | 125.886 | 14.5476 | 32.7676 |  | 98.2256 | 34.8968 | 27.7306 | 0 | 99.9819 | 24.0497 | 0 | 90 | 36.9
1650 | 455 | 101 | 29 | 3.3 | 20.4 | 0 | 0 | 8.4404 |  | 87.7742 | 31.588 | 0 | 87.7764 | 93.2079 | 0 | 1.1521 | 88.1883 | 40.1
1651 | 2 | 2 | 1 | 2 | 16.5 | 0 | 0 | 0 |  | 87.7742 | 32.3748 | 0 | 87.7767 | 86.4307 | 0 | 9.3268 | 74.6126 | 40.2
1652 | 0 | 0 | 0 | 1 | 13.6 | 0 | 0 | 0 |  | 87.7725 | 32.5219 | 0 | 87.7753 | 79.6539 | 0 | 7.576 | 63.3771 | 38.6
1653 | 0 | 0 | 0 | 0.4 | 12.5 | 0 | 0 | 0 |  | 87.7725 | 32.5976 | 0 | 87.7756 | 72.8766 | 0 | 4.5367 | 56.653 | 35.6
1654 | 0 | 0 | 0 | 0.6 | 12.1 | 0 | 0 | 0 |  | 87.7724 | 32.6132 | 0 | 87.7759 | 66.0993 | 0 | 1.9282 | 53.8633 | 33
1655 | 0 | 0 | 0 | 0.2 | 11.4 | 0 | 0 | 0 |  | 87.7724 | 32.6402 | 0 | 87.7762 | 59.322 | 1.1044e-09 | 0 | 53.8633 | 31.1
1656 | 0 | 0 | 0 | 0.7 | 11.7 | 0 | 0 | 0 |  | 85.1399 | 31.3087 | 0 | 85.144 | 52.7567 | 2.336e-07 | 0 | 53.8633 | 30
1657 | 0 | 0 | 0 | 0.8 | 11.5 | 0 | 0 | 0 |  | 64.4378 | 22.4634 | 0 | 64.4413 | 47.8271 | 0 | 0 | 53.8633 | 22.4634
1658 | 0 | 0 | 0 | 2.8 | 12.9 | 0 | 0 | 0 |  | 64.4379 | 22.3248 | 0 | 64.4417 | 42.8979 | 0 | 0 | 53.8633 | 22.3248
1659 | 0 | 0 | 0 | 2.5 | 13.1 | 0 | 0 | 0 |  | 64.4379 | 22.2862 | 0 | 64.4421 | 37.969 | 0 | 0 | 53.8633 | 22.2862
1660 | 0 | 0 | 0 | 1.6 | 11.9 | 0 | 0 | 0 |  | 96.1358 | 36.1526 | 0 | 96.1427 | 30.5256 | 0 | 0.60823 | 53.3039 | 35.1
1661 | 0 | 0 | 0 | 1.1 | 11.6 | 0 | 0 | 0 |  | 96.1357 | 36.1492 | 0 | 96.1435 | 23.083 | 0 | 5.6913 | 44.51 | 40.2
1662 | 0 | 0 | 0 | 1.8 | 11.7 | 0 | 0 | 0 |  | 96.1357 | 36.122 | 0 | 96.1444 | 15.6422 | 0 | 8.7819 | 30.6913 | 43.3
1663 | 110 | 15 | 7 | 0.6 | 10.7 | 0 | 0 | 0.32343 |  | 96.1369 | 36.165 | 0 | 96.1469 | 8.2017 | 0 | 10.131 | 13.9359 | 45.1
1664 | 619 | 165 | 37 | 0.7 | 14.9 | 0 | 0 | 16.8512 |  | 81.5925 | 29.549 | 0 | 81.6025 | 1.9302 | 0 | 0 | 13.9359 | 45.3
1665 | 821 | 376 | 52 | 0.6 | 19.8 | 135.9235 | 5.06e-06 | 38.9511 |  | 31.5905 | 7.0971 | 114.4959 | 10.085 | 9.9487 | 0 | 0 | 13.9359 | 45.4
1666 | 909 | 566 | 61 | 0.8 | 22.3 | 251.1423 | 0 | 54.8344 |  | 88.431 | 29.5763 | 162.8566 | 0 | 22.368 | 0 | 0 | 13.9359 | 45.3
1667 | 941 | 709 | 70 | 2.4 | 24 | 272.9516 | 0 | 67.4449 |  | 88.4314 | 28.7274 | 184.6805 | 0 | 36.4788 | 0 | 0 | 13.9359 | 44.9
1668 | 940 | 794 | 86 | 6.8 | 23.2 | 272.9561 | 0 | 75 |  | 88.4312 | 29.0714 | 184.6858 | 0 | 50.596 | 0 | 0 | 13.9359 | 43.6
1669 | 918 | 818 | 108 | 7.2 | 22 | 266.3142 | 0 | 75 |  | 88.431 | 29.6218 | 178.0405 | 0 | 64.2061 | 0 | 0 | 13.9359 | 42.7
1670 | 885 | 776 | 123 | 7.2 | 20.8 | 252.5306 | 0 | 75 |  | 88.4313 | 30.1141 | 164.2484 | 0 | 76.7603 | 0 | 0 | 13.9359 | 41.9
1671 | 827 | 667 | 130 | 7.5 | 19.9 | 226.5768 | 0 | 66.2876 |  | 88.4315 | 30.5724 | 138.2789 | 0 | 87.3245 | 12.3968 | 0 | 33.279 | 41.2
1672 | 763 | 492 | 101 | 7.2 | 18.6 | 192.9709 | 0 | 50.8074 |  | 88.404 | 31.0388 | 104.6801 | 0 | 95.3133 | 24.9743 | 0 | 70.3891 | 40.9
1673 | 642 | 296 | 76 | 6.9 | 17.5 | 132.2563 | 0 | 30.8975 |  | 88.372 | 31.4425 | 43.9607 | 0 | 98.645 | 13.2436 | 0 | 89.6689 | 44.1
1674 | 330 | 95 | 40 | 5.9 | 15.9 | 0 | 0 | 7.7683 |  | 88.4314 | 32.6476 | 0 | 88.4339 | 91.8149 | 0 | 7.6549 | 78.4863 | 46.6
1675 | 0 | 2 | 2 | 5 | 13.6 | 0 | 0 | 0 |  | 88.4296 | 32.8018 | 0 | 88.4324 | 84.9856 | 0 | 14.1025 | 57.3346 | 45.4
1676 | 0 | 0 | 0 | 4 | 12 | 0 | 0 | 0 |  | 91.162 | 34.0642 | 0 | 91.1652 | 77.9383 | 0 | 9.6351 | 42.6878 | 42.1
1677 | 0 | 0 | 0 | 3.7 | 11.4 | 0 | 0 | 0 |  | 91.162 | 34.0857 | 0 | 91.1655 | 70.8909 | 0 | 5.8062 | 33.8249 | 38.3
1678 | 0 | 0 | 0 | 3.2 | 10.7 | 0 | 0 | 0 |  | 91.1634 | 34.027 | 0 | 91.1672 | 63.8425 | 0 | 3.6177 | 28.2587 | 36.2
1679 | 0 | 0 | 0 | 3.2 | 10.3 | 0 | 0 | 0 |  | 91.1637 | 34.0184 | 0 | 91.168 | 56.7944 | 0 | 1.2739 | 26.3309 | 33.9
1680 | 0 | 0 | 0 | 2 | 10.5 | 0 | 0 | 0 |  | 91.1562 | 34.0023 | 0 | 91.1609 | 49.7472 | 0 | 0.0032109 | 26.3831 | 32.6
1681 | 0 | 0 | 0 | 1.6 | 9.3 | 0 | 0 | 0 |  | 90.0285 | 33.4915 | 0 | 90.0336 | 42.7903 | 0 | 0 | 26.3831 | 32.2
1682 | 0 | 0 | 0 | 1.6 | 8.6 | 0 | 0 | 0 |  | 25.4902 | 5.8055 | 0 | 25.4918 | 40.8789 | 0 | 0 | 26.3831 | 5.8055
1683 | 0 | 0 | 0 | 2 | 7.8 | 0 | 0 | 0 |  | 25.4902 | 5.8032 | 0 | 25.4919 | 38.9676 | 0 | 0 | 26.3831 | 5.8032
1684 | 0 | 0 | 0 | 1.9 | 7.6 | 0 | 0 | 0 |  | 100.725 | 38.3466 | 0 | 100.7327 | 31.1523 | 0 | 0 | 26.3831 | 36.6
1685 | 0 | 0 | 0 | 1.3 | 8 | 0 | 0 | 0 |  | 110.1849 | 42.7827 | 0 | 110.1942 | 22.5727 | 0 | 0.91534 | 25.0349 | 41.4
1686 | 0 | 0 | 0 | 1.5 | 8.3 | 0 | 0 | 0 |  | 110.1849 | 42.7669 | 0 | 110.1954 | 13.9951 | 0 | 3.8062 | 18.8818 | 44.3
1687 | 92 | 16 | 9 | 0.3 | 6.8 | 0 | 0 | 0.43687 |  | 110.1849 | 42.7544 | 0 | 110.197 | 5.4215 | 0 | 4.6544 | 11.0178 | 45.6
1688 | 590 | 170 | 43 | 0.2 | 10.6 | 0 | 0 | 16.9714 |  | 50.004 | 15.8432 | 0 | 50.0106 | 1.6401 | 0 | 0 | 11.0178 | 32.8146
1689 | 818 | 385 | 58 | 0.5 | 15.1 | 135.8301 | -5.06e-06 | 40.0073 |  | 28.3311 | 6.0277 | 116.6249 | 9.0488 | 9.9084 | 0 | 0 | 11.0178 | 45.7
1690 | 920 | 582 | 66 | 2 | 17.6 | 254.3004 | 0 | 58.2094 |  | 99.8939 | 35.7277 | 154.5514 | 0 | 21.6809 | 0 | 0 | 11.0178 | 45.4
1691 | 967 | 731 | 70 | 4.1 | 19.7 | 279.4983 | 0 | 71.6408 |  | 100.9295 | 35.5454 | 178.7302 | 0 | 35.3352 | 0 | 0 | 11.0178 | 45
1692 | 985 | 819 | 74 | 4.5 | 20.6 | 290.0786 | 0 | 75 |  | 100.9294 | 35.2163 | 189.3171 | 0 | 49.8186 | 0 | 0 | 11.0178 | 43.6
1693 | 980 | 837 | 77 | 4.8 | 21.2 | 289.0759 | 0 | 75 |  | 100.9296 | 35.0603 | 188.3133 | 0 | 64.2372 | 0 | 0 | 11.0178 | 42.6
1694 | 961 | 789 | 79 | 4.4 | 21.8 | 279.9967 | 0 | 75 |  | 100.9298 | 34.9968 | 179.2277 | 0 | 77.9688 | 0 | 0 | 11.0178 | 42
1695 | 918 | 676 | 79 | 4.5 | 22.4 | 258.3056 | 0 | 65.8612 |  | 100.93 | 35.0431 | 157.5227 | 0 | 90.0419 | 6.9267 | 0 | 22.092 | 41.7
1696 | 855 | 512 | 72 | 4.3 | 21.7 | 223.2748 | 0 | 51.5107 |  | 100.9345 | 35.5427 | 122.4658 | 0 | 99.4268 | 24.9687 | 0 | 59.5689 | 41.6
1697 | 747 | 314 | 57 | 4.3 | 20.6 | 108.4321 | 22.656 | 32.4687 |  | 100.8928 | 36.4165 | 7.5993 | 0 | 99.9682 | 20.9179 | 0 | 90 | 44.7
1698 | 428 | 103 | 34 | 4.1 | 17.3 | 0 | 0 | 8.532 |  | 100.9301 | 37.9689 | 0 | 100.9328 | 92.1393 | 0 | 2.5406 | 86.3308 | 47.2
1699 | 4 | 2 | 2 | 2.5 | 14.3 | 0 | 0 | 0 |  | 100.9301 | 38.3337 | 0 | 100.9331 | 84.3077 | 0 | 9.6527 | 72.2492 | 46
1700 | 0 | 0 | 0 | 1.5 | 12.5 | 0 | 0 | 0 |  | 100.9299 | 38.4463 | 0 | 100.9332 | 76.4749 | 0 | 6.07 | 63.2965 | 42.5
1701 | 0 | 0 | 0 | 1.2 | 11.3 | 0 | 0 | 0 |  | 100.93 | 38.494 | 0 | 100.9337 | 68.6416 | 0 | 2.3068 | 59.9808 | 38.8
1702 | 0 | 0 | 0 | 1.1 | 11.2 | 0 | 0 | 0 |  | 100.9289 | 38.4931 | 0 | 100.933 | 60.8084 | 0 | 0 | 59.9808 | 36.5
1703 | 0 | 0 | 0 | 0.8 | 10.3 | 0 | 0 | 0 |  | 95.0097 | 35.7763 | 0 | 95.014 | 53.4515 | 0 | 0 | 59.9808 | 34.2
1704 | 0 | 0 | 0 | 1.2 | 12.3 | 0 | 0 | 0 |  | 92.778 | 34.7043 | 0 | 92.7828 | 46.2763 | 2.0426e-07 | 0 | 59.9808 | 33.1
1705 | 0 | 0 | 0 | 1.7 | 12.6 | 0 | 0 | 0 |  | 25.4902 | 5.9828 | 0 | 25.4916 | 44.3646 | 0 | 0 | 59.9808 | 5.9828
1706 | 0 | 0 | 0 | 2.9 | 13.5 | 0 | 0 | 0 |  | 25.4902 | 5.813 | 0 | 25.4918 | 42.453 | 0 | 0 | 59.9808 | 5.813
1707 | 0 | 0 | 0 | 2.4 | 15.6 | 0 | 0 | 0 |  | 49.3007 | 15.5474 | 0 | 49.3041 | 38.7132 | 0 | 0 | 59.9808 | 15.5474
1708 | 0 | 0 | 0 | 1.2 | 14 | 0 | 0 | 0 |  | 97.6955 | 36.8279 | 0 | 97.7029 | 31.1431 | 0 | 1.9549 | 57.5384 | 37
1709 | 0 | 0 | 0 | 1.8 | 15.5 | 0 | 0 | 0 |  | 97.6959 | 36.6791 | 0 | 97.7041 | 23.5752 | 0 | 6.8305 | 46.9917 | 41.8
1710 | 0 | 0 | 0 | 1.1 | 14.6 | 0 | 0 | 0 |  | 97.6956 | 36.74 | 0 | 97.7048 | 16.0082 | 0 | 9.5666 | 31.9613 | 44.6
1711 | 79 | 17 | 11 | 1.2 | 13.5 | 0 | 0 | 0.52289 |  | 97.6955 | 36.7978 | 0 | 97.706 | 8.4431 | 0 | 10.3844 | 14.8852 | 46
1712 | 516 | 164 | 43 | 1.7 | 16.4 | 0 | 0 | 15.2393 |  | 88.7241 | 32.549 | 0 | 88.7353 | 1.6037 | 0 | 0 | 14.8852 | 46.5
1713 | 903 | 414 | 50 | 5.7 | 20.9 | 155.5531 | 0 | 43.7913 |  | 25.4902 | 4.764 | 137.5609 | 7.4091 | 11.61 | 0 | 0 | 14.8852 | 46.5
1714 | 976 | 618 | 66 | 7.6 | 22.8 | 265.318 | 0 | 62.4192 |  | 63.9081 | 19.2437 | 201.5635 | 0 | 27.0955 | 0 | 0 | 14.8852 | 46.3
1715 | 977 | 802 | 129 | 9.5 | 24.1 | 276.0175 | 0 | 75 |  | 63.9082 | 18.595 | 212.2714 | 0 | 43.4037 | 0 | 0 | 14.8852 | 45.9
1716 | 1036 | 850 | 62 | 7.4 | 24.7 | 302.7537 | 0 | 75 |  | 63.9082 | 17.9824 | 239.0249 | 0 | 61.7507 | 0 | 0 | 14.8852 | 44.4
1717 | 1007 | 858 | 73 | 6.2 | 24.9 | 296.1062 | 0 | 75 |  | 63.9082 | 18.005 | 232.3742 | 0 | 79.5657 | 0 | 0 | 14.8852 | 43.5
1718 | 907 | 789 | 112 | 6.9 | 23.1 | 260.0433 | 0 | 75 |  | 63.9081 | 19.2576 | 196.2895 | 0 | 94.5866 | 19.2463 | 0 | 44.3582 | 42.6
1719 | 352 | 410 | 183 | 6.5 | 21 | 82.7656 | 0 | 39.0575 |  | 63.9041 | 20.7537 | 18.9088 | 0 | 96.0218 | 16.9108 | 0 | 69.4477 | 42.3
1720 | 434 | 445 | 218 | 5.3 | 20.8 | 101.5455 | 0 | 40.2597 |  | 63.8691 | 20.7365 | 37.7337 | 0 | 98.8801 | 13.8925 | 0 | 90 | 42.3
1721 | 108 | 152 | 115 | 6.8 | 17.9 | 0 | 0 | 12.3743 |  | 63.9074 | 22.1111 | 0 | 63.9094 | 93.9911 | 0 | 11.9038 | 72.2176 | 45.4
1722 | 155 | 66 | 41 | 5.4 | 16.1 | 0 | 0 | 4.9977 |  | 81.7036 | 29.6812 | 0 | 81.7064 | 87.6978 | 0 | 14.7527 | 49.8745 | 48.2
1723 | 2 | 2 | 2 | 4.7 | 14 | 0 | 0 | 0 |  | 101.6578 | 38.6705 | 0 | 101.6616 | 79.8074 | 0 | 10.0312 | 34.474 | 46.7
1724 | 0 | 0 | 0 | 3.8 | 12.3 | 0 | 0 | 0 |  | 101.6576 | 38.7695 | 0 | 101.6617 | 71.9158 | 0 | 6.2673 | 24.722 | 43
1725 | 0 | 0 | 0 | 4 | 11 | 0 | 0 | 0 |  | 101.6565 | 38.8271 | 0 | 101.6611 | 64.0235 | 0 | 2.3669 | 21.0265 | 39.2
1726 | 0 | 0 | 0 | 3.2 | 10.5 | 0 | 0 | 0 |  | 101.6565 | 38.821 | 0 | 101.6616 | 56.1315 | 2.0397e-09 | 0 | 21.0265 | 36.9
1727 | 0 | 0 | 0 | 3.1 | 10.1 | 0 | 0 | 0 |  | 25.4902 | 5.8068 | 0 | 25.4915 | 54.2193 | 0 | 0 | 21.0265 | 5.8068
1728 | 0 | 0 | 0 | 1.9 | 8.9 | 0 | 0 | 0 |  | 25.4902 | 5.8077 | 0 | 25.4917 | 52.3071 | 0 | 0 | 21.0265 | 5.8077
1729 | 0 | 0 | 0 | 0.8 | 8.7 | 0 | 0 | 0 |  | 25.4902 | 5.8036 | 0 | 25.4918 | 50.395 | 0 | 0 | 21.0265 | 5.8036
1730 | 0 | 0 | 0 | 0.7 | 7.3 | 0 | 0 | 0 |  | 25.4902 | 5.8052 | 0 | 25.492 | 48.4829 | 0 | 0 | 21.0265 | 5.8052
1731 | 0 | 0 | 0 | 0.3 | 6 | 0 | 0 | 0 |  | 82.9493 | 30.2852 | 0 | 82.9556 | 42.0905 | 0 | 0 | 21.0265 | 30.2852
1732 | 0 | 0 | 0 | 0.8 | 6.2 | 0 | 0 | 0 |  | 102.4181 | 39.1364 | 0 | 102.4265 | 34.1378 | 1.5257e-06 | 0 | 21.2198 | 37.3
1733 | 0 | 0 | 0 | 1.8 | 6.6 | 0 | 0 | 0 |  | 113.6128 | 44.4326 | 0 | 113.623 | 25.2785 | 2.0532e-06 | 0 | 21.2244 | 41.9
1734 | 0 | 0 | 0 | 2.1 | 6.7 | 0 | 0 | 0 |  | 114.0647 | 44.6383 | 0 | 114.076 | 16.3841 | 0 | 2.8054 | 16.6461 | 44.9
1735 | 155 | 21 | 10 | 1.6 | 6 | 0 | 0 | 0.57256 |  | 114.0647 | 44.6267 | 0 | 114.0775 | 7.4932 | 0 | 3.528 | 10.6656 | 46.2
1736 | 669 | 187 | 39 | 1.6 | 10 | 0 | 0 | 18.7907 |  | 78.6111 | 28.2089 | 0 | 78.6216 | 1.4579 | 0 | 0 | 10.6656 | 46.3
1737 | 871 | 408 | 52 | 1.2 | 13.1 | 151.5859 | 0 | 42.5999 |  | 25.4902 | 4.3023 | 133.7289 | 7.5457 | 11.1383 | 0 | 0 | 10.6656 | 46.1
1738 | 951 | 602 | 59 | 1.5 | 14.8 | 264.4197 | 0 | 59.5291 |  | 122.0139 | 46.249 | 142.5559 | 0 | 21.8926 | 0 | 0 | 10.6656 | 46.1
1739 | 990 | 750 | 64 | 1.1 | 16.1 | 288.9756 | 0 | 70.2298 |  | 122.0137 | 45.84 | 167.1268 | 0 | 34.5829 | 0 | 0 | 10.6656 | 45.6
1740 | 1003 | 835 | 68 | 1.6 | 17.4 | 298.4072 | 0 | 75 |  | 122.0135 | 45.5507 | 176.5617 | 0 | 48.0387 | 0 | 0 | 10.6656 | 43.9
1741 | 1003 | 856 | 69 | 3.5 | 18.3 | 297.8546 | 0 | 75 |  | 122.0133 | 45.4105 | 176.0047 | 0 | 61.4891 | 0 | 0 | 10.6656 | 43.1
1742 | 986 | 807 | 71 | 4.8 | 18.7 | 287.3735 | 0 | 75 |  | 122.0134 | 45.4866 | 165.5115 | 0 | 74.1666 | 0 | 0 | 10.6656 | 42.5
1743 | 954 | 696 | 69 | 5.5 | 18.2 | 268.1057 | 0 | 68.6982 |  | 120.4593 | 45.0499 | 147.7805 | 0 | 85.5141 | 4.217 | 0 | 17.5243 | 42
1744 | 894 | 530 | 63 | 5.4 | 17.5 | 233.5186 | 0 | 53.7846 |  | 119.1754 | 44.8497 | 114.4527 | 0 | 94.3151 | 24.9661 | 0 | 55.1659 | 41.8
1745 | 783 | 327 | 52 | 5 | 16.6 | 171.1582 | 0 | 33.7728 |  | 119.1664 | 45.3241 | 52.066 | 0 | 98.299 | 23.9602 | 0 | 90 | 44.6
1746 | 508 | 113 | 31 | 3.7 | 15.3 | 0 | 0 | 9.2965 |  | 95.8659 | 35.9386 | 0 | 95.8683 | 90.8743 | 0 | 3.7749 | 84.4096 | 47.3
1747 | 9 | 3 | 2 | 2.2 | 13 | 0 | 0 | 0 |  | 95.8865 | 36.2208 | 0 | 95.8892 | 83.4479 | 0 | 11.8504 | 67.042 | 46.2
1748 | 0 | 0 | 0 | 0.8 | 11.3 | 0 | 0 | 0 |  | 95.8635 | 36.1519 | 0 | 95.8666 | 76.0239 | 0 | 8.4712 | 54.4156 | 42.9
1749 | 0 | 0 | 0 | 0.6 | 10.3 | 0 | 0 | 0 |  | 95.8647 | 36.1907 | 0 | 95.8681 | 68.5978 | 0 | 4.6443 | 47.5112 | 39.2
1750 | 0 | 0 | 0 | 0.9 | 9 | 0 | 0 | 0 |  | 95.8647 | 36.1878 | 0 | 95.8685 | 61.1718 | 0 | 2.3008 | 44.1214 | 36.9
1751 | 0 | 0 | 0 | 1 | 8.4 | 0 | 0 | 0 |  | 95.8647 | 36.1806 | 0 | 95.869 | 53.7461 | 0 | 0 | 44.1214 | 34.6
1752 | 0 | 0 | 0 | 0.9 | 8 | 0 | 0 | 0 |  | 32.2566 | 8.5292 | 0 | 32.2582 | 51.3246 | 0 | 0 | 44.1214 | 8.5292
1753 | 0 | 0 | 0 | 0.8 | 7.6 | 0 | 0 | 0 |  | 32.2566 | 8.5239 | 0 | 32.2583 | 48.9031 | 0 | 0 | 44.1214 | 8.5239
1754 | 0 | 0 | 0 | 1.9 | 7.2 | 0 | 0 | 0 |  | 32.2566 | 8.5183 | 0 | 32.2585 | 46.4818 | 0 | 0 | 44.1214 | 8.5183
1755 | 0 | 0 | 0 | 1.7 | 8.6 | 0 | 0 | 0 |  | 93.6753 | 35.127 | 0 | 93.6815 | 39.2328 | 0 | 0 | 44.1214 | 33.7
1756 | 0 | 0 | 0 | 1.5 | 7 | 0 | 0 | 0 |  | 102.1842 | 39.0401 | 0 | 102.1917 | 31.2995 | 2.1261e-10 | 0 | 44.1214 | 37.2
1757 | 0 | 0 | 0 | 1.2 | 7 | 0 | 0 | 0 |  | 112.8932 | 44.0952 | 0 | 112.9024 | 22.4994 | 0 | 0 | 44.1214 | 41.6
1758 | 0 | 0 | 0 | 1 | 6.2 | 0 | 0 | 0 |  | 112.8932 | 44.0861 | 0 | 112.9036 | 13.7013 | 0 | 2.8917 | 40.0261 | 44.5
1759 | 189 | 23 | 10 | 0.8 | 7.3 | 0 | 0 | 0.62996 |  | 112.8932 | 44.0627 | 0 | 112.9052 | 4.9076 | 0 | 3.4632 | 34.6173 | 45.7
1760 | 695 | 195 | 38 | 0.4 | 12.4 | 0 | 0 | 19.016 |  | 44.9468 | 14.3781 | 0 | 44.9526 | 1.5215 | 0 | 13.2479 | 12.4424 | 45.9
1761 | 876 | 414 | 52 | 0.4 | 17.2 | 153.8973 | 0 | 41.5518 |  | 25.4902 | 5.0218 | 135.9594 | 7.4656 | 11.4079 | 0 | 0 | 12.4424 | 45.9
1762 | 958 | 611 | 59 | 1.6 | 19.3 | 266.9335 | 0 | 58.976 |  | 120.0787 | 44.671 | 147.0029 | 0 | 22.5637 | 0 | 0 | 12.4424 | 45.5
1763 | 1001 | 762 | 64 | 2.6 | 20.8 | 291.9607 | 0 | 71.764 |  | 120.0784 | 44.0761 | 172.0447 | 0 | 35.6868 | 0 | 0 | 12.4424 | 45
1764 | 1020 | 851 | 66 | 2.1 | 22.1 | 303.652 | 0 | 75 |  | 120.078 | 43.578 | 183.7405 | 0 | 49.7424 | 0 | 0 | 12.4424 | 43.3
1765 | 1021 | 872 | 67 | 2.2 | 22.8 | 304.7771 | 0 | 75 |  | 120.0777 | 43.3741 | 184.8625 | 0 | 63.9133 | 0 | 0 | 12.4424 | 42.1
1766 | 1007 | 823 | 66 | 3.4 | 23.6 | 295.6789 | 0 | 75 |  | 120.0783 | 43.2876 | 175.7534 | 0 | 77.41 | 0 | 0 | 12.4424 | 41.2
1767 | 974 | 709 | 65 | 3.9 | 24 | 276.3535 | 0 | 67.2055 |  | 119.9329 | 43.3522 | 156.5569 | 0 | 89.4525 | 4.2187 | 0 | 19.2932 | 40.7
1768 | 916 | 541 | 61 | 2 | 23.9 | 243.57 | 0 | 51.9168 |  | 118.2865 | 42.8923 | 125.397 | 0 | 99.1146 | 24.9674 | 0 | 56.8818 | 40.3
1769 | 800 | 334 | 52 | 3.8 | 22.8 | 130.1075 | 23.781 | 33.1767 |  | 118.3587 | 43.8947 | 11.8066 | 0 | 99.9833 | 22.7696 | 0 | 90 | 42.8
1770 | 525 | 118 | 31 | 3.6 | 20.7 | 0 | 0 | 9.2528 |  | 90.7064 | 32.7519 | 0 | 90.7086 | 92.9767 | 0 | 4.2017 | 83.8031 | 45.1
1771 | 10 | 2 | 2 | 2.3 | 17.8 | 0 | 0 | 0 |  | 90.707 | 33.4562 | 0 | 90.7096 | 85.9672 | 0 | 12.044 | 66.093 | 44
1772 | 0 | 0 | 0 | 0.7 | 15.5 | 0 | 0 | 0 |  | 90.7066 | 33.7348 | 0 | 90.7094 | 78.9559 | 0 | 9.0718 | 52.515 | 41.2
1773 | 0 | 0 | 0 | 1.2 | 14.2 | 0 | 0 | 0 |  | 90.7058 | 33.7052 | 0 | 90.7089 | 71.9462 | 0 | 5.8038 | 43.7973 | 38
1774 | 0 | 0 | 0 | 0.8 | 12.4 | 0 | 0 | 0 |  | 90.7045 | 33.835 | 0 | 90.708 | 64.9358 | 0 | 3.9387 | 37.8455 | 36.2
1775 | 0 | 0 | 0 | 1 | 11.5 | 0 | 0 | 0 |  | 90.7044 | 33.8743 | 0 | 90.7084 | 57.9253 | 0 | 1.7065 | 35.3014 | 34
1776 | 0 | 0 | 0 | 1.8 | 11.7 | 0 | 0 | 0 |  | 88.9313 | 33.1023 | 0 | 88.9356 | 51.0562 | 0 | 0.84024 | 34.0743 | 32.4
1777 | 0 | 0 | 0 | 1.3 | 10.4 | 0 | 0 | 0 |  | 88.9323 | 33.0046 | 0 | 88.9371 | 44.1867 | 2.0301e-09 | 0 | 34.0743 | 31.7
1778 | 0 | 0 | 0 | 1 | 9.6 | 0 | 0 | 0 |  | 87.5956 | 32.395 | 0 | 87.6008 | 37.4244 | 1.9975e-09 | 0 | 34.0743 | 31.2
1779 | 0 | 0 | 0 | 1.1 | 9.4 | 0 | 0 | 0 |  | 87.3524 | 32.2697 | 0 | 87.3582 | 30.6821 | 1.0271e-09 | 0 | 34.0743 | 31.1
1780 | 0 | 0 | 0 | 1.3 | 9.3 | 0 | 0 | 0 |  | 87.3524 | 32.2501 | 0 | 87.3589 | 23.9406 | 0 | 0.89834 | 32.7998 | 32
1781 | 0 | 0 | 0 | 1 | 7.9 | 0 | 0 | 0 |  | 87.3524 | 32.2327 | 0 | 87.3598 | 17.2006 | 0 | 1.6931 | 30.1491 | 32.8
1782 | 0 | 0 | 0 | 1.9 | 9.3 | 0 | 0 | 0 |  | 87.3523 | 32.1953 | 0 | 87.3609 | 10.4628 | 0 | 0 | 30.1491 | 32.1953
1783 | 198 | 26 | 11 | 0.4 | 8.4 | 0 | 0 | 0.68787 |  | 87.3523 | 32.1581 | 0 | 87.3623 | 3.7293 | 0 | 6.8887 | 19.0072 | 38.7
1784 | 700 | 202 | 40 | 1.4 | 12.5 | 0 | 0 | 19.5206 |  | 27.2549 | 6.0817 | 0 | 27.2587 | 1.701 | 0 | 4.2164 | 11.9315 | 29.8188
1785 | 880 | 422 | 52 | 0.9 | 17.1 | 155.7625 | 5.75e-06 | 42.1979 |  | 25.4902 | 5.0149 | 137.764 | 7.4022 | 11.7036 | 0 | 0 | 11.9315 | 40.3
1786 | 965 | 620 | 58 | 0.9 | 20.4 | 269.4683 | 0 | 58.126 |  | 106.5767 | 38.0196 | 163.0454 | 0 | 24.1039 | 0 | 0 | 11.9315 | 39.5
1787 | 1007 | 770 | 61 | 1.4 | 22.1 | 294.6698 | 0 | 69.8591 |  | 106.5772 | 37.2834 | 188.2628 | 0 | 38.4729 | 0 | 0 | 11.9315 | 39.5
1788 | 1027 | 858 | 63 | 2.8 | 23 | 305.4933 | 0 | 75 |  | 106.5757 | 36.8353 | 199.0939 | 0 | 53.696 | 0 | 0 | 11.9315 | 38.4
1789 | 1031 | 881 | 64 | 3.2 | 23.8 | 307.2826 | 0 | 75 |  | 106.5753 | 36.5379 | 200.8836 | 0 | 69.0766 | 0 | 0 | 11.9315 | 36.6
1790 | 1021 | 833 | 63 | 5.4 | 24 | 297.8609 | 0 | 75 |  | 106.5754 | 36.6207 | 191.4543 | 0 | 83.7518 | 0 | 0 | 11.9315 | 35.3
1791 | 988 | 718 | 62 | 5.9 | 24.1 | 278.3626 | 0 | 68.6776 |  | 105.8063 | 36.4839 | 172.7112 | 0 | 97.0072 | 0 | 0 | 11.9315 | 35.1
1792 | 924 | 547 | 58 | 6 | 23.8 | 142.1389 | 48.7563 | 53.5868 |  | 103.1615 | 36.3255 | 39.0535 | 0 | 99.9767 | 0 | 0 | 11.9315 | 35.1
1793 | 806 | 339 | 50 | 5.6 | 22.8 | 103.4969 | 32.9041 | 33.3396 |  | 103.1959 | 36.8191 | 0 | -0.35559 | 99.9628 | 19.4953 | 0 | 41.8336 | 37.8
1794 | 522 | 121 | 32 | 4.4 | 21.4 | 0 | 0 | 9.214 |  | 92.3934 | 33.2838 | 0 | 92.3959 | 92.8226 | 0.92971 | 0 | 43.1234 | 40.5
1795 | 17 | 3 | 3 | 3.6 | 18.6 | 0 | 0 | 0 |  | 92.3942 | 34.0704 | 0 | 92.397 | 85.6793 | 0 | 8.0306 | 30.6945 | 40.6
1796 | 0 | 0 | 0 | 2.1 | 15.5 | 0 | 0 | 0 |  | 92.3936 | 34.4533 | 0 | 92.3967 | 78.5335 | 0 | 5.8832 | 21.3608 | 38.7
1797 | 0 | 0 | 0 | 1 | 13.4 | 0 | 0 | 0 |  | 92.3918 | 34.4911 | 0 | 92.3953 | 71.3889 | 0 | 2.9853 | 16.5488 | 35.9
1798 | 0 | 0 | 0 | 0.3 | 12.3 | 0 | 0 | 0 |  | 92.3917 | 34.5575 | 0 | 92.3955 | 64.2439 | 0 | 0.4564 | 15.8322 | 33.4
1799 | 0 | 0 | 0 | 0.2 | 11.3 | 0 | 0 | 0 |  | 88.2244 | 32.8294 | 0 | 88.2284 | 57.4307 | 1.0704e-09 | 0 | 15.8322 | 31.3
1800 | 0 | 0 | 0 | 0.7 | 10.3 | 0 | 0 | 0 |  | 84.2848 | 30.9265 | 0 | 84.289 | 50.9318 | 0 | 0 | 15.8322 | 29.8
1801 | 0 | 0 | 0 | 1 | 10.3 | 0 | 0 | 0 |  | 82.3308 | 30.0436 | 0 | 82.3354 | 44.5888 | 0 | 0 | 15.8322 | 29
1802 | 0 | 0 | 0 | 0.7 | 10 | 0 | 0 | 0 |  | 81.2648 | 29.5607 | 0 | 81.2698 | 38.3307 | 0 | 0 | 15.8322 | 28.6
1803 | 0 | 0 | 0 | 1.6 | 10.3 | 0 | 0 | 0 |  | 81.5999 | 29.689 | 0 | 81.6056 | 32.0466 | 0 | 0 | 15.8322 | 28.7
1804 | 0 | 0 | 0 | 2.6 | 10.8 | 0 | 0 | 0 |  | 82.9423 | 30.2562 | 0 | 82.9487 | 25.6569 | 0 | 0 | 15.8322 | 29.2
1805 | 0 | 0 | 0 | 2.4 | 10.8 | 0 | 0 | 0 |  | 82.9429 | 30.2323 | 0 | 82.95 | 19.2684 | 0 | 0 | 15.8322 | 29.2
1806 | 0 | 0 | 0 | 1.7 | 10 | 0 | 0 | 0 |  | 86.8657 | 31.9721 | 0 | 86.8742 | 12.5685 | 0 | 0 | 15.8322 | 30.9
1807 | 203 | 28 | 11 | 2.1 | 9.7 | 0 | 0 | 0.69505 |  | 93.4404 | 34.9095 | 0 | 93.4511 | 5.3466 | 0 | 0 | 15.8322 | 33.6
1808 | 720 | 210 | 39 | 1.5 | 14.1 | 65.2244 | 0 | 19.7902 |  | 101.5451 | 37.3179 | 13.8948 | 50.1893 | 2.4583 | 0 | 0 | 15.8322 | 35.5
1809 | 897 | 434 | 53 | 0.7 | 18.9 | 224.9496 | 0 | 42.5374 |  | 105.1267 | 38.0613 | 119.9489 | 0 | 11.5551 | 0 | 0 | 15.8322 | 36.4
1810 | 971 | 632 | 61 | 2.7 | 21.8 | 270.8481 | 0 | 60.2397 |  | 105.127 | 36.9964 | 165.8764 | 0 | 24.2216 | 0 | 0 | 15.8322 | 36.2
1811 | 989 | 771 | 69 | 1.7 | 23.9 | 289.2025 | 0 | 69.3816 |  | 105.1254 | 36.0974 | 184.2434 | 0 | 38.3189 | 0 | 0 | 15.8322 | 36.6
1812 | 1001 | 856 | 75 | 4.7 | 25.4 | 295.4535 | 0 | 75 |  | 105.1266 | 35.4576 | 190.4961 | 0 | 52.9102 | 0 | 0 | 15.8322 | 36.3
1813 | 1006 | 877 | 74 | 4.1 | 25.5 | 298.5433 | 0 | 75 |  | 105.1267 | 35.3739 | 193.5865 | 0 | 67.7516 | 0 | 0 | 15.8322 | 34.4
1814 | 980 | 821 | 76 | 4.7 | 25.6 | 285.9496 | 0 | 75 |  | 101.8941 | 33.9896 | 184.2171 | 0 | 81.8927 | 0 | 0 | 15.8322 | 33.2
1815 | 952 | 711 | 74 | 5.2 | 25.9 | 268.4205 | 0 | 66.6107 |  | 100.4376 | 33.3933 | 168.1338 | 0 | 94.8055 | 0.27712 | 0 | 16.3499 | 32.7
1816 | 909 | 549 | 65 | 6 | 25.8 | 167.6997 | 35.828 | 52.8873 |  | 99.9186 | 33.9236 | 67.8766 | 0 | 99.9969 | 24.9652 | 0 | 54.0515 | 33.3
1817 | 786 | 343 | 59 | 5.8 | 24.9 | 100.2644 | 32.2769 | 33.1571 |  | 99.9586 | 34.566 | 0 | -0.36189 | 99.9855 | 24.7249 | 0 | 90 | 36.5
1818 | 501 | 125 | 39 | 4.7 | 23.4 | 0 | 0 | 9.3412 |  | 77.2207 | 26.1694 | 0 | 77.2226 | 94.05 | 0 | 4.7325 | 82.9538 | 40
1819 | 13 | 3 | 3 | 2.2 | 20.7 | 0 | 0 | 0 |  | 77.2212 | 27.1976 | 0 | 77.2233 | 88.1129 | 0 | 13.7469 | 62.6797 | 40
1820 | 0 | 0 | 0 | 1.7 | 18.4 | 0 | 0 | 0 |  | 77.2208 | 27.6355 | 0 | 77.2232 | 82.1749 | 0 | 11.6368 | 45.1189 | 38.1
1821 | 0 | 0 | 0 | 1.3 | 17.1 | 0 | 0 | 0 |  | 77.2222 | 27.6743 | 0 | 77.2249 | 76.2371 | 0 | 8.7424 | 31.7204 | 35.3
1822 | 0 | 0 | 0 | 1.3 | 14.4 | 0 | 0 | 0 |  | 77.2186 | 27.7431 | 0 | 77.2215 | 70.2999 | 0 | 6.1003 | 22.1636 | 32.8
1823 | 0 | 0 | 0 | 1.2 | 13.6 | 0 | 0 | 0 |  | 77.2186 | 27.8204 | 0 | 77.2218 | 64.3626 | 0 | 0 | 22.1636 | 27.8204
1824 | 0 | 0 | 0 | 1.8 | 13.6 | 0 | 0 | 0 |  | 25.4902 | 5.8102 | 0 | 25.4914 | 62.4498 | 0 | 0 | 22.1636 | 5.8102
1825 | 0 | 0 | 0 | 1.7 | 12.8 | 0 | 0 | 0 |  | 25.4902 | 5.9604 | 0 | 25.4915 | 60.5371 | 0 | 0 | 22.1636 | 5.9604
1826 | 0 | 0 | 0 | 2 | 12.6 | 0 | 0 | 0 |  | 25.4902 | 5.984 | 0 | 25.4916 | 58.6245 | 0 | 0 | 22.1636 | 5.984
1827 | 0 | 0 | 0 | 3.7 | 11.4 | 0 | 0 | 0 |  | 40.2697 | 11.916 | 0 | 40.2721 | 55.5873 | 0 | 0 | 22.1636 | 11.916
1828 | 0 | 0 | 0 | 3.6 | 11.4 | 0 | 0 | 0 |  | 95.6066 | 35.9586 | 0 | 95.6129 | 48.1845 | 1.6545e-06 | 0 | 22.4051 | 34.3
1829 | 0 | 0 | 0 | 2.5 | 10.8 | 0 | 0 | 0 |  | 105.647 | 40.6447 | 0 | 105.6545 | 39.9708 | 2.067e-06 | 0 | 22.4152 | 38.5
1830 | 0 | 0 | 0 | 3.2 | 10 | 0 | 0 | 0 |  | 106.2044 | 40.8975 | 0 | 106.2127 | 31.7128 | 0 | 2.9456 | 17.6323 | 41.8
1831 | 72 | 24 | 16 | 4 | 9 | 0 | 0 | 0.80191 |  | 106.2044 | 40.8887 | 0 | 106.2135 | 23.4558 | 0 | 4.0372 | 10.7974 | 43.7
1832 | 442 | 183 | 73 | 4.3 | 11.2 | 6.3816 | 0 | 16.3389 |  | 80.521 | 28.1736 | 0 | 74.1432 | 17.7473 | 0 | 0 | 10.7974 | 44
1833 | 435 | 375 | 195 | 6 | 13.6 | 94.8974 | 0 | 35.0972 |  | 36.3887 | 9.516 | 58.562 | 0 | 22.2623 | 0 | 0 | 10.7974 | 44.3
1834 | 338 | 449 | 240 | 6.2 | 14.2 | 76.8903 | 0 | 39.5904 |  | 25.4902 | 4.7448 | 51.4441 | 0 | 26.2254 | 0 | 2.7756e-15 | 10.7974 | 44.2
1835 | 652 | 694 | 224 | 6.8 | 15.6 | 178.7129 | 0 | 65.397 |  | 25.4902 | 4.0725 | 153.3269 | 0 | 37.9579 | 0 | 0 | 10.7974 | 44.2
1836 | 446 | 662 | 301 | 8 | 14.9 | 114.8356 | 0 | 60.2008 |  | 25.4902 | 4.5041 | 89.4117 | 0 | 44.8083 | 11.4609 | 0 | 28.7902 | 42.8
1837 | 798 | 917 | 268 | 7.8 | 16.2 | 227.6318 | 0 | 75 |  | 25.49 | 4.0772 | 202.272 | 0 | 60.2483 | 24.9725 | 0 | 66.0451 | 41.7
1838 | 208 | 492 | 322 | 7.8 | 15.5 | 0 | 0 | 40.4572 |  | 25.4902 | 5.2809 | 0 | 25.4916 | 58.3357 | 5.2803 | 0 | 73.6974 | 40.4579
1839 | 312 | 546 | 328 | 7.7 | 15.6 | 0 | 0 | 47.1337 |  | 25.4902 | 5.3266 | 0 | 25.4917 | 56.4231 | 10.5982 | 0 | 89.7179 | 40.3
1840 | 36 | 225 | 204 | 7.3 | 14.3 | 0 | 0 | 16.4454 |  | 69.7575 | 24.6992 | 0 | 69.7621 | 51.0743 | 0 | 0 | 89.7179 | 40.1
1841 | 1 | 157 | 155 | 6.9 | 13.2 | 0 | 0 | 10.5881 |  | 90.6541 | 33.6781 | 0 | 90.6605 | 44.069 | 0 | 0 | 89.7179 | 42.8
1842 | 0 | 37 | 36 | 5.7 | 12.1 | 0 | 0 | 2.1567 |  | 117.3657 | 45.9941 | 0 | 117.3748 | 34.9088 | 0 | 0.62227 | 89.5105 | 45.3
1843 | 0 | 1 | 1 | 5.6 | 11.4 | 0 | 0 | 0 |  | 120.0942 | 47.3389 | 0 | 120.1043 | 25.5266 | 0 | 0.0057419 | 89.6669 | 44.3
1844 | 0 | 0 | 0 | 4.6 | 11.1 | 0 | 0 | 0 |  | 112.3653 | 43.8053 | 0 | 112.3759 | 16.7707 | 0 | 0.0027801 | 89.7751 | 41.2
1845 | 0 | 0 | 0 | 3.7 | 10.8 | 0 | 0 | 0 |  | 103.2079 | 39.4396 | 0 | 103.2189 | 8.7601 | 0 | 0 | 89.7751 | 37.5
1846 | 0 | 0 | 0 | 2.8 | 10.8 | 0 | 0 | 0 |  | 97.838 | 36.8994 | 0 | 97.8503 | 1.1887 | 0 | 0 | 89.7751 | 35.3
1847 | 0 | 0 | 0 | 2.8 | 10.6 | 0 | 0 | 0 |  | 0 | -0.28887 | 0 | 0 | 1.1854 | 0 | 0 | 89.7751 | -0.28887
1848 | 0 | 0 | 0 | 2.7 | 10.5 | 0 | 0 | 0 |  | 0 | -0.28887 | 0 | 0 | 1.1821 | 0 | 0 | 89.7751 | -0.28887
1849 | 0 | 0 | 0 | 2.4 | 10.3 | 0 | 0 | 0 |  | 0 | -0.28887 | 0 | 0 | 1.1788 | 0 | 0 | 89.7751 | -0.28887
1850 | 0 | 0 | 0 | 2.2 | 10.3 | 0 | 0 | 0 |  | 0 | -0.28887 | 0 | 0 | 1.1754 | 0 | 0 | 89.7751 | -0.28887
1851 | 0 | 0 | 0 | 2.2 | 10.2 | 0 | 0 | 0 |  | 0 | -0.28887 | 0 | 0 | 1.1721 | 0 | 0 | 89.7751 | -0.28887
1852 | 0 | 0 | 0 | 1.8 | 10.2 | 0 | 0 | 0 |  | 0 | -0.28887 | 0 | 0 | 1.1688 | 0 | 0 | 89.7751 | -0.28887
1853 | 0 | 0 | 0 | 1.5 | 10.1 | 0 | 0 | 0 |  | 0 | -0.28887 | 0 | 0 | 1.1655 | 0 | 0 | 89.7751 | -0.28887
1854 | 0 | 0 | 0 | 1.5 | 10.1 | 0 | 0 | 0 |  | 0 | -0.28887 | 0 | 0 | 1.1623 | 0 | 24.9658 | 51.1185 | 24.6769
1855 | 0 | 12 | 12 | 1.3 | 10 | 0 | 0 | 0.53383 |  | 0 | -0.28887 | 0 | 0 | 1.159 | 0 | 20.9238 | 17.2533 | 21.1688
1856 | 27 | 112 | 103 | 1.2 | 10.5 | 0 | 0 | 7.8088 |  | 0 | -0.28887 | 0 | 0 | 1.1557 | 0 | 0 | 17.2533 | 7.5199
1857 | 15 | 213 | 203 | 2.1 | 11.2 | 0 | 0 | 14.6549 |  | 0 | -0.28887 | 0 | 0 | 1.1524 | 0 | 0 | 17.2533 | 14.366
1858 | 0 | 280 | 276 | 1.2 | 12.2 | 0 | 0 | 18.7877 |  | 0 | -0.28887 | 0 | 0 | 1.1492 | 0 | 0 | 17.2533 | 18.4988
1859 | 6 | 398 | 387 | 2.1 | 13.4 | 0 | 0 | 27.1244 |  | 0 | -0.28887 | 0 | 0 | 1.1459 | 0 | 0 | 17.2533 | 26.8355
1860 | 69 | 499 | 434 | 3.7 | 14.6 | 0 | 0 | 37.3445 |  | 0 | -0.28887 | 0 | 0 | 1.1427 | 0 | 0 | 17.2533 | 37.0557
1861 | 140 | 499 | 375 | 5.6 | 14.7 | 0 | 0 | 39.881 |  | 0 | -0.28887 | 0 | 0 | 1.1394 | 0 | 0 | 17.2533 | 39.5921
1862 | 296 | 581 | 347 | 4 | 15.4 | 0 | 0 | 49.5083 |  | 0 | -0.28887 | 0 | 0 | 1.1362 | 24.9822 | 0 | 55.219 | 24.2372
1863 | 14 | 225 | 212 | 4 | 15.4 | 0 | 0 | 14.8224 |  | 0 | -0.28887 | 0 | 0 | 1.133 | 0 | 0 | 55.219 | 14.5335
1864 | 1 | 125 | 122 | 5.7 | 13.7 | 0 | 0 | 7.8577 |  | 0 | -0.28887 | 0 | 0 | 1.1298 | 0 | 0 | 55.219 | 7.5688
1865 | 93 | 141 | 104 | 5.7 | 12.7 | 0 | 0 | 10.9813 |  | 0 | -0.28887 | 0 | 0 | 1.1265 | 0 | 21.2102 | 21.5764 | 31.9026
1866 | 69 | 78 | 63 | 6.3 | 11.7 | 0 | 0 | 5.2614 |  | 0 | -0.28887 | 0 | 0 | 1.1233 | 0 | 0 | 21.5764 | 4.9725
1867 | 0 | 2 | 2 | 5.1 | 10 | 0 | 0 | 0 |  | 0 | -0.28887 | 0 | 0 | 1.1201 | 0 | 0 | 21.5764 | -0.28887
1868 | 0 | 0 | 0 | 5.1 | 9.2 | 0 | 0 | 0 |  | 0 | -0.28887 | 0 | 0 | 1.1168 | 0 | 0 | 21.5764 | -0.28887
1869 | 0 | 0 | 0 | 4.3 | 8.8 | 0 | 0 | 0 |  | 0 | -0.28887 | 0 | 0 | 1.1136 | 0 | 0 | 21.5764 | -0.28887
1870 | 0 | 0 | 0 | 3 | 8.3 | 0 | 0 | 0 |  | 0 | -0.28887 | 0 | 0 | 1.1104 | 0 | 0 | 21.5764 | -0.28887
1871 | 0 | 0 | 0 | 3 | 8.4 | 0 | 0 | 0 |  | 0 | -0.28887 | 0 | 0 | 1.1071 | 0 | 0 | 21.5764 | -0.28887
1872 | 0 | 0 | 0 | 2.1 | 7 | 0 | 0 | 0 |  | 0 | -0.28887 | 0 | 0 | 1.1039 | 0 | 0 | 21.5764 | -0.28887
1873 | 0 | 0 | 0 | 2.6 | 6.3 | 0 | 0 | 0 |  | 0 | -0.28887 | 0 | 0 | 1.1007 | 0 | 0 | 21.5764 | -0.28887
1874 | 0 | 0 | 0 | 2.7 | 6.7 | 0 | 0 | 0 |  | 0 | -0.28887 | 0 | 0 | 1.0974 | 0 | 0 | 21.5764 | -0.28887
1875 | 0 | 0 | 0 | 2.1 | 6.4 | 0 | 0 | 0 |  | 0 | -0.28887 | 0 | 0 | 1.0942 | 0 | 0 | 21.5764 | -0.28887
1876 | 0 | 0 | 0 | 1.3 | 5.9 | 0 | 0 | 0 |  | 0 | -0.28887 | 0 | 0 | 1.091 | 0 | 0 | 21.5764 | -0.28887
1877 | 0 | 0 | 0 | 0.9 | 5.5 | 0 | 0 | 0 |  | 0 | -0.28887 | 0 | 0 | 1.0878 | 0 | 0 | 21.5764 | -0.28887
1878 | 0 | 0 | 0 | 1.2 | 6.1 | 0 | 0 | 0 |  | 0 | -0.28887 | 0 | 0 | 1.0846 | 0 | 6.6557 | 10.586 | 6.3669
1879 | 207 | 36 | 16 | 2.1 | 6.3 | 0 | 0 | 1.037 |  | 0 | -0.28887 | 0 | 0 | 1.0814 | 0 | 0 | 10.586 | 0.74815
1880 | 682 | 223 | 50 | 2.7 | 8.5 | 61.8191 | 0 | 20.6541 |  | 0 | -1.4051 | 61.8556 | 0 | 5.5107 | 0 | 0 | 10.586 | 19.2489
1881 | 839 | 465 | 95 | 5.7 | 10.7 | 207.0009 | 0 | 46.8699 |  | 0 | -1.6725 | 207.123 | 0 | 20.9885 | 0 | 0 | 10.586 | 45.1975
1882 | 755 | 563 | 113 | 5.3 | 11.9 | 203.8998 | 0 | 56.0093 |  | 0 | -1.6547 | 204.0198 | 0 | 36.4385 | 0 | 0 | 10.586 | 46.3
1883 | 628 | 699 | 238 | 5.7 | 12.8 | 172.7021 | 0 | 64.7899 |  | 0 | -1.4994 | 172.8035 | 0 | 49.5583 | 0 | 0 | 10.586 | 46.2
1884 | 708 | 828 | 263 | 6.4 | 14.1 | 200.2612 | 0 | 75 |  | 0 | -1.6341 | 200.3785 | 0 | 64.7903 | 7.103 | 0 | 21.9497 | 44.6
1885 | 187 | 500 | 339 | 6.6 | 13.2 | 0 | 0 | 41.0441 |  | 0 | -0.37147 | 0 | 0 | 64.7663 | 0 | 2.6479 | 17.6379 | 43.3205
1886 | 555 | 780 | 346 | 8.1 | 12.5 | 83.9202 | 0 | 70.6977 |  | 0 | -1.4806 | 83.9692 | 0 | 71.1342 | 24.9673 | 0 | 55.2933 | 42.9
1887 | 548 | 680 | 305 | 7.1 | 12.9 | 142.2919 | 0 | 61.8892 |  | 0 | -1.3782 | 142.3739 | 0 | 81.9473 | 18.3695 | 0 | 82.161 | 42.1414
1888 | 611 | 544 | 202 | 7.1 | 13.4 | 151.0165 | 0 | 50.1129 |  | 0 | -1.4099 | 151.1029 | 0 | 93.4218 | 4.2803 | 0 | 88.6563 | 42.1
1889 | 179 | 198 | 118 | 7.4 | 11.7 | 0 | 0 | 15.8354 |  | 0 | -0.37147 | 0 | 0 | 93.3969 | 0 | 24.9785 | 50.7926 | 40.4424
1890 | 103 | 77 | 55 | 6.1 | 9.7 | 0 | 0 | 5.1097 |  | 0 | -0.28887 | 0 | 0 | 93.3718 | 0 | 21.0658 | 17.0897 | 25.8866
1891 | 0 | 2 | 2 | 5 | 8.8 | 0 | 0 | 0 |  | 0 | -0.28887 | 0 | 0 | 93.3468 | 0 | 0 | 17.0897 | -0.28887
1892 | 0 | 0 | 0 | 4.5 | 8.3 | 0 | 0 | 0 |  | 0 | -0.28887 | 0 | 0 | 93.3217 | 0 | 0 | 17.0897 | -0.28887
1893 | 0 | 0 | 0 | 4.6 | 8.3 | 0 | 0 | 0 |  | 0 | -0.28887 | 0 | 0 | 93.2966 | 0 | 0 | 17.0897 | -0.28887
1894 | 0 | 0 | 0 | 2.3 | 7.6 | 0 | 0 | 0 |  | 0 | -0.28887 | 0 | 0 | 93.2715 | 0 | 0 | 17.0897 | -0.28887
1895 | 0 | 0 | 0 | 1.3 | 6.2 | 0 | 0 | 0 |  | 0 | -0.28887 | 0 | 0 | 93.2464 | 0 | 0 | 17.0897 | -0.28887
1896 | 0 | 0 | 0 | 1.9 | 5.1 | 0 | 0 | 0 |  | 0 | -0.28887 | 0 | 0 | 93.2211 | 0 | 0 | 17.0897 | -0.28887
1897 | 0 | 0 | 0 | 1 | 4.9 | 0 | 0 | 0 |  | 0 | -0.28887 | 0 | 0 | 93.1959 | 0 | 0 | 17.0897 | -0.28887
1898 | 0 | 0 | 0 | 1.5 | 3.5 | 0 | 0 | 0 |  | 0 | -0.28887 | 0 | 0 | 93.1706 | 0 | 0 | 17.0897 | -0.28887
1899 | 0 | 0 | 0 | 4 | 7.1 | 0 | 0 | 0 |  | 0 | -0.28887 | 0 | 0 | 93.1455 | 0 | 0 | 17.0897 | -0.28887
1900 | 0 | 0 | 0 | 5.1 | 7.8 | 0 | 0 | 0 |  | 0 | -0.28887 | 0 | 0 | 93.1204 | 0 | 0 | 17.0897 | -0.28887
1901 | 0 | 0 | 0 | 3.7 | 7.6 | 0 | 0 | 0 |  | 0 | -0.28887 | 0 | 0 | 93.0954 | 0 | 4.0799 | 10.6342 | 3.791
1902 | 0 | 0 | 0 | 4.2 | 7.8 | 0 | 0 | 0 |  | 0 | -0.28887 | 0 | 0 | 93.0703 | 0 | 0 | 10.6342 | -0.28887
1903 | 192 | 36 | 16 | 3.9 | 8.1 | 0 | 0 | 1.0239 |  | 129.7225 | 26.0371 | 0 | 129.7479 | 82.8623 | 0 | 0 | 10.6342 | 27.061
1904 | 688 | 225 | 47 | 4.1 | 9.4 | 63.4141 | 0 | 20.6513 |  | 76.0232 | 25.7929 | 25.5269 | 38.1126 | 81.8603 | 0 | 0 | 10.6342 | 46.4442
1905 | 853 | 446 | 66 | 6.6 | 10.5 | 210.3303 | 0 | 45.195 |  | 36.0984 | 8.5333 | 174.3495 | 0 | 95.1853 | 7.0718 | 0 | 21.9456 | 46.5
1906 | 791 | 591 | 114 | 6.7 | 11.2 | 73.4452 | 55.3073 | 58.6661 |  | 25.5154 | 4.9258 | 47.9655 | 0 | 98.8466 | 16.4365 | 0 | 46.9968 | 46.3
1907 | 271 | 437 | 240 | 6 | 11.5 | 0 | 0 | 39.0544 |  | 25.4902 | 5.9328 | 0 | 25.4942 | 96.9322 | 0 | 1.187 | 45.0807 | 45.9
1908 | 232 | 540 | 347 | 6.4 | 12.5 | 0 | 0 | 46.2418 |  | 25.4902 | 5.877 | 0 | 25.4943 | 95.018 | 7.4846 | 0 | 56.546 | 44.4
1909 | 31 | 320 | 287 | 5.9 | 12.5 | 0 | 0 | 23.0411 |  | 25.4902 | 5.8734 | 0 | 25.4944 | 93.1037 | 0 | 14.8825 | 33.3439 | 43.6
1910 | 360 | 565 | 278 | 6.4 | 13.3 | 0 | 0 | 49.714 |  | 25.4901 | 5.7253 | 0 | 25.4944 | 91.1896 | 12.4453 | 0 | 52.157 | 42.9
1911 | 176 | 413 | 282 | 6.8 | 13.2 | 0 | 0 | 33.3876 |  | 25.4901 | 5.7377 | 0 | 25.4945 | 89.2754 | 0 | 3.3618 | 47.0864 | 42.4
1912 | 737 | 563 | 159 | 5.9 | 13.7 | 125.4267 | -4.79e-06 | 53.6036 |  | 25.4901 | 4.3121 | 108.5155 | 8.5894 | 96.7114 | 15.5408 | 0 | 70.4476 | 42.2
1913 | 427 | 240 | 95 | 5.8 | 12.9 | 83.9751 | 0 | 23.668 |  | 56.0094 | 17.6636 | 27.951 | 0 | 98.7129 | 0 | 3.763 | 64.7698 | 44.8
1914 | 423 | 126 | 47 | 6.2 | 11.9 | 0 | 0 | 9.1338 |  | 69.1882 | 23.8994 | 0 | 69.199 | 93.4062 | 0 | 15.5554 | 40.9075 | 48.2
1915 | 17 | 5 | 4 | 4.9 | 10 | 0 | 0 | 0 |  | 108.048 | 41.6363 | 0 | 108.0653 | 84.995 | 0 | 7.4877 | 29.2385 | 47.1
1916 | 0 | 0 | 0 | 3.5 | 9 | 0 | 0 | 0 |  | 108.048 | 41.6364 | 0 | 108.0657 | 76.5839 | 0 | 3.8926 | 23.1512 | 43.5
1917 | 0 | 0 | 0 | 2.8 | 9.2 | 0 | 0 | 0 |  | 108.0479 | 41.6302 | 0 | 108.066 | 68.173 | 0 | 0 | 23.1512 | 39.6
1918 | 0 | 0 | 0 | 2.8 | 9.5 | 0 | 0 | 0 |  | 102.2029 | 38.859 | 0 | 102.2204 | 60.2345 | 0 | 0 | 23.1512 | 37.2
1919 | 0 | 0 | 0 | 3.7 | 8.8 | 0 | 0 | 0 |  | 96.3513 | 36.1226 | 0 | 96.3682 | 52.7675 | 0 | 0 | 23.1512 | 34.8
1920 | 0 | 0 | 0 | 2.8 | 7.9 | 0 | 0 | 0 |  | 93.1888 | 34.6563 | 0 | 93.2056 | 45.5549 | 0 | 0 | 23.1512 | 33.5
1921 | 0 | 0 | 0 | 3.8 | 6.9 | 0 | 0 | 0 |  | 91.7209 | 33.9697 | 0 | 91.738 | 38.4606 | 0 | 0 | 23.1512 | 32.9
1922 | 0 | 0 | 0 | 1.9 | 6.6 | 0 | 0 | 0 |  | 85.1569 | 30.9896 | 0 | 85.1734 | 31.891 | 0 | 0 | 23.1512 | 30.9896
1923 | 0 | 0 | 0 | 0.6 | 5.1 | 0 | 0 | 0 |  | 85.1569 | 30.9779 | 0 | 85.174 | 25.3222 | 0 | 3.4816 | 17.7017 | 33.7
1924 | 0 | 0 | 0 | 1.2 | 4.7 | 0 | 0 | 0 |  | 85.1569 | 30.9573 | 0 | 85.1748 | 18.7545 | 0 | 4.0722 | 10.8059 | 35.0295
1925 | 0 | 0 | 0 | 3.4 | 5.4 | 0 | 0 | 0 |  | 85.1569 | 30.9259 | 0 | 85.1758 | 12.1888 | 0 | 0 | 10.8059 | 30.9259
1926 | 0 | 0 | 0 | 2.8 | 7.4 | 0 | 0 | 0 |  | 85.1569 | 30.8794 | 0 | 85.1771 | 5.6266 | 0 | 0 | 10.8059 | 30.8794
1927 | 34 | 25 | 20 | 2.7 | 7.7 | 0 | 0 | 0.94613 |  | 25.4901 | 5.6204 | 0 | 25.4968 | 3.7274 | 0 | 0 | 10.8059 | 6.5665
1928 | 454 | 208 | 84 | 2.5 | 8.5 | 0 | 0 | 17.7193 |  | 25.4901 | 5.5912 | 0 | 25.4974 | 1.831 | 0 | 0 | 10.8059 | 23.3105
1929 | 689 | 451 | 137 | 3.9 | 11.2 | 105.3718 | 0 | 43.0777 |  | 25.4901 | 4.3211 | 89.5476 | 9.6093 | 7.9115 | 0 | 0 | 10.8059 | 46.6
1930 | 721 | 580 | 134 | 4.9 | 12.3 | 194.6458 | 0 | 55.6754 |  | 25.4902 | 4.6178 | 169.2692 | 0 | 20.8655 | 0 | 0 | 10.8059 | 46.3
1931 | 883 | 779 | 130 | 5.9 | 13.5 | 252.1811 | 0 | 73.9585 |  | 28.7595 | 4.9433 | 223.5707 | 0 | 37.9987 | 0 | 0 | 10.8059 | 45.7
1932 | 903 | 862 | 134 | 6 | 14.4 | 262.6385 | 0 | 75 |  | 70.9942 | 23.3795 | 191.7974 | 0 | 52.6441 | 0 | 0 | 10.8059 | 44.1
1933 | 892 | 883 | 149 | 6.1 | 15.3 | 259.7722 | 0 | 75 |  | 70.9942 | 23.3192 | 188.9299 | 0 | 67.0682 | 0 | 0 | 10.8059 | 43
1934 | 855 | 844 | 173 | 5.5 | 16.4 | 245.5066 | 0 | 75 |  | 70.9943 | 23.5915 | 174.6558 | 0 | 80.3944 | 0 | 0 | 10.8059 | 42
1935 | 743 | 681 | 168 | 5.8 | 16.6 | 203.853 | 0 | 63.6596 |  | 70.9943 | 23.8518 | 132.977 | 0 | 90.5278 | 24.8579 | 0 | 48.572 | 41.5
1936 | 693 | 549 | 164 | 6.5 | 16.3 | 175.8275 | 0 | 51.1514 |  | 70.9973 | 23.9406 | 104.9313 | 0 | 98.51 | 24.9822 | 0 | 85.013 | 41
1937 | 378 | 282 | 130 | 6.3 | 15.5 | 71.0208 | 0 | 24.2667 |  | 70.999 | 24.215 | 0 | -0.062918 | 98.4832 | 2.1286 | 0 | 88.1384 | 43.4
1938 | 198 | 99 | 59 | 5.9 | 13.6 | 0 | 0 | 6.6579 |  | 70.9942 | 25.2565 | 0 | 70.997 | 93.0358 | 0 | 15.1516 | 65.7831 | 46
1939 | 1 | 5 | 4 | 4.1 | 11.8 | 0 | 0 | 0 |  | 95.8722 | 36.1057 | 0 | 95.8763 | 85.6108 | 0 | 10.7076 | 49.6892 | 45.1
1940 | 0 | 0 | 0 | 3 | 11.2 | 0 | 0 | 0 |  | 95.8733 | 36.1651 | 0 | 95.8778 | 78.1835 | 0 | 7.7578 | 37.9419 | 42.2
1941 | 0 | 0 | 0 | 3.6 | 10.9 | 0 | 0 | 0 |  | 95.8733 | 36.1584 | 0 | 95.8782 | 70.7564 | 0 | 4.5145 | 31.05 | 39
1942 | 0 | 0 | 0 | 3.3 | 10.2 | 0 | 0 | 0 |  | 95.8733 | 36.153 | 0 | 95.8786 | 63.3295 | 0 | 2.3247 | 27.4914 | 36.9
1943 | 0 | 0 | 0 | 2.8 | 9.7 | 0 | 0 | 0 |  | 95.8733 | 36.1456 | 0 | 95.879 | 55.9028 | 1.9971e-09 | 0 | 27.4914 | 34.6
1944 | 0 | 0 | 0 | 2.5 | 9 | 0 | 0 | 0 |  | 91.2468 | 34.0198 | 0 | 91.2527 | 48.8481 | 2.0432e-07 | 0 | 27.4914 | 32.7
1945 | 0 | 0 | 0 | 2.1 | 8.7 | 0 | 0 | 0 |  | 89.534 | 33.2427 | 0 | 89.5402 | 41.9305 | 2.0544e-06 | 0 | 27.662 | 32
1946 | 0 | 0 | 0 | 1 | 8.6 | 0 | 0 | 0 |  | 88.0743 | 32.5742 | 0 | 88.0811 | 35.1299 | 1.7572e-06 | 0 | 27.6877 | 31.4
1947 | 0 | 0 | 0 | 0.9 | 8.6 | 0 | 0 | 0 |  | 87.8311 | 32.4473 | 0 | 87.8385 | 28.3493 | 0 | 0 | 27.6877 | 31.3
1948 | 0 | 0 | 0 | 0.7 | 7.3 | 0 | 0 | 0 |  | 48.9628 | 15.4953 | 0 | 48.9673 | 24.6373 | 0 | 0 | 27.6877 | 15.4953
1949 | 0 | 0 | 0 | 1 | 6.8 | 0 | 0 | 0 |  | 48.9628 | 15.4769 | 0 | 48.9677 | 20.9259 | 0 | 0 | 27.6877 | 15.4769
1950 | 0 | 0 | 0 | 2.1 | 7.3 | 0 | 0 | 0 |  | 89.8259 | 33.2765 | 0 | 89.8361 | 13.989 | 0 | 3.9661 | 21.3595 | 36.1
1951 | 127 | 36 | 21 | 1 | 7.3 | 0 | 0 | 1.1747 |  | 89.8259 | 33.2423 | 0 | 89.8374 | 7.0552 | 0 | 6.0789 | 11.0816 | 39.4
1952 | 549 | 218 | 68 | 2.7 | 10.5 | 37.1599 | -1.51e-06 | 18.9433 |  | 66.6602 | 21.9174 | 12.6257 | 42.1131 | 4.7918 | 0 | 0 | 11.0816 | 40.8608
1953 | 659 | 405 | 99 | 6 | 13 | 158.8262 | 0 | 39 |  | 25.4902 | 4.7024 | 133.4289 | 0 | 15.021 | 0 | 0 | 11.0816 | 41.2
1954 | 435 | 522 | 257 | 6.5 | 14.1 | 106.5613 | 0 | 46.5915 |  | 25.4902 | 4.6988 | 81.1337 | 0 | 21.2644 | 0 | 0 | 11.0816 | 40.6
1955 | 313 | 564 | 321 | 6.5 | 14.5 | 72.8197 | 0 | 47.8295 |  | 25.4902 | 4.7024 | 47.3712 | 0 | 24.9223 | 7.3779 | 0 | 22.8526 | 40.5
1956 | 377 | 589 | 279 | 7.3 | 15 | 93.7642 | 0 | 52.9978 |  | 25.4902 | 4.5356 | 68.3282 | 0 | 30.1763 | 18.3123 | 0 | 50.6338 | 39.2211
1957 | 76 | 468 | 397 | 7.4 | 12.1 | 0 | 0 | 35.442 |  | 25.4902 | 5.96 | 0 | 25.492 | 28.2664 | 3.491 | 0 | 55.8152 | 37.6
1958 | 307 | 709 | 451 | 6.1 | 13.4 | 0 | 0 | 58.7184 |  | 25.4902 | 5.8154 | 0 | 25.4922 | 26.3567 | 23.0761 | 0 | 90 | 36.4
1959 | 13 | 269 | 255 | 5.4 | 12.6 | 0 | 0 | 17.9992 |  | 25.4902 | 5.9463 | 0 | 25.4924 | 24.4474 | 0 | 0 | 90 | 23.9455
1960 | 4 | 134 | 130 | 5.3 | 12.6 | 0 | 0 | 8.5867 |  | 63.0173 | 21.7121 | 0 | 63.0235 | 19.6326 | 0 | 0 | 90 | 30.2988
1961 | 0 | 45 | 45 | 5 | 11.6 | 0 | 0 | 2.7762 |  | 97.4188 | 36.6514 | 0 | 97.4295 | 12.0898 | 0 | 0 | 90 | 37.8
1962 | 0 | 54 | 53 | 4.6 | 11.7 | 0 | 0 | 3.2942 |  | 103.2554 | 39.36 | 0 | 103.2684 | 4.0793 | 0 | 0 | 90 | 40.7
1963 | 0 | 3 | 3 | 4.1 | 11.5 | 0 | 0 | 0 |  | 0 | -0.28887 | 0 | 0 | 4.0705 | 0 | 24.9761 | 52.2451 | 24.6872
1964 | 0 | 0 | 0 | 3.6 | 11.3 | 0 | 0 | 0 |  | 0 | -0.28887 | 0 | 0 | 4.0618 | 0 | 21.0561 | 18.4145 | 20.7673
1965 | 0 | 0 | 0 | 3.9 | 11.2 | 0 | 0 | 0 |  | 0 | -0.28887 | 0 | 0 | 4.053 | 0 | 0 | 18.4145 | -0.28887
1966 | 0 | 0 | 0 | 3.1 | 11.2 | 0 | 0 | 0 |  | 0 | -0.28887 | 0 | 0 | 4.0442 | 0 | 0 | 18.4145 | -0.28887
1967 | 0 | 0 | 0 | 2.5 | 9.5 | 0 | 0 | 0 |  | 0 | -0.28887 | 0 | 0 | 4.0355 | 0 | 0 | 18.4145 | -0.28887
1968 | 0 | 0 | 0 | 1.9 | 8.1 | 0 | 0 | 0 |  | 0 | -0.28887 | 0 | 0 | 4.0267 | 0 | 0 | 18.4145 | -0.28887
1969 | 0 | 0 | 0 | 3.5 | 9.9 | 0 | 0 | 0 |  | 0 | -0.28887 | 0 | 0 | 4.0179 | 0 | 0 | 18.4145 | -0.28887
1970 | 0 | 0 | 0 | 3.6 | 10.5 | 0 | 0 | 0 |  | 0 | -0.28887 | 0 | 0 | 4.0092 | 0 | 0 | 18.4145 | -0.28887
1971 | 0 | 0 | 0 | 3.7 | 10.6 | 0 | 0 | 0 |  | 0 | -0.28887 | 0 | 0 | 4.0005 | 0 | 0 | 18.4145 | -0.28887
1972 | 0 | 0 | 0 | 3.1 | 10.4 | 0 | 0 | 0 |  | 0 | -0.28887 | 0 | 0 | 3.9918 | 0 | 0 | 18.4145 | -0.28887
1973 | 0 | 0 | 0 | 2.9 | 10.4 | 0 | 0 | 0 |  | 0 | -0.28887 | 0 | 0 | 3.9831 | 0 | 0 | 18.4145 | -0.28887
1974 | 0 | 0 | 0 | 2.7 | 9.2 | 0 | 0 | 0 |  | 0 | -0.28887 | 0 | 0 | 3.9744 | 0 | 0 | 18.4145 | -0.28887
1975 | 9 | 30 | 29 | 3.3 | 10.4 | 0 | 0 | 1.2908 |  | 0 | -0.28887 | 0 | 0 | 3.9657 | 0 | 0 | 18.4145 | 1.0019
1976 | 50 | 125 | 113 | 4.7 | 12.6 | 0 | 0 | 8.977 |  | 0 | -0.28887 | 0 | 0 | 3.957 | 0 | 4.8372 | 10.6132 | 13.5254
1977 | 0 | 118 | 116 | 5.6 | 13 | 0 | 0 | 7.4666 |  | 0 | -0.28887 | 0 | 0 | 3.9484 | 0 | 0 | 10.6132 | 7.1777
1978 | 30 | 243 | 218 | 5.4 | 13.9 | 0 | 0 | 17.0689 |  | 0 | -0.28887 | 0 | 0 | 3.9398 | 0 | 0 | 10.6132 | 16.78
1979 | 8 | 292 | 280 | 5.5 | 15 | 0 | 0 | 19.2279 |  | 0 | -0.28887 | 0 | 0 | 3.9312 | 0 | 0 | 10.6132 | 18.939
1980 | 83 | 537 | 458 | 6.1 | 16.2 | 0 | 0 | 40.0697 |  | 0 | -0.28887 | 0 | 0 | 3.9227 | 3.8577 | 0 | 16.9079 | 35.9232
1981 | 2 | 387 | 377 | 6.1 | 16.5 | 0 | 0 | 25.6252 |  | 0 | -0.28887 | 0 | 0 | 3.9142 | 4.1424 | 0 | 23.5038 | 21.194
1982 | 1 | 181 | 178 | 7 | 16 | 0 | 0 | 11.4285 |  | 0 | -0.28887 | 0 | 0 | 3.9056 | 11.409 | 0 | 41.075 | -0.26939
1983 | 4 | 267 | 260 | 6.4 | 16 | 0 | 0 | 17.5156 |  | 0 | -0.28887 | 0 | 0 | 3.8971 | 17.4969 | 0 | 67.2379 | -0.27014
1984 | 16 | 256 | 244 | 6 | 16.2 | 0 | 0 | 17.2631 |  | 0 | -0.28887 | 0 | 0 | 3.8886 | 15.4234 | 0 | 90 | 1.5508
1985 | 3 | 143 | 140 | 5.6 | 15.7 | 0 | 0 | 9.3001 |  | 0 | -0.28887 | 0 | 0 | 3.8801 | 0 | 0 | 90 | 9.0112
1986 | 0 | 52 | 51 | 4.9 | 14.8 | 0 | 0 | 3.115 |  | 0 | -0.28887 | 0 | 0 | 3.8716 | 0 | 24.9753 | 51.9604 | 27.8014
1987 | 0 | 4 | 4 | 3.8 | 13.2 | 0 | 0 | 0 |  | 0 | -0.28887 | 0 | 0 | 3.863 | 0 | 21.0615 | 18.2532 | 20.7726
1988 | 0 | 0 | 0 | 3.3 | 11.9 | 0 | 0 | 0 |  | 0 | -0.28887 | 0 | 0 | 3.8545 | 0 | 0 | 18.2532 | -0.28887
1989 | 0 | 0 | 0 | 3.2 | 11.7 | 0 | 0 | 0 |  | 0 | -0.28887 | 0 | 0 | 3.846 | 0 | 0 | 18.2532 | -0.28887
1990 | 0 | 0 | 0 | 1.7 | 11.4 | 0 | 0 | 0 |  | 0 | -0.28887 | 0 | 0 | 3.8374 | 0 | 0 | 18.2532 | -0.28887
1991 | 0 | 0 | 0 | 0.8 | 11.4 | 0 | 0 | 0 |  | 0 | -0.28887 | 0 | 0 | 3.8289 | 0 | 0 | 18.2532 | -0.28887
1992 | 0 | 0 | 0 | 1.4 | 11.2 | 0 | 0 | 0 |  | 0 | -0.28887 | 0 | 0 | 3.8204 | 0 | 0 | 18.2532 | -0.28887
1993 | 0 | 0 | 0 | 2.3 | 11.5 | 0 | 0 | 0 |  | 0 | -0.28887 | 0 | 0 | 3.8119 | 0 | 0 | 18.2532 | -0.28887
1994 | 0 | 0 | 0 | 1.6 | 11.3 | 0 | 0 | 0 |  | 0 | -0.28887 | 0 | 0 | 3.8034 | 0 | 0 | 18.2532 | -0.28887
1995 | 0 | 0 | 0 | 1.4 | 10.7 | 0 | 0 | 0 |  | 0 | -0.28887 | 0 | 0 | 3.7949 | 0 | 0 | 18.2532 | -0.28887
1996 | 0 | 0 | 0 | 1.6 | 10.4 | 0 | 0 | 0 |  | 0 | -0.28887 | 0 | 0 | 3.7864 | 0 | 0 | 18.2532 | -0.28887
1997 | 0 | 0 | 0 | 1.9 | 9.6 | 0 | 0 | 0 |  | 0 | -0.28887 | 0 | 0 | 3.7778 | 0 | 0 | 18.2532 | -0.28887
1998 | 0 | 0 | 0 | 1.7 | 9.7 | 0 | 0 | 0 |  | 0 | -0.28887 | 0 | 0 | 3.7694 | 0 | 4.7463 | 10.6492 | 4.4574
1999 | 177 | 57 | 36 | 1.9 | 10.5 | 0 | 0 | 2.0275 |  | 0 | -0.28887 | 0 | 0 | 3.7609 | 0 | 0 | 10.6492 | 1.7387
2000 | 590 | 236 | 70 | 2.6 | 13.4 | 0 | 0 | 19.9531 |  | 0 | -0.28887 | 0 | 0 | 3.7525 | 0 | 0 | 10.6492 | 19.6642
2001 | 770 | 447 | 87 | 5.1 | 16.3 | 112.4831 | -1.5e-06 | 42.3606 |  | 124.1719 | 17.9839 | 38.6696 | 50.4027 | 2.9143 | 0 | 0 | 10.6492 | 44.7
2002 | 856 | 637 | 98 | 6.2 | 17.5 | 234.4225 | 0 | 59.7453 |  | 40.4194 | 10.0988 | 194.1242 | 0 | 17.5065 | 0 | 0 | 10.6492 | 44.6
2003 | 903 | 767 | 55 | 6 | 18.3 | 258.7221 | 0 | 67.7743 |  | 87.5084 | 29.9516 | 171.3477 | 0 | 30.4048 | 0 | 0 | 10.6492 | 44.5
2004 | 924 | 741 | 75 | 5.4 | 19 | 270.3235 | 0 | 75 |  | 87.5086 | 29.8567 | 182.9622 | 0 | 44.2359 | 0 | 0 | 10.6492 | 43.3
2005 | 929 | 871 | 108 | 6.1 | 20.1 | 271.7878 | 0 | 75 |  | 87.508 | 29.6415 | 184.4318 | 0 | 58.2074 | 0 | 0 | 10.6492 | 42.3
2006 | 912 | 824 | 111 | 6.6 | 20.2 | 262.114 | 0 | 75 |  | 87.508 | 29.7422 | 174.7552 | 0 | 71.4626 | 0 | 0 | 10.6492 | 41.7
2007 | 876 | 711 | 105 | 7.4 | 20.2 | 242.6776 | 0 | 65.789 |  | 87.508 | 29.9286 | 155.3093 | 0 | 83.2535 | 11.3221 | 0 | 28.4539 | 41.1
2008 | 820 | 551 | 95 | 7.7 | 19.6 | 211.4897 | 0 | 51.7532 |  | 87.5081 | 30.3196 | 124.1042 | 0 | 92.6787 | 24.9722 | 0 | 65.7438 | 40.7
2009 | 696 | 349 | 79 | 7.2 | 18.7 | 152.2052 | 0 | 31.5737 |  | 87.4566 | 30.7557 | 64.8361 | 0 | 97.5861 | 16.6407 | 0 | 90 | 43.1
2010 | 398 | 135 | 55 | 7.2 | 16.6 | 0 | 0 | 8.9726 |  | 87.508 | 32.1262 | 0 | 87.5118 | 90.8298 | 0 | 6.5749 | 80.3836 | 46.3
2011 | 26 | 8 | 6 | 5.1 | 14.5 | 0 | 0 | 0 |  | 87.5064 | 32.2853 | 0 | 87.5105 | 84.0743 | 0 | 14.3205 | 58.9627 | 45.2
2012 | 0 | 0 | 0 | 3.4 | 12.5 | 0 | 0 | 0 |  | 87.5063 | 32.4463 | 0 | 87.5107 | 77.3178 | 0 | 10.6383 | 42.7833 | 41.6
2013 | 0 | 0 | 0 | 3.8 | 11.4 | 0 | 0 | 0 |  | 87.5062 | 32.5005 | 0 | 87.5109 | 70.5611 | 0 | 6.8994 | 32.2017 | 37.9
2014 | 0 | 0 | 0 | 3.4 | 10.4 | 0 | 0 | 0 |  | 87.5071 | 32.3553 | 0 | 87.5122 | 63.8042 | 0 | 4.2774 | 25.5651 | 35.4
2015 | 0 | 0 | 0 | 1.9 | 10.6 | 0 | 0 | 0 |  | 25.4902 | 5.7965 | 0 | 25.4918 | 61.8915 | 0 | 0 | 25.5651 | 5.7965
2016 | 0 | 0 | 0 | 1.6 | 10.1 | 0 | 0 | 0 |  | 25.4902 | 5.7946 | 0 | 25.4919 | 59.9789 | 0 | 0 | 25.5651 | 5.7946
2017 | 0 | 0 | 0 | 2.3 | 10.1 | 0 | 0 | 0 |  | 25.4902 | 5.7901 | 0 | 25.492 | 58.0664 | 0 | 0 | 25.5651 | 5.7901
2018 | 0 | 0 | 0 | 3.4 | 10.9 | 0 | 0 | 0 |  | 25.4902 | 5.7817 | 0 | 25.4921 | 56.1539 | 0 | 0 | 25.5651 | 5.7817
2019 | 0 | 0 | 0 | 3.8 | 10.9 | 0 | 0 | 0 |  | 25.4902 | 5.777 | 0 | 25.4922 | 54.2416 | 0 | 0 | 25.5651 | 5.777
2020 | 0 | 0 | 0 | 3 | 10.1 | 0 | 0 | 0 |  | 100.0653 | 38.0058 | 0 | 100.074 | 46.4781 | 0 | 0 | 25.5651 | 36.3
2021 | 0 | 0 | 0 | 2.9 | 9.4 | 0 | 0 | 0 |  | 110.2373 | 42.7907 | 0 | 110.2475 | 37.8921 | 2.0545e-06 | 0 | 25.8115 | 40.5
2022 | 0 | 0 | 0 | 3.3 | 9.8 | 0 | 0 | 0 |  | 117.7885 | 46.4353 | 0 | 117.8003 | 28.6916 | 2.0544e-06 | 0 | 25.8177 | 43.6
2023 | 38 | 52 | 46 | 3.1 | 10.1 | 0 | 0 | 2.375 |  | 117.7885 | 46.427 | 0 | 117.8013 | 19.4926 | 1.2465 | 0 | 27.7901 | 44.7
2024 | 233 | 193 | 122 | 4.5 | 13.6 | 0 | 0 | 14.6918 |  | 86.3679 | 31.7034 | 0 | 86.3782 | 12.833 | 0.037011 | 0 | 27.8512 | 45.1
2025 | 275 | 323 | 200 | 6.9 | 16.1 | 0 | 0 | 27.8249 |  | 0 | -0.28887 | 0 | 0 | 12.8169 | 0 | 0 | 27.8512 | 27.536
2026 | 69 | 348 | 301 | 7.6 | 16 | 0 | 0 | 25.7283 |  | 0 | -0.28887 | 0 | 0 | 12.8007 | 0 | 10.027 | 10.8467 | 35.4665
2027 | 312 | 654 | 412 | 8.1 | 16.6 | 6.7523 | 3.18e-07 | 54.2708 |  | 0 | -1.2571 | 6.7563 | 0 | 13.2999 | 0 | 0 | 10.8467 | 44.8
2028 | 377 | 754 | 439 | 9.8 | 18.1 | 90.6101 | 0 | 63.2482 |  | 0 | -1.2235 | 90.6646 | 0 | 20.2062 | 0 | 0 | 10.8467 | 43.4
2029 | 565 | 906 | 432 | 10.7 | 18.1 | 149.9202 | 0 | 75 |  | 0 | -1.4094 | 150.0099 | 0 | 31.66 | 13.3418 | 0 | 31.6481 | 42.5
2030 | 437 | 746 | 398 | 9.7 | 17.5 | 108.4529 | 0 | 63.6431 |  | 0 | -1.2721 | 108.5178 | 0 | 39.9448 | 20.8336 | 0 | 62.835 | 41.5374
2031 | 479 | 738 | 396 | 9.9 | 16.9 | 117.7048 | 0 | 62.3519 |  | 0 | -1.2997 | 117.7762 | 0 | 48.9399 | 18.5149 | 0 | 90 | 41.4
2032 | 191 | 428 | 312 | 9.2 | 15.8 | 0 | 0 | 33.6838 |  | 0 | -0.37147 | 0 | 0 | 48.9169 | 0 | 0 | 90 | 33.3124
2033 | 12 | 148 | 142 | 9 | 14.1 | 0 | 0 | 9.815 |  | 0 | -0.28887 | 0 | 0 | 48.8938 | 0 | 0 | 90 | 9.5261
2034 | 0 | 70 | 69 | 8.9 | 13.2 | 0 | 0 | 4.3513 |  | 0 | -0.28887 | 0 | 0 | 48.8707 | 0 | 24.9792 | 52.3791 | 29.0416
2035 | 0 | 3 | 3 | 8.4 | 12.5 | 0 | 0 | 0 |  | 0 | -0.28887 | 0 | 0 | 48.8476 | 0 | 21.0617 | 18.7126 | 20.7728
2036 | 0 | 0 | 0 | 7.6 | 12.6 | 0 | 0 | 0 |  | 0 | -0.28887 | 0 | 0 | 48.8244 | 0 | 0 | 18.7126 | -0.28887
2037 | 0 | 0 | 0 | 7.3 | 12.4 | 0 | 0 | 0 |  | 0 | -0.28887 | 0 | 0 | 48.8013 | 0 | 0 | 18.7126 | -0.28887
2038 | 0 | 0 | 0 | 5.6 | 11.2 | 0 | 0 | 0 |  | 0 | -0.28887 | 0 | 0 | 48.7781 | 0 | 0 | 18.7126 | -0.28887
2039 | 0 | 0 | 0 | 6.8 | 10.3 | 0 | 0 | 0 |  | 0 | -0.28887 | 0 | 0 | 48.7549 | 0 | 0 | 18.7126 | -0.28887
2040 | 0 | 0 | 0 | 7.6 | 9.7 | 0 | 0 | 0 |  | 0 | -0.28887 | 0 | 0 | 48.7316 | 0 | 0 | 18.7126 | -0.28887
2041 | 0 | 0 | 0 | 8.1 | 9.7 | 0 | 0 | 0 |  | 0 | -0.28887 | 0 | 0 | 48.7084 | 0 | 0 | 18.7126 | -0.28887
2042 | 0 | 0 | 0 | 7.9 | 9.9 | 0 | 0 | 0 |  | 0 | -0.28887 | 0 | 0 | 48.6852 | 0 | 0 | 18.7126 | -0.28887
2043 | 0 | 0 | 0 | 6.7 | 9.5 | 0 | 0 | 0 |  | 0 | -0.28887 | 0 | 0 | 48.6619 | 0 | 0 | 18.7126 | -0.28887
2044 | 0 | 0 | 0 | 7.5 | 9.4 | 0 | 0 | 0 |  | 129.9015 | 26.1181 | 0 | 129.9226 | 38.4415 | 0 | 5.0109 | 10.6601 | 31.129
2045 | 0 | 0 | 0 | 6.7 | 9.2 | 0 | 0 | 0 |  | 110.2374 | 42.6963 | 0 | 110.2556 | 29.855 | 2.0547e-06 | 0 | 10.6612 | 40.5
2046 | 0 | 0 | 0 | 6.4 | 9 | 0 | 0 | 0 |  | 118.2755 | 46.6286 | 0 | 118.2959 | 20.6147 | 0 | 2.0595e-06 | 10.6671 | 43.8
2047 | 210 | 51 | 24 | 7 | 9.3 | 0 | 0 | 1.8187 |  | 116.5258 | 45.7436 | 0 | 116.5473 | 11.5201 | 0 | 0 | 10.6671 | 44.9
2048 | 659 | 251 | 59 | 7.9 | 10.6 | 0 | 0 | 21.3334 |  | 69.6321 | 24.106 | 0 | 69.646 | 6.1884 | 0 | 0 | 10.6671 | 45.1
2049 | 862 | 477 | 71 | 8.3 | 12 | 150.5766 | 0 | 46.1617 |  | 26.9809 | 4.5635 | 131.7043 | 8.0251 | 15.6888 | 0 | 0 | 10.6671 | 45.2
2050 | 927 | 665 | 83 | 7.8 | 13.2 | 253.8988 | 0 | 63.6391 |  | 106.7987 | 39.2117 | 147.2387 | 0 | 26.8829 | 0 | 0 | 10.6671 | 45.2
2051 | 961 | 805 | 90 | 7.9 | 14.5 | 274.248 | 0 | 75 |  | 106.799 | 38.9778 | 167.6018 | 0 | 39.679 | 0 | 0 | 10.6671 | 45
2052 | 976 | 885 | 92 | 8.3 | 15.2 | 282.9406 | 0 | 75 |  | 106.7993 | 38.8462 | 176.2993 | 0 | 53.1673 | 0 | 0 | 10.6671 | 43.6
2053 | 995 | 911 | 88 | 9 | 16.3 | 288.7133 | 0 | 75 |  | 106.7984 | 38.6855 | 182.0752 | 0 | 67.1199 | 0 | 0 | 10.6671 | 42.6
2054 | 959 | 860 | 103 | 9.6 | 16.3 | 272.577 | 0 | 75 |  | 106.7984 | 38.8894 | 165.9279 | 0 | 79.8457 | 0 | 0 | 10.6671 | 41.7
2055 | 898 | 752 | 124 | 8.8 | 15.9 | 247.3406 | 0 | 70.295 |  | 106.7996 | 39.1776 | 140.6738 | 0 | 90.6406 | 4.2171 | 0 | 17.5381 | 41.2
2056 | 838 | 576 | 104 | 8.2 | 15.6 | 216.11 | 0 | 53.9983 |  | 106.8094 | 39.4404 | 109.4135 | 0 | 99.0386 | 24.9661 | 0 | 55.221 | 40.9
2057 | 736 | 367 | 78 | 8.4 | 14.6 | 118.8665 | 15.6124 | 33.2414 |  | 106.8479 | 40.0154 | 12.0775 | 0 | 99.9253 | 23.8942 | 0 | 90 | 43.3
2058 | 495 | 151 | 48 | 7.5 | 13.3 | 0 | 0 | 9.6311 |  | 99.0274 | 37.4775 | 0 | 99.0306 | 92.2453 | 0 | 1.6524 | 87.566 | 46.9
2059 | 45 | 10 | 7 | 7 | 11.4 | 0 | 0 | 0 |  | 99.0386 | 37.5345 | 0 | 99.0421 | 84.5667 | 0 | 9.897 | 73.1919 | 45.6
2060 | 0 | 0 | 0 | 5.2 | 10.4 | 0 | 0 | 0 |  | 99.0262 | 37.6279 | 0 | 99.03 | 76.8862 | 0 | 6.2549 | 63.9938 | 42.1
2061 | 0 | 0 | 0 | 3.4 | 9.9 | 0 | 0 | 0 |  | 99.0262 | 37.6224 | 0 | 99.0304 | 69.2058 | 0 | 2.2018 | 60.8597 | 38.1
2062 | 0 | 0 | 0 | 1.8 | 8.8 | 0 | 0 | 0 |  | 99.0262 | 37.619 | 0 | 99.0308 | 61.5256 | 1.5809e-06 | 0 | 61.0328 | 35.9
2063 | 0 | 0 | 0 | 1.7 | 7.7 | 0 | 0 | 0 |  | 94.6399 | 35.6083 | 0 | 94.6447 | 54.1982 | 2.0539e-06 | 0 | 61.1853 | 34.1
2064 | 0 | 0 | 0 | 1.8 | 7 | 0 | 0 | 0 |  | 52.3045 | 17.0217 | 0 | 52.3074 | 50.2219 | 0 | 0 | 61.1853 | 17.0217
2065 | 0 | 0 | 0 | 1.3 | 5.9 | 0 | 0 | 0 |  | 52.3045 | 17.0145 | 0 | 52.3077 | 46.2457 | 0 | 0 | 61.1853 | 17.0145
2066 | 0 | 0 | 0 | 2.3 | 6.8 | 0 | 0 | 0 |  | 90.0042 | 33.4677 | 0 | 90.0103 | 39.2907 | 0 | 0 | 61.1853 | 32.2
2067 | 0 | 0 | 0 | 2.5 | 7 | 0 | 0 | 0 |  | 92.2073 | 34.4424 | 0 | 92.2142 | 32.1603 | 2.0539e-06 | 0 | 61.438 | 33.1
2068 | 0 | 0 | 0 | 2 | 7.2 | 0 | 0 | 0 |  | 93.3149 | 34.933 | 0 | 93.3226 | 24.9417 | 0 | 2.9408 | 56.9478 | 36.5
2069 | 0 | 0 | 0 | 1.1 | 5 | 0 | 0 | 0 |  | 93.3149 | 34.9221 | 0 | 93.3235 | 17.7243 | 0 | 7.0268 | 46.0756 | 40.6
2070 | 0 | 0 | 0 | 0.5 | 4.1 | 0 | 0 | 0 |  | 93.3149 | 34.899 | 0 | 93.3247 | 10.5093 | 0 | 10.2126 | 29.9617 | 43.8
2071 | 323 | 61 | 21 | 1 | 5.7 | 0 | 0 | 1.9563 |  | 93.3149 | 34.8532 | 0 | 93.3263 | 3.299 | 0 | 9.2527 | 14.722 | 44.8
2072 | 745 | 266 | 48 | 0.5 | 9.7 | 88.5912 | 3.39e-06 | 22.16 |  | 70.148 | 23.3105 | 47.839 | 29.3528 | 4.7049 | 0 | 0 | 14.722 | 45.1
2073 | 893 | 485 | 61 | 1.4 | 12.2 | 230.9314 | 0 | 45.089 |  | 121.5211 | 46.4691 | 109.5369 | 0 | 12.9493 | 0 | 0 | 14.722 | 45
2074 | 965 | 676 | 68 | 4.9 | 14.5 | 269.3193 | 0 | 63.577 |  | 121.5202 | 45.9926 | 147.9486 | 0 | 24.1981 | 0 | 0 | 14.722 | 45
2075 | 983 | 812 | 79 | 5.5 | 15.4 | 284.3139 | 0 | 75 |  | 121.5201 | 45.7333 | 162.9496 | 0 | 36.6347 | 0 | 0 | 14.722 | 44.9
2076 | 983 | 890 | 89 | 6.5 | 15.7 | 287.5465 | 0 | 75 |  | 121.52 | 45.6582 | 166.1803 | 0 | 49.3479 | 0 | 0 | 14.722 | 43.4
2077 | 993 | 910 | 86 | 6 | 16.2 | 292.0406 | 0 | 75 |  | 121.52 | 45.5382 | 170.672 | 0 | 62.4357 | 0 | 0 | 14.722 | 42.5
2078 | 988 | 862 | 82 | 6.9 | 16.2 | 285.2351 | 0 | 75 |  | 119.6859 | 44.7455 | 165.6915 | 0 | 75.1721 | 0 | 0 | 14.722 | 41.8
2079 | 965 | 751 | 77 | 7.3 | 15.9 | 269.7831 | 0 | 70.0048 |  | 117.9077 | 44.1107 | 152.0044 | 0 | 86.8787 | 4.2199 | 0 | 21.5683 | 41.2
2080 | 900 | 582 | 74 | 7.4 | 15.7 | 235.1619 | 0 | 54.3431 |  | 116.0318 | 43.5681 | 119.2378 | 0 | 96.07 | 24.9683 | 0 | 59.1352 | 40.7
2081 | 808 | 378 | 61 | 7.8 | 14.8 | 167.2163 | 0 | 34.2632 |  | 116.1071 | 44.1081 | 51.1826 | 0 | 99.9933 | 21.1859 | 0 | 90 | 42.9
2082 | 580 | 160 | 40 | 7.6 | 13.2 | 72.5323 | 0 | 10.0101 |  | 99.766 | 37.0171 | 0 | 27.2014 | 97.877 | 0 | 1.0207 | 88.5738 | 46.3
2083 | 70 | 11 | 6 | 5.8 | 11.2 | 0 | 0 | 0 |  | 99.7569 | 37.9014 | 0 | 99.7595 | 90.1376 | 0 | 9.3722 | 74.9206 | 45.4
2084 | 0 | 0 | 0 | 3.6 | 10.4 | 0 | 0 | 0 |  | 99.7571 | 37.9811 | 0 | 99.76 | 82.3983 | 0 | 5.8556 | 66.2976 | 42
2085 | 0 | 0 | 0 | 2.9 | 9.4 | 0 | 0 | 0 |  | 99.7573 | 37.9786 | 0 | 99.7605 | 74.6591 | 0 | 2.002 | 63.4498 | 38.2
2086 | 0 | 0 | 0 | 3.1 | 8.1 | 0 | 0 | 0 |  | 99.7575 | 37.9768 | 0 | 99.7611 | 66.92 | 2.0543e-06 | 0 | 63.6293 | 36.2
2087 | 0 | 0 | 0 | 2.3 | 7.2 | 0 | 0 | 0 |  | 94.8831 | 35.745 | 0 | 94.8869 | 59.573 | 1.6473e-06 | 0 | 63.7693 | 34.2
2088 | 0 | 0 | 0 | 2.1 | 6.9 | 0 | 0 | 0 |  | 91.7199 | 34.2859 | 0 | 91.7241 | 52.4806 | 0 | 0 | 63.7693 | 32.9
2089 | 0 | 0 | 0 | 0.8 | 5.8 | 0 | 0 | 0 |  | 59.5812 | 20.1669 | 0 | 59.5842 | 47.9331 | 0 | 0 | 63.7693 | 20.1669
2090 | 0 | 0 | 0 | 1.4 | 6.4 | 0 | 0 | 0 |  | 59.5812 | 20.1499 | 0 | 59.5846 | 43.3859 | 0 | 0 | 63.7693 | 20.1499
2091 | 0 | 0 | 0 | 1 | 5 | 0 | 0 | 0 |  | 59.5812 | 20.1413 | 0 | 59.5849 | 38.8389 | 0 | 0 | 63.7693 | 20.1413
2092 | 0 | 0 | 0 | 1.9 | 5.8 | 0 | 0 | 0 |  | 90.4956 | 33.6872 | 0 | 90.5019 | 31.8454 | 0 | 0 | 63.7693 | 33.6872
2093 | 0 | 0 | 0 | 2.6 | 6 | 0 | 0 | 0 |  | 90.4956 | 33.667 | 0 | 90.5026 | 24.8529 | 0 | 8.3868 | 51.0757 | 40.8
2094 | 0 | 0 | 0 | 3.5 | 7.6 | 0 | 0 | 0 |  | 90.4956 | 33.6361 | 0 | 90.5035 | 17.8618 | 0 | 11.3787 | 33.1899 | 43.8
2095 | 54 | 56 | 48 | 4.6 | 9.6 | 0 | 0 | 2.8867 |  | 90.4956 | 33.5972 | 0 | 90.5046 | 10.873 | 0 | 9.5946 | 17.6062 | 44.9
2096 | 74 | 159 | 138 | 5 | 10.7 | 0 | 0 | 11.4328 |  | 90.4955 | 33.5521 | 0 | 90.5061 | 3.8887 | 0 | 1.5603 | 15.0643 | 45.3
2097 | 502 | 437 | 188 | 6.2 | 12.1 | 53.3122 | 0 | 38.3125 |  | 25.4902 | 4.8797 | 41.7314 | 13.8811 | 6.062 | 0 | 0 | 15.0643 | 43.1922
2098 | 653 | 624 | 201 | 7 | 13.2 | 172.6205 | 0 | 56.7111 |  | 25.4902 | 4.6228 | 147.2309 | 0 | 17.3806 | 0 | 0 | 15.0643 | 45.3
2099 | 651 | 756 | 259 | 7.5 | 14.3 | 178.0118 | 0 | 67.8478 |  | 25.4902 | 4.4078 | 152.6266 | 0 | 29.1205 | 0 | 0 | 15.0643 | 44.8
2100 | 760 | 850 | 220 | 7.5 | 15.5 | 215.627 | 0 | 75 |  | 25.4902 | 3.9281 | 190.2651 | 0 | 43.7363 | 0 | 0 | 15.0643 | 43.5
2101 | 828 | 914 | 219 | 7.7 | 15.8 | 237.4589 | 0 | 75 |  | 25.49 | 3.5876 | 212.1105 | 0 | 60.0077 | 4.2201 | 0 | 21.9002 | 42.3
2102 | 729 | 837 | 250 | 7.6 | 16.1 | 203.1171 | 0 | 74.7707 |  | 25.49 | 4.2892 | 177.7474 | 0 | 73.6273 | 24.9688 | 0 | 59.459 | 41.5
2103 | 770 | 736 | 189 | 8.4 | 15.7 | 208.8472 | 0 | 66.9839 |  | 25.4902 | 3.9235 | 183.4783 | 0 | 87.653 | 20.9604 | 0 | 90 | 41
2104 | 288 | 397 | 226 | 8 | 14.9 | 0 | 0 | 32.8575 |  | 25.4902 | 5.4525 | 0 | 25.4911 | 85.7395 | 0 | 2.1083 | 86.9638 | 40.4184
2105 | 433 | 309 | 143 | 7.5 | 14.3 | 0 | 0 | 26.7445 |  | 25.4902 | 5.6721 | 0 | 25.4912 | 83.826 | 0 | 9.9117 | 72.469 | 42.3
2106 | 400 | 158 | 71 | 7.5 | 13.3 | 0 | 0 | 9.8348 |  | 72.6195 | 26.0001 | 0 | 72.6227 | 78.251 | 0 | 10.403 | 56.8624 | 45.1
2107 | 28 | 16 | 14 | 6.8 | 11.9 | 0 | 0 | 0 |  | 94.6472 | 35.5543 | 0 | 94.6517 | 70.9246 | 0 | 10.2048 | 41.2961 | 44.1
2108 | 0 | 0 | 0 | 6.1 | 11.2 | 0 | 0 | 0 |  | 94.6484 | 35.5939 | 0 | 94.6532 | 63.5963 | 0 | 7.256 | 30.0604 | 41.2
2109 | 0 | 0 | 0 | 6.1 | 10.5 | 0 | 0 | 0 |  | 94.6484 | 35.5874 | 0 | 94.6537 | 56.2681 | 0 | 3.9655 | 23.8539 | 38
2110 | 0 | 0 | 0 | 5.1 | 9.7 | 0 | 0 | 0 |  | 94.6484 | 35.5803 | 0 | 94.6541 | 48.9403 | 0 | 2.1986 | 20.3963 | 36.3
2111 | 0 | 0 | 0 | 3.7 | 8.6 | 0 | 0 | 0 |  | 94.6484 | 35.5732 | 0 | 94.6547 | 41.6128 | 0 | 0 | 20.3963 | 34.1
2112 | 0 | 0 | 0 | 3.8 | 7.9 | 0 | 0 | 0 |  | 90.5067 | 33.6736 | 0 | 90.5133 | 34.6182 | 0 | 5.9576e-09 | 20.3963 | 32.4
2113 | 0 | 0 | 0 | 2.3 | 7.3 | 0 | 0 | 0 |  | 88.553 | 32.7846 | 0 | 88.5601 | 27.7802 | 9.5775e-10 | 0 | 20.3963 | 31.6
2114 | 0 | 0 | 0 | 3.1 | 7 | 0 | 0 | 0 |  | 87.3368 | 32.2192 | 0 | 87.3446 | 21.0402 | 0 | 0 | 20.3963 | 31.1
2115 | 0 | 0 | 0 | 2.6 | 7 | 0 | 0 | 0 |  | 86.8502 | 31.9741 | 0 | 86.8589 | 14.3408 | 0 | 0 | 20.3963 | 30.9
2116 | 0 | 0 | 0 | 2.2 | 7.5 | 0 | 0 | 0 |  | 63.5806 | 21.7241 | 0 | 63.5879 | 9.485 | 0 | 0 | 20.3963 | 21.7241
2117 | 0 | 0 | 0 | 2.3 | 7.5 | 0 | 0 | 0 |  | 25.4902 | 5.7453 | 0 | 25.4935 | 7.5824 | 0 | 0 | 20.3963 | 5.7453
2118 | 0 | 0 | 0 | 2.9 | 7.5 | 0 | 0 | 0 |  | 25.4902 | 5.7262 | 0 | 25.494 | 5.6814 | 0 | 0 | 20.3963 | 5.7262
2119 | 188 | 58 | 31 | 2.9 | 7.9 | 0 | 0 | 2.3318 |  | 25.4901 | 5.7026 | 0 | 25.4946 | 3.7825 | 0 | 0 | 20.3963 | 8.0344
2120 | 520 | 239 | 80 | 4.5 | 10.6 | 35.9844 | 0 | 19.5363 |  | 25.4901 | 4.6318 | 26.8051 | 16.2943 | 4.6051 | 0 | 5.973 | 10.3552 | 30.1411
2121 | 630 | 461 | 146 | 6.2 | 12.4 | 153.5118 | 0 | 41.3594 |  | 25.4902 | 4.7955 | 128.1085 | 0 | 14.3614 | 0 | 0 | 10.3552 | 40.3
2122 | 363 | 566 | 332 | 6.8 | 13.6 | 84.9478 | 0 | 47.7614 |  | 25.4902 | 4.8486 | 59.5045 | 0 | 18.9189 | 0 | 0 | 10.3552 | 40
2123 | 741 | 749 | 183 | 7 | 15.1 | 206.9555 | 0 | 68.4247 |  | 25.4902 | 4.0609 | 181.5823 | 0 | 32.7646 | 0 | 0 | 10.3552 | 39.8
2124 | 651 | 793 | 250 | 8.1 | 15.8 | 180.3397 | 0 | 71.2687 |  | 25.49 | 4.1047 | 154.95 | 0 | 44.5801 | 0 | 0 | 10.3552 | 38.9
2125 | 836 | 860 | 154 | 8.7 | 16 | 238.7532 | 0 | 75 |  | 25.49 | 3.7906 | 213.3938 | 0 | 60.8282 | 0 | 0 | 10.3552 | 37.2
2126 | 859 | 833 | 143 | 7.8 | 16.2 | 243.7436 | 0 | 75 |  | 25.49 | 3.9609 | 218.3826 | 0 | 77.4343 | 13.6259 | 0 | 31.6363 | 36.1
2127 | 823 | 721 | 136 | 7.6 | 16.2 | 226.2159 | 0 | 65.7908 |  | 25.49 | 4.0948 | 200.838 | 0 | 92.6767 | 24.9741 | 0 | 68.8222 | 35.3
2128 | 607 | 526 | 170 | 7.1 | 15.9 | 0 | 0 | 46.4165 |  | 25.49 | 5.1925 | 0 | 25.4911 | 90.7631 | 14.3691 | 0 | 89.7854 | 35.3
2129 | 373 | 318 | 159 | 7 | 15.2 | 6.9235 | -2.39e-07 | 25.0909 |  | 43.2521 | 12.6314 | 2.6873 | 39.0154 | 88.0148 | 0 | 0 | 89.7854 | 37.3
2130 | 56 | 101 | 86 | 6.3 | 13.7 | 0 | 0 | 6.2457 |  | 95.494 | 35.8647 | 0 | 95.4986 | 80.6184 | 0 | 0 | 89.7854 | 40.4
2131 | 0 | 7 | 7 | 6 | 12.1 | 0 | 0 | 0 |  | 110.6393 | 42.853 | 0 | 110.6449 | 72.0022 | 0 | 0 | 89.7854 | 40.4
2132 | 0 | 0 | 0 | 5.5 | 11.2 | 0 | 0 | 0 |  | 106.3052 | 40.9781 | 0 | 106.3111 | 63.7342 | 0 | 1.0053 | 89.4889 | 38.7
2133 | 0 | 0 | 0 | 4.7 | 11.1 | 0 | 0 | 0 |  | 99.6517 | 37.866 | 0 | 99.6576 | 56.0039 | 0 | 0.009204 | 89.648 | 36
2134 | 0 | 0 | 0 | 4.9 | 10.8 | 0 | 0 | 0 |  | 93.4432 | 35.0142 | 0 | 93.4492 | 48.773 | 0 | 0.0028586 | 89.7623 | 33.5
2135 | 0 | 0 | 0 | 3.9 | 10.4 | 0 | 0 | 0 |  | 87.7139 | 32.4191 | 0 | 87.72 | 42.0007 | 0 | 0.0021035 | 89.8396 | 31.2
2136 | 0 | 0 | 0 | 4 | 10 | 0 | 0 | 0 |  | 84.4327 | 30.9312 | 0 | 84.4391 | 35.4907 | 0 | 0 | 89.8396 | 29.9
2137 | 0 | 0 | 0 | 2.6 | 9.9 | 0 | 0 | 0 |  | 82.2379 | 29.9341 | 0 | 82.2448 | 29.1562 | 0 | 0 | 89.8396 | 29
2138 | 0 | 0 | 0 | 3 | 9.7 | 0 | 0 | 0 |  | 81.5081 | 29.5922 | 0 | 81.5156 | 22.8805 | 0 | 0 | 89.8396 | 28.7
2139 | 0 | 0 | 0 | 1.5 | 9.4 | 0 | 0 | 0 |  | 82.4823 | 29.9959 | 0 | 82.4908 | 16.5288 | 0 | 0 | 89.8396 | 29.1
2140 | 0 | 0 | 0 | 1.7 | 9.1 | 0 | 0 | 0 |  | 82.4831 | 29.9648 | 0 | 82.4926 | 10.1794 | 0 | 0 | 89.8396 | 29.8
2141 | 0 | 0 | 0 | 2.1 | 9.2 | 0 | 0 | 0 |  | 31.8555 | 8.2438 | 0 | 31.8597 | 7.7975 | 0 | 0 | 89.8396 | 8.2438
2142 | 0 | 0 | 0 | 2.5 | 9.2 | 0 | 0 | 0 |  | 89.3018 | 32.9386 | 0 | 89.3154 | 0.91129 | 0 | 0 | 89.8396 | 31.9
2143 | 0 | 8 | 8 | 2.2 | 9.5 | 0 | 0 | 0.42755 |  | 0 | -0.28887 | 0 | 0 | 0.90866 | 0 | 0 | 89.8396 | 0.13869
2144 | 0 | 22 | 22 | 2.9 | 9.5 | 0 | 0 | 1.3277 |  | 0 | -0.28887 | 0 | 0 | 0.90604 | 0 | 3.1748 | 85.1789 | 4.2136
2145 | 0 | 43 | 43 | 1.9 | 9.8 | 0 | 0 | 2.6438 |  | 0 | -0.28887 | 0 | 0 | 0.90342 | 0 | 0 | 85.1789 | 2.3549
2146 | 0 | 59 | 57 | 1.5 | 10.1 | 0 | 0 | 3.5044 |  | 0 | -0.28887 | 0 | 0 | 0.90081 | 0 | 0 | 85.1789 | 3.2155
2147 | 0 | 84 | 81 | 1.3 | 10.5 | 0 | 0 | 5.0078 |  | 0 | -0.28887 | 0 | 0 | 0.8982 | 0 | 0 | 85.1789 | 4.7189
2148 | 0 | 70 | 69 | 0.8 | 11 | 0 | 0 | 4.2169 |  | 0 | -0.28887 | 0 | 0 | 0.8956 | 0 | 0 | 85.1789 | 3.928
2149 | 0 | 89 | 88 | 0.9 | 11.5 | 0 | 0 | 5.4146 |  | 0 | -0.28887 | 0 | 0 | 0.89301 | 0 | 0 | 85.1789 | 5.1257
2150 | 0 | 83 | 82 | 2.3 | 11.9 | 0 | 0 | 5.0421 |  | 0 | -0.28887 | 0 | 0 | 0.89042 | 0 | 0 | 85.1789 | 4.7532
2151 | 0 | 65 | 63 | 1.8 | 12 | 0 | 0 | 3.8465 |  | 0 | -0.28887 | 0 | 0 | 0.88783 | 3.1794 | 0 | 90 | 0.37824
2152 | 0 | 44 | 43 | 1.6 | 11.4 | 0 | 0 | 2.6115 |  | 0 | -0.28887 | 0 | 0 | 0.88525 | 0 | 0 | 90 | 2.3226
2153 | 0 | 41 | 40 | 1.1 | 11.4 | 0 | 0 | 2.4484 |  | 0 | -0.28887 | 0 | 0 | 0.88266 | 0 | 0 | 90 | 2.1595
2154 | 1 | 37 | 36 | 1.7 | 11.6 | 0 | 0 | 2.1934 |  | 0 | -0.28887 | 0 | 0 | 0.88009 | 0 | 0 | 90 | 1.9046
2155 | 0 | 3 | 3 | 1.1 | 11.7 | 0 | 0 | 0.1236 |  | 0 | -0.28887 | 0 | 0 | 0.87751 | 0 | 0 | 90 | -0.16527
2156 | 0 | 0 | 0 | 0.7 | 11.5 | 0 | 0 | 0 |  | 0 | -0.28887 | 0 | 0 | 0.87494 | 0 | 0 | 90 | -0.28887
2157 | 0 | 0 | 0 | 0.5 | 11.5 | 0 | 0 | 0 |  | 0 | -0.28887 | 0 | 0 | 0.87238 | 0 | 24.9638 | 51.0821 | 24.6749
2158 | 0 | 0 | 0 | 0.9 | 11.4 | 0 | 0 | 0 |  | 0 | -0.28887 | 0 | 0 | 0.86981 | 0 | 21.0498 | 16.9262 | 20.7609
2159 | 0 | 0 | 0 | 0.7 | 11.1 | 0 | 0 | 0 |  | 0 | -0.28887 | 0 | 0 | 0.86725 | 0 | 0 | 16.9262 | -0.28887
2160 | 0 | 0 | 0 | 0.5 | 11.2 | 0 | 0 | 0 |  | 0 | -0.28887 | 0 | 0 | 0.86469 | 0 | 0 | 16.9262 | -0.28887
2161 | 0 | 0 | 0 | 0.1 | 11.3 | 0 | 0 | 0 |  | 0 | -0.28887 | 0 | 0 | 0.86214 | 0 | 0 | 16.9262 | -0.28887
2162 | 0 | 0 | 0 | 0.9 | 11.2 | 0 | 0 | 0 |  | 0 | -0.28887 | 0 | 0 | 0.85958 | 0 | 0 | 16.9262 | -0.28887
2163 | 0 | 0 | 0 | 0.6 | 10.9 | 0 | 0 | 0 |  | 0 | -0.28887 | 0 | 0 | 0.85704 | 0 | 0 | 16.9262 | -0.28887
2164 | 0 | 0 | 0 | 0.4 | 10.4 | 0 | 0 | 0 |  | 0 | -0.28887 | 0 | 0 | 0.85449 | 0 | 0 | 16.9262 | -0.28887
2165 | 0 | 0 | 0 | 0.5 | 9.6 | 0 | 0 | 0 |  | 0 | -0.28887 | 0 | 0 | 0.85194 | 0 | 3.9853 | 10.4745 | 3.6964
2166 | 0 | 0 | 0 | 1.7 | 9.2 | 0 | 0 | 0 |  | 0 | -0.28887 | 0 | 0 | 0.84939 | 0 | 0 | 10.4745 | -0.28887
2167 | 195 | 67 | 34 | 1.8 | 10.1 | 0 | 0 | 2.5694 |  | 0 | -0.28887 | 0 | 0 | 0.84685 | 0 | 0 | 10.4745 | 2.2805
2168 | 523 | 272 | 106 | 1.2 | 11.6 | 0 | 0 | 20.9838 |  | 0 | -0.28887 | 0 | 0 | 0.84432 | 0 | 0 | 10.4745 | 20.6949
2169 | 218 | 351 | 252 | 1.1 | 13.4 | 0 | 0 | 27.9382 |  | 0 | -0.28887 | 0 | 0 | 0.84181 | 0 | 0 | 10.4745 | 27.6494
2170 | 311 | 482 | 266 | 1.5 | 14.8 | 11.0239 | 4.72e-07 | 38.3468 |  | 0 | -1.2661 | 11.0304 | 0 | 1.6169 | 0 | 0 | 10.4745 | 37.0807
2171 | 821 | 797 | 160 | 2.4 | 16.1 | 237.2286 | 0 | 68.8143 |  | 0 | -1.8695 | 237.3675 | 0 | 19.2452 | 0 | 0 | 10.4745 | 44.7
2172 | 929 | 916 | 137 | 2.4 | 17.2 | 275.1742 | 0 | 75 |  | 0 | -2.2126 | 275.335 | 0 | 40.1109 | 0 | 0 | 10.4745 | 43.7
2173 | 926 | 928 | 139 | 3.8 | 18.1 | 273.6279 | 0 | 75 |  | 0 | -2.1952 | 273.7874 | 0 | 60.9214 | 15.1025 | 0 | 33.9828 | 42.9
2174 | 918 | 874 | 130 | 5 | 18.5 | 265.8876 | 0 | 75 |  | 0 | -2.1145 | 266.0419 | 0 | 81.1567 | 24.9753 | 0 | 71.0935 | 42.3
2175 | 527 | 582 | 190 | 6.3 | 18.1 | 137.4571 | 0 | 50.44 |  | 0 | -1.3612 | 137.5362 | 0 | 91.6046 | 7.8598 | 0 | 82.5621 | 41.2189
2176 | 545 | 503 | 197 | 4.3 | 18.1 | 136.7695 | 0 | 43.7906 |  | 130.2679 | 24.7414 | 6.5616 | 0 | 91.8543 | 4.0386 | 0 | 88.9409 | 41.9
2177 | 587 | 406 | 158 | 2.8 | 18.3 | 131.7023 | 0 | 31.9701 |  | 41.2678 | 11.5102 | 90.5077 | 0 | 98.861 | 0 | 1.6946 | 86.7095 | 44.6
2178 | 23 | 63 | 56 | 5.1 | 16 | 0 | 0 | 3.7505 |  | 61.3277 | 20.9734 | 0 | 61.3343 | 94.1737 | 0 | 22.6606 | 52.0384 | 46.6
2179 | 0 | 7 | 7 | 3 | 14.5 | 0 | 0 | 0.29664 |  | 91.9389 | 34.1712 | 0 | 91.9491 | 87.0618 | 0 | 10.1205 | 36.3748 | 43.1
2180 | 0 | 0 | 0 | 1.9 | 14 | 0 | 0 | 0 |  | 91.9634 | 33.988 | 0 | 91.9739 | 79.9496 | 0 | 6.4933 | 26.3406 | 39.2
2181 | 0 | 0 | 0 | 2.7 | 12.6 | 0 | 0 | 0 |  | 91.937 | 34.1614 | 0 | 91.9479 | 72.8395 | 0 | 3.6444 | 20.6219 | 36.4
2182 | 0 | 0 | 0 | 3 | 12 | 0 | 0 | 0 |  | 91.937 | 34.1883 | 0 | 91.9482 | 65.7293 | 0 | 1.4287 | 18.3782 | 34.2
2183 | 0 | 0 | 0 | 2.5 | 11.4 | 0 | 0 | 0 |  | 91.937 | 34.2086 | 0 | 91.9486 | 58.619 | 1.7143e-06 | 0 | 18.4284 | 32.8
2184 | 0 | 0 | 0 | 1.7 | 11 | 0 | 0 | 0 |  | 90.3412 | 33.4465 | 0 | 90.353 | 51.6355 | 2.1042e-07 | 0 | 18.4284 | 32.2
2185 | 0 | 0 | 0 | 1.4 | 10.5 | 0 | 0 | 0 |  | 89.7012 | 33.1497 | 0 | 89.7134 | 44.7033 | 1.7384e-06 | 0 | 18.4865 | 32
2186 | 0 | 0 | 0 | 0.9 | 10.2 | 0 | 0 | 0 |  | 91.5603 | 33.9765 | 0 | 91.5734 | 37.6231 | 0 | 0 | 18.4865 | 32.8
2187 | 0 | 0 | 0 | 1.1 | 9.9 | 0 | 0 | 0 |  | 91.5603 | 33.9626 | 0 | 91.574 | 30.5435 | 0 | 0 | 18.4865 | 33.9626
2188 | 0 | 0 | 0 | 0.8 | 9 | 0 | 0 | 0 |  | 91.5603 | 33.9489 | 0 | 91.5747 | 23.4648 | 0 | 0 | 18.4865 | 33.9489
2189 | 0 | 0 | 0 | 1.1 | 8.5 | 0 | 0 | 0 |  | 91.5603 | 33.9293 | 0 | 91.5757 | 16.3876 | 0 | 4.8397 | 10.2772 | 38.7691
2190 | 0 | 0 | 0 | 1.4 | 8 | 0 | 0 | 0 |  | 91.5603 | 33.9034 | 0 | 91.5768 | 9.3129 | 0 | 0 | 10.2772 | 33.9034
2191 | 134 | 73 | 31 | 1.2 | 8.4 | 0 | 0 | 2.2777 |  | 74.1944 | 26.0921 | 0 | 74.2092 | 3.6242 | 0 | 0 | 10.2772 | 28.3697
2192 | 570 | 283 | 60 | 0.5 | 11.4 | 0 | 0 | 18.9633 |  | 25.4902 | 5.9496 | 0 | 25.4959 | 1.7282 | 0 | 0 | 10.2772 | 24.9129
2193 | 768 | 500 | 119 | 1 | 14.2 | 134.5551 | 0 | 43.7367 |  | 25.4901 | 4.0993 | 117.3351 | 8.1945 | 10.0636 | 0 | 0 | 10.2772 | 46.2
2194 | 663 | 596 | 158 | 1.8 | 16.1 | 181.8716 | 0 | 51.8133 |  | 53.7437 | 16.4786 | 128.2315 | 0 | 19.8908 | 0 | 0 | 10.2772 | 45.7
2195 | 868 | 810 | 141 | 2.9 | 17.9 | 251.5949 | 0 | 70.4487 |  | 53.7437 | 16.186 | 197.9988 | 0 | 35.0689 | 0 | 0 | 10.2772 | 44.2
2196 | 968 | 942 | 132 | 3.1 | 19.6 | 287.0339 | 0 | 75 |  | 53.7433 | 15.673 | 233.4604 | 0 | 52.9552 | 0 | 0 | 10.2772 | 43.5
2197 | 910 | 957 | 183 | 2.8 | 20.7 | 269.5154 | 0 | 75 |  | 53.7437 | 15.6578 | 215.9307 | 0 | 69.4827 | 0 | 0 | 10.2772 | 42.9
2198 | 938 | 914 | 153 | 2.7 | 21.6 | 274.5551 | 0 | 75 |  | 53.7437 | 15.5147 | 220.972 | 0 | 86.368 | 15.7125 | 0 | 34.6877 | 42.4
2199 | 645 | 754 | 282 | 4.8 | 21.9 | 175.5822 | 0 | 62.2874 |  | 53.7437 | 16.1351 | 121.9377 | 0 | 95.6651 | 24.9756 | 0 | 71.7708 | 41.7
2200 | 402 | 490 | 252 | 5.8 | 20.7 | 93.4389 | 0 | 39.4262 |  | 53.7336 | 16.6025 | 39.754 | 0 | 98.6812 | 12.0969 | 0 | 89.4316 | 42
2201 | 247 | 271 | 171 | 5.2 | 19.7 | 0 | 0 | 20.8565 |  | 53.7437 | 17.7143 | 0 | 53.7456 | 94.5913 | 0 | 6.7255 | 79.6823 | 44.5
2202 | 206 | 130 | 76 | 3.9 | 18.9 | 0 | 0 | 7.3247 |  | 53.7437 | 17.7362 | 0 | 53.7458 | 90.5013 | 0 | 22.2926 | 45.6952 | 46.6
2203 | 1 | 10 | 10 | 2.5 | 17.1 | 0 | 0 | 0.4256 |  | 96.3079 | 35.981 | 0 | 96.3119 | 83.0427 | 0 | 8.3915 | 32.7484 | 43.1
2204 | 0 | 0 | 0 | 1.8 | 16.1 | 0 | 0 | 0 |  | 96.3075 | 36.0872 | 0 | 96.3119 | 75.5835 | 0 | 5.0324 | 25.0107 | 39.4
2205 | 0 | 0 | 0 | 1.1 | 14.9 | 0 | 0 | 0 |  | 96.3072 | 36.1989 | 0 | 96.312 | 68.1233 | 0 | 2.3641 | 21.3501 | 36.8
2206 | 0 | 0 | 0 | 0.9 | 14 | 0 | 0 | 0 |  | 96.3071 | 36.267 | 0 | 96.3123 | 60.6626 | 0 | 0.12247 | 21.2159 | 34.6
2207 | 0 | 0 | 0 | 1.5 | 13.8 | 0 | 0 | 0 |  | 93.1649 | 34.9579 | 0 | 93.1703 | 53.4549 | 2.0897e-06 | 0 | 21.2755 | 33.2
2208 | 0 | 0 | 0 | 0.9 | 12.2 | 0 | 0 | 0 |  | 40.0538 | 11.7623 | 0 | 40.0563 | 50.4347 | 0 | 0 | 21.2755 | 11.7623
2209 | 0 | 0 | 0 | 0.5 | 12.1 | 0 | 0 | 0 |  | 25.4902 | 6.0449 | 0 | 25.4919 | 48.5226 | 0 | 0 | 21.2755 | 6.0449
2210 | 0 | 0 | 0 | 0.8 | 11.7 | 0 | 0 | 0 |  | 25.4902 | 6.0917 | 0 | 25.4921 | 46.6106 | 0 | 0 | 21.2755 | 6.0917
2211 | 0 | 0 | 0 | 0.6 | 10.8 | 0 | 0 | 0 |  | 101.012 | 38.4593 | 0 | 101.0201 | 38.7713 | 0 | 0 | 21.2755 | 36.6
2212 | 0 | 0 | 0 | 1.5 | 11.1 | 0 | 0 | 0 |  | 113.5876 | 44.4024 | 0 | 113.5974 | 29.9136 | 0 | 0 | 21.2755 | 41.7
2213 | 0 | 0 | 0 | 2 | 11 | 0 | 0 | 0 |  | 114.8648 | 45.0075 | 0 | 114.8757 | 20.9532 | 0 | 2.2612 | 17.707 | 44.5
2214 | 0 | 1 | 1 | 2 | 10.6 | 0 | 0 | 0 |  | 114.8648 | 44.9973 | 0 | 114.877 | 11.9952 | 0 | 3.3829 | 12.026 | 45.7
2215 | 368 | 82 | 30 | 1.6 | 11.1 | 0 | 0 | 2.8401 |  | 114.8647 | 44.9774 | 0 | 114.8788 | 3.0424 | 0 | 0.83422 | 10.6099 | 45.9
2216 | 727 | 289 | 56 | 0.6 | 15.1 | 91.6805 | 3.49e-06 | 22.2515 |  | 72.5058 | 24.2912 | 48.9564 | 29.7363 | 4.4898 | 0 | 0 | 10.6099 | 45.9
2217 | 874 | 502 | 63 | 0.7 | 16.9 | 228.7798 | 0 | 43.2629 |  | 112.241 | 41.6542 | 116.6673 | 0 | 13.3032 | 0 | 0 | 10.6099 | 46.2
2218 | 948 | 690 | 67 | 1.7 | 19.1 | 268.4132 | 0 | 59.4762 |  | 112.2405 | 40.9887 | 156.3263 | 0 | 25.2056 | 0 | 0 | 10.6099 | 45.8
2219 | 976 | 825 | 72 | 2.4 | 20.2 | 285.7995 | 0 | 70.6819 |  | 112.2409 | 40.5509 | 173.7218 | 0 | 38.4704 | 0 | 0 | 10.6099 | 44.3
2220 | 993 | 907 | 75 | 4.8 | 21.1 | 293.2256 | 0 | 75 |  | 112.2413 | 40.2397 | 181.1502 | 0 | 52.328 | 0 | 0 | 10.6099 | 43.3
2221 | 981 | 918 | 83 | 6.7 | 21 | 287.6833 | 0 | 75 |  | 112.2412 | 40.3393 | 175.6023 | 0 | 65.7785 | 0 | 0 | 10.6099 | 42.8
2222 | 932 | 857 | 100 | 4.8 | 21.3 | 270.5319 | 0 | 74.0748 |  | 112.2414 | 40.4715 | 158.4381 | 0 | 77.9263 | 0 | 0 | 10.6099 | 42.5
2223 | 858 | 735 | 117 | 5.3 | 21.9 | 240.1137 | 0 | 64.0636 |  | 112.2399 | 40.5896 | 128.0012 | 0 | 87.7455 | 4.217 | 0 | 17.4833 | 42
2224 | 838 | 581 | 92 | 6.2 | 22.4 | 219.7468 | 0 | 50.6093 |  | 112.1493 | 40.5467 | 107.7102 | 0 | 96.016 | 24.9661 | 0 | 55.1963 | 42.5
2225 | 742 | 378 | 72 | 5.8 | 22.6 | 169.3578 | 0 | 30.9658 |  | 117.3405 | 43.2574 | 52.1023 | 0 | 99.9888 | 23.8924 | 0 | 90 | 44.6
2226 | 484 | 159 | 48 | 5.5 | 21.5 | 64.5433 | 0 | 8.6486 |  | 107.957 | 39.4375 | 0 | 43.3848 | 96.6013 | 0 | 0 | 90 | 46.5
2227 | 78 | 15 | 9 | 5 | 19.9 | 0 | 0 | 0.37554 |  | 117.3378 | 45.0312 | 0 | 117.3409 | 87.4518 | 0 | 4.6415e-08 | 90 | 42.8
2228 | 0 | 0 | 0 | 5.4 | 19.5 | 0 | 0 | 0 |  | 109.3948 | 41.4643 | 0 | 109.398 | 78.9455 | 0 | 1.2693 | 89.0377 | 39.3
2229 | 0 | 0 | 0 | 4.2 | 18.3 | 0 | 0 | 0 |  | 102.8273 | 38.7006 | 0 | 102.8307 | 70.9659 | 0 | 0.015506 | 89.2748 | 36.8
2230 | 0 | 0 | 0 | 3.2 | 17 | 0 | 0 | 0 |  | 97.0941 | 36.3524 | 0 | 97.0977 | 63.4449 | 0 | 0.0053331 | 89.5097 | 34.6
2231 | 0 | 0 | 0 | 2.5 | 15.4 | 0 | 0 | 0 |  | 42.8044 | 13.4115 | 0 | 42.8062 | 60.2104 | 0 | 0 | 89.5097 | 13.4115
2232 | 0 | 0 | 0 | 2.5 | 14.5 | 0 | 0 | 0 |  | 42.8032 | 13.5523 | 0 | 42.8052 | 56.9761 | 0 | 0 | 89.5097 | 13.5523
2233 | 0 | 0 | 0 | 1.5 | 13.6 | 0 | 0 | 0 |  | 46.4433 | 14.9356 | 0 | 46.4457 | 53.4583 | 0 | 0 | 89.5097 | 14.9356
2234 | 0 | 0 | 0 | 1.6 | 12.8 | 0 | 0 | 0 |  | 93.0429 | 34.7764 | 0 | 93.0481 | 46.262 | 0 | 0.0099612 | 89.8982 | 33.2
2235 | 0 | 0 | 0 | 1.5 | 11.5 | 0 | 0 | 0 |  | 101.2615 | 38.5857 | 0 | 101.2678 | 38.4033 | 0 | 0 | 89.8982 | 36.6
2236 | 0 | 0 | 0 | 1.7 | 10.9 | 0 | 0 | 0 |  | 114.2461 | 44.7408 | 0 | 114.254 | 29.4923 | 0 | 0.0021781 | 89.9537 | 42
2237 | 0 | 0 | 0 | 3.5 | 10.9 | 0 | 0 | 0 |  | 121.825 | 48.4403 | 0 | 121.8345 | 19.9631 | 0 | 0.00083197 | 89.9688 | 45.1
2238 | 0 | 1 | 1 | 2.8 | 9.9 | 0 | 0 | 0 |  | 125.3391 | 50.1062 | 0 | 125.3503 | 10.1485 | 0 | 0.00073334 | 89.9789 | 46.7
2239 | 41 | 47 | 38 | 3.3 | 10.5 | 0 | 0 | 2.4025 |  | 121.0064 | 48.0212 | 0 | 121.0194 | 0.69621 | 0 | 0.00066686 | 89.9858 | 46.9
2240 | 265 | 226 | 141 | 4.4 | 11.9 | 0 | 0 | 16.9566 |  | 0 | -0.28887 | 0 | 0 | 0.69417 | 0 | 24.9637 | 51.044 | 41.6314
2241 | 122 | 312 | 252 | 4.8 | 12.6 | 0 | 0 | 23.4091 |  | 0 | -0.28887 | 0 | 0 | 0.69213 | 0 | 9.9525 | 35.4732 | 33.0728
2242 | 24 | 331 | 310 | 4.4 | 13.1 | 0 | 0 | 22.3382 |  | 0 | -0.28887 | 0 | 0 | 0.6901 | 0 | 0 | 35.4732 | 22.0493
2243 | 450 | 713 | 350 | 5.8 | 14 | 0 | 0 | 59.5729 |  | 0 | -0.28887 | 0 | 0 | 0.68808 | 15.4603 | 0 | 58.9814 | 43.8238
2244 | 112 | 595 | 489 | 5.1 | 14.2 | 0 | 0 | 44.0398 |  | 0 | -0.28887 | 0 | 0 | 0.68606 | 0.83904 | 0 | 60.2852 | 42.9119
2245 | 38 | 404 | 364 | 5 | 14.2 | 0 | 0 | 28.7685 |  | 0 | -0.28887 | 0 | 0 | 0.68404 | 0 | 0 | 60.2852 | 28.4796
2246 | 1 | 155 | 152 | 4.3 | 13.6 | 0 | 0 | 9.6871 |  | 0 | -0.28887 | 0 | 0 | 0.68202 | 0 | 0 | 60.2852 | 9.3982
2247 | 0 | 91 | 90 | 4.8 | 13.2 | 0 | 0 | 5.5565 |  | 0 | -0.28887 | 0 | 0 | 0.68001 | 0 | 0 | 60.2852 | 5.2676
2248 | 0 | 47 | 46 | 4.3 | 12.7 | 0 | 0 | 2.7882 |  | 0 | -0.28887 | 0 | 0 | 0.67799 | 0 | 0 | 60.2852 | 2.4993
2249 | 0 | 23 | 23 | 3.1 | 12.3 | 0 | 0 | 1.3683 |  | 0 | -0.28887 | 0 | 0 | 0.67598 | 0 | 0 | 60.2852 | 1.0795
2250 | 0 | 7 | 7 | 1.6 | 12.1 | 0 | 0 | 0.39202 |  | 0 | -0.28887 | 0 | 0 | 0.67397 | 0 | 24.9488 | 20.5739 | 25.052
2251 | 0 | 0 | 0 | 2.6 | 12 | 0 | 0 | 0 |  | 0 | -0.28887 | 0 | 0 | 0.67196 | 0 | 0 | 20.5739 | -0.28887
2252 | 0 | 0 | 0 | 3 | 11.7 | 0 | 0 | 0 |  | 0 | -0.28887 | 0 | 0 | 0.66995 | 0 | 0 | 20.5739 | -0.28887
2253 | 0 | 0 | 0 | 2.3 | 11.3 | 0 | 0 | 0 |  | 0 | -0.28887 | 0 | 0 | 0.66795 | 0 | 0 | 20.5739 | -0.28887
2254 | 0 | 0 | 0 | 2.4 | 11.4 | 0 | 0 | 0 |  | 0 | -0.28887 | 0 | 0 | 0.66594 | 0 | 0 | 20.5739 | -0.28887
2255 | 0 | 0 | 0 | 2.5 | 10.8 | 0 | 0 | 0 |  | 0 | -0.28887 | 0 | 0 | 0.66394 | 0 | 0 | 20.5739 | -0.28887
2256 | 0 | 0 | 0 | 2.9 | 10.3 | 0 | 0 | 0 |  | 0 | -0.28887 | 0 | 0 | 0.66194 | 0 | 0 | 20.5739 | -0.28887
2257 | 0 | 0 | 0 | 1.4 | 9.3 | 0 | 0 | 0 |  | 0 | -0.28887 | 0 | 0 | 0.65994 | 0 | 0 | 20.5739 | -0.28887
2258 | 0 | 0 | 0 | 1.1 | 8.7 | 0 | 0 | 0 |  | 0 | -0.28887 | 0 | 0 | 0.65793 | 0 | 0 | 20.5739 | -0.28887
2259 | 0 | 0 | 0 | 1.1 | 7 | 0 | 0 | 0 |  | 0 | -0.28887 | 0 | 0 | 0.65593 | 0 | 0 | 20.5739 | -0.28887
2260 | 0 | 0 | 0 | 0.6 | 7.4 | 0 | 0 | 0 |  | 0 | -0.28887 | 0 | 0 | 0.65393 | 0 | 0 | 20.5739 | -0.28887
2261 | 0 | 0 | 0 | 0.6 | 8 | 0 | 0 | 0 |  | 0 | -0.28887 | 0 | 0 | 0.65193 | 0 | 6.0737 | 10.4744 | 5.7848
2262 | 1 | 1 | 1 | 0.4 | 7.5 | 0 | 0 | 0 |  | 0 | -0.28887 | 0 | 0 | 0.64994 | 0 | 0 | 10.4744 | -0.28887
2263 | 64 | 58 | 49 | 0.4 | 7.9 | 0 | 0 | 3.16 |  | 0 | -0.28887 | 0 | 0 | 0.64794 | 0 | 0 | 10.4744 | 2.8711
2264 | 1 | 119 | 117 | 1.3 | 9.9 | 0 | 0 | 7.6592 |  | 0 | -0.28887 | 0 | 0 | 0.64596 | 0 | 0 | 10.4744 | 7.3703
2265 | 582 | 412 | 98 | 2.5 | 12.1 | 82.1748 | 0 | 35.1048 |  | 0 | -1.4795 | 82.222 | 0 | 6.6832 | 0 | 0 | 10.4744 | 33.6253
2266 | 804 | 694 | 151 | 5.8 | 14.7 | 220.9998 | 0 | 61.2659 |  | 0 | -1.7706 | 221.127 | 0 | 23.468 | 11.7698 | 0 | 28.9749 | 47.6
2267 | 722 | 767 | 204 | 8.2 | 15.2 | 199.7205 | 0 | 68.6081 |  | 0 | -1.6414 | 199.8358 | 0 | 38.7657 | 21.3029 | 0 | 60.9641 | 45.6638
2268 | 458 | 794 | 392 | 9.6 | 14 | 117.0061 | 0 | 66.8487 |  | 0 | -1.2989 | 117.0734 | 0 | 47.7322 | 19.7944 | 0 | 90 | 44.8
2269 | 75 | 360 | 291 | 8.1 | 13.8 | 0 | 0 | 26.3868 |  | 0 | -0.37147 | 0 | 0 | 47.7093 | 0 | 5.5502e-17 | 90 | 26.0154
2270 | 1 | 230 | 226 | 7.4 | 12.9 | 0 | 0 | 14.8123 |  | 0 | -0.28887 | 0 | 0 | 47.6863 | 0 | 0 | 90 | 14.5234
2271 | 1 | 141 | 139 | 6.5 | 10.1 | 0 | 0 | 8.9837 |  | 0 | -0.28887 | 0 | 0 | 47.6632 | 0 | 0 | 90 | 8.6948
2272 | 3 | 209 | 205 | 4.4 | 10.7 | 0 | 0 | 13.7455 |  | 0 | -0.28887 | 0 | 0 | 47.6401 | 0 | 0 | 90 | 13.4566
2273 | 145 | 266 | 198 | 4.5 | 12 | 0 | 0 | 19.2051 |  | 0 | -0.28887 | 0 | 0 | 47.6171 | 0 | 21.084 | 58.6722 | 40.0003
2274 | 214 | 137 | 80 | 5 | 12.6 | 0 | 0 | 7.7576 |  | 0 | -0.28887 | 0 | 0 | 47.5941 | 0 | 24.9446 | 18.4748 | 32.4133
2275 | 96 | 17 | 9 | 7.4 | 11.4 | 0 | 0 | 0.39248 |  | 0 | -0.28887 | 0 | 0 | 47.5711 | 0 | 3.5058e-15 | 18.4748 | 0.10361
2276 | 0 | 0 | 0 | 8.6 | 10.5 | 0 | 0 | 0 |  | 0 | -0.28887 | 0 | 0 | 47.548 | 0 | 1.2219e-15 | 18.4748 | -0.28887
2277 | 0 | 0 | 0 | 5.6 | 10.1 | 0 | 0 | 0 |  | 0 | -0.28887 | 0 | 0 | 47.5249 | 0 | 0 | 18.4748 | -0.28887
2278 | 0 | 0 | 0 | 4.6 | 9.7 | 0 | 0 | 0 |  | 0 | -0.28887 | 0 | 0 | 47.5018 | 0 | 0 | 18.4748 | -0.28887
2279 | 0 | 0 | 0 | 2.8 | 8.8 | 0 | 0 | 0 |  | 0 | -0.28887 | 0 | 0 | 47.4787 | 0 | 0 | 18.4748 | -0.28887
2280 | 0 | 0 | 0 | 1.6 | 8.1 | 0 | 0 | 0 |  | 0 | -0.28887 | 0 | 0 | 47.4556 | 0 | 0 | 18.4748 | -0.28887
2281 | 0 | 0 | 0 | 3.1 | 8.3 | 0 | 0 | 0 |  | 0 | -0.28887 | 0 | 0 | 47.4324 | 0 | 0 | 18.4748 | -0.28887
2282 | 0 | 0 | 0 | 6.1 | 9 | 0 | 0 | 0 |  | 0 | -0.28887 | 0 | 0 | 47.4093 | 0 | 0 | 18.4748 | -0.28887
2283 | 0 | 0 | 0 | 5.9 | 8.5 | 0 | 0 | 0 |  | 0 | -0.28887 | 0 | 0 | 47.3862 | 0 | 0 | 18.4748 | -0.28887
2284 | 0 | 0 | 0 | 6.9 | 8.8 | 0 | 0 | 0 |  | 129.2846 | 25.8291 | 0 | 129.3202 | 37.2161 | 0 | 4.8713 | 10.582 | 30.7004
2285 | 0 | 0 | 0 | 6.6 | 8.5 | 0 | 0 | 0 |  | 98.5449 | 36.9388 | 0 | 98.5722 | 29.5733 | 2.0544e-06 | 0 | 10.5819 | 35.7
2286 | 3 | 1 | 1 | 7.4 | 8.9 | 0 | 0 | 0 |  | 107.3084 | 41.111 | 0 | 107.3391 | 21.2243 | 2.0542e-06 | 0 | 10.5866 | 39.3
2287 | 462 | 101 | 31 | 7.6 | 9.4 | 0 | 0 | 3.3524 |  | 105.9709 | 40.4422 | 0 | 106.0023 | 12.9859 | 0 | 0 | 10.5866 | 42.1
2288 | 783 | 322 | 59 | 8.5 | 11.1 | 100.5827 | 0 | 25.0394 |  | 57.8281 | 17.5642 | 65.2316 | 22.4355 | 16.2661 | 0 | 0 | 10.5866 | 42.6
2289 | 903 | 527 | 60 | 9.9 | 12.5 | 228.6505 | 0 | 47.4319 |  | 25.4902 | 4.3252 | 203.2886 | 0 | 31.8971 | 0 | 0 | 10.5866 | 42.2
2290 | 961 | 710 | 65 | 8.8 | 14 | 264.8016 | 0 | 64.1883 |  | 25.4902 | 3.8152 | 239.4645 | 0 | 50.3232 | 0 | 0 | 10.5866 | 42
2291 | 896 | 813 | 109 | 6.9 | 15.3 | 255.789 | 0 | 72.1206 |  | 25.4902 | 3.6334 | 230.4493 | 0 | 68.0436 | 0 | 0 | 10.5866 | 41.1
2292 | 677 | 774 | 196 | 4.9 | 15.7 | 192.879 | 0 | 67.9568 |  | 25.4901 | 3.9617 | 167.5029 | 0 | 80.9107 | 19.5973 | 0 | 40.7301 | 39.2
2293 | 303 | 511 | 244 | 6.4 | 15.9 | 71.8611 | 0 | 44.0277 |  | 25.49 | 4.5571 | 46.4125 | 0 | 84.4906 | 11.1893 | 0 | 57.4898 | 37.3956
2294 | 552 | 619 | 170 | 8.9 | 15.7 | 145.8565 | 0 | 56.1028 |  | 25.4901 | 4.178 | 120.4481 | 0 | 93.6938 | 21.9667 | 0 | 90 | 37.2
2295 | 193 | 287 | 137 | 7.5 | 14.8 | 0 | 0 | 24.2156 |  | 25.4902 | 5.443 | 0 | 25.4919 | 91.78 | 0 | 7.2467 | 79.0552 | 36.9053
2296 | 35 | 259 | 233 | 8.1 | 13.2 | 0 | 0 | 18.0085 |  | 25.4902 | 5.8523 | 0 | 25.492 | 89.8662 | 0 | 14.0338 | 58.0201 | 37.7
2297 | 6 | 71 | 68 | 6.9 | 11.2 | 0 | 0 | 4.4788 |  | 92.6031 | 34.602 | 0 | 92.61 | 82.7012 | 0 | 1.9236 | 55.2239 | 39.5
2298 | 70 | 67 | 54 | 7.6 | 9.8 | 0 | 0 | 4.319 |  | 92.6031 | 34.6009 | 0 | 92.6103 | 75.5364 | 0 | 4.5204 | 48.5027 | 42.1
2299 | 5 | 11 | 10 | 5 | 9.2 | 0 | 0 | 0.44307 |  | 92.6031 | 34.5953 | 0 | 92.6107 | 68.3716 | 0 | 6.2924 | 38.8864 | 40
2300 | 0 | 0 | 0 | 7.7 | 9.4 | 0 | 0 | 0 |  | 92.6031 | 34.585 | 0 | 92.6111 | 61.2071 | 0 | 4.7361 | 31.5609 | 38
2301 | 0 | 0 | 0 | 6.8 | 8.8 | 0 | 0 | 0 |  | 92.6031 | 34.5776 | 0 | 92.6115 | 54.0428 | 0 | 1.7374 | 28.8876 | 35
2302 | 0 | 0 | 0 | 6.6 | 8.8 | 0 | 0 | 0 |  | 90.7499 | 33.7221 | 0 | 90.7586 | 47.0274 | 2.0544e-06 | 0 | 28.9327 | 32.5
2303 | 0 | 0 | 0 | 7.8 | 8.4 | 0 | 0 | 0 |  | 70.895 | 24.9161 | 0 | 70.9023 | 41.5887 | 0 | 0 | 28.9327 | 24.9161
2304 | 0 | 0 | 0 | 8.1 | 9.2 | 0 | 0 | 0 |  | 43.9239 | 13.3254 | 0 | 43.9286 | 38.2672 | 0 | 0 | 28.9327 | 13.3254
2305 | 0 | 0 | 0 | 7.5 | 8.7 | 0 | 0 | 0 |  | 43.9239 | 13.3144 | 0 | 43.9289 | 34.946 | 0 | 0 | 28.9327 | 13.3144
2306 | 0 | 0 | 0 | 6.9 | 8.9 | 0 | 0 | 0 |  | 43.9239 | 13.299 | 0 | 43.9293 | 31.6252 | 0 | 0 | 28.9327 | 13.299
2307 | 0 | 0 | 0 | 8.4 | 9.6 | 0 | 0 | 0 |  | 43.9239 | 13.2799 | 0 | 43.9296 | 28.3047 | 0 | 0 | 28.9327 | 13.2799
2308 | 0 | 0 | 0 | 7.9 | 9.4 | 0 | 0 | 0 |  | 83.6778 | 30.4389 | 0 | 83.6894 | 21.8559 | 0 | 0.80848 | 27.7427 | 30.4
2309 | 0 | 0 | 0 | 8.6 | 9.5 | 0 | 0 | 0 |  | 83.6778 | 30.4127 | 0 | 83.6903 | 15.4085 | 0 | 1.5065 | 25.3486 | 31.1
2310 | 9 | 1 | 1 | 9.7 | 9.5 | 0 | 0 | 0 |  | 83.6778 | 30.3801 | 0 | 83.6914 | 8.9636 | 0 | 4.4965 | 18.0299 | 34.1
2311 | 475 | 101 | 27 | 9.7 | 10 | 0 | 0 | 3.1325 |  | 83.6777 | 30.3329 | 0 | 83.693 | 2.5236 | 0 | 4.0623 | 11.1552 | 36.8
2312 | 774 | 319 | 57 | 10.1 | 11.3 | 97.2051 | 0 | 24.7196 |  | 47.0527 | 13.8448 | 68.8372 | 18.6361 | 6.3244 | 0 | 0 | 11.1552 | 38.1
2313 | 722 | 573 | 194 | 10.8 | 12.8 | 176.2894 | 0 | 49.0118 |  | 89.8351 | 32.0725 | 86.5491 | 0 | 12.8027 | 0 | 0 | 11.1552 | 38.5
2314 | 891 | 748 | 141 | 11.5 | 14 | 240.132 | 0 | 66.5018 |  | 89.8352 | 31.689 | 150.4332 | 0 | 24.1847 | 0 | 0 | 11.1552 | 38.7
2315 | 971 | 877 | 110 | 11.6 | 15.3 | 272.9686 | 0 | 75 |  | 89.837 | 31.4569 | 183.2898 | 0 | 38.0955 | 0 | 0 | 11.1552 | 38.4
2316 | 970 | 956 | 125 | 12 | 16.1 | 276.4573 | 0 | 75 |  | 89.837 | 31.3466 | 186.7821 | 0 | 52.2902 | 0 | 0 | 11.1552 | 36.4
2317 | 958 | 985 | 152 | 10.8 | 17 | 274.7461 | 0 | 75 |  | 89.8372 | 31.2611 | 185.0707 | 0 | 66.3697 | 0 | 0 | 11.1552 | 35.3
2318 | 971 | 990 | 186 | 9.8 | 17.6 | 275.932 | 0 | 75 |  | 89.8373 | 31.1704 | 186.2579 | 0 | 80.5561 | 0 | 0 | 11.1552 | 35.1
2319 | 820 | 936 | 331 | 9.6 | 18.3 | 222.7709 | 0 | 75 |  | 89.8375 | 31.5293 | 133.065 | 0 | 90.6873 | 7.6493 | 0 | 23.3658 | 35.5
2320 | 839 | 797 | 293 | 8.3 | 18.9 | 211.4629 | 0 | 64.6309 |  | 89.8526 | 31.5204 | 121.7373 | 0 | 99.9666 | 24.9694 | 0 | 60.8917 | 36.7
2321 | 455 | 399 | 202 | 9 | 18 | 90.2313 | 0 | 30.0543 |  | 89.8425 | 32.1278 | 0 | -0.44031 | 99.9536 | 19.9532 | 0 | 90 | 39.3
2322 | 296 | 175 | 95 | 7.6 | 16.9 | 0 | 0 | 9.4185 |  | 83.9005 | 30.5848 | 0 | 83.9029 | 93.4853 | 0 | 3.7151 | 84.5875 | 42.4
2323 | 14 | 19 | 18 | 4.6 | 16 | 0 | 0 | 0.79307 |  | 83.9043 | 30.7271 | 0 | 83.907 | 87.0164 | 0 | 10.3753 | 69.3223 | 40.5
2324 | 0 | 0 | 0 | 3.6 | 15.4 | 0 | 0 | 0 |  | 83.8993 | 30.6832 | 0 | 83.9022 | 80.549 | 0 | 8.4359 | 56.6878 | 37.8
2325 | 0 | 0 | 0 | 1.6 | 15.1 | 0 | 0 | 0 |  | 83.8992 | 30.7096 | 0 | 83.9025 | 74.0815 | 0 | 5.3232 | 48.695 | 34.7
2326 | 0 | 0 | 0 | 0.5 | 14.4 | 0 | 0 | 0 |  | 83.8992 | 30.7769 | 0 | 83.9027 | 67.6138 | 0 | 2.7895 | 44.5294 | 32.2
2327 | 0 | 0 | 0 | 0.8 | 14 | 0 | 0 | 0 |  | 25.4902 | 5.7426 | 0 | 25.4914 | 65.7009 | 0 | 0 | 44.5294 | 5.7426
2328 | 0 | 0 | 0 | 0.9 | 13.3 | 0 | 0 | 0 |  | 25.4902 | 5.8545 | 0 | 25.4915 | 63.788 | 0 | 0 | 44.5294 | 5.8545
2329 | 0 | 0 | 0 | 1.2 | 12.9 | 0 | 0 | 0 |  | 25.4902 | 5.9429 | 0 | 25.4916 | 61.8752 | 0 | 0 | 44.5294 | 5.9429
2330 | 0 | 0 | 0 | 1 | 11.9 | 0 | 0 | 0 |  | 79.0445 | 28.6635 | 0 | 79.0492 | 55.793 | 0 | 0 | 44.5294 | 28.6635
2331 | 0 | 0 | 0 | 1.4 | 11.5 | 0 | 0 | 0 |  | 98.8267 | 37.3731 | 0 | 98.8331 | 48.1324 | 2.0786e-06 | 0 | 44.852 | 35.6
2332 | 0 | 0 | 0 | 1.2 | 11.3 | 0 | 0 | 0 |  | 113.43 | 44.1661 | 0 | 113.438 | 39.2908 | 2.0754e-06 | 0 | 44.8696 | 41.6
2333 | 0 | 0 | 0 | 0.7 | 10.9 | 0 | 0 | 0 |  | 114.4593 | 44.8336 | 0 | 114.4681 | 30.3622 | 0 | 3.0075 | 40.2037 | 45.1
2334 | 0 | 1 | 1 | 0.8 | 11.1 | 0 | 0 | 0 |  | 114.4593 | 44.8231 | 0 | 114.469 | 21.4349 | 0 | 4.9332 | 32.4548 | 47
2335 | 35 | 65 | 58 | 1.3 | 12 | 0 | 0 | 3.5521 |  | 114.4615 | 44.5964 | 0 | 114.4725 | 12.5145 | 0 | 2.2826 | 28.8503 | 47.8
2336 | 208 | 263 | 182 | 1.3 | 15 | 0 | 0 | 17.6658 |  | 86.003 | 31.43 | 0 | 86.0126 | 5.8886 | 0 | 0 | 28.8503 | 47.9
2337 | 167 | 425 | 333 | 4.5 | 17.7 | 0 | 0 | 31.2401 |  | 28.476 | 7.3612 | 0 | 28.4797 | 3.7656 | 0 | 9.62 | 12.7689 | 47.7
2338 | 228 | 537 | 369 | 6.9 | 18.3 | 0 | 0 | 40.3043 |  | 28.4759 | 7.2138 | 0 | 28.4804 | 1.6457 | 0 | 0 | 12.7689 | 47.1
2339 | 795 | 814 | 180 | 5.5 | 19.4 | 162.3579 | 0 | 69.7022 |  | 25.4902 | 4.5635 | 144.148 | 7.1864 | 12.1305 | 0 | 0 | 12.7689 | 45.5
2340 | 886 | 919 | 157 | 4.2 | 20.4 | 259.9987 | 0 | 75 |  | 25.4899 | 4.6712 | 234.6633 | 0 | 30.1302 | 0 | 0 | 12.7689 | 44.5
2341 | 935 | 1028 | 213 | 4.3 | 21.4 | 275.9244 | 0 | 75 |  | 25.4902 | 4.3379 | 250.5989 | 0 | 49.3468 | 0 | 0 | 12.7689 | 43.8
2342 | 778 | 875 | 224 | 3.7 | 21.7 | 223.2945 | 0 | 71.9387 |  | 25.4902 | 4.7403 | 197.937 | 0 | 64.5157 | 12.8267 | 0 | 32.794 | 43.1
2343 | 630 | 689 | 223 | 6.1 | 21.5 | 169.3791 | 0 | 57.5881 |  | 25.4902 | 5.0753 | 143.988 | 0 | 75.5401 | 19.3082 | 0 | 61.7786 | 42.5
2344 | 897 | 623 | 87 | 7.1 | 21.7 | 235.9649 | 0 | 52.5604 |  | 40.949 | 10.7315 | 195.1498 | 0 | 90.4347 | 19.1754 | 0 | 90 | 42.9
2345 | 736 | 402 | 80 | 8.2 | 21.7 | 166.2609 | 0 | 30.983 |  | 57.0746 | 17.5454 | 109.2751 | 0 | 98.7282 | 0 | 6.9221e-15 | 90 | 45.4
2346 | 33 | 77 | 67 | 6.6 | 19.8 | 0 | 0 | 4.4572 |  | 57.0728 | 18.9816 | 0 | 57.0748 | 94.3771 | 0 | 24.978 | 52.0723 | 47.7
2347 | 3 | 10 | 10 | 4.2 | 17.7 | 0 | 0 | 0.42437 |  | 95.3392 | 35.4848 | 0 | 95.3428 | 86.9967 | 0 | 9.5386 | 37.4052 | 43.8
2348 | 0 | 0 | 0 | 3.8 | 17.3 | 0 | 0 | 0 |  | 95.339 | 35.528 | 0 | 95.343 | 79.6161 | 0 | 6.2289 | 27.9 | 40.1
2349 | 0 | 0 | 0 | 3.4 | 16.3 | 0 | 0 | 0 |  | 95.3387 | 35.638 | 0 | 95.343 | 72.2348 | 0 | 3.1443 | 23.0518 | 37.1
2350 | 0 | 0 | 0 | 4.2 | 15.5 | 0 | 0 | 0 |  | 95.3385 | 35.7146 | 0 | 95.3431 | 64.8529 | 0 | 0.69806 | 22.0174 | 34.7
2351 | 0 | 0 | 0 | 4.4 | 15.5 | 0 | 0 | 0 |  | 93.3687 | 34.8369 | 0 | 93.3737 | 57.6293 | 0 | 0 | 22.0174 | 33.2
2352 | 0 | 0 | 0 | 4.9 | 15 | 0 | 0 | 0 |  | 46.4816 | 14.7153 | 0 | 46.4843 | 54.1085 | 0 | 0 | 22.0174 | 14.7153
2353 | 0 | 0 | 0 | 5.4 | 14.2 | 0 | 0 | 0 |  | 46.4815 | 14.8339 | 0 | 46.4845 | 50.5877 | 0 | 0 | 22.0174 | 14.8339
2354 | 0 | 0 | 0 | 3.6 | 13.5 | 0 | 0 | 0 |  | 46.4815 | 14.9214 | 0 | 46.4847 | 47.0671 | 0 | 0 | 22.0174 | 14.9214
2355 | 0 | 0 | 0 | 2.5 | 13.4 | 0 | 0 | 0 |  | 101.7 | 38.6592 | 0 | 101.7076 | 39.1741 | 0 | 0 | 22.0174 | 36.7
2356 | 0 | 0 | 0 | 4.9 | 13.2 | 0 | 0 | 0 |  | 114.6703 | 44.6582 | 0 | 114.6796 | 30.2341 | 0 | 0 | 22.0174 | 42
2357 | 0 | 0 | 0 | 6.3 | 13.1 | 0 | 0 | 0 |  | 116.9783 | 45.7521 | 0 | 116.9888 | 21.108 | 0 | 2.256 | 18.5564 | 45.2
2358 | 15 | 3 | 2 | 4.3 | 12.5 | 0 | 0 | 0 |  | 116.9781 | 45.7698 | 0 | 116.9898 | 11.9838 | 0 | 3.7163 | 12.326 | 46.7
2359 | 505 | 110 | 30 | 6.5 | 13.4 | 0 | 0 | 3.4407 |  | 116.9784 | 45.7144 | 0 | 116.992 | 2.8656 | 0 | 0.93188 | 10.7451 | 47.3
2360 | 790 | 326 | 53 | 6.1 | 14.9 | 108.3107 | -4.18e-06 | 24.4561 |  | 71.2371 | 23.7711 | 63.521 | 26.3917 | 5.6945 | 0 | 0 | 10.7451 | 47.6
2361 | 900 | 539 | 64 | 7.9 | 16 | 231.5162 | 0 | 46.8611 |  | 115.5193 | 43.2917 | 116.1263 | 0 | 14.4699 | 0 | 0 | 10.7451 | 47.9
2362 | 959 | 723 | 69 | 6.9 | 17 | 267.0842 | 0 | 63.2389 |  | 115.519 | 42.8771 | 151.7163 | 0 | 26.0197 | 0 | 0 | 10.7451 | 47.4
2363 | 995 | 861 | 71 | 7.8 | 18 | 285.5397 | 0 | 75 |  | 115.5187 | 42.5277 | 170.1815 | 0 | 39.0171 | 0 | 0 | 10.7451 | 45.7
2364 | 1011 | 941 | 73 | 7.3 | 18.9 | 295.6597 | 0 | 75 |  | 115.5186 | 42.2317 | 180.305 | 0 | 52.8181 | 0 | 0 | 10.7451 | 44.8
2365 | 991 | 970 | 108 | 6.8 | 19.6 | 290.5086 | 0 | 75 |  | 115.5189 | 42.1614 | 175.1473 | 0 | 66.2447 | 0 | 0 | 10.7451 | 44
2366 | 830 | 927 | 237 | 6.8 | 20.4 | 235.7431 | 0 | 75 |  | 115.5194 | 42.5532 | 120.3478 | 0 | 75.4624 | 0 | 0 | 10.7451 | 44
2367 | 934 | 796 | 110 | 10.1 | 20.3 | 256.9231 | 0 | 68.5215 |  | 115.5193 | 42.3925 | 141.5351 | 0 | 86.3373 | 4.2171 | 0 | 17.6198 | 43.7
2368 | 929 | 630 | 74 | 10.5 | 19.4 | 240.696 | 0 | 53.9345 |  | 115.46 | 42.6953 | 125.3539 | 0 | 95.9809 | 24.9662 | 0 | 55.3497 | 43.9
2369 | 835 | 425 | 68 | 8.7 | 18.6 | 167.8384 | 4.1623 | 33.6623 |  | 115.5262 | 43.3398 | 52.3899 | 0 | 99.9898 | 23.7724 | 0 | 90 | 45.7
2370 | 662 | 200 | 43 | 6.8 | 17.7 | 101.4506 | 0 | 9.8998 |  | 101.4508 | 37.2506 | 0 | -0.058428 | 99.9789 | 0 | 2.3353 | 86.5484 | 47.7
2371 | 135 | 23 | 10 | 5.7 | 15.8 | 0 | 0 | 0.4286 |  | 86.7547 | 31.9526 | 0 | 86.7569 | 93.2823 | 0 | 12.9651 | 67.4501 | 43.9
2372 | 0 | 0 | 0 | 5 | 14.9 | 0 | 0 | 0 |  | 86.7531 | 31.9695 | 0 | 86.7556 | 86.5872 | 0 | 9.5452 | 53.1305 | 40.1
2373 | 0 | 0 | 0 | 4.6 | 14.4 | 0 | 0 | 0 |  | 86.753 | 32.0136 | 0 | 86.7558 | 79.8919 | 0 | 6.7236 | 42.9869 | 37.3
2374 | 0 | 0 | 0 | 5.6 | 14 | 0 | 0 | 0 |  | 86.753 | 32.0435 | 0 | 86.7561 | 73.1966 | 0 | 4.5066 | 36.135 | 35.1
2375 | 0 | 0 | 0 | 4.1 | 13.6 | 0 | 0 | 0 |  | 85.4576 | 31.5216 | 0 | 85.461 | 66.6043 | 0 | 0 | 36.135 | 31.5216
2376 | 0 | 0 | 0 | 3.5 | 12.7 | 0 | 0 | 0 |  | 87.5467 | 32.4664 | 0 | 87.5506 | 59.8455 | 0 | 2.0376 | 33.1395 | 33
2377 | 0 | 0 | 0 | 3.4 | 12.5 | 0 | 0 | 0 |  | 87.5467 | 32.4684 | 0 | 87.551 | 53.0869 | 0 | 0 | 33.1395 | 32.4684
2378 | 0 | 0 | 0 | 1.5 | 12.1 | 0 | 0 | 0 |  | 93.9743 | 35.2344 | 0 | 93.9794 | 45.8156 | 1.6844e-06 | 0 | 33.2339 | 33.6
2379 | 0 | 0 | 0 | 1.6 | 11.3 | 0 | 0 | 0 |  | 102.1741 | 39.0104 | 0 | 102.1802 | 37.8834 | 0 | 0 | 33.2339 | 37
2380 | 0 | 0 | 0 | 1 | 10 | 0 | 0 | 0 |  | 112.7737 | 44.0418 | 0 | 112.7812 | 29.0923 | 0 | 0.75613 | 32.0921 | 42.3
2381 | 0 | 0 | 0 | 2 | 9.8 | 0 | 0 | 0 |  | 112.7737 | 44.032 | 0 | 112.7822 | 20.3026 | 0 | 4.0479 | 25.6654 | 45.6
2382 | 16 | 3 | 2 | 5.4 | 11 | 0 | 0 | 0 |  | 112.7737 | 44.0121 | 0 | 112.7835 | 11.5154 | 0 | 5.5057 | 16.6558 | 46.9
2383 | 534 | 116 | 27 | 8.2 | 12.4 | 0 | 0 | 3.3635 |  | 112.776 | 43.7759 | 0 | 112.7876 | 2.7378 | 0 | 2.669 | 12.1798 | 47.3
2384 | 820 | 334 | 46 | 7.2 | 13.9 | 115.1912 | 0 | 24.8505 |  | 70.0298 | 23.4201 | 70.1653 | 24.9464 | 6.2217 | 0 | 0 | 12.1798 | 47.2
2385 | 927 | 550 | 55 | 7.9 | 15.3 | 239.5222 | 0 | 47.5007 |  | 70.0299 | 23.0846 | 169.6245 | 0 | 19.297 | 0 | 0 | 12.1798 | 47.3
2386 | 970 | 729 | 63 | 7.8 | 16.6 | 269.3622 | 0 | 63.6829 |  | 70.0299 | 22.9514 | 199.4847 | 0 | 34.6743 | 0 | 0 | 12.1798 | 46.9
2387 | 994 | 931 | 135 | 6.4 | 17.9 | 287.0806 | 0 | 75 |  | 70.03 | 22.5336 | 217.2157 | 0 | 51.4044 | 0 | 0 | 12.1798 | 45.2
2388 | 935 | 994 | 184 | 5.5 | 19.2 | 273.9265 | 0 | 75 |  | 70.0305 | 22.6203 | 204.0556 | 0 | 67.1038 | 0 | 0 | 12.1798 | 44.5
2389 | 993 | 1029 | 160 | 5.9 | 20.4 | 292.3328 | 0 | 75 |  | 70.0306 | 22.1407 | 222.4748 | 0 | 84.1939 | 0 | 0 | 12.1798 | 43.9
2390 | 664 | 879 | 317 | 5.7 | 19.3 | 185.1192 | 0 | 71.7185 |  | 70.0305 | 23.2682 | 115.1981 | 0 | 93.0241 | 15.7967 | 0 | 36.6739 | 43.3
2391 | 173 | 348 | 217 | 3.8 | 18.1 | 0 | 0 | 27.263 |  | 70.03 | 24.5205 | 0 | 70.0318 | 87.6533 | 8.1278 | 0 | 48.9683 | 42.7
2392 | 797 | 578 | 104 | 5.7 | 18.8 | 145.0067 | 5.46e-06 | 49.1989 |  | 70.0305 | 23.1536 | 96.4423 | 21.3815 | 93.3723 | 24.9812 | 0 | 85.9864 | 43.1
2393 | 637 | 337 | 69 | 6.2 | 17.8 | 143.3306 | 0 | 26.9584 |  | 72.2647 | 24.4562 | 71.149 | 0 | 98.7788 | 1.8641 | 0 | 88.5377 | 45.1
2394 | 671 | 202 | 42 | 4.5 | 17.1 | 107.0245 | 0 | 9.83 |  | 105.3889 | 39.0917 | 1.6881 | 0 | 98.7969 | 0 | 0 | 88.5377 | 46.9
2395 | 66 | 19 | 13 | 3.1 | 15.4 | 0 | 0 | 0.56542 |  | 86.9372 | 32.0586 | 0 | 86.9399 | 92.0853 | 0 | 12.1355 | 70.7972 | 43.3
2396 | 0 | 0 | 0 | 3.5 | 14.4 | 0 | 0 | 0 |  | 86.9355 | 32.0847 | 0 | 86.9385 | 85.3753 | 0 | 9.5469 | 56.315 | 40.2
2397 | 0 | 0 | 0 | 6.1 | 12.8 | 0 | 0 | 0 |  | 86.9354 | 32.216 | 0 | 86.9387 | 78.6646 | 0 | 6.6824 | 46.1584 | 37.4
2398 | 0 | 0 | 0 | 3.3 | 9.5 | 0 | 0 | 0 |  | 86.9362 | 32.1447 | 0 | 86.9398 | 71.9533 | 0 | 3.9656 | 40.1329 | 34.9
2399 | 0 | 0 | 0 | 2 | 10.5 | 0 | 0 | 0 |  | 86.9362 | 32.13 | 0 | 86.9402 | 65.2421 | 0 | 2.7298 | 35.9831 | 33.6
2400 | 0 | 0 | 0 | 2.3 | 10.4 | 0 | 0 | 0 |  | 86.9316 | 32.1177 | 0 | 86.936 | 58.5315 | 0 | 2.0174 | 32.8924 | 32.9
2401 | 0 | 0 | 0 | 3.6 | 10.8 | 0 | 0 | 0 |  | 76.8941 | 27.6454 | 0 | 76.8983 | 52.6192 | 0 | 0 | 32.8924 | 27.6454
2402 | 0 | 0 | 0 | 1.8 | 10.4 | 0 | 0 | 0 |  | 93.5679 | 35.0834 | 0 | 93.5735 | 45.3786 | 1.6743e-06 | 0 | 32.9645 | 33.6
2403 | 0 | 0 | 0 | 2 | 9.9 | 0 | 0 | 0 |  | 101.7163 | 38.8207 | 0 | 101.723 | 37.4827 | 0 | 0 | 32.9645 | 37
2404 | 0 | 0 | 0 | 1.1 | 9.1 | 0 | 0 | 0 |  | 111.7179 | 43.5309 | 0 | 111.726 | 28.7775 | 0 | 0.98937 | 31.4441 | 42.1
2405 | 0 | 0 | 0 | 1.1 | 7.9 | 0 | 0 | 0 |  | 111.7179 | 43.5254 | 0 | 111.727 | 20.0737 | 0 | 4.1768 | 24.7941 | 45.3
2406 | 31 | 4 | 2 | 0.7 | 7.6 | 0 | 0 | 0 |  | 111.7179 | 43.512 | 0 | 111.7283 | 11.3722 | 0 | 5.4653 | 15.8122 | 46.6
2407 | 558 | 119 | 27 | 0.8 | 10.4 | 0 | 0 | 3.5669 |  | 111.7178 | 43.4773 | 0 | 111.7301 | 2.6762 | 0 | 2.2802 | 11.9819 | 46.9
2408 | 821 | 336 | 43 | 1 | 13.7 | 122.1927 | 0 | 24.1459 |  | 69.9419 | 23.3639 | 76.29 | 23.977 | 6.6952 | 0 | 0 | 11.9819 | 46.8
2409 | 927 | 550 | 51 | 1 | 16.2 | 246.6395 | 0 | 45.0276 |  | 71.446 | 23.694 | 175.3317 | 0 | 20.1922 | 0 | 0 | 11.9819 | 46.7
2410 | 980 | 735 | 59 | 1.5 | 17.2 | 279.1469 | 0 | 60.6954 |  | 103.6495 | 37.2617 | 175.6548 | 0 | 33.6418 | 0 | 0 | 11.9819 | 46.4
2411 | 895 | 881 | 162 | 1.8 | 18.4 | 260.9249 | 0 | 71.4976 |  | 103.6492 | 37.2535 | 157.4224 | 0 | 45.7013 | 0 | 0 | 11.9819 | 44.9
2412 | 893 | 977 | 201 | 3.7 | 19.2 | 262.6593 | 0 | 75 |  | 103.6489 | 37.084 | 159.1574 | 0 | 57.9039 | 0 | 0 | 11.9819 | 44.3
2413 | 998 | 1015 | 140 | 4.7 | 19.4 | 295.3006 | 0 | 75 |  | 103.6488 | 36.6513 | 191.8165 | 0 | 72.6319 | 0 | 0 | 11.9819 | 43.8
2414 | 939 | 950 | 163 | 4.2 | 20 | 272.9346 | 0 | 75 |  | 103.6487 | 36.8136 | 169.4369 | 0 | 85.6448 | 0 | 0 | 11.9819 | 43.3
2415 | 534 | 618 | 221 | 3.8 | 19.9 | 142.5992 | 0 | 50.6738 |  | 103.6487 | 37.67 | 39.0274 | 0 | 88.6072 | 6.6369 | 0 | 22.6143 | 42.6
2416 | 848 | 712 | 197 | 4.5 | 20.5 | 225.0026 | 0 | 57.2345 |  | 103.6561 | 37.1047 | 121.4681 | 0 | 97.9362 | 24.9689 | 0 | 60.1841 | 42.7
2417 | 707 | 404 | 106 | 4.3 | 20.1 | 130.483 | 9.6333 | 31.4205 |  | 103.6557 | 37.7034 | 26.8957 | 0 | 99.9702 | 20.4337 | 0 | 90 | 44.5
2418 | 688 | 217 | 51 | 4.2 | 19.1 | 103.9939 | 0 | 10.4709 |  | 103.6563 | 37.9693 | 0 | -0.39107 | 99.9591 | 0 | 0 | 90 | 46.6
2419 | 160 | 26 | 10 | 3.9 | 17.1 | 0 | 0 | 0.42568 |  | 86.348 | 31.6034 | 0 | 86.3504 | 93.2958 | 0 | 12.7255 | 71.3176 | 43.4
2420 | 0 | 0 | 0 | 2.3 | 15.5 | 0 | 0 | 0 |  | 86.3512 | 31.8454 | 0 | 86.3539 | 86.6314 | 0 | 9.8431 | 56.5191 | 40.2
2421 | 0 | 0 | 0 | 1.8 | 14 | 0 | 0 | 0 |  | 86.3464 | 31.8745 | 0 | 86.3494 | 79.9683 | 0 | 7.0708 | 45.8403 | 37.5
2422 | 0 | 0 | 0 | 0.7 | 12.9 | 0 | 0 | 0 |  | 86.3463 | 31.9593 | 0 | 86.3496 | 73.3047 | 0 | 4.632 | 38.8061 | 35.1
2423 | 0 | 0 | 0 | 1 | 11.9 | 0 | 0 | 0 |  | 86.3463 | 32.0162 | 0 | 86.3499 | 66.6409 | 0 | 2.9008 | 34.3934 | 33.4
2424 | 0 | 0 | 0 | 0.8 | 11.5 | 0 | 0 | 0 |  | 91.5256 | 34.2153 | 0 | 91.5298 | 59.5649 | 0 | 0.17459 | 34.2006 | 32.8
2425 | 0 | 0 | 0 | 0.8 | 10.9 | 0 | 0 | 0 |  | 91.5273 | 34.1677 | 0 | 91.5319 | 52.488 | 0 | 0 | 34.2006 | 32.7
2426 | 0 | 0 | 0 | 0.9 | 10 | 0 | 0 | 0 |  | 92.9539 | 34.812 | 0 | 92.9591 | 45.2968 | 0 | 0 | 34.2006 | 33.4
2427 | 0 | 0 | 0 | 1.6 | 9.2 | 0 | 0 | 0 |  | 100.9865 | 38.4896 | 0 | 100.9928 | 37.46 | 0 | 0 | 34.2006 | 36.7
2428 | 0 | 0 | 0 | 1.5 | 9 | 0 | 0 | 0 |  | 109.4581 | 42.4504 | 0 | 109.4656 | 28.9389 | 0 | 1.4177 | 32.1161 | 41.6
2429 | 0 | 0 | 0 | 1.2 | 7.9 | 0 | 0 | 0 |  | 109.4581 | 42.4434 | 0 | 109.4666 | 20.4191 | 0 | 4.206 | 25.4322 | 44.4
2430 | 29 | 4 | 3 | 1.1 | 7.8 | 0 | 0 | 0 |  | 109.4581 | 42.4279 | 0 | 109.4678 | 11.9016 | 0 | 5.6939 | 16.0884 | 45.9
2431 | 523 | 122 | 32 | 0.9 | 11 | 0 | 0 | 3.7488 |  | 109.4581 | 42.3899 | 0 | 109.4696 | 3.3891 | 0 | 2.5222 | 11.8479 | 46.3
2432 | 792 | 338 | 52 | 1 | 14 | 115.7818 | 0 | 24.1285 |  | 92.7666 | 33.2627 | 56.0077 | 32.937 | 5.1091 | 0 | 0 | 11.8479 | 46.3
2433 | 905 | 553 | 62 | 2.5 | 17.1 | 240.0292 | 0 | 45.6201 |  | 121.892 | 46.154 | 118.2649 | 0 | 14.0829 | 0 | 0 | 11.8479 | 46.1
2434 | 965 | 737 | 67 | 5.2 | 19.1 | 271.4252 | 0 | 62.3627 |  | 121.892 | 45.5484 | 149.6778 | 0 | 25.5165 | 0 | 0 | 11.8479 | 45.4
2435 | 989 | 868 | 73 | 5.7 | 19.9 | 286.4244 | 0 | 73.6051 |  | 121.8925 | 45.2208 | 164.6819 | 0 | 38.1322 | 0 | 0 | 11.8479 | 44
2436 | 989 | 942 | 83 | 5 | 20 | 291.5851 | 0 | 75 |  | 121.8926 | 45.1294 | 169.8417 | 0 | 51.1677 | 0 | 0 | 11.8479 | 42.9
2437 | 988 | 955 | 87 | 5.3 | 20.4 | 291.3906 | 0 | 75 |  | 121.8918 | 45.0496 | 169.6434 | 0 | 64.2091 | 0 | 0 | 11.8479 | 42.1
2438 | 969 | 904 | 92 | 6.9 | 20.3 | 278.9082 | 0 | 75 |  | 119.9166 | 44.2694 | 159.1253 | 0 | 76.4639 | 0 | 0 | 11.8479 | 41.4
2439 | 931 | 781 | 88 | 6.6 | 20 | 260.4844 | 0 | 65.7359 |  | 117.7396 | 43.4766 | 142.8657 | 0 | 87.4825 | 0 | 0 | 11.8479 | 40.7
2440 | 892 | 617 | 76 | 6 | 19.7 | 235.9739 | 0 | 51.2095 |  | 116.9293 | 43.3641 | 119.151 | 0 | 96.6757 | 0 | 0 | 11.8479 | 40.6
2441 | 806 | 414 | 63 | 5.5 | 19.3 | 160.3721 | 9.6552 | 31.6227 |  | 117.0851 | 43.9735 | 43.3593 | 0 | 99.996 | 10.8169 | 0 | 28.8875 | 42
2442 | 633 | 199 | 44 | 5.1 | 18.1 | 0 | 0 | 9.3887 |  | 0 | -0.37147 | 0 | 0 | 99.9711 | 0.35228 | 0 | 29.4069 | 8.6649
2443 | 147 | 26 | 11 | 4.8 | 16 | 0 | 0 | 0.47319 |  | 114.1294 | 18.8316 | 0 | 114.133 | 91.0394 | 0 | 4.7287 | 21.8548 | 24.0335
2444 | 0 | 0 | 0 | 3.7 | 14.6 | 0 | 0 | 0 |  | 100.8066 | 38.2544 | 0 | 100.8095 | 83.2181 | 0 | 2.5141 | 17.7779 | 38.8
2445 | 0 | 0 | 0 | 3.2 | 13.8 | 0 | 0 | 0 |  | 100.8064 | 38.3089 | 0 | 100.8097 | 75.3963 | 0 | 0.48075 | 17.0052 | 36.8
2446 | 0 | 0 | 0 | 0.8 | 12.3 | 0 | 0 | 0 |  | 96.2075 | 36.2409 | 0 | 96.2111 | 67.9454 | 2.0831e-06 | 0 | 17.0146 | 34.5
2447 | 0 | 0 | 0 | 1.2 | 11.8 | 0 | 0 | 0 |  | 91.7497 | 34.3075 | 0 | 91.7534 | 60.8517 | 1.7198e-06 | 0 | 17.0211 | 32.7
2448 | 0 | 0 | 0 | 1.3 | 11.6 | 0 | 0 | 0 |  | 89.2781 | 33.2604 | 0 | 89.2822 | 53.9549 | 0 | 0 | 17.0211 | 31.7
2449 | 0 | 0 | 0 | 0.7 | 10.1 | 0 | 0 | 0 |  | 87.6402 | 32.4343 | 0 | 87.6447 | 47.1883 | 0 | 0 | 17.0211 | 31.2
2450 | 0 | 0 | 0 | 1.6 | 9.6 | 0 | 0 | 0 |  | 87.109 | 32.1844 | 0 | 87.1139 | 40.4646 | 0 | 0 | 17.0211 | 31
2451 | 0 | 0 | 0 | 1.7 | 9.9 | 0 | 0 | 0 |  | 89.2987 | 33.1476 | 0 | 89.3043 | 33.5667 | 0 | 0 | 17.0211 | 31.9
2452 | 0 | 0 | 0 | 2.2 | 9.9 | 0 | 0 | 0 |  | 92.4673 | 34.5555 | 0 | 92.4738 | 26.4164 | 0 | 0 | 17.0211 | 33.2
2453 | 0 | 0 | 0 | 1.1 | 9.2 | 0 | 0 | 0 |  | 97.5762 | 36.883 | 0 | 97.584 | 18.8565 | 0 | 0 | 17.0211 | 35.3
2454 | 34 | 5 | 3 | 0.8 | 8.1 | 0 | 0 | 0 |  | 98.2696 | 37.181 | 0 | 98.2787 | 11.2432 | 0 | 2.9006 | 12.1592 | 38.5
2455 | 529 | 126 | 33 | 0.6 | 11.3 | 0 | 0 | 3.8604 |  | 98.2683 | 37.0425 | 0 | 98.279 | 3.6376 | 0 | 1.1296 | 10.2309 | 40.4
2456 | 788 | 342 | 54 | 0.7 | 16.3 | 115.6599 | -4.34e-06 | 23.9232 |  | 96.2639 | 34.5796 | 53.6525 | 34.2021 | 5.0713 | 0 | 0 | 10.2309 | 40.5
2457 | 900 | 557 | 65 | 1.3 | 18.9 | 239.4812 | 0 | 44.6626 |  | 107.619 | 39.1074 | 131.9902 | 0 | 15.1629 | 0 | 0 | 10.2309 | 40.3
2458 | 967 | 742 | 67 | 2.1 | 20.4 | 275.1412 | 0 | 60.3719 |  | 107.6191 | 38.4655 | 167.6712 | 0 | 28.0309 | 0 | 0 | 10.2309 | 39.9
2459 | 996 | 876 | 69 | 3.1 | 21.6 | 291.5614 | 0 | 71.5732 |  | 107.6196 | 37.9531 | 184.0998 | 0 | 42.1777 | 0 | 0 | 10.2309 | 38.8
2460 | 1001 | 949 | 74 | 3.9 | 22.4 | 296.6817 | 0 | 75 |  | 107.6183 | 37.6492 | 189.2235 | 0 | 56.728 | 0 | 0 | 10.2309 | 37
2461 | 992 | 956 | 80 | 5.7 | 22.7 | 292.1961 | 0 | 75 |  | 107.6181 | 37.6196 | 184.7348 | 0 | 70.9391 | 0 | 0 | 10.2309 | 36
2462 | 974 | 901 | 82 | 6.3 | 22.5 | 281.2528 | 0 | 74.897 |  | 105.607 | 36.9009 | 175.7959 | 0 | 84.4711 | 0 | 0 | 10.2309 | 35.3
2463 | 942 | 786 | 81 | 5.8 | 22.4 | 264.8975 | 0 | 64.9152 |  | 103.8615 | 36.317 | 161.1781 | 0 | 96.881 | 0 | 0 | 10.2309 | 35.1
2464 | 905 | 624 | 71 | 5.8 | 22.4 | 144.6937 | 46.8476 | 50.7777 |  | 103.9584 | 37.172 | 40.8106 | 0 | 99.9943 | 0 | 0 | 10.2309 | 35.3
2465 | 824 | 422 | 61 | 5.5 | 21.7 | 104.221 | 39.6888 | 31.5864 |  | 103.9568 | 37.5164 | 0 | -0.31823 | 99.9801 | 0 | 0 | 10.2309 | 36.9
2466 | 644 | 202 | 41 | 5.3 | 20.3 | 103.728 | 0 | 9.1136 |  | 103.8629 | 37.7916 | 0 | 0.072534 | 99.935 | 0.85996 | 0 | 11.684 | 40.2
2467 | 154 | 27 | 12 | 4.9 | 18.3 | 0 | 0 | 0.51239 |  | 103.9509 | 39.1353 | 0 | 103.9537 | 91.8645 | 0 | 0.7309 | 10.4389 | 38.5
2468 | 0 | 0 | 0 | 3.4 | 16.6 | 0 | 0 | 0 |  | 100.9597 | 38.1352 | 0 | 100.9627 | 84.0328 | 0 | 0 | 10.4389 | 36.2
2469 | 0 | 0 | 0 | 1.2 | 14.8 | 0 | 0 | 0 |  | 95.0006 | 35.6695 | 0 | 95.0038 | 76.6772 | 7.7889e-10 | 0 | 10.4389 | 33.9
2470 | 0 | 0 | 0 | 1.5 | 13.3 | 0 | 0 | 0 |  | 89.1735 | 33.1264 | 0 | 89.1768 | 69.7889 | 1.0679e-09 | 0 | 10.4389 | 31.6
2471 | 0 | 0 | 0 | 1.4 | 12.9 | 0 | 0 | 0 |  | 85.4593 | 31.5757 | 0 | 85.4628 | 63.1964 | 2.1532e-09 | 0 | 10.4389 | 30.1
2472 | 0 | 0 | 0 | 1.4 | 12.6 | 0 | 0 | 0 |  | 83.2552 | 30.4771 | 0 | 83.259 | 56.7811 | 0 | 0 | 10.4389 | 29.2
2473 | 0 | 0 | 0 | 2.3 | 13.8 | 0 | 0 | 0 |  | 81.8538 | 29.9676 | 0 | 81.8579 | 50.4759 | 0 | 0 | 10.4389 | 28.6
2474 | 0 | 0 | 0 | 1.4 | 12.4 | 0 | 0 | 0 |  | 81.4971 | 29.6428 | 0 | 81.5016 | 44.2006 | 0 | 0 | 10.4389 | 28.5
2475 | 0 | 0 | 0 | 0.9 | 11.4 | 0 | 0 | 0 |  | 82.8744 | 30.2566 | 0 | 82.8796 | 37.8166 | 0 | 0 | 10.4389 | 29.1
2476 | 0 | 0 | 0 | 0.4 | 11.7 | 0 | 0 | 0 |  | 83.6466 | 30.5435 | 0 | 83.6524 | 31.3719 | 0 | 0 | 10.4389 | 29.4
2477 | 0 | 0 | 0 | 1.6 | 11.1 | 0 | 0 | 0 |  | 85.9626 | 31.6122 | 0 | 85.9692 | 24.7413 | 0 | 0 | 10.4389 | 30.4
2478 | 37 | 6 | 4 | 2.4 | 12.3 | 0 | 0 | 0 |  | 93.5129 | 34.9446 | 0 | 93.521 | 17.5105 | 0 | 0 | 10.4389 | 33.4
2479 | 493 | 132 | 44 | 1.2 | 14.5 | 0 | 0 | 4.3581 |  | 98.8893 | 37.2652 | 0 | 98.8991 | 9.85 | 0 | 0 | 10.4389 | 35.5
2480 | 709 | 331 | 65 | 0.8 | 17.9 | 96.5096 | 3.66e-06 | 22.6916 |  | 104.2603 | 38.0485 | 33.765 | 41.4697 | 9.1616 | 0 | 0 | 10.4389 | 36.2
2481 | 877 | 550 | 66 | 2.1 | 20.6 | 232.8303 | 0 | 43.9263 |  | 104.2599 | 37.23 | 128.6998 | 0 | 18.9662 | 0 | 0 | 10.4389 | 36.2
2482 | 935 | 730 | 72 | 3.2 | 22.3 | 264.7495 | 0 | 59.3505 |  | 104.2606 | 36.5068 | 160.6385 | 0 | 31.2518 | 0 | 0 | 10.4389 | 36.3
2483 | 965 | 862 | 75 | 3.6 | 23.7 | 281.452 | 0 | 69.863 |  | 104.259 | 35.8552 | 177.3525 | 0 | 44.838 | 0 | 0 | 10.4389 | 35.9
2484 | 975 | 935 | 79 | 4.5 | 24.7 | 287.8289 | 0 | 75 |  | 104.2593 | 35.4167 | 183.7323 | 0 | 58.9263 | 0 | 0 | 10.4389 | 34.3
2485 | 973 | 946 | 81 | 4.1 | 25.2 | 288.1134 | 0 | 75 |  | 101.9697 | 34.1514 | 186.3059 | 0 | 73.2288 | 0 | 0 | 10.4389 | 33.3
2486 | 963 | 892 | 78 | 5.5 | 25.6 | 278.8623 | 0 | 72.5467 |  | 100.7525 | 33.5423 | 178.2663 | 0 | 86.9213 | 0 | 0 | 10.4389 | 32.8
2487 | 940 | 780 | 74 | 5.6 | 25.6 | 264.6121 | 0 | 63.3117 |  | 100.3812 | 33.527 | 164.3789 | 0 | 99.5486 | 0.8991 | 0 | 11.952 | 32.8
2488 | 892 | 616 | 68 | 5.5 | 25.8 | 105.4219 | 54.3981 | 49.0899 |  | 99.4402 | 33.9589 | 6.0399 | 0 | 99.9765 | 24.9629 | 0 | 49.8926 | 33.4
2489 | 805 | 414 | 58 | 5.9 | 24.7 | 99.6439 | 39.3518 | 30.2956 |  | 99.3991 | 34.3913 | 0 | -0.29986 | 99.9616 | 24.9825 | 0 | 86.378 | 35.4
2490 | 606 | 198 | 45 | 5.1 | 23.4 | 97.4276 | 0 | 8.836 |  | 97.2074 | 33.8383 | 0 | -0.27318 | 99.9481 | 1.1795 | 0 | 88.1077 | 38.9
2491 | 67 | 22 | 14 | 3.1 | 20.9 | 0 | 0 | 0.59433 |  | 85.1252 | 30.3119 | 0 | 85.1277 | 93.3852 | 0 | 7.9184 | 76.7546 | 37.9
2492 | 0 | 0 | 0 | 2.6 | 18.3 | 0 | 0 | 0 |  | 85.1255 | 30.9711 | 0 | 85.1282 | 86.8204 | 0 | 6.2401 | 67.618 | 35.9
2493 | 0 | 0 | 0 | 0.9 | 16.9 | 0 | 0 | 0 |  | 85.1252 | 31.1719 | 0 | 85.1282 | 80.2546 | 0 | 3.736 | 62.1542 | 33.5
2494 | 0 | 0 | 0 | 0.4 | 16.6 | 0 | 0 | 0 |  | 85.1252 | 31.2039 | 0 | 85.1286 | 73.6887 | 0 | 1.7156 | 59.7106 | 31.5
2495 | 0 | 0 | 0 | 0.9 | 16.3 | 0 | 0 | 0 |  | 85.1253 | 31.2338 | 0 | 85.1289 | 67.1228 | 0 | 0.29199 | 59.4138 | 30.1
2496 | 0 | 0 | 0 | 0.8 | 15.4 | 0 | 0 | 0 |  | 84.7436 | 31.0104 | 0 | 84.7476 | 60.5886 | 2.4159e-07 | 0 | 59.4138 | 29.7
2497 | 0 | 0 | 0 | 1.1 | 15.9 | 0 | 0 | 0 |  | 84.56 | 31.0189 | 0 | 84.5644 | 54.0678 | 0 | 0 | 59.4138 | 29.6
2498 | 0 | 0 | 0 | 1.1 | 15.5 | 0 | 0 | 0 |  | 39.4558 | 12.066 | 0 | 39.458 | 51.0935 | 0 | 0 | 59.4138 | 12.066
2499 | 0 | 0 | 0 | 0.3 | 13.8 | 0 | 0 | 0 |  | 95.6061 | 35.9553 | 0 | 95.6121 | 43.6896 | 2.0897e-06 | 0 | 59.6645 | 34.2
2500 | 0 | 0 | 0 | 1.7 | 14.5 | 0 | 0 | 0 |  | 105.2797 | 40.2182 | 0 | 105.2869 | 35.5098 | 2.0941e-06 | 0 | 59.686 | 38.1
2501 | 0 | 0 | 0 | 1.8 | 14.6 | 0 | 0 | 0 |  | 109.0968 | 41.9507 | 0 | 109.1051 | 27.0236 | 0 | 1.1475 | 57.9399 | 40.8
2502 | 3 | 5 | 5 | 1.5 | 13.8 | 0 | 0 | 0 |  | 109.0965 | 41.9909 | 0 | 109.1057 | 18.5381 | 0 | 3.2016 | 53.0152 | 42.9
2503 | 158 | 83 | 53 | 2.2 | 16.3 | 0 | 0 | 3.7084 |  | 109.0958 | 41.7592 | 0 | 109.1064 | 10.0578 | 0 | 0.75981 | 51.8467 | 44
2504 | 452 | 345 | 177 | 1.3 | 20.5 | 31.9379 | 1.3e-06 | 23.1478 |  | 25.4902 | 5.3673 | 23.4459 | 16.9822 | 10.6012 | 0 | 16.1628 | 26.059 | 44.4
2505 | 390 | 459 | 233 | 1.2 | 23.7 | 93.3408 | 0 | 32.9493 |  | 25.4902 | 5.0037 | 67.9036 | 0 | 15.85 | 0 | 7.1332 | 14.255 | 44.7
2506 | 402 | 637 | 341 | 2.6 | 25.2 | 102.9917 | 0 | 46.5874 |  | 25.4902 | 4.5637 | 77.5607 | 0 | 21.8371 | 6.544 | 0 | 24.618 | 44.6
2507 | 560 | 793 | 331 | 3.4 | 26.3 | 155.1151 | 0 | 60.9531 |  | 25.4902 | 4.1523 | 129.7162 | 0 | 31.816 | 21.9253 | 0 | 57.693 | 43.1801
2508 | 70 | 588 | 514 | 4.4 | 26.5 | 0 | 0 | 39.8643 |  | 25.4902 | 5.1662 | 0 | 25.4919 | 29.9064 | 3.1414 | 0 | 62.3138 | 41.8891
2509 | 88 | 517 | 429 | 4.2 | 25.6 | 0 | 0 | 35.3099 |  | 25.4902 | 5.4482 | 0 | 25.4921 | 27.9972 | 12.3086 | 0 | 80.9039 | 28.4496
2510 | 171 | 519 | 363 | 3.5 | 26.6 | 0 | 0 | 36.8281 |  | 25.4902 | 5.2103 | 0 | 25.4924 | 26.0882 | 1.0045 | 0 | 82.5479 | 41.0339
2511 | 212 | 526 | 366 | 5.3 | 27.5 | 0 | 0 | 38.0137 |  | 25.4902 | 4.9382 | 0 | 25.4926 | 24.1795 | 2.9579 | 0 | 87.2274 | 39.994
2512 | 515 | 568 | 245 | 5.2 | 27.9 | 64.086 | 0 | 42.5589 |  | 25.4902 | 3.6584 | 51.3416 | 12.7106 | 27.1558 | 1.3702 | 0 | 89.515 | 40.5
2513 | 397 | 373 | 191 | 3.6 | 25.8 | 84.2102 | 0 | 25.4417 |  | 55.9608 | 15.6091 | 28.2935 | 0 | 29.313 | 0 | 0 | 89.515 | 41.0508
2514 | 211 | 166 | 109 | 3.2 | 23.4 | 0 | 0 | 8.7955 |  | 101.4546 | 36.5155 | 0 | 101.464 | 21.4521 | 0 | 0 | 89.515 | 44.3
2515 | 24 | 22 | 20 | 2.5 | 20.4 | 0 | 0 | 0.86628 |  | 111.7996 | 42.2863 | 0 | 111.811 | 12.7573 | 0 | 0 | 89.515 | 41
2516 | 0 | 0 | 0 | 1.3 | 17.8 | 0 | 0 | 0 |  | 105.435 | 39.8188 | 0 | 105.4474 | 4.577 | 0 | 0.021528 | 89.8949 | 37.9
2517 | 0 | 0 | 0 | 2.2 | 15.5 | 0 | 0 | 0 |  | 0 | -0.28887 | 0 | 0 | 4.5676 | 0 | 24.9645 | 50.9862 | 24.6756
2518 | 0 | 0 | 0 | 2 | 14.1 | 0 | 0 | 0 |  | 0 | -0.28887 | 0 | 0 | 4.5582 | 0 | 0 | 50.9862 | -0.28887
2519 | 0 | 0 | 0 | 1.7 | 13.4 | 0 | 0 | 0 |  | 0 | -0.28887 | 0 | 0 | 4.5487 | 0 | 0 | 50.9862 | -0.28887
2520 | 0 | 0 | 0 | 1.5 | 13.5 | 0 | 0 | 0 |  | 0 | -0.28887 | 0 | 0 | 4.5393 | 0 | 0 | 50.9862 | -0.28887
2521 | 0 | 0 | 0 | 2.2 | 12.7 | 0 | 0 | 0 |  | 0 | -0.28887 | 0 | 0 | 4.5299 | 0 | 0 | 50.9862 | -0.28887
2522 | 0 | 0 | 0 | 1.2 | 13.8 | 0 | 0 | 0 |  | 0 | -0.28887 | 0 | 0 | 4.5205 | 0 | 0 | 50.9862 | -0.28887
2523 | 0 | 0 | 0 | 1.8 | 13.8 | 0 | 0 | 0 |  | 0 | -0.28887 | 0 | 0 | 4.5112 | 0 | 0 | 50.9862 | -0.28887
2524 | 0 | 0 | 0 | 2.1 | 13.8 | 0 | 0 | 0 |  | 0 | -0.28887 | 0 | 0 | 4.5018 | 0 | 0 | 50.9862 | -0.28887
2525 | 0 | 0 | 0 | 2.4 | 13.1 | 0 | 0 | 0 |  | 0 | -0.28887 | 0 | 0 | 4.4924 | 0 | 23.5545 | 11.743 | 23.2656
2526 | 13 | 4 | 4 | 1.4 | 11.9 | 0 | 0 | 0 |  | 0 | -0.28887 | 0 | 0 | 4.483 | 0 | 0 | 11.743 | -0.28887
2527 | 520 | 136 | 36 | 2.3 | 14.7 | 0.95427 | -4.22e-08 | 4.0802 |  | 0 | -1.2367 | 0.95485 | 0 | 4.5452 | 0 | 0 | 11.743 | 2.8435
2528 | 785 | 353 | 57 | 1 | 17.6 | 180.82 | 0 | 24.102 |  | 129.7646 | 24.3627 | 51.1305 | 0 | 8.0259 | 0 | 0 | 11.743 | 44.3
2529 | 889 | 563 | 67 | 1.7 | 19.9 | 237.014 | 0 | 44.4 |  | 65.6017 | 20.7661 | 171.5469 | 0 | 21.1022 | 0 | 0 | 11.743 | 44.4
2530 | 926 | 737 | 80 | 1.7 | 21.5 | 263.2578 | 0 | 58.3641 |  | 65.6015 | 20.2954 | 197.8097 | 0 | 36.2214 | 0 | 0 | 11.743 | 44.1
2531 | 941 | 867 | 94 | 2.9 | 22.3 | 274.5585 | 0 | 69.3513 |  | 65.6016 | 20.0289 | 209.1181 | 0 | 52.2078 | 0 | 0 | 11.743 | 42.8
2532 | 937 | 949 | 121 | 3.9 | 22.8 | 276.399 | 0 | 75 |  | 65.6017 | 19.8364 | 210.9598 | 0 | 68.3274 | 0 | 0 | 11.743 | 41.7
2533 | 583 | 762 | 235 | 3.7 | 22.9 | 164.7016 | 0 | 61.3034 |  | 76.333 | 24.8604 | 88.4639 | 0 | 75.0555 | 0 | 0 | 11.743 | 41.1
2534 | 917 | 892 | 114 | 5.2 | 23.2 | 264.6867 | 0 | 72.2937 |  | 98.0017 | 33.3852 | 166.8402 | 0 | 87.7242 | 0 | 0 | 11.743 | 40.5
2535 | 912 | 784 | 98 | 6.4 | 22.7 | 254.9424 | 0 | 64.0769 |  | 98.0091 | 33.65 | 157.107 | 0 | 99.6909 | 10.2096 | 0 | 27.9663 | 39.8
2536 | 669 | 588 | 165 | 6.4 | 22.3 | 101.4506 | 31.16 | 46.0515 |  | 97.9657 | 34.6024 | 3.5416 | 0 | 99.9049 | 24.9721 | 0 | 65.3608 | 39.8
2537 | 456 | 349 | 162 | 6.7 | 20.9 | 96.1526 | 0 | 26.3765 |  | 98.0092 | 35.0203 | 0 | 1.8041 | 99.7174 | 16.8696 | 0 | 90 | 41.1
2538 | 621 | 211 | 54 | 6 | 20 | 100.8196 | 0 | 9.4801 |  | 98.082 | 35.2587 | 2.8025 | 0 | 99.8891 | 0 | 0 | 90 | 43.3
2539 | 143 | 28 | 14 | 5.6 | 17.6 | 0 | 0 | 0.60459 |  | 83.298 | 30.206 | 0 | 83.301 | 93.4691 | 0 | 10.9181 | 74.1081 | 40.5
2540 | 0 | 0 | 0 | 5.5 | 14.5 | 0 | 0 | 0 |  | 83.2969 | 30.5208 | 0 | 83.3001 | 87.0489 | 0 | 8.7375 | 60.9962 | 37.9
2541 | 0 | 0 | 0 | 3.6 | 13.3 | 0 | 0 | 0 |  | 83.2971 | 30.6274 | 0 | 83.3006 | 80.6282 | 0 | 6.5893 | 51.0624 | 35.8
2542 | 0 | 0 | 0 | 3.4 | 12.2 | 0 | 0 | 0 |  | 83.2953 | 30.423 | 0 | 83.2992 | 74.2093 | 0 | 4.2523 | 44.6343 | 33.5
2543 | 0 | 0 | 0 | 3.5 | 12.1 | 0 | 0 | 0 |  | 83.2955 | 30.4196 | 0 | 83.2997 | 67.7905 | 0 | 2.9533 | 40.1767 | 32.2
2544 | 0 | 0 | 0 | 3.1 | 11.7 | 0 | 0 | 0 |  | 25.4902 | 6.1155 | 0 | 25.4916 | 65.8776 | 0 | 0 | 40.1767 | 6.1155
2545 | 0 | 0 | 0 | 3.3 | 11.2 | 0 | 0 | 0 |  | 25.4902 | 5.7976 | 0 | 25.4917 | 63.9649 | 0 | 0 | 40.1767 | 5.7976
2546 | 0 | 0 | 0 | 2.7 | 10.9 | 0 | 0 | 0 |  | 41.8987 | 12.5387 | 0 | 41.9013 | 60.8003 | 0 | 0 | 40.1767 | 12.5387
2547 | 0 | 0 | 0 | 2.6 | 11.3 | 0 | 0 | 0 |  | 96.5438 | 36.3705 | 0 | 96.5503 | 53.3221 | 0 | 0 | 40.1767 | 34.7
2548 | 0 | 0 | 0 | 2.5 | 10.8 | 0 | 0 | 0 |  | 97.853 | 37.0177 | 0 | 97.8602 | 45.7367 | 0 | 2.7881 | 36.0352 | 38.1
2549 | 0 | 0 | 0 | 2.6 | 10.4 | 0 | 0 | 0 |  | 97.853 | 37.0071 | 0 | 97.8607 | 38.1518 | 0 | 5.2293 | 27.755 | 40.6
2550 | 3 | 9 | 9 | 3 | 10.5 | 0 | 0 | 0 |  | 97.853 | 36.9921 | 0 | 97.8614 | 30.5676 | 0 | 7.534 | 15.339 | 42.9
2551 | 163 | 137 | 101 | 3.2 | 11.5 | 0 | 0 | 6.5917 |  | 97.8518 | 36.8813 | 0 | 97.8609 | 22.9874 | 0 | 1.7927 | 12.3354 | 43.6
2552 | 272 | 290 | 182 | 4.7 | 14 | 0 | 0 | 19.7518 |  | 71.1858 | 25.1926 | 0 | 71.1932 | 17.5299 | 0 | 0 | 12.3354 | 44
2553 | 447 | 521 | 260 | 5.6 | 16.5 | 42.3043 | 1.75e-06 | 39.165 |  | 25.49 | 5.0181 | 32.1587 | 15.3218 | 18.8556 | 0 | 0 | 12.3354 | 44.1831
2554 | 483 | 675 | 320 | 6 | 18.6 | 124.0215 | 0 | 52.5003 |  | 25.4902 | 5.3173 | 98.603 | 0 | 26.4256 | 0 | 0 | 12.3354 | 43.9
2555 | 582 | 815 | 326 | 6.4 | 20.4 | 158.357 | 0 | 64.6073 |  | 25.4899 | 5.127 | 132.9597 | 0 | 36.6177 | 0 | 0 | 12.3354 | 42.5
2556 | 574 | 875 | 355 | 7 | 21.4 | 157.5712 | 0 | 69.3266 |  | 25.4902 | 5.1124 | 132.1729 | 0 | 46.7421 | 0 | 0 | 12.3354 | 41.3
2557 | 458 | 829 | 407 | 7.7 | 21.7 | 120.0087 | 0 | 64.9524 |  | 25.4902 | 5.188 | 94.5875 | 0 | 53.9885 | 17.101 | 0 | 38.7786 | 40.8
2558 | 585 | 842 | 334 | 8.2 | 22.3 | 156.991 | 0 | 66.6573 |  | 25.4902 | 5.1026 | 131.59 | 0 | 64.0433 | 24.9774 | 0 | 75.7842 | 40.2
2559 | 286 | 612 | 385 | 8.4 | 22 | 0 | 0 | 45.7679 |  | 25.4902 | 6.0625 | 0 | 25.4917 | 62.131 | 9.0928 | 0 | 89.0677 | 39.8
2560 | 219 | 490 | 348 | 7.9 | 21.1 | 0 | 0 | 35.0856 |  | 25.4902 | 6.3286 | 0 | 25.4918 | 60.2188 | 0 | 0.49489 | 88.7308 | 40
2561 | 188 | 350 | 262 | 7.6 | 19.6 | 0 | 0 | 23.8182 |  | 54.3987 | 17.9982 | 0 | 54.4024 | 56.0783 | 0 | 0 | 88.7308 | 41
2562 | 45 | 123 | 108 | 7.3 | 18.2 | 0 | 0 | 7.0902 |  | 99.608 | 37.2046 | 0 | 99.6152 | 48.3576 | 0 | 0 | 88.7308 | 42.6
2563 | 0 | 16 | 16 | 6.3 | 17 | 0 | 0 | 0.69764 |  | 107.7156 | 41.0508 | 0 | 107.724 | 39.9842 | 0 | 0 | 88.7308 | 39.6
2564 | 0 | 0 | 0 | 5.2 | 16.8 | 0 | 0 | 0 |  | 102.2371 | 38.5927 | 0 | 102.2457 | 32.0516 | 0 | 0.026984 | 89.6864 | 36.7
2565 | 0 | 0 | 0 | 3.5 | 17.2 | 0 | 0 | 0 |  | 96.6423 | 36.0087 | 0 | 96.6512 | 24.5694 | 0 | 0.0025895 | 89.7883 | 34.4
2566 | 0 | 0 | 0 | 1.2 | 16.9 | 0 | 0 | 0 |  | 90.8986 | 33.4794 | 0 | 90.9078 | 17.5484 | 0 | 0.0018787 | 89.8571 | 32.1
2567 | 0 | 0 | 0 | 2 | 16.5 | 0 | 0 | 0 |  | 87.1144 | 31.8768 | 0 | 87.1243 | 10.8303 | 0 | 0.0014276 | 89.9036 | 30.6
2568 | 0 | 0 | 0 | 1.3 | 16 | 0 | 0 | 0 |  | 84.5778 | 30.8143 | 0 | 84.5888 | 4.3178 | 0 | 0.0011239 | 89.935 | 29.6
2569 | 0 | 0 | 0 | 1.7 | 16.1 | 0 | 0 | 0 |  | 53.2019 | 17.4084 | 0 | 53.2101 | 0.28753 | 0 | 0 | 89.935 | 17.4084
2570 | 0 | 0 | 0 | 1.6 | 14.6 | 0 | 0 | 0 |  | 0 | -0.28887 | 0 | 0 | 0.28665 | 0 | 24.9641 | 50.9937 | 24.6753
2571 | 0 | 0 | 0 | 2.1 | 14.3 | 0 | 0 | 0 |  | 0 | -0.28887 | 0 | 0 | 0.28577 | 0 | 2.4935e-07 | 50.9937 | -0.28887
2572 | 0 | 0 | 0 | 2.7 | 13 | 0 | 0 | 0 |  | 0 | -0.28887 | 0 | 0 | 0.2849 | 0 | 0 | 50.9937 | -0.28887
2573 | 0 | 0 | 0 | 1.1 | 12 | 0 | 0 | 0 |  | 0 | -0.28887 | 0 | 0 | 0.28402 | 0 | 0 | 50.9937 | -0.28887
2574 | 0 | 12 | 12 | 1.7 | 12.2 | 0 | 0 | 0 |  | 0 | -0.28887 | 0 | 0 | 0.28314 | 0 | 0 | 50.9937 | -0.28887
2575 | 4 | 31 | 30 | 1.7 | 13.2 | 0 | 0 | 1.7991 |  | 0 | -0.28887 | 0 | 0 | 0.28226 | 0 | 20.9926 | 17.0454 | 22.5028
2576 | 0 | 41 | 41 | 1.4 | 13.8 | 0 | 0 | 2.4877 |  | 0 | -0.28887 | 0 | 0 | 0.28139 | 0 | 0 | 17.0454 | 2.1989
2577 | 0 | 29 | 29 | 2.4 | 13.2 | 0 | 0 | 1.7183 |  | 0 | -0.28887 | 0 | 0 | 0.28052 | 0 | 0 | 17.0454 | 1.4294
2578 | 0 | 28 | 28 | 4.2 | 10.7 | 0 | 0 | 1.6623 |  | 0 | -0.28887 | 0 | 0 | 0.27964 | 0 | 0 | 17.0454 | 1.3735
2579 | 0 | 49 | 49 | 3.1 | 9.3 | 0 | 0 | 2.9834 |  | 0 | -0.28887 | 0 | 0 | 0.27877 | 0 | 0 | 17.0454 | 2.6945
2580 | 0 | 62 | 61 | 1.8 | 9.4 | 0 | 0 | 3.7346 |  | 0 | -0.28887 | 0 | 0 | 0.27789 | 0 | 0 | 17.0454 | 3.4458
2581 | 0 | 109 | 107 | 2.8 | 10.7 | 0 | 0 | 6.6823 |  | 0 | -0.28887 | 0 | 0 | 0.27702 | 0 | 0 | 17.0454 | 6.3934
2582 | 0 | 129 | 127 | 1.8 | 11.8 | 0 | 0 | 7.9509 |  | 0 | -0.28887 | 0 | 0 | 0.27615 | 0 | 0 | 17.0454 | 7.662
2583 | 225 | 532 | 354 | 4 | 13.2 | 0 | 0 | 39.7022 |  | 0 | -0.28887 | 0 | 0 | 0.27529 | 5.0928 | 0 | 25.3086 | 34.3205
2584 | 574 | 555 | 193 | 4.1 | 14.5 | 0 | 0 | 43.6852 |  | 0 | -0.28887 | 0 | 0 | 0.27443 | 8.57 | 0 | 38.5899 | 34.8263
2585 | 274 | 281 | 170 | 4.8 | 14.2 | 0 | 0 | 20.9667 |  | 0 | -0.28887 | 0 | 0 | 0.27357 | 0 | 0 | 38.5899 | 20.6779
2586 | 578 | 209 | 60 | 3 | 14.5 | 0 | 0 | 9.5123 |  | 0 | -0.28887 | 0 | 0 | 0.27271 | 0 | 11.604 | 19.8427 | 20.8274
2587 | 55 | 20 | 13 | 2.9 | 13.3 | 0 | 0 | 0.50945 |  | 0 | -0.28887 | 0 | 0 | 0.27185 | 0 | 0 | 19.8427 | 0.22058
2588 | 0 | 0 | 0 | 2.3 | 12.8 | 0 | 0 | 0 |  | 0 | -0.28887 | 0 | 0 | 0.27099 | 0 | 0 | 19.8427 | -0.28887
2589 | 0 | 0 | 0 | 1.9 | 12.1 | 0 | 0 | 0 |  | 0 | -0.28887 | 0 | 0 | 0.27013 | 0 | 0 | 19.8427 | -0.28887
2590 | 0 | 0 | 0 | 1.5 | 11.4 | 0 | 0 | 0 |  | 0 | -0.28887 | 0 | 0 | 0.26927 | 0 | 0 | 19.8427 | -0.28887
2591 | 0 | 0 | 0 | 0.9 | 10.9 | 0 | 0 | 0 |  | 0 | -0.28887 | 0 | 0 | 0.26841 | 0 | 0 | 19.8427 | -0.28887
2592 | 0 | 0 | 0 | 1.2 | 11.2 | 0 | 0 | 0 |  | 0 | -0.28887 | 0 | 0 | 0.26756 | 0 | 0 | 19.8427 | -0.28887
2593 | 0 | 0 | 0 | 2 | 10.9 | 0 | 0 | 0 |  | 0 | -0.28887 | 0 | 0 | 0.2667 | 0 | 0 | 19.8427 | -0.28887
2594 | 0 | 0 | 0 | 1.2 | 11 | 0 | 0 | 0 |  | 0 | -0.28887 | 0 | 0 | 0.26585 | 0 | 0 | 19.8427 | -0.28887
2595 | 0 | 0 | 0 | 0.7 | 10.1 | 0 | 0 | 0 |  | 0 | -0.28887 | 0 | 0 | 0.26499 | 0 | 0 | 19.8427 | -0.28887
2596 | 0 | 0 | 0 | 0.6 | 9.8 | 0 | 0 | 0 |  | 0 | -0.28887 | 0 | 0 | 0.26414 | 0 | 0 | 19.8427 | -0.28887
2597 | 0 | 0 | 0 | 0.6 | 9.5 | 0 | 0 | 0 |  | 0 | -0.28887 | 0 | 0 | 0.26329 | 0 | 5.6503 | 10.2865 | 5.3615
2598 | 0 | 5 | 5 | 0.9 | 9 | 0 | 0 | 0 |  | 0 | -0.28887 | 0 | 0 | 0.26243 | 0 | 0 | 10.2865 | -0.28887
2599 | 0 | 56 | 56 | 0.5 | 9 | 0 | 0 | 3.444 |  | 0 | -0.28887 | 0 | 0 | 0.26158 | 0 | 0 | 10.2865 | 3.1551
2600 | 8 | 136 | 132 | 0.6 | 10.4 | 0 | 0 | 8.6972 |  | 0 | -0.28887 | 0 | 0 | 0.26073 | 0 | 0 | 10.2865 | 8.4083
2601 | 297 | 366 | 181 | 1 | 12.4 | 0 | 0 | 26.5529 |  | 0 | -0.28887 | 0 | 0 | 0.25989 | 0 | 0 | 10.2865 | 26.2641
2602 | 148 | 422 | 309 | 2.8 | 13.8 | 0 | 0 | 30.7418 |  | 0 | -0.28887 | 0 | 0 | 0.25905 | 0 | 0 | 10.2865 | 30.453
2603 | 269 | 641 | 407 | 4 | 14.9 | 0 | 0 | 48.7531 |  | 0 | -0.28887 | 0 | 0 | 0.25821 | 24.9626 | 0 | 48.3088 | 23.5016
2604 | 179 | 672 | 501 | 4.8 | 15.2 | 0 | 0 | 49.6533 |  | 0 | -0.28887 | 0 | 0 | 0.25738 | 24.9823 | 0 | 84.8418 | 24.3821
2605 | 29 | 347 | 314 | 4.2 | 14.8 | 0 | 0 | 23.7323 |  | 0 | -0.28887 | 0 | 0 | 0.25654 | 2.2322 | 0 | 88.1326 | 21.2113
2606 | 13 | 478 | 457 | 5.9 | 14.3 | 0 | 0 | 31.5812 |  | 0 | -0.28887 | 0 | 0 | 0.25571 | 0 | 0 | 88.1326 | 31.2923
2607 | 48 | 420 | 374 | 3.9 | 14.7 | 0 | 0 | 28.802 |  | 0 | -0.28887 | 0 | 0 | 0.25488 | 0 | 0 | 88.1326 | 28.5131
2608 | 1 | 267 | 263 | 2.9 | 15 | 0 | 0 | 17.133 |  | 0 | -0.28887 | 0 | 0 | 0.25405 | 0 | 0 | 88.1326 | 16.8442
2609 | 0 | 139 | 137 | 2.4 | 14.3 | 0 | 0 | 8.7146 |  | 0 | -0.28887 | 0 | 0 | 0.25322 | 0 | 0 | 88.1326 | 8.4258
2610 | 0 | 70 | 69 | 1.2 | 14.2 | 0 | 0 | 4.2549 |  | 0 | -0.28887 | 0 | 0 | 0.25239 | 0 | 24.9825 | 50.9605 | 28.9486
2611 | 26 | 8 | 4 | 2.6 | 13.5 | 0 | 0 | 0.13701 |  | 0 | -0.28887 | 0 | 0 | 0.25156 | 0 | 21.0539 | 16.8454 | 20.9021
2612 | 0 | 0 | 0 | 1.5 | 12.4 | 0 | 0 | 0 |  | 0 | -0.28887 | 0 | 0 | 0.25073 | 0 | 0 | 16.8454 | -0.28887
2613 | 0 | 0 | 0 | 1.9 | 11.1 | 0 | 0 | 0 |  | 0 | -0.28887 | 0 | 0 | 0.2499 | 0 | 0 | 16.8454 | -0.28887
2614 | 0 | 0 | 0 | 1.4 | 10.4 | 0 | 0 | 0 |  | 0 | -0.28887 | 0 | 0 | 0.24907 | 0 | 0 | 16.8454 | -0.28887
2615 | 0 | 0 | 0 | 0.7 | 10.5 | 0 | 0 | 0 |  | 0 | -0.28887 | 0 | 0 | 0.24824 | 0 | 0 | 16.8454 | -0.28887
2616 | 0 | 0 | 0 | 1.2 | 10.3 | 0 | 0 | 0 |  | 0 | -0.28887 | 0 | 0 | 0.24741 | 0 | 0 | 16.8454 | -0.28887
2617 | 0 | 0 | 0 | 0.9 | 10.2 | 0 | 0 | 0 |  | 0 | -0.28887 | 0 | 0 | 0.24658 | 0 | 0 | 16.8454 | -0.28887
2618 | 0 | 0 | 0 | 1.1 | 10.2 | 0 | 0 | 0 |  | 0 | -0.28887 | 0 | 0 | 0.24575 | 0 | 0 | 16.8454 | -0.28887
2619 | 0 | 0 | 0 | 0.8 | 10.3 | 0 | 0 | 0 |  | 0 | -0.28887 | 0 | 0 | 0.24493 | 0 | 0 | 16.8454 | -0.28887
2620 | 0 | 0 | 0 | 0.7 | 10.4 | 0 | 0 | 0 |  | 0 | -0.28887 | 0 | 0 | 0.24411 | 0 | 0 | 16.8454 | -0.28887
2621 | 0 | 0 | 0 | 0.8 | 10.4 | 0 | 0 | 0 |  | 0 | -0.28887 | 0 | 0 | 0.24328 | 0 | 0 | 16.8454 | -0.28887
2622 | 0 | 1 | 1 | 1.2 | 10.3 | 0 | 0 | 0 |  | 0 | -0.28887 | 0 | 0 | 0.24246 | 0 | 3.94 | 10.5109 | 3.6511
2623 | 0 | 17 | 17 | 3.8 | 9.9 | 0 | 0 | 1.0022 |  | 0 | -0.28887 | 0 | 0 | 0.24164 | 0 | 0 | 10.5109 | 0.71336
2624 | 0 | 42 | 42 | 4.9 | 9.6 | 0 | 0 | 2.6019 |  | 0 | -0.28887 | 0 | 0 | 0.24082 | 0 | 0 | 10.5109 | 2.3131
2625 | 0 | 83 | 82 | 3.5 | 9.8 | 0 | 0 | 5.1544 |  | 0 | -0.28887 | 0 | 0 | 0.24 | 0 | 0 | 10.5109 | 4.8655
2626 | 0 | 164 | 162 | 1.9 | 10.5 | 0 | 0 | 10.3586 |  | 0 | -0.28887 | 0 | 0 | 0.23919 | 0 | 0 | 10.5109 | 10.0697
2627 | 1 | 360 | 353 | 0.8 | 11.6 | 0 | 0 | 23.0971 |  | 0 | -0.28887 | 0 | 0 | 0.23837 | 0 | 0 | 10.5109 | 22.8083
2628 | 30 | 580 | 539 | 1 | 13.5 | 0 | 0 | 37.6087 |  | 0 | -0.28887 | 0 | 0 | 0.23756 | 4.217 | 0 | 17.3963 | 33.1029
2629 | 650 | 969 | 373 | 1.8 | 15.6 | 123.6001 | -4.63e-06 | 73.6902 |  | 0 | -1.6448 | 123.6639 | 0 | 8.7851 | 24.9662 | 0 | 55.1649 | 33.7
2630 | 810 | 949 | 247 | 4.9 | 17.7 | 231.3174 | 0 | 75 |  | 0 | -1.8174 | 231.4363 | 0 | 25.9348 | 23.8785 | 0 | 90 | 33.2
2631 | 73 | 313 | 250 | 4.4 | 17.2 | 0 | 0 | 21.318 |  | 0 | -0.37147 | 0 | 0 | 25.9147 | 0 | 0 | 90 | 20.9465
2632 | 11 | 170 | 163 | 6.2 | 15.6 | 0 | 0 | 10.9005 |  | 0 | -0.28887 | 0 | 0 | 25.8946 | 0 | 0 | 90 | 10.6117
2633 | 2 | 78 | 77 | 4.8 | 13.8 | 0 | 0 | 4.8595 |  | 0 | -0.28887 | 0 | 0 | 25.8744 | 0 | 0 | 90 | 4.5706
2634 | 0 | 69 | 68 | 4.3 | 13.5 | 0 | 0 | 4.2175 |  | 0 | -0.28887 | 0 | 0 | 25.8542 | 0 | 24.9824 | 52.6621 | 28.911
2635 | 0 | 4 | 4 | 4.6 | 12.4 | 0 | 0 | 0.1564 |  | 0 | -0.28887 | 0 | 0 | 25.834 | 0 | 18.0716 | 24.1365 | 17.9392
2636 | 0 | 0 | 0 | 4.1 | 11.7 | 0 | 0 | 0 |  | 0 | -0.28887 | 0 | 0 | 25.8137 | 0 | 0 | 24.1365 | -0.28887
2637 | 0 | 0 | 0 | 3.8 | 11.8 | 0 | 0 | 0 |  | 0 | -0.28887 | 0 | 0 | 25.7935 | 0 | 0 | 24.1365 | -0.28887
2638 | 0 | 0 | 0 | 3 | 11.9 | 0 | 0 | 0 |  | 0 | -0.28887 | 0 | 0 | 25.7733 | 0 | 0 | 24.1365 | -0.28887
2639 | 0 | 0 | 0 | 3 | 12.7 | 0 | 0 | 0 |  | 0 | -0.28887 | 0 | 0 | 25.7531 | 0 | 0 | 24.1365 | -0.28887
2640 | 0 | 0 | 0 | 2.8 | 12.4 | 0 | 0 | 0 |  | 0 | -0.28887 | 0 | 0 | 25.7329 | 0 | 0 | 24.1365 | -0.28887
2641 | 0 | 0 | 0 | 3.2 | 12.5 | 0 | 0 | 0 |  | 0 | -0.28887 | 0 | 0 | 25.7127 | 0 | 0 | 24.1365 | -0.28887
2642 | 0 | 0 | 0 | 4.3 | 12.9 | 0 | 0 | 0 |  | 0 | -0.28887 | 0 | 0 | 25.6925 | 0 | 0 | 24.1365 | -0.28887
2643 | 0 | 0 | 0 | 4.6 | 12.5 | 0 | 0 | 0 |  | 0 | -0.28887 | 0 | 0 | 25.6724 | 0 | 0 | 24.1365 | -0.28887
2644 | 0 | 0 | 0 | 3.4 | 12 | 0 | 0 | 0 |  | 0 | -0.28887 | 0 | 0 | 25.6522 | 0 | 0 | 24.1365 | -0.28887
2645 | 0 | 0 | 0 | 4.4 | 12.3 | 0 | 0 | 0 |  | 0 | -0.28887 | 0 | 0 | 25.632 | 0 | 0 | 24.1365 | -0.28887
2646 | 0 | 0 | 0 | 4.1 | 12.4 | 0 | 0 | 0 |  | 0 | -0.28887 | 0 | 0 | 25.6119 | 0 | 0 | 24.1365 | -0.28887
2647 | 0 | 4 | 4 | 2.9 | 12.2 | 0 | 0 | 0.21726 |  | 0 | -0.28887 | 0 | 0 | 25.5917 | 0 | 0 | 24.1365 | -0.071603
2648 | 0 | 19 | 19 | 3.8 | 11.3 | 0 | 0 | 1.1262 |  | 0 | -0.28887 | 0 | 0 | 25.5716 | 0 | 0 | 24.1365 | 0.83738
2649 | 0 | 40 | 40 | 4.4 | 12.4 | 0 | 0 | 2.413 |  | 0 | -0.28887 | 0 | 0 | 25.5514 | 0 | 0 | 24.1365 | 2.1242
2650 | 0 | 68 | 68 | 3.3 | 12.5 | 0 | 0 | 4.1568 |  | 0 | -0.28887 | 0 | 0 | 25.5313 | 0 | 0 | 24.1365 | 3.8679
2651 | 0 | 64 | 64 | 1.4 | 11.8 | 0 | 0 | 3.8897 |  | 0 | -0.28887 | 0 | 0 | 25.5112 | 0 | 0 | 24.1365 | 3.6008
2652 | 0 | 147 | 145 | 1 | 11.9 | 0 | 0 | 9.0981 |  | 0 | -0.28887 | 0 | 0 | 25.4911 | 3.0385 | 0 | 29.4827 | 5.7708
2653 | 0 | 335 | 327 | 0.9 | 13.6 | 0 | 0 | 21.0683 |  | 0 | -0.28887 | 0 | 0 | 25.471 | 21.042 | 0 | 61.2233 | -0.26249
2654 | 1 | 325 | 319 | 0.9 | 14.7 | 0 | 0 | 20.5348 |  | 0 | -0.28887 | 0 | 0 | 25.451 | 19.5921 | 0 | 90 | 0.65386
2655 | 1 | 275 | 270 | 1.1 | 15.2 | 0 | 0 | 17.3134 |  | 0 | -0.28887 | 0 | 0 | 25.4311 | 0 | 0 | 90 | 17.0246
2656 | 1 | 241 | 237 | 0.9 | 15.4 | 0 | 0 | 15.1797 |  | 0 | -0.28887 | 0 | 0 | 25.4111 | 0 | 0 | 90 | 14.8908
2657 | 1 | 111 | 110 | 1.8 | 15.3 | 0 | 0 | 6.9209 |  | 0 | -0.28887 | 0 | 0 | 25.3911 | 0 | 0 | 90 | 6.6321
2658 | 2 | 97 | 96 | 3 | 14 | 0 | 0 | 5.9653 |  | 0 | -0.28887 | 0 | 0 | 25.3711 | 0 | 24.9774 | 52.2212 | 30.6538
2659 | 0 | 14 | 14 | 1.6 | 13.7 | 0 | 0 | 0.58168 |  | 0 | -0.28887 | 0 | 0 | 25.3511 | 0 | 0 | 52.2212 | 0.29282
2660 | 0 | 0 | 0 | 0.7 | 13.3 | 0 | 0 | 0 |  | 0 | -0.28887 | 0 | 0 | 25.3311 | 0 | 0 | 52.2212 | -0.28887
2661 | 0 | 0 | 0 | 0.8 | 12.7 | 0 | 0 | 0 |  | 0 | -0.28887 | 0 | 0 | 25.3111 | 0 | 21.0578 | 18.4843 | 20.7689
2662 | 0 | 0 | 0 | 0.3 | 12.2 | 0 | 0 | 0 |  | 0 | -0.28887 | 0 | 0 | 25.2911 | 0 | 0 | 18.4843 | -0.28887
2663 | 0 | 0 | 0 | 0.3 | 12.1 | 0 | 0 | 0 |  | 0 | -0.28887 | 0 | 0 | 25.271 | 0 | 0 | 18.4843 | -0.28887
2664 | 0 | 0 | 0 | 0.7 | 11.9 | 0 | 0 | 0 |  | 0 | -0.28887 | 0 | 0 | 25.251 | 0 | 0 | 18.4843 | -0.28887
2665 | 0 | 0 | 0 | 0.3 | 11.6 | 0 | 0 | 0 |  | 0 | -0.28887 | 0 | 0 | 25.231 | 0 | 0 | 18.4843 | -0.28887
2666 | 0 | 0 | 0 | 0.9 | 11.2 | 0 | 0 | 0 |  | 0 | -0.28887 | 0 | 0 | 25.2109 | 0 | 0 | 18.4843 | -0.28887
2667 | 0 | 0 | 0 | 0.9 | 11.2 | 0 | 0 | 0 |  | 0 | -0.28887 | 0 | 0 | 25.1909 | 0 | 0 | 18.4843 | -0.28887
2668 | 0 | 0 | 0 | 0.6 | 10.9 | 0 | 0 | 0 |  | 0 | -0.28887 | 0 | 0 | 25.1708 | 0 | 0 | 18.4843 | -0.28887
2669 | 0 | 0 | 0 | 0.5 | 10.7 | 0 | 0 | 0 |  | 0 | -0.28887 | 0 | 0 | 25.1508 | 0 | 0 | 18.4843 | -0.28887
2670 | 0 | 5 | 6 | 0.9 | 10.8 | 0 | 0 | 0.25719 |  | 0 | -0.28887 | 0 | 0 | 25.1308 | 0 | 4.8743 | 10.4495 | 4.8426
2671 | 5 | 79 | 76 | 1.1 | 11.3 | 0 | 0 | 4.6391 |  | 0 | -0.28887 | 0 | 0 | 25.1108 | 0 | 0 | 10.4495 | 4.3503
2672 | 223 | 285 | 179 | 1 | 13.4 | 0 | 0 | 17.6892 |  | 0 | -0.28887 | 0 | 0 | 25.0908 | 0 | 0 | 10.4495 | 17.4003
2673 | 572 | 594 | 251 | 1.2 | 15.6 | 82.9263 | 0 | 43.1626 |  | 0 | -1.4703 | 82.9546 | 0 | 31.2193 | 3.2364 | 0 | 15.7747 | 38.4559
2674 | 475 | 711 | 350 | 1.8 | 16.4 | 126.076 | 0 | 51.9607 |  | 0 | -1.3188 | 126.1185 | 0 | 40.5912 | 11.9362 | 0 | 34.3697 | 38.7057
2675 | 102 | 627 | 526 | 2 | 16.9 | 0 | 0 | 42.7858 |  | 0 | -0.37147 | 0 | 0 | 40.5692 | 4.8781 | 0 | 41.8512 | 37.5363
2676 | 37 | 549 | 501 | 3.8 | 17.9 | 0 | 0 | 37.2763 |  | 0 | -0.28887 | 0 | 0 | 40.5473 | 0.875 | 0 | 43.255 | 36.1125
2677 | 194 | 558 | 371 | 5.3 | 18.7 | 0 | 0 | 41.0113 |  | 0 | -0.28887 | 0 | 0 | 40.5255 | 5.4041 | 0 | 51.5862 | 35.3184
2678 | 0 | 166 | 163 | 3.4 | 17.5 | 0 | 0 | 10.1142 |  | 0 | -0.28887 | 0 | 0 | 40.5035 | 0 | 0 | 51.5862 | 9.8253
2679 | 0 | 174 | 171 | 3.3 | 17.1 | 0 | 0 | 10.683 |  | 0 | -0.28887 | 0 | 0 | 40.4816 | 0 | 0 | 51.5862 | 10.3942
2680 | 21 | 219 | 202 | 2.6 | 17.8 | 0 | 0 | 13.8077 |  | 0 | -0.28887 | 0 | 0 | 40.4597 | 0 | 0 | 51.5862 | 13.5189
2681 | 3 | 140 | 137 | 3.5 | 17.3 | 0 | 0 | 8.7002 |  | 0 | -0.28887 | 0 | 0 | 40.4378 | 0 | 0 | 51.5862 | 8.4114
2682 | 28 | 78 | 71 | 1.4 | 17.2 | 0 | 0 | 4.6105 |  | 0 | -0.28887 | 0 | 0 | 40.4159 | 0 | 22.3542 | 14.6176 | 26.6758
2683 | 15 | 23 | 21 | 1.2 | 16.2 | 0 | 0 | 0.85068 |  | 0 | -0.28887 | 0 | 0 | 40.394 | 0 | 0 | 14.6176 | 0.56181
2684 | 0 | 0 | 0 | 0.9 | 15.3 | 0 | 0 | 0 |  | 0 | -0.28887 | 0 | 0 | 40.3721 | 0 | 0 | 14.6176 | -0.28887
2685 | 0 | 0 | 0 | 1.3 | 14.5 | 0 | 0 | 0 |  | 0 | -0.28887 | 0 | 0 | 40.3501 | 0 | 0 | 14.6176 | -0.28887
2686 | 0 | 0 | 0 | 1.2 | 13.4 | 0 | 0 | 0 |  | 0 | -0.28887 | 0 | 0 | 40.328 | 0 | 0 | 14.6176 | -0.28887
2687 | 0 | 0 | 0 | 0.8 | 12.9 | 0 | 0 | 0 |  | 0 | -0.28887 | 0 | 0 | 40.306 | 0 | 0 | 14.6176 | -0.28887
2688 | 0 | 0 | 0 | 1.1 | 12.1 | 0 | 0 | 0 |  | 0 | -0.28887 | 0 | 0 | 40.2839 | 0 | 0 | 14.6176 | -0.28887
2689 | 0 | 0 | 0 | 0.8 | 12.1 | 0 | 0 | 0 |  | 0 | -0.28887 | 0 | 0 | 40.2618 | 0 | 0 | 14.6176 | -0.28887
2690 | 0 | 0 | 0 | 1.4 | 11.5 | 0 | 0 | 0 |  | 0 | -0.28887 | 0 | 0 | 40.2397 | 0 | 0 | 14.6176 | -0.28887
2691 | 0 | 0 | 0 | 0.8 | 12.1 | 0 | 0 | 0 |  | 0 | -0.28887 | 0 | 0 | 40.2177 | 0 | 0 | 14.6176 | -0.28887
2692 | 0 | 0 | 0 | 0.8 | 11.9 | 0 | 0 | 0 |  | 0 | -0.28887 | 0 | 0 | 40.1956 | 0 | 0 | 14.6176 | -0.28887
2693 | 0 | 0 | 0 | 0.9 | 11.1 | 0 | 0 | 0 |  | 0 | -0.28887 | 0 | 0 | 40.1735 | 0 | 0 | 14.6176 | -0.28887
2694 | 3 | 8 | 8 | 0.9 | 10.7 | 0 | 0 | 0.34791 |  | 0 | -0.28887 | 0 | 0 | 40.1514 | 0 | 2.6542 | 10.2302 | 2.7133
2695 | 284 | 146 | 82 | 2.7 | 13.2 | 0 | 0 | 6.0969 |  | 0 | -0.28887 | 0 | 0 | 40.1294 | 0 | 0 | 10.2302 | 5.808
2696 | 163 | 218 | 162 | 9.1 | 15.1 | 0 | 0 | 15.1391 |  | 0 | -0.28887 | 0 | 0 | 40.1075 | 0 | 0 | 10.2302 | 14.8503
2697 | 1 | 200 | 198 | 9 | 15.4 | 0 | 0 | 12.7765 |  | 0 | -0.28887 | 0 | 0 | 40.0856 | 0 | 0 | 10.2302 | 12.4877
2698 | 35 | 328 | 299 | 7.4 | 16 | 0 | 0 | 22.3571 |  | 0 | -0.28887 | 0 | 0 | 40.0637 | 0 | 0 | 10.2302 | 22.0682
2699 | 3 | 297 | 290 | 8.7 | 15.8 | 0 | 0 | 19.0225 |  | 0 | -0.28887 | 0 | 0 | 40.0419 | 0 | 0 | 10.2302 | 18.7337
2700 | 2 | 144 | 141 | 6.7 | 14.1 | 0 | 0 | 8.984 |  | 0 | -0.28887 | 0 | 0 | 40.02 | 0 | 0 | 10.2302 | 8.6951
2701 | 3 | 318 | 309 | 4.8 | 13.7 | 0 | 0 | 20.3816 |  | 0 | -0.28887 | 0 | 0 | 39.998 | 0 | 0 | 10.2302 | 20.0928
2702 | 28 | 403 | 371 | 5.7 | 14.8 | 0 | 0 | 27.5676 |  | 0 | -0.28887 | 0 | 0 | 39.9761 | 24.9622 | 0 | 48.2663 | 2.3166
2703 | 35 | 290 | 260 | 5.9 | 14.4 | 0 | 0 | 19.7787 |  | 0 | -0.28887 | 0 | 0 | 39.9542 | 19.7634 | 0 | 77.3397 | -0.27364
2704 | 523 | 513 | 197 | 7.1 | 15.4 | 64.066 | 0 | 41.211 |  | 0 | -1.4043 | 64.0734 | 0 | 44.6789 | 0.81745 | 0 | 78.662 | 38.9893
2705 | 666 | 405 | 88 | 7.3 | 16 | 152.4591 | 0 | 28.0591 |  | 0 | -1.4052 | 152.4758 | 0 | 55.9794 | 0 | 0 | 78.662 | 26.6539
2706 | 141 | 103 | 72 | 5.9 | 14.2 | 0 | 0 | 5.8593 |  | 0 | -0.37147 | 0 | 0 | 55.9563 | 0 | 24.9746 | 40.5532 | 30.4625
2707 | 66 | 27 | 22 | 6.6 | 12.8 | 0 | 0 | 0.86277 |  | 0 | -0.28887 | 0 | 0 | 55.9331 | 0 | 13.7366 | 18.5587 | 14.3105
2708 | 0 | 0 | 0 | 5.3 | 12.1 | 0 | 0 | 0 |  | 0 | -0.28887 | 0 | 0 | 55.9098 | 0 | 0 | 18.5587 | -0.28887
2709 | 0 | 0 | 0 | 4.7 | 11.4 | 0 | 0 | 0 |  | 0 | -0.28887 | 0 | 0 | 55.8866 | 0 | 0 | 18.5587 | -0.28887
2710 | 0 | 0 | 0 | 4.7 | 11 | 0 | 0 | 0 |  | 0 | -0.28887 | 0 | 0 | 55.8633 | 0 | 0 | 18.5587 | -0.28887
2711 | 0 | 0 | 0 | 4.2 | 10.6 | 0 | 0 | 0 |  | 0 | -0.28887 | 0 | 0 | 55.84 | 0 | 0 | 18.5587 | -0.28887
2712 | 0 | 0 | 0 | 3.3 | 10.1 | 0 | 0 | 0 |  | 0 | -0.28887 | 0 | 0 | 55.8168 | 0 | 0 | 18.5587 | -0.28887
2713 | 0 | 0 | 0 | 2.2 | 8.4 | 0 | 0 | 0 |  | 0 | -0.28887 | 0 | 0 | 55.7934 | 0 | 0 | 18.5587 | -0.28887
2714 | 0 | 0 | 0 | 1.4 | 8.1 | 0 | 0 | 0 |  | 126.2827 | 24.4435 | 0 | 126.3688 | 45.8636 | 0 | 0 | 18.5587 | 24.4435
2715 | 0 | 0 | 0 | 2 | 7.9 | 0 | 0 | 0 |  | 93.5845 | 33.8129 | 0 | 93.6494 | 38.6104 | 0 | 0 | 18.5587 | 33.8129
2716 | 0 | 0 | 0 | 2 | 7.6 | 0 | 0 | 0 |  | 107.2984 | 40.6398 | 0 | 107.3735 | 30.2523 | 1.9922e-09 | 0 | 18.5587 | 39.3
2717 | 0 | 0 | 0 | 1.5 | 6.7 | 0 | 0 | 0 |  | 112.1159 | 43.1528 | 0 | 112.1952 | 21.5042 | 0 | 1.7147 | 16.1453 | 43
2718 | 115 | 19 | 9 | 0.7 | 6.4 | 0 | 0 | 0.40208 |  | 112.1159 | 43.1492 | 0 | 112.1963 | 12.7582 | 0 | 3.203 | 10.7012 | 44.9
2719 | 632 | 176 | 36 | 0.8 | 9.3 | 0 | 0 | 4.7661 |  | 111.2981 | 42.69 | 0 | 111.3796 | 4.0833 | 0 | 0 | 10.7012 | 45.7
2720 | 826 | 391 | 51 | 0.9 | 12.1 | 132.272 | 0 | 25.3517 |  | 64.6719 | 19.6477 | 88.6816 | 21.0433 | 8.9559 | 0 | 0 | 10.7012 | 44.9995
2721 | 914 | 598 | 59 | 3.4 | 13.3 | 244.2842 | 0 | 46.607 |  | 111.3731 | 41.2412 | 133.026 | 0 | 18.7836 | 0 | 0 | 10.7012 | 46.2
2722 | 957 | 771 | 66 | 4.2 | 15 | 270.9528 | 0 | 61.9063 |  | 111.3736 | 41.0319 | 159.7258 | 0 | 30.7787 | 0 | 0 | 10.7012 | 45.8
2723 | 968 | 901 | 83 | 4 | 15.9 | 281.5799 | 0 | 72.3474 |  | 111.3722 | 40.876 | 170.3672 | 0 | 43.6517 | 0 | 0 | 10.7012 | 44.5
2724 | 846 | 940 | 172 | 3.6 | 16.5 | 247.6104 | 0 | 74.8968 |  | 111.372 | 41.1622 | 136.3798 | 0 | 53.9659 | 0 | 0 | 10.7012 | 43.5
2725 | 827 | 925 | 168 | 4.5 | 17.3 | 240.9396 | 0 | 74.2523 |  | 111.3718 | 41.1134 | 129.7053 | 0 | 63.8028 | 0 | 0 | 10.7012 | 42.9
2726 | 955 | 928 | 100 | 5.9 | 18.3 | 275.1125 | 0 | 74.588 |  | 111.3714 | 40.6393 | 163.8973 | 0 | 76.3021 | 0 | 0 | 10.7012 | 42.5
2727 | 932 | 810 | 92 | 5.8 | 19.1 | 261.4612 | 0 | 64.5396 |  | 111.3714 | 40.6473 | 150.2345 | 0 | 87.7877 | 2.5601 | 0 | 14.9372 | 42.2
2728 | 891 | 638 | 74 | 6 | 18.8 | 236.1457 | 0 | 49.7147 |  | 111.3782 | 40.9265 | 124.8928 | 0 | 97.3551 | 24.9647 | 0 | 52.8041 | 42.5
2729 | 812 | 438 | 63 | 4.7 | 18.8 | 144.6993 | 20.6159 | 30.3067 |  | 111.3532 | 41.4465 | 33.4175 | 0 | 99.8829 | 24.8276 | 0 | 89.0442 | 44.2
2730 | 653 | 224 | 46 | 4.3 | 18.2 | 111.9036 | 0 | 8.7911 |  | 111.3691 | 41.626 | 0 | -0.58581 | 99.8809 | 0 | 0.62485 | 88.1043 | 46.3
2731 | 204 | 41 | 16 | 3.4 | 16.7 | 0 | 0 | 0.5866 |  | 111.3719 | 42.763 | 0 | 111.3761 | 91.2099 | 0 | 1.7018 | 86.1153 | 42.7
2732 | 0 | 0 | 0 | 3.5 | 15.2 | 0 | 0 | 0 |  | 107.829 | 41.3748 | 0 | 107.8334 | 82.8236 | 6.2959e-11 | 0 | 86.1153 | 39.1
2733 | 0 | 0 | 0 | 4.8 | 14.5 | 0 | 0 | 0 |  | 100.6135 | 38.1471 | 0 | 100.6179 | 75.0178 | 4.5462e-10 | 0 | 86.1153 | 36.2
2734 | 0 | 0 | 0 | 3.2 | 13.6 | 0 | 0 | 0 |  | 94.8498 | 35.6723 | 0 | 94.8543 | 67.6735 | 2.1706e-09 | 0 | 86.1153 | 33.9
2735 | 0 | 0 | 0 | 1.8 | 12.7 | 0 | 0 | 0 |  | 91.3232 | 34.0465 | 0 | 91.328 | 60.614 | 2.1477e-09 | 0 | 86.1153 | 32.5
2736 | 0 | 0 | 0 | 3.7 | 13.6 | 0 | 0 | 0 |  | 25.4902 | 5.8023 | 0 | 25.4916 | 58.7014 | 0 | 0 | 86.1153 | 5.8023
2737 | 0 | 0 | 0 | 6 | 14.4 | 0 | 0 | 0 |  | 25.4902 | 5.6271 | 0 | 25.4917 | 56.7888 | 0 | 0 | 86.1153 | 5.6271
2738 | 0 | 0 | 0 | 5.9 | 14.4 | 0 | 0 | 0 |  | 25.4902 | 5.6219 | 0 | 25.4918 | 54.8763 | 0 | 0 | 86.1153 | 5.6219
2739 | 0 | 0 | 0 | 4 | 13.8 | 0 | 0 | 0 |  | 25.4902 | 5.7572 | 0 | 25.492 | 52.964 | 0 | 0 | 86.1153 | 5.7572
2740 | 0 | 0 | 0 | 3 | 13.3 | 0 | 0 | 0 |  | 88.0968 | 32.5716 | 0 | 88.1036 | 46.1619 | 0 | 4.8594 | 80.0271 | 37.4311
2741 | 0 | 0 | 0 | 3.4 | 12.9 | 0 | 0 | 0 |  | 88.0968 | 32.5878 | 0 | 88.104 | 39.36 | 0 | 12.0091 | 61.4813 | 43.2
2742 | 15 | 15 | 14 | 4.5 | 12.9 | 0 | 0 | 0.61883 |  | 88.0968 | 32.5711 | 0 | 88.1046 | 32.5588 | 0 | 13.3834 | 40.5651 | 45.2
2743 | 109 | 112 | 85 | 4.1 | 13.7 | 0 | 0 | 5.5541 |  | 88.0969 | 32.4874 | 0 | 88.1054 | 25.7588 | 0 | 8.9856 | 26.362 | 45.7
2744 | 29 | 158 | 145 | 3.9 | 14.8 | 0 | 0 | 10.1369 |  | 88.1008 | 32.3606 | 0 | 88.1101 | 18.9603 | 0 | 4.5588 | 19.0596 | 45.8
2745 | 170 | 355 | 244 | 7.5 | 15.8 | 0 | 0 | 24.6909 |  | 63.6296 | 21.9501 | 0 | 63.6371 | 14.0988 | 0 | 0 | 19.0596 | 45.8
2746 | 280 | 548 | 328 | 8.4 | 17 | 0 | 0 | 40.6131 |  | 25.49 | 6.4638 | 0 | 25.4933 | 12.1935 | 0 | 0 | 19.0596 | 45.4
2747 | 685 | 876 | 287 | 8.9 | 18.7 | 123.4001 | 0 | 69.2832 |  | 25.4902 | 4.9329 | 106.663 | 8.6821 | 19.7155 | 0 | 0 | 19.0596 | 43.9
2748 | 885 | 986 | 178 | 9.4 | 20.1 | 252.7987 | 0 | 75 |  | 25.4902 | 4.3594 | 227.4584 | 0 | 37.1437 | 16.9109 | 0 | 45.088 | 42.8
2749 | 824 | 978 | 218 | 8.3 | 20.8 | 235.2718 | 0 | 75 |  | 25.4902 | 4.8183 | 209.921 | 0 | 53.2258 | 24.9797 | 0 | 82.0063 | 42.3
2750 | 350 | 595 | 277 | 5.7 | 20.2 | 86.1318 | 0 | 45.9302 |  | 25.4901 | 5.1592 | 60.6914 | 0 | 57.8941 | 4.5334 | 0 | 88.5723 | 41.9
2751 | 146 | 391 | 274 | 6.1 | 20.2 | 0 | 0 | 28.0102 |  | 25.4901 | 5.9968 | 0 | 25.4916 | 55.982 | 0 | 7.6311 | 77.5047 | 41.2
2752 | 773 | 659 | 165 | 6.2 | 21.9 | 138.0387 | 0 | 49.9952 |  | 25.4902 | 4.7296 | 120.6775 | 8.0516 | 64.5859 | 7.8731 | 0 | 89.5026 | 41.5
2753 | 794 | 460 | 92 | 7.5 | 22.4 | 186.6699 | 0 | 31.4874 |  | 25.4902 | 4.9571 | 161.2823 | 0 | 76.8779 | 0 | 7.1004 | 78.9654 | 42.7
2754 | 690 | 232 | 43 | 7.8 | 20.7 | 119.6802 | 0 | 8.7689 |  | 49.877 | 14.978 | 69.8646 | 0 | 82.185 | 0 | 22.161 | 44.8023 | 45.3
2755 | 223 | 42 | 16 | 7.7 | 18.8 | 0 | 0 | 0.57729 |  | 95.378 | 35.1883 | 0 | 95.383 | 74.8027 | 0 | 7.9719 | 32.3839 | 42.3
2756 | 0 | 0 | 0 | 6.4 | 17.4 | 0 | 0 | 0 |  | 95.3785 | 35.4995 | 0 | 95.3839 | 67.4191 | 0 | 5.3201 | 24.1149 | 39.2
2757 | 0 | 0 | 0 | 4.9 | 16.3 | 0 | 0 | 0 |  | 95.3782 | 35.6204 | 0 | 95.3839 | 60.0349 | 0 | 2.5283 | 20.1454 | 36.5
2758 | 0 | 0 | 0 | 3.3 | 15.8 | 0 | 0 | 0 |  | 95.378 | 35.6643 | 0 | 95.3842 | 52.6504 | 2.2436e-09 | 0 | 20.1454 | 34
2759 | 0 | 0 | 0 | 2.3 | 14.5 | 0 | 0 | 0 |  | 25.4902 | 5.594 | 0 | 25.492 | 50.7382 | 0 | 0 | 20.1454 | 5.594
2760 | 0 | 0 | 0 | 1.4 | 12.8 | 0 | 0 | 0 |  | 25.4902 | 5.9395 | 0 | 25.4921 | 48.826 | 0 | 0 | 20.1454 | 5.9395
2761 | 0 | 0 | 0 | 1.7 | 12.1 | 0 | 0 | 0 |  | 25.4902 | 6.0298 | 0 | 25.4923 | 46.914 | 0 | 0 | 20.1454 | 6.0298
2762 | 0 | 0 | 0 | 2.2 | 11.4 | 0 | 0 | 0 |  | 36.9146 | 10.8623 | 0 | 36.9179 | 44.135 | 0 | 0 | 20.1454 | 10.8623
2763 | 0 | 0 | 0 | 2.2 | 11.4 | 0 | 0 | 0 |  | 99.0604 | 37.4204 | 0 | 99.0696 | 36.4562 | 0 | 0 | 20.1454 | 35.7
2764 | 0 | 0 | 0 | 0.7 | 9.3 | 0 | 0 | 0 |  | 109.021 | 42.1936 | 0 | 109.0319 | 27.9702 | 1.9965e-09 | 0 | 20.1454 | 40
2765 | 0 | 0 | 0 | 1.4 | 8.8 | 0 | 0 | 0 |  | 110.1205 | 42.7144 | 0 | 110.1326 | 19.3961 | 0 | 2.4378 | 16.3423 | 42.9
2766 | 111 | 22 | 10 | 1.8 | 9.2 | 0 | 0 | 0.4429 |  | 110.1205 | 42.6969 | 0 | 110.1339 | 10.8245 | 0 | 3.3919 | 10.5673 | 44.3
2767 | 620 | 184 | 42 | 1.7 | 11.5 | 0 | 0 | 5.1449 |  | 108.2542 | 41.6315 | 0 | 108.2691 | 2.4128 | 0 | 0 | 10.5673 | 44.6
2768 | 801 | 400 | 63 | 0.9 | 14.7 | 126.7429 | 4.73e-06 | 25.2948 |  | 62.795 | 19.9055 | 85.0293 | 21.0133 | 7.2802 | 0 | 0 | 10.5673 | 44.6
2769 | 876 | 603 | 81 | 3 | 16.1 | 233.9353 | 0 | 45.8435 |  | 108.898 | 40.1779 | 125.1709 | 0 | 16.7208 | 0 | 0 | 10.5673 | 44.4
2770 | 909 | 783 | 105 | 3.8 | 17.2 | 256.7986 | 0 | 61.1122 |  | 108.8977 | 39.8618 | 148.0504 | 0 | 27.9528 | 0 | 0 | 10.5673 | 43.9
2771 | 939 | 915 | 114 | 3.6 | 18.3 | 272.8522 | 0 | 71.4483 |  | 108.8974 | 39.5326 | 164.1141 | 0 | 40.4432 | 0 | 0 | 10.5673 | 42.3
2772 | 948 | 997 | 132 | 2.6 | 19 | 280.712 | 0 | 75 |  | 108.897 | 39.323 | 171.9781 | 0 | 53.5605 | 0 | 0 | 10.5673 | 41.3
2773 | 719 | 879 | 211 | 2.1 | 19.9 | 208.812 | 0 | 67.309 |  | 108.897 | 39.7413 | 100.0344 | 0 | 61.1668 | 0 | 0 | 10.5673 | 40.4
2774 | 867 | 929 | 173 | 4.8 | 20.2 | 248.874 | 0 | 72.9248 |  | 108.897 | 39.3815 | 140.1179 | 0 | 71.8751 | 0 | 0 | 10.5673 | 39.9
2775 | 897 | 827 | 130 | 4.2 | 20 | 252.5793 | 0 | 64.3608 |  | 108.8968 | 39.3965 | 143.823 | 0 | 82.8881 | 0 | 0 | 10.5673 | 39.4
2776 | 855 | 645 | 99 | 4.2 | 19.7 | 227.832 | 0 | 49.1598 |  | 108.8912 | 39.6617 | 119.0642 | 0 | 92.0115 | 0 | 0 | 10.5673 | 39.5
2777 | 780 | 442 | 76 | 4.2 | 19.4 | 186.9634 | 0 | 29.9221 |  | 108.9031 | 39.9806 | 78.1582 | 0 | 97.9943 | 0 | 0 | 10.5673 | 40.3
2778 | 603 | 225 | 57 | 3.9 | 18.7 | 106.5706 | 0 | 8.833 |  | 108.904 | 40.4158 | 0 | 2.2806 | 97.7702 | 1.0747 | 0 | 12.3795 | 43.1
2779 | 196 | 44 | 20 | 2.2 | 17.5 | 0 | 0 | 0.75278 |  | 108.8976 | 41.5086 | 0 | 108.9005 | 89.3012 | 0 | 0.91337 | 10.8271 | 41
2780 | 0 | 0 | 0 | 1.2 | 15.4 | 0 | 0 | 0 |  | 105.6633 | 40.3889 | 0 | 105.6665 | 81.0896 | 1.9292e-10 | 0 | 10.8271 | 38.2
2781 | 0 | 0 | 0 | 1.2 | 14.1 | 0 | 0 | 0 |  | 100.315 | 38.0643 | 0 | 100.3183 | 73.3077 | 2.1861e-09 | 0 | 10.8271 | 36.1
2782 | 0 | 0 | 0 | 1.7 | 13.2 | 0 | 0 | 0 |  | 94.3134 | 35.3491 | 0 | 94.317 | 66.0091 | 2.158e-09 | 0 | 10.8271 | 33.7
2783 | 0 | 0 | 0 | 0.8 | 12.7 | 0 | 0 | 0 |  | 89.8517 | 33.4468 | 0 | 89.8555 | 59.0669 | 1.0167e-09 | 0 | 10.8271 | 31.9
2784 | 0 | 0 | 0 | 2.3 | 12.7 | 0 | 0 | 0 |  | 87.4015 | 32.3978 | 0 | 87.4056 | 52.32 | 0 | 0 | 10.8271 | 30.9
2785 | 0 | 0 | 0 | 2.4 | 12.3 | 0 | 0 | 0 |  | 86.4032 | 31.9896 | 0 | 86.4076 | 45.6527 | 0 | 0 | 10.8271 | 30.5
2786 | 0 | 0 | 0 | 1.1 | 12.1 | 0 | 0 | 0 |  | 85.8875 | 31.7692 | 0 | 85.8925 | 39.0268 | 0 | 0 | 10.8271 | 30.3
2787 | 0 | 0 | 0 | 1.1 | 11.3 | 0 | 0 | 0 |  | 87.7353 | 32.5754 | 0 | 87.741 | 32.2541 | 0 | 0 | 10.8271 | 31.1
2788 | 0 | 0 | 0 | 1.2 | 10.8 | 0 | 0 | 0 |  | 89.289 | 33.1167 | 0 | 89.2954 | 25.358 | 0 | 0 | 10.8271 | 31.8
2789 | 0 | 0 | 0 | 1.1 | 10.1 | 0 | 0 | 0 |  | 94.2188 | 35.335 | 0 | 94.2265 | 18.0683 | 0 | 0 | 10.8271 | 33.9
2790 | 110 | 23 | 11 | 1.8 | 11 | 0 | 0 | 0.48503 |  | 98.9852 | 37.4901 | 0 | 98.9945 | 10.398 | 0 | 0.47638 | 10.0123 | 36.7
2791 | 623 | 186 | 40 | 0.1 | 14 | 0 | 0 | 4.9575 |  | 93.7675 | 35.0199 | 0 | 93.7779 | 3.1521 | 0 | 0 | 10.0123 | 38.4
2792 | 815 | 401 | 55 | 1 | 16.8 | 130.867 | 0 | 24.9362 |  | 84.6187 | 29.3806 | 74.0296 | 27.7153 | 6.6733 | 0 | 0 | 10.0123 | 38.8
2793 | 902 | 607 | 64 | 1.9 | 18.9 | 242.3491 | 0 | 44.7683 |  | 102.965 | 36.9689 | 139.5176 | 0 | 17.338 | 0 | 0 | 10.0123 | 38.7
2794 | 953 | 782 | 68 | 2.4 | 19.9 | 271.4874 | 0 | 59.4441 |  | 102.9646 | 36.5201 | 168.6742 | 0 | 30.2696 | 0 | 0 | 10.0123 | 38.4
2795 | 984 | 909 | 68 | 2.5 | 20.6 | 287.824 | 0 | 69.5238 |  | 102.9647 | 36.1578 | 185.0202 | 0 | 44.4705 | 0 | 0 | 10.0123 | 37.3
2796 | 992 | 977 | 70 | 2.6 | 21.3 | 294.6388 | 0 | 74.5687 |  | 102.9649 | 35.8684 | 191.8383 | 0 | 59.2042 | 0 | 0 | 10.0123 | 35.5
2797 | 988 | 981 | 72 | 2.7 | 21.7 | 293.6133 | 0 | 74.9189 |  | 102.9651 | 35.7683 | 190.8114 | 0 | 73.865 | 0 | 0 | 10.0123 | 34.3
2798 | 977 | 926 | 72 | 3.9 | 22.2 | 284.1578 | 0 | 71.5663 |  | 101.2434 | 34.9631 | 183.0719 | 0 | 87.9396 | 0 | 0 | 10.0123 | 33.6
2799 | 958 | 814 | 68 | 4.9 | 22.4 | 256.5674 | 0 | 62.8773 |  | 99.8321 | 34.572 | 156.8816 | 0 | 99.9996 | 0 | 0 | 10.0123 | 33.6
2800 | 923 | 653 | 61 | 4.6 | 22 | 100.0279 | 56.9625 | 49.0296 |  | 99.787 | 35.5721 | 0 | -0.29592 | 99.9846 | 0 | 0 | 10.0123 | 33.9
2801 | 848 | 453 | 54 | 5.7 | 20.8 | 100.0594 | 44.6084 | 30.2774 |  | 99.8051 | 35.9302 | 0 | -0.30941 | 99.9695 | 0 | 0 | 10.0123 | 35.2
2802 | 690 | 236 | 43 | 5.4 | 19.6 | 100.0977 | 2.0717 | 8.6652 |  | 99.8105 | 36.1635 | 0 | -0.34202 | 99.9559 | 1.3114 | 0 | 12.2167 | 38.3
2803 | 256 | 48 | 17 | 5.2 | 17.6 | 0 | 0 | 0.63205 |  | 99.779 | 37.4054 | 0 | 99.7818 | 92.2197 | 0 | 1.0283 | 10.4633 | 37.3
2804 | 0 | 0 | 0 | 2.8 | 15.6 | 0 | 0 | 0 |  | 98.0641 | 36.9461 | 0 | 98.0671 | 84.6192 | 2.2381e-09 | 0 | 10.4633 | 35.1
2805 | 0 | 0 | 0 | 2.1 | 14.1 | 0 | 0 | 0 |  | 91.9849 | 34.3872 | 0 | 91.9881 | 77.5066 | 9.3093e-10 | 0 | 10.4633 | 32.7
2806 | 0 | 0 | 0 | 1.7 | 12.9 | 0 | 0 | 0 |  | 86.1945 | 31.8937 | 0 | 86.1979 | 70.8552 | 2.1531e-09 | 0 | 10.4633 | 30.4
2807 | 0 | 0 | 0 | 0.8 | 12.8 | 0 | 0 | 0 |  | 82.5101 | 30.064 | 0 | 82.5136 | 64.499 | 2.1453e-09 | 0 | 10.4633 | 28.9
2808 | 0 | 0 | 0 | 1.4 | 12.7 | 0 | 0 | 0 |  | 79.7992 | 28.9477 | 0 | 79.803 | 58.3573 | 0 | 0 | 10.4633 | 27.8
2809 | 0 | 0 | 0 | 1.6 | 12.4 | 0 | 0 | 0 |  | 78.8043 | 28.5514 | 0 | 78.8084 | 52.2946 | 0 | 0 | 10.4633 | 27.4
2810 | 0 | 0 | 0 | 0.9 | 11.3 | 0 | 0 | 0 |  | 78.4385 | 28.4599 | 0 | 78.443 | 46.2608 | 0 | 0 | 10.4633 | 27.3
2811 | 0 | 0 | 0 | 0.9 | 10.4 | 0 | 0 | 0 |  | 78.7254 | 28.4371 | 0 | 78.7303 | 40.2039 | 0 | 0.08631 | 10.3168 | 27.6
2812 | 0 | 0 | 0 | 1.2 | 10.5 | 0 | 0 | 0 |  | 78.7254 | 28.4196 | 0 | 78.7309 | 34.1476 | 0 | 0 | 10.3168 | 27.5
2813 | 0 | 0 | 0 | 1.7 | 11.1 | 0 | 0 | 0 |  | 82.0483 | 29.8622 | 0 | 82.0546 | 27.8284 | 0 | 0 | 10.3168 | 28.8
2814 | 125 | 32 | 17 | 1.6 | 11.4 | 0 | 0 | 0.76333 |  | 87.283 | 32.3254 | 0 | 87.2905 | 21.0932 | 0 | 0 | 10.3168 | 30.9
2815 | 409 | 160 | 61 | 1.5 | 13.4 | 0 | 0 | 5.4217 |  | 91.8847 | 34.1311 | 0 | 91.8935 | 13.9944 | 0 | 0 | 10.3168 | 32.7
2816 | 777 | 403 | 69 | 3 | 16.4 | 120.3608 | -4.53e-06 | 25.296 |  | 95.9795 | 34.4443 | 57.6735 | 33.2298 | 15.7888 | 0 | 0 | 10.3168 | 33.3
2817 | 865 | 605 | 80 | 4.3 | 18.7 | 229.7597 | 0 | 45.1316 |  | 95.9793 | 33.9898 | 133.911 | 0 | 25.9919 | 0 | 0 | 10.3168 | 33.2
2818 | 963 | 791 | 67 | 4.3 | 20.6 | 272.8414 | 0 | 60.7865 |  | 95.9789 | 33.1996 | 177.0203 | 0 | 39.5227 | 0 | 0 | 10.3168 | 33.1
2819 | 948 | 902 | 87 | 4.6 | 22 | 274.5733 | 0 | 69.7069 |  | 95.979 | 32.7726 | 178.7537 | 0 | 53.1984 | 0 | 0 | 10.3168 | 32.9
2820 | 964 | 976 | 92 | 5.6 | 22.3 | 282.6635 | 0 | 75 |  | 95.9791 | 32.5846 | 186.8488 | 0 | 67.5037 | 0 | 0 | 10.3168 | 31.5
2821 | 908 | 958 | 118 | 6.6 | 22.3 | 263.9209 | 0 | 74.9172 |  | 93.0569 | 31.515 | 171.0173 | 0 | 80.6064 | 0 | 0 | 10.3168 | 30.5
2822 | 923 | 932 | 121 | 7.2 | 22.7 | 263.2867 | 0 | 72.6117 |  | 92.2764 | 31.0382 | 171.1635 | 0 | 93.7238 | 0 | 0 | 10.3168 | 30.1
2823 | 937 | 829 | 96 | 7.1 | 22.9 | 173.6983 | 46.8613 | 64.0355 |  | 92.199 | 31.5877 | 81.6046 | 0 | 99.9579 | 0.51429 | 0 | 11.1883 | 30.7
2824 | 886 | 657 | 86 | 6.8 | 22.6 | 92.5993 | 54.94 | 49.2849 |  | 92.2943 | 32.0629 | 0 | -0.35877 | 99.947 | 24.9624 | 0 | 49.1981 | 31.7
2825 | 789 | 453 | 79 | 6.5 | 21.6 | 92.6184 | 41.1122 | 30.1286 |  | 92.2941 | 32.4036 | 0 | -0.3779 | 99.9369 | 24.9824 | 0 | 85.7385 | 33.8
2826 | 661 | 241 | 52 | 5.5 | 20.3 | 92.6389 | 4.7015 | 8.9651 |  | 92.2935 | 32.7066 | 0 | -0.39875 | 99.9276 | 1.6167 | 0 | 88.1179 | 37
2827 | 227 | 50 | 21 | 5.1 | 18 | 0 | 0 | 0.84839 |  | 92.2837 | 34.0211 | 0 | 92.2866 | 92.7925 | 0 | 3.2825 | 83.7572 | 36.7
2828 | 0 | 0 | 0 | 4.6 | 15.4 | 0 | 0 | 0 |  | 92.283 | 34.4133 | 0 | 92.2862 | 85.6553 | 0 | 1.7369 | 81.5005 | 34.5
2829 | 0 | 0 | 0 | 2.4 | 13.8 | 0 | 0 | 0 |  | 89.9553 | 33.4144 | 0 | 89.9587 | 78.7048 | 2.1761e-09 | 0 | 81.5005 | 31.9
2830 | 0 | 0 | 0 | 2.8 | 13.7 | 0 | 0 | 0 |  | 85.5391 | 31.5414 | 0 | 85.5426 | 72.1059 | 1.2826e-09 | 0 | 81.5005 | 30.1
2831 | 0 | 0 | 0 | 2.4 | 13.5 | 0 | 0 | 0 |  | 82.3272 | 30.2035 | 0 | 82.3309 | 65.7624 | 1.4579e-09 | 0 | 81.5005 | 28.8
2832 | 0 | 0 | 0 | 1.4 | 13 | 0 | 0 | 0 |  | 81.5335 | 29.6258 | 0 | 81.5376 | 59.4836 | 2.5026e-07 | 0 | 81.5005 | 28.5
2833 | 0 | 0 | 0 | 1.4 | 13 | 0 | 0 | 0 |  | 81.0412 | 29.4109 | 0 | 81.0456 | 53.2439 | 1.8984e-06 | 0 | 82.3244 | 28.3
2834 | 0 | 0 | 0 | 0.8 | 11.3 | 0 | 0 | 0 |  | 83.821 | 30.663 | 0 | 83.8261 | 46.784 | 1.8446e-06 | 0 | 82.3749 | 29.5
2835 | 0 | 0 | 0 | 1.4 | 12 | 0 | 0 | 0 |  | 92.7499 | 34.6754 | 0 | 92.756 | 39.6112 | 2.0817e-06 | 0 | 82.4091 | 33.1
2836 | 0 | 0 | 0 | 2.4 | 13.8 | 0 | 0 | 0 |  | 96.2791 | 36.2283 | 0 | 96.286 | 32.1543 | 0 | 2.5232 | 78.5834 | 37
2837 | 0 | 0 | 0 | 1.7 | 13 | 0 | 0 | 0 |  | 96.2791 | 36.2672 | 0 | 96.2868 | 24.6977 | 0 | 5.3826 | 70.3426 | 39.9
2838 | 0 | 15 | 15 | 2.3 | 13.3 | 0 | 0 | 0.66364 |  | 96.2791 | 36.226 | 0 | 96.2877 | 17.2428 | 0 | 6.1342 | 60.9002 | 41.3
2839 | 72 | 122 | 102 | 2.3 | 15.1 | 0 | 0 | 6.3317 |  | 96.2791 | 36.051 | 0 | 96.289 | 9.7919 | 0 | 1.0636 | 59.2707 | 41.8
2840 | 246 | 318 | 207 | 3.7 | 16.9 | 0 | 0 | 19.9282 |  | 0 | -0.28887 | 0 | 0 | 9.7776 | 0 | 22.0176 | 23.953 | 41.6569
2841 | 521 | 548 | 220 | 4.5 | 18.7 | 66.1999 | 0 | 39.2984 |  | 0 | -1.4221 | 66.2391 | 0 | 14.8313 | 0 | 3.9995 | 17.4301 | 41.8757
2842 | 597 | 739 | 283 | 5.1 | 20.1 | 160.3374 | 0 | 55.3133 |  | 0 | -1.4518 | 160.4325 | 0 | 27.1106 | 0 | 0 | 17.4301 | 42
2843 | 298 | 698 | 434 | 5.2 | 20.6 | 70.346 | 0 | 51.0008 |  | 0 | -1.1745 | 70.3881 | 0 | 32.4895 | 0 | 0 | 17.4301 | 41.1
2844 | 520 | 819 | 329 | 5.8 | 20.7 | 141.7918 | 0 | 62.556 |  | 0 | -1.3804 | 141.8761 | 0 | 43.3529 | 17.3561 | 0 | 44.1303 | 40.2
2845 | 756 | 945 | 240 | 5.3 | 21.7 | 217.4078 | 0 | 73.1335 |  | 0 | -1.7431 | 217.5374 | 0 | 60.0235 | 24.9811 | 0 | 81.0639 | 39.6
2846 | 317 | 674 | 385 | 4.5 | 21.9 | 77.1267 | 0 | 49.1457 |  | 0 | -1.1902 | 77.1728 | 0 | 65.9216 | 5.1058 | 0 | 88.5172 | 39.1
2847 | 291 | 579 | 341 | 4.3 | 21.8 | 67.2044 | 0 | 41.5104 |  | 0 | -1.1672 | 67.2449 | 0 | 71.0565 | 0 | 0.17369 | 88.7335 | 38.4
2848 | 167 | 417 | 309 | 4.1 | 21.4 | 0 | 0 | 28.718 |  | 0 | -0.37147 | 0 | 0 | 71.0326 | 0 | 0 | 88.7335 | 28.3465
2849 | 404 | 362 | 179 | 4.6 | 20.7 | 22.7504 | 0 | 24.661 |  | 0 | -1.2955 | 22.764 | 0 | 72.7534 | 0 | 15.4239 | 65.7226 | 38.7894
2850 | 547 | 226 | 64 | 4.7 | 19.9 | 95.5341 | 0 | 8.6266 |  | 0 | -1.2364 | 95.5918 | 0 | 80.0548 | 0 | 24.9555 | 26.3043 | 32.3456
2851 | 247 | 58 | 27 | 4.4 | 18.1 | 0 | 0 | 1.1899 |  | 0 | -0.37147 | 0 | 0 | 80.0304 | 0 | 5.6542 | 17.207 | 6.4726
2852 | 0 | 0 | 0 | 4.3 | 15.2 | 0 | 0 | 0 |  | 0 | -0.28887 | 0 | 0 | 80.0059 | 0 | 0 | 17.207 | -0.28887
2853 | 0 | 0 | 0 | 3.1 | 13.8 | 0 | 0 | 0 |  | 0 | -0.28887 | 0 | 0 | 79.9814 | 0 | 0 | 17.207 | -0.28887
2854 | 0 | 0 | 0 | 2.1 | 13 | 0 | 0 | 0 |  | 0 | -0.28887 | 0 | 0 | 79.9568 | 0 | 0 | 17.207 | -0.28887
2855 | 0 | 0 | 0 | 1.9 | 12.4 | 0 | 0 | 0 |  | 130.4065 | 26.1422 | 0 | 130.4179 | 69.7008 | 0 | 0 | 17.207 | 26.1422
2856 | 0 | 0 | 0 | 0.8 | 12.2 | 0 | 0 | 0 |  | 86.1323 | 31.7928 | 0 | 86.1398 | 63.0535 | 0 | 0 | 17.207 | 30.4
2857 | 0 | 0 | 0 | 1.2 | 11.5 | 0 | 0 | 0 |  | 86.078 | 31.7958 | 0 | 86.0858 | 56.4105 | 0 | 0 | 17.207 | 30.4
2858 | 0 | 0 | 0 | 1 | 10.8 | 0 | 0 | 0 |  | 87.3367 | 32.1852 | 0 | 87.345 | 49.6673 | 0 | 0 | 17.207 | 31
2859 | 0 | 0 | 0 | 1.4 | 11.4 | 0 | 0 | 0 |  | 95.6066 | 35.8794 | 0 | 95.6163 | 42.2644 | 0 | 0 | 17.207 | 34.3
2860 | 0 | 0 | 0 | 1.8 | 11.6 | 0 | 0 | 0 |  | 104.4648 | 39.946 | 0 | 104.476 | 34.1474 | 0 | 0 | 17.207 | 37.9
2861 | 0 | 0 | 0 | 1.3 | 10.3 | 0 | 0 | 0 |  | 111.5848 | 43.4065 | 0 | 111.5977 | 25.4529 | 0 | 0 | 17.207 | 41
2862 | 99 | 26 | 14 | 1.4 | 10.6 | 0 | 0 | 0.62543 |  | 115.0975 | 45.0897 | 0 | 115.1119 | 16.4742 | 0 | 0 | 17.207 | 42.4
2863 | 572 | 187 | 48 | 0.5 | 14.3 | 28.8687 | -1.18e-06 | 5.1815 |  | 117.273 | 44.7617 | 0 | 88.4041 | 9.546 | 0 | 0 | 17.207 | 42.5
2864 | 760 | 398 | 69 | 0.6 | 16.7 | 181.419 | 0 | 24.3726 |  | 119.6707 | 45.4549 | 61.8358 | 0 | 14.1729 | 0 | 0 | 17.207 | 42.5
2865 | 848 | 600 | 84 | 1.6 | 18.7 | 227.289 | 0 | 43.6235 |  | 119.6703 | 44.9129 | 107.7336 | 0 | 22.3754 | 0 | 0 | 17.207 | 43
2866 | 898 | 771 | 92 | 2.3 | 20 | 254.8954 | 0 | 57.8388 |  | 119.6711 | 44.4556 | 135.3539 | 0 | 32.7361 | 0 | 0 | 17.207 | 42.9
2867 | 924 | 894 | 99 | 2.6 | 21.3 | 268.9504 | 0 | 67.5929 |  | 119.6702 | 44.0295 | 149.4154 | 0 | 44.203 | 0 | 0 | 17.207 | 41.9
2868 | 938 | 965 | 102 | 2.6 | 22.5 | 277.5707 | 0 | 72.517 |  | 119.6697 | 43.6274 | 158.0381 | 0 | 56.3539 | 0 | 0 | 17.207 | 41
2869 | 929 | 969 | 109 | 3.5 | 23.1 | 274.175 | 0 | 73.511 |  | 118.6494 | 43.0035 | 155.6583 | 0 | 68.3394 | 0 | 0 | 17.207 | 40.4
2870 | 905 | 911 | 114 | 4.7 | 23.5 | 260.7332 | 0 | 69.5428 |  | 117.6316 | 42.5323 | 143.2248 | 0 | 79.3782 | 0 | 0 | 17.207 | 40
2871 | 864 | 797 | 118 | 5.1 | 23.5 | 241.4748 | 0 | 60.3408 |  | 115.2845 | 41.5606 | 126.3025 | 0 | 89.122 | 0 | 0 | 17.207 | 39.2
2872 | 795 | 628 | 112 | 3.5 | 23.8 | 211.3544 | 0 | 45.8841 |  | 113.5926 | 40.8615 | 97.8593 | 0 | 96.6691 | 0 | 0 | 17.207 | 38.7
2873 | 713 | 439 | 98 | 3.5 | 23.6 | 156.7581 | 0 | 28.39 |  | 113.6986 | 41.2645 | 43.1307 | 0 | 99.9734 | 0 | 0 | 17.207 | 39.3
2874 | 501 | 273 | 124 | 5 | 21.4 | 85.765 | 0 | 11.7502 |  | 113.6861 | 42.1118 | 0 | 27.8836 | 97.7718 | 0 | 0 | 17.207 | 41.2
2875 | 93 | 54 | 42 | 4.7 | 18.4 | 0 | 0 | 1.814 |  | 108.323 | 41.096 | 0 | 108.326 | 89.3502 | 0 | 0 | 17.207 | 39
2876 | 0 | 0 | 0 | 3.7 | 15.8 | 0 | 0 | 0 |  | 100.3043 | 37.9179 | 0 | 100.3074 | 81.5705 | 2.2433e-09 | 0 | 17.207 | 36
2877 | 0 | 0 | 0 | 3.8 | 14.4 | 0 | 0 | 0 |  | 94.9396 | 35.6765 | 0 | 94.9428 | 74.2196 | 7.6968e-10 | 0 | 17.207 | 33.9
2878 | 0 | 0 | 0 | 3.9 | 13.3 | 0 | 0 | 0 |  | 89.909 | 33.4356 | 0 | 89.9124 | 67.2729 | 1.0266e-09 | 0 | 17.207 | 31.9
2879 | 0 | 0 | 0 | 2.8 | 12.6 | 0 | 0 | 0 |  | 85.4413 | 31.5871 | 0 | 85.4449 | 60.6817 | 2.148e-09 | 0 | 17.207 | 30.1
2880 | 0 | 0 | 0 | 2.7 | 11.9 | 0 | 0 | 0 |  | 83.4193 | 30.4916 | 0 | 83.4233 | 54.2537 | 0 | 0 | 17.207 | 29.3
2881 | 0 | 0 | 0 | 2.8 | 11.5 | 0 | 0 | 0 |  | 82.1562 | 29.9826 | 0 | 82.1605 | 47.9258 | 0 | 0 | 17.207 | 28.8
2882 | 0 | 0 | 0 | 2.9 | 11 | 0 | 0 | 0 |  | 80.8099 | 29.3667 | 0 | 80.8146 | 41.7036 | 0 | 0 | 17.207 | 28.3
2883 | 0 | 0 | 0 | 2.2 | 10.8 | 0 | 0 | 0 |  | 79.7666 | 28.8911 | 0 | 79.7718 | 35.5646 | 0 | 0 | 17.207 | 27.9
2884 | 0 | 0 | 0 | 2.4 | 10.6 | 0 | 0 | 0 |  | 79.4732 | 28.7438 | 0 | 79.4789 | 29.4494 | 0 | 0 | 17.207 | 27.8
2885 | 0 | 0 | 0 | 3.8 | 10.7 | 0 | 0 | 0 |  | 82.6791 | 30.1333 | 0 | 82.6857 | 23.081 | 0 | 0 | 17.207 | 29.1
2886 | 51 | 22 | 16 | 2.9 | 11.2 | 0 | 0 | 0.71738 |  | 88.4512 | 32.6964 | 0 | 88.4591 | 16.2535 | 0 | 0 | 17.207 | 31.4
2887 | 430 | 182 | 70 | 2.9 | 12.9 | 0 | 0 | 5.9827 |  | 93.3078 | 34.7785 | 0 | 93.3174 | 9.0423 | 0 | 0 | 17.207 | 33.3
2888 | 729 | 398 | 78 | 3 | 15 | 108.8447 | 0 | 24.792 |  | 97.5946 | 35.3387 | 47.3478 | 36.044 | 9.8312 | 0 | 0 | 17.207 | 34.2
2889 | 845 | 604 | 85 | 3.9 | 17.9 | 224.7494 | 0 | 44.5201 |  | 97.5947 | 34.8972 | 127.2802 | 0 | 19.5436 | 0 | 0 | 17.207 | 34.7
2890 | 891 | 779 | 101 | 4.8 | 20 | 250.4272 | 0 | 59.287 |  | 97.5943 | 34.2819 | 152.9751 | 0 | 31.2522 | 0 | 0 | 17.207 | 35
2891 | 810 | 869 | 164 | 5.2 | 21.5 | 230.7456 | 0 | 66.7665 |  | 97.5942 | 34.0451 | 133.2826 | 0 | 41.4557 | 0 | 0 | 17.207 | 34.3
2892 | 815 | 965 | 208 | 5.9 | 22.6 | 235.157 | 0 | 73.8806 |  | 97.5946 | 33.6569 | 137.6963 | 0 | 52.0034 | 0 | 0 | 17.207 | 32.4
2893 | 826 | 952 | 181 | 6 | 23.2 | 238.7015 | 0 | 73.2595 |  | 95.3736 | 32.4331 | 143.4641 | 0 | 63.0042 | 0 | 0 | 17.207 | 31.4
2894 | 862 | 906 | 143 | 5.7 | 23.8 | 246.1342 | 0 | 68.8726 |  | 94.9883 | 31.9741 | 151.2867 | 0 | 74.6087 | 0 | 0 | 17.207 | 31.1
2895 | 852 | 796 | 125 | 5.6 | 24.3 | 237.2526 | 0 | 60.3892 |  | 95.3355 | 31.9927 | 142.0528 | 0 | 85.5017 | 0 | 0 | 17.207 | 31.2
2896 | 875 | 651 | 82 | 5.6 | 24.3 | 232.3444 | 0 | 47.6543 |  | 95.2776 | 32.0051 | 137.1998 | 0 | 96.0211 | 20.073 | 0 | 48.2411 | 31.9
2897 | 815 | 457 | 66 | 5.8 | 23.7 | 147.003 | 21.7615 | 29.418 |  | 95.3386 | 32.771 | 51.7471 | 0 | 99.9644 | 24.9805 | 0 | 85.0098 | 33.9
2898 | 645 | 241 | 52 | 5.4 | 21.8 | 95.65 | 0.58146 | 8.6137 |  | 95.3836 | 33.6187 | 0 | -0.31984 | 99.9496 | 2.3558 | 0 | 88.3782 | 36.9
2899 | 80 | 34 | 22 | 5 | 19.1 | 0 | 0 | 1.0024 |  | 84.9227 | 30.6779 | 0 | 84.9251 | 93.4014 | 0 | 5.497 | 80.5813 | 36
2900 | 0 | 0 | 0 | 5.6 | 16.3 | 0 | 0 | 0 |  | 84.9223 | 31.1757 | 0 | 84.925 | 86.8512 | 0 | 3.872 | 75.0138 | 33.6
2901 | 0 | 0 | 0 | 5.2 | 14.7 | 0 | 0 | 0 |  | 84.9209 | 31.1962 | 0 | 84.9239 | 80.302 | 0 | 1.3904 | 73.1117 | 31.2
2902 | 0 | 0 | 0 | 4.4 | 14.1 | 0 | 0 | 0 |  | 83.6113 | 30.6944 | 0 | 83.6145 | 73.857 | 2.1869e-09 | 0 | 73.1117 | 29.3
2903 | 0 | 0 | 0 | 4.4 | 13.5 | 0 | 0 | 0 |  | 53.1666 | 17.3191 | 0 | 53.1689 | 69.8125 | 0 | 0 | 73.1117 | 17.3191
2904 | 0 | 0 | 0 | 3.1 | 13.8 | 0 | 0 | 0 |  | 27.3381 | 5.9195 | 0 | 27.3394 | 67.7607 | 0 | 0 | 73.1117 | 5.9195
2905 | 0 | 0 | 0 | 2.1 | 13.7 | 0 | 0 | 0 |  | 27.3381 | 5.9452 | 0 | 27.3395 | 65.709 | 0 | 0 | 73.1117 | 5.9452
2906 | 0 | 0 | 0 | 2.1 | 13.3 | 0 | 0 | 0 |  | 81.3384 | 29.5735 | 0 | 81.3429 | 59.4453 | 0 | 0 | 73.1117 | 28.4
2907 | 0 | 0 | 0 | 2.3 | 13.2 | 0 | 0 | 0 |  | 90.3799 | 33.589 | 0 | 90.3854 | 52.4614 | 2.0863e-06 | 0 | 73.6768 | 32.1
2908 | 0 | 0 | 0 | 2.4 | 13.6 | 0 | 0 | 0 |  | 98.7738 | 37.3553 | 0 | 98.7802 | 44.8034 | 2.0886e-06 | 0 | 73.6965 | 35.5
2909 | 0 | 0 | 0 | 2.4 | 13.3 | 0 | 0 | 0 |  | 103.8888 | 39.6634 | 0 | 103.8962 | 36.7344 | 0 | 0.90264 | 72.3316 | 38.5
2910 | 23 | 25 | 22 | 2.7 | 14.5 | 0 | 0 | 0.98519 |  | 103.8891 | 39.567 | 0 | 103.8972 | 28.6672 | 0 | 1.4795 | 70.0777 | 40
2911 | 218 | 165 | 103 | 4.1 | 15.2 | 0 | 0 | 7.035 |  | 95.693 | 35.816 | 0 | 95.7014 | 21.2599 | 0 | 0 | 70.0777 | 41.2
2912 | 426 | 335 | 138 | 2.2 | 18.3 | 29.6269 | 0 | 20.3339 |  | 0 | -1.3132 | 29.6448 | 0 | 23.5092 | 0 | 21.9206 | 35.47 | 40.9412
2913 | 574 | 547 | 193 | 6.1 | 20.1 | 143.7012 | 0 | 39.7307 |  | 0 | -1.3864 | 143.7874 | 0 | 34.4967 | 0 | 3.6614 | 29.6369 | 42.0057
2914 | 762 | 771 | 190 | 6.7 | 21.5 | 208.8441 | 0 | 58.6873 |  | 0 | -1.6884 | 208.9696 | 0 | 50.4804 | 14.9328 | 0 | 52.371 | 42.0661
2915 | 522 | 745 | 290 | 7.2 | 22.3 | 138.3446 | 0 | 56.8481 |  | 0 | -1.3671 | 138.4277 | 0 | 61.0609 | 14.456 | 0 | 74.0107 | 41.025
2916 | 326 | 752 | 435 | 6.8 | 22.9 | 78.6979 | 0 | 54.5625 |  | 0 | -1.1936 | 78.7454 | 0 | 67.0685 | 10.465 | 0 | 89.691 | 40.3
2917 | 141 | 589 | 446 | 7.1 | 23.2 | 0 | 0 | 41.2214 |  | 0 | -0.37147 | 0 | 0 | 67.0448 | 0 | 0.59583 | 89.0192 | 39.8
2918 | 27 | 415 | 384 | 7.3 | 21.8 | 0 | 0 | 26.4199 |  | 0 | -0.28887 | 0 | 0 | 67.021 | 0 | 0 | 89.0192 | 26.1311
2919 | 13 | 312 | 298 | 8.3 | 20.8 | 0 | 0 | 19.704 |  | 0 | -0.28887 | 0 | 0 | 66.9973 | 0 | 0 | 89.0192 | 19.4152
2920 | 23 | 281 | 263 | 8.5 | 19.7 | 0 | 0 | 17.8367 |  | 0 | -0.28887 | 0 | 0 | 66.9734 | 0 | 0 | 89.0192 | 17.5478
2921 | 110 | 272 | 220 | 7.1 | 19.2 | 0 | 0 | 17.4888 |  | 0 | -0.28887 | 0 | 0 | 66.9496 | 0 | 21.0793 | 57.0753 | 38.2793
2922 | 93 | 161 | 134 | 5.7 | 18.5 | 0 | 0 | 8.8166 |  | 0 | -0.28887 | 0 | 0 | 66.9257 | 0 | 24.9386 | 16.4189 | 33.4664
2923 | 38 | 40 | 34 | 4.8 | 17.3 | 0 | 0 | 1.6104 |  | 0 | -0.28887 | 0 | 0 | 66.9018 | 0 | 0 | 16.4189 | 1.3215
2924 | 0 | 0 | 0 | 3.4 | 15.4 | 0 | 0 | 0 |  | 0 | -0.28887 | 0 | 0 | 66.8778 | 0 | 0 | 16.4189 | -0.28887
2925 | 0 | 0 | 0 | 3.8 | 14.8 | 0 | 0 | 0 |  | 0 | -0.28887 | 0 | 0 | 66.8538 | 0 | 0 | 16.4189 | -0.28887
2926 | 0 | 0 | 0 | 4.4 | 14.6 | 0 | 0 | 0 |  | 0 | -0.28887 | 0 | 0 | 66.8297 | 0 | 0 | 16.4189 | -0.28887
2927 | 0 | 0 | 0 | 3.1 | 14 | 0 | 0 | 0 |  | 0 | -0.28887 | 0 | 0 | 66.8057 | 0 | 0 | 16.4189 | -0.28887
2928 | 0 | 0 | 0 | 2.3 | 12.9 | 0 | 0 | 0 |  | 130.2673 | 26.0643 | 0 | 130.282 | 56.5618 | 0 | 0 | 16.4189 | 26.0643
2929 | 0 | 0 | 0 | 1.5 | 13.1 | 0 | 0 | 0 |  | 74.5276 | 26.5789 | 0 | 74.536 | 50.837 | 0 | 0 | 16.4189 | 26.5789
2930 | 0 | 0 | 0 | 1.2 | 12.2 | 0 | 0 | 0 |  | 87.8465 | 32.4381 | 0 | 87.8569 | 44.0538 | 1.118e-09 | 0 | 16.4189 | 31.1
2931 | 0 | 0 | 0 | 0.8 | 12 | 0 | 0 | 0 |  | 94.7089 | 35.4037 | 0 | 94.7207 | 36.7231 | 0 | 0 | 16.4189 | 33.9
2932 | 0 | 0 | 0 | 1.2 | 12 | 0 | 0 | 0 |  | 103.0409 | 39.2387 | 0 | 103.0545 | 28.7213 | 0 | 0 | 16.4189 | 37.3
2933 | 0 | 0 | 0 | 1.2 | 10 | 0 | 0 | 0 |  | 106.5691 | 40.965 | 0 | 106.584 | 20.4347 | 0 | 1.2025 | 14.7677 | 40.2
2934 | 105 | 27 | 15 | 2.4 | 11 | 0 | 0 | 0.56468 |  | 106.5691 | 40.9422 | 0 | 106.5852 | 12.1504 | 0 | 2.4853 | 10.5345 | 41.9
2935 | 540 | 190 | 49 | 2.9 | 13.3 | 0 | 0 | 5.1813 |  | 103.9434 | 39.5174 | 0 | 103.9607 | 4.085 | 0 | 0 | 10.5345 | 42.8
2936 | 788 | 419 | 71 | 4.2 | 15.4 | 123.9295 | 0 | 25.8439 |  | 58.0154 | 17.935 | 85.6835 | 19.7055 | 9.1422 | 0 | 0 | 10.5345 | 43.2
2937 | 814 | 611 | 104 | 3.3 | 17.5 | 216.5477 | 0 | 44.4174 |  | 58.0154 | 18.1092 | 158.6557 | 0 | 21.337 | 0 | 0 | 10.5345 | 43.6
2938 | 924 | 797 | 91 | 1.4 | 19.7 | 263.3194 | 0 | 58.1254 |  | 58.0154 | 17.5869 | 205.4577 | 0 | 37.1315 | 0 | 0 | 10.5345 | 43.4
2939 | 948 | 925 | 101 | 1.7 | 21.4 | 276.9315 | 0 | 67.75 |  | 70.1927 | 22.1284 | 206.9017 | 0 | 53.0057 | 0 | 0 | 10.5345 | 42.1
2940 | 861 | 956 | 157 | 2.2 | 22.3 | 253.4439 | 0 | 70.9054 |  | 76.8407 | 24.7546 | 176.7526 | 0 | 66.5457 | 0 | 0 | 10.5345 | 40.9
2941 | 860 | 953 | 150 | 4.1 | 22.5 | 251.6495 | 0 | 71.7719 |  | 76.8407 | 24.7066 | 174.9576 | 0 | 79.9387 | 0 | 0 | 10.5345 | 40.3
2942 | 902 | 937 | 138 | 5.9 | 22.1 | 258.2511 | 0 | 71.4256 |  | 76.8407 | 24.8013 | 181.5634 | 0 | 93.8246 | 3.5127 | 0 | 16.3045 | 39.8
2943 | 481 | 603 | 222 | 7.1 | 19.9 | 122.1556 | 0 | 46.0823 |  | 76.8011 | 26.1564 | 45.4255 | 0 | 97.2743 | 24.9655 | 0 | 54.1486 | 39.4
2944 | 427 | 436 | 162 | 6.9 | 18.9 | 100.1404 | 0 | 32.7042 |  | 76.7868 | 26.4063 | 23.411 | 0 | 99.033 | 18.8217 | 0 | 81.789 | 39.3
2945 | 433 | 332 | 114 | 5.3 | 18.6 | 93.8583 | 0 | 21.1763 |  | 81.7899 | 28.5678 | 12.1224 | 0 | 99.915 | 4.5396 | 0 | 88.6715 | 39.8
2946 | 449 | 225 | 86 | 4 | 18.8 | 76.862 | 0 | 8.9495 |  | 76.644 | 26.4186 | 0 | -0.26137 | 99.9033 | 0 | 6.8574 | 78.732 | 41.4
2947 | 1 | 11 | 11 | 4.8 | 16.1 | 0 | 0 | 0.54884 |  | 79.4879 | 28.6813 | 0 | 79.4907 | 93.7852 | 0 | 11.3061 | 61.7258 | 39.4
2948 | 0 | 0 | 0 | 4.2 | 14.3 | 0 | 0 | 0 |  | 79.4878 | 28.9808 | 0 | 79.4908 | 87.6663 | 0 | 8.9747 | 48.0537 | 36.6
2949 | 0 | 0 | 0 | 3.6 | 14.1 | 0 | 0 | 0 |  | 79.4918 | 29.0814 | 0 | 79.4951 | 81.5475 | 0 | 7.0681 | 37.1883 | 34.7
2950 | 0 | 0 | 0 | 3.4 | 14.1 | 0 | 0 | 0 |  | 79.4914 | 29.0809 | 0 | 79.4949 | 75.4288 | 0 | 5.169 | 29.146 | 32.8
2951 | 0 | 0 | 0 | 5.2 | 13.8 | 0 | 0 | 0 |  | 79.4933 | 28.7164 | 0 | 79.4971 | 69.3112 | 0 | 3.6567 | 23.3885 | 31.3
2952 | 0 | 0 | 0 | 4.4 | 13.8 | 0 | 0 | 0 |  | 49.6011 | 15.9924 | 0 | 49.6037 | 65.5464 | 0 | 0 | 23.3885 | 15.9924
2953 | 0 | 0 | 0 | 4.1 | 13.6 | 0 | 0 | 0 |  | 84.9513 | 31.2632 | 0 | 84.9561 | 58.9945 | 0 | 0.032171 | 23.4153 | 29.9
2954 | 0 | 0 | 0 | 4.1 | 12.8 | 0 | 0 | 0 |  | 84.9512 | 31.3166 | 0 | 84.9564 | 52.4425 | 2.0843e-06 | 0 | 23.4386 | 29.9
2955 | 0 | 0 | 0 | 3.1 | 12.1 | 0 | 0 | 0 |  | 86.6222 | 32.057 | 0 | 86.6279 | 45.7575 | 1.8043e-06 | 0 | 23.4545 | 30.6
2956 | 0 | 0 | 0 | 2.7 | 12.3 | 0 | 0 | 0 |  | 87.628 | 32.4547 | 0 | 87.6344 | 38.9929 | 0 | 0 | 23.4545 | 31
2957 | 0 | 0 | 0 | 3 | 12.4 | 0 | 0 | 0 |  | 90.1997 | 33.5213 | 0 | 90.2068 | 32.0243 | 0 | 1.6456 | 20.8174 | 33.7
2958 | 0 | 7 | 7 | 3 | 12.5 | 0 | 0 | 0.28192 |  | 90.1997 | 33.4953 | 0 | 90.2076 | 25.0567 | 0 | 4.4525 | 13.3897 | 36.8
2959 | 16 | 90 | 84 | 2.8 | 13 | 0 | 0 | 5.2002 |  | 90.1997 | 33.4374 | 0 | 90.2084 | 18.0906 | 0 | 1.5595 | 10.7375 | 38.8
2960 | 4 | 174 | 171 | 2.2 | 13.9 | 0 | 0 | 10.9408 |  | 80.5438 | 29.2631 | 0 | 80.5525 | 11.8945 | 0 | 0 | 10.7375 | 39
2961 | 53 | 313 | 278 | 1.9 | 15.2 | 0 | 0 | 20.6069 |  | 56.6444 | 18.9053 | 0 | 56.6514 | 7.5859 | 0 | 0 | 10.7375 | 38.9
2962 | 18 | 372 | 352 | 2.8 | 15.8 | 0 | 0 | 23.7345 |  | 48.0035 | 14.8925 | 0 | 48.0104 | 3.9579 | 0 | 0 | 10.7375 | 38.5
2963 | 398 | 769 | 408 | 4.4 | 18 | 39.0837 | 1.6e-06 | 55.7386 |  | 25.4902 | 5.3371 | 29.4154 | 15.8027 | 5.0242 | 0 | 0 | 10.7375 | 37.8
2964 | 843 | 1004 | 217 | 6.5 | 18.8 | 243.092 | 0 | 75 |  | 25.4902 | 4.6813 | 217.744 | 0 | 21.6428 | 0 | 0 | 10.7375 | 36.1
2965 | 898 | 992 | 150 | 6 | 19.3 | 261.273 | 0 | 75 |  | 25.4902 | 4.4712 | 235.9357 | 0 | 39.6731 | 0 | 0 | 10.7375 | 35.1
2966 | 918 | 935 | 117 | 6.3 | 19.6 | 262.5926 | 0 | 71.8681 |  | 25.4902 | 4.4171 | 237.2544 | 0 | 57.7925 | 0 | 0 | 10.7375 | 34.5
2967 | 895 | 824 | 112 | 7.2 | 19 | 248.0995 | 0 | 62.9396 |  | 25.4902 | 4.6709 | 222.7499 | 0 | 74.7839 | 0 | 0 | 10.7375 | 34.2
2968 | 839 | 659 | 107 | 6.8 | 18.5 | 220.3455 | 0 | 48.8473 |  | 27.1197 | 5.4702 | 193.3453 | 0 | 89.5065 | 3.2322 | 0 | 16.0595 | 34.6
2969 | 718 | 454 | 101 | 6.7 | 17.8 | 168.8014 | 0 | 29.2982 |  | 82.9806 | 28.9376 | 85.9106 | 0 | 95.9519 | 21.2239 | 0 | 48.448 | 35.6
2970 | 70 | 123 | 97 | 6 | 15.9 | 0 | 0 | 6.5342 |  | 83.0049 | 30.1593 | 0 | 83.0079 | 89.5555 | 0 | 2.8916 | 43.8591 | 38.4
2971 | 0 | 27 | 27 | 4.3 | 15.1 | 0 | 0 | 1.4146 |  | 83.0051 | 30.3328 | 0 | 83.0084 | 83.1588 | 0 | 6.8663 | 33.2762 | 37.3
2972 | 0 | 0 | 0 | 2.4 | 15 | 0 | 0 | 0 |  | 83.0053 | 30.3352 | 0 | 83.0089 | 76.7621 | 0 | 5.8723 | 24.0125 | 34.9
2973 | 0 | 0 | 0 | 1.5 | 14.3 | 0 | 0 | 0 |  | 83.0055 | 30.4022 | 0 | 83.0094 | 70.3652 | 0 | 3.4442 | 18.4874 | 32.5
2974 | 0 | 0 | 0 | 1.3 | 13.4 | 0 | 0 | 0 |  | 83.0058 | 30.4774 | 0 | 83.01 | 63.968 | 0 | 1.4133 | 16.2087 | 30.5
2975 | 0 | 0 | 0 | 0.8 | 12.9 | 0 | 0 | 0 |  | 83.0082 | 30.4737 | 0 | 83.0128 | 57.5708 | 2.0846e-06 | 0 | 16.2313 | 29.1
2976 | 0 | 0 | 0 | 0.9 | 12.4 | 0 | 0 | 0 |  | 80.5173 | 29.2309 | 0 | 80.5222 | 51.3724 | 0 | 0 | 16.2313 | 28.1
2977 | 0 | 0 | 0 | 1.2 | 12 | 0 | 0 | 0 |  | 79.5156 | 28.8351 | 0 | 79.5208 | 45.2535 | 0 | 0 | 16.2313 | 27.7
2978 | 0 | 0 | 0 | 1.1 | 12 | 0 | 0 | 0 |  | 79.5156 | 28.819 | 0 | 79.5213 | 39.135 | 0 | 0 | 16.2313 | 27.7
2979 | 0 | 0 | 0 | 1.1 | 12 | 0 | 0 | 0 |  | 79.7605 | 28.9012 | 0 | 79.7667 | 32.9976 | 0 | 0.29908 | 15.778 | 28.1
2980 | 0 | 0 | 0 | 1.1 | 12.1 | 0 | 0 | 0 |  | 79.7605 | 28.8737 | 0 | 79.7673 | 26.861 | 0 | 0 | 15.778 | 27.8
2981 | 0 | 0 | 0 | 1.4 | 12 | 0 | 0 | 0 |  | 83.4368 | 30.3712 | 0 | 83.4447 | 20.4345 | 0 | 0 | 15.778 | 29.3
2982 | 143 | 36 | 15 | 2.1 | 14 | 0 | 0 | 0.56481 |  | 89.9743 | 33.2382 | 0 | 89.9838 | 13.4882 | 0 | 0 | 15.778 | 31.9
2983 | 647 | 212 | 44 | 1.1 | 17.4 | 0 | 0 | 5.3381 |  | 95.6957 | 35.5019 | 0 | 95.7072 | 6.088 | 0 | 0 | 15.778 | 34
2984 | 810 | 425 | 60 | 0.8 | 20.4 | 132.7099 | 0 | 24.6374 |  | 99.4993 | 35.1904 | 65.563 | 32.2839 | 8.5106 | 0 | 0 | 15.778 | 34.9
2985 | 897 | 628 | 67 | 0.8 | 22.8 | 242.1772 | 0 | 42.9941 |  | 99.497 | 34.3474 | 142.8198 | 0 | 19.3448 | 0 | 0 | 15.778 | 35.1
2986 | 931 | 793 | 76 | 3.1 | 23.9 | 264.5095 | 0 | 57.8217 |  | 99.4958 | 33.7778 | 165.1687 | 0 | 31.9186 | 0 | 0 | 15.778 | 35.1
2987 | 920 | 908 | 103 | 6.6 | 22.9 | 263.1455 | 0 | 68.9557 |  | 99.4969 | 34.1798 | 163.8033 | 0 | 44.4025 | 0 | 0 | 15.778 | 34.4
2988 | 910 | 980 | 130 | 5.9 | 23 | 265.0932 | 0 | 74.0943 |  | 99.4963 | 34.133 | 165.7527 | 0 | 57.0491 | 0 | 0 | 15.778 | 32.9
2989 | 903 | 997 | 149 | 6 | 23.6 | 262.8907 | 0 | 75 |  | 97.7102 | 33.1244 | 165.3347 | 0 | 69.6818 | 0 | 0 | 15.778 | 32.1
2990 | 700 | 848 | 218 | 5.6 | 23.8 | 195.6314 | 0 | 63.8673 |  | 95.9298 | 32.7359 | 99.8154 | 0 | 77.2969 | 0 | 0 | 15.778 | 31.8
2991 | 860 | 820 | 131 | 4.1 | 25.1 | 241.3034 | 0 | 60.0223 |  | 97.8256 | 32.764 | 143.6181 | 0 | 88.2808 | 0 | 0 | 15.778 | 32
2992 | 829 | 658 | 109 | 5.4 | 25 | 219.3314 | 0 | 46.9855 |  | 97.833 | 32.9658 | 121.6247 | 0 | 97.585 | 0 | 0 | 15.778 | 32.8
2993 | 724 | 449 | 92 | 4.8 | 23.9 | 129.3562 | 17.5781 | 27.9622 |  | 97.8883 | 33.8936 | 31.5403 | 0 | 99.9671 | 16.2638 | 0 | 40.8924 | 34.4
2994 | 578 | 239 | 63 | 4.9 | 22.2 | 98.1559 | 0 | 8.4521 |  | 97.8342 | 34.5427 | 0 | -0.37593 | 99.9538 | 4.1996 | 0 | 47.2183 | 37.7
2995 | 222 | 56 | 26 | 3.2 | 20 | 0 | 0 | 1.2247 |  | 97.8263 | 36.0378 | 0 | 97.8291 | 92.377 | 0 | 1.4868 | 45.0307 | 37.3
2996 | 0 | 0 | 0 | 2.4 | 17.3 | 0 | 0 | 0 |  | 97.4041 | 36.4668 | 0 | 97.4072 | 84.8309 | 7.301e-10 | 0 | 45.0307 | 34.7
2997 | 0 | 0 | 0 | 1 | 15.7 | 0 | 0 | 0 |  | 91.1873 | 33.9087 | 0 | 91.1905 | 77.7815 | 2.2437e-09 | 0 | 45.0307 | 32.3
2998 | 0 | 0 | 0 | 1.1 | 14.6 | 0 | 0 | 0 |  | 86.847 | 32.0158 | 0 | 86.8503 | 71.0791 | 2.1994e-09 | 0 | 45.0307 | 30.6
2999 | 0 | 0 | 0 | 0.4 | 14.5 | 0 | 0 | 0 |  | 84.1451 | 30.8698 | 0 | 84.1487 | 64.5919 | 1.3813e-09 | 0 | 45.0307 | 29.5
3000 | 0 | 0 | 0 | 0.7 | 15 | 0 | 0 | 0 |  | 83.2139 | 30.4098 | 0 | 83.2178 | 58.1794 | 2.4772e-07 | 0 | 45.0307 | 29.1
3001 | 0 | 0 | 0 | 1 | 15.7 | 0 | 0 | 0 |  | 83.5562 | 30.4566 | 0 | 83.5605 | 51.7403 | 2.2441e-09 | 0 | 45.0307 | 29.2
3002 | 0 | 0 | 0 | 0.5 | 15.4 | 0 | 0 | 0 |  | 85.9898 | 31.5154 | 0 | 85.9947 | 45.1076 | 2.2311e-09 | 0 | 45.0307 | 30.2
3003 | 0 | 0 | 0 | 1.3 | 15.7 | 0 | 0 | 0 |  | 94.8857 | 35.4627 | 0 | 94.8917 | 37.7636 | 2.2435e-09 | 0 | 45.0307 | 33.8
3004 | 0 | 0 | 0 | 0.7 | 14.6 | 0 | 0 | 0 |  | 97.968 | 36.9121 | 0 | 97.9748 | 30.1723 | 0 | 2.771 | 40.9574 | 37.9
3005 | 0 | 0 | 0 | 2 | 15.4 | 0 | 0 | 0 |  | 97.9682 | 36.8219 | 0 | 97.9758 | 22.5829 | 0 | 6.1137 | 31.305 | 41.2
3006 | 121 | 36 | 18 | 2 | 15.7 | 0 | 0 | 0.66556 |  | 97.9682 | 36.7707 | 0 | 97.9769 | 14.9954 | 0 | 6.7631 | 20.3618 | 42.5
3007 | 594 | 209 | 52 | 1.2 | 18.8 | 39.0089 | -1.56e-06 | 5.4524 |  | 97.9702 | 35.2546 | 1.8274 | 60.7755 | 10.4061 | 0 | 2.951 | 15.5034 | 42.7
3008 | 779 | 423 | 72 | 1.6 | 18.4 | 188.349 | 0 | 24.9832 |  | 97.9681 | 35.1448 | 90.4833 | 0 | 17.2898 | 0 | 0 | 15.5034 | 42.8
3009 | 860 | 623 | 86 | 1.9 | 19.3 | 231.126 | 0 | 44.022 |  | 97.9679 | 34.7422 | 133.2876 | 0 | 27.4824 | 0 | 0 | 15.5034 | 42.5
3010 | 904 | 791 | 96 | 3 | 20.7 | 256.2598 | 0 | 58.299 |  | 97.9676 | 34.2345 | 158.4375 | 0 | 39.6213 | 0 | 0 | 15.5034 | 42.9
3011 | 937 | 917 | 97 | 3 | 23.6 | 272.4741 | 0 | 67.4461 |  | 97.9674 | 33.1202 | 174.6617 | 0 | 53.0166 | 0 | 0 | 15.5034 | 42
3012 | 941 | 986 | 108 | 2.7 | 25.6 | 278.3585 | 0 | 71.6537 |  | 97.9674 | 32.2455 | 180.5497 | 0 | 66.8699 | 0 | 0 | 15.5034 | 41.1
3013 | 935 | 999 | 122 | 5.6 | 26.2 | 273.5113 | 0 | 74.4576 |  | 97.9679 | 32.0455 | 175.6992 | 0 | 80.353 | 0 | 0 | 15.5034 | 40.4
3014 | 869 | 929 | 151 | 5.7 | 26.4 | 248.1435 | 0 | 69.1758 |  | 97.968 | 32.209 | 150.3164 | 0 | 91.8847 | 0 | 0 | 15.5034 | 40.3
3015 | 635 | 760 | 248 | 6.4 | 25.9 | 170.1072 | 0 | 55.4399 |  | 97.9745 | 32.9086 | 72.2283 | 0 | 97.4062 | 11.0043 | 0 | 32.7597 | 39.7
3016 | 611 | 617 | 209 | 5.5 | 25 | 131.5923 | 2.702 | 43.2408 |  | 97.9843 | 33.4695 | 33.6809 | 0 | 99.9604 | 24.9736 | 0 | 70.082 | 39.7
3017 | 440 | 394 | 174 | 5 | 23.9 | 96.447 | 0 | 24.6614 |  | 96.2167 | 33.1962 | 0 | -0.28361 | 99.9466 | 13.4406 | 0 | 89.7369 | 40.9
3018 | 377 | 243 | 126 | 4 | 22.4 | 0 | 0 | 10.4859 |  | 58.7219 | 19.1221 | 0 | 58.7236 | 95.4661 | 0 | 13.9033 | 68.9299 | 43.1
3019 | 66 | 50 | 38 | 3 | 19.8 | 0 | 0 | 1.8734 |  | 58.7217 | 19.7194 | 0 | 58.7236 | 90.9855 | 0 | 19.801 | 38.503 | 40.6
3020 | 0 | 0 | 0 | 1.7 | 17.6 | 0 | 0 | 0 |  | 89.0407 | 32.7495 | 0 | 89.0438 | 84.1084 | 0 | 5.7996 | 29.5446 | 37.1
3021 | 0 | 0 | 0 | 1 | 16.6 | 0 | 0 | 0 |  | 89.0405 | 32.8755 | 0 | 89.0439 | 77.2306 | 0 | 3.4247 | 24.2916 | 34.8
3022 | 0 | 0 | 0 | 0.5 | 15.9 | 0 | 0 | 0 |  | 89.0404 | 32.9521 | 0 | 89.0442 | 70.3523 | 0 | 1.6771 | 21.7086 | 33.1
3023 | 0 | 0 | 0 | 0.3 | 15.2 | 0 | 0 | 0 |  | 89.0405 | 33.0207 | 0 | 89.0446 | 63.4737 | 0 | 0.53735 | 20.9109 | 32
3024 | 0 | 0 | 0 | 0.5 | 14.4 | 0 | 0 | 0 |  | 89.0336 | 32.9344 | 0 | 89.0382 | 56.5975 | 0 | 0 | 20.9109 | 31.5
3025 | 0 | 0 | 0 | 0.7 | 13.3 | 0 | 0 | 0 |  | 88.3402 | 32.7257 | 0 | 88.3451 | 49.7762 | 0 | 0 | 20.9109 | 31.4
3026 | 0 | 0 | 0 | 0.9 | 12.7 | 0 | 0 | 0 |  | 88.3401 | 32.7571 | 0 | 88.3456 | 42.9549 | 0 | 0 | 20.9109 | 32.1
3027 | 0 | 0 | 0 | 0.9 | 13.4 | 0 | 0 | 0 |  | 97.0366 | 36.6008 | 0 | 97.0432 | 35.4367 | 1.6391e-06 | 0 | 21.0391 | 34.8
3028 | 0 | 0 | 0 | 1.2 | 13.2 | 0 | 0 | 0 |  | 106.5706 | 40.8807 | 0 | 106.5786 | 27.1528 | 2.086e-06 | 0 | 21.0501 | 38.7
3029 | 0 | 0 | 0 | 1.8 | 11.7 | 0 | 0 | 0 |  | 106.9383 | 41.1062 | 0 | 106.9473 | 18.8398 | 0 | 2.6805 | 16.6627 | 41.6
3030 | 68 | 36 | 18 | 1.3 | 12.2 | 0 | 0 | 0.70988 |  | 106.9384 | 41.0648 | 0 | 106.9486 | 10.5296 | 0 | 3.5842 | 10.5581 | 43.2
3031 | 577 | 219 | 56 | 0.7 | 13.4 | 0 | 0 | 5.7578 |  | 103.7653 | 39.5252 | 0 | 103.777 | 2.481 | 0 | 0 | 10.5581 | 43.3
3032 | 768 | 429 | 79 | 0.7 | 17.3 | 122.0297 | 0 | 25.0478 |  | 59.7022 | 18.8204 | 82.8774 | 20.4847 | 7.2752 | 0 | 0 | 10.5581 | 43.4
3033 | 914 | 643 | 70 | 1.9 | 21 | 246.924 | 0 | 44.8425 |  | 108.863 | 39.1399 | 138.1999 | 0 | 17.7872 | 0 | 0 | 10.5581 | 44
3034 | 941 | 810 | 86 | 3.3 | 22.6 | 267.3134 | 0 | 59.2636 |  | 108.8618 | 38.526 | 158.6036 | 0 | 29.8978 | 0 | 0 | 10.5581 | 43.5
3035 | 925 | 923 | 111 | 3.7 | 24.1 | 268.0561 | 0 | 67.8925 |  | 108.861 | 38.0422 | 159.347 | 0 | 42.083 | 0 | 0 | 10.5581 | 42.5
3036 | 948 | 994 | 109 | 4.1 | 25 | 279.2148 | 0 | 73.4721 |  | 108.8616 | 37.6027 | 170.5105 | 0 | 55.1414 | 0 | 0 | 10.5581 | 41.6
3037 | 935 | 995 | 116 | 4.5 | 25 | 274.7451 | 0 | 73.7219 |  | 108.8614 | 37.6554 | 166.0369 | 0 | 67.869 | 0 | 0 | 10.5581 | 41.1
3038 | 940 | 937 | 98 | 4.6 | 25.8 | 271.498 | 0 | 69.2396 |  | 108.8599 | 37.4042 | 162.7873 | 0 | 80.3603 | 0 | 0 | 10.5581 | 41.2
3039 | 887 | 825 | 116 | 4.1 | 26.4 | 249.4946 | 0 | 59.6529 |  | 108.8572 | 37.3895 | 140.772 | 0 | 91.1686 | 7.1116 | 0 | 21.9821 | 41
3040 | 776 | 638 | 121 | 4.7 | 25.5 | 204.7962 | 0 | 44.9666 |  | 108.8687 | 38.0486 | 96.0351 | 0 | 98.5365 | 24.9687 | 0 | 59.6347 | 41.3
3041 | 704 | 450 | 102 | 4.9 | 23.8 | 128.0943 | 13.3268 | 27.9168 |  | 108.9058 | 39.0375 | 19.2568 | 0 | 99.9806 | 20.7716 | 0 | 90 | 42.9
3042 | 507 | 235 | 77 | 4.6 | 21.4 | 90.5948 | 0 | 8.7599 |  | 98.4203 | 35.0747 | 0 | 7.7787 | 99.359 | 0 | 1.49 | 87.8881 | 44.1
3043 | 120 | 49 | 30 | 2.9 | 19 | 0 | 0 | 1.4797 |  | 98.4129 | 36.5256 | 0 | 98.4156 | 91.734 | 0 | 4.58 | 81.462 | 41
3044 | 0 | 0 | 0 | 2 | 17.4 | 0 | 0 | 0 |  | 98.4139 | 36.9065 | 0 | 98.4169 | 84.1071 | 0 | 2.6979 | 77.6723 | 37.8
3045 | 0 | 0 | 0 | 0.8 | 16.7 | 0 | 0 | 0 |  | 98.4136 | 36.9797 | 0 | 98.4169 | 76.4798 | 0 | 0.83869 | 76.6216 | 36
3046 | 0 | 0 | 0 | 0.7 | 16.4 | 0 | 0 | 0 |  | 95.2344 | 35.5976 | 0 | 95.238 | 69.1072 | 1.6848e-06 | 0 | 76.8177 | 33.9
3047 | 0 | 0 | 0 | 0.8 | 16.3 | 0 | 0 | 0 |  | 92.0106 | 34.177 | 0 | 92.0144 | 61.9932 | 1.7372e-06 | 0 | 76.9514 | 32.6
3048 | 0 | 0 | 0 | 0.9 | 15.4 | 0 | 0 | 0 |  | 90.6484 | 33.6841 | 0 | 90.6526 | 54.9872 | 2.1704e-07 | 0 | 76.9514 | 32.1
3049 | 0 | 0 | 0 | 1.5 | 14.3 | 0 | 0 | 0 |  | 90.259 | 33.4657 | 0 | 90.2636 | 48.014 | 1.0308e-09 | 0 | 76.9514 | 32
3050 | 0 | 0 | 0 | 1.5 | 14.3 | 0 | 0 | 0 |  | 91.7389 | 34.2281 | 0 | 91.7441 | 40.9211 | 2.1917e-09 | 0 | 76.9514 | 32.6
3051 | 0 | 0 | 0 | 0.7 | 14.3 | 0 | 0 | 0 |  | 98.859 | 37.3442 | 0 | 98.8653 | 33.2579 | 2.1914e-09 | 0 | 76.9514 | 35.5
3052 | 0 | 0 | 0 | 1 | 13.6 | 0 | 0 | 0 |  | 101.6303 | 38.6209 | 0 | 101.6375 | 25.3724 | 0 | 2.435 | 73.4698 | 39.1
3053 | 0 | 0 | 0 | 1.3 | 12.6 | 0 | 0 | 0 |  | 101.6302 | 38.6642 | 0 | 101.6383 | 17.4876 | 0 | 5.0919 | 65.6563 | 41.8
3054 | 117 | 42 | 25 | 1.2 | 12.8 | 0 | 0 | 0.95439 |  | 101.6301 | 38.629 | 0 | 101.6395 | 9.6056 | 0 | 5.5362 | 57.117 | 43.2
3055 | 326 | 173 | 92 | 0.7 | 17.7 | 0 | 0 | 6.7191 |  | 101.6303 | 38.1284 | 0 | 101.6415 | 1.7339 | 0 | 0.80966 | 55.8752 | 43.9
3056 | 653 | 437 | 136 | 3.1 | 22.5 | 90.7018 | -3.47e-06 | 25.6932 |  | 25.4902 | 4.9208 | 75.7806 | 10.5203 | 6.7874 | 0 | 14.2461 | 33.4272 | 44.2
3057 | 227 | 435 | 291 | 4.2 | 24.4 | 0 | 0 | 28.8378 |  | 25.4902 | 5.6079 | 0 | 25.4928 | 4.8879 | 0 | 10.3866 | 16.3992 | 44.7
3058 | 423 | 594 | 248 | 4.2 | 25.1 | 44.6233 | -1.81e-06 | 41.6111 |  | 25.4902 | 4.4548 | 34.1502 | 14.9941 | 6.4033 | 0 | 0 | 16.3992 | 44.6
3059 | 939 | 927 | 101 | 5.6 | 26.7 | 270.3032 | 0 | 68.3233 |  | 25.4902 | 3.3035 | 244.9707 | 0 | 25.2422 | 0 | 0 | 16.3992 | 43
3060 | 820 | 929 | 159 | 6.4 | 28.2 | 236.1252 | 0 | 69.0912 |  | 25.4902 | 3.1285 | 210.7744 | 0 | 41.4637 | 0 | 0 | 16.3992 | 42.1
3061 | 703 | 895 | 226 | 6.4 | 29.1 | 199.2199 | 0 | 66.1233 |  | 25.4902 | 3.0304 | 173.8482 | 0 | 54.8366 | 11.7469 | 0 | 34.7809 | 41.9
3062 | 401 | 703 | 332 | 5 | 29.3 | 103.1237 | 0 | 49.9494 |  | 25.4902 | 3.3333 | 77.6947 | 0 | 60.8262 | 12.8637 | 0 | 54.2944 | 40.419
3063 | 867 | 830 | 131 | 5.1 | 30.1 | 242.412 | 0 | 59.3039 |  | 25.4902 | 2.2997 | 217.0659 | 0 | 77.4589 | 21.6845 | 0 | 86.4853 | 39.9191
3064 | 789 | 657 | 129 | 6.8 | 30.4 | 206.3037 | 0 | 45.4637 |  | 25.4902 | 2.4034 | 180.9335 | 0 | 91.2941 | 1.5558 | 0 | 88.7052 | 41.3
3065 | 723 | 453 | 94 | 8.2 | 30.1 | 0 | 0 | 27.3433 |  | 25.4902 | 3.8436 | 0 | 25.4911 | 89.3811 | 0 | 10.9764 | 72.3933 | 42.1633
3066 | 445 | 216 | 65 | 8.6 | 28.6 | 8.6395 | 9.98e-08 | 7.251 |  | 70.4833 | 19.5528 | 0.22499 | 62.0668 | 84.6334 | 0 | 14.7394 | 49.8872 | 41.5432
3067 | 180 | 70 | 45 | 7.3 | 26.8 | 0 | 0 | 2.1216 |  | 76.7071 | 24.1409 | 0 | 76.7103 | 78.7397 | 0 | 13.8283 | 28.2432 | 40.0908
3068 | 0 | 0 | 0 | 4.3 | 25.1 | 0 | 0 | 0 |  | 96.7694 | 33.8686 | 0 | 96.7738 | 71.252 | 0 | 4.4555 | 21.2016 | 37.8
3069 | 0 | 0 | 0 | 3.3 | 23.4 | 0 | 0 | 0 |  | 96.7699 | 34.5531 | 0 | 96.7747 | 63.7631 | 0 | 2.0429 | 17.9724 | 35.7
3070 | 0 | 0 | 0 | 4.7 | 22.5 | 0 | 0 | 0 |  | 96.7704 | 34.8583 | 0 | 96.7756 | 56.274 | 2.7451e-09 | 0 | 17.9724 | 33.8
3071 | 0 | 0 | 0 | 5 | 22 | 0 | 0 | 0 |  | 53.2581 | 17.0777 | 0 | 53.2612 | 52.2233 | 0 | 0 | 17.9724 | 17.0777
3072 | 0 | 0 | 0 | 4.1 | 21.2 | 0 | 0 | 0 |  | 25.4902 | 6.3072 | 0 | 25.4918 | 50.3117 | 0 | 0 | 17.9724 | 6.3072
3073 | 0 | 0 | 0 | 5.1 | 20.9 | 0 | 0 | 0 |  | 25.4902 | 6.3627 | 0 | 25.4919 | 48.4002 | 0 | 0 | 17.9724 | 6.3627
3074 | 0 | 0 | 0 | 3.3 | 20.9 | 0 | 0 | 0 |  | 25.4902 | 6.357 | 0 | 25.4921 | 46.4888 | 0 | 0 | 17.9724 | 6.357
3075 | 0 | 0 | 0 | 3 | 20.5 | 0 | 0 | 0 |  | 83.1537 | 29.5588 | 0 | 83.1604 | 40.0838 | 0 | 0 | 17.9724 | 29.5588
3076 | 0 | 0 | 0 | 2.1 | 19.7 | 0 | 0 | 0 |  | 108.4723 | 40.9058 | 0 | 108.4817 | 31.6542 | 0 | 0 | 17.9724 | 38.9
3077 | 0 | 0 | 0 | 3.1 | 19.8 | 0 | 0 | 0 |  | 115.74 | 44.3055 | 0 | 115.7509 | 22.6373 | 2.4877e-09 | 0 | 17.9724 | 41.8
3078 | 9 | 26 | 25 | 1.8 | 19.8 | 0 | 0 | 0.98649 |  | 115.74 | 44.2958 | 0 | 115.7521 | 13.6224 | 0 | 0.51227 | 17.3118 | 43.3
3079 | 86 | 158 | 129 | 1.5 | 20.5 | 0 | 0 | 7.698 |  | 101.7825 | 37.6 | 0 | 101.7947 | 5.7383 | 0 | 0 | 17.3118 | 43.8
3080 | 401 | 405 | 215 | 1.2 | 22.9 | 0 | 0 | 23.5004 |  | 53.575 | 16.7535 | 0 | 53.5826 | 1.6766 | 0 | 4.0632 | 10.374 | 44.2
3081 | 657 | 601 | 176 | 2 | 24.1 | 108.7089 | -4.09e-06 | 40.5366 |  | 25.4902 | 4.4955 | 92.7024 | 9.422 | 8.0445 | 0 | 0 | 10.374 | 44.6
3082 | 809 | 766 | 136 | 1.7 | 25.2 | 228.337 | 0 | 53.9864 |  | 84.4698 | 26.7844 | 143.9977 | 0 | 18.9813 | 0 | 0 | 10.374 | 44.4
3083 | 904 | 900 | 102 | 1.9 | 26.7 | 262.9182 | 0 | 63.633 |  | 91.0426 | 28.7304 | 172.029 | 0 | 32.0678 | 0 | 0 | 10.374 | 43.1
3084 | 947 | 977 | 89 | 2.1 | 28 | 280.6618 | 0 | 69.1905 |  | 91.0414 | 27.9314 | 189.7857 | 0 | 46.5267 | 0 | 0 | 10.374 | 42.3
3085 | 777 | 937 | 201 | 3.7 | 28.4 | 225.7093 | 0 | 67.6517 |  | 91.0406 | 28.236 | 134.8015 | 0 | 56.7871 | 0 | 0 | 10.374 | 41.8
3086 | 778 | 886 | 189 | 3.9 | 28.8 | 221.9304 | 0 | 64.0374 |  | 91.0398 | 28.0703 | 131.0213 | 0 | 66.7652 | 0 | 0 | 10.374 | 41.7
3087 | 868 | 831 | 134 | 5.6 | 28.1 | 242.029 | 0 | 60.0969 |  | 91.0412 | 28.2673 | 151.1308 | 0 | 78.2912 | 12.0456 | 0 | 29.3413 | 41.3
3088 | 839 | 662 | 102 | 5.2 | 28.3 | 222.7326 | 0 | 45.9591 |  | 91.0408 | 28.3103 | 131.8232 | 0 | 88.346 | 24.9728 | 0 | 66.7344 | 41.2
3089 | 775 | 460 | 74 | 3.8 | 28.3 | 188.482 | 0 | 27.4274 |  | 90.9933 | 28.4858 | 97.5994 | 0 | 95.7847 | 14.405 | 0 | 87.8338 | 41.5082
3090 | 639 | 251 | 53 | 3.5 | 28.2 | 122.1782 | 0 | 8.0645 |  | 91.0514 | 28.8255 | 31.1975 | 0 | 98.1352 | 0 | 5.8987 | 79.2287 | 42.7888
3091 | 271 | 63 | 25 | 4 | 26.5 | 0 | 0 | 1.1447 |  | 91.0425 | 30.5839 | 0 | 91.0451 | 91.1055 | 0 | 8.905 | 66.0209 | 40.6336
3092 | 0 | 0 | 0 | 1.9 | 23.6 | 0 | 0 | 0 |  | 91.0432 | 31.9672 | 0 | 91.0461 | 84.0745 | 0 | 6.0361 | 56.9829 | 37.4
3093 | 0 | 0 | 0 | 0.9 | 21.2 | 0 | 0 | 0 |  | 91.0429 | 32.8159 | 0 | 91.0461 | 77.0418 | 0 | 3.8838 | 51.1656 | 35.6
3094 | 0 | 0 | 0 | 0.9 | 21.2 | 0 | 0 | 0 |  | 91.0429 | 32.8074 | 0 | 91.0464 | 70.0093 | 0 | 2.1854 | 47.9373 | 33.9
3095 | 0 | 0 | 0 | 1 | 20.6 | 0 | 0 | 0 |  | 91.0431 | 32.9635 | 0 | 91.047 | 62.9764 | 0 | 0.70494 | 46.9459 | 32.5
3096 | 0 | 0 | 0 | 0.6 | 19.7 | 0 | 0 | 0 |  | 91.0433 | 33.191 | 0 | 91.0476 | 55.9428 | 2.2455e-07 | 0 | 46.9459 | 31.9
3097 | 0 | 0 | 0 | 0.5 | 18.8 | 0 | 0 | 0 |  | 91.0568 | 33.4039 | 0 | 91.0616 | 48.9074 | 2.412e-09 | 0 | 46.9459 | 32
3098 | 0 | 0 | 0 | 0.7 | 18 | 0 | 0 | 0 |  | 91.8689 | 33.8589 | 0 | 91.8742 | 41.8072 | 0 | 0 | 46.9459 | 32.4
3099 | 0 | 0 | 0 | 1.8 | 18.6 | 0 | 0 | 0 |  | 98.9468 | 36.8499 | 0 | 98.9532 | 34.1412 | 0 | 0 | 46.9459 | 35.2
3100 | 0 | 0 | 0 | 2.4 | 18.8 | 0 | 0 | 0 |  | 99.0678 | 36.8459 | 0 | 99.0749 | 26.4667 | 0 | 3.7663 | 41.2552 | 39
3101 | 0 | 0 | 0 | 1.7 | 18.2 | 0 | 0 | 0 |  | 99.0679 | 36.9503 | 0 | 99.0759 | 18.7927 | 0 | 6.6934 | 30.6805 | 42
3102 | 168 | 42 | 19 | 1.4 | 17.3 | 0 | 0 | 0.71102 |  | 99.0687 | 37.0806 | 0 | 99.0779 | 11.1199 | 0 | 7.0947 | 19.159 | 43.2
3103 | 647 | 223 | 47 | 0.9 | 20.9 | 53.2281 | 0 | 5.4394 |  | 99.0686 | 35.2048 | 8.1664 | 53.9859 | 7.5346 | 0 | 3.6852 | 13.008 | 43.6
3104 | 804 | 429 | 58 | 0.5 | 23.9 | 196.2532 | 0 | 23.7671 |  | 98.3718 | 33.7027 | 97.989 | 0 | 14.9975 | 0 | 0 | 13.008 | 44.1
3105 | 893 | 629 | 63 | 1 | 25.7 | 241.4332 | 0 | 41.9682 |  | 124.0382 | 45.2353 | 117.5289 | 0 | 23.8898 | 0 | 0 | 13.008 | 44.4
3106 | 940 | 797 | 66 | 1.3 | 27.2 | 268.3315 | 0 | 55.0117 |  | 124.0407 | 44.5271 | 144.4385 | 0 | 34.8812 | 0 | 0 | 13.008 | 44.5
3107 | 958 | 916 | 71 | 2.3 | 28.4 | 279.4879 | 0 | 64.7456 |  | 124.0391 | 44.0071 | 155.5991 | 0 | 46.7598 | 0 | 0 | 13.008 | 43
3108 | 965 | 982 | 75 | 2.9 | 29.1 | 285.7782 | 0 | 69.9638 |  | 124.0386 | 43.6886 | 161.8881 | 0 | 59.1528 | 0 | 0 | 13.008 | 41.9
3109 | 947 | 980 | 84 | 3.7 | 29.8 | 279.3994 | 0 | 70.2761 |  | 124.0382 | 43.5316 | 155.4996 | 0 | 71.0814 | 0 | 0 | 13.008 | 41.6
3110 | 930 | 924 | 87 | 4.4 | 29.7 | 268.6275 | 0 | 66.46 |  | 124.0382 | 43.6846 | 144.714 | 0 | 82.2081 | 0 | 0 | 13.008 | 41.3
3111 | 894 | 812 | 92 | 4.4 | 29.9 | 251.2941 | 0 | 57.5532 |  | 123.0125 | 43.2552 | 128.3894 | 0 | 92.1034 | 0 | 0 | 13.008 | 40.5
3112 | 845 | 652 | 86 | 3.9 | 29.9 | 225.9397 | 0 | 44.3613 |  | 123.7759 | 43.8512 | 102.2835 | 0 | 99.9959 | 0 | 0 | 13.008 | 40.4
3113 | 652 | 429 | 96 | 4.9 | 28.8 | 120.5645 | 15.8608 | 25.2699 |  | 120.2808 | 42.9656 | 0 | -0.32704 | 99.9857 | 9.6818 | 0 | 28.3338 | 40.4
3114 | 455 | 238 | 90 | 3.9 | 27.7 | 80.9859 | 0 | 8.6855 |  | 98.1026 | 32.4737 | 0 | 17.0818 | 98.6749 | 0.20663 | 0 | 28.6333 | 40.9525
3115 | 225 | 68 | 37 | 3.1 | 26.1 | 0 | 0 | 1.7321 |  | 98.095 | 33.9994 | 0 | 98.0975 | 91.0811 | 0 | 4.2937 | 21.7533 | 39.7
3116 | 0 | 1 | 1 | 1.8 | 23.4 | 0 | 0 | 0 |  | 98.0946 | 35.184 | 0 | 98.0975 | 83.4859 | 0 | 2.9143 | 16.9953 | 37.1
3117 | 0 | 0 | 0 | 0.5 | 22 | 0 | 0 | 0 |  | 98.0951 | 35.6572 | 0 | 98.0983 | 75.89 | 0 | 1.1924 | 15.0349 | 35.6
3118 | 0 | 0 | 0 | 1 | 21.3 | 0 | 0 | 0 |  | 96.0662 | 34.9845 | 0 | 96.0697 | 68.456 | 0 | 0 | 15.0349 | 33.7
3119 | 0 | 0 | 0 | 1.7 | 20.2 | 0 | 0 | 0 |  | 91.4398 | 33.246 | 0 | 91.4435 | 61.3913 | 1.2356e-09 | 0 | 15.0349 | 32
3120 | 0 | 0 | 0 | 1.3 | 19.8 | 0 | 0 | 0 |  | 87.1274 | 31.5171 | 0 | 87.1313 | 54.6691 | 0 | 0.68704 | 13.9078 | 31
3121 | 0 | 0 | 0 | 0.3 | 19.4 | 0 | 0 | 0 |  | 87.1276 | 31.6097 | 0 | 87.132 | 47.9468 | 0 | 0.2435 | 13.5038 | 30.6
3122 | 0 | 0 | 0 | 2.1 | 19.9 | 0 | 0 | 0 |  | 87.1273 | 31.4628 | 0 | 87.1322 | 41.2254 | 0 | 0 | 13.5038 | 30.3
3123 | 0 | 0 | 0 | 2.2 | 19.8 | 0 | 0 | 0 |  | 87.1273 | 31.4747 | 0 | 87.1328 | 34.5044 | 0 | 0.38797 | 12.8565 | 30.7
3124 | 0 | 0 | 0 | 1.6 | 18.4 | 0 | 0 | 0 |  | 87.9274 | 32.0682 | 0 | 87.9335 | 27.7194 | 0 | 0.42681 | 12.1386 | 31.2
3125 | 0 | 0 | 0 | 2 | 18.9 | 0 | 0 | 0 |  | 95.5479 | 35.2662 | 0 | 95.5554 | 20.3277 | 0 | 0 | 12.1386 | 33.8
3126 | 166 | 42 | 19 | 1.9 | 18.7 | 0 | 0 | 0.70185 |  | 103.1875 | 38.6824 | 0 | 103.1967 | 12.3253 | 0 | 0 | 12.1386 | 36.9
3127 | 644 | 224 | 46 | 0.5 | 23.3 | 0 | 0 | 5.2903 |  | 109.4891 | 40.3824 | 0 | 109.5005 | 3.8254 | 0 | 0 | 12.1386 | 38.7
3128 | 807 | 435 | 60 | 0.6 | 25.2 | 133.5574 | 0 | 23.8378 |  | 112.4383 | 39.7724 | 57.5089 | 36.3244 | 5.3319 | 0 | 0 | 12.1386 | 39.1
3129 | 887 | 634 | 68 | 1.1 | 27.2 | 239.7564 | 0 | 41.8113 |  | 112.4347 | 38.9002 | 127.4526 | 0 | 15.0486 | 0 | 0 | 12.1386 | 39.3
3130 | 929 | 800 | 74 | 2.2 | 28.7 | 264.5813 | 0 | 55.4183 |  | 112.4338 | 38.1605 | 152.2929 | 0 | 26.7 | 0 | 0 | 12.1386 | 39.4
3131 | 952 | 922 | 78 | 2.5 | 29.6 | 277.462 | 0 | 64.624 |  | 112.4326 | 37.697 | 165.1808 | 0 | 39.3591 | 0 | 0 | 12.1386 | 38.4
3132 | 944 | 987 | 97 | 3.7 | 30.5 | 278.3982 | 0 | 70.1931 |  | 112.4315 | 37.3693 | 166.1167 | 0 | 52.1024 | 0 | 0 | 12.1386 | 36.6
3133 | 752 | 892 | 175 | 2.6 | 30.6 | 218.6906 | 0 | 62.9496 |  | 109.5313 | 36.4037 | 109.2751 | 0 | 60.4806 | 0 | 0 | 12.1386 | 35.4
3134 | 874 | 912 | 125 | 4.2 | 30.3 | 251.4033 | 0 | 65.0172 |  | 108.299 | 35.6366 | 143.2364 | 0 | 71.4943 | 0 | 0 | 12.1386 | 34.8
3135 | 891 | 813 | 93 | 4.4 | 30.2 | 250.346 | 0 | 57.2947 |  | 107.6744 | 35.3652 | 142.802 | 0 | 82.4829 | 0 | 0 | 12.1386 | 34.6
3136 | 848 | 657 | 87 | 4.3 | 29.7 | 226.405 | 0 | 44.6219 |  | 107.4663 | 35.6331 | 119.0553 | 0 | 91.6427 | 0 | 0 | 12.1386 | 34.8
3137 | 776 | 464 | 74 | 5.4 | 28.9 | 187.1772 | 0 | 27.399 |  | 107.4842 | 36.1744 | 79.7883 | 0 | 97.7713 | 0 | 0 | 12.1386 | 35.5
3138 | 645 | 258 | 55 | 6.7 | 25.9 | 120.6251 | 0 | 8.2959 |  | 107.4182 | 37.5603 | 13.2674 | 0 | 98.7596 | 0 | 0 | 12.1386 | 37.4
3139 | 307 | 71 | 26 | 6.5 | 22.2 | 0 | 0 | 1.2267 |  | 103.6836 | 38.0557 | 0 | 103.6862 | 90.7149 | 0 | 0 | 12.1386 | 36.6
3140 | 0 | 1 | 1 | 5.7 | 19.9 | 0 | 0 | 0 |  | 97.3408 | 35.9297 | 0 | 97.3436 | 83.1771 | 2.4966e-09 | 0 | 12.1386 | 34.4
3141 | 0 | 0 | 0 | 4.6 | 18.6 | 0 | 0 | 0 |  | 92.0075 | 33.8954 | 0 | 92.0104 | 76.065 | 1.1034e-09 | 0 | 12.1386 | 32.4
3142 | 0 | 0 | 0 | 4.3 | 17.6 | 0 | 0 | 0 |  | 87.0793 | 31.9077 | 0 | 87.0824 | 69.3445 | 1.3349e-09 | 0 | 12.1386 | 30.5
3143 | 0 | 0 | 0 | 3.2 | 17.4 | 0 | 0 | 0 |  | 83.086 | 30.221 | 0 | 83.0893 | 62.9419 | 2.3235e-09 | 0 | 12.1386 | 28.9
3144 | 0 | 0 | 0 | 3.4 | 17.2 | 0 | 0 | 0 |  | 81.0734 | 29.4028 | 0 | 81.077 | 56.6987 | 0 | 0 | 12.1386 | 28.1
3145 | 0 | 0 | 0 | 2.7 | 17.4 | 0 | 0 | 0 |  | 79.8721 | 28.8597 | 0 | 79.8761 | 50.551 | 0 | 0 | 12.1386 | 27.6
3146 | 0 | 0 | 0 | 3.9 | 18.4 | 0 | 0 | 0 |  | 79.8163 | 28.6571 | 0 | 79.8206 | 44.4087 | 0 | 0 | 12.1386 | 27.5
3147 | 0 | 0 | 0 | 4.5 | 19.1 | 0 | 0 | 0 |  | 79.8164 | 28.5174 | 0 | 79.8212 | 38.2672 | 0 | 0.056839 | 12.0445 | 27.5
3148 | 0 | 0 | 0 | 4.7 | 18.8 | 0 | 0 | 0 |  | 79.6426 | 28.4806 | 0 | 79.6479 | 32.1398 | 0 | 0 | 12.0445 | 27.4
3149 | 0 | 0 | 0 | 3.8 | 18.2 | 0 | 0 | 0 |  | 83.2368 | 30.0674 | 0 | 83.243 | 25.7284 | 0 | 0 | 12.0445 | 28.9
3150 | 158 | 40 | 19 | 2.8 | 16.2 | 0 | 0 | 0.74112 |  | 89.2759 | 32.9131 | 0 | 89.2834 | 18.8358 | 0 | 0 | 12.0445 | 31.5
3151 | 587 | 218 | 52 | 4.1 | 17.3 | 0 | 0 | 5.4436 |  | 94.1929 | 34.898 | 0 | 94.2019 | 11.5535 | 0 | 0 | 12.0445 | 33.4
3152 | 766 | 432 | 72 | 5.2 | 19.1 | 119.296 | 4.54e-06 | 24.7272 |  | 100.4653 | 36.0095 | 53.877 | 34.9852 | 12.9148 | 0 | 0 | 12.0445 | 34.3
3153 | 847 | 629 | 84 | 6.1 | 20.4 | 223.5711 | 0 | 43.9036 |  | 100.4649 | 35.6406 | 123.2322 | 0 | 22.2989 | 0 | 0 | 12.0445 | 34.7
3154 | 892 | 793 | 92 | 6.2 | 21.5 | 248.9599 | 0 | 57.9487 |  | 100.4652 | 35.1618 | 148.6371 | 0 | 33.6532 | 0 | 0 | 12.0445 | 35
3155 | 920 | 914 | 94 | 6.2 | 22.7 | 263.3063 | 0 | 67.6174 |  | 100.4657 | 34.671 | 162.9918 | 0 | 46.1228 | 0 | 0 | 12.0445 | 34.8
3156 | 929 | 978 | 98 | 5.9 | 23.6 | 270.8811 | 0 | 72.4491 |  | 100.4643 | 34.276 | 170.5723 | 0 | 59.1848 | 0 | 0 | 12.0445 | 33.5
3157 | 927 | 982 | 99 | 5.3 | 24.6 | 271.0199 | 0 | 72.2004 |  | 99.3268 | 33.3719 | 171.8484 | 0 | 72.3565 | 0 | 0 | 12.0445 | 32.5
3158 | 914 | 926 | 98 | 5.1 | 25.4 | 262.6493 | 0 | 67.48 |  | 98.8314 | 32.9067 | 163.9679 | 0 | 84.9297 | 0 | 0 | 12.0445 | 32.2
3159 | 889 | 816 | 95 | 5.5 | 25.4 | 248.2925 | 0 | 58.7241 |  | 98.3543 | 32.8195 | 150.0802 | 0 | 96.4406 | 0 | 0 | 12.0445 | 32.2
3160 | 853 | 662 | 86 | 5.5 | 25.1 | 144.7057 | 40.7347 | 45.7863 |  | 98.4446 | 33.6315 | 46.3423 | 0 | 99.968 | 0 | 0 | 12.0445 | 32.9
3161 | 779 | 469 | 74 | 5.4 | 24.2 | 98.7298 | 39.1949 | 27.9454 |  | 98.4442 | 34.1525 | 0 | -0.33994 | 99.9542 | 0 | 0 | 12.0445 | 34.3
3162 | 635 | 261 | 58 | 5.3 | 22.5 | 98.7479 | 0.4584 | 8.5066 |  | 98.4456 | 34.7298 | 0 | -0.35626 | 99.9415 | 0 | 0 | 12.0445 | 37
3163 | 291 | 72 | 29 | 4.6 | 20.2 | 0 | 0 | 1.4101 |  | 98.4372 | 36.2583 | 0 | 98.4401 | 92.3161 | 0 | 0.78077 | 10.7152 | 37
3164 | 0 | 1 | 1 | 3.9 | 18 | 0 | 0 | 0 |  | 97.0652 | 36.2203 | 0 | 97.0684 | 84.7977 | 2.3605e-09 | 0 | 10.7152 | 34.5
3165 | 0 | 0 | 0 | 1.9 | 16.6 | 0 | 0 | 0 |  | 91.0856 | 33.7563 | 0 | 91.0889 | 77.7572 | 1.0603e-09 | 0 | 10.7152 | 32.2
3166 | 0 | 0 | 0 | 2 | 16 | 0 | 0 | 0 |  | 86.548 | 31.8852 | 0 | 86.5514 | 71.0776 | 1.2938e-09 | 0 | 10.7152 | 30.4
3167 | 0 | 0 | 0 | 1.6 | 15.6 | 0 | 0 | 0 |  | 83.7847 | 30.5862 | 0 | 83.7884 | 64.6198 | 2.2388e-09 | 0 | 10.7152 | 29.3
3168 | 0 | 0 | 0 | 1.5 | 14.9 | 0 | 0 | 0 |  | 82.9486 | 30.3081 | 0 | 82.9526 | 58.2282 | 0 | 0 | 10.7152 | 29
3169 | 0 | 0 | 0 | 1 | 14.7 | 0 | 0 | 0 |  | 83.179 | 30.4127 | 0 | 83.1834 | 51.8185 | 0 | 0 | 10.7152 | 29.1
3170 | 0 | 0 | 0 | 1 | 13.9 | 0 | 0 | 0 |  | 84.8208 | 31.1753 | 0 | 84.8257 | 45.278 | 0 | 0 | 10.7152 | 29.8
3171 | 0 | 0 | 0 | 2.5 | 14.1 | 0 | 0 | 0 |  | 93.1923 | 34.8661 | 0 | 93.1983 | 38.0684 | 0 | 0 | 10.7152 | 33.2
3172 | 0 | 0 | 0 | 2.3 | 14.1 | 0 | 0 | 0 |  | 102.2791 | 38.8789 | 0 | 102.2864 | 30.1303 | 0 | 0 | 10.7152 | 36.9
3173 | 0 | 0 | 0 | 1.8 | 12.6 | 0 | 0 | 0 |  | 109.4725 | 42.2419 | 0 | 109.4812 | 21.6127 | 0 | 0 | 10.7152 | 39.9
3174 | 204 | 48 | 21 | 3 | 14.2 | 0 | 0 | 0.87677 |  | 111.5071 | 43.0943 | 0 | 111.5172 | 12.9335 | 0 | 0 | 10.7152 | 41.3
3175 | 649 | 231 | 50 | 3.5 | 16.8 | 54.105 | 0 | 5.7452 |  | 116.0238 | 43.8433 | 0 | 61.899 | 8.0501 | 0 | 0 | 10.7152 | 41.8
3176 | 818 | 446 | 64 | 4.4 | 17.9 | 198.0367 | 0 | 25.598 |  | 119.9511 | 45.3681 | 78.1891 | 0 | 13.9324 | 0 | 0 | 10.7152 | 42.2
3177 | 896 | 646 | 72 | 4.2 | 19.2 | 240.1179 | 0 | 44.9858 |  | 121.5539 | 45.6539 | 118.6917 | 0 | 22.9614 | 0 | 0 | 10.7152 | 43.1
3178 | 945 | 815 | 75 | 3.9 | 20.5 | 267.8382 | 0 | 59.059 |  | 121.5537 | 45.1531 | 146.4259 | 0 | 34.1555 | 0 | 0 | 10.7152 | 43.5
3179 | 962 | 934 | 81 | 3.7 | 21.6 | 279.2678 | 0 | 68.3484 |  | 121.5533 | 44.764 | 157.859 | 0 | 46.2552 | 0 | 0 | 10.7152 | 42.5
3180 | 968 | 998 | 84 | 2.7 | 23.5 | 286.6594 | 0 | 71.811 |  | 121.5535 | 44.1707 | 165.2506 | 0 | 58.9476 | 0 | 0 | 10.7152 | 41.6
3181 | 960 | 1000 | 89 | 4.5 | 24 | 282.3489 | 0 | 73.3372 |  | 121.5542 | 44.083 | 160.9327 | 0 | 71.3263 | 0 | 0 | 10.7152 | 41.3
3182 | 937 | 940 | 94 | 5.2 | 24.1 | 269.63 | 0 | 68.946 |  | 121.5543 | 44.2022 | 148.2022 | 0 | 82.7399 | 0 | 0 | 10.7152 | 41.4
3183 | 907 | 828 | 94 | 6.2 | 23.6 | 252.8176 | 0 | 60.1904 |  | 119.8148 | 43.6507 | 133.1164 | 0 | 93.0092 | 0 | 0 | 10.7152 | 40.9
3184 | 854 | 668 | 92 | 7.5 | 22.3 | 208.3979 | 0 | 46.9607 |  | 117.923 | 43.4283 | 90.5694 | 0 | 99.9945 | 0 | 0 | 10.7152 | 40.6
3185 | 760 | 471 | 86 | 7.3 | 21.2 | 117.6133 | 31.6423 | 28.6074 |  | 117.294 | 43.8505 | 0 | -0.37035 | 99.9831 | 21.9907 | 0 | 44.431 | 41.1
3186 | 592 | 259 | 69 | 6.9 | 19.9 | 109.1103 | 0 | 8.7935 |  | 109.0564 | 40.2324 | 0 | -0.11534 | 99.9704 | 4.9236 | 0 | 51.769 | 42.1
3187 | 239 | 70 | 33 | 5.4 | 18.2 | 0 | 0 | 1.6036 |  | 89.9913 | 33.0118 | 0 | 89.9937 | 93.0181 | 0 | 7.0597 | 41.0107 | 40.3
3188 | 0 | 1 | 1 | 3.7 | 16.2 | 0 | 0 | 0 |  | 89.9909 | 33.3543 | 0 | 89.9935 | 86.0642 | 0 | 5.2015 | 32.9714 | 37
3189 | 0 | 0 | 0 | 4 | 14.9 | 0 | 0 | 0 |  | 89.9909 | 33.4901 | 0 | 89.9939 | 79.1093 | 0 | 3.3301 | 27.7936 | 35.2
3190 | 0 | 0 | 0 | 4.3 | 14.1 | 0 | 0 | 0 |  | 89.989 | 33.4054 | 0 | 89.9922 | 72.1565 | 0 | 1.2992 | 25.7854 | 33.2
3191 | 0 | 0 | 0 | 3.7 | 13.7 | 0 | 0 | 0 |  | 89.9889 | 33.4309 | 0 | 89.9926 | 65.2037 | 0 | 0.18587 | 25.5272 | 32.1
3192 | 0 | 0 | 0 | 3.9 | 13.2 | 0 | 0 | 0 |  | 89.1357 | 33.0988 | 0 | 89.1397 | 58.3187 | 0 | 0.00769 | 25.5405 | 31.6
3193 | 0 | 0 | 0 | 3.9 | 13 | 0 | 0 | 0 |  | 89.1357 | 33.1021 | 0 | 89.1401 | 51.4339 | 0 | 0 | 25.5405 | 31.6
3194 | 0 | 0 | 0 | 1.7 | 12.9 | 0 | 0 | 0 |  | 90.3608 | 33.6157 | 0 | 90.3657 | 44.452 | 0 | 0 | 25.5405 | 32.1
3195 | 0 | 0 | 0 | 2 | 12.7 | 0 | 0 | 0 |  | 96.736 | 36.5859 | 0 | 96.7419 | 36.9585 | 0 | 0 | 25.5405 | 34.7
3196 | 0 | 0 | 0 | 2.2 | 12.4 | 0 | 0 | 0 |  | 105.2768 | 40.3489 | 0 | 105.284 | 28.778 | 0 | 0 | 25.5405 | 38.2
3197 | 0 | 0 | 0 | 2 | 11.3 | 0 | 0 | 0 |  | 106.9442 | 41.1362 | 0 | 106.9525 | 20.464 | 0 | 2.143 | 22.1391 | 41.1
3198 | 242 | 50 | 20 | 1.9 | 11.5 | 0 | 0 | 0.86258 |  | 106.9442 | 41.1099 | 0 | 106.9536 | 12.1523 | 0 | 2.7061 | 17.7201 | 42.5
3199 | 682 | 239 | 47 | 2.2 | 14.1 | 0 | 0 | 5.7205 |  | 106.9448 | 40.9459 | 0 | 106.9559 | 3.8473 | 0 | 0 | 17.7201 | 42.9
3200 | 840 | 454 | 60 | 3.3 | 16.2 | 141.4791 | 0 | 25.9001 |  | 122.304 | 46.5909 | 57.2285 | 37.9862 | 5.1671 | 0 | 0 | 17.7201 | 43.3
3201 | 922 | 656 | 66 | 4.4 | 18.1 | 247.4703 | 0 | 45.852 |  | 123.7286 | 46.8378 | 123.8718 | 0 | 14.5863 | 0 | 0 | 17.7201 | 43.9
3202 | 966 | 825 | 68 | 4.5 | 19.8 | 273.5299 | 0 | 60.0436 |  | 123.7294 | 46.295 | 149.9434 | 0 | 26.0513 | 0 | 0 | 17.7201 | 44.2
3203 | 985 | 945 | 71 | 4.3 | 21.1 | 285.7243 | 0 | 69.5024 |  | 123.7285 | 45.8684 | 162.142 | 0 | 38.4823 | 0 | 0 | 17.7201 | 43.1
3204 | 991 | 1010 | 74 | 2.9 | 22.1 | 293.7102 | 0 | 73.1439 |  | 123.7282 | 45.5199 | 170.1284 | 0 | 51.5522 | 0 | 0 | 17.7201 | 42.5
3205 | 986 | 1012 | 76 | 2.7 | 23.2 | 292.2683 | 0 | 72.7951 |  | 123.7282 | 45.2536 | 168.681 | 0 | 64.5309 | 0 | 0 | 17.7201 | 42.4
3206 | 975 | 956 | 75 | 3.7 | 24.3 | 283.1175 | 0 | 69.0596 |  | 123.7289 | 45.0738 | 159.5196 | 0 | 76.8205 | 0 | 0 | 17.7201 | 42.4
3207 | 952 | 844 | 73 | 4.5 | 24.8 | 268.5373 | 0 | 60.3575 |  | 123.3662 | 44.9097 | 145.2893 | 0 | 88.0294 | 0 | 0 | 17.7201 | 41.9
3208 | 916 | 686 | 68 | 4.2 | 24.5 | 246.2729 | 0 | 47.0614 |  | 122.0071 | 44.5362 | 124.3687 | 0 | 97.6369 | 0 | 0 | 17.7201 | 41.6
3209 | 853 | 492 | 59 | 3 | 24.4 | 151.8041 | 33.849 | 28.7117 |  | 120.9133 | 44.6175 | 30.9509 | 0 | 100 | 15.6511 | 0 | 41.8777 | 41.9
3210 | 703 | 274 | 49 | 2.3 | 24.2 | 121.2337 | 4.2722 | 8.2773 |  | 120.9115 | 44.7576 | 0 | -0.36879 | 99.9886 | 7.3163 | 0 | 52.9252 | 43
3211 | 360 | 79 | 26 | 3.6 | 21.9 | 0 | 0 | 1.2255 |  | 92.1104 | 33.0025 | 0 | 92.1127 | 92.8716 | 0 | 7.8232 | 40.8675 | 41.1
3212 | 0 | 1 | 1 | 2.4 | 19.4 | 0 | 0 | 0 |  | 92.1108 | 33.7684 | 0 | 92.1133 | 85.752 | 0 | 5.3321 | 32.5694 | 37.7
3213 | 0 | 0 | 0 | 2.2 | 17.9 | 0 | 0 | 0 |  | 92.1112 | 34.0427 | 0 | 92.1141 | 78.631 | 0 | 3.1877 | 27.5829 | 35.7
3214 | 0 | 0 | 0 | 0.9 | 16.4 | 0 | 0 | 0 |  | 92.1108 | 34.2263 | 0 | 92.114 | 71.5089 | 0 | 1.1648 | 25.7731 | 33.8
3215 | 0 | 0 | 0 | 1.1 | 15.3 | 0 | 0 | 0 |  | 92.1106 | 34.3391 | 0 | 92.1141 | 64.3861 | 9.5491e-10 | 0 | 25.7731 | 32.7
3216 | 0 | 0 | 0 | 0.4 | 13.9 | 0 | 0 | 0 |  | 89.909 | 33.374 | 0 | 89.9129 | 57.44 | 0 | 0.22612 | 25.4624 | 32.1
3217 | 0 | 0 | 0 | 0.6 | 13.3 | 0 | 0 | 0 |  | 89.909 | 33.4122 | 0 | 89.9133 | 50.4939 | 0 | 0 | 25.4624 | 31.9
3218 | 0 | 0 | 0 | 0.5 | 12.8 | 0 | 0 | 0 |  | 89.9089 | 33.436 | 0 | 89.9137 | 43.548 | 0 | 0.37573 | 24.8855 | 32.3
3219 | 0 | 0 | 0 | 0.7 | 12.1 | 0 | 0 | 0 |  | 96.4231 | 36.2972 | 0 | 96.4288 | 36.0812 | 0 | 0 | 24.8855 | 34.6
3220 | 0 | 0 | 0 | 0.8 | 11.6 | 0 | 0 | 0 |  | 103.4342 | 39.5546 | 0 | 103.4411 | 28.0486 | 0 | 0.12086 | 24.7026 | 37.6
3221 | 0 | 0 | 0 | 0.6 | 11.7 | 0 | 0 | 0 |  | 103.4342 | 39.534 | 0 | 103.442 | 20.0174 | 0 | 2.6138 | 20.4786 | 40.1
3222 | 241 | 51 | 21 | 0.5 | 12.9 | 0 | 0 | 0.92715 |  | 103.4343 | 39.4532 | 0 | 103.4432 | 11.9892 | 0 | 3.2328 | 15.1342 | 41.6
3223 | 659 | 235 | 49 | 1.2 | 16.1 | 58.864 | 0 | 5.6844 |  | 103.436 | 38.0795 | 9.2258 | 53.7745 | 8.4904 | 0 | 0 | 15.1342 | 42.4
3224 | 816 | 447 | 63 | 1.4 | 19.1 | 200.267 | 0 | 24.888 |  | 123.1055 | 46.6854 | 77.2651 | 0 | 14.2991 | 0 | 0 | 15.1342 | 43.3
3225 | 892 | 646 | 72 | 1.7 | 22.2 | 241.2261 | 0 | 43.2674 |  | 123.1722 | 45.7892 | 118.1804 | 0 | 23.296 | 0 | 0 | 15.1342 | 44.1
3226 | 914 | 807 | 88 | 3.1 | 24.1 | 259.2505 | 0 | 56.8753 |  | 123.1734 | 45.1241 | 136.2115 | 0 | 33.7082 | 0 | 0 | 15.1342 | 44.1
3227 | 887 | 921 | 130 | 4 | 26.3 | 255.7252 | 0 | 65.6154 |  | 123.1702 | 44.4752 | 132.6846 | 0 | 43.8678 | 0 | 0 | 15.1342 | 43.1
3228 | 897 | 978 | 126 | 4 | 28.8 | 263.1601 | 0 | 69.2883 |  | 123.1704 | 43.5975 | 140.1193 | 0 | 54.6143 | 0 | 0 | 15.1342 | 42.4
3229 | 951 | 999 | 92 | 5.8 | 31.3 | 278.1419 | 0 | 71.3104 |  | 123.1731 | 42.6008 | 155.1002 | 0 | 66.5335 | 0 | 0 | 15.1342 | 42.1
3230 | 948 | 947 | 86 | 6.7 | 32.4 | 271.4691 | 0 | 67.2392 |  | 123.1656 | 42.2922 | 148.4242 | 0 | 77.9594 | 0 | 0 | 15.1342 | 42.1
3231 | 936 | 842 | 79 | 7.5 | 32.5 | 260.2909 | 0 | 58.8442 |  | 123.1648 | 42.3714 | 137.2329 | 0 | 88.5452 | 0 | 0 | 15.1342 | 41.5
3232 | 905 | 685 | 70 | 7 | 32.4 | 240.061 | 0 | 45.7178 |  | 123.0911 | 42.5489 | 117.0591 | 0 | 97.591 | 2.5669 | 0 | 19.3062 | 41.2
3233 | 809 | 481 | 68 | 5.5 | 32 | 154.5568 | 25.237 | 27.4249 |  | 123.1752 | 43.2591 | 31.4323 | 0 | 99.9905 | 24.9669 | 0 | 57.0856 | 41.9
3234 | 640 | 281 | 70 | 4.6 | 28.6 | 123.4381 | 0 | 8.833 |  | 123.1758 | 44.4719 | 0 | -0.30162 | 99.9805 | 7.6759 | 0 | 68.3674 | 42.9
3235 | 328 | 97 | 48 | 3 | 24.9 | 0 | 0 | 2.3253 |  | 90.9404 | 31.2908 | 0 | 90.9427 | 92.9583 | 0 | 7.4742 | 57.2121 | 40.9
3236 | 0 | 1 | 1 | 2.1 | 22.1 | 0 | 0 | 0 |  | 90.9408 | 32.5014 | 0 | 90.9434 | 85.9344 | 0 | 5.844 | 48.3942 | 37.4
3237 | 0 | 0 | 0 | 1.4 | 21.9 | 0 | 0 | 0 |  | 90.9408 | 32.5678 | 0 | 90.9437 | 78.9105 | 0 | 4.1181 | 42.1456 | 35.7
3238 | 0 | 0 | 0 | 5.8 | 20.7 | 0 | 0 | 0 |  | 90.9411 | 32.9107 | 0 | 90.9443 | 71.8856 | 0 | 2.2592 | 38.74 | 34
3239 | 0 | 0 | 0 | 6.8 | 17.4 | 0 | 0 | 0 |  | 90.9416 | 33.5846 | 0 | 90.9452 | 64.8576 | 0 | 0.52074 | 38.0018 | 32.6
3240 | 0 | 0 | 0 | 6.2 | 16.1 | 0 | 0 | 0 |  | 90.9346 | 33.7341 | 0 | 90.9386 | 57.8293 | 0 | 0.11828 | 37.8682 | 32.3
3241 | 0 | 0 | 0 | 5.2 | 15.8 | 0 | 0 | 0 |  | 90.9346 | 33.7566 | 0 | 90.939 | 50.8011 | 0 | 0.0027048 | 37.8982 | 32.2
3242 | 0 | 0 | 0 | 4.1 | 15.1 | 0 | 0 | 0 |  | 90.9346 | 33.8184 | 0 | 90.9395 | 43.7726 | 0 | 0.46701 | 37.192 | 32.7
3243 | 0 | 0 | 0 | 3.7 | 14.6 | 0 | 0 | 0 |  | 92.9516 | 34.7269 | 0 | 92.9572 | 36.583 | 0 | 2.4128 | 33.4159 | 35.5
3244 | 0 | 0 | 0 | 3.2 | 14.3 | 0 | 0 | 0 |  | 104.6464 | 39.9474 | 0 | 104.6534 | 28.4549 | 0 | 0.84303 | 32.0966 | 38.7
3245 | 0 | 0 | 0 | 3.4 | 14.1 | 0 | 0 | 0 |  | 104.6464 | 39.9463 | 0 | 104.6543 | 20.3279 | 0 | 3.5271 | 26.4902 | 41.4
3246 | 154 | 47 | 26 | 3.9 | 14.2 | 0 | 0 | 1.1605 |  | 104.6464 | 39.9191 | 0 | 104.6554 | 12.2031 | 0 | 3.8641 | 20.2387 | 42.9
3247 | 540 | 224 | 68 | 4.3 | 16 | 31.4707 | -1.3e-06 | 6.2512 |  | 104.6185 | 38.7042 | 0 | 73.1403 | 6.5033 | 0 | 0 | 20.2387 | 43.5
3248 | 739 | 435 | 84 | 5.1 | 18.1 | 176.6278 | 0 | 24.7686 |  | 112.8588 | 42.0462 | 63.8594 | 0 | 11.3135 | 0 | 0 | 20.2387 | 43.8
3249 | 848 | 636 | 88 | 5.1 | 19.8 | 225.3225 | 0 | 43.8957 |  | 112.859 | 41.4748 | 112.583 | 0 | 19.9056 | 0 | 0 | 20.2387 | 44.6
3250 | 900 | 803 | 91 | 4.4 | 21.7 | 253.6045 | 0 | 57.3914 |  | 112.8583 | 40.8094 | 140.8814 | 0 | 30.699 | 0 | 0 | 20.2387 | 44.7
3251 | 923 | 921 | 96 | 2.5 | 23.7 | 268.1726 | 0 | 65.1794 |  | 112.8581 | 40.0786 | 155.4568 | 0 | 42.6314 | 0 | 0 | 20.2387 | 43.3
3252 | 926 | 983 | 101 | 1.5 | 26.1 | 274.1436 | 0 | 67.6358 |  | 112.8544 | 39.1967 | 161.4334 | 0 | 55.036 | 0 | 0 | 20.2387 | 42.7
3253 | 925 | 987 | 103 | 4.6 | 26.6 | 271.2102 | 0 | 70.9639 |  | 112.8531 | 39.0471 | 158.4979 | 0 | 67.2244 | 0 | 0 | 20.2387 | 42.4
3254 | 907 | 932 | 106 | 5.4 | 26.3 | 260.15 | 0 | 67.0522 |  | 112.8536 | 39.272 | 147.4295 | 0 | 78.5671 | 0 | 0 | 20.2387 | 42.3
3255 | 871 | 820 | 108 | 6.1 | 25.2 | 242.0607 | 0 | 58.4321 |  | 112.8589 | 39.8285 | 129.3233 | 0 | 88.5192 | 0 | 0 | 20.2387 | 41.8
3256 | 830 | 663 | 98 | 6.3 | 23.7 | 218.8927 | 0 | 45.6485 |  | 112.7656 | 40.4504 | 106.2346 | 0 | 96.6946 | 23.9387 | 0 | 56.5184 | 41.7
3257 | 722 | 470 | 96 | 6.1 | 22 | 155.8605 | 0 | 27.7507 |  | 112.8879 | 41.3575 | 43.0462 | 0 | 99.9836 | 22.8687 | 0 | 90 | 42.2
3258 | 527 | 264 | 92 | 6 | 20.5 | 96.7017 | 0 | 9.6999 |  | 97.0654 | 34.7196 | 0 | 0.30868 | 99.9502 | 0 | 0 | 90 | 43.1
3259 | 178 | 62 | 35 | 4.9 | 18.5 | 0 | 0 | 1.7114 |  | 98.8031 | 36.8053 | 0 | 98.8057 | 92.2933 | 0 | 3.836 | 84.7412 | 40.7
3260 | 0 | 1 | 1 | 3 | 17.1 | 0 | 0 | 0 |  | 98.804 | 37.1174 | 0 | 98.8069 | 84.6349 | 0 | 2.2143 | 81.7109 | 37.5
3261 | 0 | 0 | 0 | 2.5 | 16.4 | 0 | 0 | 0 |  | 98.8037 | 37.1877 | 0 | 98.8069 | 76.9761 | 0 | 0.55105 | 81.1113 | 35.9
3262 | 0 | 0 | 0 | 1.7 | 15.7 | 0 | 0 | 0 |  | 45.5695 | 14.324 | 0 | 45.5712 | 73.5258 | 0 | 0 | 81.1113 | 14.324
3263 | 0 | 0 | 0 | 0.7 | 14.8 | 0 | 0 | 0 |  | 25.4902 | 5.5557 | 0 | 25.4912 | 71.6127 | 0 | 0 | 81.1113 | 5.5557
3264 | 0 | 0 | 0 | 2.4 | 17.2 | 0 | 0 | 0 |  | 25.4902 | 6.6426 | 0 | 25.4914 | 69.7001 | 0 | 0 | 81.1113 | 6.6426
3265 | 0 | 0 | 0 | 4.3 | 21.4 | 0 | 0 | 0 |  | 25.4902 | 6.2815 | 0 | 25.4914 | 67.7877 | 0 | 0 | 81.1113 | 6.2815
3266 | 0 | 0 | 0 | 9 | 22.6 | 0 | 0 | 0 |  | 25.4902 | 6.1894 | 0 | 25.4915 | 65.8754 | 0 | 0 | 81.1113 | 6.1894
3267 | 0 | 0 | 0 | 9.7 | 21.6 | 0 | 0 | 0 |  | 25.4902 | 6.2314 | 0 | 25.4916 | 63.963 | 0 | 0 | 81.1113 | 6.2314
3268 | 0 | 0 | 0 | 6.9 | 20.1 | 0 | 0 | 0 |  | 82.2027 | 29.3364 | 0 | 82.2077 | 57.632 | 0 | 9.9875 | 66.3185 | 38.3
3269 | 0 | 0 | 0 | 4.4 | 19.6 | 0 | 0 | 0 |  | 82.2027 | 29.4162 | 0 | 82.2082 | 51.3009 | 0 | 12.4266 | 46.9528 | 40.8
3270 | 101 | 55 | 43 | 9.7 | 18.5 | 0 | 0 | 1.9554 |  | 82.2025 | 29.5941 | 0 | 82.2083 | 44.9696 | 0 | 11.8649 | 28.1708 | 42.3
3271 | 20 | 141 | 135 | 11.6 | 17.7 | 0 | 0 | 8.0344 |  | 82.2023 | 29.7076 | 0 | 82.2087 | 38.6381 | 0 | 6.63 | 17.4285 | 43.2
3272 | 74 | 291 | 248 | 9.8 | 18.1 | 0 | 0 | 17.4822 |  | 76.5753 | 27.2773 | 0 | 76.5817 | 32.7529 | 0 | 0 | 17.4285 | 43.7
3273 | 342 | 582 | 346 | 8.8 | 20.5 | 9.1719 | 0 | 38.2402 |  | 25.4902 | 5.4445 | 5.9699 | 22.2852 | 31.542 | 0 | 0 | 17.4285 | 43.6847
3274 | 426 | 753 | 407 | 10.9 | 23.2 | 100.8742 | 0 | 51.9785 |  | 25.4902 | 5.1001 | 75.4401 | 0 | 37.317 | 0 | 0 | 17.4285 | 43.5
3275 | 281 | 717 | 453 | 11.6 | 24.2 | 0 | 0 | 49.9269 |  | 25.4902 | 5.7351 | 0 | 25.4924 | 35.4067 | 4.3157 | 0 | 24.4241 | 42.1
3276 | 176 | 678 | 495 | 10 | 25.2 | 0 | 0 | 45.9948 |  | 25.4902 | 5.5203 | 0 | 25.4926 | 33.4966 | 10.4984 | 0 | 40.6698 | 40.9
3277 | 658 | 1037 | 395 | 5.2 | 26.1 | 122.4794 | 0 | 72.6057 |  | 25.4902 | 3.9625 | 105.7787 | 8.7247 | 40.8914 | 24.9769 | 0 | 77.8583 | 40.2
3278 | 262 | 717 | 467 | 4.6 | 24.8 | 0 | 0 | 48.9564 |  | 25.4902 | 5.5315 | 0 | 25.4925 | 38.9807 | 7.6906 | 0 | 89.0497 | 40
3279 | 88 | 475 | 393 | 3.7 | 25.2 | 0 | 0 | 30.1585 |  | 25.4902 | 5.5184 | 0 | 25.4927 | 37.0702 | 0 | 0 | 89.0497 | 35.6769
3280 | 6 | 229 | 222 | 4.5 | 23.5 | 0 | 0 | 13.8896 |  | 69.4803 | 22.8589 | 0 | 69.4876 | 31.7456 | 0 | 0 | 89.0497 | 36.7485
3281 | 2 | 187 | 184 | 3.7 | 22 | 0 | 0 | 11.3219 |  | 83.2074 | 29.0308 | 0 | 83.2168 | 25.3388 | 0 | 0 | 89.0497 | 39.8
3282 | 298 | 205 | 109 | 2.5 | 22.5 | 0 | 0 | 8.6633 |  | 92.0801 | 32.6427 | 0 | 92.0913 | 18.2282 | 0 | 0 | 89.0497 | 40.6
3283 | 64 | 48 | 41 | 4.1 | 20.9 | 0 | 0 | 2.1547 |  | 101.7274 | 37.4365 | 0 | 101.741 | 10.3461 | 0 | 0.82239 | 89.0615 | 39
3284 | 0 | 2 | 2 | 3 | 19.6 | 0 | 0 | 0 |  | 101.7274 | 37.7254 | 0 | 101.7428 | 2.4677 | 2.1469e-06 | 0 | 89.1512 | 36.2
3285 | 0 | 0 | 0 | 1.3 | 18 | 0 | 0 | 0 |  | 0 | -0.28887 | 0 | 0 | 2.4616 | 0 | 24.9648 | 50.2032 | 24.676
3286 | 0 | 0 | 0 | 1.5 | 16.6 | 0 | 0 | 0 |  | 0 | -0.28887 | 0 | 0 | 2.4556 | 0 | 0 | 50.2032 | -0.28887
3287 | 0 | 0 | 0 | 3.3 | 17.5 | 0 | 0 | 0 |  | 0 | -0.28887 | 0 | 0 | 2.4496 | 0 | 0 | 50.2032 | -0.28887
3288 | 0 | 0 | 0 | 1.8 | 17.4 | 0 | 0 | 0 |  | 0 | -0.28887 | 0 | 0 | 2.4436 | 0 | 0 | 50.2032 | -0.28887
3289 | 0 | 0 | 0 | 2.2 | 16 | 0 | 0 | 0 |  | 0 | -0.28887 | 0 | 0 | 2.4376 | 0 | 0 | 50.2032 | -0.28887
3290 | 0 | 0 | 0 | 2 | 15.6 | 0 | 0 | 0 |  | 0 | -0.28887 | 0 | 0 | 2.4316 | 0 | 0 | 50.2032 | -0.28887
3291 | 0 | 0 | 0 | 1.4 | 13.9 | 0 | 0 | 0 |  | 0 | -0.28887 | 0 | 0 | 2.4256 | 0 | 0 | 50.2032 | -0.28887
3292 | 0 | 0 | 0 | 1.8 | 13.6 | 0 | 0 | 0 |  | 0 | -0.28887 | 0 | 0 | 2.4196 | 0 | 0 | 50.2032 | -0.28887
3293 | 0 | 0 | 0 | 1.1 | 12.4 | 0 | 0 | 0 |  | 0 | -0.28887 | 0 | 0 | 2.4136 | 0 | 0 | 50.2032 | -0.28887
3294 | 68 | 43 | 37 | 1.6 | 13.4 | 0 | 0 | 1.7929 |  | 0 | -0.28887 | 0 | 0 | 2.4076 | 0 | 23.1011 | 11.6207 | 24.6051
3295 | 529 | 218 | 53 | 1 | 16.4 | 32.2421 | 0 | 5.1745 |  | 0 | -1.3181 | 32.2601 | 0 | 4.7945 | 0 | 0 | 11.6207 | 3.8564
3296 | 803 | 455 | 69 | 1 | 18.8 | 197.3187 | 0 | 24.6548 |  | 129.8012 | 24.2178 | 67.5982 | 0 | 9.4719 | 0 | 0 | 11.6207 | 38.7
3297 | 857 | 660 | 101 | 1.5 | 20.5 | 231.1931 | 0 | 43.7683 |  | 50.8608 | 14.7287 | 180.4614 | 0 | 23.1986 | 0 | 0 | 11.6207 | 38.8
3298 | 864 | 791 | 102 | 2.1 | 21.3 | 244.6456 | 0 | 54.8959 |  | 86.4737 | 29.09 | 158.3082 | 0 | 35.1798 | 0 | 0 | 11.6207 | 38.8
3299 | 896 | 946 | 141 | 3.8 | 21.8 | 258.6078 | 0 | 67.5784 |  | 86.4736 | 28.8637 | 172.2813 | 0 | 48.2468 | 0 | 0 | 11.6207 | 37.6
3300 | 745 | 925 | 211 | 3.6 | 22.5 | 215.4712 | 0 | 67.0381 |  | 86.4735 | 28.9722 | 129.1211 | 0 | 58.0345 | 0 | 0 | 11.6207 | 35.7
3301 | 651 | 884 | 252 | 3.8 | 22.9 | 185.4381 | 0 | 63.7999 |  | 86.4736 | 28.9828 | 99.0711 | 0 | 65.5375 | 0 | 0 | 11.6207 | 34.7
3302 | 599 | 789 | 238 | 4.5 | 22.9 | 165.347 | 0 | 57.2788 |  | 86.4736 | 29.0788 | 78.9686 | 0 | 71.5123 | 0 | 0 | 11.6207 | 34.3
3303 | 669 | 808 | 255 | 2.8 | 23.4 | 184.1908 | 0 | 55.9179 |  | 86.4737 | 28.7897 | 97.8241 | 0 | 78.936 | 0 | 0 | 11.6207 | 34.2
3304 | 895 | 737 | 125 | 5 | 24.7 | 239.5407 | 0 | 49.8962 |  | 86.4735 | 27.8927 | 153.2079 | 0 | 90.6052 | 0 | 0 | 11.6207 | 34.6
3305 | 827 | 504 | 78 | 6.1 | 23.9 | 200.9947 | 0 | 29.3738 |  | 86.4777 | 28.5025 | 114.6349 | 0 | 99.3329 | 12.2714 | 0 | 31.0062 | 35.3
3306 | 705 | 288 | 55 | 6.5 | 22.7 | 94.3179 | 17.674 | 8.7341 |  | 86.4662 | 29.4583 | 7.9051 | 0 | 99.8942 | 0.34697 | 0 | 31.5063 | 37
3307 | 389 | 89 | 29 | 5.8 | 21.3 | 0 | 0 | 1.3915 |  | 86.4737 | 30.7451 | 0 | 86.4768 | 93.2243 | 0 | 4.8265 | 23.8401 | 36.1
3308 | 0 | 1 | 1 | 5.4 | 19.8 | 0 | 0 | 0 |  | 86.474 | 31.26 | 0 | 86.4773 | 86.553 | 0 | 3.8409 | 17.5944 | 33.9
3309 | 0 | 0 | 0 | 2.8 | 18.8 | 0 | 0 | 0 |  | 86.4743 | 31.4468 | 0 | 86.4779 | 79.8811 | 0 | 2.0412 | 14.223 | 32.2
3310 | 0 | 0 | 0 | 3.4 | 18.3 | 0 | 0 | 0 |  | 86.4742 | 31.5174 | 0 | 86.4781 | 73.209 | 2.3745e-09 | 0 | 14.223 | 30.2
3311 | 0 | 0 | 0 | 2.5 | 17.6 | 0 | 0 | 0 |  | 82.8727 | 30.0761 | 0 | 82.8768 | 66.8232 | 2.3343e-09 | 0 | 14.223 | 28.8
3312 | 0 | 0 | 0 | 1.9 | 17.1 | 0 | 0 | 0 |  | 80.5626 | 29.1805 | 0 | 80.5669 | 60.62 | 0 | 0 | 14.223 | 27.9
3313 | 0 | 0 | 0 | 1.5 | 15.7 | 0 | 0 | 0 |  | 79.6135 | 28.8067 | 0 | 79.6181 | 54.4927 | 0 | 0 | 14.223 | 27.6
3314 | 0 | 0 | 0 | 1.5 | 15.6 | 0 | 0 | 0 |  | 79.3508 | 28.6979 | 0 | 79.3558 | 48.3864 | 0 | 0 | 14.223 | 27.5
3315 | 0 | 0 | 0 | 1.1 | 15.7 | 0 | 0 | 0 |  | 79.3508 | 28.6696 | 0 | 79.3562 | 42.2806 | 0 | 0.0067108 | 14.243 | 27.5
3316 | 0 | 0 | 0 | 0.8 | 15 | 0 | 0 | 0 |  | 78.5402 | 28.408 | 0 | 78.5461 | 36.239 | 0 | 0 | 14.243 | 27.2
3317 | 0 | 0 | 0 | 1.1 | 15.2 | 0 | 0 | 0 |  | 82.7378 | 30.0963 | 0 | 82.7445 | 29.866 | 0 | 0 | 14.243 | 28.9
3318 | 0 | 21 | 21 | 1.8 | 15.3 | 0 | 0 | 1.098 |  | 88.6622 | 32.7388 | 0 | 88.6702 | 23.0205 | 0 | 0 | 14.243 | 31.3
3319 | 1 | 102 | 101 | 1.5 | 15.5 | 0 | 0 | 6.0961 |  | 94.3528 | 35.1638 | 0 | 94.3623 | 15.7221 | 0 | 0 | 14.243 | 33.6
3320 | 347 | 367 | 196 | 1 | 18.1 | 0 | 0 | 21.049 |  | 97.581 | 36.2497 | 0 | 97.5921 | 8.1703 | 0 | 0 | 14.243 | 34.7
3321 | 555 | 572 | 193 | 1.5 | 19.7 | 79.4778 | 0 | 36.9839 |  | 98.5664 | 35.154 | 24.8157 | 43.8683 | 6.6131 | 0 | 0 | 14.243 | 35.2
3322 | 935 | 830 | 86 | 2.3 | 21.1 | 266.091 | 0 | 57.6491 |  | 98.5662 | 34.2392 | 167.6775 | 0 | 19.3714 | 0 | 0 | 14.243 | 35.6
3323 | 971 | 952 | 80 | 3.2 | 22.3 | 282.4539 | 0 | 67.697 |  | 98.5666 | 33.725 | 184.0521 | 0 | 33.4202 | 0 | 0 | 14.243 | 35.3
3324 | 974 | 1021 | 91 | 2.8 | 23.2 | 288.5025 | 0 | 72.2044 |  | 98.5661 | 33.3615 | 190.1054 | 0 | 47.9485 | 0 | 0 | 14.243 | 33.6
3325 | 970 | 1037 | 106 | 3.1 | 23.5 | 286.8306 | 0 | 73.4243 |  | 98.566 | 33.2737 | 188.4325 | 0 | 62.3599 | 0 | 0 | 14.243 | 32.3
3326 | 947 | 983 | 116 | 4 | 23.8 | 274.1205 | 0 | 69.7616 |  | 97.7282 | 32.934 | 176.5521 | 0 | 75.8715 | 0 | 0 | 14.243 | 32
3327 | 916 | 852 | 98 | 5.8 | 23.9 | 256.0072 | 0 | 60.2723 |  | 98.2333 | 33.307 | 157.9223 | 0 | 87.9599 | 0 | 0 | 14.243 | 32.3
3328 | 839 | 681 | 104 | 4.9 | 23.3 | 223.3137 | 0 | 46.2236 |  | 98.2409 | 33.8039 | 125.201 | 0 | 97.5425 | 3.0942 | 0 | 19.2669 | 33.1
3329 | 790 | 491 | 79 | 3.9 | 23.5 | 130.3103 | 29.7356 | 28.2037 |  | 98.2401 | 34.2211 | 32.1431 | 0 | 99.9724 | 24.9669 | 0 | 57.0562 | 34.4
3330 | 686 | 290 | 60 | 4.5 | 23.6 | 98.5092 | 12.3608 | 8.8624 |  | 98.1989 | 34.2465 | 0 | -0.36447 | 99.9595 | 5.6343 | 0 | 65.2996 | 36.6
3331 | 112 | 67 | 47 | 5.6 | 21.9 | 0 | 0 | 2.3756 |  | 97.5929 | 35.3946 | 0 | 97.5956 | 92.4033 | 0 | 0 | 65.2996 | 36.6
3332 | 0 | 1 | 1 | 3.3 | 20.3 | 0 | 0 | 0 |  | 96.7202 | 35.5542 | 0 | 96.7232 | 84.9155 | 2.53e-09 | 0 | 65.2996 | 34.1
3333 | 0 | 0 | 0 | 0.6 | 17.6 | 0 | 0 | 0 |  | 90.7869 | 33.5031 | 0 | 90.79 | 77.8997 | 1.1221e-09 | 0 | 65.2996 | 32
3334 | 0 | 0 | 0 | 0.9 | 18.2 | 0 | 0 | 0 |  | 86.4558 | 31.5438 | 0 | 86.459 | 71.2291 | 1.4008e-09 | 0 | 65.2996 | 30.2
3335 | 0 | 0 | 0 | 1.6 | 17.9 | 0 | 0 | 0 |  | 83.6788 | 30.3887 | 0 | 83.6823 | 64.7798 | 2.3557e-09 | 0 | 65.2996 | 29.1
3336 | 0 | 0 | 0 | 2.1 | 16.8 | 0 | 0 | 0 |  | 82.9804 | 30.2471 | 0 | 82.9843 | 58.3853 | 2.5329e-07 | 0 | 65.2996 | 28.9
3337 | 0 | 0 | 0 | 2.2 | 16.4 | 0 | 0 | 0 |  | 83.1514 | 30.3604 | 0 | 83.1556 | 51.9772 | 1.5007e-09 | 0 | 65.2996 | 29
3338 | 0 | 0 | 0 | 1.3 | 15.4 | 0 | 0 | 0 |  | 85.2356 | 31.1965 | 0 | 85.2404 | 45.4045 | 2.2312e-09 | 0 | 65.2996 | 29.9
3339 | 0 | 0 | 0 | 1.2 | 15.1 | 0 | 0 | 0 |  | 90.4789 | 33.6036 | 0 | 90.4845 | 38.4127 | 0 | 1.1524 | 64.4885 | 33.2
3340 | 0 | 0 | 0 | 1.8 | 15.7 | 0 | 0 | 0 |  | 90.4788 | 33.5225 | 0 | 90.485 | 31.4219 | 0 | 4.9813 | 56.8123 | 37
3341 | 0 | 0 | 0 | 1.5 | 15 | 0 | 0 | 0 |  | 90.4789 | 33.5772 | 0 | 90.4858 | 24.4316 | 0 | 8.4317 | 43.6659 | 40.5
3342 | 284 | 58 | 23 | 1.3 | 14.9 | 0 | 0 | 1.0791 |  | 90.4789 | 33.5632 | 0 | 90.4867 | 17.4425 | 0 | 9.139 | 29.1788 | 42.3
3343 | 672 | 247 | 50 | 0.9 | 18.5 | 64.2222 | 0 | 5.6425 |  | 90.4795 | 31.9718 | 18.8413 | 45.069 | 15.3825 | 0 | 6.64 | 18.3934 | 43
3344 | 824 | 459 | 64 | 0.7 | 21.2 | 203.2397 | 0 | 24.4947 |  | 90.4786 | 31.1179 | 112.8751 | 0 | 23.9994 | 0 | 0 | 18.3934 | 43.2
3345 | 893 | 657 | 76 | 1.2 | 22.8 | 241.7696 | 0 | 42.8146 |  | 90.4785 | 30.3563 | 151.4298 | 0 | 35.5885 | 0 | 0 | 18.3934 | 43.7
3346 | 930 | 832 | 95 | 2.2 | 23.5 | 264.6441 | 0 | 57.2341 |  | 90.4787 | 29.9055 | 174.3187 | 0 | 48.9411 | 0 | 0 | 18.3934 | 43.6
3347 | 940 | 953 | 110 | 3.6 | 24.2 | 272.4501 | 0 | 67.3944 |  | 90.4783 | 29.5534 | 182.1305 | 0 | 62.8958 | 0 | 0 | 18.3934 | 42.2
3348 | 952 | 1046 | 137 | 4.6 | 24.6 | 279.7853 | 0 | 74.4645 |  | 90.4781 | 29.2956 | 189.4706 | 0 | 77.4146 | 0 | 0 | 18.3934 | 41.5
3349 | 480 | 728 | 263 | 4 | 24.1 | 131.0677 | 0 | 52.6544 |  | 90.4783 | 30.4706 | 40.6646 | 0 | 80.5021 | 0 | 0 | 18.3934 | 41
3350 | 406 | 691 | 315 | 3 | 24.1 | 106.6154 | 0 | 48.7136 |  | 90.4804 | 30.5456 | 16.1954 | 0 | 81.7094 | 2.5028 | 0 | 22.4973 | 40.8
3351 | 760 | 842 | 219 | 3.5 | 24.8 | 211.2043 | 0 | 58.6285 |  | 90.4781 | 29.7881 | 120.8491 | 0 | 90.9542 | 24.9686 | 0 | 60.1973 | 40.2
3352 | 739 | 652 | 141 | 5.1 | 24.5 | 194.0055 | 0 | 43.9613 |  | 90.4113 | 29.9948 | 103.707 | 0 | 98.8814 | 20.3686 | 0 | 90 | 39.9
3353 | 82 | 270 | 224 | 4.9 | 23.7 | 0 | 0 | 16.1502 |  | 47.4917 | 14.2854 | 0 | 47.4931 | 95.2813 | 0 | 10.3923 | 74.4387 | 40.7
3354 | 522 | 271 | 99 | 3.6 | 24 | 0 | 0 | 9.6972 |  | 47.4917 | 14.2702 | 0 | 47.4933 | 91.6812 | 0 | 18.0575 | 47.0506 | 41.9
3355 | 178 | 85 | 52 | 3.9 | 21.7 | 0 | 0 | 2.6223 |  | 65.4708 | 22.0968 | 0 | 65.4732 | 86.6696 | 0 | 15.7053 | 22.2771 | 39.8
3356 | 0 | 2 | 2 | 2.6 | 20 | 0 | 0 | 0 |  | 65.4706 | 22.497 | 0 | 65.4732 | 81.6578 | 0 | 0 | 22.2771 | 22.497
3357 | 0 | 0 | 0 | 1.7 | 19.6 | 0 | 0 | 0 |  | 93.2663 | 34.1837 | 0 | 93.2704 | 74.4459 | 0 | 1.8979 | 19.414 | 34.7
3358 | 0 | 0 | 0 | 1.6 | 18.7 | 0 | 0 | 0 |  | 93.2664 | 34.3899 | 0 | 93.2709 | 67.233 | 2.4042e-09 | 0 | 19.414 | 32.9
3359 | 0 | 0 | 0 | 2.2 | 17.4 | 0 | 0 | 0 |  | 90.254 | 33.2589 | 0 | 90.2587 | 60.2597 | 1.1437e-09 | 0 | 19.414 | 31.8
3360 | 0 | 0 | 0 | 2.9 | 16.7 | 0 | 0 | 0 |  | 89.1325 | 32.859 | 0 | 89.1375 | 53.3753 | 2.2723e-07 | 0 | 19.414 | 31.4
3361 | 0 | 0 | 0 | 2.8 | 16.7 | 0 | 0 | 0 |  | 89.3791 | 32.9518 | 0 | 89.3846 | 46.4717 | 1.7845e-06 | 0 | 19.6061 | 31.5
3362 | 0 | 0 | 0 | 2.7 | 16 | 0 | 0 | 0 |  | 90.2417 | 33.3918 | 0 | 90.2477 | 39.4993 | 2.105e-06 | 0 | 19.6257 | 31.9
3363 | 0 | 0 | 0 | 1 | 15.2 | 0 | 0 | 0 |  | 96.7627 | 36.3177 | 0 | 96.7698 | 32.0049 | 2.0983e-06 | 0 | 19.639 | 34.6
3364 | 0 | 0 | 0 | 0.7 | 14.4 | 0 | 0 | 0 |  | 96.7625 | 36.3723 | 0 | 96.7704 | 24.5107 | 0 | 0 | 19.639 | 36.3723
3365 | 0 | 0 | 0 | 1.1 | 14.2 | 0 | 0 | 0 |  | 106.4213 | 40.7206 | 0 | 106.431 | 16.2417 | 0 | 2.8029 | 15.017 | 41.4
3366 | 0 | 28 | 28 | 1.3 | 14 | 0 | 0 | 1.4923 |  | 106.4212 | 40.7123 | 0 | 106.4323 | 7.9757 | 0 | 2.6004 | 10.5858 | 42.7
3367 | 113 | 160 | 125 | 1.3 | 16 | 0 | 0 | 7.7037 |  | 33.1495 | 9.0524 | 0 | 33.1536 | 5.4969 | 0 | 0 | 10.5858 | 16.7561
3368 | 22 | 260 | 246 | 2.1 | 18.1 | 0 | 0 | 15.6953 |  | 25.4902 | 6.386 | 0 | 25.4939 | 3.5985 | 0 | 0 | 10.5858 | 22.0813
3369 | 390 | 566 | 295 | 3.1 | 20.4 | 30.2399 | 0 | 36.241 |  | 25.4899 | 5.3715 | 22.0538 | 17.2898 | 3.9974 | 0 | 0 | 10.5858 | 41.6125
3370 | 794 | 811 | 177 | 3.8 | 22.3 | 221.8751 | 0 | 56.8614 |  | 25.4902 | 4.7209 | 196.5156 | 0 | 19.0225 | 16.4286 | 0 | 36.1268 | 44.2
3371 | 921 | 966 | 138 | 4.5 | 23.6 | 265.551 | 0 | 68.5366 |  | 25.4902 | 4.1723 | 240.2183 | 0 | 37.4148 | 24.9764 | 0 | 73.2901 | 43
3372 | 287 | 490 | 214 | 6.6 | 23.3 | 66.3322 | 0 | 36.393 |  | 25.4902 | 5.202 | 40.8801 | 0 | 40.5726 | 0 | 0.74125 | 72.0046 | 42
3373 | 2 | 80 | 77 | 4.4 | 16.5 | 0 | 0 | 4.7721 |  | 35.8164 | 9.8835 | 0 | 35.8184 | 37.8792 | 0 | 18.8487 | 43.2756 | 33.5042
3374 | 365 | 634 | 301 | 3.3 | 18.8 | 29.6533 | 1.23e-06 | 46.2622 |  | 25.4902 | 5.3235 | 21.5756 | 17.3968 | 38.2286 | 9.9387 | 0 | 58.2675 | 41.4
3375 | 651 | 852 | 308 | 3.6 | 20.8 | 177.8795 | 0 | 58.767 |  | 25.4902 | 5.1597 | 152.4896 | 0 | 49.8672 | 21.3563 | 0 | 90 | 40.8
3376 | 443 | 599 | 286 | 3.7 | 21.4 | 109.0583 | 0 | 39.6665 |  | 25.4902 | 5.2921 | 83.6275 | 0 | 56.2549 | 0 | 0 | 90 | 40.5
3377 | 24 | 162 | 149 | 3.8 | 20.4 | 0 | 0 | 9.9414 |  | 89.3997 | 32.2009 | 0 | 89.4047 | 49.3529 | 0 | 0 | 90 | 41.1
3378 | 252 | 228 | 139 | 3.9 | 20.7 | 0 | 0 | 10.1017 |  | 91.0929 | 32.9134 | 0 | 91.0985 | 42.317 | 0 | 0 | 90 | 41.9
3379 | 21 | 44 | 40 | 3.8 | 19.3 | 0 | 0 | 2.2137 |  | 98.1272 | 36.3301 | 0 | 98.1339 | 34.7174 | 0 | 0 | 90 | 38.5438
3380 | 0 | 2 | 2 | 3.8 | 17.5 | 0 | 0 | 0 |  | 98.1283 | 36.6713 | 0 | 98.1357 | 27.1163 | 0 | 0 | 90 | 36.6713
3381 | 0 | 0 | 0 | 3.9 | 16.1 | 0 | 0 | 0 |  | 98.1277 | 36.8091 | 0 | 98.136 | 19.5152 | 0 | 0 | 90 | 35.1
3382 | 0 | 0 | 0 | 3 | 15.3 | 0 | 0 | 0 |  | 93.5862 | 34.8559 | 0 | 93.5952 | 12.2794 | 0 | 0 | 90 | 33.3
3383 | 0 | 0 | 0 | 2.5 | 14.9 | 0 | 0 | 0 |  | 90.5712 | 33.5416 | 0 | 90.5813 | 5.2883 | 0 | 0 | 90 | 32.1
3384 | 0 | 0 | 0 | 1.9 | 14.8 | 0 | 0 | 0 |  | 67.3358 | 23.4911 | 0 | 67.3448 | 0.14624 | 0 | 9.0698 | 77.7387 | 31.7
3385 | 0 | 0 | 0 | 1.3 | 14.6 | 0 | 0 | 0 |  | 0 | -0.28887 | 0 | 0 | 0.14579 | 0 | 12.0103 | 59.1469 | 11.7214
3386 | 0 | 0 | 0 | 1.9 | 14 | 0 | 0 | 0 |  | 0 | -0.28887 | 0 | 0 | 0.14534 | 0 | 24.9348 | 18.6225 | 24.6459
3387 | 0 | 0 | 0 | 2.1 | 13 | 0 | 0 | 0 |  | 0 | -0.28887 | 0 | 0 | 0.14488 | 0 | 0 | 18.6225 | -0.28887
3388 | 0 | 0 | 0 | 2.1 | 12 | 0 | 0 | 0 |  | 0 | -0.28887 | 0 | 0 | 0.14443 | 0 | 0 | 18.6225 | -0.28887
3389 | 0 | 0 | 0 | 1.1 | 11.7 | 0 | 0 | 0 |  | 0 | -0.28887 | 0 | 0 | 0.14397 | 0 | 0 | 18.6225 | -0.28887
3390 | 264 | 58 | 25 | 1.9 | 13.1 | 0 | 0 | 1.2116 |  | 0 | -0.28887 | 0 | 0 | 0.14352 | 0 | 0 | 18.6225 | 0.92272
3391 | 640 | 243 | 53 | 0.6 | 16.7 | 57.96 | 0 | 5.7036 |  | 0 | -1.3934 | 57.9945 | 0 | 4.4778 | 0 | 0 | 18.6225 | 4.3102
3392 | 797 | 453 | 68 | 0.7 | 19.2 | 196.1401 | 0 | 24.0842 |  | 130.1354 | 24.3414 | 66.0995 | 0 | 9.1524 | 0 | 0 | 18.6225 | 43.8
3393 | 871 | 646 | 77 | 1.2 | 21.1 | 235.3551 | 0 | 42.1596 |  | 98.3569 | 34.379 | 137.1312 | 0 | 19.5375 | 0 | 0 | 18.6225 | 44
3394 | 914 | 811 | 83 | 1.7 | 22.5 | 260.0183 | 0 | 55.3313 |  | 98.3573 | 33.7868 | 161.812 | 0 | 31.8488 | 0 | 0 | 18.6225 | 44.4
3395 | 939 | 932 | 89 | 2.4 | 24.2 | 273.0742 | 0 | 64.9161 |  | 98.3563 | 33.0501 | 174.8778 | 0 | 45.181 | 0 | 0 | 18.6225 | 43.5
3396 | 942 | 1000 | 102 | 3.1 | 25.3 | 278.1646 | 0 | 70.3117 |  | 98.3564 | 32.5594 | 179.9716 | 0 | 58.9186 | 0 | 0 | 18.6225 | 42.9
3397 | 921 | 1006 | 122 | 4.7 | 25.8 | 269.6846 | 0 | 71.5581 |  | 98.3568 | 32.444 | 171.486 | 0 | 72.0184 | 0 | 0 | 18.6225 | 42.6
3398 | 720 | 851 | 187 | 6.3 | 25.9 | 200.8455 | 0 | 60.8927 |  | 98.3568 | 32.9312 | 102.6053 | 0 | 79.8406 | 0 | 0 | 18.6225 | 42.5
3399 | 830 | 866 | 181 | 4.2 | 26.6 | 231.7269 | 0 | 59.6307 |  | 98.3573 | 32.4348 | 133.5038 | 0 | 90.0478 | 0 | 0 | 18.6225 | 41.8
3400 | 775 | 683 | 148 | 4.5 | 26.2 | 205.2629 | 0 | 45.4747 |  | 98.3643 | 32.7815 | 107.0162 | 0 | 98.2303 | 12.268 | 0 | 37.9673 | 41.6
3401 | 754 | 487 | 92 | 5.1 | 25.6 | 121.2284 | 28.3311 | 27.8305 |  | 98.3776 | 33.4593 | 22.9183 | 0 | 99.9502 | 18.3 | 0 | 65.4661 | 42
3402 | 613 | 271 | 67 | 3.5 | 24.9 | 98.6604 | 1.2194 | 8.4927 |  | 98.3161 | 33.7631 | 0 | -0.39823 | 99.9398 | 0 | 1.1753 | 63.6007 | 42.7
3403 | 277 | 81 | 31 | 4.1 | 22.7 | 0 | 0 | 1.4843 |  | 90.4641 | 31.9837 | 0 | 90.4668 | 92.954 | 0 | 8.2331 | 51.1232 | 41
3404 | 0 | 2 | 2 | 3.4 | 20.3 | 0 | 0 | 0 |  | 90.4644 | 32.8207 | 0 | 90.4674 | 85.9662 | 0 | 5.7988 | 42.238 | 37.4
3405 | 0 | 0 | 0 | 3.4 | 18.5 | 0 | 0 | 0 |  | 90.4651 | 33.2302 | 0 | 90.4684 | 78.9765 | 0 | 3.5066 | 36.8631 | 35.3
3406 | 0 | 0 | 0 | 2 | 17.3 | 0 | 0 | 0 |  | 90.4648 | 33.3909 | 0 | 90.4684 | 71.9861 | 0 | 1.5043 | 34.5777 | 33.4
3407 | 0 | 0 | 0 | 1.8 | 16.4 | 0 | 0 | 0 |  | 90.4645 | 33.4962 | 0 | 90.4685 | 64.9952 | 0 | 0.13276 | 34.4179 | 32.1
3408 | 0 | 0 | 0 | 1 | 15.5 | 0 | 0 | 0 |  | 89.0972 | 33.0075 | 0 | 89.1015 | 58.1125 | 0 | 0.1338 | 34.2418 | 31.6
3409 | 0 | 0 | 0 | 0.4 | 14.8 | 0 | 0 | 0 |  | 89.1139 | 33.0629 | 0 | 89.1186 | 51.2296 | 0 | 0 | 34.2418 | 31.5
3410 | 0 | 0 | 0 | 0.6 | 14.4 | 0 | 0 | 0 |  | 90.5411 | 33.5853 | 0 | 90.5464 | 44.2339 | 0 | 0 | 34.2418 | 32.1
3411 | 0 | 0 | 0 | 1.5 | 14.7 | 0 | 0 | 0 |  | 96.7002 | 36.3562 | 0 | 96.7064 | 36.7437 | 0 | 0 | 34.2418 | 34.6
3412 | 0 | 0 | 0 | 1.6 | 14.6 | 0 | 0 | 0 |  | 105.0343 | 40.0929 | 0 | 105.0418 | 28.5845 | 0 | 0 | 34.2418 | 38
3413 | 0 | 0 | 0 | 1 | 13.7 | 0 | 0 | 0 |  | 105.9204 | 40.5449 | 0 | 105.9289 | 20.3546 | 0 | 2.4923 | 30.362 | 40.9
3414 | 279 | 59 | 25 | 2.2 | 16 | 0 | 0 | 1.1983 |  | 105.9213 | 40.3472 | 0 | 105.9309 | 12.1289 | 0 | 2.9311 | 25.6869 | 42.4
3415 | 645 | 246 | 54 | 1.3 | 18.2 | 59.3567 | 0 | 5.7387 |  | 105.9217 | 38.8875 | 8.3044 | 54.8459 | 8.4661 | 0 | 0 | 25.6869 | 43.2
3416 | 797 | 455 | 68 | 1 | 21.5 | 196.2406 | 0 | 23.8777 |  | 118.8944 | 44.1401 | 77.4495 | 0 | 14.2956 | 0 | 0 | 25.6869 | 43.8
3417 | 867 | 651 | 83 | 1 | 24.6 | 234.2793 | 0 | 41.5749 |  | 118.8957 | 43.0513 | 115.5093 | 0 | 23.0866 | 0 | 0 | 25.6869 | 44.7
3418 | 892 | 806 | 93 | 1.2 | 26.6 | 253.4368 | 0 | 53.3397 |  | 118.8922 | 42.2378 | 134.68 | 0 | 33.3777 | 0 | 0 | 25.6869 | 44.9
3419 | 941 | 936 | 89 | 1.6 | 27.7 | 274.2116 | 0 | 63.0776 |  | 118.8945 | 41.67 | 155.4617 | 0 | 45.288 | 0 | 0 | 25.6869 | 43.7
3420 | 870 | 977 | 143 | 2.4 | 28.7 | 256.0186 | 0 | 66.5133 |  | 118.892 | 41.5181 | 137.2583 | 0 | 55.8079 | 0 | 0 | 25.6869 | 42.9
3421 | 922 | 997 | 111 | 4.7 | 29.2 | 270.0634 | 0 | 69.9277 |  | 118.8916 | 41.2009 | 151.3069 | 0 | 67.4315 | 0 | 0 | 25.6869 | 42.7
3422 | 931 | 951 | 98 | 5.3 | 29.4 | 267.7565 | 0 | 66.5637 |  | 118.8915 | 41.1544 | 148.9944 | 0 | 78.8956 | 0 | 0 | 25.6869 | 42.5
3423 | 896 | 834 | 96 | 6.2 | 29.3 | 249.4447 | 0 | 57.633 |  | 118.8916 | 41.3656 | 130.6684 | 0 | 88.9603 | 0 | 0 | 25.6869 | 41.8
3424 | 870 | 685 | 85 | 6.2 | 29 | 231.033 | 0 | 45.2433 |  | 118.8084 | 41.5748 | 112.326 | 0 | 97.6222 | 12.696 | 0 | 45.2625 | 41.6
3425 | 779 | 491 | 81 | 6 | 28.3 | 149.8488 | 19.0765 | 27.5389 |  | 118.8986 | 42.3317 | 31.0133 | 0 | 99.9854 | 24.9774 | 0 | 82.3263 | 41.9
3426 | 626 | 282 | 69 | 5.5 | 27 | 119.2355 | 0 | 8.6584 |  | 118.8912 | 42.8348 | 0 | -0.39284 | 99.9772 | 4.4799 | 0 | 88.7516 | 42.7
3427 | 304 | 94 | 41 | 4.6 | 25.5 | 0 | 0 | 2.0474 |  | 110.8383 | 40.3 | 0 | 110.8411 | 91.3577 | 0 | 0 | 88.7516 | 40.8
3428 | 0 | 1 | 1 | 3.7 | 23.7 | 0 | 0 | 0 |  | 106.1337 | 38.7624 | 0 | 106.1367 | 83.1176 | 0 | 0.14179 | 89.2029 | 37.3
3429 | 0 | 0 | 0 | 3.2 | 23 | 0 | 0 | 0 |  | 101.5063 | 36.8704 | 0 | 101.5096 | 75.2489 | 0 | 0.005815 | 89.451 | 35.6
3430 | 0 | 0 | 0 | 2.2 | 22.4 | 0 | 0 | 0 |  | 96.9794 | 35.021 | 0 | 96.9829 | 67.7428 | 0 | 0.0040372 | 89.6291 | 33.9
3431 | 0 | 0 | 0 | 2.1 | 20.6 | 0 | 0 | 0 |  | 93.0607 | 33.8468 | 0 | 93.0644 | 60.5491 | 0 | 0 | 89.6291 | 32.6
3432 | 0 | 0 | 0 | 1.1 | 18.4 | 0 | 0 | 0 |  | 75.2362 | 26.7697 | 0 | 75.2395 | 54.7692 | 0 | 0 | 89.6291 | 26.7697
3433 | 0 | 0 | 0 | 0.1 | 17.4 | 0 | 0 | 0 |  | 75.2354 | 26.7601 | 0 | 75.2392 | 48.9899 | 0 | 0 | 89.6291 | 26.7601
3434 | 0 | 0 | 0 | 0.8 | 17.6 | 0 | 0 | 0 |  | 92.0289 | 33.9904 | 0 | 92.0339 | 41.8766 | 0 | 0 | 89.6291 | 32.5
3435 | 0 | 0 | 0 | 1.6 | 16.4 | 0 | 0 | 0 |  | 97.6987 | 36.6358 | 0 | 97.7047 | 34.3082 | 0 | 0.0085589 | 89.9481 | 34.9
3436 | 0 | 0 | 0 | 0.5 | 15.8 | 0 | 0 | 0 |  | 105.9651 | 40.4236 | 0 | 105.9724 | 26.0756 | 0 | 0.00077757 | 89.965 | 38.3
3437 | 0 | 0 | 0 | 0.7 | 15.1 | 0 | 0 | 0 |  | 113.0001 | 43.7514 | 0 | 113.009 | 17.2751 | 0 | 1.4513e-08 | 89.965 | 41.2
3438 | 93 | 65 | 50 | 0.8 | 16.9 | 0 | 0 | 2.424 |  | 111.5816 | 42.8428 | 0 | 111.5917 | 8.5952 | 0 | 0 | 89.965 | 42.9
3439 | 145 | 182 | 137 | 0.6 | 20.2 | 0 | 0 | 8.26 |  | 99.5241 | 36.6665 | 0 | 99.5351 | 0.89725 | 0 | 0 | 89.965 | 43.5
3440 | 61 | 250 | 219 | 0.4 | 22 | 0 | 0 | 14.6786 |  | 0 | -0.28887 | 0 | 0 | 0.89473 | 0 | 24.9638 | 50.9075 | 39.3535
3441 | 33 | 299 | 273 | 1.1 | 23.8 | 0 | 0 | 18.2346 |  | 0 | -0.28887 | 0 | 0 | 0.89221 | 0 | 20.8372 | 16.9723 | 38.7829
3442 | 15 | 325 | 309 | 1.8 | 24.8 | 0 | 0 | 19.6366 |  | 0 | -0.28887 | 0 | 0 | 0.88971 | 0 | 0 | 16.9723 | 19.3478
3443 | 190 | 611 | 426 | 2.1 | 26.2 | 0 | 0 | 39.4113 |  | 0 | -0.28887 | 0 | 0 | 0.88721 | 0 | 0 | 16.9723 | 39.1224
3444 | 298 | 751 | 452 | 2.3 | 27.6 | 0 | 0 | 49.6778 |  | 0 | -0.28887 | 0 | 0 | 0.88473 | 7.6688 | 0 | 29.1283 | 41.7201
3445 | 208 | 727 | 513 | 2.1 | 28.3 | 0 | 0 | 46.7811 |  | 0 | -0.28887 | 0 | 0 | 0.88225 | 5.2738 | 0 | 37.3481 | 41.2184
3446 | 52 | 492 | 438 | 7.7 | 25.9 | 0 | 0 | 31.7288 |  | 0 | -0.28887 | 0 | 0 | 0.87976 | 0 | 0 | 37.3481 | 31.4399
3447 | 107 | 467 | 374 | 8.2 | 23.4 | 0 | 0 | 30.9953 |  | 0 | -0.28887 | 0 | 0 | 0.87727 | 16.4341 | 0 | 62.3385 | 14.2723
3448 | 463 | 597 | 281 | 7.6 | 23.3 | 0 | 0 | 40.3892 |  | 0 | -0.28887 | 0 | 0 | 0.87478 | 0 | 0 | 62.3385 | 40.1004
3449 | 235 | 338 | 206 | 7.6 | 21.4 | 0 | 0 | 20.0445 |  | 0 | -0.28887 | 0 | 0 | 0.87228 | 0 | 0 | 62.3385 | 19.7556
3450 | 2 | 69 | 68 | 6.8 | 19.1 | 0 | 0 | 4.1588 |  | 0 | -0.28887 | 0 | 0 | 0.86977 | 0 | 24.9479 | 22.5182 | 28.8178
3451 | 10 | 46 | 44 | 7.2 | 18.2 | 0 | 0 | 2.4809 |  | 0 | -0.28887 | 0 | 0 | 0.86727 | 0 | 0 | 22.5182 | 2.1921
3452 | 0 | 2 | 2 | 6.4 | 17.5 | 0 | 0 | 0 |  | 0 | -0.28887 | 0 | 0 | 0.86476 | 0 | 0 | 22.5182 | -0.28887
3453 | 0 | 0 | 0 | 5.7 | 17.2 | 0 | 0 | 0 |  | 0 | -0.28887 | 0 | 0 | 0.86226 | 0 | 0 | 22.5182 | -0.28887
3454 | 0 | 0 | 0 | 4.4 | 16.9 | 0 | 0 | 0 |  | 0 | -0.28887 | 0 | 0 | 0.85975 | 0 | 0 | 22.5182 | -0.28887
3455 | 0 | 0 | 0 | 3.2 | 16.9 | 0 | 0 | 0 |  | 0 | -0.28887 | 0 | 0 | 0.85725 | 0 | 0 | 22.5182 | -0.28887
3456 | 0 | 0 | 0 | 3 | 16.5 | 0 | 0 | 0 |  | 0 | -0.28887 | 0 | 0 | 0.85476 | 0 | 0 | 22.5182 | -0.28887
3457 | 0 | 0 | 0 | 3.1 | 16.2 | 0 | 0 | 0 |  | 0 | -0.28887 | 0 | 0 | 0.85226 | 0 | 0 | 22.5182 | -0.28887
3458 | 0 | 0 | 0 | 2.2 | 14.7 | 0 | 0 | 0 |  | 0 | -0.28887 | 0 | 0 | 0.84976 | 0 | 0 | 22.5182 | -0.28887
3459 | 0 | 0 | 0 | 2 | 13.6 | 0 | 0 | 0 |  | 0 | -0.28887 | 0 | 0 | 0.84726 | 0 | 0 | 22.5182 | -0.28887
3460 | 0 | 0 | 0 | 1.5 | 13.5 | 0 | 0 | 0 |  | 0 | -0.28887 | 0 | 0 | 0.84476 | 0 | 0 | 22.5182 | -0.28887
3461 | 0 | 0 | 0 | 1.2 | 12.7 | 0 | 0 | 0 |  | 0 | -0.28887 | 0 | 0 | 0.84226 | 0 | 0 | 22.5182 | -0.28887
3462 | 325 | 62 | 23 | 0.4 | 13.4 | 0 | 0 | 1.1015 |  | 0 | -0.28887 | 0 | 0 | 0.83977 | 0 | 0 | 22.5182 | 0.81265
3463 | 625 | 245 | 60 | 0.6 | 17.1 | 55.5779 | 0 | 5.7931 |  | 0 | -1.3885 | 55.6103 | 0 | 4.9126 | 0 | 0 | 22.5182 | 4.4045
3464 | 770 | 479 | 103 | 1.2 | 19.2 | 189.0591 | 0 | 25.5181 |  | 0 | -1.584 | 189.1695 | 0 | 19.2159 | 0 | 7.1958 | 10.5506 | 31.1299
3465 | 888 | 658 | 75 | 1.7 | 20.6 | 240.234 | 0 | 42.8781 |  | 0 | -1.908 | 240.3746 | 0 | 37.5965 | 2.0278 | 0 | 13.9139 | 38.9423
3466 | 937 | 840 | 91 | 2.6 | 22.1 | 266.3171 | 0 | 57.5469 |  | 0 | -2.1425 | 266.4733 | 0 | 58.0267 | 16.3058 | 0 | 39.1411 | 39.0986
3467 | 126 | 365 | 250 | 2.3 | 22 | 0 | 0 | 24.7427 |  | 0 | -0.37147 | 0 | 0 | 58.0034 | 0 | 0 | 39.1411 | 24.3712
3468 | 9 | 291 | 278 | 4.2 | 21.8 | 0 | 0 | 17.8723 |  | 0 | -0.28887 | 0 | 0 | 57.9801 | 0 | 0 | 39.1411 | 17.5835
3469 | 27 | 312 | 280 | 3.7 | 21.6 | 0 | 0 | 19.9433 |  | 0 | -0.28887 | 0 | 0 | 57.9569 | 0 | 0 | 39.1411 | 19.6544
3470 | 52 | 322 | 268 | 1.7 | 21.5 | 0 | 0 | 20.4945 |  | 0 | -0.28887 | 0 | 0 | 57.9336 | 20.4749 | 0 | 70.0249 | -0.26918
3471 | 31 | 266 | 237 | 2.1 | 21.7 | 0 | 0 | 16.7449 |  | 0 | -0.28887 | 0 | 0 | 57.9103 | 3.5796 | 0 | 75.2597 | 12.8765
3472 | 14 | 184 | 172 | 3.2 | 20.9 | 0 | 0 | 11.1757 |  | 0 | -0.28887 | 0 | 0 | 57.8871 | 0 | 0 | 75.2597 | 10.8868
3473 | 83 | 177 | 127 | 2.9 | 20.6 | 0 | 0 | 10.3932 |  | 0 | -0.28887 | 0 | 0 | 57.8638 | 0 | 0 | 75.2597 | 10.1043
3474 | 100 | 144 | 105 | 4.1 | 19.1 | 0 | 0 | 7.0716 |  | 0 | -0.28887 | 0 | 0 | 57.8404 | 0 | 24.9657 | 36.5919 | 31.7484
3475 | 122 | 59 | 39 | 3 | 18.7 | 0 | 0 | 2.0345 |  | 129.879 | 25.5912 | 0 | 129.9038 | 47.6322 | 0 | 11.0599 | 18.7576 | 36.5
3476 | 0 | 2 | 2 | 2.3 | 17 | 0 | 0 | 0 |  | 97.3408 | 36.1372 | 0 | 97.3594 | 40.0904 | 2.1148e-06 | 0 | 18.8267 | 34.7
3477 | 0 | 0 | 0 | 2.6 | 16 | 0 | 0 | 0 |  | 91.7248 | 33.7278 | 0 | 91.743 | 32.9982 | 0 | 0 | 18.8267 | 32.5
3478 | 0 | 0 | 0 | 1.5 | 15.1 | 0 | 0 | 0 |  | 74.7688 | 26.3374 | 0 | 74.7841 | 27.2552 | 0 | 0 | 18.8267 | 26.3374
3479 | 0 | 0 | 0 | 0.6 | 14.6 | 0 | 0 | 0 |  | 25.4901 | 5.4171 | 0 | 25.4956 | 25.3452 | 0 | 0 | 18.8267 | 5.4171
3480 | 0 | 0 | 0 | 1.1 | 14.2 | 0 | 0 | 0 |  | 25.4901 | 5.4946 | 0 | 25.4958 | 23.4355 | 0 | 0 | 18.8267 | 5.4946
3481 | 0 | 0 | 0 | 1.2 | 14.1 | 0 | 0 | 0 |  | 25.4901 | 5.5049 | 0 | 25.4961 | 21.5262 | 0 | 0 | 18.8267 | 5.5049
3482 | 0 | 0 | 0 | 1.6 | 13.2 | 0 | 0 | 0 |  | 25.4901 | 5.6767 | 0 | 25.4963 | 19.6173 | 0 | 0 | 18.8267 | 5.6767
3483 | 0 | 0 | 0 | 0.8 | 13.1 | 0 | 0 | 0 |  | 25.4901 | 5.6818 | 0 | 25.4966 | 17.7089 | 0 | 0 | 18.8267 | 5.6818
3484 | 0 | 0 | 0 | 0.6 | 12.8 | 0 | 0 | 0 |  | 25.4901 | 5.7133 | 0 | 25.4969 | 15.8012 | 0 | 0 | 18.8267 | 5.7133
3485 | 0 | 1 | 1 | 0.9 | 12.3 | 0 | 0 | 0 |  | 76.8983 | 27.1747 | 0 | 76.9198 | 9.8928 | 0 | 2.3728 | 15.1747 | 29
3486 | 318 | 62 | 24 | 0.8 | 13.7 | 0 | 0 | 1.1582 |  | 76.8983 | 27.0092 | 0 | 76.9212 | 3.9887 | 0 | 2.6998 | 10.5703 | 30.8672
3487 | 664 | 250 | 49 | 0.8 | 17.9 | 64.4907 | 0 | 5.3978 |  | 82.6849 | 28.2218 | 22.9297 | 41.109 | 2.4818 | 0 | 0 | 10.5703 | 33
3488 | 799 | 455 | 64 | 0.8 | 20.6 | 197.0063 | 0 | 23.6206 |  | 75.3832 | 24.8223 | 121.7309 | 0 | 11.6898 | 0 | 0 | 10.5703 | 33.9
3489 | 869 | 649 | 75 | 1 | 22.2 | 234.8425 | 0 | 41.3518 |  | 75.383 | 24.25 | 159.5949 | 0 | 23.8548 | 0 | 0 | 10.5703 | 34.1
3490 | 883 | 822 | 114 | 1.4 | 23.2 | 250.5324 | 0 | 54.8671 |  | 75.383 | 23.8097 | 175.296 | 0 | 37.2352 | 0 | 0 | 10.5703 | 34.5
3491 | 161 | 475 | 325 | 2.6 | 23 | 0 | 0 | 31.7816 |  | 75.383 | 25.5034 | 0 | 75.3866 | 31.4477 | 0 | 0 | 10.5703 | 34.3
3492 | 458 | 751 | 302 | 4.6 | 23.7 | 59.7937 | 0 | 53.3111 |  | 75.3829 | 24.1848 | 23.3364 | 38.8938 | 30.2332 | 0 | 0 | 10.5703 | 32.8
3493 | 763 | 988 | 249 | 6.4 | 24.1 | 217.7008 | 0 | 71.099 |  | 75.3829 | 23.6595 | 142.4446 | 0 | 41.095 | 0 | 0 | 10.5703 | 31.9
3494 | 902 | 950 | 119 | 6.5 | 24.4 | 257.2028 | 0 | 67.637 |  | 75.3829 | 23.2285 | 181.9707 | 0 | 54.9785 | 0 | 0 | 10.5703 | 31.6
3495 | 870 | 830 | 109 | 6.9 | 24.3 | 240.5955 | 0 | 58.1648 |  | 75.3829 | 23.4316 | 165.3537 | 0 | 67.59 | 0 | 0 | 10.5703 | 32
3496 | 849 | 680 | 89 | 6.9 | 23.8 | 224.0797 | 0 | 45.4881 |  | 75.3829 | 23.809 | 148.828 | 0 | 78.9348 | 5.4349 | 0 | 19.3908 | 32.7
3497 | 786 | 492 | 74 | 6.5 | 23.3 | 190.2267 | 0 | 27.7877 |  | 75.383 | 24.2188 | 114.9546 | 0 | 87.6872 | 17.452 | 0 | 46.16 | 34.1
3498 | 661 | 287 | 58 | 5.1 | 22.8 | 132.0198 | 0 | 8.5796 |  | 82.6429 | 27.6668 | 49.453 | 0 | 91.4169 | 0 | 0.30333 | 45.5733 | 36
3499 | 414 | 99 | 31 | 4.3 | 21.5 | 0 | 0 | 1.4813 |  | 82.6432 | 29.0727 | 0 | 82.6459 | 85.0517 | 0 | 6.9861 | 34.778 | 36.8
3500 | 1 | 3 | 3 | 3.2 | 19.6 | 0 | 0 | 0 |  | 82.6436 | 29.6792 | 0 | 82.6466 | 78.6851 | 0 | 6.0552 | 25.2009 | 34.6
3501 | 0 | 0 | 0 | 2.3 | 18.4 | 0 | 0 | 0 |  | 82.6433 | 29.8777 | 0 | 82.6466 | 72.3179 | 0 | 3.7495 | 19.1686 | 32.4
3502 | 0 | 0 | 0 | 1.6 | 16.9 | 0 | 0 | 0 |  | 82.6432 | 30.0997 | 0 | 82.6468 | 65.9499 | 0 | 1.7381 | 16.3479 | 30.5
3503 | 0 | 0 | 0 | 0.5 | 16 | 0 | 0 | 0 |  | 82.6419 | 30.0463 | 0 | 82.6458 | 59.5831 | 0 | 0.58184 | 15.4083 | 29.4
3504 | 0 | 0 | 0 | 0.8 | 15.1 | 0 | 0 | 0 |  | 82.6418 | 30.1468 | 0 | 82.6461 | 53.216 | 0 | 0.038163 | 15.3582 | 28.9
3505 | 0 | 0 | 0 | 1 | 14.3 | 0 | 0 | 0 |  | 82.6417 | 30.2218 | 0 | 82.6465 | 46.8488 | 0 | 0 | 15.3582 | 28.9
3506 | 0 | 0 | 0 | 1 | 14.3 | 0 | 0 | 0 |  | 84.6111 | 31.034 | 0 | 84.6164 | 40.3255 | 0 | 0 | 15.3582 | 29.7
3507 | 0 | 0 | 0 | 0.7 | 13.6 | 0 | 0 | 0 |  | 92.1496 | 34.2929 | 0 | 92.1561 | 33.2022 | 0 | 0 | 15.3582 | 32.8
3508 | 0 | 0 | 0 | 0.8 | 13.8 | 0 | 0 | 0 |  | 101.2533 | 38.4228 | 0 | 101.2612 | 25.3472 | 0 | 0 | 15.3582 | 36.5
3509 | 0 | 1 | 1 | 2.1 | 12.4 | 0 | 0 | 0 |  | 109.9386 | 42.4595 | 0 | 109.9482 | 16.7926 | 0 | 0 | 15.3582 | 40.1
3510 | 359 | 65 | 22 | 2.5 | 14.5 | 0 | 0 | 1.1443 |  | 114.6225 | 44.5393 | 0 | 114.634 | 7.8631 | 0 | 0 | 15.3582 | 41.9
3511 | 706 | 258 | 43 | 1.6 | 17.3 | 73.9551 | 0 | 5.3978 |  | 117.0131 | 44.181 | 11.1394 | 54.1662 | 4.4064 | 0 | 0 | 15.3582 | 42.7
3512 | 850 | 467 | 52 | 1.6 | 20.3 | 210.7104 | 0 | 24.1569 |  | 117.0136 | 43.4271 | 93.813 | 0 | 11.4688 | 0 | 0 | 15.3582 | 43.1
3513 | 911 | 660 | 61 | 1.3 | 22.9 | 247.048 | 0 | 42.1127 |  | 117.0106 | 42.5314 | 130.176 | 0 | 21.3658 | 0 | 0 | 15.3582 | 44
3514 | 937 | 821 | 72 | 1.9 | 24.4 | 266.716 | 0 | 55.147 |  | 117.0115 | 41.9056 | 149.8536 | 0 | 32.8008 | 0 | 0 | 15.3582 | 44.2
3515 | 829 | 907 | 155 | 2.1 | 26.6 | 239.028 | 0 | 61.6568 |  | 117.0055 | 41.4214 | 122.1539 | 0 | 42.1203 | 0 | 0 | 15.3582 | 43.2
3516 | 932 | 999 | 104 | 3.6 | 27.8 | 274.6431 | 0 | 69.1023 |  | 117.0103 | 40.6848 | 157.7816 | 0 | 54.2021 | 0 | 0 | 15.3582 | 42.3
3517 | 911 | 993 | 113 | 5.7 | 28.3 | 265.4265 | 0 | 69.7806 |  | 117.0082 | 40.6142 | 148.5586 | 0 | 65.5901 | 0 | 0 | 15.3582 | 42.3
3518 | 729 | 843 | 169 | 5.9 | 28 | 204.2775 | 0 | 59.411 |  | 117.0107 | 41.19 | 87.371 | 0 | 72.2686 | 0 | 0 | 15.3582 | 42.1
3519 | 927 | 847 | 78 | 6.2 | 28.9 | 258.8849 | 0 | 58.0379 |  | 117.0078 | 40.4657 | 142.0055 | 0 | 83.1883 | 0 | 0 | 15.3582 | 41.7
3520 | 895 | 712 | 87 | 5.8 | 28.5 | 239.0208 | 0 | 46.3468 |  | 116.9883 | 40.7682 | 122.1461 | 0 | 92.5906 | 18.7612 | 0 | 44.2346 | 41.6
3521 | 784 | 504 | 85 | 4.7 | 28.1 | 192.0478 | 0 | 27.8033 |  | 116.9125 | 41.1714 | 75.2223 | 0 | 98.3731 | 24.9685 | 0 | 81.1663 | 41.9
3522 | 543 | 315 | 119 | 4.6 | 26.5 | 105.4439 | 0 | 10.934 |  | 105.4453 | 36.4192 | 0.037771 | 0 | 98.3614 | 3.9047 | 0 | 86.8275 | 42.6
3523 | 247 | 100 | 60 | 3.8 | 24.4 | 0 | 0 | 2.9683 |  | 96.3798 | 33.9348 | 0 | 96.3822 | 90.9042 | 0 | 4.411 | 80.6267 | 40.7
3524 | 2 | 6 | 6 | 2.8 | 20.7 | 0 | 0 | 0 |  | 96.3802 | 35.3093 | 0 | 96.3829 | 83.4441 | 0 | 3.1846 | 76.0918 | 37.1
3525 | 0 | 0 | 0 | 1.6 | 18.8 | 0 | 0 | 0 |  | 96.3806 | 35.7534 | 0 | 96.3837 | 75.9819 | 0 | 1.1551 | 74.551 | 35.3
3526 | 0 | 0 | 0 | 0.6 | 18.2 | 0 | 0 | 0 |  | 94.3846 | 34.9994 | 0 | 94.388 | 68.679 | 2.3714e-09 | 0 | 74.551 | 33.4
3527 | 0 | 0 | 0 | 0.5 | 18 | 0 | 0 | 0 |  | 91.6187 | 33.7927 | 0 | 91.6224 | 61.5978 | 1.0943e-09 | 0 | 74.551 | 32.3
3528 | 0 | 0 | 0 | 0.5 | 17.1 | 0 | 0 | 0 |  | 90.1961 | 33.2915 | 0 | 90.2001 | 54.6293 | 2.23e-07 | 0 | 74.551 | 31.8
3529 | 0 | 0 | 0 | 0.7 | 17.2 | 0 | 0 | 0 |  | 90.1961 | 33.2659 | 0 | 90.2006 | 47.6612 | 0 | 0.0078028 | 75.0134 | 31.8
3530 | 0 | 0 | 0 | 1 | 16.3 | 0 | 0 | 0 |  | 90.1959 | 33.3661 | 0 | 90.2009 | 40.6928 | 0 | 0.43379 | 74.3922 | 32.3
3531 | 0 | 0 | 0 | 0.9 | 16.9 | 0 | 0 | 0 |  | 90.196 | 33.2753 | 0 | 90.2016 | 33.7254 | 0 | 2.7813 | 70.1577 | 34.6
3532 | 0 | 0 | 0 | 1.1 | 16.5 | 0 | 0 | 0 |  | 90.1959 | 33.3072 | 0 | 90.2022 | 26.7585 | 0 | 6.2421 | 60.5442 | 38.1
3533 | 0 | 1 | 1 | 4.8 | 16.5 | 0 | 0 | 0 |  | 90.1959 | 33.285 | 0 | 90.203 | 19.7928 | 0 | 9.2356 | 46.1648 | 41.1
3534 | 243 | 59 | 28 | 5.3 | 16.8 | 0 | 0 | 1.3749 |  | 90.196 | 33.2201 | 0 | 90.2041 | 12.8293 | 0 | 9.383 | 31.3476 | 42.6
3535 | 598 | 243 | 59 | 5.2 | 18.2 | 47.011 | 0 | 5.5529 |  | 90.1964 | 31.9311 | 8.7439 | 51.911 | 9.4758 | 0 | 6.7164 | 20.527 | 43.5
3536 | 767 | 450 | 73 | 4.6 | 20.4 | 185.8865 | 0 | 23.7048 |  | 66.4662 | 21.4316 | 119.524 | 0 | 18.6699 | 0 | 0 | 20.527 | 44.2
3537 | 856 | 645 | 78 | 4.1 | 23.5 | 229.0486 | 0 | 41.885 |  | 64.5035 | 19.4888 | 164.6768 | 0 | 31.3415 | 0 | 0 | 20.527 | 45
3538 | 907 | 812 | 83 | 3.9 | 25.7 | 256.0432 | 0 | 55.1574 |  | 64.5036 | 18.194 | 191.6891 | 0 | 46.081 | 0 | 0 | 20.527 | 45
3539 | 882 | 932 | 130 | 3.6 | 27.4 | 254.35 | 0 | 63.6536 |  | 64.5036 | 17.1696 | 189.9962 | 0 | 60.6764 | 0 | 0 | 20.527 | 44
3540 | 763 | 962 | 225 | 4 | 28.6 | 220.8784 | 0 | 66.7571 |  | 64.5036 | 16.6285 | 156.5055 | 0 | 72.6855 | 0 | 0 | 20.527 | 43
3541 | 767 | 924 | 179 | 5.6 | 28.4 | 220.1255 | 0 | 65.0392 |  | 64.5036 | 16.7707 | 155.7523 | 0 | 84.6163 | 0 | 0 | 20.527 | 42.6
3542 | 806 | 904 | 158 | 5.8 | 28.4 | 228.4085 | 0 | 63.2745 |  | 64.4925 | 16.7154 | 164.0507 | 0 | 97.155 | 22.1442 | 0 | 54.2823 | 42.5
3543 | 492 | 671 | 250 | 5.9 | 28 | 101.0505 | 9.1394 | 45.3018 |  | 64.5371 | 17.5921 | 36.571 | 0 | 99.9312 | 22.5145 | 0 | 87.4085 | 40.3793
3544 | 327 | 439 | 205 | 5.3 | 26.9 | 64.6031 | 0 | 28.6532 |  | 64.548 | 18.4203 | 0 | -0.089909 | 99.9149 | 0.68811 | 0 | 88.4162 | 41.7
3545 | 225 | 279 | 162 | 5.1 | 26.1 | 0 | 0 | 16.5374 |  | 57.2536 | 16.8708 | 0 | 57.2555 | 95.5498 | 0 | 7.8981 | 76.9208 | 41.3063
3546 | 382 | 247 | 107 | 4.3 | 26.1 | 0 | 0 | 9.0338 |  | 57.2536 | 16.9467 | 0 | 57.2556 | 91.1848 | 0 | 15.6914 | 53.0565 | 41.6719
3547 | 308 | 111 | 59 | 4 | 24.9 | 0 | 0 | 2.9079 |  | 57.2535 | 17.5839 | 0 | 57.2557 | 86.8198 | 0 | 19.9709 | 21.2109 | 40.4627
3548 | 2 | 6 | 5 | 3.9 | 22.5 | 0 | 0 | 0 |  | 99.5811 | 36.1432 | 0 | 99.5853 | 79.1051 | 0 | 2.4786 | 17.2357 | 37.4
3549 | 0 | 0 | 0 | 4.7 | 19.9 | 0 | 0 | 0 |  | 99.5806 | 36.8854 | 0 | 99.5852 | 71.3881 | 0 | 0 | 17.2357 | 35.3
3550 | 0 | 0 | 0 | 5.6 | 18.1 | 0 | 0 | 0 |  | 94.8593 | 35.1926 | 0 | 94.864 | 64.047 | 9.1228e-10 | 0 | 17.2357 | 33.6
3551 | 0 | 0 | 0 | 4.8 | 17 | 0 | 0 | 0 |  | 91.9103 | 34.0179 | 0 | 91.9153 | 56.9417 | 0 | 0 | 17.2357 | 32.5
3552 | 0 | 0 | 0 | 4.1 | 17.1 | 0 | 0 | 0 |  | 59.2624 | 20.1858 | 0 | 59.2659 | 52.4194 | 0 | 0 | 17.2357 | 20.1858
3553 | 0 | 0 | 0 | 3.6 | 17.2 | 0 | 0 | 0 |  | 59.2624 | 20.1522 | 0 | 59.2662 | 47.8972 | 0 | 0 | 17.2357 | 20.1522
3554 | 0 | 0 | 0 | 4.7 | 17.3 | 0 | 0 | 0 |  | 59.2624 | 20.1174 | 0 | 59.2666 | 43.3753 | 0 | 0 | 17.2357 | 20.1174
3555 | 0 | 0 | 0 | 4.6 | 16.8 | 0 | 0 | 0 |  | 97.2988 | 36.3823 | 0 | 97.3062 | 35.8389 | 0 | 0 | 17.2357 | 34.7
3556 | 0 | 0 | 0 | 5.2 | 16.2 | 0 | 0 | 0 |  | 106.0346 | 40.3949 | 0 | 106.0435 | 27.6007 | 2.2589e-09 | 0 | 17.2357 | 38.3
3557 | 0 | 1 | 1 | 4 | 15.6 | 0 | 0 | 0 |  | 108.1862 | 41.4211 | 0 | 108.1962 | 19.1904 | 0 | 2.0865 | 14.0665 | 41.3
3558 | 292 | 66 | 29 | 3 | 16.1 | 0 | 0 | 1.4382 |  | 108.1858 | 41.3532 | 0 | 108.197 | 10.7831 | 0 | 2.0733 | 10.5303 | 42.7
3559 | 650 | 254 | 55 | 4.8 | 18.8 | 0 | 0 | 5.6548 |  | 105.067 | 39.4657 | 0 | 105.0796 | 2.6356 | 0 | 0 | 10.5303 | 43.3
3560 | 767 | 458 | 82 | 6.3 | 19.8 | 120.0976 | 0 | 24.3936 |  | 62.9435 | 19.9831 | 79.0429 | 21.824 | 6.9987 | 0 | 0 | 10.5303 | 43.9
3561 | 859 | 649 | 81 | 6 | 20.8 | 227.5748 | 0 | 42.9079 |  | 109.8938 | 39.8221 | 117.8108 | 0 | 15.8936 | 0 | 0 | 10.5303 | 44.6
3562 | 899 | 810 | 88 | 6.2 | 21.5 | 250.7284 | 0 | 56.6123 |  | 109.8941 | 39.493 | 140.9797 | 0 | 26.5983 | 0 | 0 | 10.5303 | 44.9
3563 | 924 | 930 | 92 | 5.5 | 21.9 | 265.0459 | 0 | 66.1234 |  | 109.8928 | 39.2601 | 155.3069 | 0 | 38.4249 | 0 | 0 | 10.5303 | 43.6
3564 | 931 | 992 | 96 | 6 | 22.8 | 271.4023 | 0 | 71.1174 |  | 109.8923 | 38.9213 | 161.6666 | 0 | 50.7607 | 0 | 0 | 10.5303 | 42.8
3565 | 926 | 997 | 99 | 6.4 | 23.2 | 269.113 | 0 | 71.4595 |  | 109.8921 | 38.8208 | 159.3747 | 0 | 62.9397 | 0 | 0 | 10.5303 | 42.6
3566 | 916 | 946 | 99 | 6.3 | 23.8 | 261.7851 | 0 | 67.1759 |  | 109.8925 | 38.7037 | 152.0399 | 0 | 74.5738 | 0 | 0 | 10.5303 | 42.5
3567 | 884 | 838 | 101 | 6.5 | 23.6 | 245.2337 | 0 | 58.36 |  | 109.8923 | 38.9165 | 135.4766 | 0 | 84.951 | 0 | 0 | 10.5303 | 41.9
3568 | 837 | 683 | 96 | 6.7 | 22.9 | 220.8638 | 0 | 45.456 |  | 109.8545 | 39.3004 | 111.1278 | 0 | 93.4684 | 0 | 0 | 10.5303 | 41.7
3569 | 768 | 498 | 85 | 6.7 | 22 | 185.264 | 0 | 28.1493 |  | 109.899 | 39.8018 | 75.4609 | 0 | 99.247 | 0 | 0 | 10.5303 | 41.9
3570 | 629 | 293 | 70 | 6.4 | 20.5 | 123.7169 | 0 | 9.0368 |  | 113.6369 | 42.1944 | 10.1394 | 0 | 99.9761 | 0 | 0 | 10.5303 | 42.2
3571 | 348 | 100 | 40 | 6.4 | 18.5 | 0 | 0 | 2.025 |  | 109.8931 | 41.8082 | 0 | 109.896 | 91.4279 | 0 | 0 | 10.5303 | 40.5
3572 | 3 | 4 | 4 | 5.5 | 17 | 0 | 0 | 0 |  | 103.2678 | 39.1399 | 0 | 103.2708 | 83.4106 | 0 | 0 | 10.5303 | 37.1
3573 | 0 | 0 | 0 | 4.3 | 16.2 | 0 | 0 | 0 |  | 98.149 | 36.9197 | 0 | 98.1521 | 75.8041 | 0 | 0 | 10.5303 | 35.1
3574 | 0 | 0 | 0 | 2.6 | 15.4 | 0 | 0 | 0 |  | 93.8523 | 35.0997 | 0 | 93.8557 | 68.5414 | 8.6074e-10 | 0 | 10.5303 | 33.4
3575 | 0 | 0 | 0 | 2.7 | 14.5 | 0 | 0 | 0 |  | 90.3101 | 33.404 | 0 | 90.3137 | 61.5631 | 1.0356e-09 | 0 | 10.5303 | 32
3576 | 0 | 0 | 0 | 2.2 | 13.9 | 0 | 0 | 0 |  | 88.7474 | 32.8751 | 0 | 88.7514 | 54.7096 | 0 | 0 | 10.5303 | 31.4
3577 | 0 | 0 | 0 | 2.7 | 13.8 | 0 | 0 | 0 |  | 88.7286 | 32.8634 | 0 | 88.7331 | 47.8578 | 0 | 0 | 10.5303 | 31.4
3578 | 0 | 0 | 0 | 2.9 | 13.2 | 0 | 0 | 0 |  | 89.8899 | 33.392 | 0 | 89.8949 | 40.9138 | 0 | 0 | 10.5303 | 31.9
3579 | 0 | 0 | 0 | 1.2 | 13 | 0 | 0 | 0 |  | 95.7794 | 35.9444 | 0 | 95.7854 | 33.4978 | 0 | 0 | 10.5303 | 34.3
3580 | 0 | 0 | 0 | 0.8 | 12.9 | 0 | 0 | 0 |  | 103.8526 | 39.6739 | 0 | 103.8598 | 25.4328 | 0 | 0 | 10.5303 | 37.6
3581 | 0 | 1 | 1 | 0.9 | 12.4 | 0 | 0 | 0 |  | 111.1637 | 43.0466 | 0 | 111.1725 | 16.779 | 0 | 0 | 10.5303 | 40.6
3582 | 356 | 69 | 24 | 0.6 | 13.2 | 0 | 0 | 1.1628 |  | 114.9156 | 44.7618 | 0 | 114.9262 | 7.8248 | 0 | 0 | 10.5303 | 42.1
3583 | 705 | 262 | 46 | 2.3 | 16.6 | 73.9295 | 0 | 5.2701 |  | 120.103 | 45.7761 | 9.4609 | 55.6064 | 4.142 | 0 | 0 | 10.5303 | 42.8
3584 | 846 | 472 | 57 | 3.9 | 19.3 | 207.9042 | 0 | 24.5637 |  | 123.5758 | 46.838 | 84.4319 | 0 | 10.5278 | 0 | 0 | 10.5303 | 43.5
3585 | 922 | 671 | 62 | 6.2 | 21 | 245.5754 | 0 | 44.1739 |  | 124.5681 | 46.7243 | 121.1306 | 0 | 19.7783 | 0 | 0 | 10.5303 | 44.5
3586 | 959 | 835 | 67 | 6.6 | 21.6 | 268.353 | 0 | 58.4068 |  | 124.568 | 46.3712 | 143.918 | 0 | 30.8122 | 0 | 0 | 10.5303 | 44.8
3587 | 962 | 948 | 78 | 6 | 22 | 276.1313 | 0 | 67.6052 |  | 124.5679 | 46.1887 | 151.6971 | 0 | 42.4657 | 0 | 0 | 10.5303 | 43.5
3588 | 980 | 1016 | 74 | 7.3 | 22.5 | 285.1296 | 0 | 73.3759 |  | 124.5677 | 45.9515 | 160.6961 | 0 | 54.8333 | 0 | 0 | 10.5303 | 42.8
3589 | 986 | 1023 | 70 | 7.7 | 23.4 | 286.3037 | 0 | 73.86 |  | 124.5681 | 45.6982 | 161.8658 | 0 | 67.3088 | 0 | 0 | 10.5303 | 42.6
3590 | 978 | 970 | 69 | 8 | 23.9 | 278.8026 | 0 | 69.5129 |  | 124.5689 | 45.6577 | 154.3554 | 0 | 79.2193 | 0 | 0 | 10.5303 | 42.6
3591 | 961 | 865 | 66 | 7.7 | 23.9 | 266.9827 | 0 | 60.4803 |  | 123.0209 | 45.0145 | 144.0735 | 0 | 90.3538 | 0 | 0 | 10.5303 | 42
3592 | 916 | 707 | 66 | 7.7 | 23.5 | 242.6235 | 0 | 46.9921 |  | 121.6869 | 44.6913 | 121.0344 | 0 | 99.7145 | 0 | 0 | 10.5303 | 41.8
3593 | 850 | 516 | 61 | 7.7 | 22.7 | 123.1896 | 43.4714 | 28.9419 |  | 119.158 | 44.3584 | 4.0806 | 0 | 99.9962 | 0 | 0 | 10.5303 | 41.7
3594 | 736 | 310 | 50 | 6.9 | 21.5 | 119.4389 | 11.3322 | 8.7529 |  | 119.1275 | 44.6309 | 0 | -0.35911 | 99.9857 | 0 | 0 | 10.5303 | 42.1
3595 | 474 | 111 | 30 | 6.3 | 19.7 | 0 | 0 | 1.5691 |  | 112.7018 | 42.8838 | 0 | 112.7045 | 91.2115 | 0 | 0 | 10.5303 | 40.6
3596 | 6 | 3 | 3 | 5.6 | 17.6 | 0 | 0 | 0 |  | 104.1442 | 39.4303 | 0 | 104.1471 | 83.1246 | 0 | 0 | 10.5303 | 37.4
3597 | 0 | 0 | 0 | 4.6 | 15.9 | 0 | 0 | 0 |  | 99.337 | 37.4789 | 0 | 99.3401 | 75.4226 | 1.6138e-06 | 0 | 10.5377 | 35.6
3598 | 0 | 0 | 0 | 3.9 | 15.1 | 0 | 0 | 0 |  | 94.7956 | 35.5471 | 0 | 94.7989 | 68.0841 | 2.0983e-06 | 0 | 10.5377 | 33.8
3599 | 0 | 0 | 0 | 1.6 | 14.2 | 0 | 0 | 0 |  | 91.2519 | 33.9276 | 0 | 91.2555 | 61.0313 | 2.0918e-06 | 0 | 10.5377 | 32.4
3600 | 0 | 0 | 0 | 1.3 | 13.8 | 0 | 0 | 0 |  | 89.7101 | 33.2956 | 0 | 89.714 | 54.1012 | 0 | 0 | 10.5377 | 31.8
3601 | 0 | 0 | 0 | 1.6 | 13.8 | 0 | 0 | 0 |  | 89.2193 | 33.0743 | 0 | 89.2237 | 47.2104 | 0 | 0 | 10.5377 | 31.6
3602 | 0 | 0 | 0 | 1.4 | 13.2 | 0 | 0 | 0 |  | 90.6249 | 33.7065 | 0 | 90.6299 | 40.208 | 0 | 0 | 10.5377 | 32.2
3603 | 0 | 0 | 0 | 2 | 13.1 | 0 | 0 | 0 |  | 95.7813 | 36.0819 | 0 | 95.7872 | 32.7906 | 0 | 0 | 10.5377 | 34.3
3604 | 0 | 0 | 0 | 1.8 | 12.9 | 0 | 0 | 0 |  | 104.0976 | 39.7862 | 0 | 104.1048 | 24.706 | 0 | 0 | 10.5377 | 37.7
3605 | 0 | 1 | 1 | 2.2 | 12.3 | 0 | 0 | 0 |  | 110.4286 | 42.7063 | 0 | 110.4373 | 16.1119 | 0 | 0 | 10.5377 | 40.3
3606 | 389 | 72 | 22 | 1.4 | 13.6 | 0 | 0 | 1.1499 |  | 114.7313 | 44.6535 | 0 | 114.7419 | 7.1734 | 0 | 0 | 10.5377 | 42
3607 | 732 | 266 | 41 | 1.9 | 17.5 | 80.3556 | 0 | 5.2326 |  | 121.9296 | 46.5333 | 12.3911 | 53.9343 | 3.8407 | 0 | 0 | 10.5377 | 43.4
3608 | 854 | 474 | 52 | 4.5 | 20.7 | 209.4699 | 0 | 24.2429 |  | 126.4484 | 47.83 | 83.124 | 0 | 10.1243 | 0 | 0 | 10.5377 | 44.4
3609 | 919 | 669 | 59 | 5.4 | 22.2 | 245.7184 | 0 | 43.4386 |  | 126.4482 | 47.266 | 119.3912 | 0 | 19.245 | 0 | 0 | 10.5377 | 45.1
3610 | 960 | 836 | 62 | 6.6 | 23.6 | 268.6934 | 0 | 57.5885 |  | 126.4491 | 46.7011 | 142.3744 | 0 | 30.1645 | 0 | 0 | 10.5377 | 45.3
3611 | 975 | 952 | 66 | 6.5 | 24.2 | 279.5876 | 0 | 67.1189 |  | 126.4484 | 46.4144 | 153.2712 | 0 | 41.9456 | 0 | 0 | 10.5377 | 44.2
3612 | 980 | 1014 | 70 | 7 | 24.7 | 285.6169 | 0 | 72.3208 |  | 126.4483 | 46.191 | 159.2991 | 0 | 54.2116 | 0 | 0 | 10.5377 | 43.1
3613 | 984 | 1022 | 69 | 7.6 | 25.3 | 285.8986 | 0 | 73.0226 |  | 125.7704 | 45.7522 | 160.2541 | 0 | 66.572 | 0 | 0 | 10.5377 | 42.6
3614 | 977 | 971 | 67 | 7.5 | 25.4 | 279.2319 | 0 | 68.7316 |  | 125.2018 | 45.5252 | 154.1482 | 0 | 78.4769 | 0 | 0 | 10.5377 | 42.4
3615 | 952 | 863 | 68 | 6.8 | 25.7 | 265.4783 | 0 | 59.4671 |  | 123.8931 | 44.9226 | 141.6931 | 0 | 89.4332 | 0 | 0 | 10.5377 | 41.9
3616 | 914 | 708 | 65 | 7.2 | 25.6 | 242.8198 | 0 | 46.3731 |  | 122.629 | 44.5282 | 120.2861 | 0 | 98.7401 | 0 | 0 | 10.5377 | 41.6
3617 | 849 | 518 | 61 | 7.5 | 24.7 | 135.8102 | 38.5417 | 28.6818 |  | 119.2774 | 43.7828 | 16.5863 | 0 | 99.9962 | 0 | 0 | 10.5377 | 41.3
3618 | 734 | 312 | 50 | 6.7 | 23.6 | 118.3421 | 11.3794 | 8.6809 |  | 118.0931 | 43.5615 | 0 | -0.29735 | 99.9857 | 0 | 0 | 10.5377 | 41.1
3619 | 474 | 113 | 31 | 6.1 | 21.5 | 0 | 0 | 1.6146 |  | 112.1739 | 42.212 | 0 | 112.1766 | 91.2557 | 0 | 0 | 10.5377 | 40.1
3620 | 9 | 4 | 3 | 5 | 18.6 | 0 | 0 | 0 |  | 104.404 | 39.3635 | 0 | 104.4069 | 83.1495 | 2.1327e-06 | 0 | 10.5379 | 37.4
3621 | 0 | 0 | 0 | 4.6 | 16.9 | 0 | 0 | 0 |  | 100.7787 | 38.0182 | 0 | 100.7819 | 75.3328 | 2.1135e-06 | 0 | 10.5379 | 36.1
3622 | 0 | 0 | 0 | 5.3 | 15.8 | 0 | 0 | 0 |  | 95.6242 | 35.8409 | 0 | 95.6275 | 67.9284 | 1.6743e-06 | 0 | 10.5379 | 34.1
3623 | 0 | 0 | 0 | 3.4 | 15.7 | 0 | 0 | 0 |  | 91.6838 | 34.1097 | 0 | 91.6874 | 60.8401 | 1.7392e-06 | 0 | 10.5379 | 32.5
3624 | 0 | 0 | 0 | 2.6 | 16 | 0 | 0 | 0 |  | 89.5032 | 33.1344 | 0 | 89.5071 | 53.9258 | 0 | 0 | 10.5379 | 31.6
3625 | 0 | 0 | 0 | 2.2 | 15.6 | 0 | 0 | 0 |  | 87.9695 | 32.5152 | 0 | 87.9739 | 47.1336 | 0 | 0 | 10.5379 | 31
3626 | 0 | 0 | 0 | 3 | 15 | 0 | 0 | 0 |  | 86.9022 | 31.9557 | 0 | 86.9069 | 40.4284 | 0 | 0 | 10.5379 | 30.6
3627 | 0 | 0 | 0 | 2.2 | 14.7 | 0 | 0 | 0 |  | 86.6197 | 31.8515 | 0 | 86.6251 | 33.746 | 0 | 0 | 10.5379 | 30.5
3628 | 0 | 0 | 0 | 1 | 13.9 | 0 | 0 | 0 |  | 88.2567 | 32.6068 | 0 | 88.2627 | 26.9337 | 0 | 0 | 10.5379 | 31.2
3629 | 0 | 1 | 1 | 1.2 | 13.2 | 0 | 0 | 0 |  | 94.8337 | 35.3409 | 0 | 94.8411 | 19.5969 | 0 | 0 | 10.5379 | 33.9
3630 | 373 | 73 | 23 | 1.2 | 14 | 0 | 0 | 1.2097 |  | 102.9932 | 39.1767 | 0 | 103.0023 | 11.6052 | 0 | 0 | 10.5379 | 37.2
3631 | 718 | 266 | 43 | 3.2 | 18.1 | 76.5349 | 0 | 5.2698 |  | 111.1406 | 41.2754 | 15.9277 | 50.5011 | 8.8481 | 0 | 0 | 10.5379 | 39
3632 | 855 | 476 | 52 | 6.2 | 21.2 | 207.7485 | 0 | 24.2351 |  | 114.821 | 42.1865 | 93.0357 | 0 | 15.9137 | 0 | 0 | 10.5379 | 39.8
3633 | 930 | 676 | 55 | 6.4 | 22.8 | 247.7 | 0 | 43.5836 |  | 114.8201 | 41.4796 | 133.0112 | 0 | 26.0874 | 0 | 0 | 10.5379 | 40.2
3634 | 968 | 841 | 59 | 6.7 | 24.1 | 271.0031 | 0 | 57.6356 |  | 114.8211 | 40.8676 | 156.3254 | 0 | 38.0771 | 0 | 0 | 10.5379 | 40.7
3635 | 989 | 961 | 61 | 7.3 | 25.3 | 282.9544 | 0 | 67.4988 |  | 114.8193 | 40.3398 | 168.2835 | 0 | 51.0034 | 0 | 0 | 10.5379 | 39.7
3636 | 997 | 1026 | 63 | 7.7 | 25.7 | 290.1593 | 0 | 72.8267 |  | 114.8181 | 40.1038 | 175.4913 | 0 | 64.5002 | 0 | 0 | 10.5379 | 38.2
3637 | 996 | 1030 | 63 | 8.3 | 25.9 | 288.8468 | 0 | 73.3798 |  | 112.3618 | 38.8428 | 176.6323 | 0 | 78.1058 | 0 | 0 | 10.5379 | 37.2
3638 | 988 | 979 | 63 | 8.7 | 26.2 | 281.184 | 0 | 69.1773 |  | 111.3597 | 38.3431 | 169.9659 | 0 | 91.208 | 0 | 0 | 10.5379 | 36.8
3639 | 968 | 871 | 62 | 8.5 | 25.9 | 223.0908 | 18.873 | 60.2034 |  | 109.1506 | 37.9508 | 114.0579 | 0 | 99.9955 | 0 | 0 | 10.5379 | 36.7
3640 | 936 | 718 | 58 | 8.2 | 25.6 | 109.4961 | 57.1962 | 46.9757 |  | 109.2526 | 38.6857 | 0 | -0.29993 | 99.9807 | 0 | 0 | 10.5379 | 37
3641 | 878 | 528 | 53 | 8.4 | 24.8 | 109.5106 | 45.8697 | 28.9956 |  | 109.2529 | 38.9544 | 0 | -0.31399 | 99.9668 | 0 | 0 | 10.5379 | 37.4
3642 | 773 | 320 | 44 | 7.8 | 23.5 | 109.5469 | 17.9702 | 8.8597 |  | 109.2574 | 39.3648 | 0 | -0.34552 | 99.9548 | 0 | 0 | 10.5379 | 37.9
3643 | 531 | 119 | 27 | 6.3 | 22.1 | 0 | 0 | 1.3649 |  | 106.1485 | 39.217 | 0 | 106.1515 | 91.7118 | 0 | 0 | 10.5379 | 37.6
3644 | 14 | 4 | 3 | 4.9 | 19.6 | 0 | 0 | 0 |  | 99.9839 | 37.1609 | 0 | 99.987 | 83.962 | 1.636e-06 | 0 | 10.5381 | 35.5
3645 | 0 | 0 | 0 | 4.8 | 17.8 | 0 | 0 | 0 |  | 94.303 | 35.0189 | 0 | 94.3063 | 76.6651 | 2.1234e-06 | 0 | 10.5381 | 33.4
3646 | 0 | 0 | 0 | 2.3 | 16.8 | 0 | 0 | 0 |  | 89.1515 | 32.8979 | 0 | 89.155 | 69.7789 | 2.1126e-06 | 0 | 10.5381 | 31.4
3647 | 0 | 0 | 0 | 2.1 | 16.7 | 0 | 0 | 0 |  | 85.6793 | 31.4176 | 0 | 85.6829 | 63.1693 | 1.8457e-06 | 0 | 10.5382 | 30
3648 | 0 | 0 | 0 | 1.2 | 15.5 | 0 | 0 | 0 |  | 83.2743 | 30.3748 | 0 | 83.2782 | 56.7523 | 0 | 0 | 10.5382 | 29.1
3649 | 0 | 0 | 0 | 1.3 | 15 | 0 | 0 | 0 |  | 82.2271 | 29.9894 | 0 | 82.2313 | 50.4182 | 0 | 0 | 10.5382 | 28.7
3650 | 0 | 0 | 0 | 2.2 | 14.9 | 0 | 0 | 0 |  | 81.4727 | 29.6755 | 0 | 81.4773 | 44.144 | 0 | 0 | 10.5382 | 28.4
3651 | 0 | 0 | 0 | 1.9 | 14.4 | 0 | 0 | 0 |  | 80.1936 | 29.1892 | 0 | 80.1987 | 37.9712 | 0 | 0 | 10.5382 | 27.9
3652 | 0 | 0 | 0 | 1.4 | 13.4 | 0 | 0 | 0 |  | 80.1014 | 28.9468 | 0 | 80.107 | 31.8076 | 0 | 0 | 10.5382 | 27.9
3653 | 0 | 1 | 1 | 2.4 | 13.6 | 0 | 0 | 0 |  | 84.2944 | 30.9291 | 0 | 84.301 | 25.3107 | 0 | 0 | 10.5382 | 29.6
3654 | 420 | 77 | 21 | 2 | 15.4 | 0 | 0 | 1.0796 |  | 90.8946 | 33.6863 | 0 | 90.9026 | 18.2887 | 0 | 0 | 10.5382 | 32.2
3655 | 760 | 275 | 39 | 1.1 | 19.1 | 0 | 0 | 5.0846 |  | 96.8514 | 35.7467 | 0 | 96.861 | 10.7956 | 0 | 0 | 10.5382 | 34.3
3656 | 883 | 487 | 48 | 1.8 | 21.5 | 156.038 | -5.75e-06 | 24.1296 |  | 104.3833 | 36.9932 | 82.0094 | 30.2726 | 14.6712 | 0 | 0 | 10.5382 | 35.3
3657 | 946 | 686 | 54 | 3.4 | 23.8 | 255.826 | 0 | 43.338 |  | 107.0536 | 37.37 | 148.9162 | 0 | 26.0268 | 0 | 0 | 10.5382 | 35.8
3658 | 978 | 850 | 58 | 5.4 | 25.2 | 275.6789 | 0 | 57.431 |  | 107.0549 | 36.688 | 168.7802 | 0 | 38.9319 | 0 | 0 | 10.5382 | 36.6
3659 | 993 | 967 | 61 | 5.2 | 26.4 | 286.8669 | 0 | 66.647 |  | 107.0516 | 36.1049 | 179.9776 | 0 | 52.714 | 0 | 0 | 10.5382 | 36.6
3660 | 1001 | 1031 | 63 | 4.4 | 27.1 | 295.6077 | 0 | 71.1862 |  | 107.0495 | 35.7093 | 188.7244 | 0 | 67.1842 | 0 | 0 | 10.5382 | 35.3
3661 | 1001 | 1037 | 63 | 4.5 | 27.9 | 295.2969 | 0 | 71.5105 |  | 106.9553 | 35.3553 | 188.5059 | 0 | 81.6525 | 0 | 0 | 10.5382 | 34.6
3662 | 991 | 985 | 64 | 4.8 | 28.6 | 287.1528 | 0 | 67.424 |  | 106.3519 | 34.9033 | 180.9583 | 0 | 95.5564 | 0 | 0 | 10.5382 | 34.3
3663 | 967 | 874 | 63 | 5.3 | 28.7 | 162.5197 | 54.9374 | 58.7673 |  | 104.7516 | 35.0739 | 57.8545 | 0 | 99.9784 | 0 | 0 | 10.5382 | 34.5
3664 | 931 | 718 | 60 | 5.1 | 27.9 | 105.0903 | 57.549 | 45.9945 |  | 104.7814 | 35.6278 | 0 | -0.36376 | 99.9668 | 15.3087 | 0 | 34.4268 | 35
3665 | 871 | 528 | 55 | 4.8 | 27.8 | 105.096 | 47.3784 | 28.3869 |  | 104.7815 | 35.6544 | 0 | -0.36881 | 99.9564 | 24.9754 | 0 | 71.6804 | 36
3666 | 760 | 320 | 46 | 4.9 | 26.6 | 105.1088 | 21.47 | 8.7782 |  | 104.7839 | 36.1113 | 0 | -0.37853 | 99.9467 | 6.3738 | 0 | 80.9998 | 37.7
3667 | 485 | 115 | 30 | 4.9 | 24.6 | 0 | 0 | 1.5242 |  | 104.7837 | 37.7255 | 0 | 104.7867 | 91.8154 | 0 | 0.18907 | 81.0836 | 38.3
3668 | 15 | 5 | 4 | 3.6 | 22 | 0 | 0 | 0 |  | 101.8567 | 37.3511 | 0 | 101.86 | 83.9176 | 2.1891e-06 | 0 | 81.3679 | 35.9
3669 | 0 | 0 | 0 | 2 | 20 | 0 | 0 | 0 |  | 95.3699 | 35.0222 | 0 | 95.3733 | 76.5378 | 2.1527e-06 | 0 | 81.6041 | 33.6
3670 | 0 | 0 | 0 | 1.5 | 19.3 | 0 | 0 | 0 |  | 90.4292 | 33.0526 | 0 | 90.4328 | 69.552 | 1.7923e-06 | 0 | 81.7914 | 31.7
3671 | 0 | 0 | 0 | 1.3 | 18.2 | 0 | 0 | 0 |  | 87.1985 | 31.8491 | 0 | 87.2023 | 62.8225 | 1.8344e-06 | 0 | 81.9184 | 30.5
3672 | 0 | 0 | 0 | 1 | 16.1 | 0 | 0 | 0 |  | 85.3167 | 31.328 | 0 | 85.3208 | 56.2415 | 2.4121e-07 | 0 | 81.9184 | 29.9
3673 | 0 | 0 | 0 | 0.6 | 15.7 | 0 | 0 | 0 |  | 85.2844 | 31.4726 | 0 | 85.2889 | 49.6634 | 1.8447e-06 | 0 | 82.0626 | 29.9
3674 | 0 | 0 | 0 | 1 | 15.1 | 0 | 0 | 0 |  | 86.5049 | 31.766 | 0 | 86.5099 | 42.9896 | 0 | 0.26884 | 81.6925 | 30.7
3675 | 0 | 0 | 0 | 1.7 | 15.4 | 0 | 0 | 0 |  | 86.5163 | 31.9268 | 0 | 86.5219 | 36.3144 | 0 | 3.3805 | 76.5453 | 33.8
3676 | 0 | 0 | 0 | 0.6 | 15 | 0 | 0 | 0 |  | 86.5049 | 31.7436 | 0 | 86.5111 | 29.6417 | 0 | 7.2531 | 65.3795 | 37.7
3677 | 0 | 2 | 2 | 1.7 | 14.4 | 0 | 0 | 0 |  | 86.5048 | 31.7859 | 0 | 86.5117 | 22.9695 | 0 | 10.1172 | 49.6512 | 40.6
3678 | 347 | 76 | 28 | 1.3 | 17.2 | 0 | 0 | 1.37 |  | 86.5064 | 31.582 | 0 | 86.5142 | 16.2988 | 0 | 10.6119 | 32.9318 | 42.3
3679 | 694 | 267 | 51 | 0.6 | 21.8 | 72.7388 | 0 | 5.2601 |  | 86.5061 | 29.3858 | 26.6681 | 40.4009 | 15.2134 | 0 | 9.7391 | 17.0406 | 43.7
3680 | 813 | 476 | 71 | 0.9 | 23.7 | 201.0806 | 0 | 23.4356 |  | 79.2303 | 25.4515 | 121.9633 | 0 | 24.5631 | 0 | 0 | 17.0406 | 44.8
3681 | 811 | 652 | 114 | 1.5 | 25.4 | 217.8676 | 0 | 40.7802 |  | 79.2303 | 24.5767 | 138.7622 | 0 | 35.2082 | 0 | 0 | 17.0406 | 45.7
3682 | 874 | 819 | 115 | 1.7 | 26.8 | 247.5606 | 0 | 53.3924 |  | 79.23 | 23.6074 | 168.4745 | 0 | 48.133 | 0 | 0 | 17.0406 | 46.3
3683 | 933 | 942 | 96 | 1.6 | 28.8 | 271.5586 | 0 | 61.9268 |  | 79.2304 | 22.2538 | 192.4876 | 0 | 62.895 | 0 | 0 | 17.0406 | 45.4
3684 | 948 | 1012 | 99 | 2.1 | 30.2 | 281.015 | 0 | 67.1065 |  | 79.2287 | 21.372 | 201.9521 | 0 | 78.3737 | 0 | 0 | 17.0406 | 45
3685 | 914 | 1013 | 125 | 3.9 | 30.1 | 268.596 | 0 | 68.7055 |  | 79.2288 | 21.5716 | 189.5263 | 0 | 92.8856 | 5.7868 | 0 | 26.3508 | 44.9
3686 | 577 | 844 | 300 | 3.7 | 30.2 | 159.6238 | 0 | 56.57 |  | 79.2344 | 22.2321 | 80.4831 | 0 | 99.0262 | 24.9709 | 0 | 63.9562 | 45.1
3687 | 162 | 585 | 441 | 5 | 29 | 0 | 0 | 37.1458 |  | 62.9681 | 17.1291 | 0 | 62.97 | 94.212 | 12.4532 | 0 | 82.2502 | 41.8217
3688 | 249 | 522 | 339 | 4.3 | 29.1 | 0 | 0 | 32.1841 |  | 62.9681 | 17.1352 | 0 | 62.9702 | 89.3979 | 4.3056 | 0 | 88.9399 | 43.6
3689 | 644 | 499 | 152 | 4.1 | 29 | 91.5617 | 3.52e-06 | 27.8418 |  | 62.9681 | 15.9819 | 54.4855 | 25.8418 | 91.5614 | 0 | 0.1215 | 89.0749 | 43.4
3690 | 499 | 266 | 92 | 4.2 | 28.2 | 97.1886 | 0 | 9.1667 |  | 62.9682 | 16.796 | 34.273 | 0 | 94.148 | 0 | 15.4126 | 65.6798 | 41.3752
3691 | 376 | 110 | 43 | 3.8 | 26.8 | 0 | 0 | 2.1022 |  | 72.7738 | 22.5152 | 0 | 72.7765 | 88.5636 | 0 | 15.9728 | 40.9404 | 40.5902
3692 | 11 | 5 | 5 | 1.8 | 24.1 | 0 | 0 | 0 |  | 92.6105 | 32.4361 | 0 | 92.6143 | 81.4079 | 0 | 6.4957 | 30.8397 | 38.4
3693 | 0 | 0 | 0 | 1.4 | 21.2 | 0 | 0 | 0 |  | 92.6106 | 33.4787 | 0 | 92.6147 | 74.2503 | 0 | 4.4563 | 23.8669 | 36.8
3694 | 0 | 0 | 0 | 0.6 | 20.5 | 0 | 0 | 0 |  | 92.6107 | 33.6574 | 0 | 92.6152 | 67.092 | 0 | 2.3672 | 20.1245 | 34.8
3695 | 0 | 0 | 0 | 1 | 19 | 0 | 0 | 0 |  | 92.611 | 34.0239 | 0 | 92.6158 | 59.9322 | 0 | 0.89774 | 18.7238 | 33.5
3696 | 0 | 0 | 0 | 0.5 | 17.5 | 0 | 0 | 0 |  | 92.6094 | 34.2565 | 0 | 92.6147 | 52.7715 | 0 | 0.056966 | 18.6661 | 32.8
3697 | 0 | 0 | 0 | 0.6 | 16.8 | 0 | 0 | 0 |  | 92.6092 | 34.3334 | 0 | 92.6149 | 45.6105 | 0 | 0.00076846 | 18.6885 | 32.8
3698 | 0 | 0 | 0 | 0.2 | 16.4 | 0 | 0 | 0 |  | 92.6091 | 34.3678 | 0 | 92.6154 | 38.4496 | 0 | 0.56355 | 17.785 | 33.4
3699 | 0 | 0 | 0 | 0.4 | 16.4 | 0 | 0 | 0 |  | 94.0962 | 35.0099 | 0 | 94.1032 | 31.17 | 0 | 2.2543 | 14.0452 | 35.7
3700 | 0 | 0 | 0 | 0.2 | 15.7 | 0 | 0 | 0 |  | 107.9377 | 41.3133 | 0 | 107.9466 | 22.7791 | 0 | 0 | 14.0452 | 39.1
3701 | 0 | 1 | 1 | 1 | 15.5 | 0 | 0 | 0 |  | 114.5368 | 44.4051 | 0 | 114.5475 | 13.8556 | 0 | 0 | 14.0452 | 41.8
3702 | 369 | 75 | 26 | 0.6 | 17 | 0 | 0 | 1.2549 |  | 115.4807 | 44.6468 | 0 | 115.4931 | 4.8623 | 0 | 0 | 14.0452 | 43.3
3703 | 711 | 271 | 50 | 0.9 | 20.8 | 76.6115 | 0 | 5.2431 |  | 115.4814 | 42.7794 | 13.6071 | 52.4456 | 1.7378 | 0 | 0 | 14.0452 | 44.5
3704 | 831 | 478 | 68 | 1.2 | 21.8 | 205.8734 | 0 | 23.9634 |  | 121.5323 | 45.3149 | 84.4524 | 0 | 8.0782 | 0 | 0 | 14.0452 | 45.4
3705 | 905 | 675 | 76 | 1.7 | 24.8 | 245.1478 | 0 | 42.1656 |  | 121.5323 | 44.2247 | 123.7502 | 0 | 17.4848 | 0 | 0 | 14.0452 | 46.4
3706 | 941 | 839 | 83 | 2.3 | 25.8 | 267.4728 | 0 | 55.4125 |  | 121.5295 | 43.6943 | 146.0889 | 0 | 28.6378 | 0 | 0 | 14.0452 | 46.5
3707 | 958 | 955 | 87 | 2.3 | 27.7 | 278.8592 | 0 | 63.8146 |  | 121.5331 | 42.9605 | 157.4749 | 0 | 40.6858 | 0 | 0 | 14.0452 | 45.5
3708 | 962 | 1017 | 90 | 4 | 29.7 | 283.8585 | 0 | 69.2879 |  | 121.5296 | 42.2188 | 162.4763 | 0 | 53.1379 | 0 | 0 | 14.0452 | 44.9
3709 | 954 | 1019 | 94 | 4.9 | 30.1 | 280.1376 | 0 | 69.9513 |  | 121.5293 | 42.1274 | 158.7485 | 0 | 65.3249 | 0 | 0 | 14.0452 | 44.8
3710 | 933 | 961 | 96 | 5.6 | 30.8 | 268.3256 | 0 | 65.6296 |  | 121.5305 | 42.0285 | 146.9229 | 0 | 76.6193 | 0 | 0 | 14.0452 | 44.8
3711 | 897 | 856 | 104 | 5.1 | 30.9 | 251.1241 | 0 | 56.9931 |  | 121.531 | 42.163 | 129.7055 | 0 | 86.6051 | 0 | 0 | 14.0452 | 43.9
3712 | 823 | 701 | 118 | 5.2 | 30.2 | 219.1514 | 0 | 44.7336 |  | 121.4823 | 42.6157 | 97.7601 | 0 | 94.1379 | 12.5254 | 0 | 33.659 | 43.3
3713 | 722 | 506 | 112 | 4.2 | 29.6 | 176.5083 | 0 | 27.4792 |  | 121.4679 | 43.0489 | 55.1086 | 0 | 98.3737 | 24.8554 | 0 | 70.8242 | 43.1
3714 | 571 | 301 | 93 | 4.3 | 26.6 | 114.2866 | 0 | 9.8755 |  | 114.2522 | 40.6557 | 0.069202 | 0 | 98.3604 | 5.6006 | 0 | 78.9808 | 43.2
3715 | 255 | 103 | 52 | 3.6 | 23.9 | 0 | 0 | 2.5446 |  | 101.9967 | 36.6946 | 0 | 101.9992 | 90.4529 | 0 | 3.4239 | 74.1391 | 41.6
3716 | 3 | 4 | 4 | 2.7 | 21.4 | 0 | 0 | 0 |  | 101.9976 | 37.6037 | 0 | 102.0004 | 82.5435 | 0 | 2.2486 | 70.9591 | 38.3
3717 | 0 | 0 | 0 | 1.9 | 19.7 | 0 | 0 | 0 |  | 101.9974 | 38.0455 | 0 | 102.0006 | 74.6324 | 0 | 0.40008 | 70.5505 | 36.7
3718 | 0 | 0 | 0 | 1.2 | 18.8 | 0 | 0 | 0 |  | 98.0072 | 36.4569 | 0 | 98.0106 | 67.0402 | 7.6642e-10 | 0 | 70.5505 | 34.8
3719 | 0 | 0 | 0 | 1.1 | 18.5 | 0 | 0 | 0 |  | 94.961 | 35.1872 | 0 | 94.9647 | 59.6917 | 2.3931e-09 | 0 | 70.5505 | 33.6
3720 | 0 | 0 | 0 | 1 | 20 | 0 | 0 | 0 |  | 93.8757 | 34.3492 | 0 | 93.8798 | 52.4324 | 0 | 0 | 70.5505 | 33
3721 | 0 | 0 | 0 | 0.9 | 20.5 | 0 | 0 | 0 |  | 89.5215 | 32.3256 | 0 | 89.5259 | 45.521 | 0 | 0 | 70.5505 | 32.3256
3722 | 0 | 0 | 0 | 1.7 | 19.6 | 0 | 0 | 0 |  | 89.5216 | 32.5545 | 0 | 89.5266 | 38.6092 | 0 | 0 | 70.5505 | 32.5545
3723 | 0 | 0 | 0 | 3.9 | 21.5 | 0 | 0 | 0 |  | 91.9208 | 33.0542 | 0 | 91.9265 | 31.5094 | 0 | 3.6759 | 65.3373 | 35.7
3724 | 0 | 0 | 0 | 4.6 | 20.7 | 0 | 0 | 0 |  | 91.921 | 33.2545 | 0 | 91.9274 | 24.4097 | 0 | 6.9631 | 54.5655 | 39.1
3725 | 0 | 1 | 1 | 4.6 | 20.9 | 0 | 0 | 0 |  | 91.9209 | 33.1795 | 0 | 91.9282 | 17.3116 | 0 | 9.4835 | 39.715 | 41.6
3726 | 119 | 54 | 38 | 7.8 | 21.4 | 0 | 0 | 1.9022 |  | 91.9208 | 33.0164 | 0 | 91.9292 | 10.2162 | 0 | 8.8494 | 25.5992 | 42.8
3727 | 509 | 237 | 75 | 8.5 | 22 | 0 | 0 | 5.8843 |  | 91.9208 | 32.7811 | 0 | 91.9308 | 3.1261 | 0 | 5.8536 | 16.0035 | 43.7
3728 | 685 | 453 | 115 | 9.1 | 22.8 | 94.6999 | 3.75e-06 | 23.7471 |  | 66.7362 | 20.8037 | 54.8589 | 26.8481 | 5.2827 | 0 | 0 | 16.0035 | 44.3
3729 | 882 | 678 | 91 | 10.1 | 24 | 229.1073 | 0 | 43.8646 |  | 53.5181 | 15.0292 | 175.7193 | 0 | 18.8243 | 0 | 0 | 16.0035 | 44.9
3730 | 858 | 855 | 165 | 10.7 | 25.3 | 232.5373 | 0 | 58.9527 |  | 53.5182 | 14.3988 | 179.1538 | 0 | 32.6333 | 0 | 0 | 16.0035 | 45.4
3731 | 481 | 811 | 369 | 10.3 | 26.1 | 121.2601 | 0 | 56.2086 |  | 53.5182 | 14.5352 | 67.8124 | 0 | 37.8799 | 0 | 0 | 16.0035 | 44.1
3732 | 778 | 1045 | 288 | 6.9 | 27.6 | 222.296 | 0 | 72.3913 |  | 53.5182 | 13.0928 | 168.909 | 0 | 50.8709 | 0 | 0 | 16.0035 | 42.9
3733 | 947 | 1051 | 129 | 3.5 | 28 | 279.4469 | 0 | 71.1074 |  | 53.5182 | 12.334 | 226.095 | 0 | 68.2246 | 0 | 0 | 16.0035 | 42.8
3734 | 935 | 980 | 109 | 2.4 | 28.5 | 272.187 | 0 | 65.0238 |  | 53.5183 | 12.0654 | 218.8305 | 0 | 84.9899 | 18.4479 | 0 | 44.4533 | 42.6
3735 | 740 | 841 | 213 | 4.8 | 28.5 | 203.814 | 0 | 56.1556 |  | 53.5156 | 12.6018 | 150.4172 | 0 | 96.4858 | 24.9793 | 0 | 81.4247 | 41.8
3736 | 376 | 586 | 309 | 5.8 | 27.5 | 87.5013 | 0 | 36.7411 |  | 53.5131 | 13.7327 | 34.0356 | 0 | 99.0765 | 4.9112 | 0 | 88.5774 | 41.4
3737 | 296 | 409 | 244 | 4.4 | 26.6 | 0 | 0 | 23.4421 |  | 53.5182 | 15.1725 | 0 | 53.5198 | 95.0045 | 0 | 2.0987 | 85.8735 | 40.7133
3738 | 27 | 154 | 142 | 3.4 | 25.4 | 0 | 0 | 8.4012 |  | 53.5182 | 15.927 | 0 | 53.5199 | 90.9325 | 0 | 17.3118 | 59.6308 | 41.64
3739 | 37 | 67 | 59 | 2.1 | 24.4 | 0 | 0 | 3.1631 |  | 54.2429 | 16.699 | 0 | 54.2448 | 86.8037 | 0 | 20.7537 | 26.96 | 40.6158
3740 | 2 | 6 | 6 | 1.6 | 23.1 | 0 | 0 | 0 |  | 96.4294 | 34.5273 | 0 | 96.4332 | 79.3416 | 0 | 3.9256 | 20.7444 | 37.5
3741 | 0 | 0 | 0 | 1.9 | 21.3 | 0 | 0 | 0 |  | 96.4288 | 35.1295 | 0 | 96.433 | 71.8784 | 0 | 1.9518 | 17.7043 | 35.8
3742 | 0 | 0 | 0 | 1 | 20.2 | 0 | 0 | 0 |  | 96.429 | 35.4156 | 0 | 96.4335 | 64.4142 | 2.5189e-09 | 0 | 17.7043 | 34
3743 | 0 | 0 | 0 | 1.8 | 20 | 0 | 0 | 0 |  | 77.9557 | 27.588 | 0 | 77.9597 | 58.4192 | 0 | 0 | 17.7043 | 27.588
3744 | 0 | 0 | 0 | 1.7 | 18.6 | 0 | 0 | 0 |  | 77.9534 | 27.8388 | 0 | 77.9577 | 52.424 | 0 | 3.307 | 12.3213 | 31.1457
3745 | 0 | 0 | 0 | 1.6 | 18.1 | 0 | 0 | 0 |  | 77.9533 | 27.9125 | 0 | 77.9581 | 46.4287 | 0 | 0 | 12.3213 | 27.9125
3746 | 0 | 0 | 0 | 2.1 | 17.7 | 0 | 0 | 0 |  | 77.9533 | 27.9643 | 0 | 77.9586 | 40.4336 | 0 | 0 | 12.3213 | 27.9643
3747 | 0 | 0 | 0 | 1.5 | 15.9 | 0 | 0 | 0 |  | 97.3681 | 36.5165 | 0 | 97.3753 | 32.8912 | 0 | 0 | 12.3213 | 34.8
3748 | 0 | 0 | 0 | 0.8 | 14.5 | 0 | 0 | 0 |  | 105.0342 | 40.0835 | 0 | 105.0427 | 24.7324 | 0 | 0 | 12.3213 | 38
3749 | 0 | 1 | 1 | 0.7 | 13.7 | 0 | 0 | 0 |  | 110.2119 | 42.5136 | 0 | 110.2219 | 16.1568 | 0 | 0.64936 | 11.2749 | 40.8
3750 | 303 | 73 | 30 | 0.7 | 15.6 | 0 | 0 | 1.4973 |  | 110.2112 | 42.3603 | 0 | 110.2227 | 7.5863 | 0 | 0.4685 | 10.4776 | 42
3751 | 642 | 260 | 61 | 0.2 | 20.3 | 0 | 0 | 5.4073 |  | 65.192 | 22.0931 | 0 | 65.2001 | 2.6097 | 0 | 0 | 10.4776 | 27.5004
3752 | 791 | 469 | 78 | 1.1 | 22.5 | 131.3888 | 0 | 23.3314 |  | 65.1924 | 20.1507 | 87.5636 | 21.2958 | 7.6519 | 0 | 0 | 10.4776 | 43.4821
3753 | 872 | 665 | 87 | 3.3 | 23.7 | 234.3278 | 0 | 42.2322 |  | 121.7242 | 44.7277 | 112.7371 | 0 | 16.1008 | 0 | 0 | 10.4776 | 44.1
3754 | 926 | 833 | 88 | 3.7 | 24.5 | 261.6854 | 0 | 55.9329 |  | 121.7244 | 44.2728 | 140.1124 | 0 | 26.6917 | 0 | 0 | 10.4776 | 44.4
3755 | 951 | 951 | 88 | 3 | 25.6 | 276.1058 | 0 | 64.5366 |  | 121.7216 | 43.7698 | 154.5431 | 0 | 38.4261 | 0 | 0 | 10.4776 | 43.2
3756 | 944 | 1013 | 102 | 3.6 | 26.4 | 278.5805 | 0 | 69.4208 |  | 121.7216 | 43.4789 | 157.0166 | 0 | 50.3827 | 0 | 0 | 10.4776 | 42.5
3757 | 946 | 1019 | 99 | 4.3 | 26.7 | 278.2621 | 0 | 70.2689 |  | 121.7223 | 43.3848 | 156.6931 | 0 | 62.346 | 0 | 0 | 10.4776 | 42.5
3758 | 950 | 974 | 93 | 5.2 | 26.4 | 274.0339 | 0 | 67.4003 |  | 121.7216 | 43.5233 | 152.4577 | 0 | 74.0167 | 0 | 0 | 10.4776 | 42.3
3759 | 937 | 872 | 87 | 4.9 | 26.9 | 263.3989 | 0 | 58.8951 |  | 121.7227 | 43.4769 | 141.8088 | 0 | 84.897 | 0 | 0 | 10.4776 | 41.9
3760 | 915 | 724 | 77 | 5.7 | 26.7 | 245.4509 | 0 | 46.7476 |  | 121.6869 | 43.6849 | 123.8793 | 0 | 94.4239 | 4.1622 | 0 | 17.2954 | 41.7
3761 | 850 | 533 | 69 | 6.4 | 26.1 | 194.1423 | 1.9656 | 29.1271 |  | 121.7258 | 44.2517 | 72.5007 | 0 | 99.9947 | 24.9661 | 0 | 55.1784 | 41.9
3762 | 732 | 323 | 57 | 5.7 | 25.4 | 122.1072 | 13.6541 | 9.2189 |  | 121.7354 | 44.8037 | 0 | -0.42003 | 99.9815 | 8.7827 | 0 | 68.1416 | 42.3
3763 | 479 | 121 | 34 | 4.2 | 24.5 | 0 | 0 | 1.7579 |  | 91.2214 | 31.5967 | 0 | 91.2237 | 92.9367 | 0 | 7.8598 | 56.3752 | 40.9
3764 | 17 | 5 | 4 | 2.4 | 22.4 | 0 | 0 | 0 |  | 91.2217 | 32.5105 | 0 | 91.2243 | 85.8908 | 0 | 6.0793 | 47.1824 | 37.7
3765 | 0 | 0 | 0 | 1.1 | 20.7 | 0 | 0 | 0 |  | 91.2219 | 33.04 | 0 | 91.2248 | 78.8434 | 0 | 4.2444 | 40.7192 | 36.1
3766 | 0 | 0 | 0 | 1.3 | 18.6 | 0 | 0 | 0 |  | 91.2229 | 33.5467 | 0 | 91.2261 | 71.7939 | 0 | 2.2107 | 37.3829 | 34.3
3767 | 0 | 0 | 0 | 0.5 | 16.6 | 0 | 0 | 0 |  | 91.2223 | 33.808 | 0 | 91.2259 | 64.7429 | 0 | 0.84313 | 36.1405 | 33.1
3768 | 0 | 0 | 0 | 0.8 | 15.8 | 0 | 0 | 0 |  | 91.2152 | 33.8883 | 0 | 91.2192 | 57.692 | 0 | 0.18842 | 35.8967 | 32.5
3769 | 0 | 0 | 0 | 1 | 14.2 | 0 | 0 | 0 |  | 91.2464 | 33.9031 | 0 | 91.2508 | 50.6401 | 0 | 0.002943 | 35.9266 | 32.4
3770 | 0 | 0 | 0 | 0.7 | 13.9 | 0 | 0 | 0 |  | 91.2141 | 33.9027 | 0 | 91.219 | 43.591 | 0 | 0.4941 | 35.1752 | 32.9
3771 | 0 | 0 | 0 | 1.5 | 13.6 | 0 | 0 | 0 |  | 91.2145 | 33.9131 | 0 | 91.22 | 36.5421 | 0 | 2.7734 | 30.8087 | 35.2
3772 | 0 | 0 | 0 | 1.3 | 12.7 | 0 | 0 | 0 |  | 91.215 | 33.963 | 0 | 91.2211 | 29.4935 | 0 | 5.8284 | 21.4026 | 38.3
3773 | 0 | 1 | 1 | 1.9 | 13.4 | 0 | 0 | 0 |  | 104.1841 | 39.7837 | 0 | 104.192 | 21.4029 | 0 | 3.1771 | 16.1747 | 40.9
3774 | 185 | 66 | 38 | 1.7 | 16.2 | 0 | 0 | 1.8786 |  | 111.7592 | 43.0282 | 0 | 111.7689 | 12.7058 | 0 | 1.7274 | 13.2949 | 42.4
3775 | 455 | 220 | 77 | 0.8 | 18.6 | 19.3406 | 0 | 5.8045 |  | 111.7601 | 41.6527 | 0 | 92.4197 | 5.5012 | 0 | 0 | 13.2949 | 43.1
3776 | 731 | 457 | 93 | 0.9 | 21.6 | 178.8851 | 0 | 22.9108 |  | 111.7583 | 40.7604 | 67.2189 | 0 | 10.5724 | 0 | 0 | 13.2949 | 43.9
3777 | 829 | 654 | 103 | 1.5 | 23.2 | 222.9324 | 0 | 40.8908 |  | 111.7575 | 40.0701 | 111.294 | 0 | 19.0677 | 0 | 0 | 13.2949 | 44.5
3778 | 877 | 817 | 110 | 1.9 | 25.1 | 248.1039 | 0 | 53.5291 |  | 111.7588 | 39.2675 | 136.4785 | 0 | 29.5214 | 0 | 0 | 13.2949 | 44.6
3779 | 908 | 936 | 112 | 2.4 | 26.5 | 263.1689 | 0 | 62.7066 |  | 111.7532 | 38.6264 | 151.5566 | 0 | 41.1502 | 0 | 0 | 13.2949 | 43.2
3780 | 908 | 997 | 120 | 4.7 | 27 | 266.0094 | 0 | 68.7235 |  | 111.7526 | 38.4133 | 154.3982 | 0 | 53.0081 | 0 | 0 | 13.2949 | 42.2
3781 | 899 | 1000 | 124 | 3.6 | 27.5 | 264.1622 | 0 | 68.0605 |  | 111.7557 | 38.2528 | 152.5454 | 0 | 64.7317 | 0 | 0 | 13.2949 | 42
3782 | 890 | 949 | 119 | 2.3 | 28.1 | 258.2342 | 0 | 62.9982 |  | 111.7567 | 38.0978 | 146.6114 | 0 | 76.005 | 0 | 0 | 13.2949 | 41.8
3783 | 864 | 845 | 117 | 3.1 | 28.4 | 243.1235 | 0 | 55.6875 |  | 111.7573 | 38.1255 | 131.49 | 0 | 86.1189 | 0 | 0 | 13.2949 | 41.3
3784 | 813 | 690 | 111 | 2.5 | 29 | 218.9855 | 0 | 43.3058 |  | 111.6747 | 38.0463 | 107.4198 | 0 | 94.3806 | 0 | 0 | 13.2949 | 40.9
3785 | 733 | 502 | 100 | 3.9 | 28.7 | 180.0222 | 0 | 27.2814 |  | 111.7662 | 38.4203 | 68.343 | 0 | 99.6268 | 0 | 0 | 13.2949 | 40.7
3786 | 596 | 298 | 79 | 4.6 | 27.9 | 120.5278 | 0 | 9.2328 |  | 115.4428 | 40.7835 | 5.1398 | 0 | 99.9759 | 0 | 0 | 13.2949 | 40.7
3787 | 358 | 112 | 46 | 4.1 | 26.6 | 0 | 0 | 2.2665 |  | 111.7531 | 40.3414 | 0 | 111.7559 | 91.2828 | 0 | 0 | 13.2949 | 39.5
3788 | 15 | 7 | 6 | 4.1 | 23.9 | 0 | 0 | 0 |  | 104.7093 | 38.0264 | 0 | 104.7123 | 83.1573 | 7.3614e-10 | 0 | 13.2949 | 36.7
3789 | 0 | 0 | 0 | 3.4 | 21.1 | 0 | 0 | 0 |  | 100.2365 | 36.8932 | 0 | 100.2397 | 75.3893 | 7.8009e-10 | 0 | 13.2949 | 35.4
3790 | 0 | 0 | 0 | 3.7 | 19.4 | 0 | 0 | 0 |  | 95.1959 | 35.09 | 0 | 95.1994 | 68.0229 | 2.4557e-09 | 0 | 13.2949 | 33.6
3791 | 0 | 0 | 0 | 3.4 | 19 | 0 | 0 | 0 |  | 91.1152 | 33.4143 | 0 | 91.1189 | 60.9826 | 2.4284e-09 | 0 | 13.2949 | 32
3792 | 0 | 0 | 0 | 4.4 | 18.6 | 0 | 0 | 0 |  | 88.7792 | 32.466 | 0 | 88.7832 | 54.128 | 0 | 0 | 13.2949 | 31.1
3793 | 0 | 0 | 0 | 4.8 | 17 | 0 | 0 | 0 |  | 87.2149 | 32.0144 | 0 | 87.2192 | 47.397 | 0 | 0 | 13.2949 | 30.6
3794 | 0 | 0 | 0 | 3.8 | 16.5 | 0 | 0 | 0 |  | 87.1144 | 32.0238 | 0 | 87.1193 | 40.674 | 0 | 0 | 13.2949 | 30.6
3795 | 0 | 0 | 0 | 3.8 | 16.4 | 0 | 0 | 0 |  | 86.8494 | 31.9072 | 0 | 86.8548 | 33.9725 | 0 | 0 | 13.2949 | 30.5
3796 | 0 | 0 | 0 | 1.4 | 15.9 | 0 | 0 | 0 |  | 88.7455 | 32.7588 | 0 | 88.7516 | 27.1205 | 0 | 0 | 13.2949 | 31.3
3797 | 0 | 1 | 1 | 1.3 | 15.9 | 0 | 0 | 0 |  | 94.9061 | 35.4158 | 0 | 94.9136 | 19.7774 | 0 | 0 | 13.2949 | 33.8
3798 | 264 | 70 | 32 | 1.4 | 17 | 0 | 0 | 1.6079 |  | 96.5882 | 36.0136 | 0 | 96.5969 | 12.3026 | 0 | 0.69457 | 12.1432 | 36.7
3799 | 589 | 252 | 67 | 2 | 20.2 | 49.146 | 0 | 5.5592 |  | 96.5884 | 34.2938 | 7.1138 | 54.5379 | 8.6078 | 0 | 0 | 12.1432 | 38.7
3800 | 740 | 457 | 88 | 5.6 | 23.1 | 177.5265 | 0 | 23.0792 |  | 96.588 | 33.2906 | 81.033 | 0 | 14.7915 | 0 | 0 | 12.1432 | 39.5
3801 | 815 | 647 | 103 | 7.1 | 24.2 | 213.2404 | 0 | 41.4267 |  | 96.587 | 32.7122 | 116.7706 | 0 | 23.7405 | 0 | 0 | 12.1432 | 39.7
3802 | 850 | 807 | 118 | 6.9 | 24.9 | 234.7136 | 0 | 54.585 |  | 96.5867 | 32.2997 | 138.2576 | 0 | 34.3506 | 0 | 0 | 12.1432 | 39.9
3803 | 870 | 924 | 130 | 7.1 | 25.1 | 246.164 | 0 | 64.1495 |  | 96.5867 | 32.1375 | 149.7153 | 0 | 45.8452 | 0 | 0 | 12.1432 | 38.8
3804 | 875 | 989 | 140 | 7.2 | 25.6 | 252.436 | 0 | 69.1081 |  | 96.587 | 31.8753 | 155.9912 | 0 | 57.8236 | 0 | 0 | 12.1432 | 37.3
3805 | 851 | 990 | 158 | 7.7 | 25.8 | 244.0263 | 0 | 69.1691 |  | 96.5872 | 31.8627 | 147.5768 | 0 | 69.1535 | 0 | 0 | 12.1432 | 36.5
3806 | 846 | 947 | 157 | 7.9 | 25.9 | 238.2781 | 0 | 66.4132 |  | 96.5872 | 31.8666 | 141.8256 | 0 | 80.0395 | 0 | 0 | 12.1432 | 36.1
3807 | 817 | 837 | 147 | 8.4 | 25.6 | 222.5574 | 0 | 57.5461 |  | 96.587 | 32.1146 | 126.0963 | 0 | 89.7128 | 0 | 0 | 12.1432 | 35.7
3808 | 769 | 686 | 136 | 8.3 | 25.3 | 199.5366 | 0 | 44.7895 |  | 96.5927 | 32.39 | 103.0567 | 0 | 97.6106 | 22.9084 | 0 | 47.2046 | 35.8
3809 | 681 | 500 | 124 | 8 | 24.4 | 127.4743 | 10.2409 | 27.9716 |  | 96.502 | 33.0618 | 31.0431 | 0 | 99.9628 | 24.0258 | 0 | 82.6081 | 36.1
3810 | 519 | 295 | 101 | 7.3 | 22.7 | 96.9153 | 0 | 10.2542 |  | 96.5923 | 33.8157 | 0 | -0.37606 | 99.9525 | 3.9203 | 0 | 88.3958 | 37.3
3811 | 211 | 100 | 56 | 6.6 | 20.8 | 0 | 0 | 2.7921 |  | 77.0928 | 27.0377 | 0 | 77.095 | 94.0256 | 0 | 8.2164 | 76.4662 | 37.2
3812 | 2 | 5 | 4 | 5.6 | 19.1 | 0 | 0 | 0 |  | 77.0925 | 27.4517 | 0 | 77.0949 | 88.0979 | 0 | 8.6474 | 63.5645 | 35
3813 | 0 | 0 | 0 | 5 | 18.4 | 0 | 0 | 0 |  | 77.0924 | 27.5713 | 0 | 77.0951 | 82.17 | 0 | 6.1934 | 54.2497 | 32.6
3814 | 0 | 0 | 0 | 4.4 | 18.1 | 0 | 0 | 0 |  | 77.0924 | 27.6147 | 0 | 77.0954 | 76.242 | 0 | 4.4682 | 47.4972 | 30.9
3815 | 0 | 0 | 0 | 3.2 | 17.8 | 0 | 0 | 0 |  | 77.0924 | 27.656 | 0 | 77.0957 | 70.3139 | 0 | 3.1496 | 42.7409 | 29.6
3816 | 0 | 0 | 0 | 1.9 | 17.2 | 0 | 0 | 0 |  | 80.8454 | 29.3025 | 0 | 80.8491 | 64.0884 | 0 | 0.79118 | 41.5978 | 28.8
3817 | 0 | 0 | 0 | 1.4 | 17 | 0 | 0 | 0 |  | 80.8454 | 29.3208 | 0 | 80.8495 | 57.863 | 0 | 0.37799 | 41.0719 | 28.4
3818 | 0 | 0 | 0 | 1.1 | 16.9 | 0 | 0 | 0 |  | 80.8454 | 29.3227 | 0 | 80.8499 | 51.6377 | 0 | 0.071584 | 41.002 | 28.1
3819 | 0 | 0 | 0 | 1.1 | 16.7 | 0 | 0 | 0 |  | 80.8454 | 29.3376 | 0 | 80.8503 | 45.4127 | 0 | 0.057843 | 40.94 | 28.1
3820 | 0 | 0 | 0 | 1 | 15.7 | 0 | 0 | 0 |  | 80.8441 | 29.2925 | 0 | 80.8495 | 39.1889 | 1.9178e-06 | 0 | 40.9589 | 28.1
3821 | 0 | 1 | 1 | 0.6 | 15.7 | 0 | 0 | 0 |  | 80.8441 | 29.2747 | 0 | 80.85 | 32.9657 | 0 | 1.5971 | 38.4747 | 29.7
3822 | 3 | 34 | 33 | 0.4 | 15.4 | 0 | 0 | 1.8431 |  | 80.8441 | 29.2927 | 0 | 80.8506 | 26.7431 | 0 | 1.8367 | 35.5996 | 31.8
3823 | 169 | 198 | 141 | 2 | 18 | 0 | 0 | 8.4661 |  | 74.6192 | 26.462 | 0 | 74.6259 | 21.0147 | 0 | 0 | 35.5996 | 33.9
3824 | 72 | 342 | 303 | 2.1 | 19.7 | 0 | 0 | 19.8242 |  | 41.6497 | 12.5238 | 0 | 41.6539 | 17.8745 | 0 | 3.1129 | 30.6858 | 35
3825 | 28 | 342 | 319 | 1.9 | 20.7 | 0 | 0 | 20.7508 |  | 25.4902 | 6.3579 | 0 | 25.493 | 15.9679 | 0 | 9.1757 | 15.5076 | 35.5
3826 | 165 | 454 | 311 | 1.7 | 22 | 0 | 0 | 28.8881 |  | 25.4902 | 6.0786 | 0 | 25.4933 | 14.0618 | 0 | 1.7938 | 12.4868 | 36.2
3827 | 441 | 731 | 315 | 1.2 | 24.4 | 54.7521 | 0 | 47.9264 |  | 25.4902 | 4.5652 | 43.0031 | 13.7124 | 16.3206 | 0 | 0 | 12.4868 | 35.8
3828 | 516 | 855 | 344 | 2.2 | 26.6 | 144.3242 | 0 | 56.9082 |  | 25.4902 | 4.0934 | 118.9154 | 0 | 25.3988 | 0 | 0 | 12.4868 | 34.1
3829 | 750 | 978 | 242 | 4 | 27.4 | 216.7488 | 0 | 66.9822 |  | 25.4902 | 3.5482 | 191.3812 | 0 | 39.9942 | 0 | 0 | 12.4868 | 33.2
3830 | 768 | 916 | 195 | 4.4 | 28.3 | 218.4752 | 0 | 62.1282 |  | 25.4902 | 3.2123 | 193.1068 | 0 | 54.7136 | 15.2977 | 0 | 36.3151 | 32.9
3831 | 763 | 838 | 188 | 5.1 | 28.3 | 210.4427 | 0 | 55.9601 |  | 25.4902 | 3.2705 | 185.0669 | 0 | 68.8061 | 24.9764 | 0 | 73.5442 | 32.8
3832 | 715 | 677 | 164 | 5.2 | 28.1 | 187.8061 | 0 | 43.2816 |  | 25.4902 | 3.4738 | 162.4137 | 0 | 81.1566 | 10.7331 | 0 | 89.28 | 33.3
3833 | 647 | 495 | 134 | 5.4 | 27.4 | 155.0568 | 0 | 27.1875 |  | 25.4902 | 3.8859 | 129.6412 | 0 | 90.996 | 0 | 2.9512 | 85.2093 | 34.0247
3834 | 468 | 284 | 108 | 5.5 | 25.7 | 89.2946 | 0 | 9.9785 |  | 25.4902 | 4.5272 | 63.8409 | 0 | 95.8317 | 0 | 21.558 | 52.3233 | 36.0637
3835 | 169 | 90 | 53 | 4.9 | 23.3 | 0 | 0 | 2.7233 |  | 60.4467 | 19.4754 | 0 | 60.4496 | 91.2152 | 0 | 15.1534 | 28.6121 | 37.2
3836 | 6 | 5 | 5 | 3 | 21.1 | 0 | 0 | 0 |  | 88.5954 | 31.756 | 0 | 88.5999 | 84.3764 | 0 | 3.9455 | 22.4606 | 34.7
3837 | 0 | 0 | 0 | 1.8 | 19.6 | 0 | 0 | 0 |  | 88.5957 | 32.1668 | 0 | 88.6005 | 77.5362 | 0 | 1.8732 | 19.5612 | 32.8
3838 | 0 | 0 | 0 | 0.7 | 18.9 | 0 | 0 | 0 |  | 88.5962 | 32.3087 | 0 | 88.6013 | 70.6955 | 2.4176e-09 | 0 | 19.5612 | 31
3839 | 0 | 0 | 0 | 0.5 | 18.5 | 0 | 0 | 0 |  | 79.2419 | 28.3802 | 0 | 79.2468 | 64.5974 | 0 | 0 | 19.5612 | 28.3802
3840 | 0 | 0 | 0 | 1 | 18.6 | 0 | 0 | 0 |  | 82.1189 | 29.5558 | 0 | 82.1243 | 58.272 | 0 | 0.9826 | 18.1269 | 29.4
3841 | 0 | 0 | 0 | 0.8 | 18.1 | 0 | 0 | 0 |  | 84.2093 | 30.5115 | 0 | 84.2153 | 51.7806 | 0 | 0 | 18.1269 | 29.3
3842 | 0 | 0 | 0 | 1.2 | 18 | 0 | 0 | 0 |  | 86.1714 | 31.3569 | 0 | 86.1779 | 45.1332 | 0 | 0 | 18.1269 | 30.1
3843 | 0 | 0 | 0 | 1.2 | 17.8 | 0 | 0 | 0 |  | 92.5715 | 34.1436 | 0 | 92.5791 | 37.9763 | 0 | 0 | 18.1269 | 32.7
3844 | 0 | 0 | 0 | 0.6 | 16.9 | 0 | 0 | 0 |  | 100.532 | 37.7936 | 0 | 100.5409 | 30.1813 | 0 | 0 | 18.1269 | 36
3845 | 0 | 1 | 1 | 1.4 | 17.1 | 0 | 0 | 0 |  | 107.4858 | 40.9002 | 0 | 107.4962 | 21.8286 | 0 | 0 | 18.1269 | 38.8
3846 | 44 | 51 | 45 | 1.3 | 17.7 | 0 | 0 | 2.3275 |  | 111.8477 | 42.8281 | 0 | 111.8597 | 13.1262 | 0 | 0 | 18.1269 | 40.5
3847 | 514 | 240 | 70 | 0.7 | 21.3 | 32.7055 | 0 | 5.3964 |  | 117.3375 | 43.6964 | 0 | 84.6264 | 6.4849 | 0 | 0 | 18.1269 | 41.7
3848 | 809 | 472 | 71 | 0.6 | 24.6 | 199.9241 | 0 | 22.6646 |  | 123.8272 | 45.7427 | 76.2058 | 0 | 12.1328 | 0 | 0 | 18.1269 | 42.5
3849 | 873 | 662 | 83 | 3 | 25.6 | 234.7463 | 0 | 41.3418 |  | 124.844 | 45.7314 | 110.0341 | 0 | 20.4203 | 0 | 0 | 18.1269 | 43.1
3850 | 916 | 827 | 88 | 4.8 | 26.9 | 257.3463 | 0 | 55.0465 |  | 124.8456 | 45.1466 | 132.6449 | 0 | 30.4778 | 0 | 0 | 18.1269 | 43.5
3851 | 950 | 951 | 88 | 4 | 27.5 | 274.7763 | 0 | 64.4137 |  | 124.8452 | 44.7788 | 150.0822 | 0 | 41.9074 | 0 | 0 | 18.1269 | 42.5
3852 | 953 | 1013 | 92 | 2.5 | 28.2 | 282.4216 | 0 | 67.6835 |  | 124.8448 | 44.4526 | 157.7275 | 0 | 53.9572 | 0 | 0 | 18.1269 | 41.6
3853 | 934 | 1016 | 106 | 3.9 | 28.7 | 275.0092 | 0 | 68.9484 |  | 124.8445 | 44.3707 | 150.3052 | 0 | 65.4647 | 0 | 0 | 18.1269 | 41.4
3854 | 911 | 965 | 116 | 5.1 | 28.7 | 262.1689 | 0 | 65.681 |  | 123.8792 | 44.0059 | 138.4165 | 0 | 76.0881 | 0 | 0 | 18.1269 | 41.1
3855 | 887 | 853 | 105 | 4.3 | 28.8 | 248.9502 | 0 | 56.6405 |  | 122.1742 | 43.216 | 126.8892 | 0 | 85.8528 | 0 | 0 | 18.1269 | 40.5
3856 | 854 | 705 | 95 | 5.3 | 28.7 | 228.3329 | 0 | 44.8309 |  | 120.6434 | 42.6301 | 107.7873 | 0 | 94.1631 | 0 | 0 | 18.1269 | 40.1
3857 | 801 | 522 | 80 | 6 | 28.1 | 196.423 | 0 | 28.2196 |  | 120.8899 | 43.1606 | 75.6439 | 0 | 99.9919 | 0 | 0 | 18.1269 | 40.7
3858 | 644 | 316 | 76 | 5.8 | 27.6 | 121.0807 | 0 | 9.5556 |  | 120.7783 | 43.5978 | 0 | -0.34889 | 99.9779 | 0 | 0 | 18.1269 | 41.3
3859 | 418 | 127 | 49 | 4.6 | 26.4 | 0 | 0 | 2.4379 |  | 115.0733 | 42.0556 | 0 | 115.0762 | 91.0155 | 0 | 0 | 18.1269 | 40.2
3860 | 25 | 9 | 7 | 2.8 | 24.5 | 0 | 0 | 0 |  | 105.2788 | 38.079 | 0 | 105.2818 | 82.8446 | 7.5878e-10 | 0 | 18.1269 | 36.8
3861 | 0 | 0 | 0 | 1.9 | 23.1 | 0 | 0 | 0 |  | 100.551 | 36.4009 | 0 | 100.5543 | 75.0529 | 2.8113e-09 | 0 | 18.1269 | 35.2
3862 | 0 | 0 | 0 | 1.3 | 20.3 | 0 | 0 | 0 |  | 95.4735 | 34.9933 | 0 | 95.477 | 67.6653 | 2.53e-09 | 0 | 18.1269 | 33.6
3863 | 0 | 0 | 0 | 0.9 | 19.8 | 0 | 0 | 0 |  | 92.0843 | 33.6273 | 0 | 92.088 | 60.5489 | 1.1732e-09 | 0 | 18.1269 | 32.3
3864 | 0 | 0 | 0 | 1 | 19.4 | 0 | 0 | 0 |  | 90.4682 | 33.031 | 0 | 90.4722 | 53.5607 | 0 | 0 | 18.1269 | 31.7
3865 | 0 | 0 | 0 | 1.8 | 19.3 | 0 | 0 | 0 |  | 90.1809 | 32.9229 | 0 | 90.1854 | 46.5957 | 0 | 0 | 18.1269 | 31.6
3866 | 0 | 0 | 0 | 0.9 | 18.3 | 0 | 0 | 0 |  | 91.1795 | 33.5229 | 0 | 91.1846 | 39.5508 | 2.377e-09 | 0 | 18.1269 | 32.1
3867 | 0 | 0 | 0 | 1.8 | 18.3 | 0 | 0 | 0 |  | 97.1282 | 36.1214 | 0 | 97.1343 | 32.0302 | 0 | 0 | 18.1269 | 34.5
3868 | 0 | 0 | 0 | 0.6 | 17.6 | 0 | 0 | 0 |  | 105.3793 | 39.9101 | 0 | 105.3867 | 23.8474 | 0 | 0 | 18.1269 | 37.9
3869 | 0 | 1 | 1 | 0.8 | 17.4 | 0 | 0 | 0 |  | 112.7522 | 43.3336 | 0 | 112.7612 | 15.0711 | 0 | 0 | 18.1269 | 40.9
3870 | 339 | 75 | 26 | 0.7 | 18.7 | 0 | 0 | 1.2438 |  | 116.3394 | 44.8108 | 0 | 116.3503 | 6.0102 | 0 | 0 | 18.1269 | 42.2
3871 | 689 | 265 | 49 | 1.1 | 22.2 | 71.9007 | 0 | 4.8032 |  | 121.9376 | 45.6323 | 7.2892 | 57.3002 | 2.0286 | 0 | 0 | 18.1269 | 43.1
3872 | 831 | 473 | 60 | 3.1 | 24.4 | 204.7207 | 0 | 22.9464 |  | 121.939 | 44.8203 | 82.8823 | 0 | 8.3105 | 0 | 0 | 18.1269 | 43.6
3873 | 905 | 666 | 66 | 3.4 | 26.4 | 243.6736 | 0 | 41.4224 |  | 121.9354 | 43.9199 | 121.8597 | 0 | 17.6366 | 0 | 0 | 18.1269 | 44.1
3874 | 948 | 831 | 68 | 2.7 | 27.2 | 269.1097 | 0 | 54.3247 |  | 121.9372 | 43.429 | 147.3054 | 0 | 28.9454 | 0 | 0 | 18.1269 | 44
3875 | 956 | 943 | 75 | 3.1 | 28.5 | 277.5208 | 0 | 63.0732 |  | 121.9357 | 42.9045 | 155.7194 | 0 | 40.9168 | 0 | 0 | 18.1269 | 42.6
3876 | 955 | 1005 | 83 | 4.7 | 28.9 | 280.9909 | 0 | 68.7367 |  | 121.9355 | 42.7241 | 159.188 | 0 | 53.1708 | 0 | 0 | 18.1269 | 41.9
3877 | 950 | 1014 | 90 | 4.9 | 29.4 | 279.0186 | 0 | 69.3808 |  | 121.9351 | 42.5774 | 157.211 | 0 | 65.2858 | 0 | 0 | 18.1269 | 41.7
3878 | 935 | 962 | 90 | 3.1 | 29.7 | 271.8188 | 0 | 64.1142 |  | 121.9349 | 42.5595 | 150.0034 | 0 | 76.8572 | 0 | 0 | 18.1269 | 41.6
3879 | 909 | 857 | 90 | 3.9 | 30.2 | 256.1238 | 0 | 56.3941 |  | 121.9345 | 42.5526 | 134.2964 | 0 | 87.2248 | 0 | 0 | 18.1269 | 41.2
3880 | 768 | 691 | 140 | 4.7 | 30.5 | 203.9988 | 0 | 43.5919 |  | 121.8957 | 42.8217 | 82.183 | 0 | 93.5581 | 2.9504 | 0 | 22.947 | 41.2
3881 | 720 | 519 | 122 | 4.7 | 30 | 175.9803 | 0 | 28.2032 |  | 121.8791 | 43.1279 | 54.1663 | 0 | 97.7258 | 24.9685 | 0 | 60.6812 | 41.6
3882 | 657 | 315 | 69 | 4.3 | 28.9 | 136.2623 | 0 | 9.2001 |  | 121.8797 | 43.6608 | 14.431 | 0 | 98.8093 | 8.6123 | 0 | 73.341 | 41.7
3883 | 310 | 108 | 52 | 4.1 | 24.9 | 0 | 0 | 2.5265 |  | 93.8025 | 32.5682 | 0 | 93.8048 | 91.5588 | 0 | 5.7546 | 64.8419 | 40.5
3884 | 9 | 7 | 6 | 5.8 | 20.4 | 0 | 0 | 0 |  | 93.803 | 34.2527 | 0 | 93.8056 | 84.3048 | 0 | 4.474 | 58.193 | 37.4
3885 | 0 | 0 | 0 | 7.9 | 18.4 | 0 | 0 | 0 |  | 93.8036 | 34.7246 | 0 | 93.8065 | 77.0485 | 0 | 2.6561 | 54.2693 | 35.8
3886 | 0 | 0 | 0 | 8 | 18 | 0 | 0 | 0 |  | 93.8039 | 34.7713 | 0 | 93.8071 | 69.792 | 0 | 0.91708 | 52.9855 | 34.1
3887 | 0 | 0 | 0 | 7.4 | 17.5 | 0 | 0 | 0 |  | 92.5034 | 34.2521 | 0 | 92.5069 | 62.6396 | 2.3314e-09 | 0 | 52.9855 | 32.7
3888 | 0 | 0 | 0 | 6.9 | 16.9 | 0 | 0 | 0 |  | 91.3926 | 33.834 | 0 | 91.3965 | 55.5757 | 2.1781e-07 | 0 | 52.9855 | 32.3
3889 | 0 | 0 | 0 | 6.6 | 16.5 | 0 | 0 | 0 |  | 91.058 | 33.7281 | 0 | 91.0623 | 48.5384 | 1.7546e-06 | 0 | 53.1751 | 32.2
3890 | 0 | 0 | 0 | 5.1 | 16.1 | 0 | 0 | 0 |  | 92.71 | 34.4807 | 0 | 92.715 | 41.3691 | 2.1049e-06 | 0 | 53.2028 | 32.9
3891 | 0 | 0 | 0 | 4.7 | 16 | 0 | 0 | 0 |  | 94.0388 | 35.0635 | 0 | 94.0444 | 34.0938 | 0 | 1.6581 | 50.6564 | 35.1
3892 | 0 | 0 | 0 | 5.3 | 15.2 | 0 | 0 | 0 |  | 94.0386 | 35.1301 | 0 | 94.0449 | 26.8186 | 0 | 4.9995 | 42.8704 | 38.5
3893 | 0 | 1 | 1 | 4.1 | 14.9 | 0 | 0 | 0 |  | 94.0385 | 35.1386 | 0 | 94.0457 | 19.5443 | 0 | 7.8746 | 30.3941 | 41.4
3894 | 9 | 42 | 41 | 3.5 | 15.5 | 0 | 0 | 2.2505 |  | 94.0386 | 35.0534 | 0 | 94.0469 | 12.2725 | 0 | 6.858 | 19.2462 | 42.6
3895 | 495 | 258 | 100 | 4.7 | 17 | 25.5118 | 0 | 7.0986 |  | 94.0399 | 33.8398 | 0 | 68.5231 | 6.9629 | 0 | 3.3252 | 13.7183 | 43.3
3896 | 495 | 443 | 203 | 5.2 | 18 | 111.6284 | 0 | 24.4366 |  | 90.2254 | 32.0841 | 21.4589 | 0 | 8.575 | 0 | 0 | 13.7183 | 43.8
3897 | 358 | 499 | 256 | 5.3 | 18.9 | 81.9518 | 0 | 31.9469 |  | 93.9581 | 33.6739 | 0 | 11.9661 | 7.6147 | 0 | 0 | 13.7183 | 44.5
3898 | 708 | 752 | 175 | 5.1 | 20.2 | 193.5962 | 0 | 51.4558 |  | 95.8319 | 33.8149 | 97.8702 | 0 | 15.099 | 0 | 0 | 13.7183 | 44.5
3899 | 924 | 938 | 106 | 5.1 | 21.2 | 265.2632 | 0 | 66.048 |  | 95.8317 | 33.0649 | 169.5803 | 0 | 28.1147 | 0 | 0 | 13.7183 | 43
3900 | 943 | 999 | 99 | 5.7 | 21.8 | 275.8022 | 0 | 71.3621 |  | 95.8319 | 32.7682 | 180.1261 | 0 | 41.9482 | 0 | 0 | 13.7183 | 42.3
3901 | 942 | 1006 | 101 | 6.1 | 22.7 | 274.8502 | 0 | 71.9331 |  | 95.8322 | 32.4772 | 179.1738 | 0 | 55.7099 | 0 | 0 | 13.7183 | 42.1
3902 | 930 | 956 | 102 | 6.5 | 23.2 | 266.2857 | 0 | 67.9422 |  | 95.8323 | 32.3979 | 170.6046 | 0 | 68.8114 | 0 | 0 | 13.7183 | 42.1
3903 | 900 | 858 | 100 | 6 | 23.7 | 250.8122 | 0 | 58.7564 |  | 95.8316 | 32.3556 | 155.1231 | 0 | 80.7199 | 10.0874 | 0 | 29.6725 | 41.5
3904 | 850 | 705 | 97 | 6.4 | 23.2 | 225.7986 | 0 | 45.9795 |  | 95.8323 | 32.7433 | 130.0946 | 0 | 90.6996 | 24.9725 | 0 | 67.1613 | 41.4
3905 | 784 | 518 | 84 | 6.3 | 22.5 | 191.4447 | 0 | 28.7207 |  | 95.8365 | 33.1969 | 95.7168 | 0 | 98.0308 | 15.5808 | 0 | 90 | 41.6
3906 | 653 | 312 | 68 | 6.7 | 21.5 | 121.5084 | 0 | 9.4615 |  | 95.8303 | 33.8306 | 25.7455 | 0 | 99.9742 | 0 | 0 | 90 | 42
3907 | 373 | 115 | 42 | 6.8 | 19.8 | 0 | 0 | 2.0808 |  | 93.0444 | 33.9946 | 0 | 93.0468 | 92.7801 | 0 | 6.1301 | 81.3569 | 40.9
3908 | 13 | 6 | 5 | 6.4 | 17.9 | 0 | 0 | 0 |  | 93.045 | 34.4604 | 0 | 93.0477 | 85.584 | 0 | 4.7131 | 74.4198 | 37.6
3909 | 0 | 0 | 0 | 5.3 | 17.3 | 0 | 0 | 0 |  | 93.0448 | 34.5318 | 0 | 93.0478 | 78.3876 | 0 | 3.0621 | 69.9439 | 36
3910 | 0 | 0 | 0 | 4 | 17.7 | 0 | 0 | 0 |  | 93.0449 | 34.4711 | 0 | 93.0483 | 71.1917 | 0 | 1.2993 | 68.1185 | 34.2
3911 | 0 | 0 | 0 | 3.5 | 17.5 | 0 | 0 | 0 |  | 93.0448 | 34.4884 | 0 | 93.0486 | 63.9958 | 0 | 0.080852 | 68.1073 | 33
3912 | 0 | 0 | 0 | 3.1 | 16.7 | 0 | 0 | 0 |  | 90.5463 | 33.4929 | 0 | 90.5503 | 56.9989 | 0 | 0.52612 | 67.3801 | 32.5
3913 | 0 | 0 | 0 | 3.6 | 16.5 | 0 | 0 | 0 |  | 90.5463 | 33.5058 | 0 | 90.5507 | 50.0022 | 0 | 0.30735 | 66.9612 | 32.3
3914 | 0 | 0 | 0 | 1.5 | 16 | 0 | 0 | 0 |  | 90.5462 | 33.552 | 0 | 90.5511 | 43.0054 | 0 | 0.87531 | 65.654 | 32.9
3915 | 0 | 0 | 0 | 1.5 | 15.4 | 0 | 0 | 0 |  | 90.5462 | 33.6036 | 0 | 90.5517 | 36.0087 | 0 | 3.0379 | 60.9999 | 35.1
3916 | 0 | 0 | 0 | 2 | 15.4 | 0 | 0 | 0 |  | 90.5461 | 33.5859 | 0 | 90.5523 | 29.0127 | 0 | 6.4324 | 51.0323 | 38.5
3917 | 0 | 1 | 1 | 1.7 | 15.2 | 0 | 0 | 0 |  | 90.5462 | 33.5859 | 0 | 90.5531 | 22.0176 | 0 | 9.2089 | 36.5594 | 41.3
3918 | 7 | 37 | 36 | 1.4 | 15.5 | 0 | 0 | 1.9993 |  | 90.5461 | 33.5283 | 0 | 90.554 | 15.0244 | 0 | 8.3253 | 23.195 | 42.4
3919 | 117 | 147 | 109 | 2.1 | 18.1 | 0 | 0 | 6.6194 |  | 90.5466 | 33.1693 | 0 | 90.5557 | 8.0361 | 0 | 4.7065 | 15.4549 | 43.2
3920 | 479 | 424 | 182 | 5.3 | 20.7 | 43.5258 | 1.78e-06 | 22.5014 |  | 66.1854 | 21.3608 | 16.6889 | 39.3304 | 6.3096 | 0 | 0 | 15.4549 | 43.8
3921 | 695 | 630 | 164 | 6.3 | 21.9 | 179.1858 | 0 | 40.3652 |  | 66.1856 | 20.9743 | 113.1011 | 0 | 14.9872 | 0 | 0 | 15.4549 | 44.6
3922 | 741 | 796 | 194 | 6.8 | 23.5 | 201.6442 | 0 | 54.0373 |  | 70.6396 | 22.0879 | 131.1208 | 0 | 25.0512 | 0 | 0 | 15.4549 | 44.8
3923 | 828 | 918 | 162 | 6.8 | 25 | 233.5126 | 0 | 63.7741 |  | 70.6395 | 21.1873 | 163.0097 | 0 | 37.5611 | 0 | 0 | 15.4549 | 43.5
3924 | 845 | 982 | 162 | 6.8 | 25.9 | 243.6227 | 0 | 68.7629 |  | 70.6396 | 20.63 | 173.1266 | 0 | 50.8404 | 0 | 0 | 15.4549 | 42.8
3925 | 848 | 989 | 159 | 7.1 | 25.4 | 244.0346 | 0 | 68.8066 |  | 70.6396 | 20.9139 | 173.5394 | 0 | 64.1408 | 0 | 0 | 15.4549 | 42.7
3926 | 856 | 944 | 143 | 6.9 | 25.4 | 242.8952 | 0 | 65.3667 |  | 70.6396 | 20.9302 | 172.3997 | 0 | 77.3405 | 0 | 0 | 15.4549 | 42.7
3927 | 810 | 839 | 152 | 6 | 25.2 | 223.599 | 0 | 57.0638 |  | 70.6396 | 21.1865 | 153.0918 | 0 | 89.0459 | 23.7711 | 0 | 51.7438 | 42.3
3928 | 715 | 685 | 170 | 5.7 | 25.1 | 187.3053 | 0 | 44.304 |  | 70.5952 | 21.4351 | 116.82 | 0 | 97.9587 | 23.8915 | 0 | 86.8391 | 41.8475
3929 | 545 | 475 | 167 | 5.8 | 24.1 | 96.8726 | 11.0263 | 26.5848 |  | 70.6372 | 22.3514 | 26.2902 | 0 | 99.9409 | 0.95449 | 0 | 88.2442 | 42.3
3930 | 306 | 245 | 121 | 5.2 | 22.7 | 0 | 0 | 9.6344 |  | 70.6397 | 23.759 | 0 | 70.6418 | 94.5229 | 0 | 9.0532 | 75.0524 | 42.1
3931 | 1 | 41 | 41 | 5.4 | 20.6 | 0 | 0 | 2.3844 |  | 70.6397 | 24.4818 | 0 | 70.642 | 89.1043 | 0 | 14.8788 | 52.4693 | 40.9
3932 | 0 | 3 | 3 | 4.7 | 19.5 | 0 | 0 | 0.11825 |  | 88.6986 | 32.2808 | 0 | 88.7018 | 82.256 | 0 | 6.6941 | 42.2504 | 37.8
3933 | 0 | 0 | 0 | 4.2 | 18.9 | 0 | 0 | 0 |  | 88.6991 | 32.3972 | 0 | 88.7027 | 75.4072 | 0 | 5.1516 | 34.3672 | 36.2
3934 | 0 | 0 | 0 | 3.1 | 18.5 | 0 | 0 | 0 |  | 88.699 | 32.45 | 0 | 88.7029 | 68.5583 | 0 | 3.419 | 29.0767 | 34.5
3935 | 0 | 0 | 0 | 2.2 | 18.1 | 0 | 0 | 0 |  | 88.6989 | 32.5001 | 0 | 88.7031 | 61.7093 | 0 | 2.0823 | 25.851 | 33.2
3936 | 0 | 0 | 0 | 3.3 | 18.2 | 0 | 0 | 0 |  | 81.2906 | 29.3128 | 0 | 81.2948 | 55.4495 | 0 | 0 | 25.851 | 29.3128
3937 | 0 | 0 | 0 | 3.1 | 17.9 | 0 | 0 | 0 |  | 81.2905 | 29.3487 | 0 | 81.2951 | 49.1898 | 0 | 0 | 25.851 | 29.3487
3938 | 0 | 0 | 0 | 3.5 | 17.9 | 0 | 0 | 0 |  | 81.2905 | 29.3341 | 0 | 81.2956 | 42.9304 | 0 | 0 | 25.851 | 29.3341
3939 | 0 | 0 | 0 | 3.2 | 19 | 0 | 0 | 0 |  | 99.0634 | 36.8076 | 0 | 99.0702 | 35.2555 | 0 | 0 | 25.851 | 35.2
3940 | 0 | 0 | 0 | 2.3 | 18.2 | 0 | 0 | 0 |  | 103.7138 | 39.0399 | 0 | 103.7217 | 27.2068 | 0 | 1.3299 | 23.859 | 38.5
3941 | 0 | 1 | 1 | 2.4 | 18 | 0 | 0 | 0 |  | 103.7139 | 39.0607 | 0 | 103.7227 | 19.1592 | 0 | 3.9026 | 17.4735 | 41.1
3942 | 83 | 50 | 36 | 2.7 | 17.6 | 0 | 0 | 1.8417 |  | 103.714 | 39.1115 | 0 | 103.724 | 11.1133 | 0 | 3.5193 | 11.5128 | 42.6
3943 | 455 | 233 | 88 | 2.2 | 18.9 | 0 | 0 | 6.156 |  | 103.7136 | 38.8412 | 0 | 103.7253 | 3.0743 | 0 | 0.35253 | 10.9148 | 43.6
3944 | 672 | 443 | 108 | 2.6 | 20.7 | 98.337 | 3.73e-06 | 22.251 |  | 69.2171 | 22.4065 | 56.3918 | 27.2213 | 5.292 | 0 | 0 | 10.9148 | 44.2
3945 | 804 | 644 | 109 | 1.9 | 23.3 | 215.1945 | 0 | 40.0447 |  | 115.2283 | 41.7633 | 100.0871 | 0 | 12.827 | 0 | 0 | 10.9148 | 44.9
3946 | 876 | 814 | 108 | 4 | 24.9 | 245.9254 | 0 | 54.1727 |  | 115.2299 | 41.0581 | 130.8359 | 0 | 22.7584 | 0 | 0 | 10.9148 | 44.8
3947 | 918 | 938 | 105 | 3 | 26.4 | 265.7015 | 0 | 63.0353 |  | 115.2236 | 40.361 | 150.6294 | 0 | 34.2356 | 0 | 0 | 10.9148 | 43.5
3948 | 935 | 1006 | 103 | 5.2 | 27.5 | 274.0602 | 0 | 69.2161 |  | 115.227 | 39.8915 | 158.9878 | 0 | 46.3757 | 0 | 0 | 10.9148 | 42.4
3949 | 934 | 1014 | 104 | 5.3 | 28.4 | 273.5059 | 0 | 69.6119 |  | 115.2257 | 39.5885 | 158.432 | 0 | 58.4916 | 0 | 0 | 10.9148 | 42.2
3950 | 920 | 961 | 103 | 6 | 28.9 | 264.0256 | 0 | 65.7042 |  | 115.2251 | 39.5103 | 148.9435 | 0 | 69.8974 | 0 | 0 | 10.9148 | 42
3951 | 913 | 867 | 94 | 4.3 | 29.2 | 256.92 | 0 | 57.2649 |  | 115.2247 | 39.4712 | 141.8301 | 0 | 80.7766 | 0 | 0 | 10.9148 | 41.5
3952 | 869 | 715 | 92 | 5.6 | 28.8 | 232.5832 | 0 | 45.406 |  | 115.2252 | 39.8153 | 117.4752 | 0 | 89.7964 | 0 | 0 | 10.9148 | 41.1
3953 | 745 | 518 | 100 | 5.3 | 28 | 182.2744 | 0 | 28.0384 |  | 115.1719 | 40.3693 | 67.19 | 0 | 94.9444 | 0 | 0 | 10.9148 | 40.7
3954 | 585 | 309 | 90 | 5.3 | 26.6 | 118.3318 | 0 | 10.1159 |  | 115.2335 | 41.1324 | 3.1521 | 0 | 95.143 | 0 | 0 | 10.9148 | 40.6
3955 | 288 | 102 | 45 | 4.2 | 25.5 | 0 | 0 | 2.157 |  | 113.5161 | 41.6069 | 0 | 113.519 | 86.3063 | 0 | 0 | 10.9148 | 39.8
3956 | 19 | 9 | 8 | 3.7 | 23.4 | 0 | 0 | 0.3255 |  | 105.7391 | 38.6815 | 0 | 105.7421 | 78.0979 | 0 | 0 | 10.9148 | 37.2
3957 | 0 | 0 | 0 | 1.7 | 21.4 | 0 | 0 | 0 |  | 101.6227 | 37.4266 | 0 | 101.6259 | 70.2189 | 0 | 0 | 10.9148 | 35.9
3958 | 0 | 0 | 0 | 0.9 | 19.4 | 0 | 0 | 0 |  | 95.4444 | 35.1987 | 0 | 95.4479 | 62.8328 | 0 | 0 | 10.9148 | 33.7
3959 | 0 | 0 | 0 | 0.3 | 18.7 | 0 | 0 | 0 |  | 91.5277 | 33.6515 | 0 | 91.5314 | 55.7596 | 0 | 0 | 10.9148 | 32.2
3960 | 0 | 0 | 0 | 0.8 | 18.7 | 0 | 0 | 0 |  | 90.038 | 32.9938 | 0 | 90.0421 | 48.8053 | 0 | 0 | 10.9148 | 31.6
3961 | 0 | 0 | 0 | 1.9 | 18.8 | 0 | 0 | 0 |  | 88.8253 | 32.4399 | 0 | 88.8299 | 41.9478 | 1.8139e-06 | 0 | 10.9262 | 31.1
3962 | 0 | 0 | 0 | 1.9 | 17.6 | 0 | 0 | 0 |  | 87.5736 | 32.0654 | 0 | 87.5787 | 35.1896 | 0 | 0 | 10.9262 | 30.7
3963 | 0 | 0 | 0 | 1.8 | 16.7 | 0 | 0 | 0 |  | 87.1592 | 31.9941 | 0 | 87.1648 | 28.4644 | 0 | 0 | 10.9262 | 30.6
3964 | 0 | 0 | 0 | 1.6 | 16 | 0 | 0 | 0 |  | 89.2568 | 32.9562 | 0 | 89.2633 | 21.5727 | 2.105e-06 | 0 | 10.9263 | 31.5
3965 | 0 | 1 | 1 | 1.8 | 15.6 | 0 | 0 | 0 |  | 95.3575 | 35.6351 | 0 | 95.3654 | 14.1947 | 2.1018e-06 | 0 | 10.9263 | 34
3966 | 384 | 78 | 25 | 1.3 | 16 | 0 | 0 | 1.3218 |  | 102.3184 | 38.6848 | 0 | 102.3284 | 6.2619 | 0 | 0 | 10.9263 | 36.8
3967 | 729 | 272 | 45 | 0.6 | 19.9 | 80.5545 | 0 | 4.8061 |  | 111.5437 | 41.0922 | 18.3169 | 49.2726 | 3.7766 | 0 | 0 | 10.9263 | 38.9
3968 | 860 | 482 | 56 | 1 | 22.4 | 213.3202 | 0 | 22.9072 |  | 113.7801 | 41.329 | 99.6522 | 0 | 11.3534 | 0 | 0 | 10.9263 | 39.6
3969 | 926 | 678 | 62 | 1.4 | 24.3 | 250.8027 | 0 | 41.278 |  | 113.7809 | 40.4931 | 137.1558 | 0 | 21.8516 | 0 | 0 | 10.9263 | 40.1
3970 | 962 | 842 | 66 | 2.4 | 26.6 | 273.3938 | 0 | 54.5933 |  | 113.7752 | 39.4779 | 159.7644 | 0 | 34.1098 | 0 | 0 | 10.9263 | 40.2
3971 | 970 | 957 | 75 | 5.1 | 27.7 | 279.6007 | 0 | 65.0109 |  | 113.7787 | 39.0196 | 165.9697 | 0 | 46.8573 | 0 | 0 | 10.9263 | 39.1
3972 | 965 | 1025 | 90 | 5 | 27.9 | 283.749 | 0 | 70.0564 |  | 113.7791 | 38.8981 | 170.118 | 0 | 59.9362 | 0 | 0 | 10.9263 | 37.3
3973 | 963 | 1028 | 87 | 4.2 | 28.4 | 283.9119 | 0 | 69.7844 |  | 111.5202 | 37.5878 | 172.5379 | 0 | 73.2204 | 0 | 0 | 10.9263 | 36.3
3974 | 950 | 975 | 86 | 3.1 | 28.8 | 276.5573 | 0 | 64.9425 |  | 110.8789 | 37.2154 | 165.819 | 0 | 85.9954 | 0 | 0 | 10.9263 | 36
3975 | 927 | 869 | 82 | 4.2 | 28.4 | 261.2436 | 0 | 57.4204 |  | 109.7942 | 36.9857 | 151.5806 | 0 | 97.6813 | 0 | 0 | 10.9263 | 35.9
3976 | 889 | 718 | 78 | 3.4 | 28.6 | 138.7856 | 48.3633 | 44.9128 |  | 108.4593 | 37.0526 | 30.3978 | 0 | 99.9964 | 19.4351 | 0 | 40.9452 | 36
3977 | 826 | 532 | 71 | 4.3 | 28.3 | 108.738 | 42.4564 | 28.4806 |  | 108.4543 | 37.2633 | 0 | -0.33862 | 99.9854 | 24.9787 | 0 | 77.9749 | 36.3
3978 | 710 | 327 | 59 | 4.2 | 27.1 | 108.7575 | 13.8186 | 9.4516 |  | 108.4667 | 37.6861 | 0 | -0.34581 | 99.9754 | 7.3603 | 0 | 88.773 | 36.9
3979 | 440 | 125 | 39 | 3.5 | 25.8 | 0 | 0 | 1.8431 |  | 77.9562 | 25.2645 | 0 | 77.9582 | 93.9825 | 0 | 9.4846 | 74.8568 | 36.5921
3980 | 26 | 8 | 6 | 2.3 | 23.2 | 0 | 0 | 0.24056 |  | 77.9562 | 26.6224 | 0 | 77.9585 | 87.9888 | 0 | 8.7113 | 61.8349 | 35.2
3981 | 0 | 0 | 0 | 1.7 | 21.2 | 0 | 0 | 0 |  | 77.9565 | 27.3335 | 0 | 77.959 | 81.9939 | 0 | 6.7093 | 51.7172 | 33.2
3982 | 0 | 0 | 0 | 3.2 | 19.7 | 0 | 0 | 0 |  | 77.9565 | 27.6884 | 0 | 77.9593 | 75.9983 | 0 | 4.7532 | 44.5056 | 31.4
3983 | 0 | 0 | 0 | 2.1 | 19.5 | 0 | 0 | 0 |  | 77.9565 | 27.7172 | 0 | 77.9596 | 70.0028 | 0 | 3.2346 | 39.5935 | 29.9
3984 | 0 | 0 | 0 | 1.8 | 18.6 | 0 | 0 | 0 |  | 83.573 | 30.2265 | 0 | 83.5766 | 63.5624 | 2.5403e-07 | 0 | 39.5935 | 29
3985 | 0 | 0 | 0 | 2.4 | 18.7 | 0 | 0 | 0 |  | 82.5942 | 29.7858 | 0 | 82.5982 | 57.1998 | 2.1333e-06 | 0 | 39.7397 | 28.6
3986 | 0 | 0 | 0 | 2.7 | 18.8 | 0 | 0 | 0 |  | 0 | -0.28887 | 0 | 0 | 57.1764 | 0 | 0 | 39.7397 | -0.28887
3987 | 0 | 0 | 0 | 2.5 | 18.1 | 0 | 0 | 0 |  | 0 | -0.28887 | 0 | 0 | 57.1529 | 0 | 0 | 39.7397 | -0.28887
3988 | 0 | 0 | 0 | 3.4 | 17.6 | 0 | 0 | 0 |  | 0 | -0.28887 | 0 | 0 | 57.1294 | 0 | 0 | 39.7397 | -0.28887
3989 | 0 | 1 | 1 | 1.8 | 16.3 | 0 | 0 | 0 |  | 0 | -0.28887 | 0 | 0 | 57.1059 | 0 | 0 | 39.7397 | -0.28887
3990 | 255 | 87 | 56 | 2.1 | 17.5 | 0 | 0 | 2.8313 |  | 0 | -0.28887 | 0 | 0 | 57.0825 | 0 | 0 | 39.7397 | 2.5425
3991 | 349 | 235 | 118 | 2.4 | 20.1 | 0 | 0 | 7.4725 |  | 0 | -0.28887 | 0 | 0 | 57.0591 | 0 | 8.8402 | 25.7124 | 16.0238
3992 | 331 | 378 | 215 | 4 | 22.4 | 4.7032 | 1.04e-07 | 20.6385 |  | 0 | -1.2521 | 4.706 | 0 | 57.3956 | 0 | 0 | 25.7124 | 19.3865
3993 | 572 | 653 | 266 | 5.1 | 24.4 | 144.7857 | 0 | 40.6931 |  | 0 | -1.389 | 144.8724 | 0 | 68.4448 | 3.5803 | 0 | 31.3513 | 35.7238
3994 | 265 | 590 | 366 | 5.8 | 24.7 | 0 | 0 | 38.2925 |  | 0 | -0.37147 | 0 | 0 | 68.4211 | 2.0885 | 0 | 34.6385 | 35.8325
3995 | 126 | 568 | 445 | 4.6 | 25.3 | 0 | 0 | 36.7549 |  | 0 | -0.28887 | 0 | 0 | 68.3975 | 0.85331 | 0 | 35.9905 | 35.6127
3996 | 2 | 283 | 275 | 5.3 | 24.4 | 0 | 0 | 16.975 |  | 0 | -0.28887 | 0 | 0 | 68.3738 | 0 | 0 | 35.9905 | 16.6862
3997 | 135 | 477 | 336 | 5.2 | 24.4 | 0 | 0 | 31.6271 |  | 0 | -0.28887 | 0 | 0 | 68.3502 | 0 | 0 | 35.9905 | 31.3383
3998 | 566 | 816 | 277 | 5.6 | 26.1 | 90.4298 | 3.52e-06 | 55.9569 |  | 0 | -1.5059 | 90.4833 | 0 | 75.2307 | 21.4683 | 0 | 68.3461 | 32.9827
3999 | 250 | 587 | 372 | 6.2 | 25.6 | 0 | 0 | 38.8704 |  | 0 | -0.37147 | 0 | 0 | 75.2069 | 5.6657 | 0 | 76.6598 | 32.8332
4000 | 785 | 718 | 151 | 6.3 | 25.5 | 143.4266 | 5.41e-06 | 46.3076 |  | 0 | -1.7554 | 143.5107 | 0 | 86.1261 | 8.6066 | 0 | 89.764 | 33.8
4001 | 468 | 406 | 146 | 6 | 24.7 | 105.4977 | 0 | 23.0626 |  | 0 | -1.2621 | 105.5593 | 0 | 94.1481 | 0 | 0 | 89.764 | 21.8005
4002 | 311 | 214 | 87 | 5.4 | 23.8 | 0 | 0 | 7.6696 |  | 0 | -0.37147 | 0 | 0 | 94.1236 | 0 | 21.0787 | 57.5174 | 28.3768
4003 | 221 | 117 | 68 | 4.9 | 22.8 | 0 | 0 | 3.4757 |  | 0 | -0.28887 | 0 | 0 | 94.0992 | 0 | 24.9435 | 16.9413 | 28.1304
4004 | 5 | 10 | 9 | 3.4 | 21.5 | 0 | 0 | 0.37229 |  | 130.4275 | 25.586 | 0 | 130.4399 | 83.8466 | 0 | 0 | 16.9413 | 25.9583
4005 | 0 | 0 | 0 | 2.4 | 20.3 | 0 | 0 | 0 |  | 93.9775 | 34.2093 | 0 | 93.9863 | 76.5775 | 0 | 0 | 16.9413 | 33
4006 | 0 | 0 | 0 | 1.3 | 19.4 | 0 | 0 | 0 |  | 89.4744 | 32.4835 | 0 | 89.4831 | 69.6669 | 0 | 0 | 16.9413 | 31.3
4007 | 0 | 0 | 0 | 1.1 | 18.7 | 0 | 0 | 0 |  | 86.0705 | 31.1412 | 0 | 86.0792 | 63.0266 | 0 | 0 | 16.9413 | 30
4008 | 0 | 0 | 0 | 1 | 17.8 | 0 | 0 | 0 |  | 83.9083 | 30.3403 | 0 | 83.9172 | 56.5581 | 0 | 0 | 16.9413 | 29.2
4009 | 0 | 0 | 0 | 1.1 | 17.1 | 0 | 0 | 0 |  | 83.7766 | 30.3752 | 0 | 83.7859 | 50.0998 | 0 | 0 | 16.9413 | 29.2
4010 | 0 | 0 | 0 | 0.8 | 16.4 | 0 | 0 | 0 |  | 87.0958 | 31.8769 | 0 | 87.1059 | 43.377 | 0 | 0 | 16.9413 | 30.6
4011 | 0 | 0 | 0 | 0.4 | 15 | 0 | 0 | 0 |  | 93.7919 | 34.9174 | 0 | 93.8033 | 36.1192 | 0 | 0 | 16.9413 | 33.4
4012 | 0 | 0 | 0 | 0.1 | 14.9 | 0 | 0 | 0 |  | 103.1144 | 39.0897 | 0 | 103.1277 | 28.114 | 0 | 0 | 16.9413 | 37.2
4013 | 0 | 1 | 1 | 0.9 | 15.1 | 0 | 0 | 0 |  | 107.43 | 41.0402 | 0 | 107.4449 | 19.7633 | 0 | 1.4616 | 14.8864 | 40.4
4014 | 308 | 74 | 30 | 0.3 | 16.1 | 0 | 0 | 1.4926 |  | 107.4301 | 40.9382 | 0 | 107.4461 | 11.4159 | 0 | 2.1246 | 11.284 | 42.5
4015 | 652 | 261 | 58 | 0.2 | 21.2 | 0 | 0 | 5.0422 |  | 107.4305 | 39.938 | 0 | 107.4483 | 3.0803 | 0 | 0.40108 | 10.6013 | 43.7
4016 | 795 | 465 | 72 | 1.1 | 23 | 131.9834 | 4.91e-06 | 22.2072 |  | 85.4073 | 28.1036 | 74.455 | 27.8155 | 6.6044 | 0 | 0 | 10.6013 | 44.2
4017 | 882 | 662 | 77 | 1.9 | 24.3 | 237.6962 | 0 | 40.7004 |  | 126.0138 | 46.5857 | 111.8096 | 0 | 15.0402 | 0 | 0 | 10.6013 | 45
4018 | 928 | 827 | 80 | 1.4 | 26.9 | 263.5291 | 0 | 52.8154 |  | 126.0144 | 45.6098 | 137.6565 | 0 | 25.5094 | 0 | 0 | 10.6013 | 45.3
4019 | 942 | 942 | 86 | 2.3 | 28.6 | 273.6016 | 0 | 61.9825 |  | 126.0132 | 44.9594 | 147.7327 | 0 | 36.7821 | 0 | 0 | 10.6013 | 44.3
4020 | 943 | 1004 | 92 | 3.9 | 29.4 | 278.072 | 0 | 67.7199 |  | 126.013 | 44.6408 | 152.2009 | 0 | 48.4257 | 0 | 0 | 10.6013 | 43.3
4021 | 945 | 1016 | 94 | 4.9 | 29.6 | 277.484 | 0 | 69.1308 |  | 126.013 | 44.5791 | 151.6065 | 0 | 60.0511 | 0 | 0 | 10.6013 | 43.2
4022 | 930 | 963 | 93 | 3.6 | 30.3 | 269.9565 | 0 | 64.1713 |  | 126.0128 | 44.4259 | 144.068 | 0 | 71.1187 | 0 | 0 | 10.6013 | 43.1
4023 | 924 | 867 | 84 | 4.9 | 30.7 | 259.6357 | 0 | 57.1554 |  | 126.014 | 44.397 | 133.7325 | 0 | 81.4125 | 0 | 0 | 10.6013 | 42.6
4024 | 896 | 721 | 76 | 5.2 | 30.2 | 241.1093 | 0 | 45.3147 |  | 126.0126 | 44.7289 | 115.1903 | 0 | 90.2972 | 0 | 0 | 10.6013 | 42.5
4025 | 832 | 534 | 69 | 3.7 | 29.9 | 208.0697 | 0 | 28.3646 |  | 126.0012 | 45.0588 | 82.1413 | 0 | 96.6348 | 0 | 0 | 10.6013 | 42.6
4026 | 709 | 328 | 60 | 3 | 29.4 | 151.0238 | 0 | 9.4858 |  | 125.9947 | 45.5052 | 25.077 | 0 | 98.5428 | 4.3818 | 0 | 17.7685 | 42.6
4027 | 470 | 131 | 39 | 1.6 | 27.6 | 0 | 0 | 1.8215 |  | 113.7299 | 40.963 | 0 | 113.7327 | 89.6881 | 0 | 0 | 17.7685 | 41.2
4028 | 36 | 9 | 6 | 1.6 | 24.7 | 0 | 0 | 0.23851 |  | 100.7387 | 35.8915 | 0 | 100.7415 | 81.8824 | 0 | 2.7816 | 13.1065 | 38
4029 | 0 | 0 | 0 | 2.4 | 22 | 0 | 0 | 0 |  | 100.7398 | 36.8465 | 0 | 100.7429 | 74.0749 | 0 | 0.94123 | 11.5123 | 36.4
4030 | 0 | 0 | 0 | 0.8 | 20.5 | 0 | 0 | 0 |  | 98.0306 | 36.0782 | 0 | 98.0341 | 66.483 | 2.5467e-09 | 0 | 11.5123 | 34.6
4031 | 0 | 0 | 0 | 1 | 19.4 | 0 | 0 | 0 |  | 94.2018 | 34.6497 | 0 | 94.2055 | 59.1965 | 1.0224e-09 | 0 | 11.5123 | 33.2
4032 | 0 | 0 | 0 | 1.7 | 17.9 | 0 | 0 | 0 |  | 91.2834 | 33.6525 | 0 | 91.2874 | 52.1423 | 0 | 0.52437 | 10.6214 | 32.7
4033 | 0 | 0 | 0 | 1 | 18.2 | 0 | 0 | 0 |  | 90.9104 | 33.4363 | 0 | 90.9149 | 45.1183 | 0 | 0 | 10.6214 | 32.5
4034 | 0 | 0 | 0 | 0.8 | 17.6 | 0 | 0 | 0 |  | 90.9102 | 33.5058 | 0 | 90.9152 | 38.0944 | 0 | 0 | 10.6214 | 33.1
4035 | 0 | 0 | 0 | 0.7 | 16.5 | 0 | 0 | 0 |  | 90.9099 | 33.6311 | 0 | 90.9155 | 31.0703 | 0 | 0 | 10.6214 | 33.6311
4036 | 0 | 0 | 0 | 0.4 | 15.5 | 0 | 0 | 0 |  | 105.9189 | 40.427 | 0 | 105.9263 | 22.8417 | 1.8006e-10 | 0 | 10.6214 | 38.3
4037 | 0 | 1 | 1 | 0.6 | 16.2 | 0 | 0 | 0 |  | 113.4306 | 43.8172 | 0 | 113.4397 | 14.0089 | 0 | 0 | 10.6214 | 41.3
4038 | 341 | 75 | 27 | 0.4 | 17.8 | 0 | 0 | 1.3064 |  | 114.7174 | 44.1862 | 0 | 114.7283 | 5.0787 | 0 | 0.34237 | 10.0354 | 43.3
4039 | 681 | 262 | 50 | 0.9 | 22 | 69.5338 | 0 | 4.5748 |  | 114.7178 | 42.1372 | 9.7059 | 54.8648 | 1.5006 | 0 | 0 | 10.0354 | 44.5
4040 | 825 | 469 | 62 | 2 | 23.9 | 203.4151 | 0 | 22.3694 |  | 116.9012 | 42.4689 | 86.6146 | 0 | 8.0899 | 0 | 0 | 10.0354 | 44.9
4041 | 880 | 657 | 75 | 3.2 | 23.7 | 236.1565 | 0 | 41.0012 |  | 116.8993 | 42.3257 | 119.3763 | 0 | 17.2393 | 0 | 0 | 10.0354 | 45.9
4042 | 909 | 817 | 86 | 2.6 | 25.7 | 257.0645 | 0 | 53.4324 |  | 116.8963 | 41.5133 | 140.2976 | 0 | 28.0189 | 0 | 0 | 10.0354 | 46.1
4043 | 922 | 932 | 95 | 3 | 27.4 | 266.838 | 0 | 62.2746 |  | 116.8977 | 40.8388 | 150.0734 | 0 | 39.5626 | 0 | 0 | 10.0354 | 45
4044 | 916 | 992 | 105 | 3.4 | 28.9 | 270.0257 | 0 | 66.6073 |  | 116.8962 | 40.2926 | 153.2623 | 0 | 51.3585 | 0 | 0 | 10.0354 | 44.1
4045 | 916 | 1001 | 106 | 3 | 30.4 | 270.3257 | 0 | 66.5367 |  | 116.895 | 39.7711 | 153.5611 | 0 | 63.1843 | 0 | 0 | 10.0354 | 43.9
4046 | 899 | 949 | 109 | 6.4 | 31.1 | 257.1429 | 0 | 64.3638 |  | 116.8976 | 39.6728 | 140.3661 | 0 | 73.9975 | 0 | 0 | 10.0354 | 43.8
4047 | 870 | 845 | 107 | 6.2 | 30 | 241.7072 | 0 | 56.2518 |  | 116.8952 | 40.1772 | 124.9222 | 0 | 83.6291 | 0 | 0 | 10.0354 | 43.3
4048 | 828 | 697 | 100 | 6 | 29.6 | 220.2984 | 0 | 44.1501 |  | 116.8872 | 40.4678 | 103.5089 | 0 | 91.6104 | 19.5744 | 0 | 40.2963 | 42.8
4049 | 769 | 517 | 86 | 4.5 | 29.4 | 190.0599 | 0 | 27.7693 |  | 116.7881 | 40.6655 | 73.3552 | 0 | 97.2597 | 23.656 | 0 | 75.4364 | 42.8
4050 | 680 | 323 | 66 | 3.9 | 29 | 143.3837 | 0 | 9.7002 |  | 116.9058 | 41.0712 | 26.538 | 0 | 99.2792 | 6.112 | 0 | 84.4503 | 42.7
4051 | 455 | 130 | 39 | 4.5 | 27 | 0 | 0 | 1.8274 |  | 96.3018 | 32.7722 | 0 | 96.3042 | 91.8288 | 0 | 6.7842 | 74.5843 | 41.3838
4052 | 26 | 8 | 6 | 3.3 | 21.7 | 0 | 0 | 0.24261 |  | 94.5494 | 34.2074 | 0 | 94.552 | 84.5163 | 0 | 4.8172 | 67.5102 | 38.1
4053 | 0 | 0 | 0 | 1.9 | 19.1 | 0 | 0 | 0 |  | 94.5497 | 34.8908 | 0 | 94.5526 | 77.2011 | 0 | 3.324 | 62.6137 | 36.7
4054 | 0 | 0 | 0 | 0.8 | 18.3 | 0 | 0 | 0 |  | 94.55 | 35.062 | 0 | 94.5533 | 69.885 | 0 | 1.24 | 60.8861 | 34.7
4055 | 0 | 0 | 0 | 0.5 | 17.8 | 0 | 0 | 0 |  | 94.5504 | 35.1202 | 0 | 94.554 | 62.5687 | 9.1703e-10 | 0 | 60.8861 | 33.5
4056 | 0 | 0 | 0 | 0.3 | 17.2 | 0 | 0 | 0 |  | 92.5037 | 34.2808 | 0 | 92.5076 | 55.4162 | 0 | 0.27543 | 60.6703 | 33
4057 | 0 | 0 | 0 | 0.8 | 16.3 | 0 | 0 | 0 |  | 92.5034 | 34.3793 | 0 | 92.5079 | 48.2633 | 2.2649e-09 | 0 | 60.6703 | 32.8
4058 | 0 | 0 | 0 | 0.5 | 15.6 | 0 | 0 | 0 |  | 92.5033 | 34.4444 | 0 | 92.5082 | 41.1103 | 0 | 0.45925 | 60.0593 | 33.3
4059 | 0 | 0 | 0 | 0.9 | 15.1 | 0 | 0 | 0 |  | 95.0994 | 35.6239 | 0 | 95.1051 | 33.7491 | 0 | 1.6743 | 57.5047 | 35.6
4060 | 0 | 0 | 0 | 1.2 | 15.4 | 0 | 0 | 0 |  | 97.2821 | 36.541 | 0 | 97.2886 | 26.2141 | 0 | 4.0999 | 51.1674 | 38.9
4061 | 0 | 1 | 1 | 1.2 | 15.4 | 0 | 0 | 0 |  | 97.2821 | 36.5211 | 0 | 97.2895 | 18.6805 | 0 | 6.8938 | 40.385 | 41.7
4062 | 253 | 70 | 33 | 1.5 | 19.1 | 0 | 0 | 1.6534 |  | 97.2819 | 35.9594 | 0 | 97.2905 | 11.1529 | 0 | 7.6562 | 28.2117 | 43.8
4063 | 626 | 259 | 64 | 0.9 | 22.9 | 57.1717 | 0 | 5.0089 |  | 97.2822 | 33.7606 | 11.1961 | 51.2837 | 8.0227 | 0 | 6.3262 | 17.8871 | 44.8
4064 | 741 | 458 | 91 | 0.8 | 25.4 | 181.1343 | 0 | 21.8525 |  | 97.2813 | 32.676 | 83.9493 | 0 | 14.4348 | 0 | 0 | 17.8871 | 45.3
4065 | 873 | 669 | 90 | 1.8 | 27.8 | 235.2318 | 0 | 40.4349 |  | 97.2792 | 31.3314 | 138.082 | 0 | 25.029 | 0 | 0 | 17.8871 | 46.4
4066 | 927 | 835 | 89 | 3.2 | 28.9 | 262.1087 | 0 | 54.0894 |  | 97.2799 | 30.6314 | 164.9749 | 0 | 37.7009 | 0 | 0 | 17.8871 | 46.5
4067 | 958 | 958 | 89 | 3.7 | 30.1 | 277.4136 | 0 | 63.6789 |  | 97.2795 | 29.976 | 180.2896 | 0 | 51.5526 | 0 | 0 | 17.8871 | 45.2
4068 | 917 | 1051 | 164 | 4.5 | 31.2 | 269.2677 | 0 | 69.9356 |  | 97.2786 | 29.6373 | 172.1403 | 0 | 64.7764 | 0 | 0 | 17.8871 | 44.4
4069 | 962 | 1041 | 103 | 5.2 | 32.1 | 282.6207 | 0 | 70.1183 |  | 97.2778 | 29.1615 | 185.5019 | 0 | 79.029 | 2.0081 | 0 | 21.1893 | 44.2
4070 | 942 | 983 | 101 | 6 | 32.5 | 271.1234 | 0 | 65.9482 |  | 97.2785 | 29.1635 | 173.9972 | 0 | 92.3959 | 24.9681 | 0 | 58.9899 | 44.1
4071 | 862 | 899 | 161 | 5.9 | 33.2 | 196.1687 | 19.1333 | 58.5955 |  | 97.2864 | 29.5594 | 98.9921 | 0 | 99.9842 | 21.1608 | 0 | 90 | 43.6
4072 | 272 | 527 | 318 | 5.8 | 32.4 | 0 | 0 | 32.013 |  | 41.8897 | 7.0856 | 0 | 41.8908 | 96.8213 | 0 | 0 | 90 | 39.0986
4073 | 353 | 440 | 246 | 4.8 | 31.9 | 11.776 | 0 | 24.8663 |  | 41.8897 | 6.5323 | 5.2494 | 35.3577 | 94.555 | 0 | 7.2976 | 79.5287 | 38.6963
4074 | 627 | 355 | 117 | 3.9 | 31.7 | 117.6716 | 1.6432 | 12.0742 |  | 47.0628 | 8.346 | 70.6702 | 0 | 99.9294 | 0 | 18.4368 | 51.3855 | 38.8569
4075 | 416 | 143 | 64 | 2.8 | 30.5 | 0 | 0 | 3.0632 |  | 59.4723 | 14.6896 | 0 | 59.4742 | 95.3901 | 0 | 20.305 | 18.7393 | 38.0578
4076 | 41 | 15 | 12 | 2.8 | 25.2 | 0 | 0 | 0.49408 |  | 107.9708 | 39.0929 | 0 | 107.9745 | 87.0027 | 0 | 0 | 18.7393 | 38.2
4077 | 0 | 0 | 0 | 1.8 | 22.2 | 0 | 0 | 0 |  | 104.6886 | 38.5804 | 0 | 104.6925 | 78.8773 | 5.9574e-10 | 0 | 18.7393 | 37
4078 | 0 | 0 | 0 | 0.5 | 21.4 | 0 | 0 | 0 |  | 99.3637 | 36.3964 | 0 | 99.3678 | 71.1794 | 8.5781e-10 | 0 | 18.7393 | 35
4079 | 0 | 0 | 0 | 0.5 | 20.7 | 0 | 0 | 0 |  | 95.5983 | 34.9279 | 0 | 95.6026 | 63.7823 | 2.5636e-09 | 0 | 18.7393 | 33.6
4080 | 0 | 0 | 0 | 0 | 19.9 | 0 | 0 | 0 |  | 80.0457 | 28.4929 | 0 | 80.0497 | 57.6219 | 0 | 0 | 18.7393 | 28.4929
4081 | 0 | 0 | 0 | 0.5 | 19.6 | 0 | 0 | 0 |  | 80.0457 | 28.5373 | 0 | 80.05 | 51.4617 | 0 | 0 | 18.7393 | 28.5373
4082 | 0 | 0 | 0 | 1.2 | 19.5 | 0 | 0 | 0 |  | 94.4708 | 34.6975 | 0 | 94.4764 | 44.1543 | 2.4612e-09 | 0 | 18.7393 | 33.3
4083 | 0 | 0 | 0 | 0.8 | 19.3 | 0 | 0 | 0 |  | 99.1281 | 36.778 | 0 | 99.1346 | 36.4745 | 2.4444e-09 | 0 | 18.7393 | 35.2
4084 | 0 | 0 | 0 | 0.8 | 19.3 | 0 | 0 | 0 |  | 106.8303 | 40.2585 | 0 | 106.8381 | 28.1769 | 2.7826e-10 | 0 | 18.7393 | 38.3
4085 | 0 | 1 | 1 | 1.2 | 20.9 | 0 | 0 | 0 |  | 113.7393 | 43.12 | 0 | 113.7485 | 19.3238 | 0 | 0.074337 | 18.9925 | 40.9
4086 | 241 | 83 | 48 | 1.5 | 22.4 | 0 | 0 | 2.3424 |  | 113.7376 | 42.7094 | 0 | 113.7482 | 10.4749 | 0 | 0 | 18.9925 | 42.9
4087 | 610 | 255 | 65 | 1 | 24.5 | 0 | 0 | 4.9599 |  | 98.3541 | 34.7268 | 0 | 98.3649 | 2.8717 | 0 | 4.9428 | 10.5508 | 44
4088 | 779 | 459 | 74 | 0.8 | 26.5 | 127.5902 | 0 | 21.4258 |  | 75.147 | 22.2245 | 77.5444 | 25.0345 | 6.8853 | 0 | 0 | 10.5508 | 43.6503
4089 | 858 | 653 | 84 | 1.5 | 28.4 | 230.903 | 0 | 39.2157 |  | 126.6696 | 45.6419 | 104.3605 | 0 | 14.729 | 0 | 0 | 10.5508 | 45.7
4090 | 902 | 817 | 92 | 2.1 | 29.9 | 255.3146 | 0 | 52.1298 |  | 126.6694 | 44.9587 | 128.7855 | 0 | 24.4878 | 0 | 0 | 10.5508 | 45.8
4091 | 925 | 934 | 93 | 2 | 31.3 | 268.5011 | 0 | 60.3778 |  | 126.6698 | 44.3599 | 141.9753 | 0 | 35.2887 | 0 | 0 | 10.5508 | 44.6
4092 | 939 | 1004 | 94 | 3.3 | 32.1 | 277.4761 | 0 | 66.3546 |  | 126.6669 | 43.9661 | 150.9524 | 0 | 46.8144 | 0 | 0 | 10.5508 | 43.6
4093 | 970 | 1031 | 85 | 5.3 | 32.8 | 285.0533 | 0 | 69.4181 |  | 126.6686 | 43.6259 | 158.5241 | 0 | 58.9563 | 0 | 0 | 10.5508 | 43.3
4094 | 975 | 988 | 77 | 6.3 | 32.8 | 281.0623 | 0 | 66.498 |  | 126.6686 | 43.6728 | 154.5216 | 0 | 70.825 | 0 | 0 | 10.5508 | 43.1
4095 | 967 | 890 | 70 | 6.1 | 32.9 | 271.4235 | 0 | 58.4812 |  | 126.6686 | 43.7505 | 144.8671 | 0 | 81.981 | 0 | 0 | 10.5508 | 42.4
4096 | 945 | 745 | 64 | 6.5 | 32.9 | 254.1672 | 0 | 46.5009 |  | 126.665 | 43.9231 | 127.5948 | 0 | 91.8312 | 16.5743 | 0 | 36.3584 | 42.2
4097 | 871 | 550 | 62 | 6 | 31.8 | 216.4606 | 0 | 29.1681 |  | 126.5986 | 44.5785 | 89.93 | 0 | 98.7836 | 24.9765 | 0 | 73.5754 | 42
4098 | 734 | 336 | 56 | 4.2 | 31.5 | 142.7448 | 5.8781 | 9.5316 |  | 126.6714 | 45.094 | 16.1132 | 0 | 99.9946 | 9.5261 | 0 | 87.5564 | 42
4099 | 455 | 130 | 39 | 3 | 30.6 | 0 | 0 | 1.7915 |  | 115.0984 | 40.6109 | 0 | 115.1012 | 91.0206 | 0 | 0 | 87.5564 | 40.9
4100 | 31 | 9 | 6 | 2.1 | 28.2 | 0 | 0 | 0.23379 |  | 100.207 | 34.1771 | 0 | 100.2097 | 83.2583 | 0 | 3.6331 | 82.7898 | 37.9
4101 | 0 | 0 | 0 | 3 | 24.6 | 0 | 0 | 0 |  | 93.6871 | 32.7177 | 0 | 93.6899 | 76.0171 | 0 | 4.5702 | 76.0608 | 36.8
4102 | 0 | 0 | 0 | 2.3 | 21.9 | 0 | 0 | 0 |  | 93.6874 | 33.7485 | 0 | 93.6906 | 68.7742 | 0 | 2.2297 | 72.8519 | 34.9
4103 | 0 | 0 | 0 | 3 | 20.9 | 0 | 0 | 0 |  | 93.6874 | 34.0481 | 0 | 93.691 | 61.5306 | 0 | 0.59252 | 72.0901 | 33.4
4104 | 0 | 0 | 0 | 3.8 | 20.2 | 0 | 0 | 0 |  | 93.2497 | 34.0281 | 0 | 93.2536 | 54.3215 | 0 | 0.17549 | 71.9222 | 32.9
4105 | 0 | 0 | 0 | 3.1 | 20.4 | 0 | 0 | 0 |  | 93.2496 | 33.9654 | 0 | 93.254 | 47.113 | 2.5357e-09 | 0 | 71.9222 | 32.7
4106 | 0 | 0 | 0 | 2.2 | 18.9 | 0 | 0 | 0 |  | 93.6921 | 34.5147 | 0 | 93.6971 | 39.8676 | 0 | 0.14788 | 71.8098 | 33.2
4107 | 0 | 0 | 0 | 1.6 | 18 | 0 | 0 | 0 |  | 93.6927 | 34.6651 | 0 | 93.6983 | 32.622 | 0 | 2.1607 | 68.526 | 35.3
4108 | 0 | 0 | 0 | 1.2 | 17.8 | 0 | 0 | 0 |  | 93.6926 | 34.6745 | 0 | 93.699 | 25.377 | 0 | 5.3401 | 60.302 | 38.5
4109 | 0 | 1 | 1 | 1.1 | 18.3 | 0 | 0 | 0 |  | 93.6928 | 34.586 | 0 | 93.7 | 18.1337 | 0 | 7.9755 | 47.894 | 41.1
4110 | 57 | 41 | 32 | 0.9 | 18.9 | 0 | 0 | 1.6939 |  | 93.6921 | 34.4342 | 0 | 93.7004 | 10.8934 | 0 | 8.3385 | 34.7701 | 43.1
4111 | 524 | 234 | 63 | 2 | 21.3 | 33.7915 | -1.37e-06 | 4.6768 |  | 93.6928 | 32.7686 | 1.3406 | 61.2325 | 6.2541 | 0 | 7.3508 | 22.9795 | 44.3
4112 | 763 | 453 | 74 | 1.1 | 24.1 | 186.8526 | 0 | 21.3036 |  | 93.6917 | 31.5598 | 93.2593 | 0 | 13.3953 | 0 | 0 | 22.9795 | 44.9
4113 | 847 | 646 | 82 | 2.4 | 25.8 | 227.1001 | 0 | 39.4348 |  | 93.6915 | 30.6345 | 133.5326 | 0 | 23.6556 | 0 | 0 | 22.9795 | 45.6
4114 | 881 | 809 | 97 | 2.9 | 27.3 | 248.32 | 0 | 52.4412 |  | 93.6922 | 29.8 | 154.7655 | 0 | 35.5557 | 0 | 0 | 22.9795 | 45.7
4115 | 769 | 865 | 158 | 3.5 | 27.8 | 218.9013 | 0 | 57.8849 |  | 93.6905 | 29.7923 | 125.3327 | 0 | 45.1878 | 0 | 0 | 22.9795 | 44.3
4116 | 586 | 788 | 210 | 5.2 | 28.3 | 163.6583 | 0 | 54.2823 |  | 93.6896 | 29.8488 | 70.0596 | 0 | 50.5601 | 0 | 0 | 22.9795 | 43.2
4117 | 878 | 995 | 131 | 4.9 | 29 | 256.3566 | 0 | 67.2507 |  | 93.6902 | 28.9463 | 162.8112 | 0 | 63.0718 | 0 | 0 | 22.9795 | 42.8
4118 | 852 | 943 | 140 | 4.8 | 29.6 | 244.4951 | 0 | 63.1688 |  | 93.6908 | 28.7882 | 150.9431 | 0 | 74.6649 | 0 | 0 | 22.9795 | 42.7
4119 | 821 | 841 | 138 | 4.8 | 29.5 | 228.5738 | 0 | 55.6125 |  | 93.6907 | 28.9557 | 135.0133 | 0 | 85.0275 | 0 | 0 | 22.9795 | 42.1
4120 | 757 | 655 | 136 | 4.6 | 29.2 | 201.2959 | 0 | 43.3257 |  | 93.6828 | 29.2575 | 107.728 | 0 | 93.2859 | 0 | 0 | 22.9795 | 41.9
4121 | 698 | 509 | 114 | 5.4 | 28.4 | 169.7598 | 0 | 27.7233 |  | 93.6954 | 29.7871 | 76.1613 | 0 | 99.111 | 13.7446 | 0 | 44.3051 | 41.4
4122 | 582 | 312 | 88 | 5.3 | 27.1 | 105.0587 | 0 | 10.2312 |  | 93.6876 | 30.6401 | 11.4302 | 0 | 99.9541 | 0.13542 | 0 | 44.4336 | 40.7359
4123 | 327 | 119 | 52 | 4.7 | 25.6 | 0 | 0 | 2.5113 |  | 93.6913 | 32.2059 | 0 | 93.694 | 92.7128 | 0 | 5.4423 | 35.9838 | 40
4124 | 3 | 5 | 5 | 3.8 | 23.8 | 0 | 0 | 0.1978 |  | 93.6917 | 33.0604 | 0 | 93.6946 | 85.4703 | 0 | 4.8223 | 28.3712 | 37.4
4125 | 0 | 0 | 0 | 3.1 | 22.5 | 0 | 0 | 0 |  | 93.692 | 33.5352 | 0 | 93.6952 | 78.2272 | 0 | 3.8135 | 22.2631 | 36.4
4126 | 0 | 0 | 0 | 2.7 | 20.9 | 0 | 0 | 0 |  | 93.6918 | 34.0488 | 0 | 93.6954 | 70.9828 | 0 | 1.7864 | 19.3817 | 34.6
4127 | 0 | 0 | 0 | 2.9 | 19.8 | 0 | 0 | 0 |  | 93.692 | 34.3223 | 0 | 93.696 | 63.7374 | 0 | 0.15362 | 19.1465 | 33.1
4128 | 0 | 0 | 0 | 3.6 | 18.9 | 0 | 0 | 0 |  | 89.3316 | 32.6537 | 0 | 89.3357 | 56.8389 | 0 | 0.90094 | 17.684 | 32.2
4129 | 0 | 0 | 0 | 3.5 | 18.6 | 0 | 0 | 0 |  | 89.3315 | 32.6881 | 0 | 89.3361 | 49.9405 | 0 | 0.37607 | 17.0737 | 31.7
4130 | 0 | 0 | 0 | 3.2 | 18.2 | 0 | 0 | 0 |  | 89.3313 | 32.7348 | 0 | 89.3364 | 43.0422 | 0 | 0.13818 | 16.8513 | 31.5
4131 | 0 | 0 | 0 | 3.1 | 17.7 | 0 | 0 | 0 |  | 89.3312 | 32.7918 | 0 | 89.3368 | 36.144 | 0 | 0 | 16.8513 | 31.4
4132 | 0 | 0 | 0 | 1.8 | 17 | 0 | 0 | 0 |  | 90.9169 | 33.5508 | 0 | 90.9233 | 29.1199 | 0 | 0 | 16.8513 | 32.1
4133 | 0 | 1 | 1 | 1.6 | 16.7 | 0 | 0 | 0 |  | 97.0311 | 36.2689 | 0 | 97.0388 | 21.6069 | 0 | 0 | 16.8513 | 34.6
4134 | 214 | 64 | 33 | 1.3 | 18 | 0 | 0 | 1.5997 |  | 104.4918 | 39.4045 | 0 | 104.5012 | 13.4983 | 0 | 0 | 16.8513 | 37.5
4135 | 521 | 238 | 74 | 1.3 | 20.6 | 33.2519 | 0 | 5.3138 |  | 106.7434 | 38.8319 | 0 | 73.483 | 7.7652 | 0 | 2.3089 | 12.9845 | 39.9
4136 | 698 | 442 | 94 | 2.9 | 22.9 | 168.3802 | 0 | 21.3026 |  | 106.7386 | 38.0448 | 61.731 | 0 | 12.4167 | 0 | 0 | 12.9845 | 40.8
4137 | 788 | 632 | 105 | 4.5 | 24.8 | 207.9646 | 0 | 39.2479 |  | 106.7389 | 37.2251 | 101.3402 | 0 | 20.1361 | 0 | 0 | 12.9845 | 41.1
4138 | 842 | 794 | 111 | 5.8 | 25.8 | 233.3095 | 0 | 52.6278 |  | 106.7393 | 36.7036 | 126.6999 | 0 | 29.8211 | 0 | 0 | 12.9845 | 41.5
4139 | 867 | 910 | 116 | 5.4 | 27 | 247.1301 | 0 | 61.5931 |  | 106.7342 | 36.1306 | 140.5334 | 0 | 40.5822 | 0 | 0 | 12.9845 | 40.7
4140 | 881 | 978 | 119 | 5.2 | 27.7 | 256.9427 | 0 | 66.5859 |  | 106.7358 | 35.7703 | 150.3493 | 0 | 52.1084 | 0 | 0 | 12.9845 | 39
4141 | 890 | 991 | 115 | 5.7 | 28.5 | 259.1551 | 0 | 67.5893 |  | 106.7371 | 35.4477 | 152.5608 | 0 | 63.8118 | 0 | 0 | 12.9845 | 37.9
4142 | 891 | 948 | 108 | 6 | 29.2 | 255.1991 | 0 | 64.2407 |  | 106.7355 | 35.223 | 148.6029 | 0 | 75.2174 | 0 | 0 | 12.9845 | 37.8
4143 | 874 | 850 | 102 | 6.5 | 29 | 242.6152 | 0 | 56.5653 |  | 106.738 | 35.4077 | 136.0081 | 0 | 85.6617 | 0 | 0 | 12.9845 | 37.5
4144 | 825 | 701 | 100 | 6.8 | 28.5 | 218.598 | 0 | 44.4757 |  | 106.6966 | 35.7495 | 112.0175 | 0 | 94.2643 | 0 | 0 | 12.9845 | 37.6
4145 | 749 | 520 | 94 | 7.4 | 27.3 | 181.2924 | 0 | 28.3541 |  | 106.8814 | 36.512 | 74.5328 | 0 | 99.9793 | 0 | 0 | 12.9845 | 37.8
4146 | 613 | 318 | 81 | 7 | 25.9 | 107.0627 | 0 | 10.1889 |  | 106.7599 | 37.302 | 0 | -0.35716 | 99.9665 | 0 | 0 | 12.9845 | 38.5
4147 | 345 | 123 | 52 | 5.8 | 24.1 | 0 | 0 | 2.5292 |  | 106.7382 | 38.8298 | 0 | 106.7411 | 91.6779 | 0 | 0 | 12.9845 | 38.6
4148 | 14 | 9 | 8 | 4.6 | 22 | 0 | 0 | 0.32801 |  | 102.6102 | 37.6985 | 0 | 102.6132 | 83.7196 | 0 | 0 | 12.9845 | 36.2
4149 | 0 | 0 | 0 | 3.8 | 20.5 | 0 | 0 | 0 |  | 96.534 | 35.4171 | 0 | 96.5372 | 76.2471 | 9.5828e-10 | 0 | 12.9845 | 34
4150 | 0 | 0 | 0 | 2.5 | 19.7 | 0 | 0 | 0 |  | 91.7942 | 33.5346 | 0 | 91.7976 | 69.1535 | 1.181e-09 | 0 | 12.9845 | 32.2
4151 | 0 | 0 | 0 | 1.3 | 19.6 | 0 | 0 | 0 |  | 87.7911 | 31.8604 | 0 | 87.7948 | 62.3779 | 2.4726e-09 | 0 | 12.9845 | 30.6
4152 | 0 | 0 | 0 | 1.3 | 19.6 | 0 | 0 | 0 |  | 85.553 | 30.9048 | 0 | 85.5569 | 55.7807 | 0 | 0 | 12.9845 | 29.7
4153 | 0 | 0 | 0 | 1.5 | 19.8 | 0 | 0 | 0 |  | 84.3631 | 30.3424 | 0 | 84.3674 | 49.2787 | 0 | 0 | 12.9845 | 29.2
4154 | 0 | 0 | 0 | 1.4 | 19.1 | 0 | 0 | 0 |  | 83.687 | 30.1592 | 0 | 83.6917 | 42.8305 | 0 | 0 | 12.9845 | 29
4155 | 0 | 0 | 0 | 1.5 | 18.6 | 0 | 0 | 0 |  | 83.0757 | 29.9667 | 0 | 83.0809 | 36.431 | 0 | 0 | 12.9845 | 28.8
4156 | 0 | 0 | 0 | 1.7 | 18.3 | 0 | 0 | 0 |  | 82.5068 | 29.7594 | 0 | 82.5125 | 30.0769 | 0 | 0 | 12.9845 | 28.6
4157 | 0 | 1 | 1 | 1.5 | 18.3 | 0 | 0 | 0 |  | 87.2171 | 31.7574 | 0 | 87.2239 | 23.349 | 0 | 0 | 12.9845 | 30.5
4158 | 249 | 68 | 33 | 0.8 | 17.8 | 0 | 0 | 1.5995 |  | 92.8188 | 34.2407 | 0 | 92.827 | 16.1757 | 0 | 0 | 12.9845 | 32.8
4159 | 569 | 247 | 69 | 0.6 | 20.6 | 43.8372 | 1.74e-06 | 5.0853 |  | 100.2965 | 35.8787 | 2.9826 | 59.4259 | 11.7719 | 0 | 0 | 12.9845 | 35
4160 | 732 | 451 | 86 | 1.3 | 23.2 | 178.3232 | 0 | 21.4183 |  | 106.7138 | 37.8925 | 71.7057 | 0 | 17.1878 | 0 | 0 | 12.9845 | 36.2
4161 | 822 | 646 | 95 | 4 | 26 | 218.3533 | 0 | 39.5943 |  | 107.5282 | 37.0992 | 110.9464 | 0 | 25.6368 | 0 | 0 | 12.9845 | 36.9
4162 | 857 | 806 | 109 | 5.8 | 27.2 | 237.8873 | 0 | 52.9496 |  | 107.5247 | 36.5055 | 130.4957 | 0 | 35.6053 | 0 | 0 | 12.9845 | 37.8
4163 | 890 | 927 | 111 | 6 | 28.6 | 253.5643 | 0 | 62.4246 |  | 107.5283 | 35.8516 | 146.1776 | 0 | 46.791 | 0 | 0 | 12.9845 | 37.9
4164 | 905 | 995 | 112 | 6.4 | 29.6 | 263.1132 | 0 | 67.6242 |  | 107.5257 | 35.3908 | 155.7336 | 0 | 58.7227 | 0 | 0 | 12.9845 | 36.5
4165 | 901 | 1006 | 118 | 6.1 | 30.4 | 262.205 | 0 | 68.0977 |  | 107.5246 | 35.1059 | 154.8245 | 0 | 70.5955 | 0 | 0 | 12.9845 | 35.8
4166 | 872 | 955 | 132 | 6 | 30.9 | 249.3641 | 0 | 64.0788 |  | 107.5239 | 35.0487 | 141.9752 | 0 | 81.4894 | 0 | 0 | 12.9845 | 35.6
4167 | 822 | 848 | 142 | 6.3 | 30.4 | 227.1444 | 0 | 56.1992 |  | 107.5246 | 35.3991 | 119.7404 | 0 | 90.6812 | 0 | 0 | 12.9845 | 35.5
4168 | 776 | 703 | 136 | 6.4 | 30.1 | 204.8313 | 0 | 44.3961 |  | 107.5445 | 35.6613 | 97.3932 | 0 | 98.1588 | 0 | 0 | 12.9845 | 35.8
4169 | 668 | 518 | 136 | 6.4 | 29.5 | 131.4489 | 5.486 | 28.281 |  | 107.6016 | 36.2675 | 23.914 | 0 | 99.9651 | 0 | 0 | 12.9845 | 36.3
4170 | 473 | 309 | 123 | 6.7 | 27.9 | 90.6147 | 0 | 11.263 |  | 101.1192 | 33.8069 | 0 | 10.459 | 99.1337 | 0.73128 | 0 | 14.2048 | 37.2
4171 | 219 | 119 | 72 | 6.3 | 25.1 | 0 | 0 | 3.6407 |  | 101.1129 | 35.8219 | 0 | 101.1158 | 91.2978 | 0.67526 | 0 | 15.3221 | 38
4172 | 2 | 6 | 5 | 4.6 | 22.5 | 0 | 0 | 0.19928 |  | 101.1139 | 36.8596 | 0 | 101.1171 | 83.4602 | 0 | 0.37532 | 14.6989 | 36.1
4173 | 0 | 0 | 0 | 4 | 21 | 0 | 0 | 0 |  | 96.9614 | 35.4763 | 0 | 96.9648 | 75.9541 | 2.594e-09 | 0 | 14.6989 | 34.1
4174 | 0 | 0 | 0 | 2 | 19.5 | 0 | 0 | 0 |  | 91.9849 | 33.6627 | 0 | 91.9885 | 68.845 | 2.4613e-09 | 0 | 14.6989 | 32.3
4175 | 0 | 0 | 0 | 1.1 | 19.3 | 0 | 0 | 0 |  | 88.6908 | 32.3137 | 0 | 88.6946 | 61.9976 | 1.3341e-09 | 0 | 14.6989 | 31
4176 | 0 | 0 | 0 | 1.4 | 19.5 | 0 | 0 | 0 |  | 86.7591 | 31.4402 | 0 | 86.7632 | 55.3043 | 0 | 0 | 14.6989 | 30.2
4177 | 0 | 0 | 0 | 1.3 | 18.8 | 0 | 0 | 0 |  | 85.8486 | 31.151 | 0 | 85.853 | 48.6833 | 0 | 0 | 14.6989 | 29.9
4178 | 0 | 0 | 0 | 1 | 17.5 | 0 | 0 | 0 |  | 86.5663 | 31.6463 | 0 | 86.5713 | 42.0046 | 0 | 0 | 14.6989 | 30.3
4179 | 0 | 0 | 0 | 0.2 | 17.1 | 0 | 0 | 0 |  | 90.6896 | 33.4553 | 0 | 90.6954 | 34.998 | 0 | 0 | 14.6989 | 32
4180 | 0 | 0 | 0 | 0.9 | 16.6 | 0 | 0 | 0 |  | 96.0238 | 35.849 | 0 | 96.0307 | 27.5647 | 0 | 0 | 14.6989 | 34.2
4181 | 0 | 1 | 1 | 1.1 | 16.8 | 0 | 0 | 0 |  | 99.6021 | 37.4001 | 0 | 99.6101 | 19.8462 | 0 | 0.66466 | 13.5885 | 36.3
4182 | 123 | 56 | 37 | 1.4 | 18.5 | 0 | 0 | 1.8664 |  | 99.6017 | 37.1025 | 0 | 99.6108 | 12.1318 | 0 | 1.5556 | 10.938 | 38.9
4183 | 473 | 237 | 87 | 1.1 | 21.4 | 22.3071 | 9.21e-07 | 5.7892 |  | 99.6034 | 35.3729 | 0 | 77.2938 | 6.1349 | 0 | 0 | 10.938 | 40.3
4184 | 656 | 442 | 112 | 3.2 | 23.9 | 156.723 | 0 | 21.3729 |  | 99.6001 | 34.4274 | 57.2051 | 0 | 10.4635 | 0 | 0 | 10.938 | 41.1
4185 | 766 | 633 | 125 | 3 | 25.3 | 202.9936 | 0 | 39.174 |  | 99.5987 | 33.7049 | 103.5065 | 0 | 18.3725 | 0 | 0 | 10.938 | 42.1
4186 | 828 | 800 | 133 | 2.5 | 26.8 | 232.455 | 0 | 52.0264 |  | 99.5975 | 32.9097 | 132.9874 | 0 | 28.5611 | 0 | 0 | 10.938 | 42.7
4187 | 875 | 921 | 124 | 2.9 | 28.2 | 252.2439 | 0 | 60.9072 |  | 99.5946 | 32.1493 | 152.7912 | 0 | 40.2806 | 0 | 0 | 10.938 | 42.1
4188 | 884 | 985 | 128 | 2.4 | 29.6 | 260.6993 | 0 | 64.8478 |  | 99.5976 | 31.5001 | 161.2485 | 0 | 52.653 | 0 | 0 | 10.938 | 40.9
4189 | 864 | 986 | 141 | 2.5 | 29.9 | 254.2898 | 0 | 65.0279 |  | 99.596 | 31.4429 | 154.8369 | 0 | 64.5344 | 0 | 0 | 10.938 | 40.4
4190 | 863 | 957 | 146 | 2.2 | 31 | 250.4254 | 0 | 62.044 |  | 99.5949 | 31.0506 | 150.9711 | 0 | 76.1202 | 0 | 0 | 10.938 | 40.5
4191 | 789 | 832 | 156 | 2.3 | 31.1 | 221.276 | 0 | 53.5003 |  | 99.5948 | 31.2362 | 121.8047 | 0 | 85.4624 | 6.9996 | 0 | 22.1963 | 40.3
4192 | 771 | 689 | 130 | 3.2 | 30.3 | 206.9665 | 0 | 43.121 |  | 99.5691 | 31.6197 | 107.5124 | 0 | 93.7075 | 24.9688 | 0 | 59.9432 | 40.4
4193 | 723 | 517 | 107 | 4.1 | 29.8 | 178.2688 | 0 | 27.8921 |  | 99.6084 | 31.9882 | 78.761 | 0 | 99.739 | 19.4703 | 0 | 88.5138 | 40.41
4194 | 539 | 299 | 91 | 3.9 | 28.7 | 110.0145 | 0 | 10.0723 |  | 106.4237 | 36.0171 | 3.6499 | 0 | 99.967 | 0 | 0.13996 | 88.4432 | 40.7
4195 | 199 | 90 | 46 | 3.7 | 26.9 | 0 | 0 | 2.1878 |  | 99.5972 | 34.3647 | 0 | 99.5999 | 92.2527 | 0 | 4.3212 | 82.3627 | 40.6
4196 | 15 | 9 | 8 | 2.3 | 24.6 | 0 | 0 | 0.3233 |  | 99.5978 | 35.3976 | 0 | 99.6008 | 84.5383 | 0 | 2.9247 | 78.2016 | 37.8
4197 | 0 | 0 | 0 | 2.3 | 23 | 0 | 0 | 0 |  | 99.5986 | 36.0054 | 0 | 99.6019 | 76.8226 | 0 | 1.6532 | 75.9067 | 36.5
4198 | 0 | 0 | 0 | 1 | 22.4 | 0 | 0 | 0 |  | 98.2369 | 35.5808 | 0 | 98.2405 | 69.2157 | 2.7334e-09 | 0 | 75.9067 | 34.4
4199 | 0 | 0 | 0 | 0.5 | 21.8 | 0 | 0 | 0 |  | 95.482 | 34.5521 | 0 | 95.4859 | 61.8292 | 1.1169e-09 | 0 | 75.9067 | 33.4
4200 | 0 | 0 | 0 | 0.3 | 21.2 | 0 | 0 | 0 |  | 93.0001 | 33.6481 | 0 | 93.0044 | 54.6411 | 0 | 0.20828 | 75.9807 | 32.7
4201 | 0 | 0 | 0 | 1.2 | 20.4 | 0 | 0 | 0 |  | 93.0003 | 33.8492 | 0 | 93.005 | 47.4525 | 2.1592e-06 | 0 | 76.038 | 32.6
4202 | 0 | 0 | 0 | 1.4 | 19.8 | 0 | 0 | 0 |  | 93.0004 | 33.9895 | 0 | 93.0056 | 40.2636 | 0 | 0.5314 | 75.2647 | 33.2
4203 | 0 | 0 | 0 | 1.2 | 20 | 0 | 0 | 0 |  | 93.0003 | 33.9246 | 0 | 93.0062 | 33.0755 | 0 | 3.148 | 70.4589 | 35.8
4204 | 0 | 0 | 0 | 1 | 19.8 | 0 | 0 | 0 |  | 93.0004 | 33.9578 | 0 | 93.0069 | 25.888 | 0 | 6.3241 | 60.7032 | 39
4205 | 0 | 1 | 1 | 0.6 | 18.9 | 0 | 0 | 0 |  | 93.0005 | 34.1546 | 0 | 93.0079 | 18.7007 | 0 | 9.1129 | 46.4999 | 41.9
4206 | 188 | 62 | 35 | 0.6 | 20 | 0 | 0 | 1.6826 |  | 93.0003 | 33.861 | 0 | 93.0088 | 11.5168 | 0 | 10.3477 | 30.1016 | 44.7
4207 | 506 | 233 | 76 | 1.8 | 22.5 | 29.4035 | 1.2e-06 | 5.2827 |  | 97.0427 | 33.8559 | 0 | 67.6324 | 6.27 | 0 | 7.3748 | 18.0988 | 46.1
4208 | 670 | 431 | 101 | 2.8 | 25.3 | 160.7553 | 0 | 20.78 |  | 97.0709 | 32.6975 | 63.7693 | 0 | 11.1143 | 0 | 0 | 18.0988 | 46.9
4209 | 767 | 623 | 115 | 2.1 | 27.1 | 203.8756 | 0 | 37.9934 |  | 109.4861 | 37.7216 | 94.5008 | 0 | 18.3002 | 0 | 0 | 18.0988 | 48.1
4210 | 831 | 788 | 120 | 2.1 | 28.6 | 233.6087 | 0 | 50.4989 |  | 109.4903 | 36.9916 | 124.2474 | 0 | 27.7895 | 0 | 0 | 18.0988 | 48.3
4211 | 872 | 911 | 119 | 2 | 30.2 | 251.9069 | 0 | 59.176 |  | 109.4862 | 36.2632 | 142.5596 | 0 | 38.6995 | 0 | 0 | 18.0988 | 47.6
4212 | 888 | 980 | 120 | 3.2 | 31.1 | 261.3727 | 0 | 64.9738 |  | 109.4867 | 35.8643 | 152.0291 | 0 | 50.3495 | 0 | 0 | 18.0988 | 47
4213 | 898 | 995 | 117 | 3.8 | 31 | 263.9057 | 0 | 66.5565 |  | 109.4864 | 35.8736 | 154.5622 | 0 | 62.2075 | 0 | 0 | 18.0988 | 47
4214 | 889 | 949 | 115 | 4.8 | 31.5 | 256.1355 | 0 | 63.5364 |  | 109.4879 | 35.7805 | 146.7841 | 0 | 73.4763 | 0 | 0 | 18.0988 | 47.1
4215 | 868 | 851 | 111 | 5.7 | 30.5 | 241.8772 | 0 | 56.355 |  | 109.4858 | 36.2452 | 132.518 | 0 | 83.6585 | 8.2128 | 0 | 31.1446 | 46.3
4216 | 835 | 706 | 102 | 5.1 | 30.5 | 223.765 | 0 | 44.5438 |  | 109.464 | 36.369 | 114.4157 | 0 | 92.4528 | 24.9727 | 0 | 68.6509 | 45.9
4217 | 777 | 526 | 87 | 4.5 | 30.4 | 192.6971 | 0 | 28.3355 |  | 109.4973 | 36.6074 | 83.2961 | 0 | 98.8504 | 14.5161 | 0 | 89.9362 | 45.3
4218 | 658 | 325 | 72 | 4.5 | 29.7 | 124.5095 | 0 | 9.9985 |  | 109.5155 | 37.1677 | 15.0569 | 0 | 99.9747 | 0 | 0.98966 | 88.6981 | 44.8
4219 | 387 | 130 | 50 | 3.3 | 26.3 | 0 | 0 | 2.458 |  | 82.6334 | 26.9694 | 0 | 82.6355 | 93.6127 | 0 | 13.6238 | 68.2504 | 43.0512
4220 | 22 | 10 | 8 | 2.9 | 22.9 | 0 | 0 | 0.32636 |  | 82.6337 | 28.6793 | 0 | 82.6361 | 87.2492 | 0 | 12.2223 | 49.56 | 40.7
4221 | 0 | 0 | 0 | 1.1 | 21.9 | 0 | 0 | 0 |  | 82.6339 | 29.0213 | 0 | 82.6366 | 80.8851 | 0 | 10.5168 | 33.2453 | 38.8
4222 | 0 | 0 | 0 | 3 | 21.4 | 0 | 0 | 0 |  | 82.634 | 29.1764 | 0 | 82.637 | 74.5208 | 0 | 8.3582 | 19.8865 | 36.7
4223 | 0 | 0 | 0 | 2.2 | 20.6 | 0 | 0 | 0 |  | 25.4902 | 6.4533 | 0 | 25.4912 | 72.6082 | 0 | 0 | 19.8865 | 6.4533
4224 | 0 | 0 | 0 | 1.9 | 21 | 0 | 0 | 0 |  | 25.4902 | 6.3688 | 0 | 25.4913 | 70.6957 | 0 | 0 | 19.8865 | 6.3688
4225 | 0 | 0 | 0 | 0.9 | 20 | 0 | 0 | 0 |  | 45.8707 | 14.4558 | 0 | 45.8729 | 67.2222 | 0 | 0 | 19.8865 | 14.4558
4226 | 0 | 0 | 0 | 1.3 | 19.4 | 0 | 0 | 0 |  | 98.1777 | 36.3647 | 0 | 98.1827 | 59.6172 | 0 | 0 | 19.8865 | 34.8
4227 | 0 | 0 | 0 | 1.9 | 19 | 0 | 0 | 0 |  | 103.2871 | 38.7283 | 0 | 103.2929 | 51.602 | 2.1384e-06 | 0 | 20.0828 | 36.9
4228 | 0 | 0 | 0 | 3.7 | 19.5 | 0 | 0 | 0 |  | 111.3834 | 42.3462 | 0 | 111.3903 | 42.9357 | 1.4428e-06 | 0 | 20.0966 | 40.1
4229 | 0 | 0 | 0 | 2.9 | 19.8 | 0 | 0 | 0 |  | 119.2321 | 46.0193 | 0 | 119.2401 | 33.6335 | 2.1498e-06 | 0 | 20.1059 | 43.2
4230 | 0 | 17 | 17 | 2.3 | 20.2 | 0 | 0 | 0.90662 |  | 121.0438 | 46.8235 | 0 | 121.0529 | 24.1851 | 0 | 1.3209 | 17.9528 | 46.1
4231 | 0 | 66 | 66 | 1.4 | 20.9 | 0 | 0 | 3.9556 |  | 121.0428 | 46.6644 | 0 | 121.0531 | 14.7396 | 0 | 0 | 17.9528 | 47.7
4232 | 0 | 154 | 152 | 2.8 | 22.1 | 0 | 0 | 9.1848 |  | 110.7143 | 41.3408 | 0 | 110.7253 | 6.1374 | 0 | 0 | 17.9528 | 48.6
4233 | 126 | 437 | 342 | 3.7 | 23.7 | 0 | 0 | 26.1972 |  | 60.1047 | 19.0619 | 0 | 60.1119 | 1.563 | 0 | 4.3573 | 10.5076 | 49.6164
4234 | 798 | 798 | 158 | 4.2 | 25.6 | 157.9948 | 0 | 53.0376 |  | 25.4902 | 3.8484 | 139.9217 | 7.3275 | 11.7681 | 0 | 0 | 10.5076 | 50
4235 | 849 | 913 | 143 | 3.9 | 27.3 | 243.1645 | 0 | 61.3371 |  | 25.4902 | 3.405 | 217.8162 | 0 | 28.5409 | 0 | 0 | 10.5076 | 49.4
4236 | 853 | 980 | 153 | 3.1 | 28.8 | 250.3338 | 0 | 65.215 |  | 25.4902 | 2.7895 | 224.9916 | 0 | 45.8573 | 0 | 0 | 10.5076 | 48.6
4237 | 854 | 990 | 154 | 4 | 29.8 | 249.767 | 0 | 66.3648 |  | 25.4902 | 2.3792 | 224.4257 | 0 | 63.1094 | 0 | 0 | 10.5076 | 48.6
4238 | 856 | 949 | 144 | 3.9 | 30.9 | 246.869 | 0 | 62.9481 |  | 25.4902 | 1.8823 | 221.5264 | 0 | 80.1083 | 3.9894 | 0 | 17.0547 | 48.6
4239 | 500 | 667 | 239 | 4.4 | 30.7 | 131.4889 | 0 | 44.1719 |  | 65.0825 | 15.88 | 66.4829 | 0 | 85.1846 | 15.4956 | 0 | 41.0316 | 44.5563
4240 | 772 | 718 | 156 | 5.8 | 30.5 | 204.5388 | 0 | 45.4364 |  | 86.3468 | 25.1519 | 118.3114 | 0 | 94.1694 | 24.8697 | 0 | 78.0344 | 45.7186
4241 | 627 | 516 | 161 | 6.8 | 28.9 | 148.8111 | 0 | 28.8813 |  | 86.3684 | 26.2043 | 62.5293 | 0 | 98.9031 | 7.4451 | 0 | 88.9249 | 46.5
4242 | 455 | 309 | 132 | 6.7 | 27.6 | 86.4038 | 0 | 11.7499 |  | 86.3683 | 27.0698 | 0 | -0.089826 | 98.865 | 0 | 6.1682 | 79.997 | 44.9878
4243 | 142 | 100 | 65 | 5.4 | 26.7 | 0 | 0 | 3.2812 |  | 86.3638 | 28.3743 | 0 | 86.3667 | 92.207 | 0 | 12.6202 | 60.9453 | 44.2757
4244 | 4 | 5 | 5 | 4.2 | 24.5 | 0 | 0 | 0.19701 |  | 100.0807 | 35.6486 | 0 | 100.0843 | 84.4538 | 0 | 6.7396 | 50.7017 | 41.7
4245 | 0 | 0 | 0 | 2.1 | 24.1 | 0 | 0 | 0 |  | 100.0811 | 35.7966 | 0 | 100.0851 | 76.7004 | 0 | 4.855 | 43.3272 | 39.7
4246 | 0 | 0 | 0 | 1.5 | 23.7 | 0 | 0 | 0 |  | 100.0815 | 35.9425 | 0 | 100.0858 | 68.9469 | 0 | 2.3873 | 39.729 | 37.3
4247 | 0 | 0 | 0 | 1.8 | 23.4 | 0 | 0 | 0 |  | 100.0818 | 36.0485 | 0 | 100.0866 | 61.1933 | 0 | 0.63695 | 38.8268 | 35.6
4248 | 0 | 0 | 0 | 1.7 | 22.2 | 0 | 0 | 0 |  | 49.263 | 15.4485 | 0 | 49.2656 | 57.4558 | 0 | 0 | 38.8268 | 15.4485
4249 | 0 | 0 | 0 | 1.8 | 22.4 | 0 | 0 | 0 |  | 49.263 | 15.381 | 0 | 49.2658 | 53.7184 | 0 | 0 | 38.8268 | 15.381
4250 | 0 | 0 | 0 | 2.8 | 22.4 | 0 | 0 | 0 |  | 49.263 | 15.3697 | 0 | 49.2661 | 49.9812 | 0 | 0 | 38.8268 | 15.3697
4251 | 0 | 0 | 0 | 2.5 | 21.6 | 0 | 0 | 0 |  | 49.263 | 15.5813 | 0 | 49.2663 | 46.2441 | 0 | 0 | 38.8268 | 15.5813
4252 | 0 | 0 | 0 | 1.1 | 20.2 | 0 | 0 | 0 |  | 112.1397 | 42.5293 | 0 | 112.1479 | 37.5175 | 1.9082e-11 | 0 | 38.8268 | 40.3
4253 | 0 | 1 | 1 | 2.3 | 20.1 | 0 | 0 | 0 |  | 120.0979 | 46.3758 | 0 | 120.1075 | 28.1454 | 2.1545e-06 | 0 | 39.0017 | 43.5
4254 | 19 | 49 | 46 | 4.7 | 20.9 | 0 | 0 | 2.3314 |  | 120.097 | 46.1983 | 0 | 120.1077 | 18.7758 | 0 | 0.80091 | 37.7533 | 46.5
4255 | 88 | 161 | 133 | 6.1 | 23.1 | 0 | 0 | 7.5918 |  | 114.2086 | 42.7298 | 0 | 114.2201 | 9.8895 | 0 | 0 | 37.7533 | 48.2
4256 | 252 | 359 | 226 | 6 | 24.8 | 0 | 0 | 19.0359 |  | 78.4596 | 25.8623 | 0 | 78.4688 | 3.868 | 0 | 3.9435 | 31.5221 | 48.8418
4257 | 391 | 549 | 277 | 6.7 | 27.2 | 26.0306 | 0 | 33.2815 |  | 25.4902 | 3.9961 | 18.6526 | 18.1003 | 3.9562 | 0 | 11.8144 | 11.4545 | 49.092
4258 | 570 | 811 | 345 | 7.5 | 29.2 | 148.6695 | 0 | 52.5563 |  | 25.4902 | 3.173 | 123.2653 | 0 | 13.4296 | 1.0139 | 0 | 13.1282 | 50
4259 | 347 | 697 | 372 | 7.3 | 30.3 | 83.055 | 0 | 45.8563 |  | 25.4902 | 2.8834 | 57.6125 | 0 | 17.8865 | 0.37939 | 0 | 13.7805 | 48.3603
4260 | 570 | 939 | 374 | 7.2 | 31 | 156.1592 | 0 | 62.9368 |  | 25.4902 | 2.3309 | 130.7611 | 0 | 27.9407 | 16.9328 | 0 | 39.9688 | 48.3349
4261 | 552 | 949 | 394 | 7.4 | 31.8 | 150.1958 | 0 | 63.3683 |  | 25.4902 | 1.9632 | 124.7943 | 0 | 37.5317 | 17.3831 | 0 | 66.0732 | 47.9484
4262 | 439 | 831 | 409 | 8 | 31.1 | 111.6892 | 0 | 55.4097 |  | 25.4902 | 2.4461 | 86.265 | 0 | 44.1668 | 9.7117 | 0 | 80.6273 | 48.1441
4263 | 658 | 825 | 255 | 8.4 | 31.5 | 174.8063 | 0 | 54.5697 |  | 25.4902 | 2.0251 | 149.4191 | 0 | 55.6168 | 5.6155 | 0 | 89.2677 | 49.7
4264 | 624 | 677 | 217 | 8.3 | 32.2 | 158.0974 | 0 | 42.6442 |  | 25.4902 | 1.7344 | 132.6991 | 0 | 65.7747 | 0 | 2.3889 | 85.8858 | 46.7675
4265 | 536 | 496 | 188 | 7.6 | 30.6 | 122.8715 | 0 | 27.5275 |  | 62.7369 | 14.9714 | 60.2031 | 0 | 70.3508 | 0 | 2.1384 | 82.8769 | 44.6373
4266 | 313 | 282 | 155 | 7 | 28.7 | 0 | 0 | 11.7092 |  | 104.0433 | 35.725 | 0 | 104.048 | 62.2787 | 0 | 0 | 82.8769 | 47.1
4267 | 77 | 102 | 84 | 5.8 | 27.1 | 0 | 0 | 4.2256 |  | 120.0917 | 44.414 | 0 | 120.0977 | 52.907 | 0 | 0 | 82.8769 | 46.2
4268 | 2 | 9 | 9 | 5.1 | 25.3 | 0 | 0 | 0.36476 |  | 120.3851 | 45.1452 | 0 | 120.3917 | 43.5135 | 0 | 0 | 82.8769 | 42.9
4269 | 0 | 0 | 0 | 3.8 | 23.8 | 0 | 0 | 0 |  | 114.5501 | 42.7197 | 0 | 114.5571 | 34.5952 | 2.8931e-09 | 0 | 82.8769 | 40.6
4270 | 0 | 0 | 0 | 3.4 | 24.2 | 0 | 0 | 0 |  | 108.1626 | 39.4993 | 0 | 108.17 | 26.1954 | 2.9436e-09 | 0 | 82.8769 | 38
4271 | 0 | 0 | 0 | 3.5 | 26.7 | 0 | 0 | 0 |  | 104.9489 | 37.008 | 0 | 104.957 | 18.0556 | 0 | 0 | 82.8769 | 36.2
4272 | 0 | 0 | 0 | 2.8 | 26.2 | 0 | 0 | 0 |  | 76.5658 | 24.4053 | 0 | 76.5726 | 12.1793 | 0 | 0 | 82.8769 | 24.4053
4273 | 0 | 0 | 0 | 2.3 | 23.9 | 0 | 0 | 0 |  | 76.5659 | 25.5501 | 0 | 76.5738 | 6.3053 | 0 | 0 | 82.8769 | 25.5501
4274 | 0 | 0 | 0 | 2.1 | 22.9 | 0 | 0 | 0 |  | 76.5676 | 25.9175 | 0 | 76.5773 | 0.43686 | 0 | 0 | 82.8769 | 25.9175
4275 | 0 | 0 | 0 | 1.3 | 21.7 | 0 | 0 | 0 |  | 0 | -0.28887 | 0 | 0 | 0.43556 | 0 | 0 | 82.8769 | -0.28887
4276 | 0 | 0 | 0 | 1.7 | 21.9 | 0 | 0 | 0 |  | 0 | -0.28887 | 0 | 0 | 0.43427 | 0 | 0 | 82.8769 | -0.28887
4277 | 0 | 1 | 1 | 1.1 | 22.3 | 0 | 0 | 0 |  | 0 | -0.28887 | 0 | 0 | 0.43298 | 0 | 0 | 82.8769 | -0.28887
4278 | 79 | 55 | 43 | 1.7 | 22.4 | 0 | 0 | 2.1394 |  | 0 | -0.28887 | 0 | 0 | 0.4317 | 0 | 24.9651 | 44.1132 | 26.8157
4279 | 350 | 220 | 110 | 0.7 | 26 | 0 | 0 | 6.5663 |  | 0 | -0.28887 | 0 | 0 | 0.43042 | 0 | 16.956 | 16.3783 | 23.2334
4280 | 539 | 421 | 155 | 3.1 | 28.3 | 61.4545 | 0 | 20.7768 |  | 0 | -1.4064 | 61.4911 | 0 | 5.0662 | 0 | 0 | 16.3783 | 19.3704
4281 | 656 | 616 | 181 | 5 | 31.4 | 168.997 | 0 | 37.6398 |  | 130.0308 | 22.756 | 39.045 | 0 | 7.7459 | 0 | 0 | 16.3783 | 50
4282 | 731 | 784 | 195 | 6 | 33.3 | 199.5038 | 0 | 50.8966 |  | 41.5248 | 5.0627 | 158.0925 | 0 | 19.9296 | 0 | 0 | 16.3783 | 50
4283 | 771 | 909 | 206 | 6.6 | 34.1 | 215.9955 | 0 | 60.7073 |  | 41.5248 | 4.5017 | 174.5965 | 0 | 33.3858 | 0 | 0 | 16.3783 | 50
4284 | 789 | 979 | 211 | 7.1 | 34.6 | 225.6913 | 0 | 65.6809 |  | 41.5249 | 4.1684 | 184.2996 | 0 | 47.5733 | 0 | 0 | 16.3783 | 50
4285 | 798 | 992 | 206 | 7.3 | 34.6 | 228.2642 | 0 | 66.7203 |  | 41.5249 | 4.1568 | 186.8749 | 0 | 61.9366 | 5.1455 | 0 | 24.8387 | 50
4286 | 800 | 951 | 196 | 7.8 | 34.5 | 224.9107 | 0 | 63.7912 |  | 41.5249 | 4.2392 | 183.5192 | 0 | 76.0145 | 23.1086 | 0 | 59.8168 | 44.9218
4287 | 789 | 857 | 181 | 9 | 34.2 | 214.0307 | 0 | 56.6037 |  | 41.5248 | 4.4818 | 172.6305 | 0 | 89.2228 | 16.0286 | 0 | 83.4892 | 45.0569
4288 | 733 | 704 | 168 | 8.2 | 33.8 | 181.6236 | 0 | 44.2827 |  | 41.5257 | 4.9024 | 140.1974 | 0 | 99.9099 | 3.431 | 0 | 88.7926 | 45.7541
4289 | 636 | 516 | 153 | 7.4 | 32.8 | 84.88 | 29.4884 | 28.3437 |  | 83.9828 | 23.5863 | 0.94177 | 0 | 99.9004 | 0 | 0.083041 | 89.0211 | 48.5
4290 | 478 | 312 | 126 | 6.8 | 31.6 | 92.1317 | 0 | 11.5014 |  | 91.2749 | 27.5 | 0 | -0.90959 | 99.8935 | 0 | 6.2783 | 79.7256 | 45.2797
4291 | 221 | 120 | 73 | 7.4 | 29.4 | 0 | 0 | 3.6202 |  | 92.0862 | 29.6821 | 0 | 92.0894 | 92.7809 | 0 | 11.6026 | 62.0428 | 44.9049
4292 | 8 | 10 | 9 | 6.1 | 26.9 | 0 | 0 | 0.36158 |  | 105.0692 | 37.0343 | 0 | 105.0733 | 84.627 | 0 | 6.4212 | 52.2088 | 43
4293 | 0 | 0 | 0 | 6.5 | 26 | 0 | 0 | 0 |  | 105.0729 | 37.3914 | 0 | 105.0773 | 76.4726 | 0 | 4.9943 | 44.5893 | 41.4
4294 | 0 | 0 | 0 | 5.1 | 25.5 | 0 | 0 | 0 |  | 105.0729 | 37.5778 | 0 | 105.0776 | 68.3185 | 0 | 2.2953 | 41.108 | 38.8
4295 | 0 | 0 | 0 | 4.4 | 24.6 | 0 | 0 | 0 |  | 105.072 | 37.9136 | 0 | 105.0772 | 60.1647 | 0 | 0 | 41.108 | 36.7
4296 | 0 | 0 | 0 | 3 | 23.2 | 0 | 0 | 0 |  | 101.1007 | 36.5743 | 0 | 101.1062 | 52.3295 | 1.8959e-07 | 0 | 41.108 | 35.4
4297 | 0 | 0 | 0 | 1.9 | 22.6 | 0 | 0 | 0 |  | 98.8271 | 35.7378 | 0 | 98.833 | 44.6764 | 2.7565e-09 | 0 | 41.108 | 34.6
4298 | 0 | 0 | 0 | 1.1 | 22.5 | 0 | 0 | 0 |  | 97.5254 | 35.1734 | 0 | 97.5317 | 37.128 | 0 | 0 | 41.108 | 34.1
4299 | 0 | 0 | 0 | 1.1 | 21.7 | 0 | 0 | 0 |  | 55.4378 | 17.9863 | 0 | 55.4417 | 32.9078 | 0 | 0 | 41.108 | 17.9863
4300 | 0 | 0 | 0 | 1.5 | 21.3 | 0 | 0 | 0 |  | 55.4377 | 18.0749 | 0 | 55.4421 | 28.688 | 0 | 0 | 41.108 | 18.0749
4301 | 0 | 1 | 1 | 2.5 | 22.4 | 0 | 0 | 0 |  | 104.5294 | 38.3666 | 0 | 104.5386 | 20.5792 | 0 | 0 | 41.108 | 36.9
4302 | 102 | 60 | 44 | 3 | 23.3 | 0 | 0 | 2.1311 |  | 104.5288 | 38.0447 | 0 | 104.5392 | 12.4736 | 0 | 1.4273 | 39.0833 | 40.3
4303 | 363 | 229 | 116 | 1.8 | 26 | 0 | 0 | 6.9264 |  | 98.289 | 34.0746 | 0 | 98.3002 | 4.8741 | 0 | 2.4128 | 35.2914 | 43.1
4304 | 541 | 428 | 160 | 3.4 | 28.5 | 0 | 0 | 21.0885 |  | 36.2329 | 7.9029 | 0 | 36.2379 | 2.1627 | 0 | 14.027 | 11.4536 | 43.0183
4305 | 666 | 622 | 179 | 5.2 | 30.4 | 107.8622 | 0 | 38.0691 |  | 36.2329 | 5.4323 | 85.1472 | 13.4589 | 7.6894 | 0 | 0 | 11.4536 | 43.5015
4306 | 734 | 787 | 194 | 5.8 | 32.5 | 200.6192 | 0 | 51.0988 |  | 36.2329 | 4.0401 | 164.5031 | 0 | 20.3498 | 0 | 0 | 11.4536 | 46.9
4307 | 774 | 911 | 204 | 6.2 | 34 | 217.3976 | 0 | 60.6737 |  | 36.2329 | 3.0238 | 181.2931 | 0 | 34.2994 | 0 | 0 | 11.4536 | 46.7
4308 | 785 | 979 | 213 | 6.7 | 34.5 | 224.904 | 0 | 65.4669 |  | 36.2329 | 2.6947 | 188.8048 | 0 | 48.8103 | 0 | 0 | 11.4536 | 45.8
4309 | 789 | 994 | 215 | 7.2 | 34.8 | 225.5457 | 0 | 66.602 |  | 36.2329 | 2.5313 | 189.4468 | 0 | 63.3485 | 0 | 0 | 11.4536 | 44.8
4310 | 779 | 949 | 211 | 7.3 | 35.2 | 219.0345 | 0 | 63.5287 |  | 36.233 | 2.3704 | 182.9302 | 0 | 77.3598 | 0 | 0 | 11.4536 | 44.6
4311 | 744 | 847 | 206 | 6.8 | 35.5 | 203.153 | 0 | 55.2524 |  | 65.3939 | 13.4167 | 137.8755 | 0 | 87.858 | 17.0545 | 0 | 37.9773 | 44.4
4312 | 695 | 699 | 189 | 7.1 | 35 | 180.6111 | 0 | 43.5924 |  | 90.1055 | 25.5813 | 90.6093 | 0 | 94.6904 | 24.9774 | 0 | 75.1693 | 44.1963
4313 | 614 | 513 | 162 | 6.9 | 34.1 | 145.3962 | 0 | 28.1266 |  | 90.0786 | 25.9189 | 55.4021 | 0 | 98.8644 | 9.4841 | 0 | 89.0946 | 43.8
4314 | 462 | 308 | 128 | 6.7 | 32.6 | 88.4128 | 0 | 11.4564 |  | 90.1576 | 26.5848 | 0 | 1.6947 | 98.6833 | 0 | 3.541 | 84.1624 | 41.5821
4315 | 229 | 122 | 73 | 5.6 | 30.5 | 0 | 0 | 3.5998 |  | 90.1488 | 28.2547 | 0 | 90.1519 | 91.7233 | 0 | 9.8932 | 69.4135 | 41.7477
4316 | 10 | 11 | 10 | 5.8 | 28.1 | 0 | 0 | 0.40143 |  | 90.1485 | 29.4603 | 0 | 90.1518 | 84.7648 | 0 | 10.3989 | 53.5887 | 40.2606
4317 | 0 | 0 | 0 | 3.1 | 26.6 | 0 | 0 | 0 |  | 90.1495 | 30.1898 | 0 | 90.1532 | 77.8062 | 0 | 7.909 | 41.4343 | 38.0988
4318 | 0 | 0 | 0 | 1.1 | 25.2 | 0 | 0 | 0 |  | 90.1493 | 30.8468 | 0 | 90.1533 | 70.8474 | 0 | 5.163 | 33.4419 | 35.9
4319 | 0 | 0 | 0 | 1.1 | 23.5 | 0 | 0 | 0 |  | 90.1501 | 31.5805 | 0 | 90.1544 | 63.8876 | 0 | 2.9738 | 28.8307 | 34
4320 | 0 | 0 | 0 | 2.2 | 24.2 | 0 | 0 | 0 |  | 89.5896 | 31.0441 | 0 | 89.5943 | 56.9729 | 0 | 2.1079 | 25.5357 | 32.8
4321 | 0 | 0 | 0 | 1.5 | 22.5 | 0 | 0 | 0 |  | 89.5898 | 31.7066 | 0 | 89.5948 | 50.0576 | 0 | 0.94821 | 24.0577 | 31.9
4322 | 0 | 0 | 0 | 2.1 | 22.7 | 0 | 0 | 0 |  | 89.5898 | 31.6173 | 0 | 89.5954 | 43.1428 | 0 | 0.67197 | 23.0051 | 31.6
4323 | 0 | 0 | 0 | 1.8 | 22.3 | 0 | 0 | 0 |  | 89.5897 | 31.757 | 0 | 89.5958 | 36.2282 | 0 | 0.21884 | 22.6702 | 31.2
4324 | 0 | 0 | 0 | 1.5 | 21.4 | 0 | 0 | 0 |  | 89.5898 | 32.0386 | 0 | 89.5966 | 29.3136 | 1.4411e-09 | 0 | 22.6702 | 31.1
4325 | 0 | 1 | 0 | 1.1 | 20.2 | 0 | 0 | 0 |  | 89.5901 | 32.3546 | 0 | 89.5976 | 22.3987 | 0 | 1.4379 | 20.3588 | 32.7
4326 | 177 | 62 | 36 | 0.4 | 21.6 | 0 | 0 | 1.7091 |  | 89.5897 | 31.9381 | 0 | 89.5982 | 15.4868 | 0 | 2.4065 | 16.3998 | 35.2
4327 | 524 | 241 | 80 | 1.4 | 25.5 | 32.5281 | -1.32e-06 | 5.374 |  | 89.591 | 29.3071 | 2.267 | 59.3199 | 11.0695 | 0 | 2.2625 | 12.5949 | 36.9436
4328 | 692 | 443 | 103 | 1.1 | 27.8 | 167.0792 | 0 | 20.7269 |  | 89.5891 | 28.0811 | 77.5822 | 0 | 16.9663 | 0 | 0 | 12.5949 | 39.5
4329 | 781 | 637 | 120 | 2.8 | 30.4 | 207.2781 | 0 | 38.4163 |  | 89.5887 | 26.6812 | 117.8077 | 0 | 25.9605 | 0 | 0 | 12.5949 | 40.7
4330 | 832 | 801 | 131 | 4.4 | 32.6 | 231.9145 | 0 | 51.633 |  | 89.5868 | 25.6599 | 142.462 | 0 | 36.852 | 0 | 0 | 12.5949 | 41.9
4331 | 856 | 921 | 140 | 5.3 | 34.1 | 243.8495 | 0 | 60.5006 |  | 89.5884 | 25.1231 | 154.4032 | 0 | 48.6621 | 0 | 0 | 12.5949 | 42.6
4332 | 854 | 987 | 154 | 5.6 | 35 | 248.0213 | 0 | 65.1407 |  | 89.5852 | 24.8851 | 158.581 | 0 | 60.7948 | 0 | 0 | 12.5949 | 42
4333 | 842 | 1000 | 169 | 6.1 | 35.7 | 243.637 | 0 | 66.7083 |  | 89.5824 | 24.7958 | 154.197 | 0 | 72.5935 | 0 | 0 | 12.5949 | 41.3
4334 | 752 | 928 | 213 | 6.3 | 35.6 | 211.8337 | 0 | 61.6962 |  | 89.5828 | 25.0375 | 122.3743 | 0 | 81.9509 | 0 | 0 | 12.5949 | 41.2
4335 | 713 | 834 | 219 | 5.6 | 35.4 | 195.1435 | 0 | 54.1426 |  | 96.5114 | 28.6153 | 98.745 | 0 | 89.4777 | 12.0955 | 0 | 31.6203 | 41.3
4336 | 723 | 696 | 166 | 5.5 | 34.6 | 190.7356 | 0 | 43.3177 |  | 96.5245 | 28.8101 | 94.32 | 0 | 96.6801 | 24.9736 | 0 | 69.0675 | 41.6
4337 | 648 | 516 | 145 | 5.5 | 34.1 | 139.9461 | 0 | 28.0521 |  | 96.9766 | 29.3908 | 43.0463 | 0 | 99.9473 | 14.1271 | 0 | 89.8009 | 42.1
4338 | 491 | 311 | 119 | 5.5 | 33.1 | 96.9643 | 0 | 11.2161 |  | 96.6658 | 29.6228 | 0 | -0.35149 | 99.935 | 0 | 0.82903 | 88.8382 | 41.6679
4339 | 215 | 118 | 71 | 5.1 | 31.1 | 0 | 0 | 3.4963 |  | 68.6197 | 18.1042 | 0 | 68.6218 | 94.6769 | 0 | 18.9271 | 60.1484 | 40.5275
4340 | 10 | 10 | 9 | 4.2 | 28.8 | 0 | 0 | 0.35772 |  | 68.6202 | 19.6364 | 0 | 68.6225 | 89.4187 | 0 | 19.3103 | 29.9288 | 39.3044
4341 | 0 | 0 | 0 | 2.1 | 26.7 | 0 | 0 | 0 |  | 98.1615 | 33.8379 | 0 | 98.1651 | 81.8195 | 0 | 4.8279 | 22.3374 | 38.4
4342 | 0 | 0 | 0 | 1.9 | 25.3 | 0 | 0 | 0 |  | 98.1606 | 34.4336 | 0 | 98.1645 | 74.2204 | 0 | 2.1527 | 18.9927 | 36
4343 | 0 | 0 | 0 | 0.6 | 24 | 0 | 0 | 0 |  | 98.1607 | 34.9504 | 0 | 98.165 | 66.6208 | 1.1502e-09 | 0 | 18.9927 | 34.1
4344 | 0 | 0 | 0 | 0.6 | 23.2 | 0 | 0 | 0 |  | 75.4256 | 25.5263 | 0 | 75.4293 | 60.8278 | 0 | 0 | 18.9927 | 25.5263
4345 | 0 | 0 | 0 | 1.4 | 23.2 | 0 | 0 | 0 |  | 75.4256 | 25.515 | 0 | 75.4296 | 55.035 | 0 | 0 | 18.9927 | 25.515
4346 | 0 | 0 | 0 | 1.2 | 22.3 | 0 | 0 | 0 |  | 96.4338 | 34.7685 | 0 | 96.4394 | 47.5731 | 2.1947e-06 | 0 | 19.1953 | 33.7
4347 | 0 | 0 | 0 | 1.2 | 21.1 | 0 | 0 | 0 |  | 102.989 | 38.0766 | 0 | 102.9955 | 39.5851 | 2.1713e-06 | 0 | 19.2166 | 36.5
4348 | 0 | 0 | 0 | 1.8 | 22.4 | 0 | 0 | 0 |  | 112.0825 | 41.9384 | 0 | 112.0903 | 30.866 | 1.4657e-06 | 0 | 19.231 | 39.9
4349 | 1 | 1 | 0 | 1.3 | 21.9 | 0 | 0 | 0 |  | 120.1394 | 45.9809 | 0 | 120.1488 | 21.4937 | 2.1862e-06 | 0 | 19.2408 | 43.2
4350 | 154 | 53 | 31 | 1.9 | 22.2 | 0 | 0 | 1.4514 |  | 120.1393 | 45.8993 | 0 | 120.15 | 12.1241 | 0 | 1.1036 | 17.439 | 45.7
4351 | 540 | 235 | 71 | 1.2 | 26 | 0 | 0 | 4.8293 |  | 111.7401 | 40.5646 | 0 | 111.7517 | 3.4424 | 0 | 4.0578 | 10.501 | 47.9
4352 | 715 | 439 | 91 | 1.6 | 29.2 | 109.3693 | 4.11e-06 | 20.386 |  | 89.9789 | 27.4387 | 52.574 | 33.1307 | 4.8981 | 0 | 0 | 10.501 | 47.8247
4353 | 817 | 635 | 100 | 1.7 | 30.5 | 218.3758 | 0 | 38.0937 |  | 89.9808 | 26.7611 | 128.5149 | 0 | 14.7615 | 0 | 0 | 10.501 | 50
4354 | 876 | 802 | 102 | 2 | 32.3 | 247.2637 | 0 | 50.6681 |  | 89.9788 | 25.8445 | 157.4235 | 0 | 26.8613 | 0 | 0 | 10.501 | 50
4355 | 905 | 923 | 104 | 2.2 | 33.8 | 261.977 | 0 | 59.4085 |  | 96.5855 | 28.5254 | 165.5391 | 0 | 39.5644 | 0 | 0 | 10.501 | 50
4356 | 924 | 996 | 104 | 4.8 | 34.2 | 271.0362 | 0 | 66.473 |  | 107.8097 | 33.9653 | 163.3784 | 0 | 52.0675 | 0 | 0 | 10.501 | 50
4357 | 940 | 1015 | 97 | 5.7 | 34.7 | 275.0448 | 0 | 68.1339 |  | 107.8117 | 33.8063 | 167.385 | 0 | 64.8936 | 0 | 0 | 10.501 | 50
4358 | 921 | 965 | 100 | 6.9 | 34.7 | 263.7777 | 0 | 64.7115 |  | 107.8116 | 33.9262 | 156.1089 | 0 | 76.8685 | 0 | 0 | 10.501 | 50
4359 | 881 | 861 | 108 | 7.2 | 34.4 | 244.2806 | 0 | 56.6247 |  | 107.8099 | 34.1705 | 136.5995 | 0 | 87.3574 | 14.773 | 0 | 33.634 | 49.4
4360 | 739 | 670 | 133 | 6.9 | 34 | 193.7683 | 0 | 42.3494 |  | 107.7302 | 34.5683 | 86.1378 | 0 | 93.9636 | 24.9751 | 0 | 70.9806 | 48.6
4361 | 703 | 514 | 114 | 6.7 | 33.9 | 170.1464 | 0 | 27.9033 |  | 107.8385 | 34.7659 | 62.3918 | 0 | 98.7442 | 12.6304 | 0 | 89.5267 | 47.7
4362 | 537 | 304 | 95 | 5.8 | 33 | 107.832 | 0 | 10.4404 |  | 107.8364 | 35.254 | 0 | -0.056148 | 98.707 | 0 | 1.7063 | 87.2943 | 47
4363 | 245 | 110 | 56 | 3.7 | 31.5 | 0 | 0 | 2.6396 |  | 67.9738 | 17.6019 | 0 | 67.9756 | 93.4997 | 0 | 21.585 | 54.3945 | 41.8264
4364 | 1 | 7 | 7 | 3.6 | 28.1 | 0 | 0 | 0.27537 |  | 67.9743 | 19.8442 | 0 | 67.9763 | 88.2922 | 0 | 20.1314 | 22.4173 | 40.251
4365 | 0 | 0 | 0 | 4.9 | 25 | 0 | 0 | 0 |  | 106.7503 | 38.5834 | 0 | 106.7538 | 80.0032 | 0 | 2.6214 | 18.2676 | 39.9
4366 | 0 | 0 | 0 | 3.8 | 23.4 | 0 | 0 | 0 |  | 106.7494 | 39.1426 | 0 | 106.7532 | 71.7136 | 2.2182e-06 | 0 | 18.3751 | 37.6
4367 | 0 | 0 | 0 | 2.5 | 23.6 | 0 | 0 | 0 |  | 76.1846 | 25.7031 | 0 | 76.1876 | 65.8607 | 0 | 0 | 18.3751 | 25.7031
4368 | 0 | 0 | 0 | 3.9 | 22.6 | 0 | 0 | 0 |  | 76.1834 | 26.0753 | 0 | 76.1867 | 60.0075 | 0 | 0 | 18.3751 | 26.0753
4369 | 0 | 0 | 0 | 4 | 21.3 | 0 | 0 | 0 |  | 76.1835 | 26.5347 | 0 | 76.1872 | 54.1538 | 0 | 0 | 18.3751 | 26.5347
4370 | 0 | 0 | 0 | 3.2 | 20.6 | 0 | 0 | 0 |  | 77.2105 | 27.1465 | 0 | 77.2146 | 48.2187 | 0 | 0 | 18.3751 | 27.1465
4371 | 0 | 0 | 0 | 2.4 | 20.5 | 0 | 0 | 0 |  | 105.2701 | 39.2861 | 0 | 105.2763 | 40.0468 | 2.1611e-06 | 0 | 18.6093 | 37.5
4372 | 0 | 0 | 0 | 2.1 | 20.5 | 0 | 0 | 0 |  | 113.2631 | 43.0018 | 0 | 113.2706 | 31.2302 | 1.422e-06 | 0 | 18.6245 | 40.7
4373 | 0 | 1 | 1 | 2.6 | 19.1 | 0 | 0 | 0 |  | 116.9945 | 45.0657 | 0 | 117.0032 | 22.1112 | 0 | 1.4889 | 16.1821 | 43.9
4374 | 118 | 51 | 34 | 3.3 | 18.8 | 0 | 0 | 1.685 |  | 116.9944 | 45.114 | 0 | 117.0042 | 12.994 | 0 | 2.7565 | 11.5137 | 46.9
4375 | 391 | 213 | 94 | 4.3 | 20.8 | 0 | 0 | 5.8805 |  | 116.9955 | 44.698 | 0 | 117.0071 | 3.8833 | 0 | 0.56652 | 10.5479 | 48.6
4376 | 621 | 421 | 119 | 6.2 | 23.4 | 79.5573 | 0 | 20.9562 |  | 87.1246 | 28.9966 | 31.2225 | 38.754 | 3.2764 | 0 | 0 | 10.5479 | 49.6
4377 | 749 | 621 | 130 | 6.5 | 25.2 | 193.7458 | 0 | 39.1766 |  | 80.9611 | 25.526 | 112.8903 | 0 | 11.9554 | 0 | 0 | 10.5479 | 50
4378 | 814 | 786 | 135 | 6.1 | 26.8 | 224.282 | 0 | 52.6445 |  | 80.9607 | 24.5268 | 143.4471 | 0 | 22.9988 | 0 | 0 | 10.5479 | 50
4379 | 830 | 904 | 151 | 5.4 | 28.1 | 235.481 | 0 | 61.6985 |  | 80.9611 | 23.7339 | 154.6538 | 0 | 34.9021 | 0 | 0 | 10.5479 | 50
4380 | 839 | 974 | 161 | 4.5 | 29.2 | 244.3805 | 0 | 66.4115 |  | 80.9602 | 23.0593 | 163.5608 | 0 | 47.4833 | 0 | 0 | 10.5479 | 50
4381 | 865 | 993 | 145 | 3.4 | 30.4 | 253.7884 | 0 | 66.1505 |  | 80.9598 | 22.3408 | 172.9758 | 0 | 60.7787 | 0 | 0 | 10.5479 | 50
4382 | 845 | 948 | 152 | 4.4 | 31.3 | 243.011 | 0 | 63.1396 |  | 80.9602 | 21.9934 | 162.1927 | 0 | 73.2329 | 4.6553 | 0 | 18.1576 | 50
4383 | 808 | 845 | 154 | 5.3 | 31 | 224.3548 | 0 | 56.1714 |  | 80.9601 | 22.2773 | 143.5265 | 0 | 84.2406 | 24.9666 | 0 | 56.0642 | 49.1
4384 | 772 | 699 | 138 | 4.9 | 30.9 | 205.8292 | 0 | 44.3939 |  | 80.9591 | 22.4429 | 124.9915 | 0 | 93.8116 | 20.6049 | 0 | 86.3465 | 46.2319
4385 | 613 | 479 | 127 | 5 | 30.3 | 147.3805 | 0 | 26.4234 |  | 80.9665 | 23.0195 | 66.5006 | 0 | 98.8844 | 1.3114 | 0 | 88.4065 | 47.6
4386 | 524 | 302 | 99 | 5.2 | 28.7 | 105.3124 | 0 | 10.7965 |  | 105.2876 | 35.4683 | 0 | -0.092676 | 98.805 | 0 | 1.3057 | 86.9024 | 47.1
4387 | 236 | 106 | 56 | 5.1 | 26.7 | 0 | 0 | 2.702 |  | 91.1609 | 30.5435 | 0 | 91.1634 | 91.766 | 0 | 12.4379 | 68.195 | 45.6834
4388 | 6 | 7 | 6 | 4.4 | 25 | 0 | 0 | 0.23817 |  | 91.1606 | 31.415 | 0 | 91.1634 | 84.7265 | 0 | 11.2851 | 50.9254 | 42.7
4389 | 0 | 0 | 0 | 4.4 | 23.2 | 0 | 0 | 0 |  | 91.1613 | 32.1683 | 0 | 91.1644 | 77.686 | 0 | 8.9197 | 37.1403 | 40.4
4390 | 0 | 0 | 0 | 4.5 | 21.9 | 0 | 0 | 0 |  | 91.161 | 32.6475 | 0 | 91.1645 | 70.6448 | 0 | 6.3246 | 27.2255 | 38
4391 | 0 | 0 | 0 | 2.7 | 21.4 | 0 | 0 | 0 |  | 91.1611 | 32.7959 | 0 | 91.1649 | 63.6034 | 0 | 4.4625 | 20.0948 | 36.2
4392 | 0 | 0 | 0 | 1.6 | 21.3 | 0 | 0 | 0 |  | 50.338 | 15.9586 | 0 | 50.3404 | 59.7815 | 0 | 0 | 20.0948 | 15.9586
4393 | 0 | 0 | 0 | 2.7 | 20.7 | 0 | 0 | 0 |  | 50.3383 | 16.1746 | 0 | 50.3408 | 55.9597 | 0 | 0 | 20.0948 | 16.1746
4394 | 0 | 0 | 0 | 2.8 | 21.3 | 0 | 0 | 0 |  | 100.5766 | 36.9406 | 0 | 100.5822 | 48.1654 | 0 | 0 | 20.0948 | 35.5
4395 | 0 | 0 | 0 | 3.1 | 21.2 | 0 | 0 | 0 |  | 106.2862 | 39.5603 | 0 | 106.2927 | 39.9125 | 0 | 0 | 20.0948 | 37.8
4396 | 0 | 0 | 0 | 2.2 | 20.5 | 0 | 0 | 0 |  | 113.7624 | 43.2371 | 0 | 113.7702 | 31.0555 | 0 | 0 | 20.0948 | 40.9
4397 | 0 | 1 | 1 | 1.3 | 20 | 0 | 0 | 0 |  | 117.833 | 45.292 | 0 | 117.8419 | 21.8691 | 0 | 1.5833 | 17.6503 | 44.2
4398 | 160 | 54 | 31 | 1.5 | 20.4 | 0 | 0 | 1.4564 |  | 117.8332 | 45.2021 | 0 | 117.8434 | 12.6852 | 0 | 2.8839 | 12.8084 | 46.9
4399 | 522 | 228 | 71 | 1.8 | 22.2 | 0 | 0 | 4.843 |  | 117.8319 | 44.7525 | 0 | 117.8439 | 3.5083 | 0 | 1.3277 | 10.5402 | 48.4
4400 | 684 | 428 | 98 | 3.2 | 24 | 99.6734 | -3.79e-06 | 20.7243 |  | 88.0191 | 29.0664 | 46.0341 | 34.332 | 4.3723 | 0 | 0 | 10.5402 | 49.5
4401 | 758 | 616 | 120 | 4.6 | 25.5 | 198.5836 | 0 | 38.6439 |  | 79.349 | 24.6726 | 119.3441 | 0 | 13.5492 | 0 | 0 | 10.5402 | 50
4402 | 805 | 777 | 135 | 4.7 | 26.7 | 223.2112 | 0 | 51.8597 |  | 79.3488 | 23.8995 | 143.9886 | 0 | 24.6314 | 0 | 0 | 10.5402 | 50
4403 | 846 | 902 | 137 | 4.2 | 28.3 | 241.8123 | 0 | 60.7713 |  | 79.3491 | 22.8666 | 162.6017 | 0 | 37.1418 | 0 | 0 | 10.5402 | 50
4404 | 828 | 961 | 159 | 3.9 | 29.7 | 241.553 | 0 | 65.1758 |  | 79.3479 | 22.0845 | 162.3447 | 0 | 49.6245 | 0 | 0 | 10.5402 | 49.9
4405 | 833 | 975 | 159 | 4.5 | 30.5 | 242.5256 | 0 | 66.3874 |  | 79.3479 | 21.6497 | 163.319 | 0 | 62.1719 | 0 | 0 | 10.5402 | 49.7
4406 | 816 | 927 | 161 | 5.2 | 31.1 | 233.0652 | 0 | 63.0116 |  | 79.3481 | 21.4206 | 153.8538 | 0 | 73.9799 | 4.1115 | 0 | 17.2868 | 49.5
4407 | 770 | 823 | 165 | 6.4 | 30.9 | 211.5066 | 0 | 55.1447 |  | 79.348 | 21.6661 | 132.2831 | 0 | 84.1193 | 24.9661 | 0 | 55.2262 | 48.4
4408 | 733 | 682 | 149 | 6.1 | 30.6 | 192.987 | 0 | 43.684 |  | 79.3479 | 21.9242 | 113.753 | 0 | 92.8238 | 19.9267 | 0 | 84.5456 | 45.6814
4409 | 653 | 499 | 129 | 5.6 | 30 | 157.7103 | 0 | 27.8712 |  | 79.3531 | 22.4063 | 78.4501 | 0 | 98.8095 | 2.5672 | 0 | 88.492 | 47.2
4410 | 530 | 304 | 99 | 5.2 | 28.9 | 106.7919 | 0 | 10.8896 |  | 106.7675 | 36.1231 | 0 | -0.092829 | 98.7224 | 0 | 0.50338 | 88.1783 | 46.9
4411 | 289 | 117 | 56 | 4.5 | 27.5 | 0 | 0 | 2.6915 |  | 79.4925 | 24.9469 | 0 | 79.4947 | 92.6087 | 0 | 16.7027 | 62.8413 | 44.3411
4412 | 14 | 9 | 8 | 3.3 | 25.8 | 0 | 0 | 0.3212 |  | 79.4926 | 25.9731 | 0 | 79.4951 | 86.4945 | 0 | 15.3928 | 38.9885 | 41.6871
4413 | 0 | 0 | 0 | 4 | 24 | 0 | 0 | 0 |  | 92.8752 | 32.6093 | 0 | 92.8784 | 79.3177 | 0 | 8.0724 | 26.3379 | 40.1
4414 | 0 | 0 | 0 | 4.8 | 22.1 | 0 | 0 | 0 |  | 92.8754 | 33.3147 | 0 | 92.8789 | 72.1398 | 0 | 5.372 | 17.7281 | 37.7
4415 | 0 | 0 | 0 | 3.5 | 21.5 | 0 | 0 | 0 |  | 92.8752 | 33.5181 | 0 | 92.8791 | 64.9616 | 0 | 0 | 17.7281 | 33.5181
4416 | 0 | 0 | 0 | 1.9 | 21.9 | 0 | 0 | 0 |  | 25.9287 | 6.3247 | 0 | 25.9299 | 63.0164 | 0 | 0 | 17.7281 | 6.3247
4417 | 0 | 0 | 0 | 1 | 21.1 | 0 | 0 | 0 |  | 25.9287 | 6.4901 | 0 | 25.93 | 61.0713 | 0 | 0 | 17.7281 | 6.4901
4418 | 0 | 0 | 0 | 1.5 | 20.7 | 0 | 0 | 0 |  | 100.0957 | 36.9049 | 0 | 100.1013 | 53.3147 | 2.5634e-09 | 0 | 17.7281 | 35.4
4419 | 0 | 0 | 0 | 0.5 | 20.4 | 0 | 0 | 0 |  | 105.2236 | 39.2896 | 0 | 105.23 | 45.146 | 0 | 0 | 17.7281 | 37.5
4420 | 0 | 0 | 0 | 1.6 | 20.1 | 0 | 0 | 0 |  | 112.8626 | 42.9021 | 0 | 112.8701 | 36.3609 | 0 | 0 | 17.7281 | 40.6
4421 | 0 | 0 | 0 | 1.8 | 18.7 | 0 | 0 | 0 |  | 120.5591 | 46.867 | 0 | 120.5679 | 26.9502 | 2.4027e-09 | 0 | 17.7281 | 43.9
4422 | 54 | 46 | 37 | 1.6 | 19.2 | 0 | 0 | 1.8523 |  | 123.3354 | 48.1325 | 0 | 123.3455 | 17.3156 | 0 | 0 | 17.7281 | 46.8
4423 | 336 | 207 | 104 | 2.6 | 21.4 | 0 | 0 | 6.2762 |  | 116.9754 | 44.5451 | 0 | 116.9865 | 8.2045 | 0 | 0 | 17.7281 | 48.3
4424 | 502 | 397 | 152 | 1.5 | 24.3 | 0 | 0 | 19.8431 |  | 74.6922 | 24.5726 | 0 | 74.7007 | 2.4823 | 0 | 4.4418 | 10.3252 | 48.8575
4425 | 597 | 584 | 192 | 2.9 | 26.4 | 89.9028 | -3.44e-06 | 36.2938 |  | 50.1593 | 12.7524 | 60.5991 | 20.8094 | 5.5689 | 0 | 0 | 10.3252 | 49.0462
4426 | 631 | 739 | 231 | 4.4 | 27.4 | 170.7899 | 0 | 48.8002 |  | 43.6365 | 9.9415 | 127.2504 | 0 | 15.389 | 0 | 0 | 10.3252 | 50
4427 | 700 | 867 | 229 | 4.8 | 28.4 | 195.8811 | 0 | 58.8465 |  | 43.6365 | 9.1873 | 152.3585 | 0 | 27.1392 | 0 | 0 | 10.3252 | 50
4428 | 726 | 939 | 233 | 5.8 | 29.5 | 207.1049 | 0 | 64.6266 |  | 43.6365 | 8.3931 | 163.5904 | 0 | 39.7403 | 0 | 0 | 10.3252 | 49.7
4429 | 738 | 956 | 228 | 5.5 | 30.2 | 211.307 | 0 | 65.5336 |  | 43.6365 | 7.8622 | 167.7959 | 0 | 52.6467 | 8.1055 | 0 | 23.327 | 49.6
4430 | 744 | 916 | 213 | 5.2 | 30.5 | 210.5938 | 0 | 62.3194 |  | 43.6365 | 7.6559 | 167.0824 | 0 | 65.4765 | 23.2431 | 0 | 58.5344 | 46.7322
4431 | 750 | 825 | 183 | 4.6 | 31 | 207.5819 | 0 | 54.8607 |  | 43.6365 | 7.3239 | 164.0677 | 0 | 78.0486 | 16.4788 | 0 | 82.8808 | 45.7058
4432 | 757 | 691 | 140 | 5.6 | 30.7 | 200.6794 | 0 | 44.14 |  | 43.6365 | 7.5785 | 157.1582 | 0 | 90.0589 | 3.8545 | 0 | 88.8036 | 47.864
4433 | 703 | 515 | 115 | 5.1 | 30.4 | 172.0987 | 0 | 28.4546 |  | 65.603 | 16.1488 | 106.5908 | 0 | 98.1447 | 0 | 0 | 88.8036 | 44.6034
4434 | 579 | 316 | 91 | 5.6 | 29.4 | 118.2466 | 0 | 10.8992 |  | 108.839 | 36.9442 | 9.4745 | 0 | 98.7317 | 0 | 0 | 88.8036 | 47
4435 | 361 | 131 | 57 | 5.6 | 27.4 | 0 | 0 | 2.7455 |  | 58.65 | 16.566 | 0 | 58.6519 | 94.257 | 0 | 24.9766 | 50.7869 | 44.2881
4436 | 19 | 11 | 9 | 5.5 | 24.8 | 0 | 0 | 0.36577 |  | 58.65 | 18.1817 | 0 | 58.652 | 89.7822 | 0 | 0 | 50.7869 | 18.5475
4437 | 0 | 0 | 0 | 4.4 | 23.2 | 0 | 0 | 0 |  | 91.3095 | 32.225 | 0 | 91.313 | 82.7297 | 0 | 9.2613 | 36.4945 | 40.8
4438 | 0 | 0 | 0 | 3.3 | 23.4 | 0 | 0 | 0 |  | 91.3098 | 32.1413 | 0 | 91.3136 | 75.6775 | 0 | 6.8931 | 25.6839 | 38.4
4439 | 0 | 0 | 0 | 1.4 | 22.9 | 0 | 0 | 0 |  | 91.31 | 32.3234 | 0 | 91.3141 | 68.6252 | 0 | 4.9112 | 17.776 | 36.5
4440 | 0 | 0 | 0 | 1.1 | 22.2 | 0 | 0 | 0 |  | 45.4964 | 13.9924 | 0 | 45.4986 | 65.181 | 0 | 0 | 17.776 | 13.9924
4441 | 0 | 0 | 0 | 0.9 | 21.7 | 0 | 0 | 0 |  | 45.4964 | 14.0335 | 0 | 45.4988 | 61.7369 | 0 | 0 | 17.776 | 14.0335
4442 | 0 | 0 | 0 | 1 | 21.5 | 0 | 0 | 0 |  | 101.1441 | 37.1326 | 0 | 101.15 | 53.8968 | 0 | 0 | 17.776 | 35.7
4443 | 0 | 0 | 0 | 1.3 | 21.4 | 0 | 0 | 0 |  | 101.1441 | 37.1532 | 0 | 101.1504 | 46.057 | 0 | 0 | 17.776 | 37.1532
4444 | 0 | 0 | 0 | 1.3 | 20.5 | 0 | 0 | 0 |  | 114.0121 | 43.355 | 0 | 114.0199 | 37.1791 | 0 | 0 | 17.776 | 41
4445 | 0 | 0 | 0 | 1.1 | 20 | 0 | 0 | 0 |  | 121.5393 | 47.1055 | 0 | 121.5485 | 27.6896 | 0 | 0 | 17.776 | 44.1
4446 | 36 | 45 | 40 | 1.6 | 20 | 0 | 0 | 1.9966 |  | 124.2884 | 48.4611 | 0 | 124.2989 | 17.9778 | 0 | 0 | 17.776 | 47.2
4447 | 220 | 189 | 121 | 1.7 | 22.6 | 0 | 0 | 6.9788 |  | 117.5331 | 44.5026 | 0 | 117.5444 | 8.8221 | 0 | 0 | 17.776 | 49
4448 | 387 | 380 | 190 | 2.8 | 24.6 | 20.2456 | 4.23e-07 | 19.6608 |  | 78.2249 | 24.8697 | 1.3949 | 59.3712 | 4.3685 | 0 | 4.4695 | 10.2771 | 49
4449 | 537 | 576 | 222 | 2.7 | 26 | 136.3448 | 0 | 35.5723 |  | 51.6304 | 13.7131 | 84.7898 | 0 | 10.9062 | 0 | 0 | 10.2771 | 49.2855
4450 | 634 | 745 | 237 | 2 | 27.7 | 173.7412 | 0 | 48.2147 |  | 25.4902 | 3.6696 | 148.3524 | 0 | 22.3353 | 0 | 0 | 10.2771 | 50
4451 | 668 | 866 | 258 | 2 | 29.4 | 188.4727 | 0 | 56.8052 |  | 25.4902 | 2.9644 | 163.0939 | 0 | 34.8908 | 0 | 0 | 10.2771 | 50
4452 | 691 | 936 | 264 | 3.6 | 30.5 | 198.5025 | 0 | 62.9766 |  | 25.4902 | 2.3878 | 173.1304 | 0 | 48.2036 | 12.5467 | 0 | 30.0621 | 49.5
4453 | 698 | 948 | 261 | 3.4 | 31.2 | 200.9781 | 0 | 63.6173 |  | 25.4902 | 2.0473 | 175.6077 | 0 | 61.6883 | 18.1193 | 0 | 57.5125 | 47.5453
4454 | 683 | 910 | 262 | 3.2 | 32.7 | 193.7422 | 0 | 60.0026 |  | 25.4902 | 1.3228 | 168.367 | 0 | 74.5962 | 14.7069 | 0 | 79.4603 | 46.6185
4455 | 647 | 811 | 254 | 4.7 | 32.9 | 176.1831 | 0 | 53.1739 |  | 25.4902 | 1.3109 | 150.7955 | 0 | 86.1335 | 6.4664 | 0 | 89.2531 | 48.0185
4456 | 589 | 656 | 224 | 4.8 | 31.9 | 152.2685 | 0 | 41.3013 |  | 31.5862 | 3.4194 | 120.7659 | 0 | 95.353 | 0 | 0 | 89.2531 | 44.7208
4457 | 535 | 491 | 183 | 4.6 | 32.4 | 120.0043 | 0 | 27.2225 |  | 59.8563 | 12.6759 | 60.2083 | 0 | 99.8946 | 0 | 2.3969 | 86.1335 | 42.2952
4458 | 58 | 154 | 127 | 4.6 | 30.2 | 0 | 0 | 7.8556 |  | 59.8359 | 15.0334 | 0 | 59.8381 | 95.3266 | 0 | 19.4537 | 56.1302 | 42.3427
4459 | 19 | 52 | 49 | 4.7 | 26.9 | 0 | 0 | 2.7198 |  | 60.5462 | 17.6779 | 0 | 60.5485 | 90.7027 | 0 | 22.7785 | 19.3241 | 43.1762
4460 | 4 | 9 | 9 | 5.1 | 25.2 | 0 | 0 | 0.36496 |  | 113.9341 | 41.9832 | 0 | 113.9388 | 81.8319 | 0 | 1.3952 | 17.0655 | 41.8
4461 | 0 | 0 | 0 | 3.9 | 24.5 | 0 | 0 | 0 |  | 113.934 | 42.2094 | 0 | 113.9391 | 72.9616 | 0 | 3.1427e-08 | 17.0655 | 40.2
4462 | 0 | 0 | 0 | 1.8 | 24 | 0 | 0 | 0 |  | 108.3085 | 39.6626 | 0 | 108.3138 | 64.5474 | 5.2201e-10 | 0 | 17.0655 | 38.1
4463 | 0 | 0 | 0 | 2.4 | 22.7 | 0 | 0 | 0 |  | 103.1345 | 37.6827 | 0 | 103.14 | 56.5479 | 7.2782e-10 | 0 | 17.0655 | 36.3
4464 | 0 | 0 | 0 | 1.8 | 24.1 | 0 | 0 | 0 |  | 100.9989 | 36.1876 | 0 | 101.0047 | 48.7218 | 1.9111e-07 | 0 | 17.0655 | 35.2
4465 | 0 | 0 | 0 | 1.1 | 23.8 | 0 | 0 | 0 |  | 99.0865 | 35.4148 | 0 | 99.0928 | 41.0491 | 2.894e-09 | 0 | 17.0655 | 34.5
4466 | 0 | 0 | 0 | 1 | 24.1 | 0 | 0 | 0 |  | 97.9507 | 34.7688 | 0 | 97.9575 | 33.4681 | 2.9298e-09 | 0 | 17.0655 | 34
4467 | 0 | 0 | 0 | 0.4 | 23.1 | 0 | 0 | 0 |  | 25.4902 | 6.0571 | 0 | 25.4921 | 31.5582 | 0 | 0 | 17.0655 | 6.0571
4468 | 0 | 0 | 0 | 1.5 | 22.6 | 0 | 0 | 0 |  | 25.4902 | 6.1567 | 0 | 25.4923 | 29.6486 | 0 | 0 | 17.0655 | 6.1567
4469 | 0 | 0 | 0 | 0.9 | 21.5 | 0 | 0 | 0 |  | 103.6494 | 38.2123 | 0 | 103.6591 | 21.6097 | 2.639e-09 | 0 | 17.0655 | 36.7
4470 | 42 | 46 | 39 | 1.4 | 21.3 | 0 | 0 | 1.8947 |  | 103.6494 | 38.2516 | 0 | 103.6601 | 13.5727 | 0 | 0.97616 | 15.79 | 39.6
4471 | 246 | 197 | 121 | 0.7 | 24.4 | 0 | 0 | 6.9403 |  | 99.6781 | 35.3643 | 0 | 99.6899 | 5.8608 | 0 | 0.6427 | 14.7247 | 42.2
4472 | 421 | 391 | 184 | 0.9 | 27.8 | 30.2572 | 0 | 19.6352 |  | 42.3821 | 9.3249 | 16.629 | 28.7416 | 4.9806 | 0 | 2.4418 | 10.5494 | 31.4019
4473 | 511 | 576 | 237 | 3 | 34.1 | 128.7343 | 0 | 34.3672 |  | 42.3822 | 5.1356 | 86.4247 | 0 | 11.6335 | 0 | 0 | 10.5494 | 39.5028
4474 | 521 | 735 | 312 | 4.9 | 35.8 | 137.0396 | 0 | 46.4065 |  | 50.0465 | 6.9979 | 87.0715 | 0 | 18.334 | 13.7956 | 0 | 32.2072 | 39.6088
4475 | 212 | 625 | 426 | 5.9 | 35.9 | 0 | 0 | 39.4108 |  | 50.0465 | 7.9554 | 0 | 50.0502 | 14.541 | 8.3811 | 0 | 45.0512 | 38.9851
4476 | 332 | 752 | 421 | 2.7 | 36.6 | 21.8491 | 4.56e-07 | 47.6513 |  | 50.0465 | 6.8154 | 9.0833 | 37.2719 | 12.4179 | 17.1548 | 0 | 70.9194 | 37.3118
4477 | 273 | 703 | 424 | 4.4 | 37.5 | 64.9981 | 0 | 44.9895 |  | 50.0464 | 6.7617 | 14.9862 | 0 | 13.5894 | 12.8084 | 0 | 90 | 38.9429
4478 | 3 | 232 | 226 | 6.6 | 35.7 | 0 | 0 | 13.3101 |  | 54.552 | 9.795 | 0 | 54.5569 | 9.445 | 0 | 0 | 90 | 23.1051
4479 | 17 | 336 | 318 | 8.9 | 36.5 | 0 | 0 | 19.6553 |  | 54.5519 | 9.6455 | 0 | 54.5577 | 5.3034 | 0 | 0 | 90 | 29.3008
4480 | 165 | 433 | 310 | 7.4 | 37.7 | 0 | 0 | 26.1956 |  | 0 | -0.28887 | 0 | 0 | 5.2935 | 0 | 0 | 90 | 25.9067
4481 | 63 | 204 | 172 | 4.6 | 37.7 | 0 | 0 | 11.7306 |  | 0 | -0.28887 | 0 | 0 | 5.2836 | 0 | 0 | 90 | 11.4417
4482 | 35 | 149 | 134 | 5.6 | 36.6 | 0 | 0 | 7.8031 |  | 0 | -0.28887 | 0 | 0 | 5.2737 | 0 | 0 | 90 | 7.5142
4483 | 1 | 43 | 43 | 6.4 | 29.3 | 0 | 0 | 2.4123 |  | 0 | -0.28887 | 0 | 0 | 5.2637 | 0 | 0 | 90 | 2.1235
4484 | 0 | 6 | 6 | 4.2 | 27.5 | 0 | 0 | 0.23478 |  | 0 | -0.28887 | 0 | 0 | 5.2537 | 0 | 0 | 90 | -0.054082
4485 | 0 | 0 | 0 | 1.5 | 26.4 | 0 | 0 | 0 |  | 0 | -0.28887 | 0 | 0 | 5.2436 | 0 | 24.9748 | 51.9544 | 24.6859
4486 | 0 | 0 | 0 | 3.7 | 25.5 | 0 | 0 | 0 |  | 0 | -0.28887 | 0 | 0 | 5.2335 | 0 | 21.0518 | 17.7064 | 20.7629
4487 | 0 | 0 | 0 | 2.4 | 27.8 | 0 | 0 | 0 |  | 0 | -0.28887 | 0 | 0 | 5.2235 | 0 | 0 | 17.7064 | -0.28887
4488 | 0 | 0 | 0 | 0.8 | 25.9 | 0 | 0 | 0 |  | 0 | -0.28887 | 0 | 0 | 5.2135 | 0 | 0 | 17.7064 | -0.28887
4489 | 0 | 0 | 0 | 1.4 | 26.5 | 0 | 0 | 0 |  | 0 | -0.28887 | 0 | 0 | 5.2034 | 0 | 0 | 17.7064 | -0.28887
4490 | 0 | 0 | 0 | 1.1 | 26.1 | 0 | 0 | 0 |  | 0 | -0.28887 | 0 | 0 | 5.1934 | 0 | 0 | 17.7064 | -0.28887
4491 | 0 | 0 | 0 | 1.9 | 26.9 | 0 | 0 | 0 |  | 0 | -0.28887 | 0 | 0 | 5.1834 | 0 | 0 | 17.7064 | -0.28887
4492 | 0 | 0 | 0 | 3.9 | 27.1 | 0 | 0 | 0 |  | 0 | -0.28887 | 0 | 0 | 5.1734 | 0 | 0 | 17.7064 | -0.28887
4493 | 0 | 0 | 0 | 1.9 | 24.6 | 0 | 0 | 0 |  | 0 | -0.28887 | 0 | 0 | 5.1634 | 0 | 0 | 17.7064 | -0.28887
4494 | 0 | 18 | 18 | 1.4 | 24 | 0 | 0 | 0.91001 |  | 0 | -0.28887 | 0 | 0 | 5.1534 | 0 | 0 | 17.7064 | 0.62115
4495 | 34 | 97 | 85 | 1.1 | 26.1 | 0 | 0 | 4.8937 |  | 0 | -0.28887 | 0 | 0 | 5.1434 | 0 | 0 | 17.7064 | 4.6048
4496 | 242 | 328 | 210 | 3.4 | 30.9 | 0 | 0 | 17.2525 |  | 0 | -0.28887 | 0 | 0 | 5.1335 | 0 | 0 | 17.7064 | 16.9636
4497 | 262 | 463 | 279 | 3.8 | 32 | 0 | 0 | 27.4433 |  | 0 | -0.28887 | 0 | 0 | 5.1237 | 0 | 4.434 | 10.4838 | 31.5884
4498 | 455 | 695 | 332 | 5.4 | 34.5 | 0 | 0 | 44.6369 |  | 0 | -0.28887 | 0 | 0 | 5.1139 | 3.5257 | 0 | 16.285 | 40.8223
4499 | 70 | 483 | 411 | 6.6 | 34.7 | 0 | 0 | 29.5242 |  | 0 | -0.28887 | 0 | 0 | 5.1041 | 0 | 2.9955 | 11.1954 | 32.2308
4500 | 299 | 788 | 484 | 5.2 | 35.9 | 0 | 0 | 50.3923 |  | 0 | -0.28887 | 0 | 0 | 5.0944 | 9.5698 | 0 | 26.4066 | 40.5336
4501 | 121 | 593 | 462 | 5.1 | 35.8 | 0 | 0 | 37.2401 |  | 0 | -0.28887 | 0 | 0 | 5.0847 | 0 | 0 | 26.4066 | 36.9513
4502 | 33 | 423 | 383 | 5.4 | 35.4 | 0 | 0 | 25.5219 |  | 0 | -0.28887 | 0 | 0 | 5.0749 | 0 | 0 | 26.4066 | 25.233
4503 | 88 | 464 | 384 | 4.1 | 35.3 | 0 | 0 | 28.1608 |  | 0 | -0.28887 | 0 | 0 | 5.0652 | 0 | 0 | 26.4066 | 27.8719
4504 | 411 | 657 | 353 | 4.2 | 36.6 | 0 | 0 | 39.8313 |  | 0 | -0.28887 | 0 | 0 | 5.0555 | 19.7916 | 0 | 56.5597 | 19.7508
4505 | 239 | 432 | 291 | 5.4 | 36.5 | 0 | 0 | 24.0474 |  | 0 | -0.28887 | 0 | 0 | 5.0458 | 0 | 0 | 56.5597 | 23.7586
4506 | 79 | 178 | 145 | 3.9 | 34.4 | 0 | 0 | 8.8863 |  | 0 | -0.28887 | 0 | 0 | 5.0361 | 0 | 0 | 56.5597 | 8.5974
4507 | 37 | 78 | 69 | 5 | 32.1 | 0 | 0 | 3.5795 |  | 0 | -0.28887 | 0 | 0 | 5.0264 | 0 | 24.9329 | 15.5639 | 28.2236
4508 | 1 | 2 | 2 | 4.8 | 28.2 | 0 | 0 | 0.072997 |  | 0 | -0.28887 | 0 | 0 | 5.0166 | 0 | 0 | 15.5639 | -0.21587
4509 | 0 | 0 | 0 | 1.6 | 27.6 | 0 | 0 | 0 |  | 0 | -0.28887 | 0 | 0 | 5.0067 | 0 | 0 | 15.5639 | -0.28887
4510 | 0 | 0 | 0 | 0.7 | 27.1 | 0 | 0 | 0 |  | 0 | -0.28887 | 0 | 0 | 4.9969 | 0 | 0 | 15.5639 | -0.28887
4511 | 0 | 0 | 0 | 1 | 26.7 | 0 | 0 | 0 |  | 0 | -0.28887 | 0 | 0 | 4.9871 | 0 | 0 | 15.5639 | -0.28887
4512 | 0 | 0 | 0 | 0.9 | 25.6 | 0 | 0 | 0 |  | 0 | -0.28887 | 0 | 0 | 4.9773 | 0 | 0 | 15.5639 | -0.28887
4513 | 0 | 0 | 0 | 1.3 | 24.7 | 0 | 0 | 0 |  | 0 | -0.28887 | 0 | 0 | 4.9674 | 0 | 0 | 15.5639 | -0.28887
4514 | 0 | 0 | 0 | 1.8 | 22.9 | 0 | 0 | 0 |  | 0 | -0.28887 | 0 | 0 | 4.9576 | 0 | 0 | 15.5639 | -0.28887
4515 | 0 | 0 | 0 | 2.9 | 21.3 | 0 | 0 | 0 |  | 0 | -0.28887 | 0 | 0 | 4.9477 | 0 | 0 | 15.5639 | -0.28887
4516 | 0 | 0 | 0 | 1.8 | 20.1 | 0 | 0 | 0 |  | 0 | -0.28887 | 0 | 0 | 4.9378 | 0 | 0 | 15.5639 | -0.28887
4517 | 0 | 0 | 0 | 0.7 | 19.7 | 0 | 0 | 0 |  | 0 | -0.28887 | 0 | 0 | 4.9279 | 0 | 0 | 15.5639 | -0.28887
4518 | 0 | 23 | 23 | 0.7 | 19.7 | 0 | 0 | 1.1958 |  | 0 | -0.28887 | 0 | 0 | 4.918 | 0 | 0 | 15.5639 | 0.90697
4519 | 2 | 99 | 98 | 0.9 | 21.6 | 0 | 0 | 5.7076 |  | 0 | -0.28887 | 0 | 0 | 4.9081 | 0 | 0 | 15.5639 | 5.4187
4520 | 140 | 262 | 190 | 1.7 | 24.2 | 0 | 0 | 14.3491 |  | 0 | -0.28887 | 0 | 0 | 4.8984 | 0 | 0 | 15.5639 | 14.0602
4521 | 257 | 392 | 215 | 2.6 | 27.6 | 0 | 0 | 23.7161 |  | 0 | -0.28887 | 0 | 0 | 4.8887 | 0 | 3.1957 | 10.3175 | 26.623
4522 | 389 | 617 | 297 | 2.7 | 30.3 | 0 | 0 | 39.3973 |  | 0 | -0.28887 | 0 | 0 | 4.879 | 0 | 0 | 10.3175 | 39.1084
4523 | 577 | 833 | 306 | 3 | 32.6 | 95.9465 | 0 | 54.4401 |  | 0 | -1.5247 | 95.9986 | 0 | 11.8977 | 0 | 0 | 10.3175 | 48.7
4524 | 542 | 872 | 340 | 3 | 33.9 | 151.9925 | 0 | 57.1271 |  | 0 | -1.4122 | 152.0749 | 0 | 23.2557 | 6.5207 | 0 | 20.8595 | 47.5
4525 | 661 | 958 | 306 | 5.6 | 34.2 | 186.9635 | 0 | 64.3303 |  | 0 | -1.5618 | 187.0644 | 0 | 37.3476 | 15.9084 | 0 | 45.3455 | 46.8601
4526 | 833 | 961 | 177 | 5.7 | 34.2 | 237.958 | 0 | 64.6244 |  | 0 | -1.8675 | 238.0859 | 0 | 55.3481 | 16.1805 | 0 | 69.626 | 46.5764
4527 | 887 | 880 | 124 | 7.2 | 34.2 | 246.3847 | 0 | 58.3759 |  | 0 | -1.932 | 246.5162 | 0 | 74.0114 | 10.6856 | 0 | 85.6304 | 45.7583
4528 | 903 | 742 | 89 | 4.9 | 34.5 | 244.6521 | 0 | 46.6867 |  | 0 | -1.9175 | 244.7812 | 0 | 92.5498 | 0 | 0.48472 | 85.0757 | 45.254
4529 | 860 | 561 | 75 | 5.4 | 34.3 | 107.5666 | 0 | 30.5744 |  | 129.7237 | 22.5168 | 43.8924 | 66.0067 | 90.5298 | 2.6896 | 0 | 89.3814 | 44.9
4530 | 713 | 342 | 67 | 4.3 | 33.2 | 88.5006 | -3.41e-06 | 10.933 |  | 105.5059 | 33.6631 | 27.2007 | 44.175 | 89.1598 | 0 | 0 | 89.3814 | 44.5961
4531 | 426 | 129 | 42 | 4 | 31.8 | 0 | 0 | 1.9438 |  | 83.2822 | 24.257 | 0 | 83.2948 | 82.7437 | 0 | 14.5962 | 67.1815 | 40.7971
4532 | 32 | 9 | 6 | 2.2 | 29.5 | 0 | 0 | 0.23203 |  | 83.2819 | 25.405 | 0 | 83.2948 | 76.3294 | 0 | 12.4637 | 47.8397 | 38.1007
4533 | 0 | 0 | 0 | 1.7 | 27.9 | 0 | 0 | 0 |  | 83.2835 | 26.232 | 0 | 83.2966 | 69.9149 | 0 | 10.5998 | 31.2346 | 36.8318
4534 | 0 | 0 | 0 | 3.9 | 27.2 | 0 | 0 | 0 |  | 83.2832 | 26.5925 | 0 | 83.2966 | 63.5006 | 0 | 8.374 | 17.6803 | 34.9665
4535 | 0 | 0 | 0 | 4.6 | 25.9 | 0 | 0 | 0 |  | 82.2128 | 26.7887 | 0 | 82.2264 | 57.1709 | 0 | 0 | 17.6803 | 26.7887
4536 | 0 | 0 | 0 | 3.7 | 24.7 | 0 | 0 | 0 |  | 25.4902 | 5.558 | 0 | 25.4945 | 55.2587 | 0 | 0 | 17.6803 | 5.558
4537 | 0 | 0 | 0 | 3 | 23.5 | 0 | 0 | 0 |  | 25.4902 | 5.9116 | 0 | 25.4946 | 53.3465 | 0 | 0 | 17.6803 | 5.9116
4538 | 0 | 0 | 0 | 3.5 | 22.7 | 0 | 0 | 0 |  | 91.3369 | 32.1211 | 0 | 91.3533 | 46.291 | 0 | 0 | 17.6803 | 32.1211
4539 | 0 | 0 | 0 | 2.9 | 22 | 0 | 0 | 0 |  | 103.6147 | 37.9041 | 0 | 103.634 | 38.2517 | 0 | 0 | 17.6803 | 36.6
4540 | 0 | 0 | 0 | 1.3 | 20.5 | 0 | 0 | 0 |  | 110.268 | 41.427 | 0 | 110.2892 | 29.6759 | 0 | 0 | 17.6803 | 39.5
4541 | 0 | 0 | 0 | 1.3 | 19 | 0 | 0 | 0 |  | 116.2074 | 44.6003 | 0 | 116.2308 | 20.619 | 0 | 0 | 17.6803 | 42.1
4542 | 296 | 57 | 21 | 2.3 | 19.8 | 0 | 0 | 0.94301 |  | 116.2078 | 44.4354 | 0 | 116.2324 | 11.5653 | 0 | 1.8665 | 14.7565 | 44.8
4543 | 674 | 240 | 47 | 1.2 | 23 | 0 | 0 | 3.7614 |  | 112.8245 | 41.9687 | 0 | 112.8502 | 2.794 | 0 | 2.5444 | 10.4008 | 46.4
4544 | 827 | 449 | 57 | 0.8 | 25.3 | 138.2531 | -5.12e-06 | 20.787 |  | 81.9598 | 25.4828 | 82.2241 | 25.8666 | 7.044 | 0 | 0 | 10.4008 | 46.2698
4545 | 907 | 647 | 62 | 1.4 | 26.8 | 243.8508 | 0 | 39.421 |  | 121.6611 | 43.65 | 122.3198 | 0 | 16.291 | 0 | 0 | 10.4008 | 48.3
4546 | 940 | 813 | 70 | 2.1 | 28.4 | 266.3924 | 0 | 52.7488 |  | 121.6607 | 42.9298 | 144.8761 | 0 | 27.3202 | 0 | 0 | 10.4008 | 48.7
4547 | 960 | 936 | 75 | 2.1 | 29.8 | 278.8246 | 0 | 61.7887 |  | 121.6597 | 42.3173 | 157.3142 | 0 | 39.3351 | 0 | 0 | 10.4008 | 47.8
4548 | 966 | 1005 | 78 | 2.9 | 30.6 | 285.8793 | 0 | 67.4313 |  | 121.6598 | 41.9579 | 164.3687 | 0 | 51.9191 | 0 | 0 | 10.4008 | 46.5
4549 | 978 | 1025 | 77 | 5.3 | 30.8 | 287.2712 | 0 | 70.6129 |  | 121.6606 | 41.8707 | 165.7551 | 0 | 64.6375 | 0 | 0 | 10.4008 | 46.3
4550 | 968 | 979 | 76 | 6.1 | 30.3 | 279.3734 | 0 | 67.4555 |  | 121.6592 | 42.1323 | 157.8481 | 0 | 76.7749 | 0 | 0 | 10.4008 | 46.1
4551 | 934 | 873 | 80 | 6 | 30.1 | 261.9597 | 0 | 58.9821 |  | 121.6594 | 42.3903 | 140.4185 | 0 | 87.5902 | 0 | 0 | 10.4008 | 45.5
4552 | 881 | 719 | 82 | 6.2 | 29.3 | 236.428 | 0 | 46.5835 |  | 121.6103 | 42.8584 | 114.9169 | 0 | 96.4545 | 21.7262 | 0 | 43.8555 | 45.1
4553 | 804 | 531 | 79 | 4.7 | 29.8 | 167.5901 | 17.1494 | 29.653 |  | 121.5815 | 43.1075 | 46.073 | 0 | 99.9863 | 24.9803 | 0 | 80.8069 | 44.7
4554 | 680 | 327 | 67 | 5.1 | 28.5 | 121.9835 | 7.3547 | 10.8898 |  | 121.6076 | 43.7289 | 0 | -0.41973 | 99.9781 | 5.2096 | 0 | 88.4677 | 44.5
4555 | 428 | 129 | 43 | 4.3 | 27.2 | 0 | 0 | 2.0464 |  | 83.8998 | 27.0436 | 0 | 83.902 | 93.5162 | 0 | 13.7001 | 68.1041 | 42.7902
4556 | 30 | 8 | 6 | 2 | 25.4 | 0 | 0 | 0.23758 |  | 83.8999 | 28.0603 | 0 | 83.9023 | 87.0538 | 0 | 12.102 | 49.7262 | 40.3998
4557 | 0 | 0 | 0 | 0.5 | 24 | 0 | 0 | 0 |  | 83.9002 | 28.7163 | 0 | 83.9029 | 80.5908 | 0 | 10.1094 | 34.1293 | 38.6
4558 | 0 | 0 | 0 | 1.4 | 23.3 | 0 | 0 | 0 |  | 83.9001 | 29.015 | 0 | 83.903 | 74.1276 | 0 | 8.0069 | 21.4252 | 36.6
4559 | 0 | 0 | 0 | 1 | 23.4 | 0 | 0 | 0 |  | 83.9001 | 28.9625 | 0 | 83.9034 | 67.6646 | 0 | 0 | 21.4252 | 28.9625
4560 | 0 | 0 | 0 | 0.8 | 22.5 | 0 | 0 | 0 |  | 87.5818 | 30.8829 | 0 | 87.5856 | 60.9084 | 0 | 0 | 21.4252 | 30.8829
4561 | 0 | 0 | 0 | 1.4 | 21.8 | 0 | 0 | 0 |  | 87.5819 | 31.1188 | 0 | 87.5861 | 54.1519 | 0 | 0 | 21.4252 | 31.1188
4562 | 0 | 0 | 0 | 1 | 21.2 | 0 | 0 | 0 |  | 97.5254 | 35.6225 | 0 | 97.5306 | 46.6019 | 2.6109e-09 | 0 | 21.4252 | 34.3
4563 | 0 | 0 | 0 | 1.7 | 20.9 | 0 | 0 | 0 |  | 103.4207 | 38.3374 | 0 | 103.4268 | 38.5792 | 0 | 0 | 21.4252 | 36.7
4564 | 0 | 0 | 0 | 1.3 | 20.6 | 0 | 0 | 0 |  | 110.542 | 41.6906 | 0 | 110.5492 | 29.9834 | 0 | 0 | 21.4252 | 39.6
4565 | 0 | 0 | 0 | 1.7 | 21.7 | 0 | 0 | 0 |  | 114.3014 | 43.1952 | 0 | 114.3098 | 21.0853 | 0 | 1.4889 | 19.2577 | 42.4
4566 | 223 | 51 | 24 | 1.8 | 22.5 | 0 | 0 | 1.0846 |  | 114.3009 | 42.9615 | 0 | 114.3106 | 12.1904 | 0 | 2.9445 | 14.3615 | 44.8
4567 | 597 | 228 | 57 | 2.7 | 24.4 | 0 | 0 | 3.9947 |  | 114.302 | 42.3745 | 0 | 114.3134 | 3.3012 | 0 | 2.132 | 10.7236 | 46.5
4568 | 728 | 428 | 83 | 5.3 | 25.9 | 108.3908 | -4.15e-06 | 20.6627 |  | 84.3024 | 26.5253 | 55.3581 | 31.2169 | 5.1366 | 0 | 0 | 10.7236 | 47.188
4569 | 811 | 624 | 100 | 5.9 | 27.8 | 212.0337 | 0 | 39.2428 |  | 84.3028 | 25.4993 | 127.847 | 0 | 14.9682 | 0 | 0 | 10.7236 | 48.9
4570 | 840 | 785 | 120 | 6.4 | 28.7 | 231.7532 | 0 | 52.5241 |  | 84.3019 | 24.9216 | 147.5811 | 0 | 26.3277 | 0 | 0 | 10.7236 | 49.9
4571 | 864 | 907 | 129 | 6.9 | 29.5 | 244.0881 | 0 | 62.2048 |  | 84.3009 | 24.4176 | 159.9257 | 0 | 38.6344 | 0 | 0 | 10.7236 | 49.2
4572 | 862 | 974 | 143 | 6.9 | 30.1 | 248.5377 | 0 | 67.1781 |  | 84.3015 | 24.084 | 164.3785 | 0 | 51.2766 | 0 | 0 | 10.7236 | 48.5
4573 | 863 | 990 | 147 | 7.3 | 30.6 | 248.4868 | 0 | 68.3221 |  | 84.3018 | 23.8469 | 164.3284 | 0 | 63.9055 | 0 | 0 | 10.7236 | 48.3
4574 | 858 | 948 | 143 | 7.3 | 31.2 | 243.6289 | 0 | 64.9672 |  | 99.7124 | 31.0959 | 144.0569 | 0 | 74.9271 | 0 | 0 | 10.7236 | 48.1
4575 | 831 | 848 | 139 | 7.3 | 31.7 | 229.1214 | 0 | 57.3543 |  | 105.5161 | 33.9234 | 123.7354 | 0 | 84.3777 | 12.0605 | 0 | 29.7707 | 47.5
4576 | 784 | 701 | 131 | 7.3 | 31.2 | 206.6787 | 0 | 45.3357 |  | 105.5045 | 34.2318 | 101.2888 | 0 | 92.1214 | 24.973 | 0 | 67.2844 | 47
4577 | 711 | 516 | 114 | 7.3 | 30.6 | 171.6933 | 0 | 29.1542 |  | 105.5305 | 34.6351 | 66.2551 | 0 | 97.1809 | 15.4603 | 0 | 89.9898 | 46.2
4578 | 620 | 321 | 83 | 6.7 | 29.7 | 126.6637 | 0 | 11.0947 |  | 105.5304 | 35.1428 | 21.1986 | 0 | 98.7729 | 0 | 0 | 89.9898 | 45.8
4579 | 376 | 126 | 50 | 6.1 | 27.7 | 0 | 0 | 2.4534 |  | 95.7309 | 32.1812 | 0 | 95.7335 | 91.3684 | 0 | 9.9223 | 75.5559 | 44.5568
4580 | 23 | 10 | 8 | 4.8 | 25.4 | 0 | 0 | 0.32196 |  | 95.7322 | 33.298 | 0 | 95.735 | 83.9637 | 0 | 8.4944 | 62.7522 | 41.7
4581 | 0 | 0 | 0 | 2.9 | 23.9 | 0 | 0 | 0 |  | 95.7325 | 33.9192 | 0 | 95.7356 | 76.5582 | 0 | 6.5344 | 52.8483 | 39.7
4582 | 0 | 0 | 0 | 2 | 23.2 | 0 | 0 | 0 |  | 95.7332 | 34.1857 | 0 | 95.7367 | 69.1523 | 0 | 4.2191 | 46.4469 | 37.5
4583 | 0 | 0 | 0 | 1.9 | 23 | 0 | 0 | 0 |  | 70.1138 | 23.4817 | 0 | 70.1167 | 63.7764 | 0 | 0 | 46.4469 | 23.4817
4584 | 0 | 0 | 0 | 2.1 | 22.9 | 0 | 0 | 0 |  | 67.8393 | 22.6107 | 0 | 67.8424 | 58.5794 | 0 | 0 | 46.4469 | 22.6107
4585 | 0 | 0 | 0 | 1.2 | 22 | 0 | 0 | 0 |  | 67.8394 | 22.9559 | 0 | 67.8428 | 53.3825 | 0 | 0 | 46.4469 | 22.9559
4586 | 0 | 0 | 0 | 2.4 | 22.8 | 0 | 0 | 0 |  | 67.8393 | 22.6272 | 0 | 67.8431 | 48.1859 | 0 | 3.3721 | 41.4784 | 25.9993
4587 | 0 | 0 | 0 | 1.7 | 21.9 | 0 | 0 | 0 |  | 67.8394 | 22.9532 | 0 | 67.8435 | 42.9894 | 0 | 0 | 41.4784 | 22.9532
4588 | 0 | 0 | 0 | 1 | 20.6 | 0 | 0 | 0 |  | 111.7901 | 42.2787 | 0 | 111.7975 | 34.292 | 6.2098e-11 | 0 | 41.4784 | 40.1
4589 | 0 | 0 | 0 | 0.9 | 20.3 | 0 | 0 | 0 |  | 119.6796 | 46.1348 | 0 | 119.6885 | 24.9547 | 2.5288e-09 | 0 | 41.4784 | 43.3
4590 | 66 | 44 | 35 | 1.2 | 21.2 | 0 | 0 | 1.6394 |  | 119.6786 | 45.9241 | 0 | 119.6886 | 15.6205 | 0 | 1.8122 | 38.7027 | 46.6
4591 | 340 | 202 | 102 | 1 | 24.3 | 0 | 0 | 6.0076 |  | 119.6795 | 45.0833 | 0 | 119.6911 | 6.2914 | 0 | 0.19327 | 38.4046 | 48.7
4592 | 535 | 401 | 146 | 2.1 | 27.5 | 59.9443 | 0 | 19.8983 |  | 50.0227 | 12.1257 | 35.7303 | 25.7793 | 7.0993 | 0 | 15.5609 | 12.0588 | 47.5849
4593 | 643 | 594 | 176 | 3 | 29.4 | 166.6211 | 0 | 36.7166 |  | 50.0227 | 10.7846 | 116.6922 | 0 | 16.1004 | 0 | 0 | 12.0588 | 47.5012
4594 | 719 | 762 | 191 | 4.6 | 31.4 | 197.3014 | 0 | 50.2224 |  | 25.4902 | 1.9585 | 171.9266 | 0 | 29.3467 | 0 | 0 | 12.0588 | 50
4595 | 734 | 880 | 217 | 5.3 | 32.3 | 205.8661 | 0 | 59.576 |  | 25.4902 | 1.4497 | 180.4977 | 0 | 43.2412 | 0 | 0 | 12.0588 | 50
4596 | 734 | 952 | 241 | 6 | 32.7 | 209.2986 | 0 | 65.1434 |  | 25.4902 | 1.2318 | 183.9331 | 0 | 57.3823 | 10.8327 | 0 | 29.1781 | 50
4597 | 730 | 967 | 250 | 5.9 | 33.2 | 208.3006 | 0 | 66.0543 |  | 25.4902 | 0.99361 | 182.9347 | 0 | 71.4244 | 19.6341 | 0 | 58.9212 | 47.4139
4598 | 689 | 917 | 266 | 6.1 | 33.5 | 192.4759 | 0 | 62.0796 |  | 25.4902 | 0.92882 | 167.0995 | 0 | 84.226 | 15.7626 | 0 | 82.3642 | 47.2458
4599 | 641 | 816 | 264 | 6.8 | 33.8 | 171.9993 | 0 | 54.1273 |  | 25.4902 | 0.87726 | 146.6072 | 0 | 95.4257 | 4.3139 | 0 | 88.9553 | 50
4600 | 555 | 662 | 255 | 7.2 | 33.6 | 93.6666 | 26.6425 | 42.0208 |  | 35.0424 | 3.5233 | 58.671 | 0 | 99.8999 | 0 | 0 | 88.9553 | 45.5441
4601 | 445 | 478 | 222 | 7.1 | 32.9 | 71.6531 | 8.3175 | 27.2501 |  | 71.0104 | 17.4417 | 0 | -0.67601 | 99.8867 | 0 | 0 | 88.9553 | 44.6918
4602 | 274 | 279 | 170 | 6.6 | 32 | 0 | 0 | 12.3723 |  | 58.1835 | 13.1756 | 0 | 58.1856 | 95.4488 | 0 | 17.9956 | 61.8841 | 43.5435
4603 | 75 | 100 | 83 | 6.2 | 29.8 | 0 | 0 | 4.1113 |  | 58.1836 | 14.76 | 0 | 58.1858 | 91.0108 | 0 | 24.9484 | 21.8367 | 43.8197
4604 | 1 | 8 | 8 | 4.6 | 27.5 | 0 | 0 | 0.3182 |  | 25.4902 | 4.985 | 0 | 25.4913 | 89.0978 | 0 | 0 | 21.8367 | 5.3032
4605 | 0 | 0 | 0 | 5 | 25.8 | 0 | 0 | 0 |  | 118.2907 | 43.9384 | 0 | 118.2961 | 79.8739 | 3.1651e-09 | 0 | 21.8367 | 41.6
4606 | 0 | 0 | 0 | 4.5 | 24.9 | 0 | 0 | 0 |  | 111.1076 | 40.6951 | 0 | 111.113 | 71.2328 | 4.3199e-10 | 0 | 21.8367 | 39
4607 | 0 | 0 | 0 | 3.3 | 24 | 0 | 0 | 0 |  | 59.5034 | 18.853 | 0 | 59.5065 | 66.6912 | 0 | 0 | 21.8367 | 18.853
4608 | 0 | 0 | 0 | 2.1 | 23 | 0 | 0 | 0 |  | 66.7705 | 22.1155 | 0 | 66.7743 | 61.578 | 0 | 0 | 21.8367 | 22.1155
4609 | 0 | 0 | 0 | 1.9 | 22.8 | 0 | 0 | 0 |  | 66.7705 | 22.1885 | 0 | 66.7746 | 56.465 | 0 | 0 | 21.8367 | 22.1885
4610 | 0 | 0 | 0 | 1.6 | 22.3 | 0 | 0 | 0 |  | 101.9696 | 37.2507 | 0 | 101.9764 | 48.5592 | 0 | 0 | 21.8367 | 35.9
4611 | 0 | 0 | 0 | 1.7 | 21.9 | 0 | 0 | 0 |  | 101.9694 | 37.3623 | 0 | 101.9768 | 40.6536 | 0 | 0 | 21.8367 | 37.3623
4612 | 0 | 0 | 0 | 2.2 | 23.4 | 0 | 0 | 0 |  | 25.4902 | 6.0308 | 0 | 25.4922 | 38.743 | 0 | 0 | 21.8367 | 6.0308
4613 | 0 | 0 | 0 | 2.2 | 24.1 | 0 | 0 | 0 |  | 124.3585 | 47.5086 | 0 | 124.3691 | 29.026 | 2.2335e-06 | 0 | 22.2498 | 44.4
4614 | 7 | 41 | 39 | 1.2 | 23.5 | 0 | 0 | 1.8093 |  | 127.7945 | 49.0433 | 0 | 127.8065 | 19.0288 | 0 | 0 | 22.2498 | 47.7
4615 | 104 | 156 | 122 | 1.2 | 26.9 | 0 | 0 | 6.7042 |  | 123.1042 | 46.011 | 0 | 123.1171 | 9.417 | 0 | 0 | 22.2498 | 49.9
4616 | 314 | 373 | 221 | 1.8 | 30 | 0.98362 | -3.91e-08 | 19.3835 |  | 75.6354 | 20.8078 | 0 | 74.6604 | 3.6949 | 0 | 6.7966 | 10.6331 | 46.988
4617 | 432 | 564 | 280 | 2.7 | 32.1 | 105.7938 | 0 | 33.8575 |  | 57.3586 | 11.8068 | 48.4922 | 0 | 7.4221 | 0 | 0 | 10.6331 | 45.6643
4618 | 531 | 731 | 305 | 3.9 | 34.8 | 141.0962 | 0 | 46.5515 |  | 25.4902 | 0.50106 | 115.6884 | 0 | 16.3253 | 0.53173 | 0 | 11.5353 | 46.5208
4619 | 491 | 849 | 397 | 4.6 | 35.6 | 131.3687 | 0 | 54.8668 |  | 25.4902 | 0.18115 | 105.9557 | 0 | 24.4843 | 8.8629 | 0 | 25.6598 | 46.1851
4620 | 505 | 895 | 400 | 4.4 | 36.6 | 138.8462 | 0 | 58.5089 |  | 25.4902 | -0.24417 | 113.4381 | 0 | 33.2101 | 12.4235 | 0 | 44.7977 | 45.8412
4621 | 357 | 862 | 500 | 5.7 | 36.5 | 90.3776 | 0 | 55.6411 |  | 25.4902 | -0.059595 | 64.9402 | 0 | 38.2171 | 9.8831 | 0 | 59.7989 | 45.6985
4622 | 226 | 698 | 474 | 6.5 | 36.2 | 0 | 0 | 44.2462 |  | 25.4902 | 0.90718 | 0 | 25.4916 | 36.3069 | 0 | 0.72261 | 58.7564 | 45.876
4623 | 19 | 416 | 393 | 6 | 35.2 | 0 | 0 | 24.4224 |  | 25.4902 | 1.4121 | 0 | 25.4918 | 34.3968 | 0 | 19.6722 | 27.5408 | 45.5066
4624 | 16 | 356 | 341 | 5.9 | 34.4 | 0 | 0 | 20.8996 |  | 84.0021 | 23.8997 | 0 | 84.0079 | 27.9255 | 0 | 1.1763 | 25.6368 | 45.9756
4625 | 3 | 177 | 174 | 6 | 32.8 | 0 | 0 | 10.2477 |  | 112.5716 | 38.6584 | 0 | 112.5803 | 19.1532 | 0 | 0 | 25.6368 | 47.8
4626 | 5 | 146 | 143 | 5.6 | 31.3 | 0 | 0 | 8.2621 |  | 114.0862 | 39.9039 | 0 | 114.0963 | 10.2658 | 0 | 0 | 25.6368 | 46.8
4627 | 3 | 73 | 72 | 6.1 | 29.7 | 0 | 0 | 3.831 |  | 120.9281 | 43.9643 | 0 | 120.9409 | 0.83045 | 0 | 0 | 25.6368 | 45.4
4628 | 0 | 5 | 5 | 3.3 | 28.2 | 0 | 0 | 0.19281 |  | 0 | -0.28887 | 0 | 0 | 0.82813 | 0 | 0 | 25.6368 | -0.09606
4629 | 0 | 0 | 0 | 1.8 | 27.6 | 0 | 0 | 0 |  | 0 | -0.28887 | 0 | 0 | 0.8258 | 0 | 5.3695 | 17.099 | 5.0807
4630 | 0 | 0 | 0 | 1.4 | 26.4 | 0 | 0 | 0 |  | 0 | -0.28887 | 0 | 0 | 0.82347 | 0 | 0 | 17.099 | -0.28887
4631 | 0 | 0 | 0 | 0.7 | 26.1 | 0 | 0 | 0 |  | 0 | -0.28887 | 0 | 0 | 0.82115 | 0 | 0 | 17.099 | -0.28887
4632 | 0 | 0 | 0 | 2.3 | 26.2 | 0 | 0 | 0 |  | 0 | -0.28887 | 0 | 0 | 0.81883 | 0 | 0 | 17.099 | -0.28887
4633 | 0 | 0 | 0 | 2.5 | 26 | 0 | 0 | 0 |  | 0 | -0.28887 | 0 | 0 | 0.81651 | 0 | 0 | 17.099 | -0.28887
4634 | 0 | 0 | 0 | 2 | 27.7 | 0 | 0 | 0 |  | 0 | -0.28887 | 0 | 0 | 0.8142 | 0 | 0 | 17.099 | -0.28887
4635 | 0 | 0 | 0 | 1.5 | 25.7 | 0 | 0 | 0 |  | 0 | -0.28887 | 0 | 0 | 0.81188 | 0 | 0 | 17.099 | -0.28887
4636 | 0 | 0 | 0 | 1.1 | 24 | 0 | 0 | 0 |  | 0 | -0.28887 | 0 | 0 | 0.80956 | 0 | 0 | 17.099 | -0.28887
4637 | 0 | 0 | 0 | 1.5 | 23.7 | 0 | 0 | 0 |  | 0 | -0.28887 | 0 | 0 | 0.80725 | 0 | 0 | 17.099 | -0.28887
4638 | 1 | 30 | 30 | 1.4 | 23.3 | 0 | 0 | 1.415 |  | 0 | -0.28887 | 0 | 0 | 0.80493 | 0 | 0 | 17.099 | 1.1261
4639 | 103 | 158 | 126 | 1 | 26.6 | 0 | 0 | 6.8862 |  | 0 | -0.28887 | 0 | 0 | 0.80263 | 0 | 0 | 17.099 | 6.5973
4640 | 285 | 351 | 210 | 1.5 | 28.9 | 0 | 0 | 18.2365 |  | 0 | -0.28887 | 0 | 0 | 0.80035 | 0 | 4.0761 | 10.1386 | 22.0238
4641 | 432 | 544 | 260 | 2.4 | 32.1 | 42.261 | -1.69e-06 | 32.9214 |  | 0 | -1.3474 | 42.2864 | 0 | 3.9304 | 0 | 0 | 10.1386 | 31.5741
4642 | 529 | 707 | 290 | 2.2 | 33.9 | 141.8801 | 0 | 45.1087 |  | 0 | -1.3792 | 141.9654 | 0 | 14.6422 | 0 | 0 | 10.1386 | 43.7296
4643 | 593 | 828 | 303 | 2.4 | 35.4 | 165.0828 | 0 | 54.2957 |  | 0 | -1.4691 | 165.182 | 0 | 27.2087 | 6.3243 | 0 | 20.3818 | 45.4
4644 | 635 | 920 | 307 | 2.6 | 36.4 | 181.6513 | 0 | 60.0528 |  | 0 | -1.543 | 181.7604 | 0 | 41.0691 | 14.2666 | 0 | 42.4358 | 44.2432
4645 | 621 | 939 | 328 | 3.5 | 37 | 176.6168 | 0 | 61.5269 |  | 0 | -1.5194 | 176.7229 | 0 | 54.5547 | 16.6802 | 0 | 67.5304 | 43.3273
4646 | 666 | 897 | 273 | 3.2 | 36.9 | 188.5828 | 0 | 59.0365 |  | 0 | -1.5764 | 188.6959 | 0 | 68.9583 | 14.719 | 0 | 89.4661 | 42.7411
4647 | 524 | 701 | 249 | 4.8 | 36.5 | 138.8006 | 0 | 45.8551 |  | 0 | -1.3678 | 138.8838 | 0 | 79.5525 | 0 | 0.42927 | 88.935 | 42.6
4648 | 515 | 612 | 235 | 6 | 36.1 | 129.3097 | 0 | 38.5903 |  | 0 | -1.3354 | 129.387 | 0 | 89.4174 | 0 | 0 | 88.935 | 37.2549
4649 | 406 | 437 | 201 | 5.8 | 35.5 | 89.5251 | 0 | 24.5928 |  | 0 | -1.2198 | 89.5782 | 0 | 96.2359 | 0 | 5.2804 | 81.4146 | 28.6533
4650 | 331 | 282 | 154 | 3.9 | 34.9 | 0 | 0 | 11.9303 |  | 0 | -0.37147 | 0 | 0 | 96.2119 | 0 | 24.9644 | 42.4438 | 36.5233
4651 | 132 | 105 | 77 | 2.5 | 32.1 | 0 | 0 | 3.8042 |  | 130.2693 | 23.9408 | 0 | 130.2808 | 85.9566 | 0 | 15.7822 | 16.7575 | 41.3
4652 | 2 | 8 | 8 | 2 | 29.5 | 0 | 0 | 0.31453 |  | 113.1963 | 40.0637 | 0 | 113.2061 | 77.1399 | 0 | 0 | 16.7575 | 39
4653 | 0 | 0 | 0 | 2 | 27 | 0 | 0 | 0 |  | 106.6616 | 37.7078 | 0 | 106.6712 | 68.8579 | 3.3448e-09 | 0 | 16.7575 | 36.8
4654 | 0 | 0 | 0 | 2.6 | 25.6 | 0 | 0 | 0 |  | 99.9988 | 35.0777 | 0 | 100.0082 | 61.1115 | 3.1414e-09 | 0 | 16.7575 | 34.5
4655 | 0 | 0 | 0 | 2.6 | 24.6 | 0 | 0 | 0 |  | 95.6556 | 33.4714 | 0 | 95.665 | 53.7125 | 2.9985e-09 | 0 | 16.7575 | 33
4656 | 0 | 0 | 0 | 1.7 | 23.8 | 0 | 0 | 0 |  | 92.7547 | 32.5006 | 0 | 92.7643 | 46.5453 | 0 | 0 | 16.7575 | 32
4657 | 0 | 0 | 0 | 0.7 | 22.5 | 0 | 0 | 0 |  | 31.6886 | 8.4006 | 0 | 31.692 | 44.168 | 0 | 0 | 16.7575 | 8.4006
4658 | 0 | 0 | 0 | 1.6 | 22.8 | 0 | 0 | 0 |  | 88.5943 | 31.0315 | 0 | 88.6045 | 37.3321 | 0 | 0 | 16.7575 | 30.8
4659 | 0 | 0 | 0 | 1.1 | 22.2 | 0 | 0 | 0 |  | 88.5941 | 31.2475 | 0 | 88.6049 | 30.4964 | 0 | 0 | 16.7575 | 30.6
4660 | 0 | 0 | 0 | 1.2 | 22.4 | 0 | 0 | 0 |  | 87.6647 | 30.7563 | 0 | 87.6761 | 23.7355 | 0 | 0 | 16.7575 | 30.2
4661 | 0 | 0 | 0 | 1.3 | 22.1 | 0 | 0 | 0 |  | 91.5759 | 32.5277 | 0 | 91.5887 | 16.6652 | 2.1904e-06 | 0 | 17.0943 | 31.8
4662 | 230 | 48 | 20 | 1.4 | 22.2 | 0 | 0 | 0.84092 |  | 91.5759 | 32.4653 | 0 | 91.5898 | 9.5973 | 0 | 1.6693 | 14.3169 | 34.3
4663 | 645 | 230 | 47 | 1.6 | 25.9 | 0 | 0 | 3.6042 |  | 90.3393 | 30.3762 | 0 | 90.3547 | 2.635 | 0 | 2.2119 | 10.5332 | 36.1923
4664 | 780 | 435 | 66 | 2.2 | 28.3 | 124.6671 | 4.65e-06 | 20.1808 |  | 60.6305 | 15.1659 | 84.6132 | 20.5132 | 7.542 | 0 | 0 | 10.5332 | 35.3468
4665 | 851 | 627 | 79 | 2 | 30.5 | 227.205 | 0 | 38.1679 |  | 98.0775 | 30.6107 | 129.253 | 0 | 17.4007 | 0 | 0 | 10.5332 | 38.9
4666 | 884 | 779 | 91 | 5.1 | 31.5 | 246.7161 | 0 | 52.1747 |  | 98.0764 | 30.1145 | 148.7789 | 0 | 28.7852 | 0 | 0 | 10.5332 | 39.8
4667 | 894 | 888 | 105 | 3.4 | 31.8 | 257.4547 | 0 | 60.7028 |  | 98.0761 | 29.9257 | 159.5249 | 0 | 41.0061 | 0 | 0 | 10.5332 | 40.2
4668 | 892 | 964 | 115 | 2.9 | 33.2 | 262.4695 | 0 | 64.7395 |  | 98.0784 | 29.4356 | 164.5405 | 0 | 53.6163 | 0 | 0 | 10.5332 | 39.2
4669 | 885 | 981 | 122 | 3.1 | 34.1 | 260.3083 | 0 | 65.4965 |  | 98.0739 | 29.2145 | 162.3822 | 0 | 66.0646 | 0 | 0 | 10.5332 | 38.4
4670 | 865 | 930 | 126 | 3.2 | 34.8 | 250.6356 | 0 | 61.9578 |  | 98.07 | 29.1352 | 152.7072 | 0 | 77.7742 | 0 | 0 | 10.5332 | 38.2
4671 | 824 | 835 | 131 | 4.2 | 35.3 | 230.9185 | 0 | 54.6742 |  | 98.0715 | 29.1924 | 132.9765 | 0 | 87.9704 | 8.1416 | 0 | 23.5923 | 38.3
4672 | 767 | 684 | 127 | 4.7 | 35 | 204.9868 | 0 | 43.4757 |  | 98.0877 | 29.4258 | 107.0128 | 0 | 96.1739 | 24.9697 | 0 | 61.3345 | 38.6
4673 | 693 | 508 | 112 | 4.1 | 34.5 | 147.7341 | 1.8123 | 28.0432 |  | 98.0864 | 29.8283 | 49.7283 | 0 | 99.967 | 19.5245 | 0 | 90 | 38.347
4674 | 576 | 304 | 86 | 2 | 34 | 98.3594 | 1.04 | 10.7072 |  | 98.0378 | 30.0927 | 0 | -0.37329 | 99.9569 | 0 | 0 | 90 | 40.1
4675 | 335 | 116 | 50 | 2.9 | 30.9 | 0 | 0 | 2.35 |  | 90.1122 | 28.073 | 0 | 90.1148 | 92.9993 | 0 | 9.5472 | 76.1023 | 39.9702
4676 | 22 | 8 | 7 | 1.6 | 27.6 | 0 | 0 | 0 |  | 90.1144 | 29.7016 | 0 | 90.1172 | 86.0434 | 0 | 9.1233 | 62.3764 | 38.8249
4677 | 0 | 0 | 0 | 0.6 | 26.5 | 0 | 0 | 0 |  | 90.1139 | 30.2334 | 0 | 90.117 | 79.0877 | 0 | 6.4108 | 52.6769 | 36.6442
4678 | 0 | 0 | 0 | 1.3 | 26.9 | 0 | 0 | 0 |  | 90.1141 | 30.0305 | 0 | 90.1176 | 72.1322 | 0 | 4.3822 | 46.0259 | 34.4127
4679 | 0 | 0 | 0 | 0.8 | 26 | 0 | 0 | 0 |  | 90.1137 | 30.4648 | 0 | 90.1174 | 65.1767 | 0 | 2.5249 | 42.2239 | 32.9897
4680 | 0 | 0 | 0 | 1.1 | 25.5 | 0 | 0 | 0 |  | 79.2825 | 26.0184 | 0 | 79.2862 | 59.0797 | 0 | 0 | 42.2239 | 26.0184
4681 | 0 | 0 | 0 | 1.2 | 25.5 | 0 | 0 | 0 |  | 79.2825 | 26.0079 | 0 | 79.2866 | 52.9829 | 0 | 0 | 42.2239 | 26.0079
4682 | 0 | 0 | 0 | 0.7 | 24.9 | 0 | 0 | 0 |  | 95.2947 | 33.2618 | 0 | 95.3 | 45.6141 | 2.2548e-06 | 0 | 42.4079 | 32.8
4683 | 0 | 0 | 0 | 0.9 | 24.2 | 0 | 0 | 0 |  | 102.8296 | 36.9918 | 0 | 102.8359 | 37.6416 | 2.2366e-06 | 0 | 42.4355 | 35.9
4684 | 0 | 0 | 0 | 1.3 | 24.5 | 0 | 0 | 0 |  | 111.3896 | 40.947 | 0 | 111.3972 | 28.9802 | 2.2444e-06 | 0 | 42.4541 | 39.2
4685 | 0 | 0 | 0 | 1.4 | 24.2 | 0 | 0 | 0 |  | 114.6546 | 42.6309 | 0 | 114.6634 | 20.0554 | 0 | 2.241 | 38.9565 | 42.8
4686 | 141 | 41 | 25 | 1.3 | 24.7 | 0 | 0 | 1.0234 |  | 114.6552 | 42.463 | 0 | 114.6653 | 11.1328 | 0 | 4.3354 | 32.1052 | 45.8
4687 | 479 | 204 | 69 | 0.8 | 28.2 | 0 | 0 | 4.3865 |  | 93.7176 | 30.9692 | 0 | 93.7274 | 3.9006 | 0 | 11.9335 | 11.8895 | 47.2893
4688 | 661 | 405 | 96 | 1.6 | 31 | 93.3749 | 0 | 19.2461 |  | 93.7177 | 28.5262 | 37.7213 | 38.0204 | 3.821 | 0 | 0 | 11.8895 | 47.7723
4689 | 764 | 601 | 111 | 2.4 | 33.2 | 201.8936 | 0 | 36.6973 |  | 80.4443 | 21.1792 | 121.5613 | 0 | 13.1573 | 0 | 0 | 11.8895 | 50
4690 | 807 | 772 | 136 | 2.9 | 34.6 | 225.7022 | 0 | 49.9363 |  | 80.4445 | 20.6229 | 145.3858 | 0 | 24.3365 | 0 | 0 | 11.8895 | 50
4691 | 841 | 915 | 159 | 3.1 | 35.5 | 241.4007 | 0 | 60.2139 |  | 80.4449 | 20.3214 | 161.0945 | 0 | 36.7207 | 0 | 0 | 11.8895 | 50
4692 | 847 | 1020 | 204 | 3.5 | 36.4 | 247.7957 | 0 | 67.2245 |  | 80.442 | 20.1458 | 167.4972 | 0 | 49.5908 | 0 | 0 | 11.8895 | 50
4693 | 831 | 1041 | 231 | 7.5 | 36.7 | 238.3359 | 0 | 70.5105 |  | 80.4412 | 20.1971 | 158.0335 | 0 | 61.7255 | 0 | 0 | 11.8895 | 50
4694 | 822 | 948 | 178 | 7.5 | 36.6 | 232.3738 | 0 | 64.4565 |  | 80.4415 | 20.2528 | 152.0683 | 0 | 73.393 | 5.8604 | 0 | 21.3899 | 49.9
4695 | 808 | 847 | 156 | 7.1 | 36.2 | 222.714 | 0 | 56.4203 |  | 80.4425 | 20.3645 | 142.4025 | 0 | 84.3082 | 24.9687 | 0 | 59.2182 | 49
4696 | 759 | 690 | 139 | 7.4 | 35.8 | 199.4787 | 0 | 44.2221 |  | 80.4435 | 20.5609 | 119.1528 | 0 | 93.428 | 19.4964 | 0 | 87.8756 | 45.2867
4697 | 633 | 488 | 128 | 6.5 | 35.8 | 151.3878 | 0 | 27.3453 |  | 80.4514 | 20.7855 | 71.0254 | 0 | 98.8464 | 0.28975 | 0 | 88.4453 | 47.4
4698 | 503 | 288 | 98 | 5.7 | 35 | 99.2969 | 0 | 10.769 |  | 99.2792 | 30.4492 | 0 | -0.082534 | 98.7757 | 0 | 4.7498 | 81.7046 | 45.968
4699 | 256 | 108 | 59 | 4.5 | 33.5 | 0 | 0 | 2.7741 |  | 74.1817 | 19.4546 | 0 | 74.1838 | 93.0806 | 0 | 19.8504 | 51.2921 | 42.0791
4700 | 16 | 8 | 7 | 2.4 | 30.9 | 0 | 0 | 0 |  | 74.182 | 20.7612 | 0 | 74.1843 | 87.3865 | 0 | 18.7774 | 21.2876 | 39.5386
4701 | 0 | 0 | 0 | 1.7 | 27.5 | 0 | 0 | 0 |  | 109.1335 | 38.7937 | 0 | 109.1373 | 78.9061 | 0 | 2.6616 | 17.0278 | 40.3
4702 | 0 | 0 | 0 | 0.7 | 25.9 | 0 | 0 | 0 |  | 109.134 | 39.3991 | 0 | 109.1381 | 70.4252 | 2.2816e-06 | 0 | 17.1143 | 38
4703 | 0 | 0 | 0 | 0.5 | 25.8 | 0 | 0 | 0 |  | 104.4442 | 37.1682 | 0 | 104.4485 | 62.322 | 0 | 0 | 17.1143 | 36.2
4704 | 0 | 0 | 0 | 1.1 | 25.9 | 0 | 0 | 0 |  | 38.2625 | 10.0575 | 0 | 38.2643 | 59.4397 | 0 | 0 | 17.1143 | 10.0575
4705 | 0 | 0 | 0 | 2.8 | 25.2 | 0 | 0 | 0 |  | 38.2625 | 10.3055 | 0 | 38.2645 | 56.5574 | 0 | 0 | 17.1143 | 10.3055
4706 | 0 | 0 | 0 | 5.3 | 23.6 | 0 | 0 | 0 |  | 100.7744 | 36.2753 | 0 | 100.78 | 48.7489 | 2.2227e-06 | 0 | 17.291 | 35.2
4707 | 0 | 0 | 0 | 5.1 | 21.9 | 0 | 0 | 0 |  | 106.068 | 39.2672 | 0 | 106.0745 | 40.514 | 0 | 0 | 17.291 | 37.6
4708 | 0 | 0 | 0 | 5.5 | 21.4 | 0 | 0 | 0 |  | 112.4004 | 42.376 | 0 | 112.408 | 31.7679 | 2.1776e-06 | 0 | 17.3214 | 40.2
4709 | 0 | 0 | 0 | 4.3 | 21.3 | 0 | 0 | 0 |  | 118.9317 | 45.5391 | 0 | 118.9407 | 22.4931 | 0 | 0.57259 | 16.3866 | 43.4
4710 | 75 | 37 | 27 | 3.2 | 21.5 | 0 | 0 | 1.1444 |  | 118.9316 | 45.4826 | 0 | 118.9418 | 13.2207 | 0 | 2.3535 | 12.4242 | 46.3
4711 | 432 | 199 | 76 | 4.6 | 23.9 | 0 | 0 | 4.734 |  | 118.932 | 44.8247 | 0 | 118.9439 | 3.9545 | 0 | 1.1563 | 10.4464 | 48.2
4712 | 629 | 399 | 105 | 6.6 | 26.6 | 79.7516 | 0 | 19.8324 |  | 90.6225 | 29.1025 | 29.4197 | 40.2553 | 3.0866 | 0 | 0 | 10.4464 | 48.9349
4713 | 737 | 595 | 123 | 7 | 28 | 189.0077 | 0 | 37.9725 |  | 81.4742 | 24.2495 | 107.636 | 0 | 11.3632 | 0 | 0 | 10.4464 | 50
4714 | 803 | 763 | 131 | 6.8 | 29.9 | 220.0601 | 0 | 51.6428 |  | 81.4723 | 23.0697 | 138.7107 | 0 | 22.044 | 0 | 0 | 10.4464 | 50
4715 | 833 | 887 | 141 | 7.3 | 30.7 | 234.01 | 0 | 61.1817 |  | 81.473 | 22.5779 | 152.6696 | 0 | 33.7965 | 0 | 0 | 10.4464 | 50
4716 | 855 | 963 | 142 | 7.2 | 30.7 | 245.8197 | 0 | 66.9785 |  | 81.473 | 22.4918 | 164.4875 | 0 | 46.4512 | 0 | 0 | 10.4464 | 50
4717 | 874 | 985 | 132 | 6.3 | 31.5 | 253.2044 | 0 | 68.0223 |  | 81.4735 | 22.0514 | 171.8774 | 0 | 59.664 | 0 | 0 | 10.4464 | 49.9
4718 | 867 | 941 | 129 | 5.8 | 32 | 248.335 | 0 | 64.475 |  | 81.4727 | 21.8748 | 167.0071 | 0 | 72.4908 | 0.9952 | 0 | 12.1345 | 49.6
4719 | 832 | 837 | 127 | 6 | 32.2 | 231.2525 | 0 | 56.3159 |  | 81.4726 | 21.9257 | 149.9155 | 0 | 83.9916 | 24.9631 | 0 | 50.284 | 48.5
4720 | 756 | 681 | 133 | 6.4 | 31.7 | 199.6708 | 0 | 44.3886 |  | 81.4728 | 22.3429 | 118.3155 | 0 | 93.0529 | 21.3862 | 0 | 81.8158 | 45.3453
4721 | 656 | 493 | 124 | 6.7 | 30.7 | 157.2791 | 0 | 28.453 |  | 81.4799 | 23.0172 | 75.8917 | 0 | 98.8476 | 4.4415 | 0 | 88.5105 | 46.8
4722 | 523 | 296 | 96 | 6.6 | 29 | 102.7416 | 0 | 11.1843 |  | 102.7183 | 34.0991 | 0 | -0.090563 | 98.7765 | 0 | 0.95745 | 87.5347 | 46.1
4723 | 305 | 114 | 53 | 6.1 | 27.1 | 0 | 0 | 2.5519 |  | 101.8487 | 35.3443 | 0 | 101.8515 | 90.8816 | 0 | 7.4275 | 76.5638 | 44.9
4724 | 12 | 8 | 7 | 5.6 | 24.7 | 0 | 0 | 0 |  | 101.8504 | 36.4005 | 0 | 101.8536 | 82.9864 | 0 | 6.5877 | 66.6666 | 42
4725 | 0 | 0 | 0 | 4.9 | 23.1 | 0 | 0 | 0 |  | 101.8508 | 36.9871 | 0 | 101.8543 | 75.0901 | 0 | 4.081 | 60.556 | 39.8
4726 | 0 | 0 | 0 | 3.7 | 22.2 | 0 | 0 | 0 |  | 101.8516 | 37.2774 | 0 | 101.8555 | 67.1934 | 0 | 1.6272 | 58.1907 | 37.5
4727 | 0 | 0 | 0 | 2.9 | 21.7 | 0 | 0 | 0 |  | 46.8213 | 14.565 | 0 | 46.8233 | 63.6461 | 0 | 0 | 58.1907 | 14.565
4728 | 0 | 0 | 0 | 2.8 | 21 | 0 | 0 | 0 |  | 44.547 | 13.6927 | 0 | 44.5491 | 60.2761 | 0 | 0 | 58.1907 | 13.6927
4729 | 0 | 0 | 0 | 2.1 | 20.7 | 0 | 0 | 0 |  | 44.547 | 13.7648 | 0 | 44.5493 | 56.9062 | 0 | 0 | 58.1907 | 13.7648
4730 | 0 | 0 | 0 | 0.8 | 20.4 | 0 | 0 | 0 |  | 98.9851 | 36.4846 | 0 | 98.9906 | 49.2383 | 0 | 0 | 58.1907 | 35
4731 | 0 | 0 | 0 | 1.3 | 20 | 0 | 0 | 0 |  | 105.0847 | 39.3293 | 0 | 105.0912 | 41.0806 | 0 | 0 | 58.1907 | 37.5
4732 | 0 | 0 | 0 | 1.4 | 20.2 | 0 | 0 | 0 |  | 112.3891 | 42.6534 | 0 | 112.3967 | 32.3344 | 2.1557e-06 | 0 | 58.4777 | 40.4
4733 | 0 | 0 | 0 | 2.2 | 19.6 | 0 | 0 | 0 |  | 119.8987 | 46.3779 | 0 | 119.9077 | 22.9791 | 2.1466e-06 | 0 | 58.4877 | 43.5
4734 | 168 | 45 | 26 | 1.4 | 21.6 | 0 | 0 | 1.0331 |  | 119.898 | 45.9323 | 0 | 119.9082 | 13.628 | 0 | 2.1064 | 55.2358 | 46.3
4735 | 245 | 172 | 112 | 0.7 | 24.1 | 0 | 0 | 6.4142 |  | 110.9455 | 40.8321 | 0 | 110.9566 | 5.0095 | 0 | 2.364 | 51.5719 | 47.9
4736 | 171 | 281 | 192 | 1.3 | 25.1 | 0 | 0 | 15.0533 |  | 38.5886 | 10.3345 | 0 | 38.5933 | 2.1168 | 0 | 23.2078 | 12.3127 | 48.5956
4737 | 641 | 675 | 259 | 1.5 | 28.1 | 102.9537 | 3.88e-06 | 40.9831 |  | 38.5885 | 7.647 | 79.1762 | 14.7558 | 7.1003 | 0 | 0 | 12.3127 | 48.6301
4738 | 557 | 676 | 234 | 1.2 | 29.8 | 150.6778 | 0 | 43.5449 |  | 38.5885 | 6.7911 | 112.1751 | 0 | 15.7627 | 0 | 0 | 12.3127 | 50
4739 | 842 | 958 | 206 | 3.8 | 30.6 | 240.9386 | 0 | 64.73 |  | 38.5885 | 5.7595 | 202.4915 | 0 | 31.3566 | 0 | 0 | 12.3127 | 50
4740 | 812 | 995 | 216 | 3.9 | 31.3 | 236.1912 | 0 | 67.6799 |  | 83.0935 | 23.0376 | 153.2355 | 0 | 43.0908 | 0 | 0 | 12.3127 | 49.2
4741 | 913 | 994 | 111 | 3.9 | 31.9 | 268.344 | 0 | 68.018 |  | 85.2261 | 23.5066 | 183.2756 | 0 | 57.1227 | 0 | 0 | 12.3127 | 48.9
4742 | 905 | 950 | 108 | 4.4 | 32.5 | 261.8612 | 0 | 64.8557 |  | 85.2258 | 23.339 | 176.7897 | 0 | 70.6553 | 0 | 0 | 12.3127 | 48.6
4743 | 852 | 840 | 119 | 5.8 | 32.1 | 237.6414 | 0 | 56.9782 |  | 85.226 | 23.7083 | 152.5555 | 0 | 82.3265 | 18.6143 | 0 | 41.1853 | 47.6
4744 | 801 | 690 | 115 | 6.1 | 30.9 | 213.2735 | 0 | 45.4572 |  | 85.227 | 24.3936 | 128.1721 | 0 | 92.125 | 24.922 | 0 | 78.2299 | 44.9289
4745 | 712 | 508 | 111 | 6.1 | 28.8 | 173.3609 | 0 | 29.5964 |  | 85.231 | 25.6444 | 88.2317 | 0 | 98.8571 | 7.1516 | 0 | 88.7449 | 45.8
4746 | 443 | 282 | 111 | 4.9 | 27.4 | 85.2583 | 0 | 11.1784 |  | 85.231 | 26.6774 | 0 | -0.081522 | 98.8282 | 0 | 6.3345 | 79.6143 | 44.1903
4747 | 137 | 77 | 44 | 2.7 | 26.1 | 0 | 0 | 2.2435 |  | 85.2273 | 28.1895 | 0 | 85.2298 | 92.2604 | 0 | 13.1935 | 59.6853 | 43.6265
4748 | 1 | 6 | 6 | 4.4 | 24.8 | 0 | 0 | 0 |  | 85.2276 | 28.9203 | 0 | 85.2304 | 85.692 | 0 | 12.0187 | 41.1708 | 40.9
4749 | 0 | 0 | 0 | 3.7 | 23.4 | 0 | 0 | 0 |  | 96.1726 | 34.3124 | 0 | 96.1761 | 78.2507 | 0 | 5.6755 | 32.3865 | 39.1
4750 | 0 | 0 | 0 | 2.3 | 22.8 | 0 | 0 | 0 |  | 96.1731 | 34.516 | 0 | 96.1769 | 70.8092 | 0 | 3.4734 | 26.9859 | 37
4751 | 0 | 0 | 0 | 1.2 | 22.1 | 0 | 0 | 0 |  | 96.1728 | 34.7483 | 0 | 96.1771 | 63.3675 | 0 | 1.8664 | 24.0819 | 35.5
4752 | 0 | 0 | 0 | 0.7 | 21.8 | 0 | 0 | 0 |  | 55.9702 | 18.2273 | 0 | 55.9729 | 59.1039 | 0 | 0 | 24.0819 | 18.2273
4753 | 0 | 0 | 0 | 0.7 | 21.4 | 0 | 0 | 0 |  | 55.9702 | 18.3239 | 0 | 55.9731 | 54.8404 | 0 | 0 | 24.0819 | 18.3239
4754 | 0 | 0 | 0 | 1.3 | 20.7 | 0 | 0 | 0 |  | 98.5941 | 36.2345 | 0 | 98.5998 | 47.2043 | 0 | 0 | 24.0819 | 34.8
4755 | 0 | 0 | 0 | 0.9 | 20.6 | 0 | 0 | 0 |  | 104.2956 | 38.8085 | 0 | 104.3023 | 39.1108 | 0 | 0 | 24.0819 | 37.1
4756 | 0 | 0 | 0 | 1 | 20.1 | 0 | 0 | 0 |  | 111.3671 | 42.191 | 0 | 111.3749 | 30.4475 | 0 | 0 | 24.0819 | 40
4757 | 0 | 0 | 0 | 2.3 | 20.9 | 0 | 0 | 0 |  | 115.3039 | 43.8745 | 0 | 115.313 | 21.4672 | 0 | 1.5452 | 21.7385 | 43
4758 | 150 | 39 | 23 | 1.6 | 21.7 | 0 | 0 | 0.87673 |  | 115.3025 | 43.6616 | 0 | 115.3128 | 12.4901 | 0 | 3.8038 | 15.4406 | 46
4759 | 515 | 204 | 62 | 1.4 | 23.6 | 0 | 0 | 4.1134 |  | 115.3023 | 43.1134 | 0 | 115.3143 | 3.5196 | 0 | 2.738 | 10.7651 | 47.8
4760 | 704 | 408 | 83 | 2 | 26.3 | 103.9869 | 0 | 19.9139 |  | 89.4808 | 28.6347 | 48.5614 | 34.0046 | 4.5944 | 0 | 0 | 10.7651 | 48.5486
4761 | 789 | 601 | 100 | 3.5 | 26.8 | 207.904 | 0 | 38.3146 |  | 109.5862 | 37.8574 | 98.4314 | 0 | 12.0716 | 0 | 0 | 10.7651 | 50
4762 | 831 | 762 | 115 | 4.1 | 28 | 231.6645 | 0 | 51.602 |  | 109.589 | 37.2744 | 122.2039 | 0 | 21.4015 | 0 | 0 | 10.7651 | 50
4763 | 874 | 893 | 116 | 5.6 | 29.4 | 248.7653 | 0 | 62.0747 |  | 109.5869 | 36.6341 | 139.3163 | 0 | 32.0594 | 0 | 0 | 10.7651 | 50
4764 | 905 | 974 | 110 | 5.7 | 30.9 | 263.4152 | 0 | 67.8375 |  | 109.5858 | 35.964 | 153.9745 | 0 | 43.8556 | 0 | 0 | 10.7651 | 50
4765 | 919 | 994 | 104 | 5.8 | 31.8 | 268.0332 | 0 | 69.1231 |  | 109.5886 | 35.617 | 158.5906 | 0 | 56.0173 | 0 | 0 | 10.7651 | 50
4766 | 928 | 960 | 95 | 6 | 32.3 | 267.1115 | 0 | 66.3106 |  | 109.5882 | 35.469 | 157.6666 | 0 | 68.1194 | 0 | 0 | 10.7651 | 49.6
4767 | 919 | 864 | 87 | 5.7 | 32.7 | 258.1866 | 0 | 58.581 |  | 109.5876 | 35.435 | 148.7346 | 0 | 79.5448 | 11.1312 | 0 | 28.4079 | 48.7
4768 | 887 | 716 | 81 | 6 | 32.7 | 238.6912 | 0 | 46.7511 |  | 109.5876 | 35.6032 | 129.2258 | 0 | 89.478 | 24.9723 | 0 | 65.9896 | 48.2
4769 | 821 | 529 | 73 | 5.7 | 32.4 | 203.8412 | 0 | 30.2311 |  | 109.596 | 35.9336 | 94.3462 | 0 | 96.7284 | 16.3425 | 0 | 90 | 47.2
4770 | 695 | 321 | 61 | 5.6 | 30.8 | 145.2118 | 0 | 10.9544 |  | 109.5974 | 36.7302 | 35.6842 | 0 | 99.4507 | 0 | 0 | 90 | 46.8
4771 | 442 | 121 | 38 | 4 | 29.3 | 0 | 0 | 1.767 |  | 68.1355 | 19.0439 | 0 | 68.1372 | 94.2305 | 0 | 22.4696 | 56.0232 | 43.2804
4772 | 23 | 6 | 4 | 3.5 | 27 | 0 | 0 | 0 |  | 68.1356 | 20.6224 | 0 | 68.1375 | 89.0103 | 0 | 20.7922 | 23.0563 | 41.4145
4773 | 0 | 0 | 0 | 3.3 | 24.8 | 0 | 0 | 0 |  | 107.7607 | 39.1412 | 0 | 107.764 | 80.64 | 0 | 2.7868 | 18.6566 | 40.5
4774 | 0 | 0 | 0 | 2.8 | 23.4 | 0 | 0 | 0 |  | 107.7597 | 39.6197 | 0 | 107.7634 | 72.2693 | 0 | 0 | 18.6566 | 38
4775 | 0 | 0 | 0 | 1.8 | 22.2 | 0 | 0 | 0 |  | 65.0688 | 21.8027 | 0 | 65.0713 | 67.2899 | 0 | 0 | 18.6566 | 21.8027
4776 | 0 | 0 | 0 | 2.3 | 22 | 0 | 0 | 0 |  | 68.3527 | 23.1865 | 0 | 68.3556 | 62.0522 | 0 | 0 | 18.6566 | 23.1865
4777 | 0 | 0 | 0 | 2 | 23.1 | 0 | 0 | 0 |  | 68.3526 | 22.7252 | 0 | 68.3558 | 56.815 | 0 | 1.7397 | 16.111 | 24.4649
4778 | 0 | 0 | 0 | 1.7 | 22.2 | 0 | 0 | 0 |  | 100.4165 | 36.5997 | 0 | 100.4217 | 49.0344 | 0 | 0 | 16.111 | 35.3
4779 | 0 | 0 | 0 | 2.9 | 21.2 | 0 | 0 | 0 |  | 106.0362 | 39.4518 | 0 | 106.0422 | 40.8015 | 2.1734e-06 | 0 | 16.1632 | 37.7
4780 | 0 | 0 | 0 | 3.2 | 20.7 | 0 | 0 | 0 |  | 112.8392 | 42.7566 | 0 | 112.8464 | 32.0194 | 2.1642e-06 | 0 | 16.1777 | 40.5
4781 | 0 | 0 | 0 | 3.5 | 20.4 | 0 | 0 | 0 |  | 120.7048 | 46.6197 | 0 | 120.7134 | 22.5991 | 2.1587e-06 | 0 | 16.1876 | 43.7
4782 | 152 | 41 | 25 | 2.7 | 20.5 | 0 | 0 | 0.92713 |  | 120.7039 | 46.5927 | 0 | 120.7137 | 13.1811 | 0 | 2.1868 | 12.51 | 46.8
4783 | 501 | 204 | 67 | 2.1 | 22.4 | 0 | 0 | 4.4241 |  | 120.7033 | 46.1244 | 0 | 120.7149 | 3.7702 | 0 | 1.0493 | 10.7204 | 48.8
4784 | 658 | 404 | 100 | 3.1 | 26.3 | 90.921 | -3.48e-06 | 20.0168 |  | 92.0113 | 29.8462 | 36.8713 | 37.9202 | 3.6546 | 0 | 0 | 10.7204 | 49.8631
4785 | 758 | 603 | 119 | 4.4 | 29.8 | 198.0616 | 0 | 38.0854 |  | 52.5 | 11.2524 | 145.6706 | 0 | 14.9147 | 0 | 0 | 10.7204 | 49.3378
4786 | 830 | 774 | 125 | 6 | 31.9 | 229.2782 | 0 | 52.2018 |  | 52.5 | 9.5726 | 176.9082 | 0 | 28.5807 | 0 | 0 | 10.7204 | 50
4787 | 843 | 894 | 143 | 6.7 | 32.8 | 237.9418 | 0 | 61.4034 |  | 52.5 | 8.925 | 185.5793 | 0 | 42.8995 | 0 | 0 | 10.7204 | 50
4788 | 837 | 961 | 159 | 8.3 | 32.7 | 238.772 | 0 | 67.5072 |  | 52.5 | 8.9875 | 186.4122 | 0 | 57.2616 | 0 | 0 | 10.7204 | 50
4789 | 828 | 975 | 168 | 8.7 | 32.7 | 235.7368 | 0 | 68.5192 |  | 52.5 | 9.0153 | 183.3766 | 0 | 71.3647 | 3.2493 | 0 | 16.0892 | 50
4790 | 784 | 921 | 186 | 7.9 | 33 | 219.8751 | 0 | 63.9722 |  | 52.5 | 8.9422 | 167.5059 | 0 | 84.2198 | 24.9655 | 0 | 54.1063 | 47.949
4791 | 660 | 806 | 240 | 7.4 | 33.1 | 177.24 | 0 | 54.6239 |  | 52.5 | 9.1159 | 124.844 | 0 | 93.7756 | 19.2435 | 0 | 82.4825 | 44.4964
4792 | 493 | 634 | 274 | 7.4 | 32.7 | 121.0189 | 0 | 40.9675 |  | 52.4893 | 9.5731 | 68.5969 | 0 | 99.0062 | 4.021 | 0 | 88.6127 | 46.5197
4793 | 349 | 446 | 246 | 7.7 | 31.9 | 71.058 | 0 | 26.0226 |  | 70.9737 | 17.8854 | 0 | -0.12377 | 98.971 | 0 | 0 | 88.6127 | 43.9081
4794 | 174 | 248 | 178 | 7.1 | 30.8 | 0 | 0 | 11.9504 |  | 70.9693 | 19.2956 | 0 | 70.9715 | 93.5286 | 0 | 12.2477 | 70.6048 | 43.4937
4795 | 28 | 81 | 74 | 7.3 | 29.6 | 0 | 0 | 3.7707 |  | 70.9701 | 20.1063 | 0 | 70.9725 | 88.086 | 0 | 19.0203 | 41.1042 | 42.8974
4796 | 0 | 5 | 5 | 6 | 28.2 | 0 | 0 | 0 |  | 116.8318 | 42.4076 | 0 | 116.8361 | 78.9766 | 0 | 2.1803 | 37.7331 | 42.6
4797 | 0 | 0 | 0 | 5.7 | 25.9 | 0 | 0 | 0 |  | 116.83 | 43.1802 | 0 | 116.8348 | 69.8721 | 1.4375e-06 | 0 | 37.8809 | 41
4798 | 0 | 0 | 0 | 4.9 | 24.1 | 0 | 0 | 0 |  | 109.3768 | 40.1437 | 0 | 109.3817 | 61.3718 | 2.2338e-06 | 0 | 37.9919 | 38.5
4799 | 0 | 0 | 0 | 4.3 | 23.7 | 0 | 0 | 0 |  | 103.8568 | 37.6697 | 0 | 103.8618 | 53.3155 | 2.2249e-06 | 0 | 38.0912 | 36.4
4800 | 0 | 0 | 0 | 3.7 | 23.2 | 0 | 0 | 0 |  | 90.5966 | 31.8789 | 0 | 90.6015 | 46.321 | 0 | 0 | 38.0912 | 31.8789
4801 | 0 | 0 | 0 | 1.4 | 23 | 0 | 0 | 0 |  | 90.5965 | 31.9432 | 0 | 90.6019 | 39.3268 | 0 | 0 | 38.0912 | 31.9432
4802 | 0 | 0 | 0 | 0.7 | 23.2 | 0 | 0 | 0 |  | 97.8138 | 35.0661 | 0 | 97.8203 | 31.7562 | 0 | 0 | 38.0912 | 34.1
4803 | 0 | 0 | 0 | 1 | 22.9 | 0 | 0 | 0 |  | 25.4902 | 6.1036 | 0 | 25.4921 | 29.8466 | 0 | 0 | 38.0912 | 6.1036
4804 | 0 | 0 | 0 | 1.2 | 23 | 0 | 0 | 0 |  | 25.4902 | 6.0739 | 0 | 25.4923 | 27.9372 | 0 | 0 | 38.0912 | 6.0739
4805 | 0 | 0 | 0 | 1.1 | 23.2 | 0 | 0 | 0 |  | 25.4902 | 6.0593 | 0 | 25.4925 | 26.0283 | 0 | 0 | 38.0912 | 6.0593
4806 | 9 | 29 | 28 | 1 | 22.8 | 0 | 0 | 1.0813 |  | 109.5334 | 40.5656 | 0 | 109.5444 | 17.5179 | 0 | 0 | 38.0912 | 39.9
4807 | 103 | 148 | 117 | 0.9 | 26.7 | 0 | 0 | 6.421 |  | 105.4095 | 37.1891 | 0 | 105.4213 | 9.3436 | 0 | 0 | 38.0912 | 42.8
4808 | 141 | 290 | 221 | 0.6 | 29.6 | 0 | 0 | 15.7406 |  | 70.2021 | 19.6181 | 0 | 70.2111 | 3.9727 | 0 | 6.1547 | 28.4855 | 41.5134
4809 | 294 | 509 | 311 | 1.8 | 31.6 | 2.3098 | -8.82e-08 | 30.4787 |  | 25.4902 | 2.1717 | 1.4194 | 24.6024 | 2.2518 | 0 | 9.9826 | 11.523 | 42.633
4810 | 511 | 719 | 311 | 4.8 | 33.3 | 134.0141 | 0 | 46.7742 |  | 25.4902 | 1.2322 | 108.6011 | 0 | 10.5732 | 0 | 0 | 11.523 | 46
4811 | 612 | 840 | 288 | 5.4 | 34 | 168.0022 | 0 | 56.7356 |  | 25.4902 | 0.77204 | 142.6109 | 0 | 21.5196 | 0 | 0 | 11.523 | 45.9
4812 | 656 | 915 | 280 | 4.7 | 33.9 | 186.1002 | 0 | 62.3031 |  | 25.4902 | 0.74656 | 160.7203 | 0 | 33.8523 | 0 | 0 | 11.523 | 45
4813 | 673 | 933 | 271 | 5.7 | 33.7 | 190.5657 | 0 | 64.122 |  | 25.4902 | 0.82893 | 165.1884 | 0 | 46.5175 | 17.4714 | 0 | 38.6592 | 44.2
4814 | 662 | 888 | 263 | 6 | 33.4 | 184.1683 | 0 | 60.9285 |  | 25.4902 | 1.0162 | 158.7865 | 0 | 58.6793 | 20.8614 | 0 | 69.9025 | 41.0834
4815 | 614 | 783 | 257 | 6.3 | 32.7 | 164.5705 | 0 | 52.9996 |  | 25.4902 | 1.457 | 139.1756 | 0 | 69.3269 | 13.5498 | 0 | 90 | 40.9068
4816 | 536 | 633 | 243 | 6.8 | 31.4 | 134.4172 | 0 | 41.2931 |  | 25.4902 | 2.243 | 109.0024 | 0 | 77.6562 | 0 | 0 | 90 | 43.2
4817 | 418 | 450 | 212 | 7 | 30.7 | 91.1074 | 0 | 26.507 |  | 25.4902 | 2.7017 | 65.6658 | 0 | 82.6718 | 0 | 12.1273 | 72.086 | 41.3359
4818 | 268 | 258 | 153 | 6.6 | 30.2 | 0 | 0 | 11.6738 |  | 28.8545 | 4.7266 | 0 | 28.8557 | 80.5067 | 0 | 24.9638 | 32.9911 | 41.3641
4819 | 71 | 84 | 68 | 6.2 | 28.1 | 0 | 0 | 3.4566 |  | 97.0326 | 32.6658 | 0 | 97.0371 | 72.9983 | 0 | 6.4973 | 22.6735 | 42.6196
4820 | 1 | 5 | 5 | 5.5 | 25.5 | 0 | 0 | 0 |  | 108.5072 | 39.2259 | 0 | 108.5126 | 64.5682 | 0 | 2.4541 | 18.8569 | 40.3
4821 | 0 | 0 | 0 | 4.9 | 24.8 | 0 | 0 | 0 |  | 108.5073 | 39.4707 | 0 | 108.5131 | 56.1385 | 2.2524e-06 | 0 | 18.9352 | 38
4822 | 0 | 0 | 0 | 2.1 | 24.1 | 0 | 0 | 0 |  | 102.2671 | 36.7717 | 0 | 102.2731 | 48.2104 | 0 | 0 | 18.9352 | 35.7
4823 | 0 | 0 | 0 | 1.2 | 24.5 | 0 | 0 | 0 |  | 25.4902 | 5.7074 | 0 | 25.4918 | 46.2992 | 0 | 0 | 18.9352 | 5.7074
4824 | 0 | 0 | 0 | 0.9 | 25 | 0 | 0 | 0 |  | 25.4902 | 5.5905 | 0 | 25.492 | 44.3882 | 0 | 0 | 18.9352 | 5.5905
4825 | 0 | 0 | 0 | 0.9 | 24.9 | 0 | 0 | 0 |  | 25.4902 | 5.6071 | 0 | 25.4921 | 42.4772 | 0 | 0 | 18.9352 | 5.6071
4826 | 0 | 0 | 0 | 1 | 23.3 | 0 | 0 | 0 |  | 25.4902 | 6.0487 | 0 | 25.4923 | 40.5664 | 0 | 0 | 18.9352 | 6.0487
4827 | 0 | 0 | 0 | 1 | 22.8 | 0 | 0 | 0 |  | 25.4902 | 6.1105 | 0 | 25.4924 | 38.6557 | 0 | 0 | 18.9352 | 6.1105
4828 | 0 | 0 | 0 | 2 | 22.2 | 0 | 0 | 0 |  | 52.4812 | 16.6281 | 0 | 52.4862 | 34.6668 | 0 | 0 | 18.9352 | 16.6281
4829 | 0 | 0 | 0 | 2.6 | 23 | 0 | 0 | 0 |  | 93.1783 | 32.9869 | 0 | 93.1878 | 27.4672 | 2.7976e-09 | 0 | 18.9352 | 32.3
4830 | 35 | 33 | 28 | 3.6 | 23.7 | 0 | 0 | 1.0558 |  | 93.178 | 32.7134 | 0 | 93.1884 | 20.2691 | 0 | 1.657 | 16.4156 | 34.9
4831 | 274 | 177 | 99 | 3.4 | 24.6 | 0 | 0 | 5.8023 |  | 91.3244 | 31.4867 | 0 | 91.3355 | 13.2219 | 0 | 0 | 16.4156 | 37.1
4832 | 476 | 374 | 151 | 3.6 | 27.4 | 42.0829 | 1.7e-06 | 19.2157 |  | 54.7777 | 13.9312 | 20.3181 | 32.9959 | 12.2542 | 0 | 3.4084 | 10.5842 | 36.5553
4833 | 593 | 567 | 184 | 6.1 | 29.2 | 148.4186 | 0 | 36.0735 |  | 25.4902 | 3.1761 | 123.0112 | 0 | 21.6328 | 0 | 0.06882 | 10.4656 | 39.3184
4834 | 679 | 735 | 199 | 7.4 | 31 | 181.7993 | 0 | 49.811 |  | 25.4902 | 2.2178 | 156.4103 | 0 | 33.5558 | 0 | 0 | 10.4656 | 41.5
4835 | 704 | 853 | 220 | 7.4 | 31.4 | 194.0045 | 0 | 59.3881 |  | 25.4902 | 1.9808 | 168.6209 | 0 | 46.4027 | 0 | 0 | 10.4656 | 42.4
4836 | 695 | 926 | 254 | 8.1 | 32.3 | 194.1881 | 0 | 64.8552 |  | 25.4902 | 1.5187 | 168.8022 | 0 | 59.2523 | 0 | 0 | 10.4656 | 41.8
4837 | 617 | 909 | 300 | 8.5 | 32.1 | 169.3155 | 0 | 63.4451 |  | 25.4902 | 1.7413 | 143.9131 | 0 | 70.1969 | 6.4684 | 0 | 20.9325 | 41.1
4838 | 534 | 892 | 385 | 9.3 | 31.5 | 139.8916 | 0 | 61.4012 |  | 25.4902 | 2.1698 | 114.4697 | 0 | 78.8919 | 24.6802 | 0 | 58.3627 | 38.8908
4839 | 619 | 788 | 258 | 9 | 31 | 162.6782 | 0 | 54.2404 |  | 25.4902 | 2.3283 | 137.2866 | 0 | 89.2942 | 17.7097 | 0 | 84.4675 | 38.8589
4840 | 554 | 636 | 233 | 8.2 | 30.6 | 137.9463 | 0 | 41.8528 |  | 25.4902 | 2.6113 | 112.5102 | 0 | 97.796 | 2.6685 | 0 | 88.6229 | 40.7
4841 | 454 | 459 | 201 | 8.4 | 29.9 | 77.5979 | 7.7794 | 27.1648 |  | 50.5002 | 10.9624 | 27.122 | 0 | 99.8078 | 0 | 0 | 88.6229 | 38.1273
4842 | 128 | 173 | 118 | 8.1 | 28.2 | 0 | 0 | 8.2939 |  | 50.5012 | 12.9796 | 0 | 50.5035 | 95.9722 | 0 | 18.9606 | 60.0831 | 40.2342
4843 | 27 | 71 | 65 | 7.4 | 25.9 | 0 | 0 | 3.4329 |  | 63.3773 | 19.3685 | 0 | 63.3804 | 91.1254 | 0 | 19.872 | 28.7893 | 42.6735
4844 | 0 | 6 | 6 | 5.4 | 24.3 | 0 | 0 | 0 |  | 109.7361 | 40.2373 | 0 | 109.7417 | 82.5952 | 0 | 2.7074 | 24.5496 | 41.3
4845 | 0 | 0 | 0 | 5.5 | 23.8 | 0 | 0 | 0 |  | 109.7356 | 40.4019 | 0 | 109.7417 | 74.065 | 4.1762e-10 | 0 | 24.5496 | 38.7
4846 | 0 | 0 | 0 | 4.6 | 23.5 | 0 | 0 | 0 |  | 103.7643 | 37.6817 | 0 | 103.7704 | 66.0152 | 0 | 0 | 24.5496 | 36.4
4847 | 0 | 0 | 0 | 2.3 | 23.7 | 0 | 0 | 0 |  | 25.4902 | 5.9808 | 0 | 25.4918 | 64.103 | 0 | 0 | 24.5496 | 5.9808
4848 | 0 | 0 | 0 | 1.5 | 23.5 | 0 | 0 | 0 |  | 25.4902 | 6.0201 | 0 | 25.4919 | 62.1909 | 0 | 0 | 24.5496 | 6.0201
4849 | 0 | 0 | 0 | 2.4 | 23.8 | 0 | 0 | 0 |  | 29.1153 | 7.2476 | 0 | 29.1174 | 60.0064 | 0 | 0 | 24.5496 | 7.2476
4850 | 0 | 0 | 0 | 2.7 | 23.1 | 0 | 0 | 0 |  | 96.7619 | 34.6049 | 0 | 96.7693 | 52.5181 | 0 | 0 | 24.5496 | 33.7
4851 | 0 | 0 | 0 | 2.4 | 22.6 | 0 | 0 | 0 |  | 104.622 | 38.3534 | 0 | 104.6306 | 44.3993 | 2.2011e-06 | 0 | 24.9653 | 36.9
4852 | 0 | 0 | 0 | 2.3 | 22.4 | 0 | 0 | 0 |  | 112.3342 | 42.0393 | 0 | 112.344 | 35.659 | 2.1966e-06 | 0 | 24.977 | 40
4853 | 0 | 0 | 0 | 1.3 | 22.7 | 0 | 0 | 0 |  | 122.043 | 46.7159 | 0 | 122.0545 | 26.1313 | 2.2019e-06 | 0 | 24.9849 | 43.8
4854 | 51 | 31 | 24 | 1 | 22.4 | 0 | 0 | 0.92182 |  | 128.9027 | 49.7228 | 0 | 128.9161 | 16.0439 | 0 | 0 | 24.9849 | 47.5
4855 | 369 | 187 | 86 | 2.1 | 25.6 | 0 | 0 | 5.1393 |  | 126.0253 | 47.7386 | 0 | 126.04 | 6.1973 | 0 | 0 | 24.9849 | 49.8
4856 | 535 | 381 | 135 | 4.7 | 27.7 | 56.3971 | 0 | 19.52 |  | 50.0359 | 11.9744 | 32.9364 | 26.5481 | 6.7233 | 0 | 8.3522 | 10.7032 | 39.8466
4857 | 631 | 573 | 172 | 7 | 30.5 | 158.2316 | 0 | 36.7691 |  | 50.0359 | 10.0106 | 108.2851 | 0 | 15.0585 | 0 | 0 | 10.7032 | 46.7796
4858 | 680 | 734 | 204 | 7.7 | 31.5 | 181.6991 | 0 | 50.1747 |  | 25.4902 | 1.9808 | 156.3158 | 0 | 27.0876 | 0 | 0 | 10.7032 | 50
4859 | 691 | 849 | 233 | 7.6 | 32.5 | 189.7303 | 0 | 59.2565 |  | 25.4902 | 1.4332 | 164.3527 | 0 | 39.7262 | 0 | 0 | 10.7032 | 50
4860 | 723 | 927 | 233 | 7.7 | 33.6 | 203.5302 | 0 | 65.0305 |  | 25.4902 | 0.81148 | 178.1612 | 0 | 53.4089 | 9.6823 | 0 | 26.1272 | 50
4861 | 734 | 944 | 227 | 8.3 | 34.2 | 206.6261 | 0 | 66.239 |  | 25.4902 | 0.50058 | 181.2588 | 0 | 67.3091 | 19.7909 | 0 | 56.2036 | 46.9487
4862 | 717 | 900 | 227 | 9.2 | 34.2 | 197.3189 | 0 | 62.9178 |  | 25.4902 | 0.55513 | 171.9446 | 0 | 80.4717 | 16.5428 | 0 | 80.8257 | 46.9301
4863 | 668 | 793 | 225 | 8 | 33.7 | 178.9997 | 0 | 54.3784 |  | 25.4902 | 0.89517 | 153.6112 | 0 | 92.2021 | 5.4199 | 0 | 89.0388 | 49.8537
4864 | 586 | 640 | 217 | 8.2 | 32.4 | 136.718 | 1.5188 | 42.1077 |  | 35.8639 | 4.3339 | 100.9249 | 0 | 99.8858 | 0 | 0 | 89.0388 | 46.4415
4865 | 490 | 462 | 187 | 7.6 | 32.1 | 75.7419 | 12.9647 | 27.2143 |  | 75.0075 | 19.6756 | 0 | -0.77094 | 99.8745 | 0 | 0 | 89.0388 | 46.8899
4866 | 321 | 266 | 144 | 7.8 | 30.3 | 0 | 0 | 11.7797 |  | 74.9787 | 21.3674 | 0 | 74.9815 | 94.1177 | 0 | 13.8191 | 68.4982 | 46.9662
4867 | 93 | 90 | 70 | 6.9 | 27.9 | 0 | 0 | 3.5315 |  | 74.9793 | 22.8645 | 0 | 74.9824 | 88.3607 | 0 | 20.1525 | 36.9459 | 46.5485
4868 | 0 | 5 | 5 | 5.5 | 26.1 | 0 | 0 | 0 |  | 115.2294 | 42.3082 | 0 | 115.2344 | 79.3855 | 0 | 4.3571 | 30.1029 | 44.7
4869 | 0 | 0 | 0 | 4.3 | 25.6 | 0 | 0 | 0 |  | 115.2311 | 42.4811 | 0 | 115.2365 | 70.4101 | 0 | 1.7477 | 27.4628 | 42.2
4870 | 0 | 0 | 0 | 3.4 | 25.5 | 0 | 0 | 0 |  | 113.2603 | 41.54 | 0 | 113.2662 | 61.5945 | 1.4944e-06 | 0 | 27.5422 | 39.7
4871 | 0 | 0 | 0 | 1.2 | 24.9 | 0 | 0 | 0 |  | 25.4902 | 5.6266 | 0 | 25.4916 | 59.6826 | 0 | 0 | 27.5422 | 5.6266
4872 | 0 | 0 | 0 | 1.2 | 24.2 | 0 | 0 | 0 |  | 25.4902 | 5.8459 | 0 | 25.4917 | 57.7707 | 0 | 0 | 27.5422 | 5.8459
4873 | 0 | 0 | 0 | 2 | 23.8 | 0 | 0 | 0 |  | 25.4902 | 5.9567 | 0 | 25.4918 | 55.8589 | 0 | 0 | 27.5422 | 5.9567
4874 | 0 | 0 | 0 | 3 | 23.3 | 0 | 0 | 0 |  | 25.4902 | 6.0607 | 0 | 25.492 | 53.9471 | 0 | 0 | 27.5422 | 6.0607
4875 | 0 | 0 | 0 | 2.4 | 23.2 | 0 | 0 | 0 |  | 110.1975 | 40.7885 | 0 | 110.2057 | 45.3801 | 0 | 0 | 27.5422 | 39
4876 | 0 | 0 | 0 | 2.7 | 23.3 | 0 | 0 | 0 |  | 117.3306 | 44.2191 | 0 | 117.3401 | 36.2357 | 0 | 0 | 27.5422 | 41.8
4877 | 0 | 0 | 0 | 2.5 | 22.8 | 0 | 0 | 0 |  | 125.1282 | 48.225 | 0 | 125.1392 | 26.4566 | 2.2041e-06 | 0 | 27.7586 | 45
4878 | 58 | 34 | 27 | 2.3 | 22.7 | 0 | 0 | 1.0195 |  | 131.4232 | 50.62 | 0 | 131.4359 | 16.1622 | 0 | 0 | 27.7586 | 48.5
4879 | 324 | 181 | 92 | 2.6 | 25.2 | 0 | 0 | 5.4206 |  | 125.5454 | 47.6869 | 0 | 125.5592 | 6.3549 | 0 | 0 | 27.7586 | 50
4880 | 536 | 381 | 135 | 2.7 | 29 | 58.5249 | 0 | 19.3421 |  | 54.3991 | 12.6531 | 32.5135 | 28.3606 | 6.7108 | 0 | 10.0682 | 10.5047 | 42.0635
4881 | 661 | 579 | 162 | 4.1 | 31.7 | 170.2986 | 0 | 36.8236 |  | 50.4293 | 9.2481 | 119.964 | 0 | 15.968 | 0 | 0 | 10.5047 | 46.0717
4882 | 731 | 749 | 179 | 5.3 | 33.3 | 200.1643 | 0 | 50.4717 |  | 25.4902 | 0.97286 | 174.7903 | 0 | 29.4436 | 0 | 0 | 10.5047 | 50
4883 | 772 | 875 | 188 | 5.5 | 34.6 | 217.5194 | 0 | 59.9551 |  | 25.4902 | 0.23717 | 192.1573 | 0 | 44.2437 | 0 | 0 | 10.5047 | 50
4884 | 783 | 947 | 199 | 6.9 | 35.3 | 223.5291 | 0 | 65.7111 |  | 25.4902 | -0.11948 | 198.1718 | 0 | 59.4873 | 6.2413 | 0 | 20.6152 | 50
4885 | 799 | 968 | 192 | 8 | 35.6 | 227.6313 | 0 | 67.4555 |  | 25.4902 | -0.27571 | 202.277 | 0 | 75.0196 | 20.8187 | 0 | 52.3863 | 46.3611
4886 | 790 | 936 | 198 | 7.8 | 35.9 | 221.9564 | 0 | 64.5972 |  | 25.4902 | -0.36055 | 196.5978 | 0 | 90.08 | 18.0007 | 0 | 79.1534 | 46.236
4887 | 699 | 819 | 223 | 7.5 | 35.9 | 0 | 0 | 55.4793 |  | 25.4902 | 1.0337 | 0 | 25.491 | 88.1673 | 6.5739 | 0 | 89.0543 | 49.9391
4888 | 160 | 417 | 298 | 7.1 | 35 | 0 | 0 | 25.9762 |  | 25.4902 | 1.5107 | 0 | 25.4911 | 86.2545 | 0 | 18.9347 | 60.2802 | 46.4216
4889 | 149 | 280 | 203 | 6.3 | 34.1 | 0 | 0 | 16.8775 |  | 33.6715 | 3.7563 | 0 | 33.6728 | 83.725 | 0 | 24.9558 | 20.2924 | 45.5896
4890 | 461 | 288 | 116 | 6.6 | 34 | 0 | 0 | 11.5341 |  | 113.9919 | 39.0428 | 0 | 113.9969 | 74.8288 | 0 | 0.40293 | 19.6445 | 49.7
4891 | 183 | 99 | 62 | 6.1 | 32.1 | 0 | 0 | 3.0278 |  | 127.7745 | 46.3506 | 0 | 127.7806 | 64.8057 | 0 | 1.744 | 16.9657 | 48.2
4892 | 2 | 5 | 5 | 4.6 | 28.6 | 0 | 0 | 0 |  | 127.7772 | 47.5533 | 0 | 127.7837 | 54.7979 | 2.3601e-06 | 0 | 17.0461 | 44.5
4893 | 0 | 0 | 0 | 4 | 26.5 | 0 | 0 | 0 |  | 120.798 | 44.9613 | 0 | 120.8048 | 45.3705 | 0 | 0 | 17.0461 | 42.4
4894 | 0 | 0 | 0 | 2.6 | 25.6 | 0 | 0 | 0 |  | 43.079 | 11.9062 | 0 | 43.0817 | 42.1161 | 0 | 0 | 17.0461 | 11.9062
4895 | 0 | 0 | 0 | 1.4 | 24.9 | 0 | 0 | 0 |  | 25.4902 | 5.6146 | 0 | 25.4919 | 40.2054 | 0 | 0 | 17.0461 | 5.6146
4896 | 0 | 0 | 0 | 1 | 24.2 | 0 | 0 | 0 |  | 25.4902 | 5.8319 | 0 | 25.4921 | 38.2948 | 0 | 0 | 17.0461 | 5.8319
4897 | 0 | 0 | 0 | 1.6 | 23.7 | 0 | 0 | 0 |  | 25.4902 | 5.9627 | 0 | 25.4922 | 36.3844 | 0 | 0 | 17.0461 | 5.9627
4898 | 0 | 0 | 0 | 1.9 | 24.1 | 0 | 0 | 0 |  | 25.4902 | 5.8403 | 0 | 25.4924 | 34.4742 | 0 | 0 | 17.0461 | 5.8403
4899 | 0 | 0 | 0 | 2.4 | 23.8 | 0 | 0 | 0 |  | 25.4902 | 5.9268 | 0 | 25.4926 | 32.5642 | 0 | 0 | 17.0461 | 5.9268
4900 | 0 | 0 | 0 | 2.4 | 23.5 | 0 | 0 | 0 |  | 25.4902 | 5.9844 | 0 | 25.4928 | 30.6544 | 0 | 0 | 17.0461 | 5.9844
4901 | 0 | 0 | 0 | 2.5 | 24.1 | 0 | 0 | 0 |  | 123.8384 | 47.2406 | 0 | 123.8522 | 20.9809 | 0 | 0.67554 | 16.1406 | 44.9
4902 | 55 | 30 | 23 | 2.3 | 23.8 | 0 | 0 | 0.85247 |  | 123.8379 | 47.3207 | 0 | 123.853 | 11.3101 | 0 | 3.3722 | 10.3578 | 48.5
4903 | 412 | 188 | 77 | 2.6 | 26.5 | 0 | 0 | 4.7003 |  | 94.3355 | 31.9771 | 0 | 94.3485 | 4.0275 | 0 | 0 | 10.3578 | 36.6774
4904 | 618 | 391 | 110 | 3.5 | 29.6 | 79.3882 | 0 | 19.7158 |  | 94.3345 | 29.4089 | 27.1001 | 42.0121 | 2.7923 | 0 | 0 | 10.3578 | 49.1247
4905 | 738 | 592 | 128 | 4.7 | 32.3 | 191.8288 | 0 | 37.7285 |  | 80.8037 | 21.7412 | 111.1342 | 0 | 11.2619 | 0 | 0 | 10.3578 | 50
4906 | 790 | 759 | 144 | 5 | 33.3 | 218.4193 | 0 | 51.1413 |  | 80.8031 | 21.2382 | 137.7434 | 0 | 21.7939 | 0 | 0 | 10.3578 | 50
4907 | 814 | 882 | 159 | 6 | 34 | 229.9581 | 0 | 61.0756 |  | 80.8028 | 20.9446 | 149.2904 | 0 | 33.215 | 0 | 0 | 10.3578 | 50
4908 | 830 | 955 | 163 | 6.3 | 34.6 | 239.0871 | 0 | 66.6263 |  | 80.8035 | 20.7174 | 158.4248 | 0 | 45.3353 | 0 | 0 | 10.3578 | 50
4909 | 849 | 976 | 155 | 6.8 | 35 | 244.9456 | 0 | 67.6041 |  | 80.8039 | 20.5814 | 164.2867 | 0 | 57.9023 | 0 | 0 | 10.3578 | 50
4910 | 849 | 934 | 145 | 6.6 | 35.1 | 241.8393 | 0 | 64.4128 |  | 80.804 | 20.5872 | 161.1786 | 0 | 70.2279 | 6.701 | 0 | 21.1946 | 50
4911 | 822 | 833 | 139 | 5.8 | 35.2 | 228.8145 | 0 | 56.7657 |  | 80.8039 | 20.6648 | 148.1461 | 0 | 81.551 | 24.9684 | 0 | 59.0421 | 50
4912 | 780 | 686 | 129 | 6.4 | 34.8 | 206.8136 | 0 | 45.2075 |  | 80.8037 | 20.8935 | 126.1323 | 0 | 91.1836 | 19.0463 | 0 | 87.0666 | 47.0548
4913 | 712 | 504 | 111 | 6 | 34.5 | 173.3292 | 0 | 29.327 |  | 80.8102 | 21.1406 | 92.6213 | 0 | 98.2451 | 0.84571 | 0 | 88.4781 | 49.6218
4914 | 568 | 298 | 88 | 6.1 | 33.3 | 112.9893 | 0 | 11.2084 |  | 112.9745 | 37.7412 | 0 | -0.08509 | 98.129 | 0 | 1.8438 | 86.1305 | 49.7
4915 | 262 | 100 | 50 | 4.5 | 31.5 | 0 | 0 | 2.3548 |  | 76.9329 | 21.6039 | 0 | 76.9351 | 92.2174 | 0 | 21.403 | 53.3163 | 45.3617
4916 | 4 | 4 | 4 | 3.7 | 28.8 | 0 | 0 | 0 |  | 76.9337 | 23.1705 | 0 | 76.9361 | 86.3061 | 0 | 19.8783 | 21.5531 | 43.0489
4917 | 0 | 0 | 0 | 2.9 | 27 | 0 | 0 | 0 |  | 114.1099 | 41.4369 | 0 | 114.1138 | 77.4221 | 0 | 2.9132 | 16.8892 | 42.6
4918 | 0 | 0 | 0 | 1.5 | 26.1 | 0 | 0 | 0 |  | 114.1088 | 41.7565 | 0 | 114.1131 | 68.5382 | 0 | 0 | 16.8892 | 39.9
4919 | 0 | 0 | 0 | 2.2 | 25.9 | 0 | 0 | 0 |  | 108.6192 | 39.1453 | 0 | 108.6238 | 60.0991 | 0 | 0 | 16.8892 | 37.8
4920 | 0 | 0 | 0 | 3.1 | 25.9 | 0 | 0 | 0 |  | 25.4902 | 5.4086 | 0 | 25.4914 | 58.1873 | 0 | 0 | 16.8892 | 5.4086
4921 | 0 | 0 | 0 | 2 | 24.8 | 0 | 0 | 0 |  | 25.4902 | 5.6539 | 0 | 25.4915 | 56.2755 | 0 | 0 | 16.8892 | 5.6539
4922 | 0 | 0 | 0 | 2.5 | 25.2 | 0 | 0 | 0 |  | 84.7263 | 28.4555 | 0 | 84.7311 | 49.7482 | 0 | 0 | 16.8892 | 28.4555
4923 | 0 | 0 | 0 | 2.3 | 24.6 | 0 | 0 | 0 |  | 108.8959 | 39.7191 | 0 | 108.9025 | 41.2879 | 0 | 0 | 16.8892 | 38.2
4924 | 0 | 0 | 0 | 2.1 | 24.4 | 0 | 0 | 0 |  | 114.3908 | 42.4456 | 0 | 114.3985 | 32.3827 | 0 | 0 | 16.8892 | 40.4
4925 | 0 | 0 | 0 | 2.7 | 24 | 0 | 0 | 0 |  | 121.2566 | 45.9705 | 0 | 121.2657 | 22.9199 | 0 | 0 | 16.8892 | 43.2
4926 | 57 | 29 | 23 | 2.9 | 24.4 | 0 | 0 | 0.84873 |  | 121.7305 | 46.0913 | 0 | 121.7409 | 13.4203 | 0 | 2.3632 | 13.2545 | 46.5
4927 | 409 | 186 | 76 | 1.4 | 27.2 | 0 | 0 | 4.6223 |  | 121.7286 | 45.2069 | 0 | 121.7408 | 3.9235 | 0 | 1.5965 | 10.5237 | 48.8
4928 | 634 | 391 | 105 | 2 | 30.1 | 84.5621 | 3.23e-06 | 19.5929 |  | 95.0288 | 29.5598 | 30.4129 | 40.8433 | 3.0789 | 0 | 0 | 10.5237 | 49.1527
4929 | 766 | 594 | 114 | 3.8 | 31.8 | 200.7877 | 0 | 37.9259 |  | 94.4245 | 28.5009 | 106.4685 | 0 | 11.2516 | 0 | 0 | 10.5237 | 50
4930 | 844 | 770 | 117 | 4.8 | 32.6 | 234.9835 | 0 | 52.0491 |  | 94.4242 | 28.0274 | 140.686 | 0 | 22.0777 | 0 | 0 | 10.5237 | 50
4931 | 890 | 902 | 116 | 5.1 | 33.5 | 254.5799 | 0 | 62.289 |  | 94.4258 | 27.6004 | 160.2929 | 0 | 34.4162 | 0 | 0 | 10.5237 | 50
4932 | 903 | 973 | 117 | 4.9 | 34.3 | 263.7656 | 0 | 67.3821 |  | 94.4229 | 27.3068 | 169.4876 | 0 | 47.4604 | 0 | 0 | 10.5237 | 50
4933 | 902 | 985 | 116 | 5.1 | 34.8 | 263.764 | 0 | 68.1888 |  | 94.4208 | 27.1938 | 169.4888 | 0 | 60.5019 | 0 | 0 | 10.5237 | 50
4934 | 898 | 943 | 112 | 5.5 | 34.9 | 258.4516 | 0 | 65.2164 |  | 94.4203 | 27.226 | 164.1745 | 0 | 73.1304 | 0 | 0 | 10.5237 | 50
4935 | 865 | 838 | 112 | 6 | 35 | 241.7069 | 0 | 57.2728 |  | 94.4199 | 27.3527 | 147.4216 | 0 | 84.4637 | 20.4938 | 0 | 42.1935 | 50
4936 | 780 | 677 | 122 | 5.2 | 34.1 | 208.197 | 0 | 44.7519 |  | 94.4186 | 27.7916 | 113.8945 | 0 | 93.2096 | 24.1197 | 0 | 78.0147 | 48.4237
4937 | 685 | 488 | 111 | 4.2 | 33.6 | 167.8765 | 0 | 28.5019 |  | 94.4309 | 28.1344 | 73.5393 | 0 | 98.8427 | 7.2941 | 0 | 88.7852 | 48.3
4938 | 517 | 283 | 93 | 3.8 | 32.8 | 103.1565 | 0 | 10.9905 |  | 103.1469 | 32.9524 | 0 | -0.074657 | 98.7921 | 0 | 3.5206 | 83.9131 | 47.4635
4939 | 248 | 98 | 52 | 4 | 30.8 | 0 | 0 | 2.4649 |  | 80.0076 | 23.3507 | 0 | 80.0097 | 92.6377 | 0 | 18.3131 | 56.0241 | 44.1287
4940 | 5 | 5 | 5 | 3.1 | 28.4 | 0 | 0 | 0 |  | 80.0087 | 24.7367 | 0 | 80.0111 | 86.4833 | 0 | 17.3398 | 28.792 | 42.0766
4941 | 0 | 0 | 0 | 2.3 | 27 | 0 | 0 | 0 |  | 105.9899 | 37.4472 | 0 | 105.9934 | 78.2557 | 0 | 4.8529 | 21.1135 | 41.4
4942 | 0 | 0 | 0 | 1.3 | 25.9 | 0 | 0 | 0 |  | 105.9945 | 37.8798 | 0 | 105.9983 | 70.0275 | 0 | 2.0188 | 17.9428 | 38.8
4943 | 0 | 0 | 0 | 1.6 | 24.4 | 0 | 0 | 0 |  | 105.9936 | 38.4362 | 0 | 105.9978 | 61.7996 | 0 | 0 | 17.9428 | 37.1
4944 | 0 | 0 | 0 | 1.6 | 23 | 0 | 0 | 0 |  | 34.4317 | 9.4706 | 0 | 34.4333 | 59.2113 | 0 | 0 | 17.9428 | 9.4706
4945 | 0 | 0 | 0 | 1 | 22 | 0 | 0 | 0 |  | 34.4317 | 9.651 | 0 | 34.4334 | 56.623 | 0 | 0 | 17.9428 | 9.651
4946 | 0 | 0 | 0 | 0.7 | 21.3 | 0 | 0 | 0 |  | 101.0772 | 37.1697 | 0 | 101.0826 | 48.7884 | 0 | 0 | 17.9428 | 35.7
4947 | 0 | 0 | 0 | 0.3 | 20.8 | 0 | 0 | 0 |  | 107.1104 | 40.049 | 0 | 107.1168 | 40.4689 | 0 | 0 | 17.9428 | 38.2
4948 | 0 | 0 | 0 | 1.4 | 20.6 | 0 | 0 | 0 |  | 113.5381 | 43.1097 | 0 | 113.5456 | 31.6301 | 2.1621e-06 | 0 | 18.1483 | 40.8
4949 | 0 | 0 | 0 | 0.8 | 19.4 | 0 | 0 | 0 |  | 120.3156 | 46.6205 | 0 | 120.3245 | 22.2408 | 2.1434e-06 | 0 | 18.1564 | 43.7
4950 | 144 | 35 | 18 | 0.5 | 20.4 | 0 | 0 | 0.64941 |  | 120.8231 | 46.6709 | 0 | 120.8332 | 12.8131 | 0 | 2.4945 | 13.9959 | 46.9
4951 | 561 | 200 | 55 | 0.7 | 24.3 | 0 | 0 | 3.779 |  | 120.8231 | 45.6574 | 0 | 120.8351 | 3.3928 | 0 | 2.0643 | 10.4613 | 48.8
4952 | 731 | 407 | 81 | 1.3 | 27.4 | 110.1493 | 4.14e-06 | 20.3562 |  | 91.752 | 29.1373 | 52.0813 | 33.6318 | 4.778 | 0 | 0 | 10.4613 | 49.4935
4953 | 778 | 616 | 134 | 3.7 | 29.6 | 204.2683 | 0 | 39.9922 |  | 41.8965 | 7.7468 | 162.4847 | 0 | 17.3507 | 0 | 0 | 10.4613 | 47.739
4954 | 446 | 663 | 313 | 4 | 30.8 | 115.0686 | 0 | 44.2084 |  | 39.992 | 6.6768 | 75.1408 | 0 | 23.1988 | 0 | 0 | 10.4613 | 50
4955 | 353 | 704 | 391 | 4.1 | 31.8 | 88.8737 | 0 | 47.4226 |  | 39.9921 | 6.0561 | 48.9317 | 0 | 27.0226 | 0 | 0 | 10.4613 | 50
4956 | 326 | 678 | 362 | 3.2 | 32.9 | 82.9699 | 0 | 45.6049 |  | 39.9921 | 5.3286 | 43.0251 | 0 | 30.3849 | 0 | 0 | 10.4613 | 49.5
4957 | 779 | 927 | 176 | 2.9 | 34.4 | 227.2157 | 0 | 63.4844 |  | 39.9921 | 3.8087 | 187.358 | 0 | 44.811 | 4.8223 | 0 | 18.3466 | 49
4958 | 875 | 937 | 128 | 4.1 | 35.5 | 252.9362 | 0 | 64.0011 |  | 39.9922 | 3.0482 | 213.0947 | 0 | 61.1874 | 23.9944 | 0 | 54.8757 | 43.0548
4959 | 850 | 839 | 127 | 4.4 | 36.1 | 239.1085 | 0 | 56.618 |  | 39.9922 | 2.9055 | 199.2584 | 0 | 76.4731 | 17.6774 | 0 | 81.0182 | 41.8461
4960 | 805 | 691 | 120 | 4.9 | 35.8 | 215.9912 | 0 | 45.4319 |  | 39.9923 | 3.1949 | 176.1248 | 0 | 89.9507 | 5.1292 | 0 | 88.8222 | 43.4976
4961 | 719 | 516 | 121 | 5.6 | 35.7 | 175.7091 | 0 | 30.1054 |  | 57.4898 | 9.9617 | 118.3169 | 0 | 98.9515 | 0 | 0 | 88.8222 | 40.0671
4962 | 240 | 199 | 101 | 3.7 | 35.1 | 0 | 0 | 8.2716 |  | 57.4973 | 11.3051 | 0 | 57.4991 | 94.568 | 0 | 19.7261 | 59.0435 | 39.3028
4963 | 340 | 135 | 75 | 6 | 33.7 | 0 | 0 | 3.6113 |  | 57.4975 | 12.0042 | 0 | 57.4995 | 90.1844 | 0 | 22.6944 | 22.8415 | 38.3099
4964 | 8 | 6 | 5 | 4.7 | 32 | 0 | 0 | 0 |  | 113.2029 | 39.257 | 0 | 113.2071 | 81.3596 | 0 | 2.5862 | 18.7106 | 40.6
4965 | 0 | 0 | 0 | 2.8 | 30.7 | 0 | 0 | 0 |  | 113.2002 | 39.6789 | 0 | 113.2048 | 72.5403 | 0 | 1.0316 | 17.1535 | 39.4
4966 | 0 | 0 | 0 | 4.1 | 29.6 | 0 | 0 | 0 |  | 109.6224 | 38.2589 | 0 | 109.6272 | 64.0156 | 2.3917e-06 | 0 | 17.2239 | 37.3
4967 | 0 | 0 | 0 | 3.2 | 27.9 | 0 | 0 | 0 |  | 103.319 | 35.7677 | 0 | 103.3239 | 56.0036 | 2.3382e-06 | 0 | 17.2745 | 35.3
4968 | 0 | 0 | 0 | 2.2 | 27 | 0 | 0 | 0 |  | 94.4735 | 31.9584 | 0 | 94.4785 | 48.7008 | 0 | 2.3175 | 13.459 | 34.2759
4969 | 0 | 0 | 0 | 1.9 | 26 | 0 | 0 | 0 |  | 94.4729 | 32.4033 | 0 | 94.4784 | 41.3985 | 0 | 1.3272 | 11.2322 | 33.6
4970 | 0 | 0 | 0 | 1.3 | 24.1 | 0 | 0 | 0 |  | 94.4728 | 33.2123 | 0 | 94.479 | 34.0958 | 0 | 0.4694 | 10.4441 | 33.1
4971 | 0 | 0 | 0 | 2.1 | 23.6 | 0 | 0 | 0 |  | 64.3824 | 20.8823 | 0 | 64.3871 | 29.1728 | 0 | 0 | 10.4441 | 20.8823
4972 | 0 | 0 | 0 | 2.1 | 23.1 | 0 | 0 | 0 |  | 25.4902 | 6.0539 | 0 | 25.4922 | 27.2635 | 0 | 0 | 10.4441 | 6.0539
4973 | 0 | 0 | 0 | 1.3 | 21.8 | 0 | 0 | 0 |  | 101.0049 | 36.9222 | 0 | 101.0139 | 19.4381 | 0 | 0 | 10.4441 | 35.6
4974 | 161 | 32 | 15 | 2.1 | 21.8 | 0 | 0 | 0.54112 |  | 106.9206 | 39.6326 | 0 | 106.9314 | 11.1395 | 0 | 0 | 10.4441 | 38.5
4975 | 613 | 199 | 41 | 1.1 | 25 | 0 | 0 | 3.1961 |  | 106.9197 | 38.5565 | 0 | 106.9322 | 2.8482 | 0 | 0.062279 | 10.3619 | 40.6
4976 | 786 | 406 | 55 | 1 | 27.9 | 124.4732 | 0 | 19.8404 |  | 71.7601 | 19.9895 | 77.081 | 24.3024 | 6.8756 | 0 | 0 | 10.3619 | 39.83
4977 | 864 | 602 | 65 | 1.5 | 29.9 | 230.5621 | 0 | 38.1286 |  | 115.6713 | 39.664 | 115.0202 | 0 | 15.5662 | 0 | 0 | 10.3619 | 41.8
4978 | 905 | 770 | 73 | 2.6 | 31.5 | 255.6215 | 0 | 51.7805 |  | 115.6744 | 38.9348 | 140.0919 | 0 | 26.2129 | 0 | 0 | 10.3619 | 42.4
4979 | 927 | 895 | 79 | 4.6 | 32.6 | 266.7136 | 0 | 62.351 |  | 115.6664 | 38.4708 | 151.1968 | 0 | 37.7356 | 0 | 0 | 10.3619 | 41.9
4980 | 931 | 963 | 84 | 4 | 32.7 | 273.5515 | 0 | 67.2612 |  | 115.6656 | 38.3623 | 158.0367 | 0 | 49.8095 | 0 | 0 | 10.3619 | 40.8
4981 | 925 | 978 | 90 | 2.5 | 32.5 | 273.6443 | 0 | 66.9904 |  | 115.6672 | 38.4253 | 158.1241 | 0 | 61.9153 | 0 | 0 | 10.3619 | 39.9
4982 | 920 | 934 | 84 | 3.8 | 33.9 | 267.2355 | 0 | 64.4299 |  | 115.6641 | 38.0585 | 151.71 | 0 | 73.5472 | 0 | 0 | 10.3619 | 39.4
4983 | 882 | 828 | 87 | 8.9 | 34.7 | 243.4291 | 0 | 57.4922 |  | 115.669 | 38.0734 | 127.8799 | 0 | 83.3585 | 0 | 0 | 10.3619 | 39
4984 | 817 | 679 | 97 | 6.3 | 35.5 | 217.8136 | 0 | 44.7453 |  | 115.6651 | 38.0708 | 102.2477 | 0 | 91.2074 | 0 | 0 | 10.3619 | 39.2
4985 | 770 | 504 | 83 | 4.3 | 34.2 | 190.9911 | 0 | 29.4412 |  | 115.6854 | 38.5527 | 75.3858 | 0 | 97.0072 | 0 | 0 | 10.3619 | 39.3
4986 | 663 | 309 | 69 | 6.1 | 32.5 | 134.8471 | 0 | 11.1515 |  | 115.6865 | 39.3065 | 19.2141 | 0 | 98.4591 | 0 | 0 | 10.3619 | 40
4987 | 430 | 116 | 41 | 5 | 30.4 | 0 | 0 | 1.9631 |  | 113.4346 | 39.828 | 0 | 113.4374 | 89.6214 | 0.064793 | 0 | 10.477 | 39.5
4988 | 7 | 4 | 4 | 3.7 | 29 | 0 | 0 | 0 |  | 108.9702 | 38.1712 | 0 | 108.9732 | 81.1504 | 0 | 0 | 10.477 | 37.2
4989 | 0 | 0 | 0 | 4.1 | 28.2 | 0 | 0 | 0 |  | 102.9904 | 35.5085 | 0 | 102.9937 | 73.1641 | 0 | 0 | 10.477 | 35.1
4990 | 0 | 0 | 0 | 4.2 | 27.3 | 0 | 0 | 0 |  | 97.5266 | 33.2754 | 0 | 97.53 | 65.6163 | 3.3903e-09 | 0 | 10.477 | 33.2
4991 | 0 | 0 | 0 | 2.8 | 26.5 | 0 | 0 | 0 |  | 92.7375 | 31.4192 | 0 | 92.7412 | 58.4524 | 3.2694e-09 | 0 | 10.477 | 31.4192
4992 | 0 | 0 | 0 | 1.9 | 25.5 | 0 | 0 | 0 |  | 89.4011 | 30.3727 | 0 | 89.405 | 51.554 | 0 | 0.22042 | 10.098 | 30.5932
4993 | 0 | 0 | 0 | 1.3 | 24.2 | 0 | 0 | 0 |  | 87.8443 | 30.2863 | 0 | 87.8486 | 44.7787 | 0 | 0 | 10.098 | 30
4994 | 0 | 0 | 0 | 1.5 | 23.7 | 0 | 0 | 0 |  | 86.6318 | 29.9573 | 0 | 86.6366 | 38.1 | 1.8329e-09 | 0 | 10.098 | 29.6
4995 | 0 | 0 | 0 | 1.7 | 23.4 | 0 | 0 | 0 |  | 86.6318 | 30.0674 | 0 | 86.6372 | 31.4218 | 0 | 0.055074 | 10.0032 | 29.7
4996 | 0 | 0 | 0 | 1.6 | 22.1 | 0 | 0 | 0 |  | 85.0388 | 29.8817 | 0 | 85.0448 | 24.8702 | 0 | 0 | 10.0032 | 29.2
4997 | 0 | 0 | 0 | 2.1 | 21.8 | 0 | 0 | 0 |  | 88.2011 | 31.3112 | 0 | 88.2081 | 18.0683 | 0 | 0 | 10.0032 | 30.5
4998 | 136 | 30 | 16 | 1.9 | 22.7 | 0 | 0 | 0.58516 |  | 92.5892 | 32.8583 | 0 | 92.5977 | 10.9201 | 0 | 0 | 10.0032 | 32.7
4999 | 563 | 194 | 48 | 2 | 25.1 | 29.4783 | -1.2e-06 | 3.3831 |  | 92.8851 | 30.9721 | 0 | 63.3996 | 6.0145 | 0 | 0 | 10.0032 | 34.3553
5000 | 747 | 398 | 65 | 2 | 26.5 | 177.4187 | 0 | 19.8861 |  | 95.6956 | 31.466 | 81.8173 | 0 | 12.2553 | 0 | 0 | 10.0032 | 36.1
5001 | 843 | 597 | 71 | 3.8 | 28 | 222.7607 | 0 | 38.8308 |  | 112.0479 | 38.5473 | 110.8344 | 0 | 20.6937 | 0 | 0 | 10.0032 | 37
5002 | 842 | 733 | 85 | 3.9 | 28.7 | 235.3174 | 0 | 50.697 |  | 113.1019 | 38.7504 | 122.3441 | 0 | 30.0305 | 0 | 0 | 10.0032 | 37.8
5003 | 850 | 874 | 121 | 4.1 | 29.5 | 243.3369 | 0 | 61.0883 |  | 113.1009 | 38.403 | 130.3682 | 0 | 39.9992 | 0 | 0 | 10.0032 | 38.1
5004 | 902 | 959 | 106 | 4.5 | 29.8 | 263.7726 | 0 | 67.9939 |  | 113.1005 | 38.1105 | 150.8138 | 0 | 51.5585 | 0 | 0 | 10.0032 | 37.2
5005 | 922 | 980 | 93 | 5.6 | 30.3 | 269.5163 | 0 | 69.8884 |  | 113.0997 | 37.8752 | 156.5591 | 0 | 63.575 | 0 | 0 | 10.0032 | 36.5
5006 | 907 | 933 | 93 | 5.2 | 30.2 | 261.5133 | 0 | 66.0251 |  | 112.0916 | 37.4813 | 149.5572 | 0 | 75.0695 | 0 | 0 | 10.0032 | 36.2
5007 | 886 | 831 | 89 | 5.1 | 30.3 | 249.168 | 0 | 58.0712 |  | 111.4307 | 37.2275 | 137.8637 | 0 | 85.6754 | 0 | 0 | 10.0032 | 36
5008 | 851 | 684 | 81 | 4.9 | 30.1 | 229.258 | 0 | 46.0661 |  | 111.3347 | 37.407 | 118.0383 | 0 | 94.7601 | 13.6315 | 0 | 31.4634 | 36.3
5009 | 788 | 501 | 72 | 4.6 | 29.8 | 179.4486 | 0 | 29.9276 |  | 111.4807 | 37.8944 | 68.056 | 0 | 99.985 | 24.974 | 0 | 68.9422 | 37
5010 | 664 | 298 | 59 | 3.6 | 29.4 | 111.8091 | 2.1132 | 10.816 |  | 111.4739 | 38.3079 | 0 | -0.3868 | 99.9745 | 9.3468 | 0 | 82.6993 | 38.6
5011 | 379 | 103 | 35 | 3.4 | 28.2 | 0 | 0 | 1.6437 |  | 89.3573 | 28.9776 | 0 | 89.3596 | 93.0787 | 0 | 8.4892 | 70.1232 | 39.1105
5012 | 3 | 3 | 3 | 1.8 | 26.6 | 0 | 0 | 0 |  | 89.3583 | 29.8519 | 0 | 89.3609 | 86.1829 | 0 | 7.7199 | 58.5292 | 37.5718
5013 | 0 | 0 | 0 | 1.6 | 25.4 | 0 | 0 | 0 |  | 89.3581 | 30.4247 | 0 | 89.361 | 79.2869 | 0 | 5.1096 | 50.816 | 35.5
5014 | 0 | 0 | 0 | 2.9 | 23.6 | 0 | 0 | 0 |  | 89.3589 | 31.2212 | 0 | 89.3621 | 72.3899 | 0 | 2.7043 | 46.7639 | 33.4
5015 | 0 | 0 | 0 | 1.9 | 22.5 | 0 | 0 | 0 |  | 89.3586 | 31.6467 | 0 | 89.3622 | 65.4925 | 0 | 1.0408 | 45.2642 | 31.9
5016 | 0 | 0 | 0 | 0.8 | 22.4 | 0 | 0 | 0 |  | 89.3529 | 31.6732 | 0 | 89.3568 | 58.5956 | 0 | 0.32854 | 44.8329 | 31.2
5017 | 0 | 0 | 0 | 0.7 | 21.5 | 0 | 0 | 0 |  | 89.353 | 31.9691 | 0 | 89.3573 | 51.6983 | 0 | 0.0022594 | 44.8827 | 31
5018 | 0 | 0 | 0 | 0.6 | 20.7 | 0 | 0 | 0 |  | 89.3532 | 32.1864 | 0 | 89.358 | 44.8006 | 0 | 0.59772 | 43.9883 | 31.7
5019 | 0 | 0 | 0 | 0.4 | 20.5 | 0 | 0 | 0 |  | 89.3532 | 32.2282 | 0 | 89.3585 | 37.9031 | 0 | 3.4694 | 38.5713 | 34.6
5020 | 0 | 0 | 0 | 0.7 | 19.8 | 0 | 0 | 0 |  | 98.825 | 36.5301 | 0 | 98.8316 | 30.2488 | 0 | 2.4865 | 34.6645 | 37.5
5021 | 0 | 0 | 0 | 0.8 | 19.5 | 0 | 0 | 0 |  | 111.8835 | 42.5636 | 0 | 111.8919 | 21.5443 | 0 | 0.39808 | 34.0477 | 40.7
5022 | 135 | 30 | 16 | 1.1 | 19.3 | 0 | 0 | 0.59891 |  | 111.8834 | 42.594 | 0 | 111.893 | 12.8417 | 0 | 2.9635 | 29.3483 | 43.9
5023 | 550 | 190 | 51 | 0.7 | 23.2 | 26.5792 | 0 | 3.5749 |  | 111.8847 | 40.5557 | 0 | 85.3013 | 6.1864 | 0 | 3.2467 | 24.1348 | 46
5024 | 729 | 393 | 72 | 0.6 | 26.5 | 172.8471 | 0 | 19.8051 |  | 111.8782 | 39.2574 | 61.059 | 0 | 10.7797 | 0 | 0 | 24.1348 | 47.1
5025 | 812 | 589 | 87 | 1.7 | 28 | 215.4264 | 0 | 38.092 |  | 111.8814 | 38.5125 | 103.6612 | 0 | 18.6759 | 0 | 0 | 24.1348 | 48.5
5026 | 869 | 759 | 95 | 2.4 | 29.3 | 244.7983 | 0 | 51.8928 |  | 111.8786 | 37.8431 | 133.0527 | 0 | 28.8512 | 0 | 0 | 24.1348 | 49.3
5027 | 902 | 887 | 98 | 2.6 | 30.6 | 260.8813 | 0 | 61.5015 |  | 111.8773 | 37.241 | 149.1449 | 0 | 40.2784 | 0 | 0 | 24.1348 | 48.5
5028 | 918 | 963 | 100 | 4.8 | 31.2 | 268.5133 | 0 | 68.5004 |  | 111.8792 | 36.9605 | 156.7775 | 0 | 52.306 | 0 | 0 | 24.1348 | 47.3
5029 | 908 | 973 | 106 | 5.2 | 32 | 265.657 | 0 | 69.2038 |  | 111.88 | 36.7324 | 153.9164 | 0 | 64.1235 | 0 | 0 | 24.1348 | 47.1
5030 | 899 | 929 | 104 | 5 | 32.7 | 259.3176 | 0 | 65.5326 |  | 111.8728 | 36.5744 | 147.5779 | 0 | 75.4635 | 0 | 0 | 24.1348 | 47
5031 | 873 | 825 | 100 | 5.1 | 32.8 | 245.2935 | 0 | 57.5335 |  | 111.8719 | 36.6681 | 133.5437 | 0 | 85.7343 | 0.38101 | 0 | 24.7661 | 46.3
5032 | 830 | 677 | 94 | 5.6 | 32.7 | 222.3046 | 0 | 45.6701 |  | 111.8902 | 36.8822 | 110.5211 | 0 | 94.2388 | 24.9693 | 0 | 62.5605 | 45.5
5033 | 752 | 491 | 85 | 5.7 | 32 | 184.2107 | 0 | 29.5155 |  | 111.8918 | 37.3212 | 72.4054 | 0 | 99.8052 | 18.673 | 0 | 90 | 44.8
5034 | 617 | 288 | 69 | 4.7 | 31.1 | 114.5856 | 0 | 10.7456 |  | 111.9574 | 37.9306 | 2.6798 | 0 | 99.974 | 0 | 0 | 90 | 44.8
5035 | 328 | 96 | 39 | 3.5 | 29.5 | 0 | 0 | 1.8649 |  | 83.3327 | 25.5558 | 0 | 83.3348 | 93.5574 | 0 | 14.3173 | 68.674 | 41.738
5036 | 2 | 3 | 3 | 2 | 26.4 | 0 | 0 | 0 |  | 83.3341 | 27.2992 | 0 | 83.3365 | 87.1402 | 0 | 12.4254 | 49.6778 | 39.7245
5037 | 0 | 0 | 0 | 0.5 | 25.2 | 0 | 0 | 0 |  | 83.3346 | 27.9145 | 0 | 83.3373 | 80.7226 | 0 | 10.3258 | 33.673 | 38.2404
5038 | 0 | 0 | 0 | 0.8 | 24.8 | 0 | 0 | 0 |  | 83.3353 | 28.1092 | 0 | 83.3383 | 74.3049 | 0 | 7.9603 | 20.9939 | 36.0695
5039 | 0 | 0 | 0 | 1.1 | 24 | 0 | 0 | 0 |  | 83.3354 | 28.4591 | 0 | 83.3387 | 67.887 | 0 | 0 | 20.9939 | 28.4591
5040 | 0 | 0 | 0 | 1.5 | 24.4 | 0 | 0 | 0 |  | 83.333 | 28.2701 | 0 | 83.3367 | 61.4697 | 0 | 2.3588 | 17.2563 | 30.6289
5041 | 0 | 0 | 0 | 1.6 | 23.7 | 0 | 0 | 0 |  | 90.9454 | 31.8507 | 0 | 90.9498 | 54.4473 | 0 | 0 | 17.2563 | 31.8507
5042 | 0 | 0 | 0 | 1 | 21.5 | 0 | 0 | 0 |  | 96.6303 | 35.1313 | 0 | 96.6355 | 46.9691 | 0 | 0 | 17.2563 | 33.9
5043 | 0 | 0 | 0 | 0.8 | 20.3 | 0 | 0 | 0 |  | 102.7078 | 38.1819 | 0 | 102.7138 | 39.003 | 0 | 0 | 17.2563 | 36.5
5044 | 0 | 0 | 0 | 1.4 | 20.1 | 0 | 0 | 0 |  | 108.8755 | 41.0291 | 0 | 108.8826 | 30.5418 | 0 | 0 | 17.2563 | 39
5045 | 0 | 0 | 0 | 1.9 | 20.9 | 0 | 0 | 0 |  | 115.926 | 44.179 | 0 | 115.9345 | 21.5111 | 0 | 0 | 17.2563 | 41.7
5046 | 104 | 28 | 17 | 1.3 | 22.1 | 0 | 0 | 0.6099 |  | 115.9244 | 43.8593 | 0 | 115.9341 | 12.4843 | 0 | 2.4941 | 13.1821 | 44.6
5047 | 503 | 183 | 56 | 1.4 | 23.9 | 0 | 0 | 3.8111 |  | 115.9253 | 43.3328 | 0 | 115.9368 | 3.4635 | 0 | 1.4617 | 10.6849 | 46.4
5048 | 705 | 388 | 78 | 1.2 | 28 | 102.6455 | -3.87e-06 | 19.7459 |  | 87.0201 | 26.6856 | 49.0109 | 33.336 | 4.6391 | 0 | 0 | 10.6849 | 46.4316
5049 | 790 | 583 | 96 | 1.5 | 30.9 | 209.1667 | 0 | 37.4074 |  | 87.0196 | 25.2164 | 122.2618 | 0 | 14.0282 | 0 | 0 | 10.6849 | 48.5
5050 | 824 | 749 | 117 | 3.2 | 32.7 | 230.6477 | 0 | 51.0846 |  | 87.0178 | 24.3738 | 143.7591 | 0 | 25.0819 | 0 | 0 | 10.6849 | 49
5051 | 841 | 875 | 136 | 4.5 | 33.7 | 240.294 | 0 | 60.7617 |  | 87.0181 | 23.9836 | 153.412 | 0 | 36.8767 | 0 | 0 | 10.6849 | 48.1
5052 | 866 | 953 | 135 | 4.9 | 34.5 | 252.0978 | 0 | 66.5455 |  | 87.0191 | 23.6804 | 165.2226 | 0 | 49.5752 | 0 | 0 | 10.6849 | 47.1
5053 | 859 | 964 | 140 | 5.7 | 34.7 | 249.699 | 0 | 67.6358 |  | 87.019 | 23.6582 | 162.8233 | 0 | 62.0837 | 0 | 0 | 10.6849 | 46.9
5054 | 847 | 919 | 139 | 6.3 | 34.6 | 241.5966 | 0 | 64.5184 |  | 87.0191 | 23.7506 | 154.7169 | 0 | 73.9625 | 0 | 0 | 10.6849 | 46.6
5055 | 826 | 821 | 133 | 6.2 | 34.2 | 229.6971 | 0 | 57.4447 |  | 87.0188 | 23.9394 | 142.8114 | 0 | 84.9194 | 14.9782 | 0 | 34.1553 | 45.7
5056 | 761 | 669 | 133 | 6.7 | 33 | 200.6888 | 0 | 45.3659 |  | 87.0096 | 24.4778 | 113.7959 | 0 | 93.6393 | 24.9753 | 0 | 71.546 | 44.8683
5057 | 667 | 489 | 128 | 6.7 | 31.5 | 159.6031 | 0 | 29.7406 |  | 91.5274 | 27.4549 | 68.1681 | 0 | 98.8382 | 12.1851 | 0 | 89.4673 | 44.3
5058 | 502 | 279 | 100 | 6.6 | 30.3 | 95.0218 | 0 | 11.3596 |  | 94.9967 | 29.8263 | 0 | -0.086436 | 98.7989 | 0 | 2.3667 | 86.2418 | 43.5527
5059 | 217 | 90 | 51 | 6.4 | 28.3 | 0 | 0 | 2.45 |  | 85.4911 | 27.1613 | 0 | 85.4934 | 92.2104 | 0 | 12.4804 | 67.5048 | 42.0917
5060 | 1 | 3 | 3 | 4.9 | 26.4 | 0 | 0 | 0 |  | 85.4912 | 28.2361 | 0 | 85.4938 | 85.6219 | 0 | 11.3876 | 50.0826 | 39.6238
5061 | 0 | 0 | 0 | 5.4 | 24.8 | 0 | 0 | 0 |  | 85.4916 | 29.0318 | 0 | 85.4945 | 79.0326 | 0 | 9.3167 | 35.6519 | 38.3
5062 | 0 | 0 | 0 | 5.4 | 23.5 | 0 | 0 | 0 |  | 85.4918 | 29.597 | 0 | 85.495 | 72.4429 | 0 | 6.7088 | 25.0728 | 35.9
5063 | 0 | 0 | 0 | 4.8 | 22.4 | 0 | 0 | 0 |  | 85.4917 | 30.0484 | 0 | 85.4952 | 65.8527 | 0 | 0 | 25.0728 | 30.0484
5064 | 0 | 0 | 0 | 3.3 | 21.8 | 0 | 0 | 0 |  | 25.4902 | 6.2007 | 0 | 25.4913 | 63.9404 | 0 | 0 | 25.0728 | 6.2007
5065 | 0 | 0 | 0 | 2.3 | 21.7 | 0 | 0 | 0 |  | 25.4902 | 6.2175 | 0 | 25.4914 | 62.0282 | 0 | 0 | 25.0728 | 6.2175
5066 | 0 | 0 | 0 | 1.7 | 21.7 | 0 | 0 | 0 |  | 25.4902 | 6.213 | 0 | 25.4916 | 60.1161 | 0 | 0 | 25.0728 | 6.213
5067 | 0 | 0 | 0 | 3.2 | 22.3 | 0 | 0 | 0 |  | 25.4902 | 6.2468 | 0 | 25.4917 | 58.2041 | 0 | 0 | 25.0728 | 6.2468
5068 | 0 | 0 | 0 | 6 | 23.6 | 0 | 0 | 0 |  | 96.2081 | 34.1949 | 0 | 96.2142 | 50.7608 | 0 | 0 | 25.0728 | 34.1949
5069 | 0 | 0 | 0 | 4.3 | 23 | 0 | 0 | 0 |  | 114.1259 | 42.7481 | 0 | 114.1338 | 41.8757 | 2.2087e-06 | 0 | 25.321 | 40.6
5070 | 0 | 15 | 15 | 4.9 | 22.8 | 0 | 0 | 0.63297 |  | 119.2411 | 45.3064 | 0 | 119.25 | 32.5757 | 0 | 0 | 25.321 | 43.3
5071 | 0 | 32 | 32 | 4.5 | 23.3 | 0 | 0 | 1.8408 |  | 121.02 | 46.0463 | 0 | 121.03 | 23.1322 | 0 | 0 | 25.321 | 45.1
5072 | 0 | 55 | 55 | 4.7 | 23.9 | 0 | 0 | 3.2302 |  | 120.3638 | 45.5443 | 0 | 120.375 | 13.7442 | 0 | 0 | 25.321 | 46.1
5073 | 56 | 221 | 180 | 6.3 | 24.4 | 0 | 0 | 13.5276 |  | 97.5338 | 34.3937 | 0 | 97.5442 | 6.2037 | 0 | 0 | 25.321 | 47.3
5074 | 461 | 628 | 268 | 5.8 | 26.6 | 53.7335 | 0 | 43.716 |  | 25.4902 | 4.086 | 42.1033 | 13.8312 | 8.4114 | 0.59479 | 0 | 26.289 | 47.2072
5075 | 320 | 684 | 394 | 7.5 | 27.5 | 74.1887 | 0 | 47.4147 |  | 25.4902 | 4.0385 | 48.7406 | 0 | 12.1868 | 4.9044 | 0 | 34.0073 | 46.5489
5076 | 114 | 510 | 392 | 7.7 | 28 | 0 | 0 | 34.2483 |  | 25.4902 | 4.6594 | 0 | 25.4928 | 10.2828 | 0 | 6.6063 | 23.3534 | 45.514
5077 | 253 | 696 | 442 | 6.9 | 29.2 | 0 | 0 | 48.1228 |  | 25.4902 | 4.2761 | 0 | 25.4932 | 8.3798 | 7.2952 | 0 | 34.7828 | 45.1036
5078 | 291 | 682 | 401 | 7.9 | 30 | 1.1667 | -4.17e-08 | 46.8859 |  | 25.4902 | 2.9473 | 0.70903 | 25.0354 | 6.5671 | 5.6371 | 0 | 43.5273 | 44.1962
5079 | 462 | 723 | 337 | 8 | 30.4 | 116.0249 | 0 | 50.637 |  | 25.4902 | 2.7146 | 90.6014 | 0 | 13.5076 | 9.4501 | 0 | 58.0093 | 43.9016
5080 | 662 | 649 | 180 | 6.6 | 31.2 | 171.6345 | 0 | 44.1913 |  | 25.4902 | 2.1607 | 146.2447 | 0 | 24.7047 | 3.4025 | 0 | 63.2145 | 42.9495
5081 | 564 | 462 | 156 | 7.2 | 30 | 130.596 | 0 | 28.2659 |  | 55.8087 | 12.6052 | 74.8606 | 0 | 30.4293 | 0 | 0 | 63.2145 | 40.8711
5082 | 420 | 266 | 114 | 7.4 | 28.3 | 74.1735 | 0 | 11.4264 |  | 98.7176 | 32.4649 | 0 | 24.5061 | 28.4555 | 0 | 0 | 63.2145 | 43.8913
5083 | 152 | 83 | 55 | 6.9 | 26.4 | 0 | 0 | 2.7414 |  | 114.9669 | 41.9704 | 0 | 114.9749 | 19.506 | 0 | 0 | 63.2145 | 42.9
5084 | 1 | 3 | 3 | 6.9 | 24 | 0 | 0 | 0 |  | 77.4551 | 25.9202 | 0 | 77.4614 | 13.5583 | 0 | 0 | 63.2145 | 25.9202
5085 | 0 | 0 | 0 | 6.6 | 23 | 0 | 0 | 0 |  | 108.3229 | 39.9327 | 0 | 108.3332 | 5.1517 | 1.5389e-06 | 0 | 63.4577 | 38.3
5086 | 0 | 0 | 0 | 5.4 | 22.6 | 0 | 0 | 0 |  | 0 | -0.28887 | 0 | 0 | 5.1417 | 0 | 0 | 63.4577 | -0.28887
5087 | 0 | 0 | 0 | 3.4 | 22.4 | 0 | 0 | 0 |  | 0 | -0.28887 | 0 | 0 | 5.1317 | 0 | 0 | 63.4577 | -0.28887
5088 | 0 | 0 | 0 | 2.8 | 22.2 | 0 | 0 | 0 |  | 0 | -0.28887 | 0 | 0 | 5.1217 | 0 | 0 | 63.4577 | -0.28887
5089 | 0 | 0 | 0 | 2.4 | 21.5 | 0 | 0 | 0 |  | 0 | -0.28887 | 0 | 0 | 5.1117 | 0 | 0 | 63.4577 | -0.28887
5090 | 0 | 0 | 0 | 2.1 | 20.6 | 0 | 0 | 0 |  | 0 | -0.28887 | 0 | 0 | 5.1017 | 0 | 0 | 63.4577 | -0.28887
5091 | 0 | 0 | 0 | 1.8 | 20.2 | 0 | 0 | 0 |  | 0 | -0.28887 | 0 | 0 | 5.0917 | 0 | 0 | 63.4577 | -0.28887
5092 | 0 | 0 | 0 | 1.3 | 19.8 | 0 | 0 | 0 |  | 0 | -0.28887 | 0 | 0 | 5.0817 | 0 | 0 | 63.4577 | -0.28887
5093 | 0 | 0 | 0 | 1.6 | 19.6 | 0 | 0 | 0 |  | 0 | -0.28887 | 0 | 0 | 5.0717 | 0 | 0 | 63.4577 | -0.28887
5094 | 3 | 17 | 17 | 1.2 | 19.7 | 0 | 0 | 0.73274 |  | 0 | -0.28887 | 0 | 0 | 5.0617 | 0 | 24.9355 | 23.0918 | 25.3794
5095 | 56 | 105 | 90 | 1.1 | 21.3 | 0 | 0 | 5.2019 |  | 0 | -0.28887 | 0 | 0 | 5.0518 | 0 | 5.791 | 13.4329 | 10.7041
5096 | 55 | 198 | 170 | 1 | 23.6 | 0 | 0 | 11.4744 |  | 0 | -0.28887 | 0 | 0 | 5.0419 | 0 | 0 | 13.4329 | 11.1856
5097 | 153 | 385 | 283 | 2.1 | 25.1 | 0 | 0 | 24.188 |  | 0 | -0.28887 | 0 | 0 | 5.0321 | 0 | 0 | 13.4329 | 23.8992
5098 | 377 | 572 | 274 | 4.4 | 27.3 | 29.8164 | 1.24e-06 | 39.3401 |  | 0 | -1.3132 | 29.8344 | 0 | 7.264 | 0 | 0 | 13.4329 | 38.0269
5099 | 695 | 847 | 234 | 2.6 | 29.2 | 196.7941 | 0 | 59.1677 |  | 0 | -1.6183 | 196.912 | 0 | 22.1876 | 8.1119 | 0 | 26.4638 | 49.4376
5100 | 680 | 908 | 263 | 1.8 | 30.7 | 196.2042 | 0 | 62.4427 |  | 0 | -1.615 | 196.3216 | 0 | 37.1375 | 12.4682 | 0 | 45.669 | 48.3595
5101 | 709 | 930 | 248 | 2.8 | 32 | 205.3363 | 0 | 64.8683 |  | 0 | -1.6649 | 205.4591 | 0 | 52.802 | 15.1377 | 0 | 68.5286 | 48.0657
5102 | 671 | 882 | 262 | 3.5 | 32.6 | 189.7956 | 0 | 61.5142 |  | 0 | -1.5815 | 189.9089 | 0 | 67.2836 | 11.9905 | 0 | 86.5115 | 47.9422
5103 | 643 | 782 | 244 | 3.4 | 33.6 | 176.9721 | 0 | 53.5905 |  | 0 | -1.5198 | 177.0776 | 0 | 80.7844 | 1.6247 | 0 | 89.101 | 47.5
5104 | 583 | 634 | 224 | 5.8 | 31.6 | 149.3388 | 0 | 42.8654 |  | 0 | -1.4052 | 149.4274 | 0 | 92.1696 | 0 | 4.7834 | 82.0672 | 46.2436
5105 | 535 | 456 | 167 | 5.2 | 30.3 | 124.9794 | 0 | 27.9191 |  | 126.9509 | 22.0118 | 0 | 1.908 | 91.7853 | 0 | 13.6936 | 61.0787 | 45.7
5106 | 386 | 258 | 120 | 4.4 | 29.1 | 69.518 | 0 | 11.3512 |  | 37.5157 | 7.1354 | 32.0397 | 0 | 94.3141 | 0 | 24.945 | 20.8491 | 43.4315
5107 | 134 | 78 | 53 | 3.6 | 26.7 | 0 | 0 | 2.6342 |  | 115.9231 | 42.3429 | 0 | 115.9317 | 85.2825 | 0 | 1.0062 | 19.1891 | 44.1
5108 | 1 | 3 | 3 | 3.9 | 24.2 | 0 | 0 | 0 |  | 115.9289 | 43.2589 | 0 | 115.9379 | 76.25 | 0 | 0.14308 | 19.0664 | 41.2
5109 | 0 | 0 | 0 | 2.9 | 22.8 | 0 | 0 | 0 |  | 108.9823 | 40.3271 | 0 | 108.9912 | 67.7798 | 0 | 0 | 19.0664 | 38.6
5110 | 0 | 0 | 0 | 1.7 | 22.5 | 0 | 0 | 0 |  | 103.3182 | 37.7797 | 0 | 103.327 | 59.7647 | 0 | 0 | 19.0664 | 36.4
5111 | 0 | 0 | 0 | 0.6 | 22.1 | 0 | 0 | 0 |  | 69.0766 | 23.3076 | 0 | 69.0828 | 54.4698 | 0 | 0 | 19.0664 | 23.3076
5112 | 0 | 0 | 0 | 1.2 | 22 | 0 | 0 | 0 |  | 25.4902 | 6.1087 | 0 | 25.4926 | 52.5579 | 0 | 0 | 19.0664 | 6.1087
5113 | 0 | 0 | 0 | 1 | 21.9 | 0 | 0 | 0 |  | 25.4902 | 6.1248 | 0 | 25.4927 | 50.646 | 0 | 0 | 19.0664 | 6.1248
5114 | 0 | 0 | 0 | 1.3 | 21.6 | 0 | 0 | 0 |  | 25.4902 | 6.1823 | 0 | 25.4929 | 48.7343 | 0 | 0 | 19.0664 | 6.1823
5115 | 0 | 0 | 0 | 1.1 | 21.4 | 0 | 0 | 0 |  | 61.641 | 20.4416 | 0 | 61.6479 | 44.0246 | 0 | 0 | 19.0664 | 20.4416
5116 | 0 | 0 | 0 | 0.6 | 20.9 | 0 | 0 | 0 |  | 107.924 | 40.3141 | 0 | 107.9365 | 35.6396 | 0 | 0 | 19.0664 | 38.5
5117 | 0 | 0 | 0 | 1.7 | 21.3 | 0 | 0 | 0 |  | 116.3625 | 44.2487 | 0 | 116.3769 | 26.5726 | 2.6212e-09 | 0 | 19.0664 | 41.8
5118 | 33 | 22 | 18 | 1.8 | 21.1 | 0 | 0 | 0.77275 |  | 121.8324 | 46.9875 | 0 | 121.8486 | 17.0618 | 0 | 0 | 19.0664 | 44.8
5119 | 331 | 162 | 78 | 0.8 | 23 | 0 | 0 | 4.7772 |  | 117.723 | 44.4574 | 0 | 117.74 | 7.8906 | 0 | 0 | 19.0664 | 46.8
5120 | 559 | 363 | 117 | 1.3 | 26.2 | 0 | 0 | 19.4033 |  | 72.7184 | 22.6632 | 0 | 72.7303 | 2.3233 | 0 | 5.2129 | 10.3917 | 47.2793
5121 | 666 | 555 | 146 | 2.5 | 28.9 | 109.0768 | 0 | 36.6912 |  | 49.5418 | 10.744 | 77.8644 | 18.2736 | 6.9096 | 0 | 0 | 10.3917 | 47.4352
5122 | 723 | 720 | 170 | 3 | 30.1 | 200.1766 | 0 | 50.1605 |  | 32.6436 | 4.5468 | 167.648 | 0 | 19.8286 | 0 | 0 | 10.3917 | 50
5123 | 764 | 850 | 181 | 5 | 30.6 | 215.8821 | 0 | 60.7648 |  | 32.6436 | 4.1888 | 183.365 | 0 | 33.9589 | 0 | 0 | 10.3917 | 49.5
5124 | 758 | 921 | 205 | 5.5 | 31.2 | 217.276 | 0 | 66.5216 |  | 32.6436 | 3.807 | 184.7611 | 0 | 48.1823 | 0 | 0 | 10.3917 | 48.3
5125 | 713 | 928 | 243 | 5.6 | 31.3 | 203.655 | 0 | 66.8433 |  | 32.6435 | 3.8319 | 171.1326 | 0 | 61.3401 | 17.0387 | 0 | 36.9522 | 47.8
5126 | 686 | 883 | 249 | 4.5 | 32 | 193.397 | 0 | 62.4776 |  | 32.6435 | 3.4568 | 160.8681 | 0 | 73.6865 | 21.3775 | 0 | 69.0083 | 44.5569
5127 | 626 | 775 | 253 | 3 | 33 | 172.11 | 0 | 53.1756 |  | 32.6436 | 2.9399 | 139.5663 | 0 | 84.3749 | 12.77 | 0 | 87.9585 | 43.3455
5128 | 616 | 633 | 202 | 3.6 | 33.9 | 161.509 | 0 | 42.4606 |  | 32.6435 | 2.4574 | 128.9543 | 0 | 94.2174 | 0.37308 | 0 | 88.7827 | 44.545
5129 | 528 | 448 | 165 | 4.6 | 33.3 | 123.7573 | 0 | 27.2256 |  | 62.2318 | 13.1554 | 61.5885 | 0 | 98.8615 | 0 | 0 | 88.7827 | 40.381
5130 | 364 | 250 | 122 | 3.7 | 32.4 | 64.8923 | 0 | 11.0717 |  | 64.8429 | 14.9406 | 0 | -0.082544 | 98.8287 | 0 | 14.4694 | 67.0995 | 40.4816
5131 | 134 | 78 | 53 | 3.3 | 29.7 | 0 | 0 | 2.5903 |  | 64.8424 | 17.3971 | 0 | 64.8449 | 93.8672 | 0 | 20.5436 | 34.9171 | 40.531
5132 | 1 | 2 | 2 | 3.3 | 25.9 | 0 | 0 | 0 |  | 99.9378 | 35.0079 | 0 | 99.9419 | 86.1257 | 0 | 6.0745 | 25.317 | 40.5
5133 | 0 | 0 | 0 | 2.3 | 24.7 | 0 | 0 | 0 |  | 99.9371 | 35.4924 | 0 | 99.9415 | 78.3841 | 0 | 3.6372 | 19.5697 | 38.3
5134 | 0 | 0 | 0 | 1.2 | 24.1 | 0 | 0 | 0 |  | 99.9375 | 35.7174 | 0 | 99.9423 | 70.6423 | 0 | 1.3145 | 17.493 | 36.1
5135 | 0 | 0 | 0 | 0.7 | 24 | 0 | 0 | 0 |  | 98.4142 | 35.0521 | 0 | 98.4192 | 63.0225 | 2.9178e-09 | 0 | 17.493 | 34.2
5136 | 0 | 0 | 0 | 1 | 23.3 | 0 | 0 | 0 |  | 95.3312 | 33.9321 | 0 | 95.3365 | 55.649 | 2.1584e-07 | 0 | 17.493 | 33.1
5137 | 0 | 0 | 0 | 0.7 | 22.8 | 0 | 0 | 0 |  | 93.3486 | 33.221 | 0 | 93.3543 | 48.4344 | 1.7945e-06 | 0 | 17.6072 | 32.4
5138 | 0 | 0 | 0 | 1.3 | 22.6 | 0 | 0 | 0 |  | 92.2798 | 32.8126 | 0 | 92.2859 | 41.3058 | 2.2013e-06 | 0 | 17.6248 | 32
5139 | 0 | 0 | 0 | 0.7 | 22.5 | 0 | 0 | 0 |  | 74.186 | 25.2248 | 0 | 74.1914 | 35.6115 | 0 | 0 | 17.6248 | 25.2248
5140 | 0 | 0 | 0 | 1.4 | 21.5 | 0 | 0 | 0 |  | 74.1864 | 25.5758 | 0 | 74.1923 | 29.9172 | 0 | 0 | 17.6248 | 25.5758
5141 | 0 | 0 | 0 | 0.9 | 21.2 | 0 | 0 | 0 |  | 98.2758 | 35.8832 | 0 | 98.2844 | 22.3094 | 0 | 0 | 17.6248 | 34.6
5142 | 23 | 22 | 19 | 0.8 | 20.9 | 0 | 0 | 0.81826 |  | 100.0189 | 36.729 | 0 | 100.0288 | 14.5636 | 0 | 1.4383 | 15.2674 | 37.6
5143 | 287 | 160 | 86 | 0.9 | 23.4 | 0 | 0 | 5.1636 |  | 100.0187 | 35.9068 | 0 | 100.0299 | 6.823 | 0 | 0 | 15.2674 | 40.1
5144 | 509 | 361 | 136 | 3.2 | 25.3 | 49.5066 | 0 | 19.6361 |  | 61.7191 | 17.8419 | 22.5489 | 34.7395 | 5.8982 | 0 | 2.862 | 10.3589 | 40.34
5145 | 591 | 557 | 192 | 4.2 | 26.4 | 149.5947 | 0 | 37.1772 |  | 29.031 | 5.3856 | 120.6508 | 0 | 15.1743 | 0 | 0 | 10.3589 | 42.5628
5146 | 262 | 565 | 362 | 3.3 | 27.5 | 0 | 0 | 38.0771 |  | 25.4902 | 4.8674 | 0 | 25.4923 | 13.2689 | 0 | 0 | 10.3589 | 42.9445
5147 | 611 | 809 | 267 | 2 | 29.3 | 107.3866 | 4.05e-06 | 55.9128 |  | 25.4902 | 2.9756 | 91.4529 | 9.4941 | 19.5727 | 0 | 0 | 10.3589 | 43.5
5148 | 727 | 913 | 227 | 1.5 | 31.6 | 211.1319 | 0 | 62.7473 |  | 25.4902 | 1.7737 | 185.7668 | 0 | 33.811 | 0 | 0 | 10.3589 | 42.6
5149 | 688 | 918 | 258 | 2.9 | 33.2 | 198.6946 | 0 | 64.0981 |  | 25.4902 | 1.042 | 173.3218 | 0 | 47.0901 | 7.0092 | 0 | 21.6787 | 41.8
5150 | 665 | 869 | 256 | 3.7 | 33.4 | 187.7347 | 0 | 60.9107 |  | 25.4902 | 0.9994 | 162.3544 | 0 | 59.5172 | 23.2098 | 0 | 56.954 | 38.7003
5151 | 664 | 776 | 225 | 4.6 | 32.8 | 182.1468 | 0 | 54.4742 |  | 25.4902 | 1.3299 | 156.7615 | 0 | 71.4991 | 17.2479 | 0 | 82.4848 | 38.5562
5152 | 653 | 637 | 182 | 4.7 | 32 | 171.1493 | 0 | 43.6124 |  | 25.4902 | 1.7887 | 145.7546 | 0 | 82.6195 | 4.1229 | 0 | 88.7946 | 40.8
5153 | 528 | 447 | 165 | 2.3 | 31.7 | 125.7189 | 0 | 27.1517 |  | 25.4902 | 2.1155 | 100.2945 | 0 | 90.2583 | 0 | 9.2465 | 75.0741 | 38.5138
5154 | 361 | 246 | 119 | 2.7 | 30.5 | 64.7893 | 0 | 10.9416 |  | 27.9264 | 3.5404 | 36.8548 | 0 | 93.0676 | 0 | 24.9664 | 36.1312 | 39.4484
5155 | 105 | 72 | 52 | 2.7 | 28.5 | 0 | 0 | 2.6152 |  | 86.5184 | 27.494 | 0 | 86.522 | 86.3975 | 0 | 9.3549 | 21.204 | 39.464
5156 | 0 | 2 | 2 | 3 | 25.9 | 0 | 0 | 0 |  | 103.5472 | 36.6987 | 0 | 103.5518 | 78.3658 | 0 | 2.4737 | 17.3133 | 38.3
5157 | 0 | 0 | 0 | 2.5 | 24.6 | 0 | 0 | 0 |  | 103.546 | 37.2005 | 0 | 103.551 | 70.3342 | 1.6493e-06 | 0 | 17.389 | 36.1
5158 | 0 | 0 | 0 | 2.1 | 23.8 | 0 | 0 | 0 |  | 97.8205 | 34.8601 | 0 | 97.8257 | 62.7617 | 1.7348e-06 | 0 | 17.4417 | 34
5159 | 0 | 0 | 0 | 2.3 | 23.2 | 0 | 0 | 0 |  | 93.2686 | 33.0479 | 0 | 93.2739 | 55.5534 | 2.2139e-06 | 0 | 17.4916 | 32.3
5160 | 0 | 0 | 0 | 2.3 | 23.2 | 0 | 0 | 0 |  | 90.7366 | 31.9231 | 0 | 90.7422 | 48.5475 | 2.3648e-07 | 0 | 17.4916 | 31.3
5161 | 0 | 0 | 0 | 2.5 | 23.4 | 0 | 0 | 0 |  | 88.7942 | 30.9872 | 0 | 88.8001 | 41.6964 | 0 | 0 | 17.4916 | 30.5
5162 | 0 | 0 | 0 | 1.5 | 23.1 | 0 | 0 | 0 |  | 88.1731 | 30.8253 | 0 | 88.1796 | 34.895 | 0 | 0 | 17.4916 | 30.3
5163 | 0 | 0 | 0 | 1.1 | 22.9 | 0 | 0 | 0 |  | 88.1731 | 30.8888 | 0 | 88.1802 | 28.0942 | 0 | 0 | 17.4916 | 30.4
5164 | 0 | 0 | 0 | 1.3 | 22.7 | 0 | 0 | 0 |  | 86.7522 | 30.3437 | 0 | 86.76 | 21.4071 | 0 | 0 | 17.4916 | 29.8
5165 | 0 | 0 | 0 | 1.2 | 23 | 0 | 0 | 0 |  | 86.7523 | 30.1978 | 0 | 86.7609 | 14.7218 | 0 | 0 | 17.4916 | 30.1978
5166 | 12 | 19 | 17 | 1.2 | 23 | 0 | 0 | 0.72058 |  | 86.7523 | 30.1668 | 0 | 86.7621 | 8.0393 | 0 | 0 | 17.4916 | 30.8874
5167 | 218 | 147 | 90 | 1.2 | 24.1 | 0 | 0 | 5.2986 |  | 39.5861 | 10.9788 | 0 | 39.5913 | 5.066 | 0 | 0 | 17.4916 | 16.2774
5168 | 439 | 343 | 148 | 1.3 | 25.6 | 32.1916 | -1.3e-06 | 18.741 |  | 39.586 | 9.4525 | 18.9234 | 26.3044 | 4.5406 | 0 | 4.3014 | 10.2002 | 32.4949
5169 | 559 | 537 | 191 | 1.2 | 27.3 | 142.525 | 0 | 34.9504 |  | 25.4902 | 3.908 | 117.1175 | 0 | 13.501 | 0 | 0 | 10.2002 | 38.5
5170 | 629 | 701 | 220 | 1.2 | 29.7 | 172.6141 | 0 | 47.5357 |  | 25.4902 | 2.8774 | 147.2251 | 0 | 24.774 | 0 | 0 | 10.2002 | 39.6
5171 | 678 | 828 | 233 | 2.2 | 32.2 | 191.955 | 0 | 57.3704 |  | 25.4902 | 1.5739 | 166.5773 | 0 | 37.5223 | 0 | 0 | 10.2002 | 40.4
5172 | 691 | 899 | 248 | 2.7 | 33.9 | 199.1507 | 0 | 62.6705 |  | 25.4902 | 0.68771 | 173.7762 | 0 | 50.8098 | 0 | 0 | 10.2002 | 39.7
5173 | 672 | 908 | 265 | 3 | 34.6 | 193.6294 | 0 | 63.3105 |  | 25.4902 | 0.38415 | 168.25 | 0 | 63.6606 | 3.8352 | 0 | 16.5237 | 39
5174 | 645 | 862 | 268 | 4.6 | 34.1 | 180.5623 | 0 | 60.7569 |  | 25.4902 | 0.68857 | 155.1727 | 0 | 75.4962 | 24.9658 | 0 | 54.5543 | 36.4796
5175 | 601 | 760 | 260 | 5.1 | 33.1 | 162.3454 | 0 | 53.1794 |  | 25.4902 | 1.2728 | 136.9414 | 0 | 85.922 | 18.6699 | 0 | 82.1153 | 35.7823
5176 | 543 | 613 | 233 | 4.2 | 33.3 | 139.3411 | 0 | 41.1522 |  | 25.4902 | 1.2593 | 113.9186 | 0 | 94.573 | 4.2846 | 0 | 88.659 | 38.1269
5177 | 439 | 431 | 195 | 4 | 32.9 | 0 | 0 | 26.3378 |  | 25.4902 | 2.452 | 0 | 25.4912 | 92.6599 | 0 | 0 | 88.659 | 28.7898
5178 | 304 | 240 | 133 | 4 | 32.5 | 0 | 0 | 11.0024 |  | 25.4902 | 2.7331 | 0 | 25.4913 | 90.7469 | 0 | 24.3134 | 51.6721 | 38.0489
5179 | 108 | 72 | 52 | 3.7 | 31 | 0 | 0 | 2.5145 |  | 63.9552 | 16.2398 | 0 | 63.9581 | 85.8552 | 0 | 18.7353 | 21.7741 | 37.4896
5180 | 1 | 2 | 2 | 2.4 | 28.5 | 0 | 0 | 0 |  | 104.4691 | 36.0905 | 0 | 104.4742 | 77.7487 | 0 | 2.9954 | 17.0066 | 38.6
5181 | 0 | 0 | 0 | 2 | 26.3 | 0 | 0 | 0 |  | 104.4695 | 36.9721 | 0 | 104.4749 | 69.6428 | 1.666e-06 | 0 | 17.1049 | 36.1
5182 | 0 | 0 | 0 | 2.4 | 25.6 | 0 | 0 | 0 |  | 98.4587 | 34.4163 | 0 | 98.4642 | 62.0202 | 0 | 0 | 17.1049 | 33.9
5183 | 0 | 0 | 0 | 1.2 | 24.8 | 0 | 0 | 0 |  | 40.4085 | 11.2105 | 0 | 40.411 | 58.9726 | 0 | 0 | 17.1049 | 11.2105
5184 | 0 | 0 | 0 | 1.2 | 24.4 | 0 | 0 | 0 |  | 25.4902 | 5.7254 | 0 | 25.4919 | 57.0607 | 0 | 0 | 17.1049 | 5.7254
5185 | 0 | 0 | 0 | 0.7 | 24 | 0 | 0 | 0 |  | 25.4902 | 5.8802 | 0 | 25.492 | 55.149 | 0 | 0 | 17.1049 | 5.8802
5186 | 0 | 0 | 0 | 1.1 | 23.4 | 0 | 0 | 0 |  | 56.2731 | 17.83 | 0 | 56.2773 | 50.8617 | 0 | 0 | 17.1049 | 17.83
5187 | 0 | 0 | 0 | 1.1 | 23.2 | 0 | 0 | 0 |  | 98.3187 | 35.2665 | 0 | 98.3266 | 43.2494 | 2.2138e-06 | 0 | 17.3349 | 34.3
5188 | 0 | 0 | 0 | 1.3 | 22.5 | 0 | 0 | 0 |  | 104.0725 | 38.1264 | 0 | 104.0815 | 35.1753 | 2.1989e-06 | 0 | 17.3444 | 36.7
5189 | 0 | 0 | 0 | 0.9 | 22.7 | 0 | 0 | 0 |  | 112.7121 | 42.1268 | 0 | 112.7226 | 26.4057 | 2.2021e-06 | 0 | 17.3508 | 40.1
5190 | 14 | 18 | 16 | 1.2 | 21.6 | 0 | 0 | 0.681 |  | 119.0487 | 45.5044 | 0 | 119.0609 | 17.1225 | 0 | 0 | 17.3508 | 43.5
5191 | 255 | 150 | 86 | 0.7 | 23.6 | 0 | 0 | 5.1618 |  | 113.7835 | 42.3596 | 0 | 113.7966 | 8.2716 | 0 | 0 | 17.3508 | 45.5
5192 | 472 | 345 | 139 | 1.3 | 26.5 | 40.7262 | -1.63e-06 | 18.8722 |  | 75.3173 | 22.5818 | 11.3808 | 45.9571 | 5.5994 | 0 | 4.0755 | 10.3637 | 45.5295
5193 | 606 | 543 | 172 | 2.8 | 29.3 | 155.2785 | 0 | 36.2069 |  | 47.9975 | 10.1801 | 107.3698 | 0 | 13.8185 | 0 | 0 | 10.3637 | 46.387
5194 | 668 | 707 | 199 | 2.8 | 31.5 | 183.6983 | 0 | 49.0539 |  | 25.4902 | 1.9741 | 158.3164 | 0 | 25.9471 | 0 | 0 | 10.3637 | 50
5195 | 694 | 831 | 224 | 2.8 | 32.9 | 196.5838 | 0 | 58.1687 |  | 25.4902 | 1.2018 | 171.2093 | 0 | 39.0558 | 0 | 0 | 10.3637 | 49.9
5196 | 684 | 897 | 253 | 3.5 | 33.9 | 196.2745 | 0 | 63.2568 |  | 25.4902 | 0.70505 | 170.8989 | 0 | 52.129 | 10.186 | 0 | 26.5845 | 48.9
5197 | 658 | 905 | 275 | 4.4 | 34.8 | 187.8554 | 0 | 63.976 |  | 25.4902 | 0.32217 | 162.4732 | 0 | 64.5437 | 19.0298 | 0 | 55.5397 | 45.2684
5198 | 650 | 862 | 265 | 4.1 | 35 | 182.7017 | 0 | 60.5076 |  | 25.4902 | 0.2563 | 157.3137 | 0 | 76.5453 | 15.7997 | 0 | 79.1221 | 44.9642
5199 | 622 | 758 | 241 | 5.7 | 34.7 | 168.1238 | 0 | 53.1423 |  | 25.4902 | 0.46211 | 142.7233 | 0 | 87.4122 | 6.6804 | 0 | 89.2258 | 46.924
5200 | 567 | 617 | 221 | 4.6 | 34.7 | 145.9746 | 0 | 41.4223 |  | 29.0898 | 1.2777 | 116.9553 | 0 | 96.2949 | 0 | 0 | 89.2258 | 42.7
5201 | 496 | 441 | 178 | 4.9 | 34.8 | 93.1391 | 8.588 | 26.99 |  | 45.6185 | 5.9984 | 47.5575 | 0 | 99.8797 | 0 | 7.3629 | 78.4975 | 40.3513
5202 | 336 | 242 | 126 | 3.8 | 34 | 0 | 0 | 10.8737 |  | 45.6195 | 7.2554 | 0 | 45.6212 | 96.4259 | 0 | 22.9607 | 42.732 | 41.0899
5203 | 108 | 71 | 52 | 3.8 | 30.9 | 0 | 0 | 2.5076 |  | 91.2135 | 28.6817 | 0 | 91.2172 | 89.3806 | 0 | 12.4567 | 22.8442 | 43.6459
5204 | 0 | 2 | 2 | 2.4 | 28.3 | 0 | 0 | 0 |  | 111.7328 | 39.7837 | 0 | 111.7376 | 80.6863 | 0 | 3.2554 | 17.6555 | 41.7
5205 | 0 | 0 | 0 | 2.4 | 26.4 | 0 | 0 | 0 |  | 111.7291 | 40.466 | 0 | 111.7343 | 71.9952 | 1.5375e-06 | 0 | 17.7239 | 38.9
5206 | 0 | 0 | 0 | 2.1 | 23.8 | 0 | 0 | 0 |  | 103.6499 | 37.5351 | 0 | 103.6552 | 63.955 | 1.6331e-06 | 0 | 17.7759 | 36.3
5207 | 0 | 0 | 0 | 0.3 | 23.1 | 0 | 0 | 0 |  | 99.2844 | 35.7867 | 0 | 99.2899 | 56.265 | 0 | 0 | 17.7759 | 34.7
5208 | 0 | 0 | 0 | 0.8 | 23.2 | 0 | 0 | 0 |  | 82.8044 | 28.5426 | 0 | 82.8094 | 49.8892 | 0 | 0 | 17.7759 | 28.5426
5209 | 0 | 0 | 0 | 1.3 | 22.9 | 0 | 0 | 0 |  | 25.4902 | 6.1123 | 0 | 25.4918 | 47.9778 | 0 | 0 | 17.7759 | 6.1123
5210 | 0 | 0 | 0 | 0.9 | 22.7 | 0 | 0 | 0 |  | 25.4902 | 6.1498 | 0 | 25.492 | 46.0665 | 0 | 0 | 17.7759 | 6.1498
5211 | 0 | 0 | 0 | 0.7 | 22 | 0 | 0 | 0 |  | 25.4902 | 6.1271 | 0 | 25.4921 | 44.1552 | 0 | 0 | 17.7759 | 6.1271
5212 | 0 | 0 | 0 | 0.5 | 21.6 | 0 | 0 | 0 |  | 107.4534 | 39.9621 | 0 | 107.4623 | 35.809 | 0 | 0 | 17.7759 | 38.2
5213 | 0 | 0 | 0 | 1.1 | 22.3 | 0 | 0 | 0 |  | 116.0584 | 43.8659 | 0 | 116.0688 | 26.7681 | 0 | 0 | 17.7759 | 41.5
5214 | 16 | 19 | 17 | 1.2 | 21.9 | 0 | 0 | 0.72463 |  | 121.8355 | 46.8115 | 0 | 121.8475 | 17.2584 | 0 | 0 | 17.7759 | 44.6
5215 | 264 | 150 | 84 | 1 | 23.1 | 0 | 0 | 5.0971 |  | 116.7265 | 43.9583 | 0 | 116.7394 | 8.1689 | 0 | 0 | 17.7759 | 46.7
5216 | 514 | 351 | 128 | 0.8 | 26.5 | 0 | 0 | 19.0616 |  | 75.1161 | 23.5497 | 0 | 75.1258 | 2.4136 | 0 | 4.4688 | 10.2376 | 47.0802
5217 | 658 | 550 | 151 | 0.8 | 31 | 107.3622 | -4.04e-06 | 35.9316 |  | 51.8191 | 10.0894 | 74.905 | 19.3045 | 6.6847 | 0 | 0 | 10.2376 | 46.0209
5218 | 716 | 715 | 174 | 2.4 | 32.6 | 198.5787 | 0 | 49.5845 |  | 33.578 | 3.2738 | 165.1172 | 0 | 19.3832 | 0 | 0 | 10.2376 | 50
5219 | 743 | 844 | 199 | 4.8 | 34.7 | 209.9107 | 0 | 60.2684 |  | 33.578 | 1.9881 | 176.4572 | 0 | 32.9522 | 0 | 0 | 10.2376 | 50
5220 | 758 | 920 | 210 | 4.4 | 36.1 | 218.7841 | 0 | 65.3692 |  | 33.5781 | 1.2594 | 185.3362 | 0 | 47.1875 | 0.67616 | 0 | 11.3913 | 49.6
5221 | 736 | 928 | 227 | 3.3 | 37.6 | 213.7798 | 0 | 64.6856 |  | 33.5781 | 0.75187 | 180.3285 | 0 | 61.0194 | 21.5796 | 0 | 44.6342 | 43.8579
5222 | 721 | 887 | 229 | 3.3 | 38.5 | 205.7664 | 0 | 61.3696 |  | 33.5781 | 0.58303 | 172.3087 | 0 | 74.2131 | 18.8314 | 0 | 72.7227 | 43.1212
5223 | 673 | 782 | 226 | 3.5 | 39.2 | 186.2549 | 0 | 53.3316 |  | 33.5781 | 0.57798 | 152.7824 | 0 | 85.8864 | 11.2391 | 0 | 89.5231 | 42.6705
5224 | 600 | 632 | 216 | 3.8 | 39.4 | 156.5976 | 0 | 41.651 |  | 33.5781 | 0.68684 | 123.1021 | 0 | 95.2644 | 0 | 0.66048 | 88.8252 | 42.9983
5225 | 491 | 443 | 185 | 4.2 | 38.7 | 113.7964 | 0 | 26.784 |  | 68.4119 | 14.9653 | 45.441 | 0 | 98.6596 | 0 | 0 | 88.8252 | 41.7493
5226 | 293 | 236 | 133 | 5.2 | 34 | 0 | 0 | 10.8471 |  | 41.6037 | 5.9644 | 0 | 41.6051 | 95.519 | 0 | 24.9749 | 50.5226 | 41.7865
5227 | 66 | 67 | 55 | 4.5 | 30.3 | 0 | 0 | 2.6793 |  | 78.095 | 22.8132 | 0 | 78.0978 | 89.5159 | 0 | 17.4192 | 22.7335 | 42.9118
5228 | 0 | 1 | 1 | 4.4 | 28.4 | 0 | 0 | 0 |  | 111.0555 | 39.4125 | 0 | 111.0599 | 80.8765 | 0 | 3.6456 | 16.9123 | 41.8
5229 | 0 | 0 | 0 | 2.9 | 24.8 | 0 | 0 | 0 |  | 111.0572 | 40.7112 | 0 | 111.062 | 72.2397 | 4.2696e-10 | 0 | 16.9123 | 39
5230 | 0 | 0 | 0 | 2.7 | 24.3 | 0 | 0 | 0 |  | 104.6765 | 37.8413 | 0 | 104.6814 | 64.1174 | 7.7896e-10 | 0 | 16.9123 | 36.6
5231 | 0 | 0 | 0 | 1 | 23.8 | 0 | 0 | 0 |  | 25.4902 | 5.9703 | 0 | 25.4915 | 62.2053 | 0 | 0 | 16.9123 | 5.9703
5232 | 0 | 0 | 0 | 0.9 | 23.7 | 0 | 0 | 0 |  | 25.4902 | 5.9879 | 0 | 25.4916 | 60.2933 | 0 | 0 | 16.9123 | 5.9879
5233 | 0 | 0 | 0 | 0.6 | 24.3 | 0 | 0 | 0 |  | 25.4902 | 5.8238 | 0 | 25.4917 | 58.3813 | 0 | 0 | 16.9123 | 5.8238
5234 | 0 | 0 | 0 | 1 | 25.8 | 0 | 0 | 0 |  | 61.5894 | 18.7043 | 0 | 61.5934 | 53.6761 | 0 | 0 | 16.9123 | 18.7043
5235 | 0 | 0 | 0 | 1.5 | 24.5 | 0 | 0 | 0 |  | 104.0081 | 37.4212 | 0 | 104.0153 | 45.6083 | 2.2445e-06 | 0 | 17.217 | 36.3
5236 | 0 | 0 | 0 | 1.7 | 23.1 | 0 | 0 | 0 |  | 109.6434 | 40.5542 | 0 | 109.6518 | 37.0867 | 2.2114e-06 | 0 | 17.2257 | 38.8
5237 | 0 | 0 | 0 | 1 | 22.8 | 0 | 0 | 0 |  | 116.8026 | 44.0989 | 0 | 116.8123 | 27.9859 | 2.2042e-06 | 0 | 17.2316 | 41.7
5238 | 6 | 16 | 16 | 0.9 | 22.8 | 0 | 0 | 0.67672 |  | 122.9135 | 47.126 | 0 | 122.9248 | 18.3888 | 0 | 0 | 17.2316 | 44.8
5239 | 148 | 137 | 99 | 1.7 | 25 | 0 | 0 | 5.6753 |  | 115.8135 | 42.9332 | 0 | 115.8255 | 9.3727 | 0 | 0 | 17.2316 | 46.5
5240 | 399 | 356 | 183 | 1.5 | 30.2 | 21.4256 | 8.86e-07 | 19.6244 |  | 77.3022 | 21.3792 | 1.9852 | 57.8581 | 5.081 | 0 | 3.9665 | 10.4346 | 44.9701
5241 | 468 | 510 | 225 | 2.1 | 34.2 | 116.0322 | 0 | 33.053 |  | 58.7814 | 11.2241 | 57.3141 | 0 | 9.4854 | 0 | 0 | 10.4346 | 44.2771
5242 | 573 | 705 | 270 | 3.1 | 36.3 | 154.7441 | 0 | 47.6238 |  | 25.4902 | -0.19268 | 129.3447 | 0 | 19.4377 | 1.4586 | 0 | 12.8889 | 45.9725
5243 | 608 | 823 | 292 | 3.4 | 38.5 | 169.5431 | 0 | 56.2263 |  | 25.4902 | -0.95204 | 144.1534 | 0 | 30.5235 | 10.7043 | 0 | 29.8149 | 44.5699
5244 | 721 | 970 | 293 | 4 | 40.1 | 207.6562 | 0 | 66.5032 |  | 25.4901 | -1.4203 | 182.2898 | 0 | 44.5204 | 22.0339 | 0 | 63.1171 | 43.049
5245 | 301 | 817 | 521 | 4 | 40.1 | 74.7934 | 0 | 53.6436 |  | 25.4901 | -0.92389 | 49.3471 | 0 | 48.3336 | 10.3555 | 0 | 78.5038 | 42.3642
5246 | 126 | 569 | 447 | 3.6 | 39 | 0 | 0 | 36.454 |  | 41.2054 | 4.1227 | 0 | 41.2073 | 45.2255 | 0 | 0 | 78.5038 | 40.5767
5247 | 282 | 630 | 396 | 5.8 | 37.4 | 0 | 0 | 42.1932 |  | 41.2054 | 4.4495 | 0 | 41.2075 | 42.1177 | 6.4511 | 0 | 88.6828 | 40.1915
5248 | 266 | 547 | 355 | 5.6 | 37.4 | 0 | 0 | 34.5945 |  | 42.4355 | 4.8488 | 0 | 42.438 | 38.9143 | 0 | 0 | 88.6828 | 39.4433
5249 | 36 | 257 | 235 | 5.9 | 36 | 0 | 0 | 15.1673 |  | 93.9134 | 28.517 | 0 | 93.9195 | 31.6456 | 0 | 0 | 88.6828 | 43.6844
5250 | 1 | 105 | 105 | 4 | 34.8 | 0 | 0 | 5.9865 |  | 125.5928 | 44.6049 | 0 | 125.602 | 21.7805 | 0.31604 | 0 | 89.7146 | 46
5251 | 0 | 28 | 28 | 2.9 | 33.5 | 0 | 0 | 1.464 |  | 127.8878 | 45.8818 | 0 | 127.8984 | 11.7401 | 0 | 0 | 89.7146 | 44.5
5252 | 0 | 0 | 0 | 1.2 | 31.6 | 0 | 0 | 0 |  | 121.9369 | 43.8655 | 0 | 121.9489 | 2.2111 | 0 | 0.0045161 | 89.8694 | 41.4
5253 | 0 | 0 | 0 | 1 | 29.8 | 0 | 0 | 0 |  | 0 | -0.28887 | 0 | 0 | 2.2057 | 0 | 24.9646 | 50.7106 | 24.6757
5254 | 0 | 0 | 0 | 1 | 28.5 | 0 | 0 | 0 |  | 0 | -0.28887 | 0 | 0 | 2.2003 | 0 | 19.895 | 18.3749 | 19.6061
5255 | 0 | 0 | 0 | 1.4 | 28.8 | 0 | 0 | 0 |  | 0 | -0.28887 | 0 | 0 | 2.195 | 0 | 0 | 18.3749 | -0.28887
5256 | 0 | 0 | 0 | 1.7 | 27.8 | 0 | 0 | 0 |  | 0 | -0.28887 | 0 | 0 | 2.1896 | 0 | 0 | 18.3749 | -0.28887
5257 | 0 | 0 | 0 | 2 | 26.5 | 0 | 0 | 0 |  | 0 | -0.28887 | 0 | 0 | 2.1842 | 0 | 0 | 18.3749 | -0.28887
5258 | 0 | 0 | 0 | 1.2 | 26 | 0 | 0 | 0 |  | 0 | -0.28887 | 0 | 0 | 2.1788 | 0 | 0 | 18.3749 | -0.28887
5259 | 0 | 0 | 0 | 1.9 | 25.2 | 0 | 0 | 0 |  | 0 | -0.28887 | 0 | 0 | 2.1734 | 0 | 0 | 18.3749 | -0.28887
5260 | 0 | 0 | 0 | 2.9 | 26.2 | 0 | 0 | 0 |  | 0 | -0.28887 | 0 | 0 | 2.168 | 0 | 0 | 18.3749 | -0.28887
5261 | 0 | 0 | 0 | 0.7 | 23.1 | 0 | 0 | 0 |  | 0 | -0.28887 | 0 | 0 | 2.1626 | 0 | 4.8133 | 10.4735 | 4.5244
5262 | 5 | 16 | 15 | 1.4 | 23.6 | 0 | 0 | 0.62989 |  | 0 | -0.28887 | 0 | 0 | 2.1572 | 0 | 0 | 10.4735 | 0.34102
5263 | 164 | 141 | 100 | 1.5 | 26.5 | 0 | 0 | 5.7157 |  | 0 | -0.28887 | 0 | 0 | 2.1519 | 0 | 0 | 10.4735 | 5.4268
5264 | 371 | 337 | 177 | 0.6 | 29.7 | 14.0323 | -5.9e-07 | 18.6358 |  | 0 | -1.2741 | 14.0407 | 0 | 3.1938 | 0 | 0 | 10.4735 | 17.3616
5265 | 499 | 535 | 231 | 0.9 | 32.1 | 125.2827 | 0 | 34.4503 |  | 0 | -1.3235 | 125.3579 | 0 | 12.6592 | 0 | 0 | 10.4735 | 33.1268
5266 | 593 | 712 | 261 | 1.1 | 34.2 | 161.844 | 0 | 47.253 |  | 0 | -1.4566 | 161.9412 | 0 | 24.9938 | 0 | 0 | 10.4735 | 45.7964
5267 | 670 | 850 | 267 | 1.7 | 35.4 | 190.0461 | 0 | 57.8456 |  | 0 | -1.5855 | 190.1603 | 0 | 39.5171 | 6.4117 | 0 | 20.8794 | 49.8484
5268 | 713 | 925 | 259 | 2.5 | 36.3 | 206.3743 | 0 | 64.1231 |  | 0 | -1.6738 | 206.4983 | 0 | 55.3032 | 12.5782 | 0 | 40.4117 | 49.8711
5269 | 734 | 943 | 248 | 3.4 | 36.6 | 213.0843 | 0 | 66.3022 |  | 0 | -1.7134 | 213.2124 | 0 | 71.6069 | 14.9189 | 0 | 62.9864 | 49.6699
5270 | 718 | 894 | 243 | 5.6 | 36.4 | 202.2773 | 0 | 63.9564 |  | 0 | -1.6499 | 202.399 | 0 | 87.0808 | 12.95 | 0 | 82.4242 | 49.3565
5271 | 665 | 785 | 240 | 6.7 | 35.9 | 163.6267 | 15.1614 | 55.6855 |  | 0 | -1.4483 | 163.8535 | 0 | 99.5972 | 4.4784 | 0 | 89.2603 | 48.7
5272 | 556 | 622 | 238 | 6.3 | 35.3 | 132.9739 | 7.2002 | 42.299 |  | 130.1333 | 22.262 | 0 | -3.0103 | 99.6233 | 0 | 0.1246 | 89.3055 | 47.6
5273 | 445 | 433 | 200 | 4.7 | 35 | 67.2597 | 12.8657 | 26.7887 |  | 68.0136 | 15.2595 | 0 | 0.72538 | 99.6229 | 0 | 0 | 89.3055 | 42.0483
5274 | 299 | 234 | 133 | 4 | 34 | 0 | 0 | 10.902 |  | 61.2945 | 13.3289 | 0 | 61.2986 | 94.94 | 0 | 17.9636 | 61.7627 | 42.1945
5275 | 99 | 67 | 50 | 2.9 | 31.5 | 0 | 0 | 2.4203 |  | 61.2948 | 14.7778 | 0 | 61.2991 | 90.2569 | 0 | 24.68 | 22.0591 | 41.8781
5276 | 1 | 1 | 1 | 2 | 28.6 | 0 | 0 | 0 |  | 113.9718 | 40.7868 | 0 | 113.9802 | 81.3788 | 0 | 3.3797 | 16.5609 | 42.6
5277 | 0 | 0 | 0 | 0.8 | 26.7 | 0 | 0 | 0 |  | 113.9698 | 41.4419 | 0 | 113.9786 | 72.5057 | 2.3026e-06 | 0 | 16.6555 | 39.7
5278 | 0 | 0 | 0 | 0.3 | 25.7 | 0 | 0 | 0 |  | 106.9557 | 38.3626 | 0 | 106.9644 | 64.1998 | 1.6098e-06 | 0 | 16.7223 | 37.2
5279 | 0 | 0 | 0 | 0.5 | 25 | 0 | 0 | 0 |  | 101.716 | 36.1337 | 0 | 101.7246 | 56.3156 | 0 | 0 | 16.7223 | 35.3
5280 | 0 | 0 | 0 | 0.3 | 24.3 | 0 | 0 | 0 |  | 25.4902 | 5.7948 | 0 | 25.4925 | 54.4038 | 0 | 0 | 16.7223 | 5.7948
5281 | 0 | 0 | 0 | 1 | 23.9 | 0 | 0 | 0 |  | 25.4902 | 5.8755 | 0 | 25.4926 | 52.492 | 0 | 0 | 16.7223 | 5.8755
5282 | 0 | 0 | 0 | 0.3 | 23.8 | 0 | 0 | 0 |  | 25.4902 | 5.9224 | 0 | 25.4927 | 50.5804 | 0 | 0 | 16.7223 | 5.9224
5283 | 0 | 0 | 0 | 0.5 | 23.7 | 0 | 0 | 0 |  | 75.3398 | 25.1504 | 0 | 75.3477 | 44.7943 | 0 | 0 | 16.7223 | 25.1504
5284 | 0 | 0 | 0 | 0.3 | 22.4 | 0 | 0 | 0 |  | 108.0563 | 39.9742 | 0 | 108.0683 | 36.3999 | 0 | 0 | 16.7223 | 38.3
5285 | 0 | 0 | 0 | 1.3 | 23.1 | 0 | 0 | 0 |  | 115.9579 | 43.5734 | 0 | 115.9716 | 27.3674 | 0 | 0 | 16.7223 | 41.3
5286 | 13 | 16 | 15 | 1.4 | 23.5 | 0 | 0 | 0.63022 |  | 123.6879 | 47.3243 | 0 | 123.7036 | 17.707 | 0 | 0 | 16.7223 | 44.9
5287 | 282 | 155 | 87 | 0.6 | 25.9 | 0 | 0 | 5.256 |  | 119.7679 | 44.6064 | 0 | 119.7846 | 8.3695 | 0 | 0 | 16.7223 | 47.4
5288 | 535 | 363 | 137 | 0.9 | 30.2 | 0 | 0 | 19.9572 |  | 78.566 | 22.885 | 0 | 78.5784 | 2.3416 | 0 | 3.861 | 10.268 | 46.7032
5289 | 651 | 566 | 175 | 2.3 | 34.2 | 104.8491 | 0 | 37.5509 |  | 49.1272 | 7.1079 | 74.3506 | 18.575 | 6.6383 | 0 | 0 | 10.268 | 44.6589
5290 | 739 | 747 | 191 | 3 | 36.4 | 205.2527 | 0 | 51.5397 |  | 27.7881 | -0.054429 | 177.5831 | 0 | 20.313 | 0 | 0 | 10.268 | 50
5291 | 772 | 875 | 207 | 4 | 37.9 | 220.0262 | 0 | 61.5151 |  | 27.7881 | -0.65325 | 192.3673 | 0 | 35.1286 | 0 | 0 | 10.268 | 50
5292 | 764 | 941 | 230 | 5.1 | 38.9 | 220.0311 | 0 | 66.8253 |  | 27.7881 | -0.8928 | 192.3735 | 0 | 49.9315 | 1.4927 | 0 | 12.7849 | 50
5293 | 750 | 956 | 247 | 5.9 | 39.8 | 215.5148 | 0 | 67.8939 |  | 27.7881 | -1.0006 | 187.8552 | 0 | 64.3672 | 22.4923 | 0 | 47.3273 | 44.401
5294 | 705 | 901 | 260 | 6.8 | 40.3 | 196.8927 | 0 | 63.6109 |  | 27.7881 | -0.93747 | 169.2215 | 0 | 77.3499 | 18.8496 | 0 | 75.3732 | 43.8238
5295 | 654 | 792 | 254 | 7.3 | 40.4 | 176.154 | 0 | 55.0496 |  | 27.7881 | -0.83973 | 148.4684 | 0 | 88.7143 | 9.2754 | 0 | 89.282 | 44.9345
5296 | 556 | 632 | 247 | 6.3 | 40.6 | 140.686 | 0 | 41.9619 |  | 28.9457 | -0.45399 | 111.8171 | 0 | 97.2477 | 0 | 0 | 89.282 | 41.5079
5297 | 415 | 436 | 217 | 5.7 | 40.2 | 90.9268 | 0 | 26.1117 |  | 69.2853 | 15.7363 | 21.6873 | 0 | 98.8436 | 0 | 0 | 89.282 | 41.848
5298 | 244 | 233 | 150 | 3.9 | 38.1 | 0 | 0 | 11.0889 |  | 57.6998 | 10.8067 | 0 | 57.7018 | 94.4446 | 0 | 18.5144 | 61.5449 | 40.41
5299 | 51 | 65 | 56 | 1.9 | 35 | 0 | 0 | 2.626 |  | 58.2455 | 11.7335 | 0 | 58.2478 | 90.0022 | 0 | 24.9502 | 21.4559 | 39.3097
5300 | 1 | 1 | 1 | 1.1 | 30.4 | 0 | 0 | 0 |  | 115.252 | 40.8304 | 0 | 115.2568 | 81.0163 | 0 | 2.5674 | 17.3017 | 41.8
5301 | 0 | 0 | 0 | 1.2 | 29.4 | 0 | 0 | 0 |  | 115.2534 | 41.1745 | 0 | 115.2586 | 72.0332 | 0 | 0 | 17.3017 | 39.5
5302 | 0 | 0 | 0 | 0.6 | 28.4 | 0 | 0 | 0 |  | 108.057 | 37.9101 | 0 | 108.0623 | 63.638 | 0 | 0 | 17.3017 | 37
5303 | 0 | 0 | 0 | 0.9 | 29.6 | 0 | 0 | 0 |  | 103.8422 | 35.3533 | 0 | 103.8477 | 55.5802 | 0 | 0 | 17.3017 | 35.1
5304 | 0 | 0 | 0 | 0.7 | 29.1 | 0 | 0 | 0 |  | 100.1447 | 33.7359 | 0 | 100.1506 | 47.8225 | 0 | 0 | 17.3017 | 33.7359
5305 | 0 | 0 | 0 | 0.7 | 28.3 | 0 | 0 | 0 |  | 57.0679 | 15.3613 | 0 | 57.0716 | 43.4736 | 0 | 0 | 17.3017 | 15.3613
5306 | 0 | 0 | 0 | 0.7 | 28 | 0 | 0 | 0 |  | 25.4902 | 4.7706 | 0 | 25.492 | 41.5627 | 0 | 0 | 17.3017 | 4.7706
5307 | 0 | 0 | 0 | 0.9 | 27.1 | 0 | 0 | 0 |  | 25.4902 | 5.1024 | 0 | 25.4921 | 39.6519 | 0 | 0 | 17.3017 | 5.1024
5308 | 0 | 0 | 0 | 1.2 | 26.7 | 0 | 0 | 0 |  | 97.221 | 33.3229 | 0 | 97.2291 | 32.13 | 0 | 0 | 17.3017 | 33.2
5309 | 0 | 0 | 0 | 0.7 | 26 | 0 | 0 | 0 |  | 101.4844 | 35.617 | 0 | 101.4936 | 24.2673 | 0 | 0 | 17.3017 | 35
5310 | 5 | 14 | 14 | 1.3 | 26.3 | 0 | 0 | 0.57753 |  | 108.901 | 39.0656 | 0 | 108.9119 | 15.8097 | 0 | 0 | 17.3017 | 38.4
5311 | 166 | 138 | 96 | 2.2 | 28.3 | 0 | 0 | 5.4989 |  | 104.6016 | 36.1599 | 0 | 104.6134 | 7.7008 | 0 | 0 | 17.3017 | 41.2
5312 | 383 | 334 | 170 | 2.1 | 31.5 | 16.5708 | 3.48e-07 | 18.6495 |  | 65.2705 | 15.399 | 3.1092 | 51.8075 | 3.9818 | 0 | 4.1987 | 10.4838 | 38.2471
5313 | 467 | 528 | 244 | 4.1 | 33.7 | 113.9829 | 0 | 34.8728 |  | 38.2328 | 4.1782 | 75.8143 | 0 | 9.8236 | 0 | 0 | 10.4838 | 39.051
5314 | 527 | 669 | 271 | 3.2 | 34.6 | 140.655 | 0 | 46.0338 |  | 25.4902 | 0.59501 | 115.2473 | 0 | 18.6849 | 0 | 0 | 10.4838 | 44.6
5315 | 653 | 832 | 261 | 2.2 | 36.1 | 184.5204 | 0 | 57.1481 |  | 25.4902 | -0.24009 | 159.1396 | 0 | 30.9053 | 0 | 0 | 10.4838 | 44.5
5316 | 715 | 910 | 240 | 2.7 | 37.4 | 206.864 | 0 | 63.3057 |  | 25.4901 | -0.82817 | 181.4968 | 0 | 44.8281 | 0 | 0 | 10.4838 | 43.4
5317 | 561 | 897 | 360 | 4.5 | 38.4 | 157.1654 | 0 | 62.2377 |  | 25.4902 | -0.87342 | 131.768 | 0 | 54.9353 | 7.0588 | 0 | 21.8818 | 42.7
5318 | 737 | 892 | 223 | 6 | 38.9 | 207.8261 | 0 | 63.6009 |  | 25.4901 | -1.2288 | 182.4577 | 0 | 68.8965 | 24.924 | 0 | 59.6736 | 37.4482
5319 | 699 | 791 | 218 | 6.4 | 39.2 | 190.9674 | 0 | 55.5897 |  | 25.4901 | -1.1951 | 165.5867 | 0 | 81.5461 | 17.5415 | 0 | 85.5336 | 36.8531
5320 | 605 | 625 | 209 | 5.9 | 39.1 | 155.4545 | 0 | 42.1488 |  | 25.4901 | -1.0172 | 130.0491 | 0 | 91.4602 | 1.9189 | 0 | 88.5856 | 39.2126
5321 | 488 | 434 | 179 | 4.6 | 38.9 | 112.0266 | 0 | 26.4694 |  | 25.49 | -0.82976 | 86.5909 | 0 | 98.0422 | 0 | 10.3468 | 73.2164 | 35.9865
5322 | 318 | 232 | 125 | 5 | 36.5 | 0 | 0 | 10.5458 |  | 29.4357 | 1.5407 | 0 | 29.4368 | 95.8335 | 0 | 24.966 | 34.2056 | 37.0525
5323 | 72 | 59 | 46 | 5.6 | 32.8 | 0 | 0 | 2.2042 |  | 94.8082 | 29.7314 | 0 | 94.812 | 88.4971 | 0 | 7.744 | 21.8798 | 39.6795
5324 | 0 | 1 | 1 | 4.4 | 30.3 | 0 | 0 | 0 |  | 105.1148 | 35.7324 | 0 | 105.1194 | 80.335 | 0 | 2.9862 | 17.1671 | 38.4
5325 | 0 | 0 | 0 | 3 | 27 | 0 | 0 | 0 |  | 105.1151 | 37.0052 | 0 | 105.1201 | 72.1776 | 0 | 0 | 17.1671 | 36.2
5326 | 0 | 0 | 0 | 1.1 | 23.4 | 0 | 0 | 0 |  | 97.9003 | 35.0561 | 0 | 97.9053 | 64.5983 | 0 | 0 | 17.1671 | 34.1
5327 | 0 | 0 | 0 | 0.9 | 23.5 | 0 | 0 | 0 |  | 93.3918 | 32.9952 | 0 | 93.3969 | 57.3802 | 0 | 0 | 17.1671 | 32.3
5328 | 0 | 0 | 0 | 0.9 | 24.4 | 0 | 0 | 0 |  | 91.2443 | 31.663 | 0 | 91.2498 | 50.3346 | 2.3763e-07 | 0 | 17.1671 | 31.3
5329 | 0 | 0 | 0 | 1.7 | 23.7 | 0 | 0 | 0 |  | 89.1638 | 31.0321 | 0 | 89.1696 | 43.4542 | 1.6768e-09 | 0 | 17.1671 | 30.6
5330 | 0 | 0 | 0 | 1.2 | 24.5 | 0 | 0 | 0 |  | 88.7415 | 30.4952 | 0 | 88.7478 | 36.6082 | 2.9868e-09 | 0 | 17.1671 | 30.3
5331 | 0 | 0 | 0 | 1.1 | 24 | 0 | 0 | 0 |  | 88.742 | 30.699 | 0 | 88.7489 | 29.7625 | 0 | 0 | 17.1671 | 30.5
5332 | 0 | 0 | 0 | 0.9 | 23.9 | 0 | 0 | 0 |  | 31.2398 | 7.9336 | 0 | 31.2425 | 27.4215 | 0 | 0 | 17.1671 | 7.9336
5333 | 0 | 0 | 0 | 1.1 | 24 | 0 | 0 | 0 |  | 85.6707 | 29.3288 | 0 | 85.6788 | 20.8212 | 0 | 0 | 17.1671 | 29.3288
5334 | 1 | 9 | 9 | 1.2 | 24.6 | 0 | 0 | 0.36596 |  | 85.6704 | 29.0481 | 0 | 85.6795 | 14.2227 | 0 | 3.5479 | 11.4024 | 32.962
5335 | 148 | 141 | 103 | 1.9 | 25.9 | 0 | 0 | 5.8706 |  | 85.6701 | 28.3821 | 0 | 85.6803 | 7.6278 | 0 | 0.57313 | 10.4194 | 34.8258
5336 | 320 | 292 | 150 | 5 | 27.3 | 0 | 0 | 16.5709 |  | 64.2343 | 18.6512 | 0 | 64.2432 | 2.7267 | 0 | 0 | 10.4194 | 35.2221
5337 | 549 | 522 | 189 | 5.2 | 29.2 | 72.5609 | 0 | 35.6764 |  | 25.4902 | 3.1007 | 59.0315 | 11.9209 | 6.345 | 0 | 0 | 10.4194 | 38.1
5338 | 658 | 703 | 206 | 3 | 31.7 | 180.6129 | 0 | 49.6042 |  | 25.4902 | 1.8674 | 155.2287 | 0 | 18.224 | 0 | 0 | 10.4194 | 39.2
5339 | 692 | 832 | 231 | 2.1 | 33.5 | 196.7253 | 0 | 58.319 |  | 25.4902 | 0.8934 | 171.351 | 0 | 31.3445 | 0.85964 | 0 | 11.8821 | 39.6
5340 | 654 | 859 | 247 | 2.1 | 34.9 | 188.0035 | 0 | 60.242 |  | 25.4902 | 0.26984 | 162.6234 | 0 | 43.7919 | 24.9631 | 0 | 50.0927 | 35.5488
5341 | 709 | 901 | 230 | 4.4 | 35.4 | 204.2113 | 0 | 65.0242 |  | 25.4902 | -0.039299 | 178.8395 | 0 | 57.4632 | 24.9826 | 0 | 86.8399 | 37.9
5342 | 143 | 536 | 396 | 5.3 | 33.4 | 0 | 0 | 35.6359 |  | 25.4902 | 2.1984 | 0 | 25.4913 | 55.5514 | 0.85528 | 0 | 88.0995 | 36.979
5343 | 164 | 473 | 335 | 4.2 | 32.8 | 0 | 0 | 31.4724 |  | 25.4902 | 2.5792 | 0 | 25.4914 | 53.6397 | 0 | 0 | 88.0995 | 34.0516
5344 | 82 | 377 | 314 | 3.7 | 33 | 0 | 0 | 23.3778 |  | 25.4902 | 2.4781 | 0 | 25.4916 | 51.7281 | 0 | 0 | 88.0995 | 25.8559
5345 | 43 | 260 | 233 | 3.4 | 31.2 | 0 | 0 | 15.5869 |  | 25.4902 | 3.3873 | 0 | 25.4917 | 49.8166 | 0 | 0 | 88.0995 | 18.9742
5346 | 207 | 237 | 172 | 3 | 30.5 | 0 | 0 | 12.1503 |  | 25.4902 | 3.7138 | 0 | 25.4918 | 47.9052 | 0 | 22.0962 | 55.1934 | 37.9603
5347 | 55 | 63 | 53 | 2 | 29.6 | 0 | 0 | 2.4945 |  | 77.1822 | 22.7447 | 0 | 77.1876 | 41.9756 | 0 | 12.0401 | 36.3684 | 37.2792
5348 | 0 | 0 | 0 | 1.3 | 27.7 | 0 | 0 | 0 |  | 77.1826 | 23.8336 | 0 | 77.1885 | 36.0463 | 0 | 11.9101 | 17.1273 | 35.7437
5349 | 0 | 0 | 0 | 0.8 | 26.5 | 0 | 0 | 0 |  | 25.4902 | 5.2356 | 0 | 25.4923 | 34.1361 | 0 | 0 | 17.1273 | 5.2356
5350 | 0 | 0 | 0 | 0.6 | 24.7 | 0 | 0 | 0 |  | 25.4902 | 5.6372 | 0 | 25.4925 | 32.2262 | 0 | 0 | 17.1273 | 5.6372
5351 | 0 | 0 | 0 | 0.7 | 24.2 | 0 | 0 | 0 |  | 25.4902 | 5.8085 | 0 | 25.4927 | 30.3165 | 0 | 0 | 17.1273 | 5.8085
5352 | 0 | 0 | 0 | 0.4 | 23.7 | 0 | 0 | 0 |  | 25.4902 | 5.9379 | 0 | 25.4929 | 28.407 | 0 | 0 | 17.1273 | 5.9379
5353 | 0 | 0 | 0 | 0.6 | 23.7 | 0 | 0 | 0 |  | 25.4902 | 5.9295 | 0 | 25.4931 | 26.4978 | 0 | 0 | 17.1273 | 5.9295
5354 | 0 | 0 | 0 | 0.5 | 22.8 | 0 | 0 | 0 |  | 25.4902 | 6.0752 | 0 | 25.4933 | 24.5889 | 0 | 0 | 17.1273 | 6.0752
5355 | 0 | 0 | 0 | 0.7 | 23.4 | 0 | 0 | 0 |  | 25.4902 | 5.9759 | 0 | 25.4936 | 22.6804 | 0 | 0 | 17.1273 | 5.9759
5356 | 0 | 0 | 0 | 0.9 | 22.8 | 0 | 0 | 0 |  | 25.4902 | 6.0557 | 0 | 25.4938 | 20.7722 | 0 | 0 | 17.1273 | 6.0557
5357 | 0 | 0 | 0 | 1.4 | 22.3 | 0 | 0 | 0 |  | 25.4902 | 6.1499 | 0 | 25.4941 | 18.8645 | 0 | 0 | 17.1273 | 6.1499
5358 | 23 | 14 | 11 | 1.5 | 22 | 0 | 0 | 0.45845 |  | 101.6884 | 37.0441 | 0 | 101.7051 | 10.9856 | 0 | 4.0983 | 10.3515 | 40.4
5359 | 374 | 151 | 65 | 1.1 | 24.6 | 0 | 0 | 4.2829 |  | 95.9897 | 33.4758 | 0 | 96.0071 | 3.5698 | 0 | 0 | 10.3515 | 37.7587
5360 | 605 | 356 | 104 | 0.5 | 28.2 | 74.3007 | 0 | 19.93 |  | 75.7453 | 21.5775 | 33.499 | 34.9785 | 3.3326 | 0 | 0 | 10.3515 | 41.5075
5361 | 708 | 571 | 150 | 1.4 | 29.8 | 185.3026 | 0 | 38.8226 |  | 29.9581 | 4.0167 | 155.3181 | 0 | 15.0699 | 0 | 0 | 10.3515 | 42.8393
5362 | 734 | 756 | 207 | 2.6 | 31.5 | 204.0526 | 0 | 53.3833 |  | 25.4902 | 1.8808 | 178.6531 | 0 | 28.5919 | 3.269 | 0 | 15.7655 | 45
5363 | 815 | 938 | 237 | 4.5 | 32.5 | 232.9598 | 0 | 67.7979 |  | 25.4902 | 1.1938 | 207.7243 | 0 | 44.3101 | 24.9655 | 0 | 53.8398 | 44.0262
5364 | 447 | 806 | 390 | 5.2 | 32.5 | 119.5039 | 0 | 57.9974 |  | 25.4902 | 1.7216 | 94.0636 | 0 | 51.4308 | 18.6889 | 0 | 81.4522 | 41.0301
5365 | 234 | 642 | 415 | 5.7 | 32.4 | 0 | 0 | 45.0801 |  | 25.4902 | 2.6995 | 0 | 25.4913 | 49.5193 | 4.7502 | 0 | 88.6911 | 43
5366 | 30 | 398 | 364 | 5.9 | 31 | 0 | 0 | 25.3254 |  | 25.4902 | 3.4867 | 0 | 25.4915 | 47.608 | 0 | 11.9463 | 70.8704 | 40.7583
5367 | 93 | 440 | 363 | 5.7 | 30.6 | 0 | 0 | 28.7804 |  | 25.4902 | 3.6721 | 0 | 25.4916 | 45.6968 | 0 | 8.0779 | 58.6744 | 40.5304
5368 | 264 | 508 | 321 | 5.1 | 30.2 | 0 | 0 | 34.0759 |  | 25.4902 | 3.859 | 0 | 25.4918 | 43.7856 | 0 | 2.172 | 55.5045 | 40.1069
5369 | 512 | 434 | 175 | 5 | 29.6 | 53.8775 | 0 | 28.1177 |  | 25.4902 | 3.0575 | 42.2164 | 13.8135 | 45.9292 | 0 | 8.0969 | 43.0671 | 39.2721
5370 | 566 | 258 | 77 | 4.8 | 28.8 | 106.3651 | 0 | 10.8895 |  | 61.1069 | 15.5778 | 45.2881 | 0 | 49.2682 | 0 | 13.6065 | 21.1885 | 40.0738
5371 | 201 | 61 | 31 | 4.6 | 27.1 | 0 | 0 | 1.4255 |  | 108.3451 | 38.4423 | 0 | 108.3522 | 40.8528 | 0 | 2.1383 | 17.7184 | 41
5372 | 0 | 0 | 0 | 4.8 | 25 | 0 | 0 | 0 |  | 108.3508 | 39.3021 | 0 | 108.3586 | 32.4372 | 0 | 0 | 17.7184 | 37.9
5373 | 0 | 0 | 0 | 4 | 23.6 | 0 | 0 | 0 |  | 25.4902 | 5.9861 | 0 | 25.4922 | 30.5275 | 0 | 0 | 17.7184 | 5.9861
5374 | 0 | 0 | 0 | 2.9 | 23.1 | 0 | 0 | 0 |  | 25.4902 | 6.0464 | 0 | 25.4924 | 28.618 | 0 | 0 | 17.7184 | 6.0464
5375 | 0 | 0 | 0 | 2.6 | 22.9 | 0 | 0 | 0 |  | 25.4902 | 6.0813 | 0 | 25.4926 | 26.7088 | 0 | 0 | 17.7184 | 6.0813
5376 | 0 | 0 | 0 | 1.7 | 22.6 | 0 | 0 | 0 |  | 25.4902 | 6.1364 | 0 | 25.4929 | 24.8 | 0 | 0 | 17.7184 | 6.1364
5377 | 0 | 0 | 0 | 1.2 | 21.7 | 0 | 0 | 0 |  | 25.4902 | 6.1523 | 0 | 25.4931 | 22.8913 | 0 | 0 | 17.7184 | 6.1523
5378 | 0 | 0 | 0 | 1.1 | 21.9 | 0 | 0 | 0 |  | 25.4902 | 6.1004 | 0 | 25.4933 | 20.9831 | 0 | 0 | 17.7184 | 6.1004
5379 | 0 | 0 | 0 | 1 | 21.6 | 0 | 0 | 0 |  | 25.4902 | 6.1523 | 0 | 25.4936 | 19.0754 | 0 | 0 | 17.7184 | 6.1523
5380 | 0 | 0 | 0 | 1.5 | 21.2 | 0 | 0 | 0 |  | 25.4902 | 6.2226 | 0 | 25.4939 | 17.1681 | 0 | 0 | 17.7184 | 6.2226
5381 | 0 | 0 | 0 | 1.5 | 20.8 | 0 | 0 | 0 |  | 25.4902 | 6.29 | 0 | 25.4942 | 15.2615 | 0 | 0 | 17.7184 | 6.29
5382 | 0 | 7 | 7 | 0.7 | 20.9 | 0 | 0 | 0.28654 |  | 55.9173 | 18.1356 | 0 | 55.9269 | 11.0074 | 0 | 0 | 17.7184 | 18.4221
5383 | 20 | 78 | 72 | 0.7 | 22.1 | 0 | 0 | 4.1629 |  | 55.9174 | 17.7822 | 0 | 55.9279 | 6.7556 | 0 | 0 | 17.7184 | 21.9451
5384 | 362 | 337 | 181 | 3.2 | 24.9 | 9.7988 | -2.11e-07 | 19.6678 |  | 55.9177 | 15.719 | 2.3485 | 48.4754 | 3.2371 | 0 | 4.4351 | 10.268 | 39.8218
5385 | 523 | 492 | 181 | 3.9 | 26.4 | 130.1781 | 0 | 34.4865 |  | 38.9735 | 8.823 | 91.2445 | 0 | 10.0525 | 0 | 0 | 10.268 | 43.3095
5386 | 800 | 734 | 140 | 5.1 | 27.6 | 221.5257 | 0 | 54.5228 |  | 25.4902 | 3.4457 | 196.1088 | 0 | 24.7994 | 0 | 0 | 10.268 | 44.9
5387 | 828 | 863 | 156 | 5.8 | 28.8 | 235.4339 | 0 | 65.0376 |  | 25.4902 | 2.9255 | 210.0187 | 0 | 40.6075 | 0 | 0 | 10.268 | 44.3
5388 | 762 | 900 | 196 | 6.8 | 29.1 | 217.1977 | 0 | 67.9884 |  | 25.4902 | 2.9415 | 191.7724 | 0 | 55.0392 | 0 | 0 | 10.268 | 43.3
5389 | 689 | 970 | 323 | 7.3 | 29.5 | 194.2668 | 0 | 72.1955 |  | 25.4902 | 2.9096 | 168.8296 | 0 | 67.7359 | 15.756 | 0 | 34.9316 | 43
5390 | 323 | 701 | 405 | 7.1 | 29 | 76.1804 | 0 | 50.2647 |  | 25.4902 | 3.5156 | 50.708 | 0 | 71.5473 | 12.266 | 0 | 53.579 | 41.5142
5391 | 607 | 788 | 296 | 6.8 | 29.1 | 162.0566 | 0 | 57.5576 |  | 25.4902 | 3.2188 | 136.5988 | 0 | 81.7979 | 19.3976 | 0 | 82.6457 | 41.3788
5392 | 520 | 625 | 271 | 6.2 | 28.5 | 129.643 | 0 | 44.0623 |  | 25.4902 | 3.5639 | 104.1716 | 0 | 89.6029 | 4.2197 | 0 | 88.9453 | 41.6
5393 | 371 | 373 | 193 | 6 | 27.4 | 77.6081 | 0 | 24.7013 |  | 25.4902 | 4.1245 | 52.1235 | 0 | 93.4977 | 0 | 11.8267 | 71.168 | 40.6524
5394 | 318 | 212 | 110 | 5.4 | 26.5 | 0 | 0 | 10.1089 |  | 31.4382 | 7.2774 | 0 | 31.4397 | 91.1385 | 0 | 24.9626 | 31.9608 | 42.349
5395 | 55 | 43 | 34 | 4.6 | 25 | 0 | 0 | 1.6964 |  | 99.6003 | 35.2114 | 0 | 99.6051 | 83.4238 | 0 | 4.9243 | 24.1474 | 41.1
5396 | 0 | 0 | 0 | 4.2 | 23.8 | 0 | 0 | 0 |  | 99.6007 | 35.6701 | 0 | 99.6058 | 75.7084 | 0 | 3.3918 | 18.8244 | 38.1
5397 | 0 | 0 | 0 | 3.9 | 22.9 | 0 | 0 | 0 |  | 99.602 | 35.9989 | 0 | 99.6075 | 67.9924 | 0 | 0.93426 | 17.3816 | 35.8
5398 | 0 | 0 | 0 | 3.4 | 22.2 | 0 | 0 | 0 |  | 96.1401 | 34.6681 | 0 | 96.1458 | 60.5532 | 0 | 0 | 17.3816 | 33.6
5399 | 0 | 0 | 0 | 3.4 | 21.8 | 0 | 0 | 0 |  | 64.1319 | 21.4601 | 0 | 64.136 | 55.6476 | 0 | 0 | 17.3816 | 21.4601
5400 | 0 | 0 | 0 | 2.9 | 21.8 | 0 | 0 | 0 |  | 53.8015 | 17.3225 | 0 | 53.8052 | 51.5542 | 0 | 0 | 17.3816 | 17.3225
5401 | 0 | 0 | 0 | 2.8 | 21.6 | 0 | 0 | 0 |  | 25.4902 | 6.2137 | 0 | 25.4921 | 49.6425 | 0 | 0 | 17.3816 | 6.2137
5402 | 0 | 0 | 0 | 2.7 | 21.4 | 0 | 0 | 0 |  | 89.8402 | 32.1367 | 0 | 89.8473 | 42.7066 | 0 | 0 | 17.3816 | 31.2
5403 | 0 | 0 | 0 | 2.1 | 21 | 0 | 0 | 0 |  | 94.2109 | 34.1492 | 0 | 94.219 | 35.422 | 0 | 0 | 17.3816 | 33
5404 | 0 | 0 | 0 | 1.8 | 20.7 | 0 | 0 | 0 |  | 98.8437 | 36.2766 | 0 | 98.8529 | 27.7672 | 0 | 0 | 17.3816 | 34.9
5405 | 0 | 0 | 0 | 0.7 | 20.4 | 0 | 0 | 0 |  | 103.6656 | 38.5114 | 0 | 103.6762 | 19.7263 | 0 | 0.42396 | 16.8724 | 37.3
5406 | 19 | 13 | 11 | 1.4 | 20 | 0 | 0 | 0.46328 |  | 103.6655 | 38.5962 | 0 | 103.6772 | 11.6871 | 0 | 2.6969 | 12.3162 | 40.1
5407 | 344 | 142 | 64 | 1 | 22.1 | 0 | 0 | 4.2676 |  | 103.6663 | 37.9889 | 0 | 103.6796 | 3.6544 | 0 | 1.1166 | 10.4007 | 42
5408 | 597 | 345 | 99 | 1.1 | 23.8 | 71.6598 | 0 | 20.0951 |  | 73.6073 | 23.1814 | 32.7376 | 34.6523 | 3.4598 | 0 | 0 | 10.4007 | 43.2764
5409 | 744 | 550 | 110 | 1.7 | 25.7 | 195.4111 | 0 | 38.7114 |  | 73.418 | 22.1 | 122.1045 | 0 | 12.7391 | 0 | 0 | 10.4007 | 44.8
5410 | 820 | 726 | 116 | 1.7 | 27.8 | 230.6574 | 0 | 52.3745 |  | 73.4175 | 20.711 | 157.3743 | 0 | 24.7365 | 0 | 0 | 10.4007 | 45.9
5411 | 842 | 854 | 134 | 1.8 | 29.3 | 243.7354 | 0 | 61.3299 |  | 73.4178 | 19.7098 | 170.4604 | 0 | 37.7385 | 0 | 0 | 10.4007 | 45.6
5412 | 778 | 903 | 185 | 2 | 30.6 | 227.2374 | 0 | 65.0168 |  | 73.4167 | 19.0677 | 153.9539 | 0 | 49.4785 | 0 | 0 | 10.4007 | 44.7
5413 | 362 | 593 | 251 | 2.8 | 31.1 | 95.3236 | 0 | 43.7818 |  | 73.4167 | 19.355 | 21.9614 | 0 | 51.1323 | 0 | 0 | 10.4007 | 44.2
5414 | 851 | 940 | 181 | 4.1 | 32.2 | 245.5155 | 0 | 68.8623 |  | 73.4171 | 18.087 | 172.242 | 0 | 64.2621 | 0 | 0 | 10.4007 | 43.9
5415 | 809 | 795 | 147 | 4.6 | 32.3 | 226.5034 | 0 | 58.4252 |  | 73.4171 | 18.183 | 153.2185 | 0 | 75.9356 | 12.146 | 0 | 29.6212 | 43.4
5416 | 767 | 634 | 121 | 5.8 | 32.5 | 202.5634 | 0 | 45.636 |  | 73.4168 | 18.2376 | 129.2643 | 0 | 85.7759 | 24.3449 | 0 | 66.295 | 39.5287
5417 | 680 | 443 | 102 | 6.3 | 31.9 | 161.2585 | 0 | 28.8715 |  | 73.417 | 18.7245 | 87.9346 | 0 | 92.4573 | 8.6738 | 0 | 79.1003 | 38.9222
5418 | 522 | 237 | 74 | 5.6 | 30.6 | 94.2241 | 0 | 10.1365 |  | 88.567 | 26.5923 | 5.711 | 0 | 92.8255 | 0 | 4.8786 | 71.9856 | 41.6073
5419 | 191 | 57 | 30 | 2.7 | 29.1 | 0 | 0 | 1.3443 |  | 88.5597 | 28.1481 | 0 | 88.5624 | 85.9935 | 0 | 10.8687 | 55.4891 | 40.3611
5420 | 0 | 0 | 0 | 3.6 | 25.8 | 0 | 0 | 0 |  | 88.5617 | 29.8774 | 0 | 88.5647 | 79.1608 | 0 | 8.6844 | 42.1013 | 38.5618
5421 | 0 | 0 | 0 | 2.8 | 24.4 | 0 | 0 | 0 |  | 88.5621 | 30.5356 | 0 | 88.5655 | 72.3275 | 0 | 6.2455 | 32.3748 | 36.5
5422 | 0 | 0 | 0 | 0.8 | 23.6 | 0 | 0 | 0 |  | 88.5625 | 30.8622 | 0 | 88.5662 | 65.4939 | 0 | 3.9148 | 26.2243 | 34.3
5423 | 0 | 0 | 0 | 0.7 | 23 | 0 | 0 | 0 |  | 88.5623 | 31.0945 | 0 | 88.5664 | 58.6603 | 0 | 2.1227 | 22.875 | 32.6
5424 | 0 | 0 | 0 | 0.3 | 22.7 | 0 | 0 | 0 |  | 88.5572 | 31.2008 | 0 | 88.5617 | 51.8271 | 0 | 1.0809 | 21.1677 | 31.6
5425 | 0 | 0 | 0 | 0.8 | 22.7 | 0 | 0 | 0 |  | 88.5572 | 31.1889 | 0 | 88.5621 | 44.9943 | 0 | 0.38253 | 20.5735 | 30.9
5426 | 0 | 0 | 0 | 1 | 21.4 | 0 | 0 | 0 |  | 88.5573 | 31.6252 | 0 | 88.5627 | 38.1608 | 0 | 0.012179 | 20.5709 | 30.7
5427 | 0 | 0 | 0 | 0.9 | 21.4 | 0 | 0 | 0 |  | 88.5573 | 31.6093 | 0 | 88.5633 | 31.328 | 0 | 0.21163 | 20.2388 | 30.9
5428 | 0 | 0 | 0 | 1.4 | 20.6 | 0 | 0 | 0 |  | 88.5574 | 31.8213 | 0 | 88.5642 | 24.4954 | 0 | 0.0020172 | 20.2432 | 30.8
5429 | 0 | 0 | 0 | 1.2 | 20.8 | 0 | 0 | 0 |  | 88.5574 | 31.7418 | 0 | 88.565 | 17.6642 | 0 | 0.92224 | 18.7411 | 31.7
5430 | 39 | 14 | 10 | 0.8 | 20.5 | 0 | 0 | 0.41794 |  | 89.5128 | 32.2056 | 0 | 89.5215 | 10.7591 | 0 | 2.286 | 14.9418 | 33.9
5431 | 461 | 150 | 49 | 1.3 | 22.5 | 0 | 0 | 3.726 |  | 89.5124 | 31.5431 | 0 | 89.5227 | 3.86 | 0 | 1.4498 | 12.4957 | 36.1
5432 | 690 | 356 | 73 | 1.8 | 26.3 | 95.3606 | 0 | 20.5074 |  | 89.5121 | 28.6675 | 41.7566 | 35.8613 | 4.2401 | 0 | 0 | 12.4957 | 37.8
5433 | 795 | 558 | 89 | 2.1 | 29.1 | 209.8283 | 0 | 39.0823 |  | 95.9036 | 30.2561 | 114.0444 | 0 | 12.9016 | 0 | 0 | 12.4957 | 39
5434 | 846 | 728 | 100 | 1.4 | 31.4 | 238.6983 | 0 | 51.4202 |  | 95.9023 | 29.1541 | 142.935 | 0 | 23.7997 | 0 | 0 | 12.4957 | 40.1
5435 | 876 | 854 | 107 | 1.6 | 32.9 | 254.4945 | 0 | 60.5977 |  | 95.9027 | 28.5161 | 158.7408 | 0 | 35.9195 | 0 | 0 | 12.4957 | 40.3
5436 | 892 | 928 | 110 | 2.9 | 34 | 262.7819 | 0 | 67.0855 |  | 95.9034 | 28.1356 | 167.0324 | 0 | 48.682 | 0 | 0 | 12.4957 | 39.6
5437 | 891 | 940 | 112 | 5.3 | 34.1 | 260.8737 | 0 | 69.6222 |  | 95.902 | 28.1298 | 165.1243 | 0 | 61.3067 | 0 | 0 | 12.4957 | 38.9
5438 | 873 | 890 | 113 | 5.7 | 33.8 | 250.5802 | 0 | 65.9839 |  | 95.9036 | 28.3026 | 154.8226 | 0 | 73.1497 | 0 | 0 | 12.4957 | 38.5
5439 | 840 | 784 | 111 | 5.4 | 34.3 | 235.0765 | 0 | 57.3454 |  | 95.8998 | 28.2992 | 139.3127 | 0 | 83.8084 | 0 | 0 | 12.4957 | 38.2
5440 | 788 | 629 | 103 | 5.4 | 33.6 | 209.0994 | 0 | 45.1857 |  | 95.9037 | 28.6548 | 113.3156 | 0 | 92.4783 | 8.4644 | 0 | 26.0135 | 37.8
5441 | 705 | 441 | 90 | 5.1 | 33.4 | 169.2224 | 0 | 28.5981 |  | 95.91 | 28.9166 | 73.4083 | 0 | 98.0847 | 20.512 | 0 | 57.2111 | 37.0027
5442 | 549 | 236 | 66 | 4 | 32 | 101.4289 | 0 | 9.8071 |  | 95.8999 | 29.5931 | 5.5851 | 0 | 98.4759 | 0.60018 | 0 | 57.9926 | 38.8001
5443 | 206 | 56 | 27 | 1.6 | 30.1 | 0 | 0 | 1.182 |  | 95.9046 | 31.2092 | 0 | 95.9072 | 91.0555 | 0 | 6.5426 | 48.0527 | 38.9338
5444 | 0 | 0 | 0 | 0.9 | 27.7 | 0 | 0 | 0 |  | 95.9033 | 32.3393 | 0 | 95.9061 | 83.6373 | 0 | 5.008 | 40.3552 | 37.3472
5445 | 0 | 0 | 0 | 2.9 | 25.6 | 0 | 0 | 0 |  | 95.9047 | 33.2812 | 0 | 95.9079 | 76.219 | 0 | 2.4941 | 36.5331 | 35.4
5446 | 0 | 0 | 0 | 1.9 | 23.8 | 0 | 0 | 0 |  | 95.9049 | 34.0298 | 0 | 95.9084 | 68.7998 | 0 | 0.15616 | 36.3512 | 33.4
5447 | 0 | 0 | 0 | 0.9 | 23.3 | 0 | 0 | 0 |  | 92.2988 | 32.6158 | 0 | 92.3026 | 61.6693 | 1.8221e-06 | 0 | 36.3971 | 31.9
5448 | 0 | 0 | 0 | 1.6 | 22.9 | 0 | 0 | 0 |  | 88.9304 | 31.2937 | 0 | 88.9344 | 54.8065 | 0 | 0.36546 | 35.8538 | 31
5449 | 0 | 0 | 0 | 1.1 | 23.1 | 0 | 0 | 0 |  | 88.9304 | 31.2032 | 0 | 88.9349 | 47.9442 | 0 | 0 | 35.8538 | 30.6
5450 | 0 | 0 | 0 | 1.1 | 22.5 | 0 | 0 | 0 |  | 89.4648 | 31.6552 | 0 | 89.4698 | 41.0394 | 0 | 0 | 35.8538 | 30.9
5451 | 0 | 0 | 0 | 2.1 | 23.3 | 0 | 0 | 0 |  | 93.5623 | 33.1302 | 0 | 93.5681 | 33.8092 | 0 | 0 | 35.8538 | 32.4
5452 | 0 | 0 | 0 | 1.9 | 21.1 | 0 | 0 | 0 |  | 94.8967 | 34.4616 | 0 | 94.9033 | 26.4712 | 0 | 0.63281 | 34.9068 | 33.9
5453 | 0 | 0 | 0 | 2.1 | 22.2 | 0 | 0 | 0 |  | 94.8969 | 34.079 | 0 | 94.9044 | 19.1355 | 0 | 2.9881 | 30.1626 | 36.1
5454 | 35 | 12 | 9 | 1.8 | 21.5 | 0 | 0 | 0.3722 |  | 94.8967 | 34.2931 | 0 | 94.9052 | 11.8012 | 0 | 5.4049 | 21.3966 | 39
5455 | 423 | 144 | 51 | 1.9 | 23.2 | 0 | 0 | 3.8012 |  | 94.8972 | 33.6743 | 0 | 94.9073 | 4.4722 | 0 | 4.3392 | 14.1466 | 41.1
5456 | 657 | 347 | 79 | 3.5 | 26.1 | 85.2405 | 0 | 20.3457 |  | 94.8967 | 31.258 | 30.9841 | 40.6009 | 3.6691 | 0 | 0 | 14.1466 | 42.5
5457 | 782 | 550 | 93 | 4 | 28.3 | 204.4744 | 0 | 39.6138 |  | 94.8943 | 30.1622 | 109.694 | 0 | 12.0406 | 0 | 0 | 14.1466 | 43.7
5458 | 846 | 725 | 102 | 3.8 | 30.2 | 236.9409 | 0 | 53.4722 |  | 94.8964 | 29.1524 | 142.1794 | 0 | 22.9277 | 0 | 0 | 14.1466 | 45.1
5459 | 877 | 853 | 109 | 2.8 | 31.8 | 254.077 | 0 | 62.4307 |  | 94.8939 | 28.3903 | 159.3289 | 0 | 35.1385 | 0 | 0 | 14.1466 | 45.3
5460 | 889 | 927 | 115 | 2.5 | 33.1 | 262.1528 | 0 | 67.1359 |  | 94.8948 | 27.8851 | 167.4088 | 0 | 47.972 | 0 | 0 | 14.1466 | 44.7
5461 | 887 | 937 | 116 | 3.3 | 34.1 | 261.7869 | 0 | 68.3847 |  | 94.8952 | 27.6175 | 167.0422 | 0 | 60.778 | 0 | 0 | 14.1466 | 44.4
5462 | 871 | 887 | 116 | 4.5 | 34.7 | 251.4088 | 0 | 65.3198 |  | 94.8905 | 27.5704 | 156.6625 | 0 | 72.7883 | 0 | 0 | 14.1466 | 44
5463 | 845 | 782 | 110 | 4.6 | 34.6 | 237.5292 | 0 | 57.2631 |  | 94.891 | 27.7078 | 142.774 | 0 | 83.7336 | 0 | 0 | 14.1466 | 43.4
5464 | 798 | 629 | 101 | 4.3 | 34.5 | 213.1997 | 0 | 45.133 |  | 94.8879 | 27.8972 | 118.4331 | 0 | 92.809 | 14.3293 | 0 | 36.561 | 42.9
5465 | 701 | 435 | 90 | 3.6 | 33.8 | 169.5053 | 0 | 28.2808 |  | 94.9009 | 28.3054 | 74.7 | 0 | 98.5214 | 15.3449 | 0 | 59.8033 | 41.2413
5466 | 538 | 231 | 67 | 4.1 | 33.4 | 98.2066 | 0 | 9.6839 |  | 94.8995 | 28.6605 | 3.3615 | 0 | 98.7426 | 0 | 3.8838 | 53.8225 | 42.2282
5467 | 176 | 51 | 27 | 3.1 | 31.1 | 0 | 0 | 1.1605 |  | 94.8944 | 30.3157 | 0 | 94.8969 | 91.4022 | 0 | 9.3677 | 39.332 | 40.8439
5468 | 1 | 0 | 0 | 3.4 | 27.4 | 0 | 0 | 0 |  | 94.8958 | 32.01 | 0 | 94.8986 | 84.0646 | 0 | 7.1329 | 28.0828 | 39.1429
5469 | 0 | 0 | 0 | 3.2 | 25.2 | 0 | 0 | 0 |  | 94.8961 | 32.9968 | 0 | 94.8993 | 76.7269 | 0 | 4.4043 | 21.033 | 37
5470 | 0 | 0 | 0 | 1.9 | 23.9 | 0 | 0 | 0 |  | 94.8966 | 33.54 | 0 | 94.9001 | 69.3884 | 0 | 1.8662 | 18.0283 | 34.7
5471 | 0 | 0 | 0 | 1.7 | 23.1 | 0 | 0 | 0 |  | 94.7423 | 33.7712 | 0 | 94.7462 | 62.062 | 2.2117e-06 | 0 | 18.0568 | 32.9
5472 | 0 | 0 | 0 | 1.2 | 22.7 | 0 | 0 | 0 |  | 91.2861 | 32.3882 | 0 | 91.2902 | 55.012 | 0 | 0 | 18.0568 | 31.6
5473 | 0 | 0 | 0 | 0.3 | 22.5 | 0 | 0 | 0 |  | 89.4648 | 31.6684 | 0 | 89.4693 | 48.1069 | 0 | 0 | 18.0568 | 30.9
5474 | 0 | 0 | 0 | 0.3 | 21.9 | 0 | 0 | 0 |  | 88.9922 | 31.6786 | 0 | 88.9972 | 41.2391 | 0 | 0 | 18.0568 | 30.8
5475 | 0 | 0 | 0 | 0.7 | 21.5 | 0 | 0 | 0 |  | 90.3409 | 32.3655 | 0 | 90.3465 | 34.2645 | 0 | 0.007799 | 18.0939 | 31.4
5476 | 0 | 0 | 0 | 0.7 | 21.4 | 0 | 0 | 0 |  | 90.3409 | 32.3771 | 0 | 90.3472 | 27.2906 | 0 | 0 | 18.0939 | 31.4
5477 | 0 | 0 | 0 | 1 | 20.8 | 0 | 0 | 0 |  | 93.8707 | 34.0672 | 0 | 93.878 | 20.0355 | 0 | 0 | 18.0939 | 32.9
5478 | 33 | 12 | 8 | 1.1 | 21.2 | 0 | 0 | 0.32929 |  | 101.2096 | 37.1942 | 0 | 101.2187 | 12.1953 | 0 | 0 | 18.0939 | 36.1
5479 | 438 | 143 | 49 | 1.3 | 24.8 | 0 | 0 | 3.7111 |  | 101.2089 | 35.9459 | 0 | 101.2194 | 4.3619 | 0 | 0 | 18.0939 | 38.7
5480 | 674 | 347 | 75 | 1.3 | 27.7 | 90.8347 | 3.45e-06 | 20.1925 |  | 101.2062 | 33.5318 | 31.4036 | 41.7331 | 3.4844 | 0 | 0 | 18.0939 | 40.5
5481 | 787 | 550 | 91 | 1.1 | 30.9 | 207.8868 | 0 | 38.3241 |  | 101.3514 | 32.2281 | 106.6505 | 0 | 11.6048 | 0 | 0 | 18.0939 | 41.9
5482 | 857 | 727 | 97 | 1.3 | 33.1 | 242.0918 | 0 | 51.5025 |  | 101.9151 | 31.5694 | 140.3132 | 0 | 22.331 | 0 | 0 | 18.0939 | 43.1
5483 | 889 | 853 | 100 | 1.7 | 34.8 | 258.6974 | 0 | 60.7455 |  | 101.9083 | 30.9799 | 156.9353 | 0 | 34.3455 | 0 | 0 | 18.0939 | 43.2
5484 | 903 | 925 | 101 | 1.8 | 36.2 | 267.2062 | 0 | 65.474 |  | 101.9117 | 30.6627 | 165.4449 | 0 | 47.0181 | 0 | 0 | 18.0939 | 42.5
5485 | 907 | 939 | 101 | 2.6 | 37 | 268.7883 | 0 | 67.2905 |  | 101.9059 | 30.5552 | 167.0323 | 0 | 59.8198 | 0 | 0 | 18.0939 | 41.8
5486 | 906 | 896 | 96 | 4.8 | 37.3 | 262.0976 | 0 | 65.7497 |  | 101.9028 | 30.5929 | 160.339 | 0 | 72.1184 | 0 | 0 | 18.0939 | 41.4
5487 | 884 | 792 | 91 | 5.4 | 37.4 | 248.5829 | 0 | 57.8969 |  | 101.9026 | 30.7081 | 146.8145 | 0 | 83.3879 | 0 | 0 | 18.0939 | 40.9
5488 | 832 | 634 | 86 | 5.6 | 36.8 | 221.6165 | 0 | 45.3962 |  | 101.8999 | 30.9691 | 119.8336 | 0 | 92.5911 | 0 | 0 | 18.0939 | 40.4
5489 | 744 | 441 | 77 | 5.6 | 36.1 | 178.6768 | 0 | 28.7372 |  | 101.9227 | 31.3042 | 76.8463 | 0 | 98.4867 | 6.4425 | 0 | 28.3476 | 40.3
5490 | 576 | 233 | 59 | 4.7 | 34.6 | 105.2105 | 0 | 9.4973 |  | 101.9132 | 31.8408 | 3.3503 | 0 | 98.7103 | 0 | 0 | 28.3476 | 41.3381
5491 | 215 | 53 | 24 | 3.2 | 33 | 0 | 0 | 1.0207 |  | 101.9152 | 33.1641 | 0 | 101.9177 | 90.8003 | 0 | 5.8229 | 18.824 | 40.0077
5492 | 0 | 0 | 0 | 2.1 | 29.7 | 0 | 0 | 0 |  | 101.914 | 34.3975 | 0 | 101.9169 | 82.8974 | 0 | 3.4496 | 13.025 | 37.8
5493 | 0 | 0 | 0 | 0.9 | 27.8 | 0 | 0 | 0 |  | 101.9125 | 35.1555 | 0 | 101.9158 | 74.998 | 0 | 0.82121 | 11.6366 | 35.6
5494 | 0 | 0 | 0 | 1.7 | 26.2 | 0 | 0 | 0 |  | 97.4634 | 33.7291 | 0 | 97.4669 | 67.4552 | 1.4314e-09 | 0 | 11.6366 | 33.4
5495 | 0 | 0 | 0 | 0.6 | 25 | 0 | 0 | 0 |  | 92.787 | 32.1235 | 0 | 92.7907 | 60.2868 | 3.0533e-09 | 0 | 11.6366 | 31.8
5496 | 0 | 0 | 0 | 0.2 | 24.3 | 0 | 0 | 0 |  | 89.6798 | 31.0538 | 0 | 89.6838 | 53.3653 | 0 | 0 | 11.6366 | 30.7
5497 | 0 | 0 | 0 | 0.5 | 23.6 | 0 | 0 | 0 |  | 88.1126 | 30.6506 | 0 | 88.1169 | 46.5683 | 1.7315e-09 | 0 | 11.6366 | 30.2
5498 | 0 | 0 | 0 | 1.2 | 23.8 | 0 | 0 | 0 |  | 87.6829 | 30.3698 | 0 | 87.6877 | 39.806 | 0 | 0 | 11.6366 | 30
5499 | 0 | 0 | 0 | 1.1 | 23.4 | 0 | 0 | 0 |  | 87.2772 | 30.3453 | 0 | 87.2825 | 33.0763 | 0 | 0 | 11.6366 | 29.9
5500 | 0 | 0 | 0 | 1.1 | 23.5 | 0 | 0 | 0 |  | 86.0505 | 29.7613 | 0 | 86.0564 | 26.445 | 2.8591e-09 | 0 | 11.6366 | 29.4
5501 | 0 | 0 | 0 | 1.2 | 23.4 | 0 | 0 | 0 |  | 88.2885 | 30.744 | 0 | 88.2954 | 19.6369 | 0 | 0 | 11.6366 | 30.3
5502 | 44 | 12 | 8 | 1.7 | 23 | 0 | 0 | 0.32612 |  | 93.6828 | 33.2372 | 0 | 93.6912 | 12.4007 | 0 | 0 | 11.6366 | 32.5
5503 | 504 | 148 | 42 | 1 | 26.5 | 4.3307 | 2.34e-08 | 3.4243 |  | 102.509 | 34.9203 | 0 | 98.1865 | 4.7941 | 0 | 0 | 11.6366 | 34.8
5504 | 707 | 354 | 71 | 1.3 | 30.4 | 162.8538 | 0 | 20.617 |  | 106.9527 | 35.4087 | 55.9863 | 0 | 8.9919 | 0 | 0 | 11.6366 | 36.8
5505 | 800 | 556 | 90 | 3.1 | 29.7 | 210.5112 | 0 | 39.9141 |  | 106.9533 | 35.4547 | 103.6734 | 0 | 16.8859 | 0 | 0 | 11.6366 | 38.3
5506 | 848 | 726 | 104 | 3.4 | 30.7 | 238.021 | 0 | 53.6415 |  | 106.9519 | 34.9136 | 131.2011 | 0 | 26.9146 | 0 | 0 | 11.6366 | 39.5
5507 | 887 | 856 | 106 | 3.1 | 33.2 | 257.117 | 0 | 62.9185 |  | 106.9485 | 33.9515 | 150.3111 | 0 | 38.42 | 0 | 0 | 11.6366 | 40.3
5508 | 913 | 931 | 100 | 3.8 | 34.8 | 268.7545 | 0 | 68.6244 |  | 106.9467 | 33.412 | 161.9556 | 0 | 50.8316 | 0 | 0 | 11.6366 | 39.5
5509 | 924 | 946 | 96 | 5.3 | 35.9 | 271.4497 | 0 | 70.5216 |  | 106.9491 | 33.1734 | 164.6478 | 0 | 63.4585 | 0 | 0 | 11.6366 | 38.9
5510 | 924 | 906 | 92 | 7 | 36.6 | 265.0761 | 0 | 67.7735 |  | 106.9396 | 33.1272 | 158.2769 | 0 | 75.6068 | 0 | 0 | 11.6366 | 38.4
5511 | 896 | 799 | 90 | 6.4 | 36.6 | 251.0156 | 0 | 59.0513 |  | 106.9396 | 33.2603 | 144.2048 | 0 | 86.6883 | 0 | 0 | 11.6366 | 38.1
5512 | 799 | 626 | 101 | 6.9 | 36.2 | 210.2723 | 0 | 45.4363 |  | 106.9693 | 33.6354 | 103.4057 | 0 | 94.6354 | 22.7666 | 0 | 46.6578 | 37.9
5513 | 701 | 430 | 89 | 6.6 | 35.3 | 165.5625 | 0 | 28.3145 |  | 106.971 | 34.0204 | 58.6701 | 0 | 99.1362 | 23.787 | 0 | 81.8738 | 38.1
5514 | 525 | 222 | 64 | 5.4 | 33.9 | 92.3983 | 0 | 9.3175 |  | 92.394 | 27.3093 | 0.043074 | 0 | 99.139 | 0 | 1.8514 | 79.0519 | 38.4782
5515 | 177 | 48 | 25 | 4.8 | 31.4 | 0 | 0 | 1.0193 |  | 89.0174 | 27.3321 | 0 | 89.0197 | 92.2682 | 0 | 9.89 | 64.4036 | 38.2413
5516 | 0 | 0 | 0 | 3 | 29.2 | 0 | 0 | 0 |  | 89.0167 | 28.3992 | 0 | 89.0193 | 85.4 | 0 | 8.2563 | 51.9193 | 36.6555
5517 | 0 | 0 | 0 | 1.1 | 26.8 | 0 | 0 | 0 |  | 89.0192 | 29.5924 | 0 | 89.0221 | 78.5313 | 0 | 5.5902 | 43.4086 | 35.1826
5518 | 0 | 0 | 0 | 0.8 | 25.4 | 0 | 0 | 0 |  | 89.019 | 30.267 | 0 | 89.0222 | 71.6624 | 0 | 3.0435 | 38.7751 | 33.3
5519 | 0 | 0 | 0 | 0.5 | 24.8 | 0 | 0 | 0 |  | 89.0192 | 30.542 | 0 | 89.0227 | 64.7932 | 0 | 1.4424 | 36.6229 | 31.8
5520 | 0 | 0 | 0 | 0.7 | 23.4 | 0 | 0 | 0 |  | 89.0139 | 31.1333 | 0 | 89.0179 | 57.924 | 0 | 0.41237 | 36.0473 | 31
5521 | 0 | 0 | 0 | 0.1 | 22.7 | 0 | 0 | 0 |  | 89.0138 | 31.4003 | 0 | 89.0181 | 51.0546 | 0 | 0.0022613 | 36.092 | 30.7
5522 | 0 | 0 | 0 | 1 | 22 | 0 | 0 | 0 |  | 89.0137 | 31.6591 | 0 | 89.0185 | 44.1851 | 0 | 0.40926 | 35.4812 | 31.2
5523 | 0 | 0 | 0 | 1.3 | 22.6 | 0 | 0 | 0 |  | 89.0138 | 31.4137 | 0 | 89.0191 | 37.3165 | 0 | 2.9884 | 30.7635 | 33.7
5524 | 0 | 0 | 0 | 1.1 | 22.6 | 0 | 0 | 0 |  | 90.6264 | 32.0918 | 0 | 90.6325 | 30.3205 | 0 | 4.742 | 23.1265 | 36.1
5525 | 0 | 0 | 0 | 1.4 | 22.6 | 0 | 0 | 0 |  | 110.1684 | 40.9597 | 0 | 110.1766 | 21.758 | 2.2011e-06 | 0 | 23.1294 | 39.1
5526 | 39 | 10 | 7 | 2.1 | 23.7 | 0 | 0 | 0.28223 |  | 112.1566 | 41.5651 | 0 | 112.1662 | 13.0373 | 0 | 2.2358 | 19.496 | 42.2
5527 | 474 | 142 | 43 | 2 | 26 | 0 | 0 | 3.4749 |  | 112.1536 | 40.7719 | 0 | 112.1649 | 4.3215 | 0 | 1.6616 | 16.763 | 44.3
5528 | 720 | 350 | 64 | 0.9 | 29.2 | 102.2035 | 0 | 20.5645 |  | 112.153 | 38.3592 | 33.1761 | 43.0782 | 3.4358 | 0 | 0 | 16.763 | 45.7
5529 | 834 | 556 | 74 | 0.7 | 32.8 | 221.3993 | 0 | 38.5317 |  | 112.1463 | 36.9733 | 109.3736 | 0 | 11.7359 | 0 | 0 | 16.763 | 47
5530 | 885 | 729 | 83 | 1.9 | 34.6 | 250.4339 | 0 | 52.4602 |  | 112.1474 | 36.254 | 138.4239 | 0 | 22.2971 | 0 | 0 | 16.763 | 48.2
5531 | 905 | 851 | 90 | 2.3 | 35.6 | 263.4279 | 0 | 61.7348 |  | 112.1466 | 35.9147 | 151.4243 | 0 | 33.8726 | 0 | 0 | 16.763 | 48
5532 | 906 | 917 | 95 | 3.7 | 36.1 | 266.7008 | 0 | 67.5511 |  | 112.1368 | 35.7763 | 154.7059 | 0 | 45.7166 | 0 | 0 | 16.763 | 47
5533 | 944 | 952 | 87 | 5.1 | 36.5 | 278.0422 | 0 | 71.0431 |  | 112.1355 | 35.5632 | 166.0508 | 0 | 58.4561 | 0 | 0 | 16.763 | 46.4
5534 | 955 | 912 | 77 | 5.4 | 37.1 | 276.739 | 0 | 68.0326 |  | 112.1486 | 35.4648 | 164.7288 | 0 | 71.1137 | 0 | 0 | 16.763 | 45.9
5535 | 940 | 809 | 72 | 5.3 | 37.4 | 265.7679 | 0 | 59.8121 |  | 112.1542 | 35.5471 | 153.7401 | 0 | 82.9434 | 4.6297 | 0 | 24.2099 | 44.9
5536 | 908 | 656 | 66 | 5.4 | 35.9 | 243.77 | 0 | 47.7079 |  | 112.0569 | 35.9838 | 131.8243 | 0 | 93.1086 | 24.9693 | 0 | 62.0417 | 44.1
5537 | 768 | 439 | 70 | 5.4 | 33.8 | 184.6297 | 0 | 29.2652 |  | 112.1687 | 36.9008 | 72.5407 | 0 | 98.6998 | 19.0055 | 0 | 90 | 43.8
5538 | 578 | 224 | 55 | 5.2 | 32.2 | 103.2991 | 0 | 9.3169 |  | 103.3465 | 33.2355 | -0.01184 | 0 | 98.6865 | 0 | 2.5884 | 86.2449 | 45.1409
5539 | 189 | 46 | 22 | 5 | 29.1 | 0 | 0 | 0.88981 |  | 75.2296 | 22.1986 | 0 | 75.2314 | 92.9099 | 0 | 17.8131 | 59.2771 | 40.9015
5540 | 0 | 0 | 0 | 4.2 | 26.9 | 0 | 0 | 0 |  | 75.2293 | 23.5848 | 0 | 75.2314 | 87.1331 | 0 | 15.2397 | 35.6262 | 38.8245
5541 | 0 | 0 | 0 | 5 | 24.3 | 0 | 0 | 0 |  | 91.9475 | 32.078 | 0 | 91.9504 | 80.0309 | 0 | 5.8013 | 26.5831 | 37.4
5542 | 0 | 0 | 0 | 4.3 | 23.1 | 0 | 0 | 0 |  | 91.9483 | 32.5505 | 0 | 91.9515 | 72.928 | 0 | 3.3009 | 21.4084 | 35.1
5543 | 0 | 0 | 0 | 4.1 | 22.5 | 0 | 0 | 0 |  | 91.9485 | 32.7653 | 0 | 91.952 | 65.8249 | 0 | 0 | 21.4084 | 32.7653
5544 | 0 | 0 | 0 | 2.2 | 21.8 | 0 | 0 | 0 |  | 91.9466 | 33.0093 | 0 | 91.9505 | 58.7217 | 0 | 0.90736 | 20.0687 | 32.9
5545 | 0 | 0 | 0 | 2.4 | 21.6 | 0 | 0 | 0 |  | 91.9466 | 33.0697 | 0 | 91.9509 | 51.6185 | 0 | 0 | 20.0687 | 32.5
5546 | 0 | 0 | 0 | 2.3 | 21.2 | 0 | 0 | 0 |  | 92.0644 | 33.2206 | 0 | 92.0692 | 44.5059 | 0 | 0 | 20.0687 | 32.7
5547 | 0 | 0 | 0 | 1.8 | 20.2 | 0 | 0 | 0 |  | 98.6712 | 36.3865 | 0 | 98.6769 | 36.8638 | 2.5187e-09 | 0 | 20.0687 | 34.9
5548 | 0 | 0 | 0 | 1.6 | 19.9 | 0 | 0 | 0 |  | 104.3151 | 38.997 | 0 | 104.3219 | 28.769 | 2.4962e-09 | 0 | 20.0687 | 37.2
5549 | 0 | 0 | 0 | 1.8 | 19.1 | 0 | 0 | 0 |  | 108.5883 | 41.104 | 0 | 108.5963 | 20.3313 | 0 | 0.57477 | 19.2444 | 39.6
5550 | 40 | 10 | 7 | 2 | 20 | 0 | 0 | 0.28802 |  | 108.5885 | 40.8915 | 0 | 108.5977 | 11.8969 | 0 | 3.1969 | 13.9009 | 42.4
5551 | 450 | 140 | 48 | 1.7 | 22 | 0 | 0 | 3.84 |  | 108.5881 | 40.3614 | 0 | 108.5991 | 3.469 | 0 | 1.8745 | 10.6939 | 44.3
5552 | 658 | 345 | 85 | 3.4 | 24.1 | 84.6081 | 0 | 21.3586 |  | 76.0467 | 24.0333 | 41.2768 | 32.6747 | 4.1214 | 0 | 0 | 10.6939 | 45.3919
5553 | 785 | 551 | 99 | 4 | 25.6 | 205.1697 | 0 | 41.0357 |  | 56.9176 | 15.6751 | 148.368 | 0 | 15.5552 | 0 | 0 | 10.6939 | 46.7
5554 | 864 | 727 | 100 | 3.7 | 27.4 | 242.5529 | 0 | 55.3215 |  | 56.9177 | 14.3326 | 185.7756 | 0 | 29.8692 | 0 | 0 | 10.6939 | 47.4
5555 | 898 | 857 | 103 | 3.6 | 29.2 | 260.1083 | 0 | 65.0254 |  | 56.9177 | 12.9271 | 203.3432 | 0 | 45.5208 | 0 | 0 | 10.6939 | 46.6
5556 | 905 | 932 | 114 | 3.2 | 30.8 | 266.7941 | 0 | 69.8407 |  | 56.9177 | 11.7208 | 210.0345 | 0 | 61.6662 | 0 | 0 | 10.6939 | 45.3
5557 | 862 | 946 | 156 | 4 | 31.8 | 253.193 | 0 | 71.4798 |  | 56.9177 | 11.1736 | 196.426 | 0 | 76.7423 | 0 | 0 | 10.6939 | 44.7
5558 | 752 | 903 | 242 | 4.9 | 32.2 | 213.7967 | 0 | 67.877 |  | 56.9176 | 11.2083 | 157.0059 | 0 | 88.7693 | 16.433 | 0 | 36.3687 | 44.3
5559 | 469 | 636 | 259 | 6.7 | 31 | 119.7936 | 0 | 47.1727 |  | 56.9177 | 12.4233 | 62.9449 | 0 | 93.5801 | 19.8587 | 0 | 66.2529 | 39.7373
5560 | 514 | 618 | 282 | 6.1 | 30.6 | 127.5071 | 0 | 44.3834 |  | 56.9266 | 12.6803 | 70.6515 | 0 | 98.9555 | 15.9862 | 0 | 90 | 41.0776
5561 | 281 | 302 | 154 | 6.3 | 29.5 | 0 | 0 | 19.1817 |  | 56.9177 | 14.4296 | 0 | 56.9193 | 94.617 | 0 | 6.0688 | 80.9812 | 39.6801
5562 | 161 | 143 | 99 | 6.1 | 28 | 0 | 0 | 7.7042 |  | 56.9177 | 15.5826 | 0 | 56.9195 | 90.2785 | 0 | 18.76 | 52.3077 | 42.0469
5563 | 88 | 39 | 27 | 6.3 | 26.5 | 0 | 0 | 1.0683 |  | 95.1808 | 32.5413 | 0 | 95.1841 | 82.9181 | 0 | 8.173 | 39.6937 | 41.7
5564 | 0 | 0 | 0 | 5.5 | 25.1 | 0 | 0 | 0 |  | 95.18 | 33.1576 | 0 | 95.1836 | 75.5575 | 0 | 6.0782 | 30.3011 | 38.8
5565 | 0 | 0 | 0 | 5.2 | 24.6 | 0 | 0 | 0 |  | 95.1802 | 33.362 | 0 | 95.1842 | 68.1968 | 0 | 3.5806 | 24.6969 | 36.4
5566 | 0 | 0 | 0 | 4.4 | 24.5 | 0 | 0 | 0 |  | 95.1802 | 33.3962 | 0 | 95.1846 | 60.8363 | 0 | 1.4673 | 22.4107 | 34.3
5567 | 0 | 0 | 0 | 4.4 | 24.1 | 0 | 0 | 0 |  | 25.4902 | 5.8775 | 0 | 25.4915 | 58.9244 | 0 | 0 | 22.4107 | 5.8775
5568 | 0 | 0 | 0 | 3.8 | 23.8 | 0 | 0 | 0 |  | 25.4902 | 5.9664 | 0 | 25.4916 | 57.0126 | 0 | 0 | 22.4107 | 5.9664
5569 | 0 | 0 | 0 | 3.1 | 23.5 | 0 | 0 | 0 |  | 25.4902 | 6.0273 | 0 | 25.4917 | 55.1008 | 0 | 0 | 22.4107 | 6.0273
5570 | 0 | 0 | 0 | 3.1 | 23.5 | 0 | 0 | 0 |  | 77.3894 | 26.1735 | 0 | 77.3944 | 49.1529 | 0 | 0 | 22.4107 | 26.1735
5571 | 0 | 0 | 0 | 3 | 22.9 | 0 | 0 | 0 |  | 98.6843 | 35.5534 | 0 | 98.6913 | 41.5115 | 1.7039e-06 | 0 | 22.5577 | 34.5
5572 | 0 | 0 | 0 | 3.3 | 23.3 | 0 | 0 | 0 |  | 104.682 | 38.1498 | 0 | 104.6901 | 33.3896 | 2.216e-06 | 0 | 22.5656 | 36.8
5573 | 0 | 0 | 0 | 3.2 | 22.5 | 0 | 0 | 0 |  | 109.8675 | 40.8357 | 0 | 109.8768 | 24.8506 | 1.5054e-06 | 0 | 22.571 | 39
5574 | 1 | 7 | 7 | 2.7 | 22.2 | 0 | 0 | 0 |  | 109.8677 | 40.9148 | 0 | 109.878 | 16.313 | 0 | 2.6335 | 18.2586 | 41.7
5575 | 132 | 96 | 63 | 3.8 | 23.2 | 0 | 0 | 3.9173 |  | 109.8671 | 40.5926 | 0 | 109.8788 | 7.7795 | 0 | 0.71135 | 17.0884 | 43.5
5576 | 418 | 306 | 144 | 5 | 25.4 | 21.1522 | -4.52e-07 | 19.5053 |  | 66.4978 | 19.7047 | 4.5913 | 49.9324 | 4.3109 | 0 | 3.7815 | 10.6088 | 42.9915
5577 | 479 | 499 | 222 | 6.6 | 26.2 | 114.0677 | 0 | 36.3812 |  | 38.938 | 9.05 | 75.1944 | 0 | 10.0909 | 0 | 0 | 10.6088 | 45.4312
5578 | 727 | 724 | 194 | 6.9 | 27.2 | 197.1958 | 0 | 55.7944 |  | 25.4902 | 3.7413 | 171.8222 | 0 | 23.2582 | 0 | 0 | 10.6088 | 46.8
5579 | 664 | 821 | 260 | 8.5 | 27.2 | 181.1906 | 0 | 63.8507 |  | 25.4902 | 3.838 | 155.8074 | 0 | 35.2013 | 0 | 0 | 10.6088 | 46.6
5580 | 638 | 856 | 273 | 8.4 | 27.4 | 176.0412 | 0 | 66.8012 |  | 25.4902 | 3.7932 | 150.6544 | 0 | 46.7406 | 0 | 0 | 10.6088 | 45.7
5581 | 760 | 913 | 212 | 8.7 | 27.7 | 214.9688 | 0 | 72.021 |  | 25.4902 | 3.4793 | 189.6038 | 0 | 61.2374 | 5.6299 | 0 | 19.772 | 45.4
5582 | 753 | 869 | 207 | 8.5 | 28.2 | 209.4454 | 0 | 68.1745 |  | 25.4902 | 3.3266 | 184.0747 | 0 | 75.2908 | 24.9677 | 0 | 57.722 | 44.9
5583 | 689 | 747 | 204 | 8.7 | 28 | 184.5432 | 0 | 57.9266 |  | 25.4902 | 3.5382 | 159.1541 | 0 | 87.4193 | 17.5615 | 0 | 83.6479 | 43.9033
5584 | 639 | 599 | 184 | 8.7 | 27.2 | 160.6099 | 0 | 45.3789 |  | 25.4902 | 3.9507 | 135.2002 | 0 | 97.6924 | 3.2259 | 0 | 88.6486 | 43.5
5585 | 558 | 410 | 142 | 8.6 | 26.2 | 81.5833 | 20.9042 | 28.1885 |  | 52.4503 | 14.2486 | 29.2145 | 0 | 99.8808 | 0 | 0 | 88.6486 | 42.4371
5586 | 210 | 174 | 107 | 7.7 | 24.8 | 0 | 0 | 8.8232 |  | 52.4847 | 15.7517 | 0 | 52.4866 | 95.8897 | 0 | 19.539 | 59.1546 | 44.1138
5587 | 0 | 18 | 18 | 6.8 | 23.5 | 0 | 0 | 0.72191 |  | 92.0328 | 32.4251 | 0 | 92.0365 | 88.7798 | 0 | 9.5048 | 44.4667 | 42
5588 | 0 | 0 | 0 | 6.3 | 23.1 | 0 | 0 | 0 |  | 92.0327 | 32.5687 | 0 | 92.0367 | 81.6698 | 0 | 7.4635 | 32.9341 | 39.3
5589 | 0 | 0 | 0 | 4.4 | 22.6 | 0 | 0 | 0 |  | 92.0326 | 32.7467 | 0 | 92.0369 | 74.5597 | 0 | 4.8897 | 25.2577 | 36.8
5590 | 0 | 0 | 0 | 3.5 | 22.1 | 0 | 0 | 0 |  | 92.0324 | 32.9208 | 0 | 92.0371 | 67.4493 | 0 | 2.8123 | 20.7905 | 34.8
5591 | 0 | 0 | 0 | 2.8 | 21.7 | 0 | 0 | 0 |  | 92.0323 | 33.0549 | 0 | 92.0374 | 60.3388 | 0 | 0 | 20.7905 | 33.0549
5592 | 0 | 0 | 0 | 3.3 | 20.9 | 0 | 0 | 0 |  | 70.8783 | 24.4414 | 0 | 70.8825 | 54.9023 | 0 | 0 | 20.7905 | 24.4414
5593 | 0 | 0 | 0 | 3.7 | 20.9 | 0 | 0 | 0 |  | 70.8783 | 24.4282 | 0 | 70.8828 | 49.4661 | 0 | 0 | 20.7905 | 24.4282
5594 | 0 | 0 | 0 | 3.8 | 20.4 | 0 | 0 | 0 |  | 70.8782 | 24.5258 | 0 | 70.8831 | 44.0301 | 0 | 0 | 20.7905 | 24.5258
5595 | 0 | 0 | 0 | 1.5 | 20 | 0 | 0 | 0 |  | 97.362 | 35.8162 | 0 | 97.3693 | 36.4922 | 1.6846e-06 | 0 | 20.9373 | 34.4
5596 | 0 | 0 | 0 | 0.8 | 19.9 | 0 | 0 | 0 |  | 102.5726 | 38.1698 | 0 | 102.5811 | 28.5373 | 2.1516e-06 | 0 | 20.9453 | 36.5
5597 | 0 | 0 | 0 | 1 | 19.4 | 0 | 0 | 0 |  | 107.0357 | 40.3043 | 0 | 107.0454 | 20.2245 | 0 | 0.63442 | 19.918 | 39
5598 | 26 | 9 | 7 | 1.6 | 19.3 | 0 | 0 | 0 |  | 107.0357 | 40.3058 | 0 | 107.0466 | 11.9138 | 0 | 3.7043 | 13.7132 | 42.1
5599 | 382 | 129 | 50 | 1.8 | 21 | 0 | 0 | 3.9074 |  | 107.0362 | 39.8735 | 0 | 107.0488 | 3.6098 | 0 | 1.857 | 10.5294 | 43.9
5600 | 645 | 332 | 80 | 3.1 | 23.6 | 81.0525 | 0 | 20.9492 |  | 76.8579 | 24.5813 | 38.0685 | 33.8349 | 3.8971 | 0 | 0 | 10.5294 | 45.5
5601 | 775 | 535 | 94 | 5.6 | 25.5 | 200.3896 | 0 | 40.8038 |  | 76.8582 | 23.6119 | 123.6463 | 0 | 13.3396 | 0 | 0 | 10.5294 | 46.8
5602 | 839 | 708 | 103 | 5.6 | 26.6 | 232.8266 | 0 | 55.2637 |  | 88.7947 | 28.012 | 144.1677 | 0 | 24.3453 | 0 | 0 | 10.5294 | 47.9
5603 | 860 | 835 | 117 | 5.5 | 27.7 | 246.1874 | 0 | 65.2126 |  | 92.5809 | 29.1332 | 153.751 | 0 | 36.0835 | 0 | 0 | 10.5294 | 47.3
5604 | 873 | 911 | 126 | 6.5 | 28 | 252.888 | 0 | 71.4705 |  | 92.5805 | 28.9393 | 160.4564 | 0 | 48.3419 | 0 | 0 | 10.5294 | 46.2
5605 | 892 | 925 | 112 | 7.1 | 28.7 | 258.8913 | 0 | 72.674 |  | 92.5793 | 28.5557 | 166.4645 | 0 | 61.0662 | 0 | 0 | 10.5294 | 45.7
5606 | 884 | 877 | 109 | 7.2 | 29.1 | 252.0828 | 0 | 68.7814 |  | 92.5804 | 28.434 | 159.6509 | 0 | 73.2721 | 0 | 0 | 10.5294 | 45.2
5607 | 850 | 769 | 108 | 7.8 | 29.1 | 234.8602 | 0 | 59.9541 |  | 92.5804 | 28.5742 | 142.4179 | 0 | 84.1596 | 13.1605 | 0 | 31.2914 | 44.6
5608 | 798 | 612 | 102 | 7.7 | 28.5 | 208.1755 | 0 | 47.124 |  | 92.5774 | 29.0305 | 115.72 | 0 | 93.0017 | 24.9738 | 0 | 68.831 | 43.8
5609 | 708 | 420 | 88 | 7.7 | 27.5 | 164.4219 | 0 | 29.4488 |  | 92.5841 | 29.7304 | 71.9334 | 0 | 98.4846 | 14.2321 | 0 | 89.7842 | 43.4
5610 | 529 | 212 | 63 | 7.2 | 26.4 | 87.3396 | 0 | 9.5213 |  | 92.5843 | 30.4969 | 0 | 5.1952 | 98.0456 | 0 | 4.5701 | 83.171 | 44.5883
5611 | 134 | 38 | 22 | 6.3 | 24.9 | 0 | 0 | 0.78235 |  | 92.5815 | 32.0175 | 0 | 92.5841 | 90.8928 | 0 | 9.9751 | 68.2776 | 42.5
5612 | 0 | 0 | 0 | 5.1 | 23.2 | 0 | 0 | 0 |  | 92.5822 | 32.7993 | 0 | 92.5851 | 83.739 | 0 | 7.5648 | 56.8281 | 39.6
5613 | 0 | 0 | 0 | 4.5 | 21.9 | 0 | 0 | 0 |  | 92.5818 | 33.267 | 0 | 92.585 | 76.5844 | 0 | 4.9666 | 49.296 | 37.2
5614 | 0 | 0 | 0 | 3.7 | 21.2 | 0 | 0 | 0 |  | 92.5818 | 33.4805 | 0 | 92.5853 | 69.4294 | 0 | 2.5724 | 45.4328 | 34.9
5615 | 0 | 0 | 0 | 3.2 | 21 | 0 | 0 | 0 |  | 92.5819 | 33.5258 | 0 | 92.5858 | 62.2743 | 0 | 0.95017 | 44.0582 | 33.3
5616 | 0 | 0 | 0 | 2.8 | 19.8 | 0 | 0 | 0 |  | 92.5799 | 33.8282 | 0 | 92.5842 | 55.1183 | 0 | 0.00087736 | 44.1276 | 32.5
5617 | 0 | 0 | 0 | 1.7 | 19.2 | 0 | 0 | 0 |  | 91.1544 | 33.3544 | 0 | 91.1591 | 48.0756 | 2.1407e-06 | 0 | 44.1761 | 32
5618 | 0 | 0 | 0 | 1 | 19.2 | 0 | 0 | 0 |  | 92.1539 | 33.7674 | 0 | 92.1592 | 40.9538 | 1.7625e-06 | 0 | 44.2089 | 32.4
5619 | 0 | 0 | 0 | 1.3 | 18.9 | 0 | 0 | 0 |  | 97.0364 | 35.9493 | 0 | 97.0426 | 33.4411 | 0 | 0 | 44.2089 | 34.4
5620 | 0 | 0 | 0 | 1.1 | 18.6 | 0 | 0 | 0 |  | 97.2704 | 36.1007 | 0 | 97.2773 | 25.9103 | 0 | 1.8734 | 41.3136 | 36.4
5621 | 0 | 0 | 0 | 1.9 | 17.8 | 0 | 0 | 0 |  | 97.271 | 36.2417 | 0 | 97.2788 | 18.3797 | 0 | 4.092 | 34.8622 | 38.7
5622 | 43 | 9 | 6 | 1.6 | 18.3 | 0 | 0 | 0 |  | 97.2705 | 36.1189 | 0 | 97.2794 | 10.852 | 0 | 7.3235 | 23.036 | 41.9
5623 | 493 | 137 | 39 | 1.9 | 20.7 | 0 | 0 | 3.5234 |  | 97.2699 | 35.5399 | 0 | 97.2805 | 3.3321 | 0 | 6.2849 | 12.4241 | 44.1
5624 | 727 | 343 | 62 | 3.6 | 24.1 | 101.2044 | 0 | 21.8052 |  | 78.1698 | 24.8267 | 53.2928 | 30.2076 | 5.0798 | 0 | 0 | 12.4241 | 45.6
5625 | 833 | 547 | 75 | 5.8 | 26.1 | 216.7545 | 0 | 41.8318 |  | 103.28 | 35.0199 | 113.5954 | 0 | 13.7254 | 0 | 0 | 12.4241 | 47
5626 | 892 | 722 | 81 | 6 | 27.3 | 248.4589 | 0 | 56.7108 |  | 103.2759 | 34.3208 | 145.324 | 0 | 24.8346 | 0 | 0 | 12.4241 | 48
5627 | 917 | 851 | 88 | 5.7 | 28.3 | 263.7772 | 0 | 66.8772 |  | 103.2773 | 33.7799 | 160.6501 | 0 | 37.1341 | 0 | 0 | 12.4241 | 47.4
5628 | 924 | 923 | 95 | 6.4 | 28.9 | 269.2055 | 0 | 72.6873 |  | 103.2782 | 33.4913 | 166.0802 | 0 | 49.8588 | 0 | 0 | 12.4241 | 46.1
5629 | 927 | 936 | 95 | 6.7 | 29.5 | 270.5164 | 0 | 73.6454 |  | 103.277 | 33.2458 | 167.3924 | 0 | 62.6915 | 0 | 0 | 12.4241 | 45.6
5630 | 915 | 885 | 94 | 6.7 | 29.8 | 262.441 | 0 | 69.5169 |  | 103.2765 | 33.2131 | 159.3118 | 0 | 74.9103 | 0 | 0 | 12.4241 | 45.3
5631 | 882 | 774 | 92 | 6.7 | 30 | 246.0174 | 0 | 60.3298 |  | 103.2763 | 33.2857 | 142.8779 | 0 | 85.8717 | 0 | 0 | 12.4241 | 44.5
5632 | 811 | 609 | 92 | 7.3 | 29.1 | 212.3413 | 0 | 46.9035 |  | 103.2209 | 33.8485 | 109.237 | 0 | 94.2497 | 8.6676 | 0 | 26.2899 | 43.7
5633 | 697 | 412 | 87 | 7.4 | 28.2 | 161.4948 | 0 | 28.9215 |  | 103.2868 | 34.4929 | 58.2953 | 0 | 98.7053 | 19.6746 | 0 | 56.2509 | 43.2
5634 | 501 | 203 | 64 | 7.7 | 26.8 | 79.7986 | 0 | 9.2617 |  | 97.5894 | 32.6368 | 0 | 17.7485 | 97.3092 | 0 | 2.5123 | 52.2766 | 44.4
5635 | 132 | 37 | 21 | 5.6 | 25.4 | 0 | 0 | 0.74453 |  | 97.5825 | 34.0654 | 0 | 97.5851 | 89.7562 | 0 | 7.5454 | 40.6761 | 41.9
5636 | 0 | 0 | 0 | 3.9 | 23.7 | 0 | 0 | 0 |  | 97.5826 | 34.8348 | 0 | 97.5856 | 82.2024 | 0 | 5.0686 | 32.785 | 39
5637 | 0 | 0 | 0 | 3.7 | 22.4 | 0 | 0 | 0 |  | 97.5833 | 35.2956 | 0 | 97.5865 | 74.6477 | 0 | 2.8545 | 28.3269 | 37
5638 | 0 | 0 | 0 | 3.8 | 21.5 | 0 | 0 | 0 |  | 97.583 | 35.5841 | 0 | 97.5866 | 67.0926 | 0 | 0.81806 | 27.0745 | 35.1
5639 | 0 | 0 | 0 | 3 | 20.9 | 0 | 0 | 0 |  | 94.9197 | 34.5846 | 0 | 94.9236 | 59.7503 | 1.7382e-06 | 0 | 27.1098 | 33.3
5640 | 0 | 0 | 0 | 1.4 | 20.5 | 0 | 0 | 0 |  | 88.4801 | 31.8903 | 0 | 88.4842 | 52.9213 | 0 | 1.422 | 24.8542 | 32.2
5641 | 0 | 0 | 0 | 1 | 20.2 | 0 | 0 | 0 |  | 88.4802 | 31.9619 | 0 | 88.4847 | 46.0924 | 0 | 0.58574 | 23.9271 | 31.4
5642 | 0 | 0 | 0 | 1.2 | 19.4 | 0 | 0 | 0 |  | 88.4803 | 32.1642 | 0 | 88.4853 | 39.263 | 0 | 0 | 23.9271 | 30.9
5643 | 0 | 0 | 0 | 1.1 | 19.2 | 0 | 0 | 0 |  | 88.4805 | 32.1967 | 0 | 88.4861 | 32.434 | 0 | 0.47587 | 23.1772 | 31.4
5644 | 0 | 0 | 0 | 2.4 | 19.9 | 0 | 0 | 0 |  | 90.6127 | 32.8994 | 0 | 90.6191 | 25.4372 | 0 | 0 | 23.1772 | 31.7
5645 | 0 | 0 | 0 | 1.7 | 19.2 | 0 | 0 | 0 |  | 92.2865 | 33.771 | 0 | 92.294 | 18.3076 | 0 | 0.64488 | 22.1421 | 33.1
5646 | 36 | 9 | 6 | 1.7 | 18.8 | 0 | 0 | 0 |  | 92.2866 | 33.8389 | 0 | 92.2951 | 11.1796 | 0 | 3.6945 | 16.0273 | 36.2
5647 | 443 | 132 | 45 | 1.9 | 20.3 | 0 | 0 | 3.8344 |  | 92.2864 | 33.4328 | 0 | 92.2964 | 4.0576 | 0 | 2.7334 | 11.3714 | 38.9
5648 | 680 | 336 | 73 | 4.3 | 23 | 88.2074 | 3.41e-06 | 21.6471 |  | 92.2865 | 31.3572 | 34.6754 | 38.7133 | 3.6883 | 0 | 0 | 11.3714 | 40.4
5649 | 794 | 538 | 88 | 5 | 25 | 206.4649 | 0 | 41.4183 |  | 92.2859 | 30.4678 | 114.2942 | 0 | 12.4211 | 0 | 0 | 11.3714 | 41.6
5650 | 861 | 715 | 96 | 6.7 | 26.8 | 238.1823 | 0 | 56.4558 |  | 94.0651 | 30.2819 | 144.2531 | 0 | 23.4712 | 0 | 0 | 11.3714 | 42.6
5651 | 894 | 845 | 101 | 6.5 | 27.9 | 255.6572 | 0 | 66.8247 |  | 94.0631 | 29.6367 | 161.741 | 0 | 35.8718 | 0 | 0 | 11.3714 | 42.5
5652 | 906 | 917 | 105 | 6.1 | 28.4 | 263.9274 | 0 | 72.2767 |  | 94.0622 | 29.3295 | 170.0174 | 0 | 48.9108 | 0 | 0 | 11.3714 | 41.6
5653 | 910 | 929 | 103 | 6.1 | 29.4 | 265.8925 | 0 | 72.9056 |  | 94.0635 | 28.8608 | 171.9827 | 0 | 62.1008 | 0 | 0 | 11.3714 | 40.7
5654 | 891 | 874 | 103 | 5.6 | 29.7 | 256.3373 | 0 | 68.2543 |  | 94.0638 | 28.8252 | 162.4217 | 0 | 74.5552 | 0 | 0 | 11.3714 | 40.2
5655 | 850 | 762 | 106 | 5.7 | 29.8 | 237.4556 | 0 | 59.2357 |  | 94.0639 | 28.9422 | 143.5288 | 0 | 85.5564 | 0 | 0 | 11.3714 | 39.8
5656 | 780 | 600 | 104 | 6.2 | 29.3 | 204.5532 | 0 | 46.0946 |  | 94.0428 | 29.3686 | 110.6283 | 0 | 94.0277 | 0.81244 | 0 | 12.749 | 39.6
5657 | 672 | 404 | 92 | 5.8 | 28.3 | 156.452 | 0 | 28.3629 |  | 94.0686 | 30.0664 | 62.4732 | 0 | 98.7951 | 18.9842 | 0 | 42.1475 | 39.4452
5658 | 482 | 196 | 64 | 5.5 | 27.3 | 77.6875 | 0 | 9.0069 |  | 94.0681 | 30.7801 | 0 | 16.3372 | 97.501 | 0 | 1.2177 | 40.1249 | 41.0046
5659 | 112 | 33 | 19 | 4.9 | 25.7 | 0 | 0 | 0.66966 |  | 94.0644 | 32.3309 | 0 | 94.0669 | 90.2299 | 0 | 6.5525 | 29.8781 | 39.4
5660 | 0 | 0 | 0 | 3.8 | 23.8 | 0 | 0 | 0 |  | 94.0646 | 33.2269 | 0 | 94.0675 | 82.9576 | 0 | 4.6726 | 22.4183 | 37.2
5661 | 0 | 0 | 0 | 4 | 22.7 | 0 | 0 | 0 |  | 94.065 | 33.6295 | 0 | 94.0682 | 75.6849 | 0 | 2.3932 | 18.5558 | 35.1
5662 | 0 | 0 | 0 | 2.6 | 21.9 | 0 | 0 | 0 |  | 94.0648 | 33.905 | 0 | 94.0683 | 68.4117 | 0 | 0.18084 | 18.2873 | 33
5663 | 0 | 0 | 0 | 1.8 | 21.6 | 0 | 0 | 0 |  | 90.6502 | 32.5177 | 0 | 90.654 | 61.4111 | 2.1812e-06 | 0 | 18.3069 | 31.5
5664 | 0 | 0 | 0 | 1.4 | 20.8 | 0 | 0 | 0 |  | 88.1202 | 31.6509 | 0 | 88.1243 | 54.6109 | 0 | 0 | 18.3069 | 30.6
5665 | 0 | 0 | 0 | 1.9 | 20.6 | 0 | 0 | 0 |  | 86.0664 | 30.8267 | 0 | 86.0708 | 47.9742 | 0 | 0 | 18.3069 | 29.8
5666 | 0 | 0 | 0 | 2.2 | 20 | 0 | 0 | 0 |  | 85.1536 | 30.6042 | 0 | 85.1584 | 41.4099 | 0 | 0 | 18.3069 | 29.5
5667 | 0 | 0 | 0 | 2.2 | 19.8 | 0 | 0 | 0 |  | 85.1536 | 30.6454 | 0 | 85.159 | 34.8459 | 0 | 0.28152 | 17.8773 | 29.8
5668 | 0 | 0 | 0 | 1.7 | 19.6 | 0 | 0 | 0 |  | 84.8068 | 30.5207 | 0 | 84.8128 | 28.31 | 1.5846e-09 | 0 | 17.8773 | 29.4
5669 | 0 | 0 | 0 | 1.7 | 19.3 | 0 | 0 | 0 |  | 86.2071 | 31.157 | 0 | 86.2139 | 21.6635 | 2.4451e-09 | 0 | 17.8773 | 30
5670 | 33 | 8 | 5 | 2.3 | 19.1 | 0 | 0 | 0 |  | 87.4032 | 31.6825 | 0 | 87.411 | 14.9232 | 0 | 1.7974 | 14.8909 | 32.3
5671 | 456 | 129 | 41 | 1.3 | 20.9 | 0 | 0 | 3.6434 |  | 87.4025 | 31.1796 | 0 | 87.4115 | 8.1873 | 0 | 0.65975 | 13.7861 | 34.6
5672 | 695 | 334 | 67 | 2.4 | 23 | 93.4744 | 0 | 21.6302 |  | 87.4024 | 29.2266 | 41.5542 | 35.4359 | 8.6069 | 0 | 0 | 13.7861 | 36.5
5673 | 809 | 538 | 81 | 4.7 | 25.2 | 211.0951 | 0 | 41.5927 |  | 87.4021 | 28.1728 | 123.813 | 0 | 18.06 | 0 | 0 | 13.7861 | 37.6
5674 | 865 | 711 | 91 | 5.7 | 26.8 | 240.6799 | 0 | 56.2194 |  | 87.4021 | 27.2226 | 153.4174 | 0 | 29.7999 | 0 | 0 | 13.7861 | 38.8
5675 | 886 | 838 | 101 | 6.4 | 27.9 | 253.3608 | 0 | 66.4137 |  | 87.4025 | 26.574 | 166.1064 | 0 | 42.5177 | 0 | 0 | 13.7861 | 39.3
5676 | 883 | 906 | 114 | 6.2 | 28.7 | 256.6009 | 0 | 71.3915 |  | 87.4008 | 26.1406 | 169.3507 | 0 | 55.4852 | 0 | 0 | 13.7861 | 38.5
5677 | 876 | 915 | 120 | 5.8 | 28.9 | 255.4936 | 0 | 71.8222 |  | 87.4005 | 26.0537 | 168.2433 | 0 | 68.3664 | 0 | 0 | 13.7861 | 37.7
5678 | 849 | 860 | 126 | 6.2 | 29.3 | 242.4896 | 0 | 67.4501 |  | 87.3999 | 25.966 | 155.2324 | 0 | 80.2471 | 0 | 0 | 13.7861 | 37.2
5679 | 771 | 745 | 149 | 7.2 | 28.8 | 211.411 | 0 | 58.6181 |  | 87.4007 | 26.4362 | 124.1346 | 0 | 89.7386 | 9.325 | 0 | 28.5933 | 36.8
5680 | 668 | 582 | 158 | 6.5 | 28.5 | 171.3962 | 0 | 44.7201 |  | 87.3392 | 26.7692 | 84.1574 | 0 | 96.1604 | 24.9719 | 0 | 66.27 | 36.6
5681 | 548 | 383 | 128 | 6.7 | 27.8 | 121.9292 | 0 | 26.6725 |  | 87.4071 | 27.3447 | 34.5927 | 0 | 98.7776 | 16.1233 | 0 | 90 | 37.4
5682 | 387 | 192 | 86 | 6.8 | 26.2 | 0 | 0 | 9.3376 |  | 85.8086 | 28.397 | 0 | 85.811 | 92.1637 | 0 | 1.7976 | 87.5171 | 39.5322
5683 | 78 | 41 | 31 | 5.9 | 24.5 | 0 | 0 | 1.1206 |  | 85.8094 | 29.3159 | 0 | 85.8121 | 85.5489 | 0 | 9.0265 | 74.1379 | 39.3
5684 | 0 | 0 | 0 | 4.6 | 23.1 | 0 | 0 | 0 |  | 85.8091 | 29.9071 | 0 | 85.8121 | 78.9336 | 0 | 7.6298 | 62.6326 | 37
5685 | 0 | 0 | 0 | 3.4 | 22.4 | 0 | 0 | 0 |  | 85.809 | 30.1897 | 0 | 85.8123 | 72.3179 | 0 | 5.3321 | 54.5634 | 34.8
5686 | 0 | 0 | 0 | 2.7 | 22 | 0 | 0 | 0 |  | 25.4902 | 6.1613 | 0 | 25.4912 | 70.4054 | 0 | 0 | 54.5634 | 6.1613
5687 | 0 | 0 | 0 | 2.8 | 21.6 | 0 | 0 | 0 |  | 25.4902 | 6.2421 | 0 | 25.4914 | 68.4929 | 0 | 0 | 54.5634 | 6.2421
5688 | 0 | 0 | 0 | 3.1 | 21.8 | 0 | 0 | 0 |  | 0 | -0.28887 | 0 | 0 | 68.4691 | 0 | 0 | 54.5634 | -0.28887
5689 | 0 | 0 | 0 | 3 | 21.4 | 0 | 0 | 0 |  | 0 | -0.28887 | 0 | 0 | 68.4453 | 0 | 0 | 54.5634 | -0.28887
5690 | 0 | 0 | 0 | 3.4 | 21 | 0 | 0 | 0 |  | 0 | -0.28887 | 0 | 0 | 68.4215 | 0 | 0 | 54.5634 | -0.28887
5691 | 0 | 0 | 0 | 2.5 | 20.6 | 0 | 0 | 0 |  | 0 | -0.28887 | 0 | 0 | 68.3976 | 0 | 0 | 54.5634 | -0.28887
5692 | 0 | 0 | 0 | 2.6 | 19.8 | 0 | 0 | 0 |  | 0 | -0.28887 | 0 | 0 | 68.3737 | 0 | 0 | 54.5634 | -0.28887
5693 | 0 | 0 | 0 | 3.2 | 20.3 | 0 | 0 | 0 |  | 0 | -0.28887 | 0 | 0 | 68.3499 | 0 | 0 | 54.5634 | -0.28887
5694 | 1 | 5 | 5 | 3.9 | 20.6 | 0 | 0 | 0 |  | 0 | -0.28887 | 0 | 0 | 68.326 | 0 | 24.9297 | 12.9824 | 24.6408
5695 | 44 | 87 | 78 | 3.2 | 21.5 | 0 | 0 | 4.5781 |  | 0 | -0.28887 | 0 | 0 | 68.3022 | 0 | 0 | 12.9824 | 4.2892
5696 | 123 | 232 | 188 | 4.6 | 23.5 | 0 | 0 | 15.2286 |  | 0 | -0.28887 | 0 | 0 | 68.2785 | 0 | 0 | 12.9824 | 14.9398
5697 | 115 | 344 | 275 | 5.3 | 24.5 | 0 | 0 | 23.1093 |  | 0 | -0.28887 | 0 | 0 | 68.2549 | 0 | 0 | 12.9824 | 22.8205
5698 | 49 | 371 | 331 | 5.8 | 25.2 | 0 | 0 | 24.7405 |  | 0 | -0.28887 | 0 | 0 | 68.2313 | 0 | 0 | 12.9824 | 24.4516
5699 | 344 | 731 | 438 | 6 | 26.7 | 20.4387 | 8.87e-07 | 54.0401 |  | 0 | -1.2881 | 20.4501 | 0 | 69.7625 | 5.5323 | 0 | 21.9809 | 47.2198
5700 | 301 | 699 | 422 | 6.4 | 27.5 | 71.289 | 0 | 52.0788 |  | 0 | -1.175 | 71.3284 | 0 | 75.1608 | 4.6418 | 0 | 29.3465 | 46.262
5701 | 434 | 813 | 415 | 6.3 | 28.6 | 114.4394 | 0 | 61.028 |  | 0 | -1.2869 | 114.5024 | 0 | 83.8385 | 13.8841 | 0 | 50.6883 | 45.857
5702 | 364 | 710 | 390 | 7.7 | 28.6 | 88.3797 | 0 | 53.1508 |  | 0 | -1.2157 | 88.4277 | 0 | 90.5316 | 6.3879 | 0 | 60.3889 | 45.5472
5703 | 249 | 552 | 356 | 7.4 | 28.2 | 0 | 0 | 40.5112 |  | 0 | -0.37147 | 0 | 0 | 90.5074 | 0 | 0 | 60.3889 | 40.1397
5704 | 29 | 279 | 259 | 7.6 | 27.1 | 0 | 0 | 17.633 |  | 0 | -0.28887 | 0 | 0 | 90.4832 | 0 | 0 | 60.3889 | 17.3442
5705 | 160 | 306 | 226 | 7.2 | 26.4 | 0 | 0 | 20.0632 |  | 0 | -0.28887 | 0 | 0 | 90.459 | 0 | 0 | 60.3889 | 19.7743
5706 | 20 | 104 | 98 | 6.9 | 25.1 | 0 | 0 | 6.0351 |  | 0 | -0.28887 | 0 | 0 | 90.4347 | 0 | 0 | 60.3889 | 5.7462
5707 | 4 | 30 | 30 | 5.9 | 24.1 | 0 | 0 | 1.0987 |  | 0 | -0.28887 | 0 | 0 | 90.4104 | 0 | 0 | 60.3889 | 0.80986
5708 | 0 | 0 | 0 | 4.7 | 23.4 | 0 | 0 | 0 |  | 0 | -0.28887 | 0 | 0 | 90.3861 | 0 | 0 | 60.3889 | -0.28887
5709 | 0 | 0 | 0 | 4.6 | 23.2 | 0 | 0 | 0 |  | 0 | -0.28887 | 0 | 0 | 90.3617 | 0 | 24.942 | 20.0687 | 24.6532
5710 | 0 | 0 | 0 | 4.3 | 22.7 | 0 | 0 | 0 |  | 0 | -0.28887 | 0 | 0 | 90.3373 | 0 | 1.5945 | 17.4003 | 1.3056
5711 | 0 | 0 | 0 | 1.7 | 22.5 | 0 | 0 | 0 |  | 130.3061 | 25.4197 | 0 | 130.3214 | 80.0947 | 0 | 0 | 17.4003 | 25.4197
5712 | 0 | 0 | 0 | 1 | 21.4 | 0 | 0 | 0 |  | 93.8537 | 33.8166 | 0 | 93.8645 | 72.8365 | 0 | 0 | 17.4003 | 32.8
5713 | 0 | 0 | 0 | 1.3 | 20.9 | 0 | 0 | 0 |  | 92.4204 | 33.311 | 0 | 92.4314 | 65.6926 | 0 | 0 | 17.4003 | 32.3
5714 | 0 | 0 | 0 | 1.1 | 20.6 | 0 | 0 | 0 |  | 93.3103 | 33.7734 | 0 | 93.3219 | 58.4775 | 0 | 0 | 17.4003 | 32.7
5715 | 0 | 0 | 0 | 1.4 | 20.2 | 0 | 0 | 0 |  | 99.4218 | 36.5842 | 0 | 99.4346 | 50.7734 | 0 | 0 | 17.4003 | 35.2
5716 | 0 | 0 | 0 | 1.4 | 20.3 | 0 | 0 | 0 |  | 106.4464 | 39.7566 | 0 | 106.4607 | 42.5056 | 0 | 0 | 17.4003 | 38
5717 | 0 | 0 | 0 | 0.7 | 19.7 | 0 | 0 | 0 |  | 112.9506 | 42.9486 | 0 | 112.9664 | 33.7121 | 0 | 0 | 17.4003 | 40.7
5718 | 0 | 6 | 6 | 0.5 | 19.2 | 0 | 0 | 0 |  | 120.2349 | 46.5766 | 0 | 120.2526 | 24.3277 | 0 | 0 | 17.4003 | 43.7
5719 | 48 | 85 | 78 | 0.7 | 20.8 | 0 | 0 | 4.5913 |  | 113.6359 | 43.0157 | 0 | 113.6538 | 15.4828 | 0 | 0 | 17.4003 | 45.4
5720 | 159 | 241 | 177 | 0.9 | 22.9 | 0 | 0 | 15.2789 |  | 90.9206 | 31.8864 | 0 | 90.936 | 8.4681 | 0 | 0 | 17.4003 | 46.7
5721 | 574 | 500 | 177 | 1.2 | 25.4 | 82.5325 | 0 | 37.0409 |  | 31.3569 | 6.2821 | 64.8831 | 13.6652 | 12.4435 | 0 | 4.2537 | 10.368 | 47.5768
5722 | 699 | 687 | 187 | 1.7 | 27 | 194.0979 | 0 | 52.477 |  | 25.4902 | 3.7712 | 168.7183 | 0 | 25.4347 | 0 | 0 | 10.368 | 47.9
5723 | 803 | 846 | 183 | 2.6 | 28.8 | 231.7051 | 0 | 64.9414 |  | 25.4902 | 2.9067 | 206.3499 | 0 | 41.3214 | 0 | 0 | 10.368 | 46.7
5724 | 796 | 919 | 211 | 5.3 | 29.4 | 230.2514 | 0 | 72.5871 |  | 25.4902 | 2.7049 | 204.8972 | 0 | 57.0842 | 6.7051 | 0 | 21.2223 | 45.4
5725 | 638 | 859 | 283 | 4.7 | 29.5 | 181.3142 | 0 | 66.8298 |  | 25.4902 | 2.9497 | 155.9317 | 0 | 69.0721 | 24.9687 | 0 | 59.1288 | 44.8108
5726 | 248 | 587 | 370 | 3.8 | 29.6 | 0 | 0 | 43.0662 |  | 25.4902 | 4.0725 | 0 | 25.4915 | 67.1597 | 4.0347 | 0 | 65.0104 | 43.1039
5727 | 707 | 759 | 220 | 3.9 | 30.2 | 132.0571 | -4.95e-06 | 58.4551 |  | 25.4902 | 2.4591 | 114.9412 | 8.2976 | 75.3329 | 16.5714 | 0 | 90 | 43.7
5728 | 501 | 501 | 185 | 5.2 | 29.7 | 124.0937 | 0 | 37.8516 |  | 25.4902 | 3.0792 | 98.6737 | 0 | 82.8818 | 0 | 1.0681 | 88.4831 | 41.9989
5729 | 157 | 225 | 154 | 3.1 | 28.7 | 0 | 0 | 14.9016 |  | 33.748 | 7.0184 | 0 | 33.7498 | 80.346 | 0 | 20.0134 | 57.8938 | 41.9334
5730 | 4 | 70 | 69 | 1.9 | 27.6 | 0 | 0 | 4.0575 |  | 33.748 | 7.65 | 0 | 33.7499 | 77.81 | 0 | 24.9497 | 17.3733 | 36.6572
5731 | 19 | 16 | 14 | 4.4 | 26.5 | 0 | 0 | 0.57731 |  | 25.4902 | 5.2575 | 0 | 25.4917 | 75.8973 | 0 | 0 | 17.3733 | 5.8348
5732 | 0 | 0 | 0 | 5.9 | 22.9 | 0 | 0 | 0 |  | 25.4902 | 6.1142 | 0 | 25.4918 | 73.9847 | 0 | 0 | 17.3733 | 6.1142
5733 | 0 | 0 | 0 | 3.4 | 21.6 | 0 | 0 | 0 |  | 102.9434 | 37.9048 | 0 | 102.9502 | 65.9993 | 0 | 1.2942e-06 | 17.5689 | 36.4
5734 | 0 | 0 | 0 | 1.4 | 21.2 | 0 | 0 | 0 |  | 97.7756 | 35.6954 | 0 | 97.7825 | 58.4283 | 0 | 0 | 17.5689 | 34.4
5735 | 0 | 0 | 0 | 1.3 | 21 | 0 | 0 | 0 |  | 93.9609 | 34.0597 | 0 | 93.968 | 51.1627 | 0 | 0 | 17.5689 | 32.9
5736 | 0 | 0 | 0 | 0.6 | 20.7 | 0 | 0 | 0 |  | 92.352 | 33.4179 | 0 | 92.3595 | 44.026 | 0 | 0 | 17.5689 | 32.3
5737 | 0 | 0 | 0 | 2.4 | 20.5 | 0 | 0 | 0 |  | 59.2451 | 19.7686 | 0 | 59.2502 | 39.5056 | 0 | 0 | 17.5689 | 19.7686
5738 | 0 | 0 | 0 | 1.5 | 19.9 | 0 | 0 | 0 |  | 59.245 | 19.7453 | 0 | 59.2505 | 34.9855 | 0 | 0 | 17.5689 | 19.7453
5739 | 0 | 0 | 0 | 0.6 | 18.9 | 0 | 0 | 0 |  | 59.2449 | 19.9601 | 0 | 59.2509 | 30.4658 | 0 | 0 | 17.5689 | 19.9601
5740 | 0 | 0 | 0 | 0.3 | 18.2 | 0 | 0 | 0 |  | 59.2447 | 19.8203 | 0 | 59.2512 | 25.9467 | 0 | 0 | 17.5689 | 19.8203
5741 | 0 | 0 | 0 | 1 | 17.9 | 0 | 0 | 0 |  | 59.2449 | 19.8613 | 0 | 59.2519 | 21.4282 | 0 | 0 | 17.5689 | 19.8613
5742 | 13 | 5 | 5 | 0.7 | 18.2 | 0 | 0 | 0 |  | 112.2741 | 42.9259 | 0 | 112.2886 | 12.6918 | 0 | 3.0696 | 12.6028 | 43.7
5743 | 340 | 114 | 48 | 0.4 | 20.5 | 0 | 0 | 3.9113 |  | 112.2746 | 42.4425 | 0 | 112.2908 | 3.9628 | 0 | 1.2797 | 10.4065 | 45.5
5744 | 617 | 315 | 82 | 0.6 | 23.6 | 73.4747 | 0 | 20.7604 |  | 81.1044 | 26.2929 | 30.0788 | 37.6771 | 3.2996 | 0 | 0 | 10.4065 | 47.0534
5745 | 752 | 520 | 100 | 0.8 | 27.1 | 197.4123 | 0 | 39.1604 |  | 79.8145 | 23.9638 | 117.7081 | 0 | 12.2005 | 0 | 0 | 10.4065 | 48.3
5746 | 822 | 697 | 114 | 1.5 | 29.4 | 231.5772 | 0 | 53.4138 |  | 79.8139 | 22.5125 | 151.8963 | 0 | 23.7401 | 0 | 0 | 10.4065 | 48.9
5747 | 852 | 826 | 126 | 1.7 | 30.7 | 247.7116 | 0 | 62.4538 |  | 79.8137 | 21.7137 | 168.0416 | 0 | 36.522 | 0 | 0 | 10.4065 | 48.4
5748 | 768 | 842 | 163 | 2.6 | 31.6 | 224.2321 | 0 | 64.9578 |  | 79.8141 | 21.4569 | 144.5483 | 0 | 47.5144 | 0 | 0 | 10.4065 | 47.1
5749 | 857 | 940 | 175 | 5.8 | 31.5 | 249.5637 | 0 | 74.2491 |  | 79.8141 | 21.3177 | 169.8953 | 0 | 60.4454 | 0 | 0 | 10.4065 | 46.8
5750 | 854 | 865 | 140 | 5.3 | 31.8 | 245.2823 | 0 | 68.4468 |  | 79.8136 | 21.2163 | 165.6122 | 0 | 73.0522 | 0 | 0 | 10.4065 | 46.2
5751 | 819 | 748 | 129 | 6.2 | 31.5 | 227.2976 | 0 | 59.3384 |  | 79.8141 | 21.4907 | 147.6166 | 0 | 84.2875 | 21.4474 | 0 | 43.5346 | 45.6
5752 | 758 | 583 | 114 | 6.2 | 31.2 | 197.5847 | 0 | 45.4628 |  | 79.8139 | 21.8145 | 117.8863 | 0 | 93.2545 | 24.9802 | 0 | 80.5967 | 42.2971
5753 | 660 | 387 | 92 | 5.4 | 30.6 | 152.1839 | 0 | 27.6491 |  | 79.8192 | 22.3216 | 72.4534 | 0 | 98.7521 | 5.3572 | 0 | 88.4922 | 44.5
5754 | 463 | 180 | 61 | 5.2 | 29.3 | 70.203 | 0 | 8.4236 |  | 70.1711 | 19.0817 | 0.069143 | 0 | 98.7362 | 0 | 15.8822 | 64.685 | 43.3875
5755 | 99 | 25 | 15 | 3.9 | 27.7 | 0 | 0 | 0.61684 |  | 70.168 | 20.9049 | 0 | 70.17 | 93.3564 | 0 | 19.7973 | 33.9181 | 41.319
5756 | 0 | 0 | 0 | 1.6 | 26.4 | 0 | 0 | 0 |  | 93.6823 | 31.9071 | 0 | 93.6854 | 86.116 | 0 | 8.0051 | 21.2302 | 39.9
5757 | 0 | 0 | 0 | 1.6 | 24.8 | 0 | 0 | 0 |  | 101.443 | 36.1656 | 0 | 101.4466 | 78.2537 | 0 | 2.3674 | 17.5037 | 37.6
5758 | 0 | 0 | 0 | 0.9 | 23.4 | 0 | 0 | 0 |  | 101.4432 | 36.6829 | 0 | 101.4472 | 70.3906 | 2.2183e-06 | 0 | 17.5743 | 35.5
5759 | 0 | 0 | 0 | 1.2 | 22.5 | 0 | 0 | 0 |  | 97.0221 | 34.9913 | 0 | 97.0263 | 62.8812 | 0 | 0 | 17.5743 | 33.9
5760 | 0 | 0 | 0 | 0.8 | 22.4 | 0 | 0 | 0 |  | 76.9739 | 26.4643 | 0 | 76.9776 | 56.9654 | 0 | 0 | 17.5743 | 26.4643
5761 | 0 | 0 | 0 | 1.6 | 21.2 | 0 | 0 | 0 |  | 76.974 | 26.8799 | 0 | 76.978 | 51.0492 | 0 | 0 | 17.5743 | 26.8799
5762 | 0 | 0 | 0 | 1.9 | 20.4 | 0 | 0 | 0 |  | 76.9742 | 27.0767 | 0 | 76.9786 | 45.1328 | 0 | 0 | 17.5743 | 27.0767
5763 | 0 | 0 | 0 | 1.6 | 20.3 | 0 | 0 | 0 |  | 76.9741 | 27.0818 | 0 | 76.979 | 39.2168 | 0 | 0 | 17.5743 | 27.0818
5764 | 0 | 0 | 0 | 1.5 | 19.9 | 0 | 0 | 0 |  | 108.0515 | 40.6897 | 0 | 108.0591 | 30.8216 | 0 | 0 | 17.5743 | 38.7
5765 | 0 | 0 | 0 | 1.1 | 19.3 | 0 | 0 | 0 |  | 114.2915 | 43.7369 | 0 | 114.3004 | 21.9217 | 1.3919e-06 | 0 | 17.7594 | 41.3
5766 | 19 | 8 | 7 | 1.7 | 20 | 0 | 0 | 0 |  | 114.9014 | 43.8681 | 0 | 114.9116 | 12.9754 | 0 | 2.9511 | 12.7889 | 44.4
5767 | 329 | 115 | 50 | 0.9 | 22.5 | 0 | 0 | 3.9005 |  | 114.9001 | 43.2343 | 0 | 114.912 | 4.0363 | 0 | 1.3951 | 10.3947 | 46.3
5768 | 602 | 317 | 90 | 1.4 | 24.9 | 69.3504 | 0 | 21.1003 |  | 83.1246 | 26.6549 | 26.0678 | 39.8108 | 2.9526 | 0 | 0 | 10.3947 | 47.7551
5769 | 704 | 552 | 160 | 4.2 | 27.6 | 181.3963 | 0 | 42.5358 |  | 33.2239 | 6.1972 | 148.277 | 0 | 14.383 | 0 | 0 | 10.3947 | 48.7329
5770 | 719 | 687 | 177 | 5.4 | 28.6 | 196.7209 | 0 | 54.6105 |  | 25.4902 | 3.2276 | 171.3465 | 0 | 27.5795 | 0 | 0 | 10.3947 | 50
5771 | 643 | 782 | 244 | 5.6 | 29.7 | 178.6564 | 0 | 61.1171 |  | 25.4902 | 2.8741 | 153.2721 | 0 | 39.3795 | 10.728 | 0 | 27.4643 | 49.5
5772 | 768 | 871 | 190 | 4.7 | 31 | 222.1748 | 0 | 68.3663 |  | 25.4902 | 2.0138 | 196.8172 | 0 | 54.502 | 23.8335 | 0 | 63.4926 | 46.5465
5773 | 230 | 625 | 409 | 4.9 | 31.2 | 0 | 0 | 45.6639 |  | 25.4902 | 3.3193 | 0 | 25.4911 | 52.5904 | 3.3734 | 0 | 68.4035 | 45.6098
5774 | 431 | 718 | 350 | 5.1 | 30.6 | 49.1546 | 0 | 55.0065 |  | 25.4902 | 2.6046 | 38.0836 | 14.3911 | 54.4361 | 12.5369 | 0 | 87.4615 | 45.0742
5775 | 415 | 601 | 283 | 5.4 | 30.8 | 104.5511 | 0 | 45.8121 |  | 25.4902 | 2.6159 | 79.1217 | 0 | 60.5087 | 0.93406 | 0 | 89.0248 | 46.4
5776 | 119 | 357 | 286 | 4.5 | 29.1 | 0 | 0 | 24.3475 |  | 25.4902 | 4.2906 | 0 | 25.4913 | 58.5968 | 0 | 16.1491 | 64.3977 | 44.7872
5777 | 422 | 352 | 170 | 2.8 | 29.6 | 0 | 0 | 24.9486 |  | 25.4902 | 4.1579 | 0 | 25.4914 | 56.6849 | 0 | 15.3597 | 40.5117 | 44.4662
5778 | 334 | 159 | 70 | 2 | 28.7 | 0 | 0 | 7.5736 |  | 75.7934 | 22.6995 | 0 | 75.7974 | 50.8647 | 0 | 14.5269 | 16.9072 | 44.8
5779 | 1 | 11 | 11 | 2.6 | 27 | 0 | 0 | 0.44642 |  | 81.9258 | 26.3043 | 0 | 81.9307 | 44.5602 | 0 | 0 | 16.9072 | 26.7508
5780 | 0 | 0 | 0 | 2.6 | 26.2 | 0 | 0 | 0 |  | 81.9259 | 26.7169 | 0 | 81.9312 | 38.2558 | 0 | 0 | 16.9072 | 26.7169
5781 | 0 | 0 | 0 | 1.1 | 24.5 | 0 | 0 | 0 |  | 81.9264 | 27.5631 | 0 | 81.9323 | 31.9513 | 0 | 0 | 16.9072 | 27.5631
5782 | 0 | 0 | 0 | 1.2 | 23.8 | 0 | 0 | 0 |  | 81.9263 | 27.8627 | 0 | 81.9328 | 25.6473 | 0 | 0 | 16.9072 | 27.8627
5783 | 0 | 0 | 0 | 0.9 | 22.9 | 0 | 0 | 0 |  | 25.4902 | 6.089 | 0 | 25.4924 | 23.7387 | 0 | 0 | 16.9072 | 6.089
5784 | 0 | 0 | 0 | 1.2 | 21.9 | 0 | 0 | 0 |  | 25.4902 | 6.1266 | 0 | 25.4927 | 21.8304 | 0 | 0 | 16.9072 | 6.1266
5785 | 0 | 0 | 0 | 0.9 | 21.3 | 0 | 0 | 0 |  | 25.4902 | 6.241 | 0 | 25.4929 | 19.9225 | 0 | 0 | 16.9072 | 6.241
5786 | 0 | 0 | 0 | 1.2 | 20.9 | 0 | 0 | 0 |  | 25.4902 | 6.3106 | 0 | 25.4932 | 18.0152 | 0 | 0 | 16.9072 | 6.3106
5787 | 0 | 0 | 0 | 1.3 | 19.9 | 0 | 0 | 0 |  | 25.4902 | 6.067 | 0 | 25.4935 | 16.1082 | 0 | 0 | 16.9072 | 6.067
5788 | 0 | 0 | 0 | 0.9 | 19.7 | 0 | 0 | 0 |  | 55.0061 | 18.0146 | 0 | 55.014 | 11.9256 | 0 | 0 | 16.9072 | 18.0146
5789 | 0 | 0 | 0 | 0.9 | 19.9 | 0 | 0 | 0 |  | 55.0061 | 17.9275 | 0 | 55.0149 | 7.745 | 0 | 3.9721 | 10.3505 | 21.8996
5790 | 19 | 5 | 5 | 1.8 | 19.8 | 0 | 0 | 0 |  | 25.4902 | 6.039 | 0 | 25.4947 | 5.8438 | 0 | 8.8821e-16 | 10.3505 | 6.039
5791 | 368 | 113 | 45 | 0.8 | 22.4 | 0 | 0 | 3.8572 |  | 25.4902 | 6.0814 | 0 | 25.4953 | 3.9448 | 0 | 0 | 10.3505 | 9.9385
5792 | 627 | 312 | 79 | 1 | 25.3 | 75.4678 | 0 | 20.9583 |  | 85.1024 | 27.1108 | 29.3581 | 38.9704 | 3.0634 | 0 | 0 | 10.3505 | 48.0691
5793 | 750 | 513 | 99 | 1.3 | 27.7 | 196.7272 | 0 | 39.4742 |  | 47.8342 | 11.0257 | 148.99 | 0 | 14.3196 | 0 | 0 | 10.3505 | 50
5794 | 813 | 685 | 114 | 1.3 | 29.6 | 228.9221 | 0 | 52.9405 |  | 47.8342 | 9.5794 | 181.2018 | 0 | 28.0487 | 0 | 0 | 10.3505 | 50
5795 | 854 | 815 | 119 | 2.7 | 30.4 | 247.7737 | 0 | 63.5363 |  | 47.8342 | 8.8843 | 200.0616 | 0 | 43.2096 | 0 | 0 | 10.3505 | 50
5796 | 873 | 889 | 122 | 3.4 | 31.5 | 256.914 | 0 | 69.3173 |  | 47.8342 | 8.0105 | 209.2041 | 0 | 59.0568 | 0 | 0 | 10.3505 | 49
5797 | 861 | 895 | 131 | 4.4 | 32 | 252.5116 | 0 | 70.2951 |  | 47.8342 | 7.706 | 204.6481 | 0 | 74.5477 | 10.1464 | 0 | 26.5351 | 48.6
5798 | 684 | 755 | 174 | 3 | 32 | 194.5677 | 0 | 59.1326 |  | 47.8342 | 8.0871 | 146.882 | 0 | 85.6523 | 23.1039 | 0 | 61.5301 | 44.1158
5799 | 556 | 671 | 244 | 4.8 | 31.4 | 148.54 | 0 | 51.3133 |  | 47.8342 | 8.7091 | 100.7679 | 0 | 93.2557 | 16.7588 | 0 | 86.329 | 43.2636
5800 | 470 | 477 | 197 | 5.7 | 30.5 | 114.085 | 0 | 37.1891 |  | 47.8255 | 9.4851 | 66.3025 | 0 | 98.2425 | 1.4492 | 0 | 88.6709 | 45.225
5801 | 272 | 278 | 155 | 4.8 | 29.6 | 0 | 0 | 19.0086 |  | 47.8342 | 11.0501 | 0 | 47.8358 | 94.6159 | 0 | 12.7044 | 69.5964 | 42.7632
5802 | 48 | 71 | 55 | 3.5 | 28.4 | 0 | 0 | 3.7502 |  | 57.1165 | 15.3587 | 0 | 57.1186 | 90.2617 | 0 | 24.9627 | 30.3183 | 44.0715
5803 | 11 | 12 | 11 | 4.4 | 26.8 | 0 | 0 | 0.44702 |  | 107.8886 | 38.4444 | 0 | 107.8928 | 81.8813 | 0 | 5.4212 | 21.6777 | 43.2
5804 | 0 | 0 | 0 | 3.3 | 25.5 | 0 | 0 | 0 |  | 107.8938 | 38.9364 | 0 | 107.8984 | 73.5002 | 0 | 2.7908 | 17.285 | 40.4
5805 | 0 | 0 | 0 | 2.8 | 24 | 0 | 0 | 0 |  | 107.8928 | 39.4672 | 0 | 107.8978 | 65.1194 | 0 | 0.16188 | 17.0942 | 38.1
5806 | 0 | 0 | 0 | 1.9 | 22.9 | 0 | 0 | 0 |  | 101.9656 | 37.0826 | 0 | 101.9707 | 57.2141 | 2.7854e-09 | 0 | 17.0942 | 35.8
5807 | 0 | 0 | 0 | 1.8 | 22.5 | 0 | 0 | 0 |  | 97.777 | 35.3051 | 0 | 97.7824 | 49.6447 | 1.0393e-09 | 0 | 17.0942 | 34.2
5808 | 0 | 0 | 0 | 1.3 | 22.4 | 0 | 0 | 0 |  | 95.4699 | 34.2997 | 0 | 95.4757 | 42.2604 | 2.1261e-07 | 0 | 17.0942 | 33.3
5809 | 0 | 0 | 0 | 1.3 | 22.3 | 0 | 0 | 0 |  | 93.6676 | 33.5269 | 0 | 93.6739 | 35.0209 | 2.1947e-06 | 0 | 17.2486 | 32.6
5810 | 0 | 0 | 0 | 1 | 21.6 | 0 | 0 | 0 |  | 91.6587 | 32.8827 | 0 | 91.6655 | 27.9424 | 1.8043e-06 | 0 | 17.2637 | 31.9
5811 | 0 | 0 | 0 | 1.4 | 21.2 | 0 | 0 | 0 |  | 91.6591 | 32.9743 | 0 | 91.6667 | 20.8646 | 0 | 0.1439 | 17.0371 | 32.1
5812 | 0 | 0 | 0 | 1.8 | 21.9 | 0 | 0 | 0 |  | 63.3267 | 21.034 | 0 | 63.3327 | 16.0269 | 0 | 0 | 17.0371 | 21.034
5813 | 0 | 0 | 0 | 1.1 | 20.9 | 0 | 0 | 0 |  | 63.3266 | 21.2519 | 0 | 63.3334 | 11.1908 | 0 | 0 | 17.0371 | 21.2519
5814 | 15 | 5 | 5 | 0.8 | 20.3 | 0 | 0 | 0 |  | 63.3266 | 21.3534 | 0 | 63.3343 | 6.3573 | 0 | 3.9261 | 10.3007 | 25.2795
5815 | 246 | 104 | 57 | 0.4 | 22.2 | 0 | 0 | 4.1491 |  | 28.8617 | 7.3393 | 0 | 28.8659 | 4.2048 | 0 | 0 | 10.3007 | 11.4885
5816 | 522 | 292 | 98 | 0.8 | 24.3 | 0 | 0 | 19.8778 |  | 28.8618 | 6.8748 | 0 | 28.8666 | 2.0552 | 0 | 0 | 10.3007 | 26.7526
5817 | 627 | 491 | 143 | 1 | 26.4 | 97.6512 | -3.7e-06 | 37.5196 |  | 28.8617 | 5.1117 | 80.2426 | 11.3995 | 7.3129 | 0 | 0 | 10.3007 | 42.6313
5818 | 723 | 667 | 158 | 1.1 | 28.7 | 201.556 | 0 | 51.4183 |  | 28.8617 | 4.1796 | 172.8116 | 0 | 20.5205 | 0 | 0 | 10.3007 | 43.8
5819 | 792 | 791 | 145 | 1.5 | 30.2 | 229.1268 | 0 | 60.916 |  | 28.8617 | 3.2707 | 200.3986 | 0 | 35.843 | 0 | 0 | 10.3007 | 43.7
5820 | 823 | 876 | 154 | 3 | 31.6 | 241.4738 | 0 | 68.515 |  | 28.8617 | 2.4196 | 212.7516 | 0 | 52.0974 | 0 | 0 | 10.3007 | 42.8
5821 | 812 | 924 | 205 | 5.3 | 31.7 | 235.9201 | 0 | 73.6128 |  | 28.8617 | 2.4111 | 207.1921 | 0 | 67.9085 | 0 | 0 | 10.3007 | 41.7
5822 | 715 | 862 | 257 | 6.2 | 31.7 | 200.7359 | 0 | 67.9844 |  | 39.6242 | 5.6084 | 161.221 | 0 | 80.1937 | 4.2169 | 0 | 17.2421 | 41.2
5823 | 590 | 649 | 212 | 5.8 | 30.8 | 157.7031 | 0 | 51.9634 |  | 51.2317 | 10.2914 | 106.5529 | 0 | 88.2806 | 24.9662 | 0 | 55.2969 | 37.2886
5824 | 691 | 585 | 165 | 6.1 | 31.3 | 177.7918 | 0 | 45.8289 |  | 86.3775 | 24.9438 | 91.5079 | 0 | 95.1386 | 23.6029 | 0 | 90 | 40.3
5825 | 575 | 395 | 147 | 4.5 | 31 | 129.5778 | 0 | 28.2383 |  | 86.4303 | 25.2845 | 43.2197 | 0 | 98.3587 | 0 | 0 | 90 | 40.8
5826 | 184 | 119 | 64 | 4.5 | 29 | 0 | 0 | 5.6352 |  | 86.4246 | 27.2021 | 0 | 86.4277 | 91.6961 | 0 | 8.4777 | 77.6966 | 41.315
5827 | 41 | 15 | 12 | 3.4 | 27.3 | 0 | 0 | 0.48858 |  | 86.4262 | 28.16 | 0 | 86.4296 | 85.0332 | 0 | 10.7949 | 61.4368 | 39.4434
5828 | 0 | 0 | 0 | 2.1 | 26.2 | 0 | 0 | 0 |  | 86.4258 | 28.7216 | 0 | 86.4294 | 78.3703 | 0 | 8.5869 | 48.3361 | 37.3085
5829 | 0 | 0 | 0 | 1.9 | 24.9 | 0 | 0 | 0 |  | 86.4261 | 29.3551 | 0 | 86.4301 | 71.7069 | 0 | 6.2692 | 38.6906 | 35.6
5830 | 0 | 0 | 0 | 0.5 | 23.8 | 0 | 0 | 0 |  | 86.4265 | 29.8394 | 0 | 86.4308 | 65.0431 | 0 | 3.79 | 32.8261 | 33.3
5831 | 0 | 0 | 0 | 0.8 | 23.1 | 0 | 0 | 0 |  | 86.4263 | 30.1227 | 0 | 86.431 | 58.3791 | 0 | 2.0882 | 29.6064 | 31.7
5832 | 0 | 0 | 0 | 0.7 | 22.6 | 0 | 0 | 0 |  | 86.4449 | 30.3252 | 0 | 86.45 | 51.7136 | 0 | 1.1123 | 27.8949 | 30.8
5833 | 0 | 0 | 0 | 1.1 | 22.6 | 0 | 0 | 0 |  | 86.4449 | 30.3129 | 0 | 86.4505 | 45.0484 | 0 | 0.41369 | 27.2733 | 30.1
5834 | 0 | 0 | 0 | 0.8 | 21.8 | 0 | 0 | 0 |  | 86.4451 | 30.5783 | 0 | 86.4511 | 38.383 | 0 | 0 | 27.2733 | 29.8
5835 | 0 | 0 | 0 | 0.6 | 20.2 | 0 | 0 | 0 |  | 86.51 | 31.0664 | 0 | 86.5166 | 31.7116 | 0 | 0.077505 | 27.1919 | 30.1
5836 | 0 | 0 | 0 | 0.8 | 20.4 | 0 | 0 | 0 |  | 86.5099 | 30.9898 | 0 | 86.5173 | 25.0413 | 0 | 0 | 27.1919 | 30
5837 | 0 | 0 | 0 | 1.2 | 19.4 | 0 | 0 | 0 |  | 87.2376 | 31.5502 | 0 | 87.2458 | 18.3133 | 0 | 0 | 27.1919 | 30.4
5838 | 19 | 5 | 4 | 1.3 | 19.7 | 0 | 0 | 0 |  | 87.2375 | 31.4403 | 0 | 87.2468 | 11.5876 | 0 | 2.3242 | 23.4693 | 32.7
5839 | 382 | 110 | 41 | 1.1 | 21.2 | 0 | 0 | 3.7579 |  | 87.2373 | 30.9769 | 0 | 87.2479 | 4.8673 | 0 | 1.0484 | 21.7734 | 35
5840 | 638 | 308 | 73 | 0.9 | 25.2 | 77.5741 | 0 | 21.0288 |  | 38.8227 | 9.2089 | 56.3046 | 17.5116 | 7.8661 | 0 | 6.2881 | 11.0271 | 36.5258
5841 | 764 | 510 | 90 | 0.8 | 28.3 | 200.6643 | 0 | 39.2472 |  | 25.4902 | 3.2953 | 175.2926 | 0 | 21.2973 | 0 | 0 | 11.0271 | 38.2
5842 | 834 | 683 | 100 | 1.8 | 30.1 | 235.2525 | 0 | 53.3823 |  | 25.4902 | 2.3402 | 209.9019 | 0 | 37.3804 | 0 | 0 | 11.0271 | 39.7
5843 | 869 | 816 | 112 | 2.9 | 31.4 | 252.4079 | 0 | 64.111 |  | 25.4902 | 1.5959 | 227.067 | 0 | 54.7633 | 0 | 0 | 11.0271 | 40.3
5844 | 775 | 857 | 181 | 3.7 | 32.7 | 225.6705 | 0 | 67.4703 |  | 25.4902 | 1.135 | 200.3123 | 0 | 70.0823 | 11.9042 | 0 | 29.8664 | 39.4
5845 | 794 | 893 | 192 | 6.1 | 33.1 | 229.2802 | 0 | 71.1304 |  | 25.4902 | 0.91678 | 203.9207 | 0 | 85.6468 | 24.9733 | 0 | 67.4811 | 38.5
5846 | 467 | 657 | 255 | 6 | 32.7 | 123.2294 | 0 | 51.226 |  | 25.4902 | 1.6123 | 97.8047 | 0 | 93.1029 | 15.2584 | 0 | 89.9529 | 37.58
5847 | 119 | 459 | 368 | 5.9 | 31.3 | 0 | 0 | 31.4552 |  | 25.4902 | 3.2732 | 0 | 25.4911 | 91.1899 | 0 | 1.3347 | 88.2087 | 36.0631
5848 | 273 | 451 | 291 | 5.5 | 30.5 | 0 | 0 | 33.4235 |  | 25.4902 | 3.7319 | 0 | 25.4912 | 89.2769 | 0.24685 | 0 | 88.9715 | 36.9086
5849 | 577 | 386 | 138 | 4.7 | 30.6 | 65.7373 | 0 | 27.76 |  | 25.4902 | 2.559 | 52.8157 | 12.5478 | 92.316 | 0 | 7.3054 | 78.086 | 37.6243
5850 | 311 | 153 | 76 | 3.7 | 29.3 | 0 | 0 | 7.6754 |  | 35.3012 | 7.154 | 0 | 35.3028 | 89.6608 | 0 | 24.9649 | 39.0539 | 39.7944
5851 | 4 | 10 | 9 | 2.5 | 26.6 | 0 | 0 | 0.36206 |  | 98.1809 | 33.875 | 0 | 98.1854 | 82.0598 | 0 | 6.53 | 28.7319 | 40.5
5852 | 0 | 0 | 0 | 1.2 | 24.6 | 0 | 0 | 0 |  | 98.1798 | 34.7104 | 0 | 98.1847 | 74.4588 | 0 | 4.1015 | 22.3306 | 38.1
5853 | 0 | 0 | 0 | 1 | 23.9 | 0 | 0 | 0 |  | 98.1801 | 34.9814 | 0 | 98.1853 | 66.8574 | 0 | 1.4724 | 20.0395 | 35.6
5854 | 0 | 0 | 0 | 1.1 | 23.7 | 0 | 0 | 0 |  | 96.5116 | 34.3013 | 0 | 96.5172 | 59.3896 | 2.8823e-09 | 0 | 20.0395 | 33.5
5855 | 0 | 0 | 0 | 1 | 23.1 | 0 | 0 | 0 |  | 25.4902 | 6.0718 | 0 | 25.4918 | 57.4776 | 0 | 0 | 20.0395 | 6.0718
5856 | 0 | 0 | 0 | 1.2 | 22.5 | 0 | 0 | 0 |  | 25.4902 | 6.1961 | 0 | 25.4919 | 55.5657 | 0 | 0 | 20.0395 | 6.1961
5857 | 0 | 0 | 0 | 1.1 | 21.7 | 0 | 0 | 0 |  | 25.4902 | 6.1951 | 0 | 25.492 | 53.6539 | 0 | 0 | 20.0395 | 6.1951
5858 | 0 | 0 | 0 | 1.2 | 21.4 | 0 | 0 | 0 |  | 38.8038 | 11.3718 | 0 | 38.8067 | 50.7297 | 0 | 0 | 20.0395 | 11.3718
5859 | 0 | 0 | 0 | 0.3 | 21 | 0 | 0 | 0 |  | 99.7137 | 36.5936 | 0 | 99.7219 | 43.0042 | 0 | 0 | 20.0395 | 35.2
5860 | 0 | 0 | 0 | 1.1 | 20.6 | 0 | 0 | 0 |  | 108.7948 | 40.8373 | 0 | 108.8044 | 34.5492 | 0 | 0 | 20.0395 | 38.9
5861 | 0 | 0 | 0 | 1.8 | 21.3 | 0 | 0 | 0 |  | 114.1823 | 43.224 | 0 | 114.1932 | 25.659 | 0 | 0.46716 | 19.4844 | 41.4
5862 | 2 | 2 | 2 | 2.4 | 21.2 | 0 | 0 | 0 |  | 114.1831 | 43.2396 | 0 | 114.1951 | 16.7704 | 0 | 3.137 | 14.2442 | 44.1
5863 | 57 | 54 | 40 | 5.3 | 21 | 0 | 0 | 2.5477 |  | 114.1834 | 43.2733 | 0 | 114.1969 | 7.8848 | 0 | 2.1611 | 10.5372 | 45.7
5864 | 527 | 292 | 96 | 6.1 | 23.6 | 0 | 0 | 20.5547 |  | 77.5934 | 26.0321 | 0 | 77.604 | 1.9332 | 0 | 0 | 10.5372 | 46.5868
5865 | 695 | 499 | 116 | 6.5 | 25.9 | 112.109 | 0 | 40.3298 |  | 35.1854 | 7.512 | 89.7403 | 12.7541 | 7.8271 | 0 | 0 | 10.5372 | 47.8418
5866 | 802 | 675 | 115 | 6.1 | 27.5 | 221.1492 | 0 | 55.7263 |  | 75.7256 | 21.8799 | 145.5507 | 0 | 18.9058 | 0 | 0 | 10.5372 | 49.1
5867 | 839 | 804 | 125 | 7.1 | 28.4 | 238.1955 | 0 | 66.0416 |  | 75.7258 | 21.2679 | 162.6087 | 0 | 31.3057 | 0 | 0 | 10.5372 | 48.7
5868 | 867 | 880 | 123 | 7.7 | 28.7 | 249.9166 | 0 | 72.2428 |  | 75.7259 | 21.0156 | 174.3373 | 0 | 44.6053 | 0 | 0 | 10.5372 | 48.2
5869 | 873 | 888 | 119 | 7.6 | 29 | 252.2678 | 0 | 72.8752 |  | 75.726 | 20.8295 | 176.6901 | 0 | 58.0839 | 0 | 0 | 10.5372 | 48.2
5870 | 863 | 838 | 115 | 8.1 | 29.2 | 244.4987 | 0 | 68.7407 |  | 75.7258 | 20.784 | 168.9167 | 0 | 70.9658 | 1.2094 | 0 | 12.5854 | 47.7
5871 | 847 | 732 | 105 | 7.9 | 29.4 | 233.3156 | 0 | 59.9583 |  | 75.7256 | 20.7537 | 157.7269 | 0 | 82.9888 | 24.9635 | 0 | 50.8093 | 46.6
5872 | 780 | 570 | 100 | 6.5 | 29.6 | 202.6297 | 0 | 45.9237 |  | 75.7255 | 20.8321 | 127.0227 | 0 | 92.6617 | 23.1029 | 0 | 84.884 | 43.6529
5873 | 660 | 369 | 86 | 6 | 29.3 | 148.9981 | 0 | 27.3055 |  | 75.6726 | 21.2319 | 73.4117 | 0 | 98.2353 | 2.2478 | 0 | 88.2769 | 45.7
5874 | 395 | 146 | 53 | 6.1 | 27.9 | 0 | 0 | 7.1433 |  | 75.7257 | 23.1157 | 0 | 75.7279 | 92.4194 | 0 | 15.4741 | 65.1138 | 45.7331
5875 | 22 | 10 | 8 | 4.6 | 26.1 | 0 | 0 | 0.3207 |  | 89.7736 | 30.2824 | 0 | 89.7765 | 85.4905 | 0 | 13.0435 | 45.1448 | 43.6467
5876 | 0 | 0 | 0 | 2.6 | 24.7 | 0 | 0 | 0 |  | 89.7739 | 30.9291 | 0 | 89.7771 | 78.561 | 0 | 9.9198 | 29.7053 | 40.6
5877 | 0 | 0 | 0 | 3.3 | 23.5 | 0 | 0 | 0 |  | 89.7744 | 31.4356 | 0 | 89.7779 | 71.6309 | 0 | 7.6128 | 17.4309 | 38.5
5878 | 0 | 0 | 0 | 3.5 | 22.1 | 0 | 0 | 0 |  | 40.1808 | 11.8822 | 0 | 40.1825 | 68.6004 | 0 | 0 | 17.4309 | 11.8822
5879 | 0 | 0 | 0 | 2.7 | 21.6 | 0 | 0 | 0 |  | 40.1809 | 11.8724 | 0 | 40.1828 | 65.57 | 0 | 0 | 17.4309 | 11.8724
5880 | 0 | 0 | 0 | 3.2 | 21.2 | 0 | 0 | 0 |  | 38.0764 | 11.2079 | 0 | 38.0783 | 62.7013 | 0 | 0 | 17.4309 | 11.2079
5881 | 0 | 0 | 0 | 3.7 | 21.1 | 0 | 0 | 0 |  | 38.0764 | 11.226 | 0 | 38.0785 | 59.8327 | 0 | 0 | 17.4309 | 11.226
5882 | 0 | 0 | 0 | 1.8 | 20.8 | 0 | 0 | 0 |  | 97.3673 | 35.6574 | 0 | 97.3732 | 52.2945 | 0 | 0 | 17.4309 | 34.3
5883 | 0 | 0 | 0 | 1.4 | 20.5 | 0 | 0 | 0 |  | 103.7736 | 38.5963 | 0 | 103.7804 | 44.2424 | 0 | 0 | 17.4309 | 36.9
5884 | 0 | 0 | 0 | 1.6 | 19.7 | 0 | 0 | 0 |  | 111.4574 | 42.3234 | 0 | 111.4654 | 35.5707 | 0 | 0 | 17.4309 | 40.1
5885 | 0 | 0 | 0 | 1.1 | 19.6 | 0 | 0 | 0 |  | 116.6626 | 44.8031 | 0 | 116.6718 | 26.4785 | 0 | 0 | 17.4309 | 42.2
5886 | 8 | 4 | 3 | 1.2 | 19.6 | 0 | 0 | 0 |  | 116.6633 | 44.7951 | 0 | 116.6735 | 17.3878 | 0 | 2.793 | 12.9538 | 45
5887 | 303 | 100 | 45 | 1.2 | 21.7 | 0 | 0 | 3.7331 |  | 116.6629 | 44.3111 | 0 | 116.6745 | 8.3024 | 0 | 1.3149 | 10.7028 | 46.9
5888 | 585 | 295 | 82 | 1.5 | 23.9 | 0 | 0 | 20.8076 |  | 81.7115 | 27.6362 | 0 | 81.7212 | 2.0256 | 0 | 0.16096 | 10.4283 | 48.6
5889 | 725 | 498 | 104 | 3.4 | 26.3 | 124.19 | 0 | 40.3163 |  | 40.3637 | 9.1019 | 97.5864 | 13.6903 | 8.4754 | 0 | 0 | 10.4283 | 49.4182
5890 | 798 | 671 | 118 | 3.8 | 28.2 | 222.6095 | 0 | 54.9379 |  | 40.3637 | 8.0375 | 182.377 | 0 | 22.4832 | 0 | 0 | 10.4283 | 50
5891 | 832 | 797 | 128 | 3.6 | 29.6 | 240.2206 | 0 | 64.6847 |  | 40.3637 | 7.0374 | 199.9995 | 0 | 37.8383 | 0 | 0 | 10.4283 | 50
5892 | 853 | 870 | 131 | 3 | 30.7 | 251.0322 | 0 | 68.8431 |  | 40.3636 | 6.1773 | 210.8176 | 0 | 54.0042 | 0 | 0 | 10.4283 | 50
5893 | 855 | 880 | 131 | 3.3 | 31.5 | 251.6862 | 0 | 69.5369 |  | 78.6545 | 20.7586 | 173.1794 | 0 | 67.2051 | 0 | 0 | 10.4283 | 50
5894 | 839 | 826 | 130 | 4.8 | 31.5 | 241.1761 | 0 | 66.4236 |  | 78.9337 | 20.9765 | 162.3841 | 0 | 79.5804 | 7.6177 | 0 | 22.7106 | 49.7
5895 | 797 | 712 | 127 | 4.7 | 31.2 | 221.9909 | 0 | 57.7489 |  | 78.9336 | 21.2615 | 143.1876 | 0 | 90.4885 | 24.9693 | 0 | 60.58 | 48.4
5896 | 718 | 549 | 122 | 6 | 30.1 | 185.0784 | 0 | 44.4471 |  | 78.9381 | 22.043 | 106.2485 | 0 | 98.573 | 19.9876 | 0 | 90 | 46.5025
5897 | 391 | 267 | 90 | 5.4 | 28.6 | 78.9666 | 0 | 18.8292 |  | 78.9381 | 23.2513 | 0 | -0.077054 | 98.5419 | 0 | 2.9781 | 85.651 | 45.0585
5898 | 0 | 34 | 33 | 4 | 27 | 0 | 0 | 1.8622 |  | 78.9341 | 24.9895 | 0 | 78.9365 | 92.4721 | 0 | 20.0634 | 55.1697 | 46.9151
5899 | 0 | 6 | 6 | 2.6 | 25.6 | 0 | 0 | 0.23732 |  | 82.3919 | 27.2999 | 0 | 82.3947 | 86.129 | 0 | 16.6151 | 29.1495 | 44.1523
5900 | 0 | 0 | 0 | 3.1 | 24.1 | 0 | 0 | 0 |  | 105.1192 | 38.135 | 0 | 105.1231 | 77.9707 | 0 | 4.2696 | 22.4593 | 41.1
5901 | 0 | 0 | 0 | 3.8 | 22.8 | 0 | 0 | 0 |  | 105.1198 | 38.5799 | 0 | 105.1241 | 69.8114 | 0 | 2.1265 | 19.1449 | 39.2
5902 | 0 | 0 | 0 | 3.6 | 22 | 0 | 0 | 0 |  | 105.1209 | 38.8261 | 0 | 105.1256 | 61.6517 | 5.5724e-10 | 0 | 19.1449 | 37.2
5903 | 0 | 0 | 0 | 2.3 | 21.5 | 0 | 0 | 0 |  | 71.7995 | 24.7077 | 0 | 71.803 | 56.1431 | 0 | 0 | 19.1449 | 24.7077
5904 | 0 | 0 | 0 | 2.8 | 21.4 | 0 | 0 | 0 |  | 71.7964 | 24.7168 | 0 | 71.8002 | 50.6349 | 0 | 0.58128 | 18.3659 | 25.2981
5905 | 0 | 0 | 0 | 2.8 | 20.9 | 0 | 0 | 0 |  | 25.4902 | 6.3726 | 0 | 25.4917 | 48.7234 | 0 | 0 | 18.3659 | 6.3726
5906 | 0 | 0 | 0 | 2 | 20.6 | 0 | 0 | 0 |  | 25.4902 | 6.4269 | 0 | 25.4919 | 46.8121 | 0 | 0 | 18.3659 | 6.4269
5907 | 0 | 0 | 0 | 2.2 | 20.6 | 0 | 0 | 0 |  | 25.4902 | 6.421 | 0 | 25.492 | 44.9008 | 0 | 0 | 18.3659 | 6.421
5908 | 0 | 0 | 0 | 1.4 | 20.5 | 0 | 0 | 0 |  | 113.2631 | 42.9895 | 0 | 113.2718 | 36.0836 | 2.161e-06 | 0 | 18.4376 | 40.7
5909 | 0 | 0 | 0 | 1.6 | 20.3 | 0 | 0 | 0 |  | 118.4321 | 45.5174 | 0 | 118.442 | 26.8476 | 1.3326e-06 | 0 | 18.4437 | 42.8
5910 | 3 | 3 | 3 | 1.6 | 20.1 | 0 | 0 | 0 |  | 118.432 | 45.5516 | 0 | 118.443 | 17.6131 | 0 | 2.659 | 13.9976 | 45.5
5911 | 235 | 95 | 53 | 1.1 | 21.2 | 0 | 0 | 4.0412 |  | 118.4312 | 45.2993 | 0 | 118.4436 | 8.3828 | 0 | 0.41031 | 13.3094 | 47.1
5912 | 497 | 287 | 107 | 2.5 | 23 | 40.6703 | 0 | 20.3635 |  | 80.8788 | 26.6396 | 9.1824 | 49.3765 | 5.2794 | 0 | 1.5983 | 10.5703 | 48.6015
5913 | 641 | 483 | 137 | 2.6 | 24.5 | 164.4004 | 0 | 39.1591 |  | 42.6182 | 10.9415 | 121.8761 | 0 | 14.6667 | 0 | 0 | 10.5703 | 50
5914 | 716 | 659 | 163 | 1.3 | 27 | 199.366 | 0 | 52.4135 |  | 25.4902 | 3.7945 | 173.9934 | 0 | 28.0525 | 0 | 0 | 10.5703 | 50
5915 | 755 | 782 | 175 | 1.7 | 28.6 | 217.6199 | 0 | 62.0069 |  | 25.4902 | 3.1087 | 192.2592 | 0 | 42.8305 | 0 | 0 | 10.5703 | 50
5916 | 770 | 863 | 196 | 2.5 | 30.1 | 225.1189 | 0 | 68.4671 |  | 25.4902 | 2.4221 | 199.7631 | 0 | 58.1666 | 6.9469 | 0 | 21.8026 | 50
5917 | 719 | 873 | 244 | 5.1 | 30.4 | 206.5531 | 0 | 70.5206 |  | 25.4902 | 2.3985 | 181.1856 | 0 | 72.0582 | 24.2087 | 0 | 58.594 | 48.7104
5918 | 461 | 653 | 268 | 5.6 | 29.5 | 121.6884 | 0 | 52.4441 |  | 25.4902 | 3.1963 | 96.2688 | 0 | 79.439 | 7.2407 | 0 | 69.3155 | 48.3996
5919 | 643 | 732 | 258 | 6.2 | 29.1 | 173.0952 | 0 | 58.3638 |  | 25.4902 | 3.1706 | 147.7027 | 0 | 90.715 | 13.6653 | 0 | 90 | 47.8692
5920 | 629 | 564 | 192 | 5.7 | 28.6 | 0 | 0 | 44.8429 |  | 25.4902 | 4.4886 | 0 | 25.4911 | 88.8021 | 0 | 0 | 90 | 47.1
5921 | 122 | 165 | 108 | 4.9 | 26.6 | 0 | 0 | 10.9064 |  | 102.2905 | 35.8315 | 0 | 102.2945 | 80.8714 | 0 | 1.0986 | 88.7659 | 47.2
5922 | 0 | 16 | 16 | 4.7 | 25.2 | 0 | 0 | 0.87544 |  | 116.323 | 43.1643 | 0 | 116.3279 | 71.8073 | 0 | 6.3462 | 79.2953 | 48.2
5923 | 0 | 4 | 4 | 2.1 | 23.9 | 0 | 0 | 0.15615 |  | 116.3244 | 43.5704 | 0 | 116.3297 | 62.7436 | 0 | 3.2617 | 74.4306 | 44.7
5924 | 0 | 0 | 0 | 0.4 | 23.8 | 0 | 0 | 0 |  | 116.3243 | 43.5975 | 0 | 116.3302 | 53.6803 | 1.412e-06 | 0 | 74.5518 | 41.3
5925 | 0 | 0 | 0 | 1.4 | 23.8 | 0 | 0 | 0 |  | 111.5087 | 41.2524 | 0 | 111.5149 | 45.0077 | 2.227e-06 | 0 | 74.646 | 39.4
5926 | 0 | 0 | 0 | 1 | 22.9 | 0 | 0 | 0 |  | 25.4902 | 6.1161 | 0 | 25.4917 | 43.0966 | 0 | 0 | 74.646 | 6.1161
5927 | 0 | 0 | 0 | 1.5 | 22.2 | 0 | 0 | 0 |  | 25.4902 | 6.2589 | 0 | 25.4919 | 41.1858 | 0 | 0 | 74.646 | 6.2589
5928 | 0 | 0 | 0 | 1.1 | 21.4 | 0 | 0 | 0 |  | 25.4902 | 6.2559 | 0 | 25.4921 | 39.275 | 0 | 0 | 74.646 | 6.2559
5929 | 0 | 0 | 0 | 0.8 | 21.2 | 0 | 0 | 0 |  | 25.4902 | 6.2903 | 0 | 25.4922 | 37.3643 | 0 | 0 | 74.646 | 6.2903
5930 | 0 | 0 | 0 | 1.4 | 21.5 | 0 | 0 | 0 |  | 25.4902 | 6.2215 | 0 | 25.4924 | 35.4539 | 0 | 0 | 74.646 | 6.2215
5931 | 0 | 0 | 0 | 1 | 21.6 | 0 | 0 | 0 |  | 25.4902 | 6.1935 | 0 | 25.4926 | 33.5436 | 0 | 0 | 74.646 | 6.1935
5932 | 0 | 0 | 0 | 1.4 | 21.8 | 0 | 0 | 0 |  | 110.2371 | 41.1987 | 0 | 110.2484 | 24.9735 | 0 | 1.2206 | 72.9534 | 40.5
5933 | 0 | 0 | 0 | 1.7 | 22.2 | 0 | 0 | 0 |  | 110.237 | 41.069 | 0 | 110.2492 | 16.4056 | 0 | 3.1908 | 68.0328 | 42.4
5934 | 0 | 2 | 1 | 1.5 | 22.4 | 0 | 0 | 0 |  | 110.2368 | 40.9939 | 0 | 110.2505 | 7.841 | 0 | 5.6264 | 59.3029 | 44.8
5935 | 0 | 31 | 31 | 1.4 | 22.6 | 0 | 0 | 1.7475 |  | 25.4902 | 6.0988 | 0 | 25.4938 | 5.9401 | 0 | 0 | 59.3029 | 7.8463
5936 | 256 | 271 | 173 | 2 | 23.8 | 0 | 0 | 18.3532 |  | 25.4902 | 5.859 | 0 | 25.4943 | 4.0412 | 0 | 0 | 59.3029 | 24.2123
5937 | 399 | 473 | 253 | 2.5 | 25.3 | 31.1836 | 1.28e-06 | 35.4776 |  | 25.4902 | 4.3862 | 22.8259 | 17.1183 | 4.5075 | 0 | 0 | 59.3029 | 39.8638
5938 | 450 | 555 | 241 | 2.7 | 26.5 | 117.5633 | 0 | 43.9454 |  | 27.3 | 4.8144 | 90.33 | 0 | 11.4145 | 0 | 0 | 59.3029 | 48.7598
5939 | 591 | 762 | 284 | 2.8 | 27.9 | 165.5461 | 0 | 59.9433 |  | 27.2796 | 4.1834 | 138.3627 | 0 | 22.0014 | 16.5918 | 0 | 84.3369 | 47.5349
5940 | 230 | 603 | 399 | 4.6 | 28.3 | 0 | 0 | 44.6326 |  | 27.2796 | 5.1296 | 0 | 27.2819 | 19.9593 | 3.1362 | 0 | 88.8683 | 46.626
5941 | 196 | 570 | 391 | 5.2 | 28.3 | 0 | 0 | 41.902 |  | 27.2796 | 5.2017 | 0 | 27.2822 | 17.9177 | 0.30037 | 0 | 89.535 | 46.8034
5942 | 46 | 324 | 280 | 5.1 | 27.9 | 0 | 0 | 21.6095 |  | 77.0687 | 23.6058 | 0 | 77.077 | 12.0018 | 0 | 0 | 89.535 | 45.2153
5943 | 1 | 122 | 120 | 5.2 | 26.6 | 0 | 0 | 7.1777 |  | 111.6313 | 40.275 | 0 | 111.6451 | 3.3291 | 0 | 0 | 89.535 | 46
5944 | 7 | 192 | 187 | 5 | 26 | 0 | 0 | 11.9215 |  | 0 | -0.28887 | 0 | 0 | 3.3217 | 0 | 0 | 89.535 | 11.6327
5945 | 149 | 203 | 136 | 5 | 25.8 | 0 | 0 | 13.7378 |  | 0 | -0.28887 | 0 | 0 | 3.3143 | 0 | 19.5701 | 59.3014 | 33.019
5946 | 77 | 105 | 90 | 4.8 | 24.9 | 0 | 0 | 6.2529 |  | 0 | -0.28887 | 0 | 0 | 3.3069 | 0 | 24.9391 | 18.6216 | 30.9031
5947 | 0 | 11 | 11 | 4.8 | 23.9 | 0 | 0 | 0.45408 |  | 0 | -0.28887 | 0 | 0 | 3.2995 | 0 | 0 | 18.6216 | 0.16521
5948 | 0 | 0 | 0 | 4.6 | 22.6 | 0 | 0 | 0 |  | 0 | -0.28887 | 0 | 0 | 3.2921 | 0 | 0 | 18.6216 | -0.28887
5949 | 0 | 0 | 0 | 3.5 | 21.7 | 0 | 0 | 0 |  | 0 | -0.28887 | 0 | 0 | 3.2846 | 0 | 0 | 18.6216 | -0.28887
5950 | 0 | 0 | 0 | 2.4 | 21.1 | 0 | 0 | 0 |  | 0 | -0.28887 | 0 | 0 | 3.2772 | 0 | 0 | 18.6216 | -0.28887
5951 | 0 | 0 | 0 | 1.2 | 20.7 | 0 | 0 | 0 |  | 0 | -0.28887 | 0 | 0 | 3.2698 | 0 | 0 | 18.6216 | -0.28887
5952 | 0 | 0 | 0 | 1 | 20.8 | 0 | 0 | 0 |  | 0 | -0.28887 | 0 | 0 | 3.2624 | 0 | 0 | 18.6216 | -0.28887
5953 | 0 | 0 | 0 | 1.7 | 20.2 | 0 | 0 | 0 |  | 0 | -0.28887 | 0 | 0 | 3.255 | 0 | 0 | 18.6216 | -0.28887
5954 | 0 | 0 | 0 | 1.6 | 20.2 | 0 | 0 | 0 |  | 0 | -0.28887 | 0 | 0 | 3.2475 | 0 | 0 | 18.6216 | -0.28887
5955 | 0 | 0 | 0 | 1.3 | 19.7 | 0 | 0 | 0 |  | 0 | -0.28887 | 0 | 0 | 3.2401 | 0 | 0 | 18.6216 | -0.28887
5956 | 0 | 0 | 0 | 0.7 | 19.5 | 0 | 0 | 0 |  | 0 | -0.28887 | 0 | 0 | 3.2327 | 0 | 0 | 18.6216 | -0.28887
5957 | 0 | 0 | 0 | 0.8 | 19 | 0 | 0 | 0 |  | 0 | -0.28887 | 0 | 0 | 3.2253 | 0 | 0 | 18.6216 | -0.28887
5958 | 4 | 3 | 3 | 1.6 | 19 | 0 | 0 | 0 |  | 0 | -0.28887 | 0 | 0 | 3.2179 | 0 | 0 | 18.6216 | -0.28887
5959 | 261 | 92 | 46 | 1.7 | 20 | 0 | 0 | 3.8017 |  | 0 | -0.28887 | 0 | 0 | 3.2106 | 0 | 0 | 18.6216 | 3.5129
5960 | 563 | 290 | 89 | 2.4 | 22.2 | 56.6478 | 0 | 21.3376 |  | 0 | -1.3883 | 56.6805 | 0 | 7.413 | 0 | 0 | 18.6216 | 19.9493
5961 | 546 | 423 | 133 | 4 | 24.1 | 135.7667 | 0 | 35.324 |  | 0 | -1.3555 | 135.845 | 0 | 17.6298 | 0 | 4.9564 | 10.4588 | 38.9249
5962 | 658 | 612 | 155 | 4.5 | 25.1 | 179.2127 | 0 | 51.1947 |  | 0 | -1.5277 | 179.3159 | 0 | 31.208 | 0 | 0 | 10.4588 | 47.3
5963 | 800 | 818 | 179 | 4.3 | 26.6 | 229.5483 | 0 | 67.9348 |  | 0 | -1.8121 | 229.6801 | 0 | 48.6456 | 4.9191 | 0 | 18.503 | 46.3
5964 | 678 | 876 | 290 | 3.2 | 27.7 | 195.3876 | 0 | 69.7123 |  | 0 | -1.6066 | 195.4993 | 0 | 63.4957 | 22.8293 | 0 | 53.3847 | 45.2765
5965 | 733 | 917 | 278 | 4.7 | 28.2 | 211.4161 | 0 | 74.0362 |  | 0 | -1.6952 | 211.5364 | 0 | 79.5679 | 24.8313 | 0 | 90 | 45.1
5966 | 336 | 606 | 323 | 5.2 | 28.3 | 82.664 | 0 | 46.9546 |  | 0 | -1.2019 | 82.7106 | 0 | 85.8359 | 0 | 0 | 90 | 44.8
5967 | 271 | 426 | 237 | 4.7 | 27.7 | 0 | 0 | 33.8642 |  | 0 | -0.37147 | 0 | 0 | 85.8119 | 0 | 9.9304 | 75.3799 | 43.4231
5968 | 299 | 345 | 170 | 4.4 | 28.1 | 0 | 0 | 26.6657 |  | 130.3005 | 24.6405 | 0 | 130.3143 | 75.5648 | 0 | 0 | 75.3799 | 43.1
5969 | 293 | 215 | 103 | 5.5 | 27.2 | 0 | 0 | 16.7514 |  | 105.6537 | 37.1179 | 0 | 105.6648 | 67.3636 | 9.262 | 0 | 89.8214 | 43.7
5970 | 267 | 122 | 62 | 5.6 | 25.9 | 0 | 0 | 6.3866 |  | 115.5126 | 42.4752 | 0 | 115.5252 | 58.3653 | 0 | 0.49442 | 89.2241 | 44.6
5971 | 0 | 6 | 6 | 4.7 | 23.9 | 0 | 0 | 0.23966 |  | 115.5157 | 43.1198 | 0 | 115.5288 | 49.3669 | 0 | 0 | 89.2241 | 41.2
5972 | 0 | 0 | 0 | 5.2 | 22 | 0 | 0 | 0 |  | 108.1406 | 40.1259 | 0 | 108.1534 | 40.9648 | 0 | 0 | 89.2241 | 38.4
5973 | 0 | 0 | 0 | 4.8 | 21.5 | 0 | 0 | 0 |  | 104.1505 | 38.3904 | 0 | 104.1636 | 32.8835 | 0 | 0 | 89.2241 | 36.9
5974 | 0 | 0 | 0 | 3.3 | 21.4 | 0 | 0 | 0 |  | 99.6188 | 36.3349 | 0 | 99.6321 | 25.1673 | 0 | 0 | 89.2241 | 35.1
5975 | 0 | 0 | 0 | 3.6 | 21.2 | 0 | 0 | 0 |  | 95.5236 | 34.5586 | 0 | 95.5372 | 17.7798 | 0 | 0 | 89.2241 | 33.5
5976 | 0 | 0 | 0 | 3.9 | 21.1 | 0 | 0 | 0 |  | 0 | -0.28887 | 0 | 0 | 17.7617 | 0 | 0 | 89.2241 | -0.28887
5977 | 0 | 0 | 0 | 3.1 | 21.3 | 0 | 0 | 0 |  | 0 | -0.28887 | 0 | 0 | 17.7437 | 0 | 0 | 89.2241 | -0.28887
5978 | 0 | 0 | 0 | 4 | 21.2 | 0 | 0 | 0 |  | 0 | -0.28887 | 0 | 0 | 17.7257 | 0 | 0 | 89.2241 | -0.28887
5979 | 0 | 0 | 0 | 3.1 | 20.7 | 0 | 0 | 0 |  | 0 | -0.28887 | 0 | 0 | 17.7077 | 0 | 0 | 89.2241 | -0.28887
5980 | 0 | 0 | 0 | 3.9 | 20.3 | 0 | 0 | 0 |  | 0 | -0.28887 | 0 | 0 | 17.6896 | 0 | 0 | 89.2241 | -0.28887
5981 | 0 | 0 | 0 | 3.7 | 21 | 0 | 0 | 0 |  | 0 | -0.28887 | 0 | 0 | 17.6716 | 0 | 0 | 89.2241 | -0.28887
5982 | 2 | 3 | 3 | 4.1 | 21.2 | 0 | 0 | 0 |  | 0 | -0.28887 | 0 | 0 | 17.6536 | 0 | 24.9709 | 50.6999 | 24.6821
5983 | 266 | 96 | 48 | 4.2 | 21.3 | 0 | 0 | 3.9717 |  | 0 | -0.28887 | 0 | 0 | 17.6357 | 0 | 0 | 50.6999 | 3.6828
5984 | 494 | 280 | 107 | 4.2 | 22.8 | 0 | 0 | 20.7393 |  | 0 | -0.28887 | 0 | 0 | 17.6178 | 0 | 19.1189 | 19.7678 | 39.5694
5985 | 287 | 403 | 247 | 5.2 | 23.5 | 0 | 0 | 30.9278 |  | 0 | -0.28887 | 0 | 0 | 17.5999 | 0 | 1.4869 | 17.3589 | 32.1258
5986 | 468 | 599 | 267 | 5.9 | 24.6 | 55.7797 | 0 | 48.0776 |  | 0 | -1.3893 | 55.8117 | 0 | 21.8518 | 6.571 | 0 | 27.7805 | 40.1173
5987 | 308 | 592 | 344 | 6.6 | 25.3 | 71.8985 | 0 | 46.7388 |  | 0 | -1.1783 | 71.9399 | 0 | 27.3442 | 5.4993 | 0 | 36.4131 | 40.0612
5988 | 128 | 595 | 475 | 6.6 | 25.8 | 0 | 0 | 42.4252 |  | 0 | -0.37147 | 0 | 0 | 27.3241 | 3.4207 | 0 | 41.8055 | 38.6331
5989 | 299 | 711 | 442 | 7.3 | 26.2 | 0 | 0 | 55.0386 |  | 0 | -0.28887 | 0 | 0 | 27.3039 | 24.9795 | 0 | 79.3097 | 29.7703
5990 | 240 | 609 | 405 | 7.4 | 26.1 | 0 | 0 | 45.8492 |  | 0 | -0.28887 | 0 | 0 | 27.2838 | 6.5537 | 0 | 88.8897 | 38
5991 | 251 | 522 | 339 | 8 | 25.5 | 0 | 0 | 39.679 |  | 0 | -0.28887 | 0 | 0 | 27.2637 | 0 | 0.26494 | 88.8741 | 37.7
5992 | 312 | 411 | 230 | 8 | 25.2 | 0 | 0 | 32.1735 |  | 0 | -0.28887 | 0 | 0 | 27.2435 | 0 | 0 | 88.8741 | 31.8846
5993 | 420 | 325 | 157 | 7.5 | 25.2 | 0 | 0 | 24.7409 |  | 0 | -0.28887 | 0 | 0 | 27.2234 | 0 | 13.9479 | 67.8998 | 38.4
5994 | 270 | 125 | 66 | 7.7 | 23.6 | 0 | 0 | 6.7235 |  | 0 | -0.28887 | 0 | 0 | 27.2032 | 0 | 24.9559 | 28.2851 | 31.3905
5995 | 10 | 11 | 10 | 7.8 | 22 | 0 | 0 | 0 |  | 0 | -0.28887 | 0 | 0 | 27.183 | 0 | 7.1275 | 16.6908 | 6.8387
5996 | 0 | 0 | 0 | 8.6 | 21.2 | 0 | 0 | 0 |  | 0 | -0.28887 | 0 | 0 | 27.1627 | 0 | 0 | 16.6908 | -0.28887
5997 | 0 | 0 | 0 | 6.9 | 20.7 | 0 | 0 | 0 |  | 0 | -0.28887 | 0 | 0 | 27.1424 | 0 | 0 | 16.6908 | -0.28887
5998 | 0 | 0 | 0 | 4.8 | 20.6 | 0 | 0 | 0 |  | 0 | -0.28887 | 0 | 0 | 27.1222 | 0 | 0 | 16.6908 | -0.28887
5999 | 0 | 0 | 0 | 3.8 | 20.6 | 0 | 0 | 0 |  | 0 | -0.28887 | 0 | 0 | 27.1019 | 0 | 0 | 16.6908 | -0.28887
6000 | 0 | 0 | 0 | 4 | 20.8 | 0 | 0 | 0 |  | 0 | -0.28887 | 0 | 0 | 27.0816 | 0 | 0 | 16.6908 | -0.28887
6001 | 0 | 0 | 0 | 2.2 | 19.9 | 0 | 0 | 0 |  | 0 | -0.28887 | 0 | 0 | 27.0614 | 0 | 0 | 16.6908 | -0.28887
6002 | 0 | 0 | 0 | 1.9 | 19.6 | 0 | 0 | 0 |  | 0 | -0.28887 | 0 | 0 | 27.0411 | 0 | 0 | 16.6908 | -0.28887
6003 | 0 | 0 | 0 | 0.8 | 19 | 0 | 0 | 0 |  | 0 | -0.28887 | 0 | 0 | 27.0208 | 0 | 0 | 16.6908 | -0.28887
6004 | 0 | 0 | 0 | 2.3 | 18.7 | 0 | 0 | 0 |  | 0 | -0.28887 | 0 | 0 | 27.0005 | 0 | 0 | 16.6908 | -0.28887
6005 | 0 | 0 | 0 | 2.3 | 18.8 | 0 | 0 | 0 |  | 0 | -0.28887 | 0 | 0 | 26.9802 | 0 | 0 | 16.6908 | -0.28887
6006 | 0 | 2 | 2 | 3.3 | 19.1 | 0 | 0 | 0 |  | 0 | -0.28887 | 0 | 0 | 26.9599 | 0 | 0 | 16.6908 | -0.28887
6007 | 37 | 68 | 61 | 3.6 | 19.7 | 0 | 0 | 3.7261 |  | 0 | -0.28887 | 0 | 0 | 26.9397 | 0 | 0 | 16.6908 | 3.4373
6008 | 208 | 234 | 168 | 5.1 | 21.9 | 0 | 0 | 16.9412 |  | 0 | -0.28887 | 0 | 0 | 26.9195 | 0 | 0 | 16.6908 | 16.6523
6009 | 4 | 236 | 231 | 5.5 | 22.5 | 0 | 0 | 15.0628 |  | 0 | -0.28887 | 0 | 0 | 26.8994 | 0 | 0 | 16.6908 | 14.774
6010 | 89 | 434 | 363 | 5.9 | 23.5 | 0 | 0 | 30.342 |  | 0 | -0.28887 | 0 | 0 | 26.8793 | 0 | 3.8472 | 10.4217 | 33.9004
6011 | 473 | 741 | 352 | 6.2 | 25.1 | 0 | 0 | 59.1934 |  | 0 | -0.28887 | 0 | 0 | 26.8593 | 7.1066 | 0 | 21.9015 | 37.4
6012 | 115 | 659 | 547 | 6.2 | 26 | 0 | 0 | 46.8353 |  | 0 | -0.28887 | 0 | 0 | 26.8394 | 10.7163 | 0 | 38.6114 | 35.8301
6013 | 266 | 728 | 486 | 6.4 | 26.5 | 0 | 0 | 54.4637 |  | 0 | -0.28887 | 0 | 0 | 26.8194 | 18.9438 | 0 | 67.2468 | 35.2311
6014 | 158 | 500 | 363 | 6.5 | 26.2 | 0 | 0 | 36.999 |  | 0 | -0.28887 | 0 | 0 | 26.7995 | 1.9973 | 0 | 70.1879 | 34.7128
6015 | 340 | 524 | 287 | 6 | 26.2 | 16.3945 | 7.21e-07 | 42.0881 |  | 0 | -1.2797 | 16.4044 | 0 | 28.0259 | 6.6863 | 0 | 80.5059 | 34.1221
6016 | 692 | 544 | 145 | 5.6 | 26.9 | 176.921 | 0 | 45.3294 |  | 0 | -1.5218 | 177.0274 | 0 | 41.4872 | 5.9341 | 0 | 89.6395 | 35.2
6017 | 479 | 319 | 122 | 4.1 | 26.5 | 101.3139 | 0 | 23.8896 |  | 0 | -1.2518 | 101.3749 | 0 | 49.2012 | 0 | 0 | 89.6395 | 22.6378
6018 | 254 | 131 | 72 | 4 | 25.6 | 0 | 0 | 6.7169 |  | 0 | -0.37147 | 0 | 0 | 49.1787 | 0 | 21.0769 | 57.0903 | 27.4224
6019 | 1 | 6 | 6 | 4.1 | 23.5 | 0 | 0 | 0 |  | 0 | -0.28887 | 0 | 0 | 49.1562 | 0 | 0 | 57.0903 | -0.28887
6020 | 0 | 0 | 0 | 3.4 | 22 | 0 | 0 | 0 |  | 0 | -0.28887 | 0 | 0 | 49.1335 | 0 | 0 | 57.0903 | -0.28887
6021 | 0 | 0 | 0 | 2 | 21.1 | 0 | 0 | 0 |  | 0 | -0.28887 | 0 | 0 | 49.1109 | 0 | 24.9397 | 16.2221 | 24.6509
6022 | 0 | 0 | 0 | 2.4 | 20.5 | 0 | 0 | 0 |  | 0 | -0.28887 | 0 | 0 | 49.0882 | 0 | 0 | 16.2221 | -0.28887
6023 | 0 | 0 | 0 | 1.7 | 20.3 | 0 | 0 | 0 |  | 0 | -0.28887 | 0 | 0 | 49.0655 | 0 | 0 | 16.2221 | -0.28887
6024 | 0 | 0 | 0 | 1.5 | 20.3 | 0 | 0 | 0 |  | 0 | -0.28887 | 0 | 0 | 49.0428 | 0 | 3.5054e-06 | 16.316 | -0.28886
6025 | 0 | 0 | 0 | 1.4 | 19.9 | 0 | 0 | 0 |  | 0 | -0.28887 | 0 | 0 | 49.0201 | 0 | 0 | 16.316 | -0.28887
6026 | 0 | 0 | 0 | 1.1 | 19.4 | 0 | 0 | 0 |  | 0 | -0.28887 | 0 | 0 | 48.9974 | 0 | 0 | 16.316 | -0.28887
6027 | 0 | 0 | 0 | 0.2 | 18.6 | 0 | 0 | 0 |  | 0 | -0.28887 | 0 | 0 | 48.9747 | 0 | 0 | 16.316 | -0.28887
6028 | 0 | 0 | 0 | 0.2 | 19 | 0 | 0 | 0 |  | 128.9974 | 25.1563 | 0 | 129.0428 | 38.8388 | 0 | 3.5735 | 10.3123 | 28.7298
6029 | 0 | 0 | 0 | 0.5 | 18.6 | 0 | 0 | 0 |  | 110.1115 | 41.5742 | 0 | 110.1503 | 30.2708 | 2.1327e-06 | 0 | 10.3183 | 39.7
6030 | 2 | 2 | 2 | 0.5 | 17.9 | 0 | 0 | 0 |  | 115.3674 | 44.2655 | 0 | 115.409 | 21.278 | 1.3628e-06 | 0 | 10.3249 | 41.9
6031 | 232 | 93 | 53 | 0.7 | 18.7 | 0 | 0 | 4.2604 |  | 108.2504 | 40.6326 | 0 | 108.2906 | 12.864 | 0 | 0 | 10.3249 | 43.2
6032 | 504 | 275 | 94 | 0.6 | 22 | 41.6131 | 0 | 20.2442 |  | 73.3434 | 23.25 | 12.6539 | 44.3871 | 10.3971 | 0 | 0 | 10.3249 | 43.4942
6033 | 688 | 476 | 111 | 1.1 | 23.8 | 178.1015 | 0 | 39.4332 |  | 30.3651 | 6.1663 | 147.8336 | 0 | 21.7195 | 0 | 0 | 10.3249 | 45.4
6034 | 799 | 661 | 118 | 1.6 | 25.5 | 224.5148 | 0 | 54.8498 |  | 25.4902 | 3.8847 | 199.1542 | 0 | 37.0096 | 5.1577 | 0 | 18.7657 | 45.9
6035 | 836 | 802 | 142 | 1.8 | 26.9 | 243.1055 | 0 | 65.4518 |  | 25.4902 | 3.4741 | 217.758 | 0 | 53.7314 | 24.025 | 0 | 55.4063 | 44.901
6036 | 562 | 833 | 351 | 3.6 | 28.3 | 158.2042 | 0 | 66.1825 |  | 25.4902 | 3.4813 | 132.8067 | 0 | 63.9351 | 23.4801 | 0 | 90 | 44.1
6037 | 57 | 413 | 357 | 3.7 | 27.5 | 0 | 0 | 28.1442 |  | 52.7177 | 14.157 | 0 | 52.7226 | 59.9259 | 0 | 0 | 90 | 42.3012
6038 | 1 | 122 | 120 | 3.4 | 25.5 | 0 | 0 | 7.1863 |  | 105.1045 | 37.5226 | 0 | 105.1148 | 51.7693 | 0 | 0 | 90 | 43.7
6039 | 4 | 182 | 178 | 5 | 24.4 | 0 | 0 | 11.2111 |  | 93.2552 | 32.4677 | 0 | 93.2648 | 44.5627 | 0 | 0 | 90 | 43.3
6040 | 270 | 430 | 268 | 3.8 | 25.6 | 0 | 0 | 32.445 |  | 37.9016 | 9.9546 | 0 | 37.9057 | 41.7086 | 0 | 0 | 90 | 42.3996
6041 | 56 | 186 | 163 | 2.1 | 26.5 | 0 | 0 | 12.2456 |  | 93.6494 | 31.7 | 0 | 93.6602 | 34.472 | 0 | 0 | 90 | 43.9456
6042 | 6 | 56 | 55 | 2.3 | 26.2 | 0 | 0 | 3.2276 |  | 118.7208 | 43.9817 | 0 | 118.7353 | 25.2154 | 0 | 0 | 90 | 44.9
6043 | 16 | 9 | 8 | 2.1 | 25.7 | 0 | 0 | 0 |  | 116.9561 | 43.2557 | 0 | 116.9715 | 16.1042 | 0 | 6.9227e-15 | 90 | 41.1
6044 | 0 | 0 | 0 | 3.4 | 24.1 | 0 | 0 | 0 |  | 98.3022 | 34.7987 | 0 | 98.3164 | 8.5001 | 0 | 0 | 90 | 34.7987
6045 | 0 | 0 | 0 | 2.8 | 22.4 | 0 | 0 | 0 |  | 0 | -0.28887 | 0 | 0 | 8.4868 | 0 | 0 | 90 | -0.28887
6046 | 0 | 0 | 0 | 3 | 22.1 | 0 | 0 | 0 |  | 0 | -0.28887 | 0 | 0 | 8.4735 | 0 | 0 | 90 | -0.28887
6047 | 0 | 0 | 0 | 2.2 | 20.9 | 0 | 0 | 0 |  | 0 | -0.28887 | 0 | 0 | 8.4602 | 0 | 0 | 90 | -0.28887
6048 | 0 | 0 | 0 | 1 | 20.3 | 0 | 0 | 0 |  | 0 | -0.28887 | 0 | 0 | 8.4469 | 0 | 0 | 90 | -0.28887
6049 | 0 | 0 | 0 | 0.6 | 19.6 | 0 | 0 | 0 |  | 0 | -0.28887 | 0 | 0 | 8.4336 | 0 | 0 | 90 | -0.28887
6050 | 0 | 0 | 0 | 3.8 | 22.5 | 0 | 0 | 0 |  | 0 | -0.28887 | 0 | 0 | 8.4204 | 0 | 0 | 90 | -0.28887
6051 | 0 | 0 | 0 | 2.3 | 23.6 | 0 | 0 | 0 |  | 0 | -0.28887 | 0 | 0 | 8.4072 | 0 | 0 | 90 | -0.28887
6052 | 0 | 0 | 0 | 2.5 | 22.3 | 0 | 0 | 0 |  | 0 | -0.28887 | 0 | 0 | 8.394 | 0 | 0 | 90 | -0.28887
6053 | 0 | 0 | 0 | 3.8 | 23 | 0 | 0 | 0 |  | 0 | -0.28887 | 0 | 0 | 8.3808 | 0 | 24.9815 | 52.562 | 24.6927
6054 | 5 | 2 | 2 | 2.2 | 21.4 | 0 | 0 | 0 |  | 0 | -0.28887 | 0 | 0 | 8.3676 | 0 | 21.0518 | 18.2402 | 20.763
6055 | 231 | 99 | 69 | 2.8 | 21.4 | 0 | 0 | 5.1451 |  | 0 | -0.28887 | 0 | 0 | 8.3544 | 0 | 0 | 18.2402 | 4.8562
6056 | 71 | 164 | 137 | 4.6 | 23.1 | 0 | 0 | 10.8011 |  | 0 | -0.28887 | 0 | 0 | 8.3413 | 0 | 0 | 18.2402 | 10.5122
6057 | 216 | 384 | 266 | 7.9 | 26.4 | 0 | 0 | 28.5002 |  | 0 | -0.28887 | 0 | 0 | 8.3282 | 0 | 0 | 18.2402 | 28.2113
6058 | 115 | 428 | 342 | 9.6 | 27 | 0 | 0 | 30.2486 |  | 0 | -0.28887 | 0 | 0 | 8.3152 | 0 | 0 | 18.2402 | 29.9597
6059 | 436 | 680 | 326 | 9.8 | 28 | 44.8017 | 0 | 55.2115 |  | 0 | -1.3548 | 44.8285 | 0 | 11.6868 | 0 | 0 | 18.2402 | 43.6
6060 | 878 | 883 | 138 | 8.3 | 28.4 | 252.9315 | 0 | 74.9786 |  | 0 | -2.006 | 253.0836 | 0 | 30.9387 | 0 | 0 | 18.2402 | 42.8
6061 | 833 | 884 | 172 | 8.6 | 27.1 | 238.2361 | 0 | 75 |  | 0 | -1.885 | 238.3793 | 0 | 49.1396 | 14.8081 | 0 | 41.5425 | 42.5
6062 | 849 | 838 | 154 | 9.4 | 26.7 | 238.3148 | 0 | 72.4998 |  | 0 | -1.8852 | 238.4581 | 0 | 67.3614 | 24.9786 | 0 | 78.8741 | 42.3
6063 | 735 | 672 | 146 | 6.1 | 26.4 | 200.7095 | 0 | 57.395 |  | 0 | -1.6408 | 200.8302 | 0 | 82.7054 | 6.7777 | 0 | 88.8218 | 41.5
6064 | 313 | 346 | 170 | 4.7 | 25.7 | 67.9526 | 0 | 27.6994 |  | 0 | -1.1685 | 67.9937 | 0 | 87.8828 | 0 | 2.4571 | 85.5189 | 28.988
6065 | 572 | 314 | 101 | 4.7 | 25.9 | 123.3353 | 0 | 25.6419 |  | 0 | -1.3163 | 123.4092 | 0 | 97.2936 | 0 | 18.6248 | 57.0515 | 42.9504
6066 | 485 | 141 | 45 | 4.9 | 25.1 | 0 | 0 | 7.1195 |  | 0 | -0.37147 | 0 | 0 | 97.2691 | 0 | 24.9471 | 16.2989 | 31.6951
6067 | 36 | 9 | 6 | 2.7 | 23.4 | 0 | 0 | 0 |  | 0 | -0.28887 | 0 | 0 | 97.2446 | 0 | 0 | 16.2989 | -0.28887
6068 | 0 | 0 | 0 | 2.5 | 22.5 | 0 | 0 | 0 |  | 0 | -0.28887 | 0 | 0 | 97.2201 | 0 | 0 | 16.2989 | -0.28887
6069 | 0 | 0 | 0 | 2.5 | 21.7 | 0 | 0 | 0 |  | 0 | -0.28887 | 0 | 0 | 97.1955 | 0 | 0 | 16.2989 | -0.28887
6070 | 0 | 0 | 0 | 2.5 | 20.6 | 0 | 0 | 0 |  | 0 | -0.28887 | 0 | 0 | 97.1709 | 0 | 0 | 16.2989 | -0.28887
6071 | 0 | 0 | 0 | 6.4 | 19.6 | 0 | 0 | 0 |  | 0 | -0.28887 | 0 | 0 | 97.1462 | 0 | 0 | 16.2989 | -0.28887
6072 | 0 | 0 | 0 | 7.4 | 19.1 | 0 | 0 | 0 |  | 0 | -0.28887 | 0 | 0 | 97.1215 | 0 | 0 | 16.2989 | -0.28887
6073 | 0 | 0 | 0 | 3.9 | 18.7 | 0 | 0 | 0 |  | 0 | -0.28887 | 0 | 0 | 97.0968 | 0 | 0 | 16.2989 | -0.28887
6074 | 0 | 0 | 0 | 4.9 | 17.5 | 0 | 0 | 0 |  | 0 | -0.28887 | 0 | 0 | 97.072 | 0 | 0 | 16.2989 | -0.28887
6075 | 0 | 0 | 0 | 3.8 | 17.1 | 0 | 0 | 0 |  | 0 | -0.28887 | 0 | 0 | 97.0472 | 0 | 0 | 16.2989 | -0.28887
6076 | 0 | 0 | 0 | 4 | 16.6 | 0 | 0 | 0 |  | 0 | -0.28887 | 0 | 0 | 97.0224 | 0 | 0 | 16.2989 | -0.28887
6077 | 0 | 0 | 0 | 2.4 | 16.1 | 0 | 0 | 0 |  | 0 | -0.28887 | 0 | 0 | 96.9976 | 0 | 0 | 16.2989 | -0.28887
6078 | 0 | 1 | 1 | 1.7 | 16.2 | 0 | 0 | 0 |  | 0 | -0.28887 | 0 | 0 | 96.9728 | 0 | 3.6238 | 10.4444 | 3.3349
6079 | 24 | 52 | 47 | 2.5 | 16.8 | 0 | 0 | 2.8902 |  | 0 | -0.28887 | 0 | 0 | 96.948 | 0 | 0 | 10.4444 | 2.6013
6080 | 47 | 125 | 111 | 2.5 | 17.8 | 0 | 0 | 8.5317 |  | 0 | -0.28887 | 0 | 0 | 96.9233 | 0 | 0 | 10.4444 | 8.2428
6081 | 0 | 129 | 128 | 2.7 | 18.8 | 0 | 0 | 7.9937 |  | 0 | -0.28887 | 0 | 0 | 96.8986 | 7.9731 | 0 | 23.2808 | -0.26826
6082 | 0 | 92 | 91 | 1.7 | 18.9 | 0 | 0 | 5.4844 |  | 0 | -0.28887 | 0 | 0 | 96.8739 | 5.4732 | 0 | 31.9075 | -0.27766
6083 | 0 | 123 | 121 | 3.2 | 18.9 | 0 | 0 | 7.3883 |  | 0 | -0.28887 | 0 | 0 | 96.8492 | 0 | 0 | 31.9075 | 7.0994
6084 | 0 | 133 | 132 | 3.1 | 18.8 | 0 | 0 | 8.0889 |  | 0 | -0.28887 | 0 | 0 | 96.8246 | 8.0764 | 0 | 44.4858 | -0.27643
6085 | 0 | 177 | 175 | 1.7 | 19.6 | 0 | 0 | 10.8337 |  | 0 | -0.28887 | 0 | 0 | 96.7999 | 0 | 0 | 44.4858 | 10.5449
6086 | 0 | 195 | 193 | 2.9 | 20.8 | 0 | 0 | 12.0262 |  | 0 | -0.28887 | 0 | 0 | 96.7754 | 7.832 | 0 | 56.5643 | 3.9054
6087 | 16 | 183 | 169 | 5.2 | 21.3 | 0 | 0 | 11.5443 |  | 0 | -0.28887 | 0 | 0 | 96.7508 | 0 | 0 | 56.5643 | 11.2554
6088 | 109 | 240 | 176 | 6.4 | 20.9 | 0 | 0 | 17.8321 |  | 0 | -0.28887 | 0 | 0 | 96.7262 | 0 | 0 | 56.5643 | 17.5433
6089 | 430 | 281 | 102 | 6.7 | 20.4 | 0 | 0 | 21.5267 |  | 0 | -0.28887 | 0 | 0 | 96.7017 | 0 | 0 | 56.5643 | 21.2378
6090 | 0 | 23 | 23 | 3.4 | 16 | 0 | 0 | 1.33 |  | 0 | -0.28887 | 0 | 0 | 96.6769 | 0 | 24.9222 | 15.103 | 25.9634
6091 | 0 | 1 | 1 | 2.6 | 16 | 0 | 0 | 0 |  | 0 | -0.28887 | 0 | 0 | 96.6521 | 0 | 0 | 15.103 | -0.28887
6092 | 0 | 0 | 0 | 3.5 | 16.1 | 0 | 0 | 0 |  | 0 | -0.28887 | 0 | 0 | 96.6273 | 0 | 0 | 15.103 | -0.28887
6093 | 0 | 0 | 0 | 5.3 | 16.8 | 0 | 0 | 0 |  | 0 | -0.28887 | 0 | 0 | 96.6026 | 0 | 0 | 15.103 | -0.28887
6094 | 0 | 0 | 0 | 5 | 16.8 | 0 | 0 | 0 |  | 0 | -0.28887 | 0 | 0 | 96.5778 | 0 | 0 | 15.103 | -0.28887
6095 | 0 | 0 | 0 | 5.5 | 17 | 0 | 0 | 0 |  | 0 | -0.28887 | 0 | 0 | 96.5531 | 0 | 0 | 15.103 | -0.28887
6096 | 0 | 0 | 0 | 4.4 | 17.4 | 0 | 0 | 0 |  | 0 | -0.28887 | 0 | 0 | 96.5284 | 0 | 0 | 15.103 | -0.28887
6097 | 0 | 0 | 0 | 4.2 | 17.5 | 0 | 0 | 0 |  | 0 | -0.28887 | 0 | 0 | 96.5037 | 0 | 0 | 15.103 | -0.28887
6098 | 0 | 0 | 0 | 3.6 | 17 | 0 | 0 | 0 |  | 0 | -0.28887 | 0 | 0 | 96.479 | 0 | 0 | 15.103 | -0.28887
6099 | 0 | 0 | 0 | 5 | 15.9 | 0 | 0 | 0 |  | 129.8452 | 25.7526 | 0 | 129.8704 | 86.2705 | 0 | 2.9305 | 10.2309 | 28.6831
6100 | 0 | 0 | 0 | 3.6 | 15.8 | 0 | 0 | 0 |  | 105.9651 | 40.218 | 0 | 105.9855 | 78.0328 | 2.1027e-06 | 0 | 10.2328 | 38.3
6101 | 0 | 0 | 0 | 1.9 | 15.2 | 0 | 0 | 0 |  | 110.7881 | 42.5484 | 0 | 110.8099 | 69.4048 | 0 | 0 | 10.2328 | 40.3
6102 | 0 | 1 | 1 | 2.5 | 15.3 | 0 | 0 | 0 |  | 115.2424 | 44.6489 | 0 | 115.2655 | 60.4169 | 1.3425e-06 | 0 | 10.2377 | 42.1
6103 | 1 | 40 | 40 | 2.3 | 15.7 | 0 | 0 | 2.3353 |  | 112.5304 | 43.3104 | 0 | 112.5534 | 51.6492 | 0 | 0 | 10.2377 | 43.3
6104 | 1 | 49 | 48 | 2.3 | 16.1 | 0 | 0 | 2.9399 |  | 112.322 | 43.1561 | 0 | 112.3457 | 42.8995 | 0 | 0 | 10.2377 | 43.8
6105 | 15 | 137 | 123 | 2.2 | 15.5 | 0 | 0 | 8.4818 |  | 100.0601 | 37.4773 | 0 | 100.0817 | 35.1384 | 0 | 0 | 10.2377 | 44.4
6106 | 343 | 565 | 307 | 1.6 | 18.3 | 0 | 0 | 43.1107 |  | 25.4902 | 6.2679 | 0 | 25.4959 | 33.2274 | 4.0878 | 0 | 16.9764 | 44.6
6107 | 85 | 374 | 302 | 4.7 | 20.4 | 0 | 0 | 26.7933 |  | 27.3857 | 6.9106 | 0 | 27.392 | 31.1743 | 0 | 0 | 16.9764 | 33.7039
6108 | 529 | 798 | 348 | 5.3 | 22.4 | 81.7975 | 0 | 66.4726 |  | 25.4902 | 4.8637 | 67.5155 | 11.1652 | 35.5239 | 24.9661 | 0 | 55.077 | 42.7
6109 | 335 | 650 | 361 | 6 | 22.9 | 82.6099 | 0 | 52.7307 |  | 25.4902 | 5.0627 | 57.1642 | 0 | 39.9347 | 15.0899 | 0 | 77.4537 | 42.4
6110 | 186 | 492 | 335 | 6.4 | 22.7 | 0 | 0 | 37.6511 |  | 25.4902 | 5.943 | 0 | 25.4951 | 38.0235 | 0.84583 | 0 | 78.9173 | 42.3
6111 | 2 | 159 | 156 | 5.4 | 21.8 | 0 | 0 | 9.769 |  | 92.0475 | 32.7117 | 0 | 92.0659 | 30.9114 | 0 | 0 | 78.9173 | 41.8
6112 | 1 | 156 | 154 | 5.4 | 21 | 0 | 0 | 9.7188 |  | 91.6633 | 32.7602 | 0 | 91.6823 | 23.8302 | 0 | 0 | 78.9173 | 41.7
6113 | 1 | 83 | 82 | 4 | 20.3 | 0 | 0 | 5.0538 |  | 107.5668 | 40.1572 | 0 | 107.5902 | 15.4753 | 0 | 0 | 78.9173 | 43.5
6114 | 0 | 22 | 22 | 2.8 | 19.8 | 0 | 0 | 1.2443 |  | 117.3783 | 45.0027 | 0 | 117.4054 | 6.3286 | 0 | 0 | 78.9173 | 43.7
6115 | 0 | 0 | 0 | 2.1 | 19 | 0 | 0 | 0 |  | 0 | -0.28887 | 0 | 0 | 6.3172 | 0 | 0 | 78.9173 | -0.28887
6116 | 0 | 0 | 0 | 2.9 | 19.1 | 0 | 0 | 0 |  | 0 | -0.28887 | 0 | 0 | 6.3058 | 0 | 0 | 78.9173 | -0.28887
6117 | 0 | 0 | 0 | 1.4 | 19 | 0 | 0 | 0 |  | 0 | -0.28887 | 0 | 0 | 6.2944 | 0 | 0 | 78.9173 | -0.28887
6118 | 0 | 0 | 0 | 2.8 | 16.8 | 0 | 0 | 0 |  | 0 | -0.28887 | 0 | 0 | 6.283 | 0 | 0 | 78.9173 | -0.28887
6119 | 0 | 0 | 0 | 2.5 | 16.5 | 0 | 0 | 0 |  | 0 | -0.28887 | 0 | 0 | 6.2716 | 0 | 0 | 78.9173 | -0.28887
6120 | 0 | 0 | 0 | 3.7 | 15.3 | 0 | 0 | 0 |  | 0 | -0.28887 | 0 | 0 | 6.2601 | 0 | 0 | 78.9173 | -0.28887
6121 | 0 | 0 | 0 | 3.3 | 15 | 0 | 0 | 0 |  | 0 | -0.28887 | 0 | 0 | 6.2487 | 0 | 0 | 78.9173 | -0.28887
6122 | 0 | 0 | 0 | 2.1 | 15.2 | 0 | 0 | 0 |  | 0 | -0.28887 | 0 | 0 | 6.2373 | 0 | 0 | 78.9173 | -0.28887
6123 | 0 | 0 | 0 | 3.2 | 15.3 | 0 | 0 | 0 |  | 0 | -0.28887 | 0 | 0 | 6.2259 | 0 | 0 | 78.9173 | -0.28887
6124 | 0 | 0 | 0 | 3.4 | 15.4 | 0 | 0 | 0 |  | 0 | -0.28887 | 0 | 0 | 6.2145 | 0 | 14.7024 | 57.1305 | 14.4135
6125 | 0 | 0 | 0 | 3.7 | 14.9 | 0 | 0 | 0 |  | 0 | -0.28887 | 0 | 0 | 6.2031 | 0 | 0 | 57.1305 | -0.28887
6126 | 0 | 0 | 0 | 1.9 | 14.7 | 0 | 0 | 0 |  | 0 | -0.28887 | 0 | 0 | 6.1917 | 0 | 24.9258 | 15.8277 | 24.6369
6127 | 16 | 37 | 33 | 1.9 | 15 | 0 | 0 | 2.0174 |  | 0 | -0.28887 | 0 | 0 | 6.1803 | 0 | 0 | 15.8277 | 1.7285
6128 | 118 | 166 | 112 | 1.3 | 16.4 | 0 | 0 | 10.965 |  | 0 | -0.28887 | 0 | 0 | 6.169 | 0 | 0 | 15.8277 | 10.6762
6129 | 341 | 379 | 188 | 1.4 | 19 | 14.3635 | -6.08e-07 | 29.6447 |  | 0 | -1.2748 | 14.3721 | 0 | 7.2319 | 0 | 0 | 15.8277 | 28.37
6130 | 693 | 664 | 201 | 3 | 21.5 | 191.1668 | 0 | 57.1177 |  | 0 | -1.5909 | 191.2817 | 0 | 21.6953 | 11.495 | 0 | 33.9067 | 44.0318
6131 | 638 | 717 | 223 | 6.6 | 23.2 | 176.038 | 0 | 62.9479 |  | 0 | -1.5176 | 176.1438 | 0 | 35.11 | 19.0033 | 0 | 62.7295 | 42.427
6132 | 62 | 441 | 383 | 6.4 | 23 | 0 | 0 | 31.3549 |  | 0 | -0.37147 | 0 | 0 | 35.0886 | 18.3357 | 0 | 90 | 12.6478
6133 | 14 | 114 | 102 | 7.1 | 21 | 0 | 0 | 7.5735 |  | 0 | -0.28887 | 0 | 0 | 35.0672 | 0 | 0 | 90 | 7.2846
6134 | 85 | 360 | 287 | 5.9 | 21.1 | 0 | 0 | 25.8447 |  | 0 | -0.28887 | 0 | 0 | 35.0457 | 0 | 0 | 90 | 25.5559
6135 | 122 | 385 | 296 | 5.6 | 22 | 0 | 0 | 28.9955 |  | 0 | -0.28887 | 0 | 0 | 35.0243 | 0 | 0 | 90 | 28.7067
6136 | 72 | 319 | 276 | 6.1 | 22.8 | 0 | 0 | 22.6075 |  | 0 | -0.28887 | 0 | 0 | 35.0029 | 0 | 0 | 90 | 22.3187
6137 | 6 | 122 | 118 | 5.3 | 22.6 | 0 | 0 | 7.5608 |  | 0 | -0.28887 | 0 | 0 | 34.9816 | 0 | 21.0836 | 58.3225 | 28.3556
6138 | 10 | 51 | 50 | 5.2 | 22.1 | 0 | 0 | 3.0038 |  | 0 | -0.28887 | 0 | 0 | 34.9602 | 0 | 24.9427 | 17.6004 | 27.6576
6139 | 0 | 4 | 4 | 5.5 | 21.6 | 0 | 0 | 0 |  | 0 | -0.28887 | 0 | 0 | 34.9388 | 0 | 0 | 17.6004 | -0.28887
6140 | 0 | 0 | 0 | 3.3 | 22 | 0 | 0 | 0 |  | 0 | -0.28887 | 0 | 0 | 34.9174 | 0 | 0 | 17.6004 | -0.28887
6141 | 0 | 0 | 0 | 4.4 | 21.2 | 0 | 0 | 0 |  | 0 | -0.28887 | 0 | 0 | 34.896 | 0 | 0 | 17.6004 | -0.28887
6142 | 0 | 0 | 0 | 4.2 | 19.8 | 0 | 0 | 0 |  | 0 | -0.28887 | 0 | 0 | 34.8746 | 0 | 0 | 17.6004 | -0.28887
6143 | 0 | 0 | 0 | 2.9 | 18.9 | 0 | 0 | 0 |  | 0 | -0.28887 | 0 | 0 | 34.8531 | 0 | 0 | 17.6004 | -0.28887
6144 | 0 | 0 | 0 | 4.1 | 18 | 0 | 0 | 0 |  | 0 | -0.28887 | 0 | 0 | 34.8316 | 0 | 0 | 17.6004 | -0.28887
6145 | 0 | 0 | 0 | 3.2 | 17.8 | 0 | 0 | 0 |  | 0 | -0.28887 | 0 | 0 | 34.8101 | 0 | 0 | 17.6004 | -0.28887
6146 | 0 | 0 | 0 | 3.4 | 18.2 | 0 | 0 | 0 |  | 0 | -0.28887 | 0 | 0 | 34.7886 | 0 | 0 | 17.6004 | -0.28887
6147 | 0 | 0 | 0 | 3.1 | 17.9 | 0 | 0 | 0 |  | 0 | -0.28887 | 0 | 0 | 34.7671 | 0 | 0 | 17.6004 | -0.28887
6148 | 0 | 0 | 0 | 3.5 | 18 | 0 | 0 | 0 |  | 0 | -0.28887 | 0 | 0 | 34.7456 | 0 | 0 | 17.6004 | -0.28887
6149 | 0 | 0 | 0 | 3.4 | 18.3 | 0 | 0 | 0 |  | 0 | -0.28887 | 0 | 0 | 34.7241 | 0 | 0 | 17.6004 | -0.28887
6150 | 0 | 1 | 1 | 3.5 | 18.5 | 0 | 0 | 0 |  | 0 | -0.28887 | 0 | 0 | 34.7027 | 0 | 4.3709 | 10.4642 | 4.0821
6151 | 0 | 31 | 31 | 4 | 19 | 0 | 0 | 1.7543 |  | 0 | -0.28887 | 0 | 0 | 34.6813 | 0 | 0 | 10.4642 | 1.4654
6152 | 0 | 57 | 57 | 5.2 | 20 | 0 | 0 | 3.4337 |  | 0 | -0.28887 | 0 | 0 | 34.6599 | 0 | 0 | 10.4642 | 3.1448
6153 | 0 | 116 | 116 | 3.7 | 19.5 | 0 | 0 | 7.1962 |  | 0 | -0.28887 | 0 | 0 | 34.6385 | 0 | 0 | 10.4642 | 6.9074
6154 | 0 | 187 | 186 | 4.2 | 21.5 | 0 | 0 | 11.6811 |  | 0 | -0.28887 | 0 | 0 | 34.6172 | 0 | 0 | 10.4642 | 11.3923
6155 | 8 | 322 | 312 | 5.8 | 22.6 | 0 | 0 | 20.7766 |  | 0 | -0.28887 | 0 | 0 | 34.5959 | 0 | 0 | 10.4642 | 20.4878
6156 | 26 | 382 | 355 | 4.9 | 23 | 0 | 0 | 25.0469 |  | 0 | -0.28887 | 0 | 0 | 34.5747 | 0 | 0 | 10.4642 | 24.7581
6157 | 310 | 693 | 423 | 5.8 | 24.3 | 11.1293 | 0 | 55.1254 |  | 0 | -1.2663 | 11.1359 | 0 | 35.3976 | 22.3442 | 0 | 44.9458 | 31.5149
6158 | 342 | 673 | 395 | 6.6 | 24.9 | 82.522 | 0 | 53.8393 |  | 0 | -1.2019 | 82.5701 | 0 | 41.6392 | 17.9229 | 0 | 71.7329 | 34.7145
6159 | 351 | 580 | 336 | 6.3 | 24.6 | 82.702 | 0 | 46.8221 |  | 0 | -1.2023 | 82.75 | 0 | 47.8995 | 11.1964 | 0 | 88.5441 | 34.4234
6160 | 456 | 468 | 215 | 6 | 24.7 | 107.1344 | 0 | 38.8873 |  | 0 | -1.2666 | 107.1966 | 0 | 56.021 | 0.0030433 | 0 | 88.837 | 35.3
6161 | 343 | 276 | 150 | 5.1 | 24.7 | 0 | 0 | 21.3197 |  | 0 | -0.37147 | 0 | 0 | 55.998 | 0 | 16.1669 | 64.2522 | 37.1151
6162 | 125 | 97 | 71 | 5.9 | 23.5 | 0 | 0 | 5.431 |  | 0 | -0.28887 | 0 | 0 | 55.9751 | 0 | 24.9564 | 24.47 | 30.0984
6163 | 1 | 4 | 4 | 4.8 | 22.2 | 0 | 0 | 0 |  | 0 | -0.28887 | 0 | 0 | 55.952 | 0 | 4.9116 | 16.5024 | 4.6227
6164 | 0 | 0 | 0 | 4.7 | 21.1 | 0 | 0 | 0 |  | 0 | -0.28887 | 0 | 0 | 55.9289 | 0 | 0 | 16.5024 | -0.28887
6165 | 0 | 0 | 0 | 4.2 | 21.9 | 0 | 0 | 0 |  | 0 | -0.28887 | 0 | 0 | 55.9059 | 0 | 0 | 16.5024 | -0.28887
6166 | 0 | 0 | 0 | 3.2 | 22.3 | 0 | 0 | 0 |  | 0 | -0.28887 | 0 | 0 | 55.8829 | 0 | 0 | 16.5024 | -0.28887
6167 | 0 | 0 | 0 | 2.9 | 21.9 | 0 | 0 | 0 |  | 0 | -0.28887 | 0 | 0 | 55.8598 | 0 | 0 | 16.5024 | -0.28887
6168 | 0 | 0 | 0 | 2.2 | 20.7 | 0 | 0 | 0 |  | 0 | -0.28887 | 0 | 0 | 55.8367 | 0 | 0 | 16.5024 | -0.28887
6169 | 0 | 0 | 0 | 0.8 | 20.9 | 0 | 0 | 0 |  | 0 | -0.28887 | 0 | 0 | 55.8137 | 0 | 0 | 16.5024 | -0.28887
6170 | 0 | 0 | 0 | 0.6 | 20.7 | 0 | 0 | 0 |  | 129.1446 | 25.0692 | 0 | 129.1869 | 45.6665 | 0 | 1.1804 | 14.88 | 26.2496
6171 | 0 | 0 | 0 | 0.9 | 19.7 | 0 | 0 | 0 |  | 81.5901 | 28.4837 | 0 | 81.6169 | 39.3811 | 5.3861e-06 | 0 | 14.8888 | 28.1
6172 | 0 | 0 | 0 | 0.5 | 19.2 | 0 | 0 | 0 |  | 82.7112 | 29.0416 | 0 | 82.7389 | 33.0066 | 0 | 0 | 14.8888 | 28.6
6173 | 0 | 0 | 0 | 0.5 | 19.6 | 0 | 0 | 0 |  | 83.8117 | 29.4372 | 0 | 83.8404 | 26.5456 | 0 | 0 | 14.8888 | 29
6174 | 0 | 1 | 1 | 1.7 | 19.4 | 0 | 0 | 0 |  | 84.809 | 29.8863 | 0 | 84.8388 | 20.0063 | 0 | 1.7708 | 11.8948 | 31.2
6175 | 76 | 65 | 52 | 1.7 | 20.4 | 0 | 0 | 3.496 |  | 84.8086 | 29.6103 | 0 | 84.8393 | 13.4696 | 0 | 0.78302 | 10.5518 | 33.6
6176 | 348 | 244 | 126 | 1.1 | 22.3 | 1.3432 | -5.18e-08 | 18.3382 |  | 54.5626 | 15.8003 | 0.21728 | 53.4563 | 9.4205 | 0 | 0 | 10.5518 | 34.1385
6177 | 520 | 444 | 172 | 2.9 | 24.5 | 128.5851 | 0 | 37.155 |  | 25.4902 | 4.4157 | 103.1638 | 0 | 17.2505 | 0 | 0 | 10.5518 | 35.8
6178 | 634 | 618 | 192 | 4.3 | 26 | 172.0017 | 0 | 53.0451 |  | 25.4902 | 4.0193 | 146.6082 | 0 | 28.4261 | 0 | 0 | 10.5518 | 36.6
6179 | 702 | 744 | 199 | 4.2 | 26.8 | 199.2105 | 0 | 63.927 |  | 25.4902 | 3.7609 | 173.8337 | 0 | 41.6928 | 0 | 0 | 10.5518 | 36.4
6180 | 734 | 816 | 200 | 4.5 | 27.6 | 211.8637 | 0 | 69.6729 |  | 25.4902 | 3.4675 | 186.4936 | 0 | 55.923 | 0 | 0 | 10.5518 | 34.9
6181 | 718 | 821 | 215 | 4.5 | 27.9 | 206.6991 | 0 | 69.7615 |  | 25.4902 | 3.4047 | 181.324 | 0 | 69.7473 | 0 | 0 | 10.5518 | 33.9
6182 | 661 | 748 | 222 | 5.7 | 27.7 | 184.0976 | 0 | 63.9644 |  | 25.4902 | 3.6109 | 158.7061 | 0 | 81.8311 | 18.4941 | 0 | 39.3403 | 33.5
6183 | 653 | 644 | 193 | 5.7 | 27.5 | 175.7058 | 0 | 55.5207 |  | 25.4902 | 3.7343 | 150.3036 | 0 | 93.2483 | 24.978 | 0 | 76.6216 | 33.5
6184 | 560 | 477 | 170 | 6 | 27.1 | 0 | 0 | 40.4134 |  | 25.4902 | 5.0202 | 0 | 25.4921 | 91.3352 | 8.3429 | 0 | 88.9248 | 34
6185 | 394 | 274 | 131 | 5.6 | 26.2 | 10.7898 | -2.4e-07 | 21.8546 |  | 51.7561 | 13.7799 | 3.2994 | 44.2655 | 88.2152 | 0 | 0 | 88.9248 | 35.6345
6186 | 104 | 83 | 59 | 4.9 | 24.9 | 0 | 0 | 4.4435 |  | 51.7561 | 15.3286 | 0 | 51.7603 | 84.2808 | 0 | 18.5152 | 61.1557 | 38.2873
6187 | 0 | 3 | 3 | 3.8 | 23.5 | 0 | 0 | 0 |  | 62.8709 | 20.3076 | 0 | 62.8762 | 79.4733 | 0 | 16.7378 | 35.0354 | 37
6188 | 0 | 0 | 0 | 3.1 | 22.7 | 0 | 0 | 0 |  | 85.7584 | 29.9256 | 0 | 85.7659 | 72.861 | 0 | 5.0876 | 27.0939 | 34.5
6189 | 0 | 0 | 0 | 2.1 | 22.1 | 0 | 0 | 0 |  | 85.7585 | 30.1378 | 0 | 85.7663 | 66.2485 | 0 | 2.809 | 22.7246 | 32.3
6190 | 0 | 0 | 0 | 1.9 | 21.2 | 0 | 0 | 0 |  | 85.7586 | 30.4064 | 0 | 85.7669 | 59.6354 | 0 | 1.0978 | 21.0288 | 30.7
6191 | 0 | 0 | 0 | 1 | 21.2 | 0 | 0 | 0 |  | 85.7586 | 30.3953 | 0 | 85.7673 | 53.0226 | 2.6116e-09 | 0 | 21.0288 | 29.6
6192 | 0 | 0 | 0 | 1.3 | 20.9 | 0 | 0 | 0 |  | 25.4902 | 6.3245 | 0 | 25.4929 | 51.1107 | 0 | 0 | 21.0288 | 6.3245
6193 | 0 | 0 | 0 | 1.6 | 20.9 | 0 | 0 | 0 |  | 25.4902 | 6.3191 | 0 | 25.493 | 49.199 | 0 | 0 | 21.0288 | 6.3191
6194 | 0 | 0 | 0 | 0.7 | 21 | 0 | 0 | 0 |  | 25.4902 | 6.2934 | 0 | 25.4931 | 47.2873 | 0 | 0 | 21.0288 | 6.2934
6195 | 0 | 0 | 0 | 0.8 | 20.5 | 0 | 0 | 0 |  | 84.3156 | 29.9422 | 0 | 84.3259 | 40.7891 | 0 | 0 | 21.0288 | 29.9422
6196 | 0 | 0 | 0 | 1.1 | 20 | 0 | 0 | 0 |  | 107.0757 | 40.1284 | 0 | 107.0894 | 32.4714 | 0 | 0 | 21.0288 | 38.3
6197 | 0 | 0 | 0 | 0.9 | 19.4 | 0 | 0 | 0 |  | 112.9479 | 43.0154 | 0 | 112.9633 | 23.6792 | 0 | 0.060641 | 21.1163 | 40.8
6198 | 0 | 1 | 1 | 1.1 | 18.7 | 0 | 0 | 0 |  | 112.9477 | 43.1469 | 0 | 112.9642 | 14.8881 | 0 | 1.8603 | 18.0656 | 42.7
6199 | 155 | 71 | 43 | 1.3 | 19.1 | 0 | 0 | 3.4205 |  | 112.9478 | 43.0524 | 0 | 112.9658 | 6.1012 | 0 | 0 | 18.0656 | 44.2
6200 | 532 | 266 | 88 | 2 | 21.8 | 0 | 0 | 21.547 |  | 59.1448 | 19.1614 | 0 | 59.1555 | 1.6012 | 0 | 4.4121 | 10.4865 | 44.9
6201 | 728 | 475 | 103 | 1.7 | 23.6 | 124.8677 | 0 | 41.7598 |  | 25.6441 | 4.5856 | 107.9605 | 8.6671 | 9.1592 | 0 | 0 | 10.4865 | 45.8
6202 | 815 | 651 | 113 | 1.9 | 25.6 | 229.0783 | 0 | 56.3733 |  | 25.6441 | 3.9732 | 203.5672 | 0 | 24.6982 | 0 | 0 | 10.4865 | 46
6203 | 540 | 607 | 195 | 1.8 | 26.4 | 150.443 | 0 | 52.0853 |  | 25.6441 | 4.2138 | 124.8851 | 0 | 34.2477 | 0 | 0 | 10.4865 | 44.8
6204 | 825 | 873 | 189 | 4.3 | 26.8 | 240.9581 | 0 | 74.6046 |  | 25.6441 | 3.6425 | 215.4515 | 0 | 50.6881 | 0 | 0 | 10.4865 | 44.2
6205 | 833 | 850 | 156 | 5.2 | 26.5 | 242.2954 | 0 | 74.0022 |  | 54.5405 | 14.0508 | 187.8899 | 0 | 64.9901 | 0 | 0 | 10.4865 | 44
6206 | 806 | 788 | 157 | 4.6 | 26.9 | 230.7185 | 0 | 68.3951 |  | 59.0064 | 15.5582 | 171.8386 | 0 | 78.0491 | 6.4115 | 0 | 20.896 | 44.1
6207 | 753 | 709 | 194 | 4.1 | 27 | 207.797 | 0 | 60.8921 |  | 59.0064 | 15.6463 | 148.9026 | 0 | 89.3527 | 24.9683 | 0 | 58.8624 | 43.3
6208 | 612 | 602 | 270 | 3 | 27.2 | 154.7476 | 0 | 48.5707 |  | 59.0107 | 15.7732 | 95.8176 | 0 | 96.6099 | 21.1407 | 0 | 90 | 42.9
6209 | 401 | 359 | 211 | 3.5 | 26.2 | 78.2063 | 0 | 27.1577 |  | 59.0153 | 16.6426 | 19.2294 | 0 | 98.0434 | 0 | 0 | 90 | 43.8003
6210 | 134 | 111 | 85 | 3.3 | 24.5 | 0 | 0 | 6.3805 |  | 59.0064 | 18.3767 | 0 | 59.0086 | 93.5404 | 0 | 19.7932 | 60.131 | 44.5504
6211 | 0 | 2 | 2 | 2.5 | 22.8 | 0 | 0 | 0 |  | 59.0063 | 19.1807 | 0 | 59.0087 | 89.0374 | 0 | 0 | 60.131 | 19.1807
6212 | 0 | 0 | 0 | 1.4 | 22.1 | 0 | 0 | 0 |  | 81.4155 | 28.4177 | 0 | 81.419 | 82.7695 | 0 | 9.3322 | 46.0654 | 37.1
6213 | 0 | 0 | 0 | 0.5 | 21.5 | 0 | 0 | 0 |  | 91.4198 | 32.8681 | 0 | 91.4241 | 75.7071 | 0 | 3.5735 | 40.6435 | 35.4
6214 | 0 | 0 | 0 | 0.3 | 21.1 | 0 | 0 | 0 |  | 91.4203 | 32.9712 | 0 | 91.4249 | 68.6444 | 0 | 1.9196 | 37.7592 | 33.8
6215 | 0 | 0 | 0 | 0.8 | 20.8 | 0 | 0 | 0 |  | 91.4207 | 33.044 | 0 | 91.4257 | 61.5817 | 0 | 0.67826 | 36.8015 | 32.6
6216 | 0 | 0 | 0 | 1.4 | 20.1 | 0 | 0 | 0 |  | 91.4212 | 33.2201 | 0 | 91.4267 | 54.5184 | 2.2491e-07 | 0 | 36.8015 | 32
6217 | 0 | 0 | 0 | 1.1 | 20.1 | 0 | 0 | 0 |  | 91.4216 | 33.2084 | 0 | 91.4275 | 47.4554 | 0 | 0 | 36.8015 | 32
6218 | 0 | 0 | 0 | 1.1 | 19.9 | 0 | 0 | 0 |  | 92.8594 | 33.8715 | 0 | 92.8659 | 40.2777 | 0 | 0 | 36.8015 | 32.6
6219 | 0 | 0 | 0 | 0.5 | 19.6 | 0 | 0 | 0 |  | 94.1704 | 34.5043 | 0 | 94.1776 | 32.9952 | 0 | 0 | 36.8015 | 34.5043
6220 | 0 | 0 | 0 | 1.2 | 19.8 | 0 | 0 | 0 |  | 94.1704 | 34.4389 | 0 | 94.1783 | 25.7138 | 0 | 6.7477 | 26.1593 | 39.9
6221 | 0 | 0 | 0 | 1.4 | 20 | 0 | 0 | 0 |  | 94.1703 | 34.3695 | 0 | 94.1791 | 18.4339 | 0 | 8.6499 | 11.4195 | 41.8
6222 | 0 | 0 | 0 | 1.8 | 19.6 | 0 | 0 | 0 |  | 65.4682 | 22.4088 | 0 | 65.4751 | 13.4282 | 0 | 0 | 11.4195 | 22.4088
6223 | 123 | 79 | 55 | 1.2 | 19.9 | 0 | 0 | 4.0577 |  | 25.4902 | 6.0793 | 0 | 25.4932 | 11.5233 | 0 | 0 | 11.4195 | 10.137
6224 | 152 | 171 | 126 | 1.4 | 21.8 | 0 | 0 | 12.8308 |  | 25.4902 | 6.111 | 0 | 25.4936 | 9.6195 | 0 | 0 | 11.4195 | 18.9418
6225 | 57 | 185 | 152 | 2.3 | 22.2 | 0 | 0 | 12.6544 |  | 25.4902 | 6.1723 | 0 | 25.494 | 7.717 | 0 | 0 | 11.4195 | 18.8267
6226 | 0 | 109 | 108 | 2 | 23.3 | 0 | 0 | 6.4633 |  | 25.4902 | 5.9588 | 0 | 25.4945 | 5.8162 | 0 | 0 | 11.4195 | 12.4221
6227 | 54 | 280 | 236 | 3.8 | 24 | 0 | 0 | 19.5599 |  | 25.4902 | 5.7575 | 0 | 25.4951 | 3.9173 | 0 | 0 | 11.4195 | 25.3175
6228 | 231 | 407 | 212 | 4 | 24 | 0 | 0 | 33.6744 |  | 25.4902 | 5.7324 | 0 | 25.4957 | 2.0211 | 0 | 0 | 11.4195 | 39.4068
6229 | 819 | 908 | 231 | 4.1 | 25.8 | 175.3644 | 6.48e-06 | 75 |  | 25.4902 | 3.629 | 156.7671 | 6.7958 | 13.3964 | 24.9658 | 0 | 49.7576 | 45
6230 | 438 | 597 | 256 | 3.5 | 26.7 | 116.5881 | 0 | 50.6186 |  | 25.4902 | 4.168 | 91.162 | 0 | 20.3534 | 10.3427 | 0 | 65.1793 | 44.4439
6231 | 721 | 658 | 170 | 3.1 | 27.5 | 198.9593 | 0 | 56.9119 |  | 25.4902 | 3.6172 | 173.5797 | 0 | 33.5786 | 16.4922 | 0 | 90 | 43.8
6232 | 598 | 460 | 139 | 2.4 | 27.9 | 150.9374 | 0 | 39.5147 |  | 25.4902 | 3.6941 | 125.5294 | 0 | 43.1466 | 0 | 1.3844e-14 | 90 | 43.2088
6233 | 272 | 213 | 112 | 2.4 | 27.4 | 0 | 0 | 16.0546 |  | 25.4902 | 4.9217 | 0 | 25.4918 | 41.2358 | 0 | 23.9753 | 53.3013 | 44.9517
6234 | 92 | 68 | 53 | 4 | 25.1 | 0 | 0 | 3.9419 |  | 108.9455 | 39.5572 | 0 | 108.9531 | 32.7721 | 0 | 3.3518 | 48.1066 | 45.4
6235 | 1 | 2 | 2 | 3.9 | 23.3 | 0 | 0 | 0 |  | 108.9441 | 40.1564 | 0 | 108.9525 | 24.309 | 0 | 2.5135 | 44.4837 | 41
6236 | 0 | 0 | 0 | 3.3 | 22.1 | 0 | 0 | 0 |  | 106.1485 | 39.2097 | 0 | 106.1577 | 16.071 | 4.9947e-10 | 0 | 44.4837 | 37.6
6237 | 0 | 0 | 0 | 1.6 | 21.3 | 0 | 0 | 0 |  | 101.0771 | 37.0863 | 0 | 101.0872 | 8.2432 | 0 | 0 | 44.4837 | 35.7
6238 | 0 | 0 | 0 | 1.7 | 20.4 | 0 | 0 | 0 |  | 95.9967 | 35.0247 | 0 | 96.0081 | 0.82765 | 0 | 0 | 44.4837 | 33.8
6239 | 0 | 0 | 0 | 1.6 | 20.3 | 0 | 0 | 0 |  | 0 | -0.28887 | 0 | 0 | 0.8253 | 0 | 0 | 44.4837 | -0.28887
6240 | 0 | 0 | 0 | 1.5 | 20.2 | 0 | 0 | 0 |  | 0 | -0.28887 | 0 | 0 | 0.82294 | 0 | 0 | 44.4837 | -0.28887
6241 | 0 | 0 | 0 | 1.1 | 19.7 | 0 | 0 | 0 |  | 0 | -0.28887 | 0 | 0 | 0.82059 | 0 | 0 | 44.4837 | -0.28887
6242 | 0 | 0 | 0 | 1 | 19.1 | 0 | 0 | 0 |  | 0 | -0.28887 | 0 | 0 | 0.81824 | 0 | 0 | 44.4837 | -0.28887
6243 | 0 | 0 | 0 | 0.7 | 18.3 | 0 | 0 | 0 |  | 0 | -0.28887 | 0 | 0 | 0.81589 | 0 | 0 | 44.4837 | -0.28887
6244 | 0 | 0 | 0 | 0.7 | 18.3 | 0 | 0 | 0 |  | 0 | -0.28887 | 0 | 0 | 0.81354 | 0 | 0 | 44.4837 | -0.28887
6245 | 0 | 0 | 0 | 1 | 18.5 | 0 | 0 | 0 |  | 0 | -0.28887 | 0 | 0 | 0.8112 | 0 | 19.8179 | 11.1791 | 19.529
6246 | 0 | 0 | 0 | 1.8 | 18.2 | 0 | 0 | 0 |  | 0 | -0.28887 | 0 | 0 | 0.80886 | 0 | 0 | 11.1791 | -0.28887
6247 | 165 | 64 | 37 | 2.6 | 19.6 | 0 | 0 | 3.2575 |  | 0 | -0.28887 | 0 | 0 | 0.80652 | 0 | 0 | 11.1791 | 2.9686
6248 | 573 | 264 | 77 | 0.8 | 22.6 | 55.1898 | 0 | 21.8257 |  | 0 | -1.3844 | 55.2224 | 0 | 4.9173 | 0 | 0 | 11.1791 | 20.4413
6249 | 741 | 469 | 97 | 0.5 | 25.1 | 192.1329 | 0 | 41.0147 |  | 129.9858 | 23.6285 | 62.2343 | 0 | 9.2648 | 0 | 0 | 11.1791 | 46.5
6250 | 721 | 612 | 143 | 1.2 | 26 | 200.677 | 0 | 52.9861 |  | 25.4902 | 3.9755 | 175.3044 | 0 | 22.6717 | 0 | 0 | 11.1791 | 46.9
6251 | 713 | 746 | 201 | 1.3 | 26.8 | 204.8634 | 0 | 62.3635 |  | 25.4902 | 3.8002 | 179.4936 | 0 | 36.4111 | 0 | 0 | 11.1791 | 45.9
6252 | 840 | 837 | 150 | 1.9 | 27.7 | 247.7801 | 0 | 70.5809 |  | 25.4902 | 3.2292 | 222.4351 | 0 | 53.4203 | 0 | 0 | 11.1791 | 45.2
6253 | 802 | 818 | 158 | 1.9 | 28.5 | 235.5412 | 0 | 68.6958 |  | 25.4902 | 3.0307 | 210.1872 | 0 | 69.4763 | 18.2084 | 0 | 39.5832 | 45
6254 | 756 | 769 | 184 | 2.1 | 29.3 | 217.3068 | 0 | 64.8512 |  | 25.4902 | 2.8562 | 191.9386 | 0 | 84.1148 | 23.5183 | 0 | 74.7614 | 44.1891
6255 | 625 | 618 | 200 | 2.3 | 29.3 | 170.3531 | 0 | 52.5631 |  | 25.4902 | 3.1034 | 144.9524 | 0 | 95.1448 | 9.7292 | 0 | 89.1799 | 44.1
6256 | 532 | 449 | 167 | 4.2 | 28.6 | 0 | 0 | 38.3627 |  | 25.4902 | 4.4836 | 0 | 25.4913 | 93.2317 | 0 | 0.95809 | 88.1118 | 43.6
6257 | 360 | 249 | 126 | 4.1 | 27.1 | 2.6372 | 5.92e-08 | 20.2677 |  | 65.2896 | 18.4403 | 0.044256 | 62.6973 | 88.4344 | 0 | 5.1785 | 80.5669 | 43.8864
6258 | 242 | 93 | 52 | 2.6 | 26 | 0 | 0 | 5.2086 |  | 65.289 | 19.9767 | 0 | 65.2921 | 83.4375 | 0 | 19.2715 | 50.8278 | 44.4567
6259 | 1 | 2 | 2 | 1.8 | 24.4 | 0 | 0 | 0 |  | 78.4287 | 26.1969 | 0 | 78.4327 | 77.4069 | 0 | 14.6167 | 27.6997 | 40.8136
6260 | 0 | 0 | 0 | 0.3 | 23 | 0 | 0 | 0 |  | 96.3592 | 34.5006 | 0 | 96.3645 | 69.9504 | 0 | 4.0323 | 21.3049 | 37.6
6261 | 0 | 0 | 0 | 0.9 | 22 | 0 | 0 | 0 |  | 96.3589 | 34.8343 | 0 | 96.3645 | 62.4935 | 0 | 1.9837 | 18.1643 | 35.7
6262 | 0 | 0 | 0 | 0.4 | 21.4 | 0 | 0 | 0 |  | 96.3587 | 35.0239 | 0 | 96.3648 | 55.0363 | 1.7214e-06 | 0 | 18.2163 | 33.8
6263 | 0 | 0 | 0 | 0.5 | 20.9 | 0 | 0 | 0 |  | 93.1702 | 33.7538 | 0 | 93.1765 | 47.8343 | 2.1682e-06 | 0 | 18.2647 | 32.6
6264 | 0 | 0 | 0 | 0.2 | 20.2 | 0 | 0 | 0 |  | 25.49 | 6.0646 | 0 | 25.4919 | 45.9228 | 0 | 0 | 18.2647 | 6.0646
6265 | 0 | 0 | 0 | 0.6 | 19.8 | 0 | 0 | 0 |  | 25.4902 | 6.1388 | 0 | 25.4922 | 44.0114 | 0 | 0 | 18.2647 | 6.1388
6266 | 0 | 0 | 0 | 0.3 | 19.4 | 0 | 0 | 0 |  | 25.4902 | 6.2107 | 0 | 25.4924 | 42.1001 | 0 | 0 | 18.2647 | 6.2107
6267 | 0 | 0 | 0 | 0.7 | 18.9 | 0 | 0 | 0 |  | 37.0293 | 10.618 | 0 | 37.0327 | 39.313 | 0 | 0 | 18.2647 | 10.618
6268 | 0 | 0 | 0 | 0.3 | 18.6 | 0 | 0 | 0 |  | 110.8547 | 42.226 | 0 | 110.8657 | 30.6889 | 0 | 0 | 18.2647 | 40
6269 | 0 | 0 | 0 | 1.7 | 18.3 | 0 | 0 | 0 |  | 112.6232 | 43.1024 | 0 | 112.6352 | 21.9223 | 0 | 1.3428 | 16.1327 | 42.1
6270 | 0 | 1 | 1 | 1.6 | 18.7 | 0 | 0 | 0 |  | 112.6232 | 43.0254 | 0 | 112.6363 | 13.1584 | 0 | 2.8858 | 11.2062 | 43.6
6271 | 184 | 66 | 38 | 1.4 | 19.8 | 0 | 0 | 3.4351 |  | 112.6235 | 42.78 | 0 | 112.6383 | 4.4002 | 0 | 0.51442 | 10.3217 | 44.5
6272 | 493 | 248 | 89 | 0.8 | 22.2 | 35.4695 | -1.44e-06 | 20.6379 |  | 33.4998 | 8.0575 | 23.5105 | 21.5246 | 4.5903 | 0 | 0 | 10.3217 | 28.6954
6273 | 653 | 449 | 121 | 0.9 | 24.5 | 166.9147 | 0 | 39.4588 |  | 33.4998 | 7.4367 | 133.5112 | 0 | 14.8015 | 0 | 0 | 10.3217 | 46.7
6274 | 760 | 622 | 129 | 1.6 | 25.6 | 212.4528 | 0 | 54.7171 |  | 25.4902 | 4.0406 | 187.0872 | 0 | 29.1115 | 0 | 0 | 10.3217 | 47.2
6275 | 798 | 746 | 143 | 1.8 | 26.6 | 231.4508 | 0 | 64.2528 |  | 25.4902 | 3.7023 | 206.0957 | 0 | 44.8676 | 0 | 0 | 10.3217 | 46.1
6276 | 752 | 810 | 197 | 2.3 | 27 | 219.6148 | 0 | 69.2452 |  | 25.4902 | 3.6972 | 194.2512 | 0 | 59.7058 | 0 | 0 | 10.3217 | 45.5
6277 | 716 | 785 | 199 | 3.8 | 27.4 | 206.7203 | 0 | 68.4865 |  | 25.4902 | 3.6472 | 181.3465 | 0 | 73.5405 | 18.7478 | 0 | 39.5021 | 45.1
6278 | 697 | 738 | 202 | 4.4 | 27.6 | 196.739 | 0 | 64.6032 |  | 25.4902 | 3.6297 | 171.3551 | 0 | 86.5883 | 23.3637 | 0 | 74.4412 | 44.8692
6279 | 598 | 600 | 196 | 4.4 | 27.6 | 160.0848 | 0 | 52.1442 |  | 25.4902 | 3.8001 | 134.6737 | 0 | 96.8164 | 9.9628 | 0 | 89.2127 | 44.2
6280 | 337 | 328 | 153 | 4.6 | 26.8 | 0 | 0 | 28.395 |  | 25.4902 | 5.1259 | 0 | 25.4911 | 94.9034 | 0 | 10.6892 | 73.2877 | 43.8
6281 | 304 | 220 | 114 | 4.8 | 26 | 0 | 0 | 17.3481 |  | 58.764 | 17.568 | 0 | 58.7663 | 90.4196 | 0 | 9.9868 | 58.1855 | 44.9029
6282 | 129 | 72 | 50 | 4.7 | 24.5 | 0 | 0 | 4.14 |  | 115.5898 | 43.0247 | 0 | 115.5947 | 81.4148 | 0 | 0.40888 | 57.7125 | 45.4
6283 | 0 | 1 | 1 | 3.9 | 22.9 | 0 | 0 | 0 |  | 115.5881 | 43.508 | 0 | 115.5935 | 72.41 | 2.7847e-09 | 0 | 57.7125 | 41.2
6284 | 0 | 0 | 0 | 3 | 21.6 | 0 | 0 | 0 |  | 106.7018 | 39.6614 | 0 | 106.7072 | 64.1228 | 2.6502e-09 | 0 | 57.7125 | 37.9
6285 | 0 | 0 | 0 | 2.5 | 20.9 | 0 | 0 | 0 |  | 101.1716 | 37.3295 | 0 | 101.1771 | 56.2798 | 2.5825e-09 | 0 | 57.7125 | 35.8
6286 | 0 | 0 | 0 | 3.1 | 20.3 | 0 | 0 | 0 |  | 96.7202 | 35.4943 | 0 | 96.7259 | 48.793 | 9.3408e-10 | 0 | 57.7125 | 34.1
6287 | 0 | 0 | 0 | 3.5 | 19.7 | 0 | 0 | 0 |  | 93.5371 | 34.2295 | 0 | 93.5432 | 41.5607 | 2.4778e-09 | 0 | 57.7125 | 32.9
6288 | 0 | 0 | 0 | 2 | 19.7 | 0 | 0 | 0 |  | 92.2933 | 33.6727 | 0 | 92.2998 | 34.4286 | 0 | 0 | 57.7125 | 32.4
6289 | 0 | 0 | 0 | 2.4 | 19.9 | 0 | 0 | 0 |  | 53.9457 | 17.7215 | 0 | 53.95 | 30.3256 | 0 | 0 | 57.7125 | 17.7215
6290 | 0 | 0 | 0 | 3.1 | 20.1 | 0 | 0 | 0 |  | 53.9458 | 17.651 | 0 | 53.9504 | 26.2231 | 0 | 0 | 57.7125 | 17.651
6291 | 0 | 0 | 0 | 3 | 19.8 | 0 | 0 | 0 |  | 100.3011 | 37.1336 | 0 | 100.3107 | 18.4523 | 0 | 0 | 57.7125 | 35.6
6292 | 0 | 0 | 0 | 2.5 | 20 | 0 | 0 | 0 |  | 111.8158 | 42.3801 | 0 | 111.8278 | 9.7569 | 2.5013e-09 | 0 | 57.7125 | 40.2
6293 | 0 | 0 | 0 | 2.2 | 19.6 | 0 | 0 | 0 |  | 116.4166 | 44.6436 | 0 | 116.4312 | 0.69544 | 2.4711e-09 | 0 | 57.7125 | 42.1
6294 | 0 | 0 | 0 | 2.4 | 18.8 | 0 | 0 | 0 |  | 0 | -0.28887 | 0 | 0 | 0.69342 | 0 | 24.9423 | 17.0647 | 24.6535
6295 | 13 | 46 | 44 | 2.5 | 18.9 | 0 | 0 | 2.6692 |  | 0 | -0.28887 | 0 | 0 | 0.69141 | 0 | 2.4863 | 12.8605 | 4.8666
6296 | 89 | 168 | 135 | 3.5 | 20 | 0 | 0 | 11.6653 |  | 0 | -0.28887 | 0 | 0 | 0.68941 | 0 | 0 | 12.8605 | 11.3764
6297 | 163 | 339 | 261 | 5.3 | 22.4 | 0 | 0 | 26.7377 |  | 0 | -0.28887 | 0 | 0 | 0.68742 | 0 | 0 | 12.8605 | 26.4489
6298 | 102 | 352 | 279 | 5.5 | 22.6 | 0 | 0 | 25.6074 |  | 0 | -0.28887 | 0 | 0 | 0.68543 | 0 | 0 | 12.8605 | 25.3185
6299 | 51 | 349 | 307 | 4.3 | 23.2 | 0 | 0 | 24.7503 |  | 0 | -0.28887 | 0 | 0 | 0.68345 | 0 | 0 | 12.8605 | 24.4614
6300 | 19 | 406 | 384 | 4.8 | 23.5 | 0 | 0 | 26.7169 |  | 0 | -0.28887 | 0 | 0 | 0.68147 | 0 | 0 | 12.8605 | 26.4281
6301 | 165 | 655 | 511 | 5.5 | 24.5 | 0 | 0 | 50.161 |  | 0 | -0.28887 | 0 | 0 | 0.67949 | 6.5503 | 0 | 23.5734 | 43.3218
6302 | 257 | 661 | 455 | 6 | 25 | 0 | 0 | 51.5446 |  | 0 | -0.28887 | 0 | 0 | 0.67753 | 8.4295 | 0 | 36.7732 | 42.8261
6303 | 336 | 546 | 326 | 6 | 25 | 0 | 0 | 45.3413 |  | 0 | -0.28887 | 0 | 0 | 0.67556 | 2.8368 | 0 | 41.2011 | 42.2157
6304 | 239 | 376 | 245 | 6.2 | 24.7 | 0 | 0 | 29.3136 |  | 0 | -0.28887 | 0 | 0 | 0.6736 | 0 | 0 | 41.2011 | 29.0247
6305 | 51 | 166 | 146 | 6.1 | 23.7 | 0 | 0 | 11.3753 |  | 0 | -0.28887 | 0 | 0 | 0.67163 | 0 | 15.1267 | 16.2164 | 26.2131
6306 | 2 | 61 | 60 | 7.1 | 22.5 | 0 | 0 | 3.5881 |  | 0 | -0.28887 | 0 | 0 | 0.66967 | 0 | 0 | 16.2164 | 3.2993
6307 | 0 | 1 | 1 | 5.1 | 21.8 | 0 | 0 | 0 |  | 0 | -0.28887 | 0 | 0 | 0.6677 | 0 | 0 | 16.2164 | -0.28887
6308 | 0 | 0 | 0 | 4.7 | 21.5 | 0 | 0 | 0 |  | 0 | -0.28887 | 0 | 0 | 0.66574 | 0 | 0 | 16.2164 | -0.28887
6309 | 0 | 0 | 0 | 4.2 | 21 | 0 | 0 | 0 |  | 0 | -0.28887 | 0 | 0 | 0.66377 | 0 | 0 | 16.2164 | -0.28887
6310 | 0 | 0 | 0 | 2.4 | 20.7 | 0 | 0 | 0 |  | 0 | -0.28887 | 0 | 0 | 0.66181 | 0 | 0 | 16.2164 | -0.28887
6311 | 0 | 0 | 0 | 1.8 | 20.5 | 0 | 0 | 0 |  | 0 | -0.28887 | 0 | 0 | 0.65985 | 0 | 0 | 16.2164 | -0.28887
6312 | 0 | 0 | 0 | 1.8 | 20.3 | 0 | 0 | 0 |  | 0 | -0.28887 | 0 | 0 | 0.65789 | 0 | 0 | 16.2164 | -0.28887
6313 | 0 | 0 | 0 | 1.3 | 19.8 | 0 | 0 | 0 |  | 0 | -0.28887 | 0 | 0 | 0.65594 | 0 | 0 | 16.2164 | -0.28887
6314 | 0 | 0 | 0 | 1.6 | 19.6 | 0 | 0 | 0 |  | 0 | -0.28887 | 0 | 0 | 0.65398 | 0 | 0 | 16.2164 | -0.28887
6315 | 0 | 0 | 0 | 1.4 | 19.5 | 0 | 0 | 0 |  | 0 | -0.28887 | 0 | 0 | 0.65203 | 0 | 0 | 16.2164 | -0.28887
6316 | 0 | 0 | 0 | 1 | 19.1 | 0 | 0 | 0 |  | 0 | -0.28887 | 0 | 0 | 0.65008 | 0 | 0 | 16.2164 | -0.28887
6317 | 0 | 0 | 0 | 0.7 | 18.9 | 0 | 0 | 0 |  | 0 | -0.28887 | 0 | 0 | 0.64813 | 0 | 0 | 16.2164 | -0.28887
6318 | 0 | 0 | 0 | 1 | 18.4 | 0 | 0 | 0 |  | 0 | -0.28887 | 0 | 0 | 0.64618 | 0 | 0 | 16.2164 | -0.28887
6319 | 1 | 32 | 32 | 0.8 | 19.1 | 0 | 0 | 1.7851 |  | 0 | -0.28887 | 0 | 0 | 0.64423 | 0 | 3.5722 | 10.1609 | 5.0684
6320 | 2 | 112 | 110 | 1.1 | 20.1 | 0 | 0 | 7.0349 |  | 0 | -0.28887 | 0 | 0 | 0.6423 | 0 | 0 | 10.1609 | 6.746
6321 | 29 | 283 | 266 | 0.5 | 22.3 | 0 | 0 | 18.8688 |  | 0 | -0.28887 | 0 | 0 | 0.64037 | 0 | 0 | 10.1609 | 18.5799
6322 | 235 | 469 | 306 | 1 | 23.9 | 0 | 0 | 35.5346 |  | 0 | -0.28887 | 0 | 0 | 0.63845 | 0 | 0 | 10.1609 | 35.2457
6323 | 278 | 636 | 416 | 2.1 | 24.9 | 0 | 0 | 48.6574 |  | 0 | -0.28887 | 0 | 0 | 0.63654 | 8.9348 | 0 | 24.5025 | 39.4337
6324 | 401 | 786 | 454 | 3.4 | 25.8 | 0 | 0 | 62.7715 |  | 0 | -0.28887 | 0 | 0 | 0.63464 | 24.9419 | 0 | 62.3064 | 37.5408
6325 | 210 | 602 | 424 | 3.8 | 26 | 0 | 0 | 46.3549 |  | 0 | -0.28887 | 0 | 0 | 0.63274 | 9.8476 | 0 | 76.8797 | 36.2184
6326 | 35 | 398 | 366 | 3.9 | 25.6 | 0 | 0 | 27.8426 |  | 0 | -0.28887 | 0 | 0 | 0.63084 | 8.1383 | 0 | 89.3724 | 19.4154
6327 | 71 | 348 | 295 | 4.9 | 25.1 | 0 | 0 | 24.7307 |  | 0 | -0.28887 | 0 | 0 | 0.62894 | 0 | 0 | 89.3724 | 24.4419
6328 | 14 | 224 | 216 | 4.7 | 24.3 | 0 | 0 | 14.6836 |  | 0 | -0.28887 | 0 | 0 | 0.62704 | 0 | 0 | 89.3724 | 14.3947
6329 | 2 | 92 | 91 | 4 | 23.8 | 0 | 0 | 5.6494 |  | 0 | -0.28887 | 0 | 0 | 0.62514 | 0 | 21.0811 | 57.2982 | 26.4416
6330 | 10 | 52 | 50 | 3.2 | 23.5 | 0 | 0 | 2.9703 |  | 0 | -0.28887 | 0 | 0 | 0.62324 | 0 | 24.9423 | 16.4087 | 27.6238
6331 | 0 | 1 | 1 | 3.3 | 22.9 | 0 | 0 | 0 |  | 0 | -0.28887 | 0 | 0 | 0.62135 | 0 | 0 | 16.4087 | -0.28887
6332 | 0 | 0 | 0 | 1.7 | 22.6 | 0 | 0 | 0 |  | 0 | -0.28887 | 0 | 0 | 0.61945 | 0 | 0 | 16.4087 | -0.28887
6333 | 0 | 0 | 0 | 1.8 | 22.1 | 0 | 0 | 0 |  | 0 | -0.28887 | 0 | 0 | 0.61756 | 0 | 0 | 16.4087 | -0.28887
6334 | 0 | 0 | 0 | 1.7 | 21.7 | 0 | 0 | 0 |  | 0 | -0.28887 | 0 | 0 | 0.61566 | 0 | 0 | 16.4087 | -0.28887
6335 | 0 | 0 | 0 | 1.4 | 20.8 | 0 | 0 | 0 |  | 0 | -0.28887 | 0 | 0 | 0.61377 | 0 | 0 | 16.4087 | -0.28887
6336 | 0 | 0 | 0 | 0.6 | 20.6 | 0 | 0 | 0 |  | 0 | -0.28887 | 0 | 0 | 0.61187 | 0 | 0 | 16.4087 | -0.28887
6337 | 0 | 0 | 0 | 1 | 20.5 | 0 | 0 | 0 |  | 0 | -0.28887 | 0 | 0 | 0.60998 | 0 | 0 | 16.4087 | -0.28887
6338 | 0 | 0 | 0 | 1.2 | 20 | 0 | 0 | 0 |  | 0 | -0.28887 | 0 | 0 | 0.60809 | 0 | 0 | 16.4087 | -0.28887
6339 | 0 | 0 | 0 | 1 | 19.7 | 0 | 0 | 0 |  | 0 | -0.28887 | 0 | 0 | 0.60621 | 0 | 0 | 16.4087 | -0.28887
6340 | 0 | 0 | 0 | 0.9 | 19.1 | 0 | 0 | 0 |  | 0 | -0.28887 | 0 | 0 | 0.60432 | 0 | 0 | 16.4087 | -0.28887
6341 | 0 | 0 | 0 | 1.6 | 19.2 | 0 | 0 | 0 |  | 0 | -0.28887 | 0 | 0 | 0.60243 | 0 | 0 | 16.4087 | -0.28887
6342 | 0 | 0 | 0 | 0.7 | 18.7 | 0 | 0 | 0 |  | 0 | -0.28887 | 0 | 0 | 0.60055 | 0 | 0 | 16.4087 | -0.28887
6343 | 0 | 27 | 27 | 0.5 | 18.6 | 0 | 0 | 1.4762 |  | 0 | -0.28887 | 0 | 0 | 0.59867 | 0 | 3.6868 | 10.433 | 4.8742
6344 | 415 | 240 | 91 | 1 | 19.6 | 15.519 | 0 | 18.892 |  | 0 | -1.2769 | 15.5282 | 0 | 1.6349 | 0 | 0 | 10.433 | 17.6151
6345 | 749 | 456 | 87 | 1.3 | 22.8 | 193.5645 | 0 | 42.0061 |  | 0 | -1.5995 | 193.679 | 0 | 15.7262 | 0 | 0 | 10.433 | 36
6346 | 859 | 635 | 84 | 2 | 25.2 | 242.1692 | 0 | 57.1052 |  | 0 | -1.9087 | 242.3122 | 0 | 33.9974 | 0 | 0 | 10.433 | 36.5
6347 | 869 | 754 | 105 | 1.6 | 26.9 | 253.7494 | 0 | 65.3208 |  | 0 | -2.0043 | 253.899 | 0 | 53.2681 | 0 | 0 | 10.433 | 36.2
6348 | 852 | 812 | 126 | 1.6 | 28.1 | 251.7878 | 0 | 68.8028 |  | 0 | -1.9867 | 251.9358 | 0 | 72.4249 | 0 | 0 | 10.433 | 34.5
6349 | 792 | 790 | 150 | 1.2 | 29.3 | 232.5091 | 0 | 66.3518 |  | 127.4508 | 21.7313 | 105.1709 | 0 | 80.1994 | 0.35029 | 0 | 11.0371 | 33.4
6350 | 755 | 740 | 167 | 2 | 30.1 | 216.8372 | 0 | 63.4717 |  | 127.4505 | 45.3397 | 89.4888 | 0 | 86.9035 | 24.9626 | 0 | 49.362 | 33.3
6351 | 614 | 584 | 181 | 3 | 30.3 | 165.9552 | 0 | 50.9811 |  | 132.4705 | 47.5288 | 33.5454 | 0 | 89.3443 | 21.4718 | 0 | 81.1498 | 33.3
6352 | 597 | 425 | 112 | 2.8 | 30.3 | 148.7671 | 0 | 37.2939 |  | 25.4901 | 2.6356 | 123.3447 | 0 | 98.944 | 4.891 | 0 | 88.5362 | 34
6353 | 119 | 188 | 149 | 2.8 | 29.3 | 0 | 0 | 13.7236 |  | 25.4902 | 4.1454 | 0 | 25.4936 | 97.0305 | 0 | 18.1817 | 61.0591 | 36.0507
6354 | 255 | 94 | 54 | 2.4 | 28.2 | 0 | 0 | 5.2249 |  | 33.4378 | 7.1646 | 0 | 33.4423 | 94.5173 | 0 | 24.9606 | 21.155 | 37.3502
6355 | 0 | 1 | 1 | 1.5 | 25.8 | 0 | 0 | 0 |  | 98.3017 | 34.1269 | 0 | 98.3153 | 86.9053 | 0 | 2.7922 | 16.6613 | 36.6
6356 | 0 | 0 | 0 | 1.9 | 23.8 | 0 | 0 | 0 |  | 98.3015 | 34.9185 | 0 | 98.3155 | 79.2925 | 0 | 0.10987 | 16.6033 | 34.3
6357 | 0 | 0 | 0 | 1.5 | 22.6 | 0 | 0 | 0 |  | 92.5316 | 32.7568 | 0 | 92.5451 | 72.1406 | 0 | 0 | 16.6033 | 32.1
6358 | 0 | 0 | 0 | 0.7 | 22.2 | 0 | 0 | 0 |  | 88.5941 | 31.186 | 0 | 88.6073 | 65.302 | 0 | 0 | 16.6033 | 30.6
6359 | 0 | 0 | 0 | 1.1 | 21.7 | 0 | 0 | 0 |  | 85.4231 | 29.9749 | 0 | 85.4362 | 58.7152 | 0 | 0 | 16.6033 | 29.4
6360 | 0 | 0 | 0 | 1.5 | 20.9 | 0 | 0 | 0 |  | 37.5509 | 10.6595 | 0 | 37.5568 | 55.8862 | 0 | 0 | 16.6033 | 10.6595
6361 | 0 | 0 | 0 | 1.2 | 20.3 | 0 | 0 | 0 |  | 25.49 | 6.2518 | 0 | 25.4941 | 53.9739 | 0 | 0 | 16.6033 | 6.2518
6362 | 0 | 0 | 0 | 1.1 | 19.8 | 0 | 0 | 0 |  | 85.8563 | 30.6796 | 0 | 85.8707 | 47.3512 | 2.1503e-06 | 0 | 16.8697 | 29.8
6363 | 0 | 0 | 0 | 1.3 | 19.5 | 0 | 0 | 0 |  | 93.9736 | 34.2317 | 0 | 93.9899 | 40.0819 | 0 | 0 | 16.8697 | 33.1
6364 | 0 | 0 | 0 | 1.7 | 18.5 | 0 | 0 | 0 |  | 105.8671 | 39.7925 | 0 | 105.8861 | 31.8587 | 1.5261e-06 | 0 | 16.8889 | 38
6365 | 0 | 0 | 0 | 2 | 18.9 | 0 | 0 | 0 |  | 110.3109 | 41.8045 | 0 | 110.3316 | 23.2786 | 0 | 0.25217 | 16.4773 | 40
6366 | 0 | 0 | 0 | 1.3 | 18 | 0 | 0 | 0 |  | 110.3112 | 41.9419 | 0 | 110.333 | 14.699 | 0 | 1.7447 | 13.5498 | 41.6
6367 | 239 | 61 | 27 | 1.1 | 19.3 | 0 | 0 | 3.202 |  | 110.3109 | 41.6986 | 0 | 110.3342 | 6.125 | 0 | 0 | 13.5498 | 42.9
6368 | 611 | 267 | 79 | 1.7 | 22 | 0 | 0 | 23.7691 |  | 56.7033 | 18.0068 | 0 | 56.7165 | 1.816 | 0 | 1.7925 | 10.4718 | 43.5
6369 | 617 | 433 | 130 | 2.9 | 23 | 91.3075 | -3.5e-06 | 40.0032 |  | 25.6977 | 4.7805 | 76.2245 | 10.5658 | 6.8345 | 0 | 0 | 10.4718 | 44.3
6370 | 734 | 611 | 141 | 3.4 | 24.2 | 203.0169 | 0 | 56.0725 |  | 25.9932 | 4.6066 | 177.1424 | 0 | 20.4129 | 0 | 0 | 10.4718 | 44.4
6371 | 706 | 734 | 210 | 2.3 | 25.4 | 202.1373 | 0 | 64.5011 |  | 25.9932 | 4.3173 | 176.2636 | 0 | 33.944 | 0 | 0 | 10.4718 | 43.2
6372 | 792 | 877 | 241 | 2.2 | 26.2 | 232.2931 | 0 | 74.6928 |  | 25.9932 | 3.9582 | 206.4379 | 0 | 49.7766 | 0 | 0 | 10.4718 | 42.4
6373 | 681 | 777 | 229 | 3.5 | 26.5 | 195.7345 | 0 | 68.2633 |  | 25.9932 | 4.1233 | 169.857 | 0 | 62.7952 | 7.9671 | 0 | 23.3082 | 42.1
6374 | 662 | 694 | 197 | 3.9 | 26.8 | 186.0902 | 0 | 62.053 |  | 25.9932 | 4.1068 | 160.2056 | 0 | 75.0553 | 24.1969 | 0 | 60.0715 | 41.9628
6375 | 803 | 635 | 116 | 3.8 | 27 | 222.119 | 0 | 58.0795 |  | 25.9932 | 3.8622 | 196.2519 | 0 | 90.0322 | 20.2832 | 0 | 90 | 41.6
6376 | 570 | 425 | 134 | 4.6 | 26.1 | 138.922 | 0 | 38.5991 |  | 25.9838 | 4.472 | 113.0106 | 0 | 98.6349 | 0 | 0 | 90 | 41.5
6377 | 125 | 191 | 143 | 4.3 | 24.6 | 0 | 0 | 13.7932 |  | 25.9932 | 5.8145 | 0 | 25.9943 | 96.684 | 0 | 24.9494 | 51.9249 | 44.4
6378 | 16 | 50 | 48 | 3.3 | 23.4 | 0 | 0 | 2.9788 |  | 94.5227 | 33.5574 | 0 | 94.5269 | 89.3744 | 0 | 8.2501 | 39.1777 | 44
6379 | 0 | 1 | 1 | 2.7 | 22.1 | 0 | 0 | 0 |  | 94.5222 | 34.0137 | 0 | 94.5267 | 82.0642 | 0 | 6.72 | 28.8545 | 39.7
6380 | 0 | 0 | 0 | 1.9 | 21.1 | 0 | 0 | 0 |  | 94.5221 | 34.335 | 0 | 94.5269 | 74.7532 | 0 | 3.2788 | 23.7595 | 36.4
6381 | 0 | 0 | 0 | 0.7 | 20.5 | 0 | 0 | 0 |  | 94.5222 | 34.4824 | 0 | 94.5274 | 67.4418 | 0 | 1.4036 | 21.5843 | 34.6
6382 | 0 | 0 | 0 | 1 | 20 | 0 | 0 | 0 |  | 93.6266 | 34.2064 | 0 | 93.6322 | 60.2017 | 2.1528e-06 | 0 | 21.6461 | 32.9
6383 | 0 | 0 | 0 | 0.8 | 19.2 | 0 | 0 | 0 |  | 90.658 | 33.1152 | 0 | 90.6638 | 53.198 | 0 | 0 | 21.6461 | 31.8
6384 | 0 | 0 | 0 | 0.6 | 18.7 | 0 | 0 | 0 |  | 25.4902 | 6.3594 | 0 | 25.4919 | 51.2861 | 0 | 0 | 21.6461 | 6.3594
6385 | 0 | 0 | 0 | 0.7 | 18.3 | 0 | 0 | 0 |  | 25.4902 | 6.4261 | 0 | 25.4921 | 49.3743 | 0 | 0 | 21.6461 | 6.4261
6386 | 0 | 0 | 0 | 1.1 | 18.5 | 0 | 0 | 0 |  | 73.0132 | 25.7527 | 0 | 73.019 | 43.7696 | 0 | 0 | 21.6461 | 25.7527
6387 | 0 | 0 | 0 | 0.3 | 17.2 | 0 | 0 | 0 |  | 96.8892 | 36.133 | 0 | 96.8975 | 36.2662 | 2.1167e-06 | 0 | 21.7793 | 34.5
6388 | 0 | 0 | 0 | 0.5 | 17.4 | 0 | 0 | 0 |  | 106.6883 | 40.4973 | 0 | 106.6982 | 27.9771 | 0 | 0.35025 | 21.2177 | 38.8
6389 | 0 | 0 | 0 | 0.6 | 16.8 | 0 | 0 | 0 |  | 106.6884 | 40.5778 | 0 | 106.6993 | 19.6884 | 0 | 1.8888 | 18.1202 | 40.4
6390 | 0 | 0 | 0 | 0.3 | 16.4 | 0 | 0 | 0 |  | 106.6885 | 40.619 | 0 | 106.7005 | 11.4014 | 0 | 3.3406 | 12.4686 | 41.9
6391 | 323 | 67 | 23 | 1 | 17.3 | 0 | 0 | 3.4269 |  | 106.6882 | 40.4539 | 0 | 106.702 | 3.1209 | 0 | 1.1106 | 10.5621 | 43
6392 | 691 | 259 | 48 | 0.6 | 21.5 | 80.1886 | 0 | 23.5753 |  | 65.5889 | 20.7583 | 43.6866 | 29.0477 | 4.2242 | 0 | 0 | 10.5621 | 44
6393 | 829 | 460 | 60 | 0.8 | 24.3 | 215.8127 | 0 | 42.8365 |  | 101.6211 | 34.9347 | 114.3137 | 0 | 12.8776 | 0 | 0 | 10.5621 | 45
6394 | 905 | 635 | 65 | 1.5 | 25.9 | 256.2747 | 0 | 57.7168 |  | 101.6221 | 34.0428 | 154.8014 | 0 | 24.6706 | 0 | 0 | 10.5621 | 45.6
6395 | 939 | 760 | 69 | 2 | 27.8 | 275.4093 | 0 | 67.496 |  | 101.6179 | 33.0676 | 173.9523 | 0 | 37.9508 | 0 | 0 | 10.5621 | 44.3
6396 | 934 | 816 | 76 | 2.8 | 28.6 | 276.9804 | 0 | 72.302 |  | 101.6201 | 32.7251 | 175.522 | 0 | 51.3637 | 0 | 0 | 10.5621 | 43.7
6397 | 937 | 819 | 76 | 2.7 | 29.5 | 277.6135 | 0 | 72.2035 |  | 101.6214 | 32.362 | 176.1536 | 0 | 64.8356 | 0 | 0 | 10.5621 | 43.7
6398 | 918 | 755 | 74 | 3.5 | 30.1 | 266.4421 | 0 | 67.7278 |  | 101.6191 | 32.2487 | 164.9769 | 0 | 77.4609 | 0 | 0 | 10.5621 | 43.6
6399 | 883 | 634 | 71 | 4.6 | 29.5 | 245.2258 | 0 | 58.668 |  | 101.6214 | 32.6796 | 143.7445 | 0 | 88.4675 | 16.6477 | 0 | 36.6107 | 43.1
6400 | 815 | 465 | 64 | 4.4 | 29.6 | 207.6579 | 0 | 43.7958 |  | 101.6269 | 32.9056 | 106.1477 | 0 | 96.5925 | 24.9766 | 0 | 74.0171 | 42.8
6401 | 687 | 267 | 51 | 4.2 | 28.2 | 140.3876 | 0 | 24.3726 |  | 101.6278 | 33.775 | 38.8369 | 0 | 99.5426 | 10.2936 | 0 | 89.2031 | 45.3
6402 | 314 | 68 | 25 | 3.4 | 24.6 | 0 | 0 | 3.8044 |  | 85.5478 | 29.0901 | 0 | 85.55 | 92.9486 | 0 | 11.9589 | 71.3342 | 44.8
6403 | 0 | 0 | 0 | 1.8 | 22.1 | 0 | 0 | 0 |  | 85.5478 | 30.1995 | 0 | 85.5502 | 86.3532 | 0 | 11.1879 | 54.3491 | 40.6
6404 | 0 | 0 | 0 | 0.4 | 20.7 | 0 | 0 | 0 |  | 85.5481 | 30.6267 | 0 | 85.5508 | 79.7568 | 0 | 7.5142 | 42.8549 | 37.1
6405 | 0 | 0 | 0 | 0.3 | 20.3 | 0 | 0 | 0 |  | 85.5481 | 30.7364 | 0 | 85.5511 | 73.1601 | 0 | 5.87 | 33.7734 | 35.5
6406 | 0 | 0 | 0 | 0.7 | 20.3 | 0 | 0 | 0 |  | 85.5481 | 30.7267 | 0 | 85.5515 | 66.5636 | 0 | 4.0711 | 27.391 | 33.7
6407 | 0 | 0 | 0 | 0.9 | 19.4 | 0 | 0 | 0 |  | 85.5486 | 30.9432 | 0 | 85.5523 | 59.9665 | 0 | 0 | 27.391 | 30.9432
6408 | 0 | 0 | 0 | 0.6 | 19.2 | 0 | 0 | 0 |  | 65.8366 | 22.7972 | 0 | 65.8397 | 54.9267 | 0 | 0 | 27.391 | 22.7972
6409 | 0 | 0 | 0 | 1.6 | 20.2 | 0 | 0 | 0 |  | 65.8367 | 22.5616 | 0 | 65.8401 | 49.8873 | 0 | 0 | 27.391 | 22.5616
6410 | 0 | 0 | 0 | 2.2 | 20.7 | 0 | 0 | 0 |  | 65.8368 | 22.4306 | 0 | 65.8406 | 44.8482 | 0 | 0 | 27.391 | 22.4306
6411 | 0 | 0 | 0 | 2.4 | 20.5 | 0 | 0 | 0 |  | 100.0299 | 36.9132 | 0 | 100.0364 | 37.0977 | 1.6461e-06 | 0 | 27.5968 | 35.4
6412 | 0 | 0 | 0 | 2.4 | 20.6 | 0 | 0 | 0 |  | 108.9491 | 40.9335 | 0 | 108.9569 | 28.6312 | 0 | 1.1355 | 25.7869 | 40.1
6413 | 0 | 0 | 0 | 1.5 | 19.6 | 0 | 0 | 0 |  | 108.9487 | 41.1614 | 0 | 108.9574 | 20.1648 | 0 | 2.6915 | 21.4237 | 41.8
6414 | 0 | 0 | 0 | 2.7 | 19.2 | 0 | 0 | 0 |  | 108.9486 | 41.2314 | 0 | 108.9585 | 11.7002 | 0 | 4.2264 | 14.3581 | 43.4
6415 | 346 | 66 | 22 | 2.5 | 20.4 | 0 | 0 | 3.4659 |  | 108.949 | 40.9335 | 0 | 108.9606 | 3.2419 | 0 | 1.936 | 11.0491 | 44.4
6416 | 706 | 260 | 47 | 1.2 | 22.6 | 83.0866 | 0 | 24.0631 |  | 67.9111 | 21.392 | 44.6987 | 29.4818 | 4.4026 | 0 | 0 | 11.0491 | 45.3
6417 | 836 | 461 | 60 | 1 | 26.7 | 217.5897 | 0 | 42.9676 |  | 95.5073 | 31.0983 | 122.2054 | 0 | 13.7155 | 0 | 0 | 11.0491 | 46.2
6418 | 896 | 631 | 69 | 2.2 | 28.3 | 253.156 | 0 | 57.7264 |  | 95.504 | 30.1354 | 157.7981 | 0 | 25.7858 | 0 | 0 | 11.0491 | 46.1
6419 | 925 | 753 | 75 | 2.8 | 29.4 | 270.532 | 0 | 67.5848 |  | 95.5056 | 29.4917 | 175.1834 | 0 | 39.1997 | 0 | 0 | 11.0491 | 45
6420 | 937 | 817 | 78 | 2.9 | 30 | 277.8711 | 0 | 72.3502 |  | 95.5063 | 29.1618 | 182.5264 | 0 | 53.1818 | 0 | 0 | 11.0491 | 44.2
6421 | 930 | 815 | 81 | 3.9 | 30.1 | 274.2643 | 0 | 73.0797 |  | 95.5064 | 29.1643 | 178.9173 | 0 | 66.8905 | 0 | 0 | 11.0491 | 43.9
6422 | 901 | 748 | 84 | 4 | 30 | 260.5479 | 0 | 67.7489 |  | 95.5063 | 29.3497 | 165.1927 | 0 | 79.5482 | 0 | 0 | 11.0491 | 43.8
6423 | 850 | 622 | 83 | 3.5 | 30.1 | 236.2655 | 0 | 57.0304 |  | 95.5064 | 29.5165 | 140.8956 | 0 | 90.3413 | 21.22 | 0 | 43.8753 | 43.1
6424 | 761 | 447 | 77 | 3 | 30.1 | 193.4394 | 0 | 42.0794 |  | 95.5113 | 29.7892 | 98.0391 | 0 | 97.8418 | 24.9802 | 0 | 80.9982 | 43.1
6425 | 618 | 252 | 61 | 2 | 29.9 | 125.0326 | 0 | 22.7119 |  | 96.8068 | 30.7807 | 28.3018 | 0 | 99.9771 | 5.0732 | 0 | 88.4796 | 45.6
6426 | 270 | 64 | 28 | 2.5 | 27 | 0 | 0 | 3.6343 |  | 57.3127 | 16.3267 | 0 | 57.3142 | 95.6075 | 0 | 23.5624 | 52.5645 | 43.5234
6427 | 0 | 0 | 0 | 2.1 | 24.2 | 0 | 0 | 0 |  | 57.3125 | 17.9738 | 0 | 57.3142 | 91.2379 | 0 | 22.4843 | 16.0616 | 40.4581
6428 | 0 | 0 | 0 | 3.7 | 21.9 | 0 | 0 | 0 |  | 25.4902 | 6.1929 | 0 | 25.491 | 89.3249 | 0 | 0 | 16.0616 | 6.1929
6429 | 0 | 0 | 0 | 3.2 | 20.8 | 0 | 0 | 0 |  | 100.1167 | 36.9244 | 0 | 100.1202 | 81.566 | 1.6479e-06 | 0 | 16.2204 | 35.4
6430 | 0 | 0 | 0 | 2.2 | 20.8 | 0 | 0 | 0 |  | 95.8689 | 35.0364 | 0 | 95.8726 | 74.147 | 2.1656e-06 | 0 | 16.3044 | 33.7
6431 | 0 | 0 | 0 | 2.3 | 20.7 | 0 | 0 | 0 |  | 93.1012 | 33.8332 | 0 | 93.1051 | 66.9499 | 0 | 0 | 16.3044 | 32.6
6432 | 0 | 0 | 0 | 2.5 | 20.3 | 0 | 0 | 0 |  | 91.5966 | 33.273 | 0 | 91.6008 | 59.8728 | 0 | 0 | 16.3044 | 32.2
6433 | 0 | 0 | 0 | 2.6 | 19.8 | 0 | 0 | 0 |  | 91.3327 | 33.2795 | 0 | 91.3374 | 52.8164 | 0 | 0 | 16.3044 | 32
6434 | 0 | 0 | 0 | 2.4 | 19.2 | 0 | 0 | 0 |  | 92.4024 | 33.8768 | 0 | 92.4076 | 45.6743 | 1.151e-07 | 0 | 16.3044 | 32.5
6435 | 0 | 0 | 0 | 2.8 | 18.9 | 0 | 0 | 0 |  | 99.2683 | 36.9327 | 0 | 99.2745 | 37.9826 | 0 | 0 | 16.3044 | 35.3
6436 | 0 | 0 | 0 | 2.2 | 18.2 | 0 | 0 | 0 |  | 110.2378 | 42.0415 | 0 | 110.2454 | 29.4085 | 4.7904e-07 | 0 | 16.3044 | 39.8
6437 | 0 | 0 | 0 | 1.8 | 18.4 | 0 | 0 | 0 |  | 112.1023 | 42.8752 | 0 | 112.111 | 20.6849 | 0 | 1.174 | 14.5492 | 41.7
6438 | 0 | 0 | 0 | 2.3 | 18.3 | 0 | 0 | 0 |  | 112.1023 | 42.8778 | 0 | 112.1122 | 11.9635 | 0 | 2.3478 | 10.5208 | 42.9
6439 | 304 | 63 | 24 | 1.8 | 19.4 | 0 | 0 | 3.4041 |  | 112.1025 | 42.6525 | 0 | 112.1141 | 3.2486 | 0 | 0.096336 | 10.3569 | 43.9
6440 | 679 | 255 | 52 | 1.1 | 22.2 | 76.1042 | 0 | 23.8195 |  | 66.9025 | 21.1859 | 39.7327 | 30.4941 | 3.961 | 0 | 0 | 10.3569 | 44.7
6441 | 824 | 458 | 65 | 2 | 24.5 | 213.5557 | 0 | 43.9353 |  | 94.7141 | 31.7213 | 118.9607 | 0 | 13.0428 | 0 | 0 | 10.3569 | 45.6
6442 | 894 | 630 | 72 | 4.2 | 25.7 | 250.6297 | 0 | 59.7727 |  | 94.7141 | 30.9777 | 156.0586 | 0 | 24.9995 | 0 | 0 | 10.3569 | 46.1
6443 | 929 | 754 | 77 | 5.3 | 26.1 | 269.012 | 0 | 70.6503 |  | 94.7143 | 30.6348 | 174.4523 | 0 | 38.3773 | 0 | 0 | 10.3569 | 45.1
6444 | 941 | 818 | 79 | 4.5 | 26.8 | 277.4016 | 0 | 75 |  | 94.7148 | 30.23 | 182.8468 | 0 | 52.4029 | 0 | 0 | 10.3569 | 44.6
6445 | 933 | 816 | 82 | 3.4 | 27.2 | 275.5797 | 0 | 73.807 |  | 94.7147 | 30.0733 | 181.024 | 0 | 66.2891 | 0 | 0 | 10.3569 | 44.5
6446 | 903 | 747 | 85 | 3 | 27.9 | 261.9882 | 0 | 67.7627 |  | 94.7126 | 29.8907 | 167.4268 | 0 | 79.13 | 0 | 0 | 10.3569 | 44.4
6447 | 859 | 623 | 83 | 3.7 | 28.1 | 238.497 | 0 | 58.0778 |  | 94.7122 | 30.0032 | 143.9224 | 0 | 90.163 | 21.3485 | 0 | 43.395 | 43.6
6448 | 770 | 447 | 76 | 3.8 | 27.9 | 194.6252 | 0 | 42.9864 |  | 94.7184 | 30.3808 | 100.0187 | 0 | 97.8185 | 24.9801 | 0 | 80.5248 | 43.3
6449 | 600 | 244 | 61 | 3.8 | 26.9 | 118.2733 | 0 | 22.6029 |  | 94.7184 | 31.153 | 23.6221 | 0 | 99.5976 | 5.4031 | 0 | 88.5004 | 46
6450 | 225 | 58 | 27 | 3.7 | 24.6 | 0 | 0 | 3.283 |  | 60.704 | 19.0154 | 0 | 60.7055 | 94.9612 | 0 | 22.83 | 53.7491 | 45.1283
6451 | 0 | 0 | 0 | 3.1 | 22.4 | 0 | 0 | 0 |  | 60.7038 | 20.0074 | 0 | 60.7056 | 90.3247 | 0 | 21.5794 | 19.1362 | 41.1
6452 | 0 | 0 | 0 | 2.3 | 21.1 | 0 | 0 | 0 |  | 60.7037 | 20.3447 | 0 | 60.7057 | 85.6883 | 0 | 0 | 19.1362 | 20.3447
6453 | 0 | 0 | 0 | 2 | 20.3 | 0 | 0 | 0 |  | 97.113 | 35.7181 | 0 | 97.1164 | 78.1692 | 0 | 1.6406 | 16.6586 | 35.9
6454 | 0 | 0 | 0 | 1.4 | 20 | 0 | 0 | 0 |  | 97.113 | 35.7825 | 0 | 97.1168 | 70.6499 | 0 | 0 | 16.6586 | 34.3
6455 | 0 | 0 | 0 | 1.3 | 19.6 | 0 | 0 | 0 |  | 93.7656 | 34.4021 | 0 | 93.7696 | 63.3983 | 0 | 0 | 16.6586 | 33
6456 | 0 | 0 | 0 | 0.9 | 19.5 | 0 | 0 | 0 |  | 75.4796 | 26.6561 | 0 | 75.4832 | 57.5994 | 0 | 0 | 16.6586 | 26.6561
6457 | 0 | 0 | 0 | 0.1 | 18.8 | 0 | 0 | 0 |  | 75.4795 | 26.7775 | 0 | 75.4835 | 51.8004 | 0 | 0 | 16.6586 | 26.7775
6458 | 0 | 0 | 0 | 0.2 | 17.8 | 0 | 0 | 0 |  | 75.4796 | 26.9422 | 0 | 75.4839 | 46.0012 | 0 | 0 | 16.6586 | 26.9422
6459 | 0 | 0 | 0 | 0.8 | 17.8 | 0 | 0 | 0 |  | 99.2483 | 37.144 | 0 | 99.2546 | 38.3096 | 1.6303e-06 | 0 | 16.9205 | 35.4
6460 | 0 | 0 | 0 | 0.5 | 17.5 | 0 | 0 | 0 |  | 110.0583 | 42.0682 | 0 | 110.066 | 29.7489 | 0 | 0 | 16.9205 | 39.8
6461 | 0 | 0 | 0 | 0.4 | 17 | 0 | 0 | 0 |  | 111.9988 | 43.0398 | 0 | 112.0076 | 21.0315 | 0 | 0.8622 | 15.5075 | 41.5
6462 | 0 | 0 | 0 | 0.5 | 16.6 | 0 | 0 | 0 |  | 111.999 | 43.0822 | 0 | 112.009 | 12.3157 | 0 | 2.5156 | 11.2157 | 43.2
6463 | 254 | 59 | 26 | 1.5 | 17.7 | 0 | 0 | 3.2911 |  | 111.9986 | 42.9024 | 0 | 112.0103 | 3.6065 | 0 | 0.44612 | 10.4505 | 44.3
6464 | 633 | 247 | 59 | 0.6 | 22 | 64.7583 | 0 | 23.0839 |  | 69.9649 | 22.4968 | 29.5294 | 34.706 | 3.2043 | 0 | 0 | 10.4505 | 45.2
6465 | 799 | 450 | 71 | 0.9 | 24.7 | 206.583 | 0 | 42.8828 |  | 94.412 | 31.5379 | 112.2868 | 0 | 11.759 | 0 | 0 | 10.4505 | 46.1
6466 | 881 | 623 | 75 | 1.4 | 26.1 | 248.7742 | 0 | 57.2193 |  | 94.4122 | 30.6738 | 154.505 | 0 | 23.5828 | 0 | 0 | 10.4505 | 46.6
6467 | 922 | 747 | 78 | 1.5 | 27.1 | 270.2722 | 0 | 66.742 |  | 94.4127 | 30.0284 | 176.0161 | 0 | 37.0678 | 0 | 0 | 10.4505 | 45.3
6468 | 939 | 812 | 79 | 1.9 | 28.2 | 279.0466 | 0 | 71.8352 |  | 94.41 | 29.4219 | 184.7986 | 0 | 51.2317 | 0 | 0 | 10.4505 | 44.3
6469 | 928 | 809 | 84 | 2.7 | 28.9 | 274.5914 | 0 | 72.3937 |  | 94.4106 | 29.1546 | 180.3404 | 0 | 65.0552 | 0 | 0 | 10.4505 | 43.9
6470 | 906 | 743 | 84 | 3.5 | 29.5 | 262.413 | 0 | 67.8327 |  | 94.4112 | 29.0204 | 168.1543 | 0 | 77.9426 | 0 | 0 | 10.4505 | 43.6
6471 | 865 | 619 | 80 | 3.9 | 29.7 | 239.9158 | 0 | 57.8891 |  | 94.4114 | 29.1325 | 145.6435 | 0 | 89.1008 | 20.2259 | 0 | 41.8295 | 42.7
6472 | 774 | 443 | 74 | 3.9 | 29 | 195.1396 | 0 | 42.8119 |  | 94.3376 | 29.6934 | 100.9147 | 0 | 96.8223 | 24.9793 | 0 | 79.0284 | 42.4
6473 | 605 | 241 | 59 | 3.2 | 28 | 118.9817 | 0 | 22.3816 |  | 94.4163 | 30.5004 | 24.6331 | 0 | 98.6781 | 6.5205 | 0 | 88.6509 | 44.3
6474 | 235 | 56 | 26 | 3.5 | 24.7 | 0 | 0 | 3.1993 |  | 90.3235 | 31.1083 | 0 | 90.3258 | 91.7047 | 0 | 9.4123 | 74.7821 | 43.5
6475 | 0 | 0 | 0 | 1.8 | 22.1 | 0 | 0 | 0 |  | 90.3238 | 32.2369 | 0 | 90.3264 | 84.7299 | 0 | 8.1897 | 62.4924 | 39.5
6476 | 0 | 0 | 0 | 0.7 | 21.3 | 0 | 0 | 0 |  | 90.3239 | 32.4844 | 0 | 90.3268 | 77.7544 | 0 | 5.1863 | 54.6881 | 36.6
6477 | 0 | 0 | 0 | 0.8 | 21 | 0 | 0 | 0 |  | 90.324 | 32.5609 | 0 | 90.3272 | 70.7789 | 0 | 3.648 | 49.1818 | 35.1
6478 | 0 | 0 | 0 | 1.2 | 20.6 | 0 | 0 | 0 |  | 90.3241 | 32.663 | 0 | 90.3277 | 63.8031 | 0 | 1.8917 | 46.3735 | 33.4
6479 | 0 | 0 | 0 | 0.9 | 19.7 | 0 | 0 | 0 |  | 90.3243 | 32.894 | 0 | 90.3283 | 56.8265 | 0 | 0.38865 | 45.8593 | 32
6480 | 0 | 0 | 0 | 0.2 | 19.2 | 0 | 0 | 0 |  | 86.2105 | 31.2491 | 0 | 86.2147 | 50.177 | 0 | 1.1894 | 44.0661 | 31.2
6481 | 0 | 0 | 0 | 1.4 | 18.7 | 0 | 0 | 0 |  | 86.2103 | 31.3178 | 0 | 86.215 | 43.5274 | 0 | 0.54278 | 43.2583 | 30.6
6482 | 0 | 0 | 0 | 1.1 | 18.9 | 0 | 0 | 0 |  | 86.2104 | 31.2702 | 0 | 86.2156 | 36.8785 | 0 | 0.26113 | 42.8774 | 30.3
6483 | 0 | 0 | 0 | 1.3 | 18.7 | 0 | 0 | 0 |  | 86.2103 | 31.2853 | 0 | 86.2161 | 30.2301 | 0 | 0.84222 | 41.5764 | 30.9
6484 | 0 | 0 | 0 | 2 | 18.8 | 0 | 0 | 0 |  | 86.2103 | 31.2489 | 0 | 86.2168 | 23.5827 | 0 | 2.3499 | 37.8884 | 32.4
6485 | 0 | 0 | 0 | 1 | 18.9 | 0 | 0 | 0 |  | 86.2103 | 31.2082 | 0 | 86.2177 | 16.9366 | 0 | 3.5542 | 32.2531 | 33.6
6486 | 0 | 0 | 0 | 1.2 | 18.4 | 0 | 0 | 0 |  | 86.2102 | 31.2571 | 0 | 86.2186 | 10.2925 | 0 | 6.4042 | 21.8602 | 36.5
6487 | 281 | 58 | 23 | 1.1 | 19.2 | 0 | 0 | 3.204 |  | 86.2104 | 31.0868 | 0 | 86.2203 | 3.6532 | 0 | 5.4679 | 12.6205 | 38.7
6488 | 655 | 245 | 53 | 1.1 | 22.8 | 69.2441 | 0 | 23.3617 |  | 69.1999 | 21.8412 | 33.2458 | 33.1688 | 3.6435 | 0 | 0 | 12.6205 | 39.5
6489 | 803 | 446 | 68 | 1.5 | 24.8 | 207.3617 | 0 | 43.3331 |  | 86.9503 | 28.1854 | 120.5293 | 0 | 12.8252 | 0 | 0 | 12.6205 | 40
6490 | 875 | 617 | 76 | 1.1 | 27 | 246.9204 | 0 | 56.4482 |  | 86.9503 | 26.8727 | 160.1142 | 0 | 25.0678 | 0 | 0 | 12.6205 | 40.4
6491 | 909 | 738 | 81 | 1.6 | 28.3 | 266.18 | 0 | 66.0598 |  | 86.9496 | 26.0459 | 179.387 | 0 | 38.7951 | 0 | 0 | 12.6205 | 39.6
6492 | 918 | 800 | 86 | 3.7 | 28.9 | 270.9765 | 0 | 72.8692 |  | 86.9487 | 25.6936 | 184.1876 | 0 | 52.8923 | 0 | 0 | 12.6205 | 38
6493 | 906 | 796 | 91 | 3.8 | 28.9 | 266.562 | 0 | 72.5226 |  | 86.9487 | 25.7442 | 179.7707 | 0 | 66.6501 | 0 | 0 | 12.6205 | 36.9
6494 | 875 | 730 | 96 | 3.6 | 29.2 | 252.5395 | 0 | 66.8958 |  | 86.9483 | 25.727 | 165.7406 | 0 | 79.3302 | 0 | 0 | 12.6205 | 36.5
6495 | 818 | 604 | 97 | 4.6 | 29 | 224.7472 | 0 | 57.357 |  | 86.9486 | 26.0446 | 137.9313 | 0 | 89.8754 | 0 | 0 | 12.6205 | 36.2
6496 | 733 | 432 | 85 | 4.3 | 28.4 | 182.7209 | 0 | 41.9222 |  | 86.8731 | 26.5597 | 95.9557 | 0 | 97.1991 | 22.6208 | 0 | 47.4763 | 36.4
6497 | 561 | 232 | 65 | 4.7 | 27.2 | 106.1754 | 0 | 21.6962 |  | 86.8783 | 27.4639 | 19.3591 | 0 | 98.6471 | 11.0395 | 0 | 64.0435 | 38.1205
6498 | 185 | 51 | 27 | 4.1 | 25 | 0 | 0 | 2.7883 |  | 86.9502 | 29.4908 | 0 | 86.9526 | 91.9419 | 0 | 6.8918 | 53.5917 | 39.1709
6499 | 0 | 0 | 0 | 3.8 | 22.8 | 0 | 0 | 0 |  | 86.9505 | 30.5252 | 0 | 86.9531 | 85.2355 | 0 | 6.5285 | 43.5942 | 36.4
6500 | 0 | 0 | 0 | 3.4 | 21.3 | 0 | 0 | 0 |  | 86.9506 | 31.0354 | 0 | 86.9535 | 78.5281 | 0 | 4.1327 | 37.2239 | 34.2
6501 | 0 | 0 | 0 | 2.8 | 20.5 | 0 | 0 | 0 |  | 86.9508 | 31.2641 | 0 | 86.954 | 71.82 | 0 | 1.8353 | 34.4277 | 32
6502 | 0 | 0 | 0 | 1.1 | 19.9 | 0 | 0 | 0 |  | 86.8784 | 31.3952 | 0 | 86.882 | 65.1173 | 1.4846e-09 | 0 | 34.4277 | 30.2
6503 | 0 | 0 | 0 | 1.5 | 19.3 | 0 | 0 | 0 |  | 83.2246 | 29.9538 | 0 | 83.2283 | 58.7052 | 2.4453e-09 | 0 | 34.4277 | 28.8
6504 | 0 | 0 | 0 | 0.9 | 19.1 | 0 | 0 | 0 |  | 78.201 | 27.8671 | 0 | 78.2049 | 52.6907 | 0 | 1.1057 | 32.8186 | 27.9
6505 | 0 | 0 | 0 | 1.3 | 18.2 | 0 | 0 | 0 |  | 78.2008 | 28.0146 | 0 | 78.2051 | 46.676 | 0 | 0.53108 | 31.9962 | 27.4
6506 | 0 | 0 | 0 | 0.8 | 18.2 | 0 | 0 | 0 |  | 78.2008 | 27.9993 | 0 | 78.2056 | 40.6616 | 0 | 0.53104 | 31.1663 | 27.4
6507 | 0 | 0 | 0 | 1.4 | 18.1 | 0 | 0 | 0 |  | 78.2008 | 27.9992 | 0 | 78.2061 | 34.6477 | 0 | 1.0233 | 29.5453 | 27.9
6508 | 0 | 0 | 0 | 0.5 | 17.1 | 0 | 0 | 0 |  | 78.2009 | 28.1398 | 0 | 78.2068 | 28.6338 | 0 | 1.4532 | 27.2251 | 28.4
6509 | 0 | 0 | 0 | 0.9 | 17.2 | 0 | 0 | 0 |  | 78.2009 | 28.1039 | 0 | 78.2074 | 22.6209 | 0 | 1.8585 | 24.2333 | 28.8
6510 | 0 | 0 | 0 | 1.3 | 17.1 | 0 | 0 | 0 |  | 78.2009 | 28.0906 | 0 | 78.2082 | 16.6092 | 0 | 4.1437 | 17.4041 | 31.1
6511 | 189 | 54 | 29 | 1.8 | 17.6 | 0 | 0 | 2.9858 |  | 78.2009 | 27.979 | 0 | 78.2091 | 10.5998 | 0 | 3.3912 | 11.6291 | 33.3
6512 | 530 | 237 | 81 | 1.2 | 20.4 | 39.5528 | 0 | 22.2447 |  | 74.5604 | 24.8519 | 11.019 | 46.0116 | 7.8979 | 0 | 0 | 11.6291 | 34.6
6513 | 688 | 435 | 111 | 1.2 | 24 | 174.7576 | 0 | 41.517 |  | 74.5598 | 23.5108 | 100.2964 | 0 | 15.5283 | 0 | 0 | 11.6291 | 35.5
6514 | 775 | 608 | 129 | 2.7 | 24.6 | 215.6789 | 0 | 57.5369 |  | 74.558 | 23.0592 | 141.2461 | 0 | 26.3055 | 0 | 0 | 11.6291 | 36.4
6515 | 831 | 732 | 132 | 2.6 | 25.5 | 241.0235 | 0 | 67.4101 |  | 74.5571 | 22.4538 | 166.6078 | 0 | 39.0276 | 0 | 0 | 11.6291 | 36.5
6516 | 873 | 800 | 122 | 2 | 27.3 | 257.9878 | 0 | 70.9964 |  | 74.5562 | 21.2907 | 183.5836 | 0 | 53.0478 | 0 | 0 | 11.6291 | 35.1
6517 | 885 | 799 | 113 | 2.2 | 28.2 | 261.1928 | 0 | 71.1845 |  | 74.5559 | 20.7277 | 186.791 | 0 | 67.3094 | 0 | 0 | 11.6291 | 34.3
6518 | 860 | 730 | 110 | 2.2 | 29.6 | 248.9212 | 0 | 65.5335 |  | 74.5556 | 20.0027 | 174.5122 | 0 | 80.6264 | 0 | 0 | 11.6291 | 34
6519 | 794 | 600 | 110 | 2.5 | 30 | 219.369 | 0 | 55.6062 |  | 74.5552 | 19.9861 | 144.9425 | 0 | 91.6761 | 22.3396 | 0 | 46.0889 | 34.1
6520 | 705 | 428 | 97 | 3.2 | 29.6 | 175.591 | 0 | 41.1451 |  | 74.4912 | 20.4301 | 101.2019 | 0 | 99.3762 | 24.9811 | 0 | 83.1343 | 34.8
6521 | 554 | 233 | 70 | 3.8 | 27.5 | 82.2846 | 4.3927 | 21.7304 |  | 74.5639 | 22.0718 | 7.768 | 0 | 99.9363 | 3.5239 | 0 | 88.3256 | 38.3
6522 | 175 | 48 | 27 | 3.6 | 25.8 | 0 | 0 | 2.5793 |  | 83.0549 | 27.4042 | 0 | 83.0574 | 93.5408 | 0 | 8.5592 | 75.8148 | 38.5426
6523 | 0 | 0 | 0 | 2.9 | 22.9 | 0 | 0 | 0 |  | 83.0554 | 28.8419 | 0 | 83.0582 | 87.1439 | 0 | 8.388 | 63.2368 | 36.7
6524 | 0 | 0 | 0 | 1 | 21.6 | 0 | 0 | 0 |  | 83.056 | 29.2841 | 0 | 83.059 | 80.7462 | 0 | 5.7228 | 54.6007 | 34.2
6525 | 0 | 0 | 0 | 0.8 | 20.9 | 0 | 0 | 0 |  | 83.0563 | 29.4986 | 0 | 83.0597 | 74.348 | 0 | 3.4393 | 49.4139 | 32
6526 | 0 | 0 | 0 | 0.4 | 20.3 | 0 | 0 | 0 |  | 83.0567 | 29.6738 | 0 | 83.0603 | 67.9495 | 0 | 1.7741 | 46.7924 | 30.4
6527 | 0 | 0 | 0 | 0.7 | 19.2 | 0 | 0 | 0 |  | 83.0572 | 29.8931 | 0 | 83.0612 | 61.5504 | 0 | 0.55899 | 46.0149 | 29.3
6528 | 0 | 0 | 0 | 0.7 | 18.5 | 0 | 0 | 0 |  | 83.0574 | 30.0004 | 0 | 83.0618 | 55.1511 | 2.5614e-07 | 0 | 46.0149 | 28.8
6529 | 0 | 0 | 0 | 0.6 | 18.5 | 0 | 0 | 0 |  | 83.3074 | 30.0924 | 0 | 83.3122 | 48.7322 | 2.3937e-09 | 0 | 46.0149 | 28.9
6530 | 0 | 0 | 0 | 0.8 | 18 | 0 | 0 | 0 |  | 85.4289 | 31.0696 | 0 | 85.4343 | 42.1444 | 2.361e-09 | 0 | 46.0149 | 29.8
6531 | 0 | 0 | 0 | 0.5 | 17.2 | 0 | 0 | 0 |  | 94.1726 | 34.96 | 0 | 94.1791 | 34.8591 | 2.3152e-09 | 0 | 46.0149 | 33.4
6532 | 0 | 0 | 0 | 1.7 | 18.2 | 0 | 0 | 0 |  | 98.2894 | 36.6172 | 0 | 98.2969 | 27.2459 | 0 | 3.4169 | 40.816 | 38.4
6533 | 0 | 0 | 0 | 1.4 | 17.4 | 0 | 0 | 0 |  | 98.2902 | 36.7343 | 0 | 98.2986 | 19.6329 | 0 | 5.3388 | 32.3419 | 40.4
6534 | 0 | 0 | 0 | 0.8 | 15.8 | 0 | 0 | 0 |  | 98.2895 | 36.885 | 0 | 98.2991 | 12.0207 | 0 | 6.8983 | 21.1231 | 42.1
6535 | 286 | 57 | 22 | 0.9 | 17.5 | 0 | 0 | 3.0968 |  | 98.2902 | 36.6664 | 0 | 98.3013 | 4.4142 | 0 | 5.0441 | 12.6059 | 43.2
6536 | 692 | 250 | 52 | 0.6 | 22.4 | 76.4668 | 0 | 24.4192 |  | 90.3341 | 30.7558 | 27.2355 | 41.0679 | 3.2863 | 0 | 0 | 12.6059 | 44.1
6537 | 839 | 455 | 67 | 0.9 | 25.1 | 216.98 | 0 | 44.2442 |  | 90.3337 | 29.4818 | 126.7701 | 0 | 12.9431 | 0 | 0 | 12.6059 | 45.3
6538 | 906 | 627 | 76 | 2.3 | 25 | 255.5984 | 0 | 60.017 |  | 90.3337 | 29.2837 | 165.4139 | 0 | 25.5894 | 0 | 0 | 12.6059 | 45.8
6539 | 928 | 746 | 85 | 2 | 26 | 271.7557 | 0 | 68.7569 |  | 90.3335 | 28.6797 | 181.5818 | 0 | 39.4841 | 0 | 0 | 12.6059 | 44.7
6540 | 937 | 808 | 89 | 1.8 | 28.5 | 278.4891 | 0 | 72.183 |  | 90.332 | 27.3836 | 188.3211 | 0 | 53.8992 | 0 | 0 | 12.6059 | 44
6541 | 927 | 804 | 92 | 2.3 | 29.4 | 274.3415 | 0 | 72.2228 |  | 90.3321 | 27.0007 | 184.1711 | 0 | 67.9972 | 0 | 0 | 12.6059 | 44
6542 | 910 | 746 | 96 | 2.9 | 30.3 | 263.9066 | 0 | 68.1231 |  | 90.3329 | 26.7045 | 173.7293 | 0 | 81.2938 | 4.2184 | 0 | 19.524 | 43.9
6543 | 784 | 591 | 112 | 3.3 | 30.2 | 215.4801 | 0 | 55.6204 |  | 90.3328 | 27.1316 | 125.2739 | 0 | 90.872 | 24.9674 | 0 | 57.5728 | 43.1
6544 | 766 | 442 | 88 | 4.1 | 29.3 | 191.0213 | 0 | 43.3571 |  | 90.2624 | 27.647 | 100.8709 | 0 | 98.5786 | 22.0057 | 0 | 90 | 42.9
6545 | 429 | 206 | 76 | 3.9 | 26.5 | 75.0246 | 0 | 18.3611 |  | 75.0125 | 22.8415 | 0.052846 | 0 | 98.5736 | 0 | 3.2919 | 85.1121 | 44.4945
6546 | 48 | 39 | 33 | 2.5 | 23.1 | 0 | 0 | 1.9545 |  | 75.0125 | 25.366 | 0 | 75.0145 | 92.8126 | 0 | 17.3451 | 58.9078 | 44.4
6547 | 0 | 0 | 0 | 1.5 | 21.3 | 0 | 0 | 0 |  | 75.0126 | 26.1098 | 0 | 75.0149 | 87.0508 | 0 | 14.6886 | 36.1371 | 40
6548 | 0 | 0 | 0 | 0.7 | 20.3 | 0 | 0 | 0 |  | 75.0127 | 26.3358 | 0 | 75.0152 | 81.2887 | 0 | 0 | 36.1371 | 26.3358
6549 | 0 | 0 | 0 | 1.4 | 20.3 | 0 | 0 | 0 |  | 86.2639 | 31.0338 | 0 | 86.267 | 74.635 | 0 | 4.8851 | 28.6924 | 34.8
6550 | 0 | 0 | 0 | 2 | 20.7 | 0 | 0 | 0 |  | 86.2638 | 30.9069 | 0 | 86.2673 | 67.9818 | 0 | 3.1299 | 23.769 | 33
6551 | 0 | 0 | 0 | 1.6 | 20.4 | 0 | 0 | 0 |  | 86.2638 | 30.9849 | 0 | 86.2677 | 61.3286 | 0 | 2.094 | 20.4446 | 32
6552 | 0 | 0 | 0 | 1.2 | 19.4 | 0 | 0 | 0 |  | 25.4902 | 6.2477 | 0 | 25.4914 | 59.4163 | 0 | 0 | 20.4446 | 6.2477
6553 | 0 | 0 | 0 | 0.6 | 18.3 | 0 | 0 | 0 |  | 25.4902 | 6.4475 | 0 | 25.4916 | 57.5042 | 0 | 0 | 20.4446 | 6.4475
6554 | 0 | 0 | 0 | 0.2 | 17.4 | 0 | 0 | 0 |  | 25.4902 | 6.5964 | 0 | 25.4917 | 55.5921 | 0 | 0 | 20.4446 | 6.5964
6555 | 0 | 0 | 0 | 0.9 | 17.7 | 0 | 0 | 0 |  | 98.7325 | 36.9382 | 0 | 98.7388 | 47.9409 | 0 | 0 | 20.4446 | 35.2
6556 | 0 | 0 | 0 | 1.1 | 17.4 | 0 | 0 | 0 |  | 110.5282 | 42.3047 | 0 | 110.5359 | 39.341 | 1.4395e-06 | 0 | 20.564 | 40
6557 | 0 | 0 | 0 | 0.4 | 16.3 | 0 | 0 | 0 |  | 112.266 | 43.2651 | 0 | 112.2745 | 30.5994 | 0 | 1.2788 | 18.4732 | 42.1
6558 | 0 | 0 | 0 | 0.3 | 16.3 | 0 | 0 | 0 |  | 112.266 | 43.2546 | 0 | 112.2754 | 21.859 | 0 | 2.6734 | 13.9956 | 43.5
6559 | 36 | 37 | 34 | 1.6 | 18.7 | 0 | 0 | 2.0903 |  | 112.2652 | 42.882 | 0 | 112.2758 | 13.1244 | 0 | 2.0428 | 10.4854 | 44.7
6560 | 58 | 134 | 116 | 0.7 | 19.7 | 0 | 0 | 9.6768 |  | 100.1762 | 37.0731 | 0 | 100.1872 | 5.369 | 0 | 0 | 10.4854 | 45.4
6561 | 229 | 365 | 256 | 0.9 | 23 | 0 | 0 | 29.6042 |  | 25.4902 | 6.0253 | 0 | 25.4935 | 3.4709 | 0 | 0 | 10.4854 | 35.6295
6562 | 375 | 604 | 361 | 1 | 26.1 | 30.9303 | 0 | 48.3667 |  | 25.4902 | 4.236 | 22.6185 | 17.1636 | 3.9269 | 0 | 0 | 10.4854 | 46.5
6563 | 859 | 860 | 246 | 2.2 | 27.5 | 250.0391 | 0 | 75 |  | 25.4902 | 3.2476 | 224.6968 | 0 | 21.1332 | 0 | 0 | 10.4854 | 45.5
6564 | 914 | 804 | 106 | 2.1 | 26.8 | 270.821 | 0 | 72.885 |  | 25.4902 | 3.3032 | 245.4922 | 0 | 39.9551 | 0 | 0 | 10.4854 | 44.6
6565 | 919 | 797 | 96 | 2.3 | 28.1 | 271.7396 | 0 | 72.3884 |  | 25.4902 | 2.8614 | 246.4111 | 0 | 58.8329 | 12.5991 | 0 | 30.4376 | 44.6
6566 | 896 | 730 | 95 | 2.2 | 29.5 | 259.9284 | 0 | 66.6901 |  | 25.4902 | 2.4436 | 234.5914 | 0 | 76.7808 | 24.9734 | 0 | 68.089 | 44.1603
6567 | 838 | 600 | 93 | 2.8 | 30.1 | 231.9004 | 0 | 56.9386 |  | 25.4902 | 2.3877 | 206.5431 | 0 | 92.5494 | 14.7655 | 0 | 89.8735 | 43.9
6568 | 372 | 309 | 126 | 2.5 | 29 | 82.8747 | 0 | 27.5816 |  | 25.4902 | 3.5075 | 57.4275 | 0 | 96.933 | 0 | 11.4386 | 72.7182 | 42.5278
6569 | 73 | 146 | 125 | 1.6 | 28.6 | 0 | 0 | 10.4681 |  | 89.3609 | 28.7641 | 0 | 89.364 | 90.0371 | 0 | 5.9447 | 63.8949 | 45.1769
6570 | 10 | 22 | 22 | 3.6 | 28.7 | 0 | 0 | 0.95186 |  | 89.3607 | 28.792 | 0 | 89.3641 | 83.1413 | 0 | 14.3643 | 41.7511 | 44.1081
6571 | 0 | 0 | 0 | 3.1 | 27.9 | 0 | 0 | 0 |  | 89.362 | 29.1876 | 0 | 89.3657 | 76.2453 | 0 | 10.9561 | 24.3468 | 40.1436
6572 | 0 | 0 | 0 | 2.3 | 26.1 | 0 | 0 | 0 |  | 89.3622 | 30.0725 | 0 | 89.3663 | 69.3493 | 0 | 3.3433 | 18.9924 | 33.4158
6573 | 0 | 0 | 0 | 1.9 | 24.6 | 0 | 0 | 0 |  | 89.3626 | 30.7661 | 0 | 89.367 | 62.4528 | 0 | 0 | 18.9924 | 30.7661
6574 | 0 | 0 | 0 | 3.5 | 24.5 | 0 | 0 | 0 |  | 25.4902 | 5.7179 | 0 | 25.4916 | 60.5408 | 0 | 0 | 18.9924 | 5.7179
6575 | 0 | 0 | 0 | 3.1 | 23.2 | 0 | 0 | 0 |  | 25.4902 | 6.091 | 0 | 25.4917 | 58.6289 | 0 | 0 | 18.9924 | 6.091
6576 | 0 | 0 | 0 | 2.9 | 22.2 | 0 | 0 | 0 |  | 25.4902 | 6.2633 | 0 | 25.4918 | 56.717 | 0 | 0 | 18.9924 | 6.2633
6577 | 0 | 0 | 0 | 1.5 | 20.7 | 0 | 0 | 0 |  | 25.4902 | 6.4042 | 0 | 25.4919 | 54.8051 | 0 | 0 | 18.9924 | 6.4042
6578 | 0 | 0 | 0 | 2.1 | 18.7 | 0 | 0 | 0 |  | 61.3398 | 20.9043 | 0 | 61.3443 | 50.1191 | 0 | 0 | 18.9924 | 20.9043
6579 | 0 | 0 | 0 | 2.7 | 19.2 | 0 | 0 | 0 |  | 99.355 | 36.8746 | 0 | 99.3628 | 42.4203 | 1.6417e-06 | 0 | 19.2019 | 35.3
6580 | 0 | 0 | 0 | 2.6 | 18.6 | 0 | 0 | 0 |  | 110.1113 | 41.8939 | 0 | 110.1205 | 33.8563 | 2.1326e-06 | 0 | 19.2073 | 39.7
6581 | 0 | 0 | 0 | 1.9 | 17.8 | 0 | 0 | 0 |  | 110.6272 | 42.2581 | 0 | 110.6374 | 25.2502 | 0 | 1.7976 | 16.2332 | 41.8
6582 | 0 | 0 | 0 | 2.2 | 17 | 0 | 0 | 0 |  | 110.6275 | 42.3676 | 0 | 110.6387 | 16.6445 | 0 | 3.009 | 11.087 | 43.1
6583 | 217 | 64 | 41 | 2.6 | 18.6 | 0 | 0 | 3.5353 |  | 110.6269 | 42.0981 | 0 | 110.6395 | 8.0444 | 0 | 0.35523 | 10.4766 | 43.8
6584 | 305 | 191 | 98 | 1.5 | 19.6 | 0 | 0 | 17.0331 |  | 80.2428 | 28.4163 | 0 | 80.2534 | 1.881 | 0 | 0 | 10.4766 | 44.6
6585 | 614 | 426 | 143 | 0.8 | 23.7 | 89.5265 | 3.42e-06 | 40.0975 |  | 28.6294 | 5.8002 | 72.8538 | 11.9068 | 6.5589 | 0 | 0 | 10.4766 | 45.6
6586 | 794 | 598 | 117 | 1.2 | 25.1 | 221.9115 | 0 | 56.2145 |  | 74.0178 | 22.5019 | 148.0214 | 0 | 17.839 | 0 | 0 | 10.4766 | 45.8
6587 | 949 | 744 | 76 | 1.1 | 27.7 | 278.6087 | 0 | 67.458 |  | 74.0174 | 20.5908 | 204.7551 | 0 | 33.4788 | 0 | 0 | 10.4766 | 44.6
6588 | 955 | 805 | 81 | 1.5 | 29.1 | 284.1469 | 0 | 72.054 |  | 74.0178 | 19.691 | 210.297 | 0 | 49.5454 | 0 | 0 | 10.4766 | 43.8
6589 | 943 | 798 | 83 | 1.6 | 29.8 | 279.716 | 0 | 71.3773 |  | 74.0172 | 19.3346 | 205.8641 | 0 | 65.2691 | 0 | 0 | 10.4766 | 43.5
6590 | 888 | 717 | 93 | 3 | 29.9 | 256.7407 | 0 | 66.7694 |  | 74.0172 | 19.5173 | 182.875 | 0 | 79.2284 | 8.1913 | 0 | 23.6686 | 43.3
6591 | 854 | 596 | 86 | 4 | 29.4 | 235.2638 | 0 | 57.677 |  | 74.0176 | 19.9972 | 161.3845 | 0 | 91.5366 | 24.9698 | 0 | 61.5657 | 42.5
6592 | 703 | 409 | 86 | 4.3 | 28.4 | 172.2755 | 0 | 40.5826 |  | 73.9658 | 20.9391 | 98.41 | 0 | 99.0245 | 19.2832 | 0 | 90 | 42.2
6593 | 146 | 129 | 82 | 3.5 | 26.1 | 0 | 0 | 10.2013 |  | 74.0177 | 23.4725 | 0 | 74.0198 | 93.3425 | 0 | 10.6041 | 74.0388 | 44.2779
6594 | 11 | 19 | 17 | 1.8 | 23.9 | 0 | 0 | 0.74222 |  | 74.0177 | 24.7085 | 0 | 74.02 | 87.6599 | 0 | 18.7442 | 45.3286 | 44.1
6595 | 0 | 0 | 0 | 4.1 | 21.7 | 0 | 0 | 0 |  | 74.018 | 25.5588 | 0 | 74.0205 | 81.9765 | 0 | 15.0211 | 21.4035 | 39.9
6596 | 0 | 0 | 0 | 4.1 | 21.1 | 0 | 0 | 0 |  | 51.8783 | 16.6428 | 0 | 51.8803 | 78.0333 | 0 | 0 | 21.4035 | 16.6428
6597 | 0 | 0 | 0 | 1.8 | 20.1 | 0 | 0 | 0 |  | 94.4502 | 34.5819 | 0 | 94.4541 | 70.7272 | 0 | 1.6832 | 18.8568 | 34.9
6598 | 0 | 0 | 0 | 1.3 | 19.4 | 0 | 0 | 0 |  | 94.4503 | 34.7444 | 0 | 94.4546 | 63.4205 | 1.7266e-06 | 0 | 18.9185 | 33.3
6599 | 0 | 0 | 0 | 2 | 19 | 0 | 0 | 0 |  | 91.8661 | 33.7084 | 0 | 91.8706 | 56.3207 | 1.7656e-06 | 0 | 18.973 | 32.3
6600 | 0 | 0 | 0 | 1.9 | 18.4 | 0 | 0 | 0 |  | 30.2043 | 7.8136 | 0 | 30.2059 | 54.0548 | 0 | 0 | 18.973 | 7.8136
6601 | 0 | 0 | 0 | 2.2 | 18.3 | 0 | 0 | 0 |  | 30.2043 | 7.8279 | 0 | 30.2061 | 51.789 | 0 | 0 | 18.973 | 7.8279
6602 | 0 | 0 | 0 | 1.7 | 18.1 | 0 | 0 | 0 |  | 90.8925 | 33.4049 | 0 | 90.8984 | 44.7663 | 0 | 0 | 18.973 | 32
6603 | 0 | 0 | 0 | 1.7 | 17.2 | 0 | 0 | 0 |  | 97.6299 | 36.4948 | 0 | 97.6368 | 37.2036 | 2.1167e-06 | 0 | 19.0737 | 34.8
6604 | 0 | 0 | 0 | 1.3 | 16 | 0 | 0 | 0 |  | 108.2322 | 41.4297 | 0 | 108.2406 | 28.7885 | 2.1047e-06 | 0 | 19.0823 | 39.2
6605 | 0 | 0 | 0 | 0.7 | 15.2 | 0 | 0 | 0 |  | 109.6462 | 42.1502 | 0 | 109.6557 | 20.2592 | 0 | 1.3601 | 16.842 | 41.2
6606 | 0 | 0 | 0 | 1.1 | 14.8 | 0 | 0 | 0 |  | 109.646 | 42.1641 | 0 | 109.6567 | 11.7319 | 0 | 2.5357 | 12.5554 | 42.4
6607 | 153 | 39 | 18 | 1.2 | 15.5 | 0 | 0 | 1.9283 |  | 109.6463 | 42.0888 | 0 | 109.6587 | 3.2101 | 0 | 1.2548 | 10.3979 | 43
6608 | 662 | 237 | 54 | 0.8 | 19.5 | 67.2976 | 0 | 24.3213 |  | 62.3139 | 19.836 | 35.3283 | 30.3119 | 3.5915 | 0 | 0 | 10.3979 | 43.6
6609 | 818 | 438 | 68 | 1.3 | 23.2 | 210.0461 | 0 | 44.5627 |  | 65.4013 | 20.051 | 144.7662 | 0 | 14.6692 | 0 | 0 | 10.3979 | 44.5
6610 | 884 | 608 | 80 | 3.6 | 25 | 247.4682 | 0 | 60.1761 |  | 65.4013 | 19.0287 | 182.2127 | 0 | 28.6329 | 0 | 0 | 10.3979 | 44.6
6611 | 914 | 735 | 94 | 3.4 | 26.3 | 266.1775 | 0 | 70.0363 |  | 65.4014 | 18.1143 | 200.9339 | 0 | 44.0274 | 0 | 0 | 10.3979 | 43.5
6612 | 826 | 772 | 147 | 3.4 | 27.2 | 241.8203 | 0 | 72.0485 |  | 65.4014 | 17.782 | 176.5623 | 0 | 57.5459 | 0 | 0 | 10.3979 | 42.9
6613 | 909 | 790 | 105 | 5.1 | 27.3 | 265.6329 | 0 | 75 |  | 65.4014 | 17.5099 | 200.3891 | 0 | 72.8745 | 0 | 0 | 10.3979 | 42.7
6614 | 760 | 692 | 158 | 6.4 | 26.9 | 212.8313 | 0 | 66.8135 |  | 65.4014 | 18.1953 | 147.5552 | 0 | 84.1467 | 8.8308 | 0 | 24.5831 | 42.3
6615 | 616 | 570 | 200 | 5.7 | 26.7 | 161.5849 | 0 | 53.6795 |  | 65.4014 | 18.5728 | 96.2773 | 0 | 91.4857 | 24.9703 | 0 | 62.4486 | 41.9
6616 | 666 | 430 | 131 | 5.1 | 26.4 | 160.5553 | 0 | 42.6098 |  | 65.3401 | 18.7303 | 95.3071 | 0 | 98.7352 | 18.6817 | 0 | 90 | 41.9
6617 | 358 | 189 | 87 | 4.6 | 25.5 | 0 | 0 | 17.1775 |  | 52.6126 | 15.4611 | 0 | 52.6141 | 94.7343 | 0 | 11.5099 | 72.6579 | 44.1485
6618 | 52 | 26 | 21 | 4.4 | 23.3 | 0 | 0 | 1.236 |  | 55.7966 | 17.7746 | 0 | 55.7984 | 90.4836 | 0 | 24.9726 | 33.7986 | 43.7
6619 | 0 | 0 | 0 | 2.3 | 21.5 | 0 | 0 | 0 |  | 25.4902 | 6.2746 | 0 | 25.4911 | 88.5706 | 0 | 4.927 | 26.0698 | 11.2016
6620 | 0 | 0 | 0 | 0.9 | 20.1 | 0 | 0 | 0 |  | 25.4902 | 6.122 | 0 | 25.4911 | 86.6574 | 0 | 0 | 26.0698 | 6.122
6621 | 0 | 0 | 0 | 1 | 18.8 | 0 | 0 | 0 |  | 89.7517 | 32.8647 | 0 | 89.7554 | 79.7247 | 0 | 3.2226 | 21.1941 | 34.7
6622 | 0 | 0 | 0 | 1.6 | 18.4 | 0 | 0 | 0 |  | 89.7515 | 32.9164 | 0 | 89.7556 | 72.7918 | 0 | 0 | 21.1941 | 32.9164
6623 | 0 | 0 | 0 | 1.5 | 17.5 | 0 | 0 | 0 |  | 89.7513 | 33.036 | 0 | 89.7557 | 65.8584 | 0 | 0 | 21.1941 | 31.9
6624 | 0 | 0 | 0 | 2.6 | 18.5 | 0 | 0 | 0 |  | 89.7463 | 32.8793 | 0 | 89.751 | 58.9264 | 0 | 0.0021348 | 21.3644 | 31.5
6625 | 0 | 0 | 0 | 1.1 | 16.5 | 0 | 0 | 0 |  | 89.333 | 32.9663 | 0 | 89.3382 | 52.026 | 2.1091e-06 | 0 | 21.3957 | 31.5
6626 | 0 | 0 | 0 | 1.6 | 17.4 | 0 | 0 | 0 |  | 90.254 | 33.231 | 0 | 90.2597 | 45.0534 | 1.7761e-06 | 0 | 21.4168 | 31.8
6627 | 0 | 0 | 0 | 1 | 16.3 | 0 | 0 | 0 |  | 97.1849 | 36.403 | 0 | 97.1916 | 37.5257 | 1.6518e-06 | 0 | 21.4311 | 34.7
6628 | 0 | 0 | 0 | 0.8 | 15.3 | 0 | 0 | 0 |  | 108.5261 | 41.629 | 0 | 108.5343 | 29.0861 | 0 | 0.029464 | 21.3929 | 39.4
6629 | 0 | 0 | 0 | 1 | 15.3 | 0 | 0 | 0 |  | 108.5261 | 41.6164 | 0 | 108.5353 | 20.6478 | 0 | 1.7244 | 18.5716 | 41.1
6630 | 0 | 0 | 0 | 1.1 | 15.6 | 0 | 0 | 0 |  | 108.5262 | 41.5763 | 0 | 108.5366 | 12.2119 | 0 | 3.1418 | 13.2848 | 42.5
6631 | 256 | 55 | 26 | 0.5 | 16.4 | 0 | 0 | 2.7765 |  | 108.5249 | 41.4585 | 0 | 108.537 | 3.7819 | 0 | 1.5283 | 10.6629 | 43.6
6632 | 654 | 230 | 50 | 0.3 | 20.6 | 64.766 | 0 | 23.6125 |  | 74.8337 | 24.8398 | 27.081 | 37.1191 | 2.9862 | 0 | 0 | 10.6629 | 44.3
6633 | 835 | 436 | 61 | 0.7 | 24 | 214.5175 | 0 | 43.9473 |  | 96.9497 | 32.9232 | 117.6897 | 0 | 11.9174 | 0 | 0 | 10.6629 | 45
6634 | 907 | 607 | 68 | 0.5 | 27.2 | 255.9348 | 0 | 56.84 |  | 96.9488 | 31.2935 | 159.1351 | 0 | 24.0599 | 0 | 0 | 10.6629 | 45.3
6635 | 946 | 731 | 72 | 2.1 | 28.1 | 277.1662 | 0 | 68.6233 |  | 96.9469 | 30.6811 | 180.3817 | 0 | 37.8461 | 0 | 0 | 10.6629 | 44
6636 | 955 | 790 | 75 | 3.3 | 28.7 | 282.7899 | 0 | 74.3191 |  | 96.948 | 30.3526 | 186.0078 | 0 | 52.0729 | 0 | 0 | 10.6629 | 42.9
6637 | 947 | 784 | 76 | 5.3 | 29 | 277.3669 | 0 | 75 |  | 96.9483 | 30.2906 | 180.5811 | 0 | 65.8901 | 0 | 0 | 10.6629 | 42.5
6638 | 925 | 717 | 75 | 6 | 28.9 | 264.5824 | 0 | 69.7853 |  | 96.9482 | 30.4722 | 167.7887 | 0 | 78.7324 | 0 | 0 | 10.6629 | 42.2
6639 | 877 | 590 | 73 | 5.9 | 28.7 | 239.2463 | 0 | 58.7652 |  | 96.948 | 30.7826 | 142.4372 | 0 | 89.6343 | 19.0535 | 0 | 40.3066 | 41.5
6640 | 800 | 418 | 64 | 6.1 | 28.3 | 195.4532 | 0 | 43.4312 |  | 96.9558 | 31.2462 | 98.6099 | 0 | 97.1735 | 24.9785 | 0 | 77.5841 | 41.4
6641 | 629 | 216 | 48 | 5.3 | 27.6 | 113.2751 | 0 | 21.8563 |  | 96.9555 | 31.8906 | 16.3829 | 0 | 98.3918 | 7.6102 | 0 | 88.8155 | 43.7
6642 | 152 | 35 | 16 | 3.9 | 25.4 | 0 | 0 | 1.4918 |  | 61.9983 | 19.1169 | 0 | 61.9999 | 93.6537 | 0 | 21.306 | 56.4065 | 41.9147
6643 | 0 | 0 | 0 | 3.2 | 23 | 0 | 0 | 0 |  | 61.9982 | 20.34 | 0 | 62 | 88.9155 | 0 | 18.8284 | 26.7831 | 38.8
6644 | 0 | 0 | 0 | 1.9 | 20.8 | 0 | 0 | 0 |  | 92.9781 | 33.7761 | 0 | 92.9811 | 81.728 | 0 | 3.553 | 21.2105 | 36.1
6645 | 0 | 0 | 0 | 0.5 | 19.5 | 0 | 0 | 0 |  | 92.9784 | 34.1017 | 0 | 92.9816 | 74.5391 | 0 | 2.0972 | 17.9426 | 34.8
6646 | 0 | 0 | 0 | 0.3 | 18.5 | 0 | 0 | 0 |  | 92.9789 | 34.3247 | 0 | 92.9825 | 67.3492 | 1.7415e-06 | 0 | 18.0164 | 32.8
6647 | 0 | 0 | 0 | 1.1 | 17.5 | 0 | 0 | 0 |  | 89.285 | 32.8489 | 0 | 89.2889 | 60.4532 | 2.1199e-06 | 0 | 18.0694 | 31.4
6648 | 0 | 0 | 0 | 0.8 | 16.9 | 0 | 0 | 0 |  | 87.1963 | 32.025 | 0 | 87.2005 | 53.7232 | 2.3555e-07 | 0 | 18.0694 | 30.6
6649 | 0 | 0 | 0 | 0.3 | 16.7 | 0 | 0 | 0 |  | 86.4192 | 31.7069 | 0 | 86.4238 | 47.0553 | 2.2888e-09 | 0 | 18.0694 | 30.3
6650 | 0 | 0 | 0 | 0.8 | 16.8 | 0 | 0 | 0 |  | 85.9441 | 31.4759 | 0 | 85.9491 | 40.4258 | 1.3626e-09 | 0 | 18.0694 | 30.1
6651 | 0 | 0 | 0 | 1.7 | 17.4 | 0 | 0 | 0 |  | 85.9442 | 31.3752 | 0 | 85.9498 | 33.7972 | 0 | 0 | 18.0694 | 30.7
6652 | 0 | 0 | 0 | 1.6 | 17.1 | 0 | 0 | 0 |  | 91.6831 | 33.862 | 0 | 91.6898 | 26.7125 | 2.3099e-09 | 0 | 18.0694 | 32.4
6653 | 0 | 0 | 0 | 1.7 | 17.5 | 0 | 0 | 0 |  | 94.7278 | 35.1418 | 0 | 94.7356 | 19.3852 | 0 | 0 | 18.0694 | 33.6
6654 | 0 | 0 | 0 | 1.4 | 16.8 | 0 | 0 | 0 |  | 100.8332 | 37.9333 | 0 | 100.8426 | 11.57 | 0 | 0.26836 | 17.7715 | 36.4
6655 | 226 | 45 | 20 | 1.7 | 16.6 | 0 | 0 | 2.3513 |  | 100.8331 | 37.9238 | 0 | 100.8441 | 3.7592 | 0 | 0 | 17.7715 | 38.5
6656 | 646 | 227 | 51 | 0.8 | 21.7 | 0 | 0 | 23.5778 |  | 27.5707 | 7.0209 | 0 | 27.5743 | 1.7073 | 0 | 4.3642 | 10.2537 | 34.9629
6657 | 804 | 426 | 66 | 0.9 | 25 | 141.8061 | 0 | 43.3135 |  | 25.4902 | 4.0727 | 124.3024 | 7.9047 | 10.6326 | 0 | 0 | 10.2537 | 39.8
6658 | 881 | 597 | 73 | 0.8 | 27.6 | 247.9309 | 0 | 56.3706 |  | 25.4902 | 3.2512 | 222.588 | 0 | 27.7139 | 0 | 0 | 10.2537 | 40.1
6659 | 916 | 717 | 79 | 1.6 | 28.8 | 268.0433 | 0 | 66.4695 |  | 38.885 | 6.8232 | 229.3177 | 0 | 45.3149 | 0 | 0 | 10.2537 | 39
6660 | 930 | 779 | 82 | 2.4 | 29.5 | 275.5691 | 0 | 71.9721 |  | 75.7942 | 20.3236 | 199.9376 | 0 | 60.5909 | 0 | 0 | 10.2537 | 37.3
6661 | 927 | 780 | 86 | 3.6 | 29.7 | 272.9261 | 0 | 73.1373 |  | 75.794 | 20.245 | 197.2933 | 0 | 75.6599 | 0 | 0 | 10.2537 | 36.3
6662 | 855 | 698 | 104 | 2.3 | 30.3 | 246.598 | 0 | 64.6883 |  | 75.7936 | 20.1559 | 170.9498 | 0 | 88.707 | 11.0112 | 0 | 27.7956 | 35.8
6663 | 684 | 536 | 129 | 2.9 | 30 | 184.6333 | 0 | 51.2718 |  | 75.7403 | 20.6963 | 109.001 | 0 | 97.01 | 24.9721 | 0 | 65.547 | 35.4
6664 | 432 | 320 | 128 | 2.5 | 29.2 | 98.1134 | 0 | 30.4262 |  | 75.7422 | 21.4787 | 22.4274 | 0 | 98.6917 | 16.5745 | 0 | 90 | 35.3303
6665 | 271 | 169 | 88 | 2.9 | 27.7 | 0 | 0 | 14.0686 |  | 75.7943 | 23.261 | 0 | 75.7967 | 92.8703 | 0 | 0 | 90 | 37.3296
6666 | 3 | 21 | 21 | 2.4 | 24.8 | 0 | 0 | 0.87886 |  | 79.4765 | 26.4776 | 0 | 79.4792 | 86.757 | 0 | 11.1032 | 73.6626 | 38.4597
6667 | 0 | 0 | 0 | 1.6 | 21.2 | 0 | 0 | 0 |  | 79.4766 | 27.9388 | 0 | 79.4796 | 80.6418 | 0 | 8.8009 | 60.314 | 35.9
6668 | 0 | 0 | 0 | 0.2 | 20.1 | 0 | 0 | 0 |  | 79.4769 | 28.2357 | 0 | 79.4801 | 74.526 | 0 | 6.1846 | 50.9056 | 33.4
6669 | 0 | 0 | 0 | 1.5 | 20.5 | 0 | 0 | 0 |  | 79.4768 | 28.1466 | 0 | 79.4804 | 68.4106 | 0 | 4.5259 | 43.9863 | 31.7
6670 | 0 | 0 | 0 | 1.7 | 19.8 | 0 | 0 | 0 |  | 79.4768 | 28.2731 | 0 | 79.4807 | 62.295 | 0 | 2.7574 | 39.7845 | 30
6671 | 0 | 0 | 0 | 1.6 | 20 | 0 | 0 | 0 |  | 79.4768 | 28.2229 | 0 | 79.4811 | 56.1797 | 0 | 1.3754 | 37.703 | 28.6
6672 | 0 | 0 | 0 | 1.2 | 18.7 | 0 | 0 | 0 |  | 78.0447 | 27.8524 | 0 | 78.0493 | 50.1774 | 0 | 1.2327 | 35.8148 | 28
6673 | 0 | 0 | 0 | 0.5 | 16.8 | 0 | 0 | 0 |  | 78.0437 | 27.9834 | 0 | 78.0487 | 44.1754 | 0 | 0.59891 | 34.9044 | 27.5
6674 | 0 | 0 | 0 | 0.6 | 16.7 | 0 | 0 | 0 |  | 78.0437 | 27.9826 | 0 | 78.0492 | 38.1739 | 0 | 0.59227 | 33.9915 | 27.5
6675 | 0 | 0 | 0 | 0.9 | 16 | 0 | 0 | 0 |  | 78.0437 | 28.067 | 0 | 78.0497 | 32.1725 | 0 | 0.84931 | 32.6612 | 27.8
6676 | 0 | 0 | 0 | 2.3 | 17.4 | 0 | 0 | 0 |  | 78.0447 | 28.0039 | 0 | 78.0513 | 26.1714 | 0 | 1.6361 | 30.0665 | 28.5
6677 | 0 | 0 | 0 | 1 | 16.8 | 0 | 0 | 0 |  | 78.0437 | 27.9041 | 0 | 78.051 | 20.1721 | 0 | 2.0951 | 26.7143 | 29
6678 | 0 | 0 | 0 | 0.9 | 15.3 | 0 | 0 | 0 |  | 78.0436 | 28.0856 | 0 | 78.0518 | 14.1737 | 0 | 4.4025 | 19.5172 | 31.4
6679 | 169 | 46 | 25 | 1.2 | 16.9 | 0 | 0 | 2.2786 |  | 78.0485 | 27.8243 | 0 | 78.0577 | 8.1782 | 0 | 4.5114 | 11.8456 | 33.7
6680 | 628 | 222 | 52 | 0.7 | 19.6 | 57.3374 | 0 | 23.3774 |  | 68.8163 | 22.5989 | 24.7755 | 36.229 | 7.274 | 0 | 0 | 11.8456 | 35
6681 | 799 | 422 | 66 | 0.6 | 24.5 | 203.7907 | 0 | 42.9809 |  | 68.8163 | 20.8415 | 135.09 | 0 | 17.5473 | 0 | 0 | 11.8456 | 35.7
6682 | 882 | 594 | 73 | 0.7 | 27.6 | 248.0867 | 0 | 56.3004 |  | 83.8251 | 25.1522 | 164.4048 | 0 | 30.0457 | 0 | 0 | 11.8456 | 36.5
6683 | 910 | 713 | 82 | 1.2 | 29.1 | 266.1534 | 0 | 65.5887 |  | 83.824 | 24.2126 | 182.4848 | 0 | 43.9373 | 0 | 0 | 11.8456 | 36.2
6684 | 909 | 769 | 91 | 2 | 29.4 | 269.0752 | 0 | 70.7575 |  | 83.8236 | 24.0364 | 185.4094 | 0 | 58.0596 | 0 | 0 | 11.8456 | 34.5
6685 | 890 | 758 | 96 | 2.3 | 29.8 | 262.2119 | 0 | 70.0688 |  | 83.8232 | 23.9039 | 178.543 | 0 | 71.6625 | 0 | 0 | 11.8456 | 33.6
6686 | 871 | 692 | 93 | 2.3 | 29.9 | 251.4091 | 0 | 64.9899 |  | 83.8236 | 23.9545 | 167.7337 | 0 | 84.4441 | 0 | 0 | 11.8456 | 33.2
6687 | 831 | 569 | 84 | 3.8 | 29.4 | 227.3749 | 0 | 56.4528 |  | 83.7866 | 24.3824 | 143.7223 | 0 | 95.3945 | 19.1309 | 0 | 41.5714 | 33
6688 | 692 | 396 | 92 | 4.4 | 28.3 | 143.8456 | 3.7725 | 40.4372 |  | 83.8155 | 25.423 | 60.1163 | 0 | 99.9529 | 24.9788 | 0 | 78.8241 | 34.3
6689 | 561 | 209 | 66 | 3.6 | 27.7 | 84.1548 | 0 | 21.1568 |  | 83.8367 | 25.9274 | 0 | -0.36705 | 99.9411 | 6.7084 | 0 | 88.7149 | 38.1
6690 | 123 | 33 | 17 | 2.9 | 25.4 | 0 | 0 | 1.3004 |  | 81.1478 | 26.8059 | 0 | 81.1503 | 93.6959 | 0 | 9.819 | 74.1933 | 37.9254
6691 | 0 | 0 | 0 | 1.7 | 22.5 | 0 | 0 | 0 |  | 81.148 | 28.1953 | 0 | 81.1507 | 87.4494 | 0 | 8.5954 | 61.2531 | 36.2
6692 | 0 | 0 | 0 | 0.3 | 20.9 | 0 | 0 | 0 |  | 83.4739 | 29.6816 | 0 | 83.4769 | 81.0181 | 0 | 5.0724 | 53.6093 | 33.8
6693 | 0 | 0 | 0 | 0.5 | 19.6 | 0 | 0 | 0 |  | 83.4743 | 30.0211 | 0 | 83.4776 | 74.5859 | 0 | 3.0323 | 49.0535 | 31.9
6694 | 0 | 0 | 0 | 1.6 | 19.6 | 0 | 0 | 0 |  | 83.4743 | 30.0115 | 0 | 83.4779 | 68.1538 | 0 | 1.334 | 47.1144 | 30.2
6695 | 0 | 0 | 0 | 2.3 | 20 | 0 | 0 | 0 |  | 83.474 | 29.9255 | 0 | 83.478 | 61.7222 | 0 | 0.37386 | 46.6243 | 29.2
6696 | 0 | 0 | 0 | 2.3 | 19.3 | 0 | 0 | 0 |  | 83.4728 | 30.0421 | 0 | 83.4772 | 55.2904 | 0 | 0.00058117 | 46.6856 | 28.9
6697 | 0 | 0 | 0 | 1.4 | 19.9 | 0 | 0 | 0 |  | 83.4729 | 29.9229 | 0 | 83.4776 | 48.8593 | 0 | 0 | 46.6856 | 29.1
6698 | 0 | 0 | 0 | 1.3 | 19.2 | 0 | 0 | 0 |  | 52.6019 | 17.1695 | 0 | 52.6052 | 44.8604 | 0 | 0 | 46.6856 | 17.1695
6699 | 0 | 0 | 0 | 2 | 19.4 | 0 | 0 | 0 |  | 94.6989 | 34.8009 | 0 | 94.7054 | 37.535 | 2.1438e-06 | 0 | 46.7755 | 33.4
6700 | 0 | 0 | 0 | 1.3 | 18.9 | 0 | 0 | 0 |  | 107.209 | 40.5025 | 0 | 107.2171 | 29.2063 | 2.1362e-06 | 0 | 46.7886 | 38.5
6701 | 0 | 0 | 0 | 1.7 | 18 | 0 | 0 | 0 |  | 109.6705 | 41.7876 | 0 | 109.6797 | 20.679 | 0 | 1.0081 | 45.2216 | 40.6
6702 | 0 | 0 | 0 | 2.5 | 19 | 0 | 0 | 0 |  | 109.6702 | 41.6022 | 0 | 109.6806 | 12.1554 | 0 | 2.4265 | 41.4175 | 41.9
6703 | 166 | 45 | 25 | 0.8 | 18.3 | 0 | 0 | 2.2559 |  | 109.6704 | 41.7014 | 0 | 109.6825 | 3.6356 | 0 | 0.98126 | 39.8773 | 42.8
6704 | 546 | 205 | 58 | 1.7 | 22.4 | 0 | 0 | 21.5195 |  | 25.4902 | 6.1483 | 0 | 25.4936 | 1.7403 | 0 | 16.6157 | 11.4945 | 43.7
6705 | 700 | 397 | 93 | 0.5 | 26.6 | 112.2007 | -4.22e-06 | 40.3842 |  | 25.4902 | 3.8539 | 96.0092 | 9.2349 | 8.4011 | 0 | 0 | 11.4945 | 44.238
6706 | 847 | 582 | 88 | 0.9 | 28.3 | 237.3441 | 0 | 56.1418 |  | 58.7711 | 14.3964 | 178.7112 | 0 | 22.0985 | 0 | 0 | 11.4945 | 44.9
6707 | 887 | 703 | 94 | 1 | 30.2 | 258.9218 | 0 | 64.3984 |  | 58.7711 | 12.9132 | 200.3036 | 0 | 37.4582 | 0 | 0 | 11.4945 | 43.8
6708 | 872 | 751 | 107 | 1.5 | 31.4 | 257.6084 | 0 | 68.1428 |  | 58.7711 | 12.1194 | 198.9899 | 0 | 52.708 | 0 | 0 | 11.4945 | 43
6709 | 900 | 753 | 91 | 3.4 | 31.3 | 264.4562 | 0 | 71.0795 |  | 58.7711 | 12.1301 | 205.8418 | 0 | 68.4662 | 0 | 0 | 11.4945 | 42.8
6710 | 902 | 689 | 77 | 5.7 | 30.5 | 257.4387 | 0 | 67.82 |  | 58.7711 | 12.751 | 198.8193 | 0 | 83.6653 | 16.1678 | 0 | 36.8208 | 42.6
6711 | 785 | 549 | 94 | 5.8 | 30.3 | 211.084 | 0 | 55.0789 |  | 58.7711 | 13.2372 | 152.4349 | 0 | 95.2948 | 24.9773 | 0 | 74.2597 | 41.9
6712 | 600 | 389 | 132 | 4.4 | 29.6 | 119.8135 | 6.6347 | 38.5956 |  | 58.7711 | 14.1553 | 61.1084 | 0 | 99.9371 | 10.0975 | 0 | 89.1675 | 42.4
6713 | 181 | 154 | 111 | 3.7 | 28.2 | 0 | 0 | 12.9976 |  | 39.7518 | 9.2918 | 0 | 39.753 | 96.9397 | 0 | 21.0847 | 57.0644 | 43.3741
6714 | 38 | 26 | 22 | 2.9 | 26.3 | 0 | 0 | 1.0438 |  | 57.818 | 17.0347 | 0 | 57.8199 | 92.5304 | 0 | 24.9585 | 16.5563 | 43.037
6715 | 0 | 0 | 0 | 4 | 23 | 0 | 0 | 0 |  | 25.4902 | 6.1192 | 0 | 25.4911 | 90.6174 | 0 | 0 | 16.5563 | 6.1192
6716 | 0 | 0 | 0 | 4.2 | 20.5 | 0 | 0 | 0 |  | 25.4902 | 6.4688 | 0 | 25.4912 | 88.7043 | 0 | 0 | 16.5563 | 6.4688
6717 | 0 | 0 | 0 | 4.2 | 19.7 | 0 | 0 | 0 |  | 97.2685 | 35.9139 | 0 | 97.2727 | 81.1719 | 2.148e-06 | 0 | 16.7903 | 34.4
6718 | 0 | 0 | 0 | 3.3 | 19.5 | 0 | 0 | 0 |  | 92.9792 | 34.0769 | 0 | 92.9836 | 73.9827 | 1.7521e-06 | 0 | 16.8518 | 32.7
6719 | 0 | 0 | 0 | 2.5 | 18.4 | 0 | 0 | 0 |  | 90.2276 | 33.1092 | 0 | 90.2322 | 67.0121 | 2.1308e-06 | 0 | 16.9008 | 31.7
6720 | 0 | 0 | 0 | 1.9 | 17.9 | 0 | 0 | 0 |  | 89.1221 | 32.6949 | 0 | 89.1269 | 60.1293 | 2.2971e-07 | 0 | 16.9008 | 31.3
6721 | 0 | 0 | 0 | 1.8 | 18.3 | 0 | 0 | 0 |  | 88.7032 | 32.444 | 0 | 88.7084 | 53.2803 | 2.1287e-06 | 0 | 16.9688 | 31.1
6722 | 0 | 0 | 0 | 2.2 | 17.2 | 0 | 0 | 0 |  | 58.8787 | 20.004 | 0 | 58.8825 | 48.7883 | 0 | 0 | 16.9688 | 20.004
6723 | 0 | 0 | 0 | 3 | 17.8 | 0 | 0 | 0 |  | 58.8787 | 19.8658 | 0 | 58.8828 | 44.2966 | 0 | 0 | 16.9688 | 19.8658
6724 | 0 | 0 | 0 | 1.6 | 17.8 | 0 | 0 | 0 |  | 109.399 | 41.7046 | 0 | 109.4073 | 35.789 | 2.1232e-06 | 0 | 17.0083 | 39.5
6725 | 0 | 0 | 0 | 1.7 | 17.4 | 0 | 0 | 0 |  | 112.6794 | 43.2956 | 0 | 112.6888 | 27.016 | 0 | 0.52775 | 16.1397 | 41.4
6726 | 0 | 0 | 0 | 2 | 17 | 0 | 0 | 0 |  | 112.6796 | 43.3425 | 0 | 112.6899 | 18.2439 | 0 | 1.6833 | 13.3095 | 42.6
6727 | 0 | 18 | 18 | 0.8 | 17.2 | 0 | 0 | 0.7519 |  | 112.6795 | 43.2992 | 0 | 112.6912 | 9.4749 | 0 | 1.7506 | 10.2958 | 43.4
6728 | 0 | 96 | 96 | 1.2 | 18.6 | 0 | 0 | 6.2761 |  | 25.4902 | 6.3237 | 0 | 25.4932 | 7.5725 | 0 | 0 | 10.2958 | 12.5998
6729 | 4 | 202 | 199 | 2.7 | 20.5 | 0 | 0 | 13.6693 |  | 25.4902 | 6.3681 | 0 | 25.4938 | 5.6719 | 0 | 0 | 10.2958 | 20.0374
6730 | 124 | 352 | 273 | 3.4 | 21.9 | 0 | 0 | 28.4199 |  | 25.4902 | 6.0625 | 0 | 25.4943 | 3.7732 | 0 | 0 | 10.2958 | 34.4824
6731 | 440 | 534 | 225 | 3.7 | 23 | 53.146 | 0 | 50.1992 |  | 25.4902 | 4.8913 | 41.5848 | 13.9015 | 5.9048 | 0 | 0 | 10.2958 | 45
6732 | 748 | 715 | 164 | 3.8 | 24.2 | 216.3449 | 0 | 69.7586 |  | 25.4902 | 4.3595 | 190.9808 | 0 | 20.4816 | 0 | 0 | 10.2958 | 44.1
6733 | 761 | 692 | 135 | 3.1 | 24.6 | 220.5396 | 0 | 67.3674 |  | 25.4902 | 4.2149 | 195.178 | 0 | 35.4 | 19.0127 | 0 | 39.894 | 44
6734 | 742 | 661 | 159 | 3.3 | 25.1 | 210.1659 | 0 | 64.6758 |  | 25.4902 | 4.1825 | 184.7971 | 0 | 49.5195 | 24.6303 | 0 | 76.6846 | 43.9
6735 | 606 | 500 | 152 | 3.1 | 25.2 | 160.322 | 0 | 49.5347 |  | 25.4902 | 4.4095 | 134.9226 | 0 | 59.8252 | 8.2769 | 0 | 88.9219 | 43.2
6736 | 574 | 346 | 108 | 2.6 | 25.1 | 135.2794 | 0 | 36.3002 |  | 25.4902 | 4.5275 | 109.8637 | 0 | 68.2093 | 0 | 2.7356 | 85.2066 | 43.4
6737 | 508 | 182 | 56 | 1.7 | 24.6 | 85.2998 | 0 | 18.9333 |  | 25.4902 | 4.7852 | 59.8541 | 0 | 72.7795 | 0 | 22.441 | 50.6901 | 46.1
6738 | 72 | 24 | 15 | 2 | 22.1 | 0 | 0 | 0.82608 |  | 90.3446 | 32.1208 | 0 | 90.3489 | 65.8033 | 0 | 12.3459 | 31.3412 | 44.5
6739 | 0 | 0 | 0 | 1.6 | 20.2 | 0 | 0 | 0 |  | 90.345 | 32.7531 | 0 | 90.3497 | 58.8255 | 0 | 8.5247 | 17.6455 | 40.1
6740 | 0 | 0 | 0 | 1.7 | 18.9 | 0 | 0 | 0 |  | 35.735 | 10.2479 | 0 | 35.737 | 56.137 | 0 | 0 | 17.6455 | 10.2479
6741 | 0 | 0 | 0 | 0.7 | 18.1 | 0 | 0 | 0 |  | 35.735 | 10.4216 | 0 | 35.7372 | 53.4485 | 0 | 0 | 17.6455 | 10.4216
6742 | 0 | 0 | 0 | 1.5 | 17.8 | 0 | 0 | 0 |  | 25.4902 | 6.5215 | 0 | 25.4919 | 51.5367 | 0 | 0 | 17.6455 | 6.5215
6743 | 0 | 0 | 0 | 1.1 | 17.9 | 0 | 0 | 0 |  | 25.4902 | 6.4988 | 0 | 25.4921 | 49.6249 | 0 | 0 | 17.6455 | 6.4988
6744 | 0 | 0 | 0 | 1.6 | 17 | 0 | 0 | 0 |  | 25.49 | 6.4632 | 0 | 25.4919 | 47.7132 | 0 | 4.3978 | 10.3388 | 10.861
6745 | 0 | 0 | 0 | 1.1 | 17.1 | 0 | 0 | 0 |  | 25.49 | 6.7511 | 0 | 25.4921 | 45.8017 | 0 | 0 | 10.3388 | 6.7511
6746 | 0 | 0 | 0 | 0.6 | 16.5 | 0 | 0 | 0 |  | 25.49 | 6.0816 | 0 | 25.4923 | 43.8901 | 0 | 0 | 10.3388 | 6.0816
6747 | 0 | 0 | 0 | 0.2 | 15.5 | 0 | 0 | 0 |  | 40.2987 | 12.404 | 0 | 40.3025 | 40.8512 | 0 | 0 | 10.3388 | 12.404
6748 | 0 | 0 | 0 | 0.5 | 15.3 | 0 | 0 | 0 |  | 106.6235 | 40.7138 | 0 | 106.6342 | 32.5639 | 0 | 0 | 10.3388 | 38.6
6749 | 0 | 0 | 0 | 1.1 | 15.1 | 0 | 0 | 0 |  | 111.034 | 42.7843 | 0 | 111.046 | 23.9209 | 0 | 0 | 10.3388 | 40.4
6750 | 0 | 0 | 0 | 1 | 15.1 | 0 | 0 | 0 |  | 113.9841 | 44.1626 | 0 | 113.9975 | 15.0406 | 0 | 4.2072e-06 | 10.3717 | 41.6
6751 | 165 | 36 | 18 | 0.8 | 15.1 | 0 | 0 | 1.8982 |  | 111.5301 | 42.9897 | 0 | 111.5448 | 6.3629 | 0 | 0 | 10.3717 | 42.5
6752 | 572 | 204 | 56 | 0.7 | 18.3 | 0 | 0 | 22.439 |  | 62.8377 | 21.3624 | 0 | 62.8473 | 1.5725 | 0 | 0 | 10.3717 | 43.1
6753 | 756 | 398 | 71 | 0.7 | 20.9 | 126.918 | 0 | 42.3813 |  | 25.4902 | 4.9092 | 110.0189 | 8.5222 | 9.2821 | 0 | 0 | 10.3717 | 44.3
6754 | 841 | 564 | 79 | 0.8 | 22.6 | 235.0769 | 0 | 56.0784 |  | 43.4435 | 11.4603 | 191.7632 | 0 | 23.8751 | 0 | 0 | 10.3717 | 44.5
6755 | 884 | 682 | 83 | 1 | 24.1 | 257.6844 | 0 | 65.2617 |  | 78.6793 | 24.7021 | 179.1465 | 0 | 37.4397 | 0 | 0 | 10.3717 | 43.4
6756 | 902 | 741 | 84 | 1 | 25.5 | 266.9013 | 0 | 69.2212 |  | 78.6792 | 23.9507 | 188.3706 | 0 | 51.7192 | 0 | 0 | 10.3717 | 42.5
6757 | 900 | 738 | 84 | 1.5 | 26.8 | 265.4836 | 0 | 69.5349 |  | 78.6789 | 23.2488 | 186.9538 | 0 | 65.9011 | 0 | 0 | 10.3717 | 42.2
6758 | 872 | 669 | 84 | 1.9 | 28.1 | 251.4469 | 0 | 64.3824 |  | 78.6791 | 22.6344 | 172.9101 | 0 | 79.0226 | 6.5384 | 0 | 20.9935 | 42
6759 | 824 | 545 | 79 | 3.7 | 28 | 224.4084 | 0 | 55.4168 |  | 78.6791 | 22.8981 | 145.8573 | 0 | 90.0915 | 24.9683 | 0 | 58.9959 | 41.4
6760 | 718 | 372 | 72 | 3.4 | 27.3 | 172.9023 | 0 | 39.7655 |  | 78.6238 | 23.5648 | 94.3774 | 0 | 97.2436 | 21.0267 | 0 | 90 | 41.7
6761 | 523 | 178 | 51 | 3.9 | 25.7 | 85.1775 | 0 | 18.9729 |  | 78.6724 | 24.7724 | 6.5529 | 0 | 97.6994 | 0 | 0 | 90 | 43.7452
6762 | 81 | 23 | 13 | 2.9 | 23.7 | 0 | 0 | 0.72483 |  | 78.6792 | 26.6029 | 0 | 78.6817 | 91.6486 | 0 | 16.0043 | 66.0262 | 43.2
6763 | 0 | 0 | 0 | 1.1 | 21.1 | 0 | 0 | 0 |  | 78.6795 | 27.6561 | 0 | 78.6822 | 85.5963 | 0 | 12.5019 | 46.8473 | 39.3
6764 | 0 | 0 | 0 | 0.5 | 19.8 | 0 | 0 | 0 |  | 85.0655 | 30.6729 | 0 | 85.0687 | 79.0373 | 0 | 6.6102 | 36.6921 | 36.1
6765 | 0 | 0 | 0 | 1.4 | 19 | 0 | 0 | 0 |  | 85.0657 | 30.8075 | 0 | 85.0693 | 72.478 | 0 | 4.9301 | 29.0335 | 34.5
6766 | 0 | 0 | 0 | 1.6 | 18.6 | 0 | 0 | 0 |  | 85.0657 | 30.8638 | 0 | 85.0695 | 65.9185 | 0 | 3.2917 | 23.8437 | 32.9
6767 | 0 | 0 | 0 | 2.1 | 18.2 | 0 | 0 | 0 |  | 85.0656 | 30.917 | 0 | 85.0698 | 59.3589 | 0 | 2.2563 | 20.251 | 31.9
6768 | 0 | 0 | 0 | 1.5 | 17.5 | 0 | 0 | 0 |  | 85.0631 | 31.0111 | 0 | 85.0677 | 52.7993 | 0 | 0 | 20.251 | 31.0111
6769 | 0 | 0 | 0 | 4 | 17.4 | 0 | 0 | 0 |  | 28.0839 | 7.3954 | 0 | 28.0856 | 50.6926 | 0 | 0 | 20.251 | 7.3954
6770 | 0 | 0 | 0 | 3.7 | 16.7 | 0 | 0 | 0 |  | 28.084 | 7.5113 | 0 | 28.0859 | 48.5859 | 0 | 0 | 20.251 | 7.5113
6771 | 0 | 0 | 0 | 3.4 | 16.7 | 0 | 0 | 0 |  | 97.7709 | 36.6159 | 0 | 97.7778 | 41.0112 | 0 | 0 | 20.251 | 34.9
6772 | 0 | 0 | 0 | 2.6 | 17 | 0 | 0 | 0 |  | 108.7037 | 41.5039 | 0 | 108.712 | 32.5591 | 0 | 0 | 20.251 | 39.3
6773 | 0 | 0 | 0 | 2.4 | 17.1 | 0 | 0 | 0 |  | 110.7339 | 42.4251 | 0 | 110.7432 | 23.9436 | 0 | 1.2839 | 18.2615 | 41.4
6774 | 0 | 0 | 0 | 2.4 | 16.6 | 0 | 0 | 0 |  | 110.734 | 42.484 | 0 | 110.7445 | 15.3292 | 0 | 2.5293 | 14.0244 | 42.7
6775 | 91 | 27 | 16 | 1.9 | 16.5 | 0 | 0 | 1.3427 |  | 110.734 | 42.4798 | 0 | 110.746 | 6.7181 | 0 | 2.0732 | 10.4595 | 43.6
6776 | 558 | 200 | 56 | 2.3 | 19.1 | 0 | 0 | 22.2706 |  | 65.6243 | 22.447 | 0 | 65.6327 | 1.7085 | 0 | 0 | 10.4595 | 44
6777 | 693 | 379 | 78 | 5.3 | 21.3 | 105.5387 | 0 | 41.6515 |  | 25.4902 | 4.9373 | 89.7068 | 9.5983 | 7.86 | 0 | 0 | 10.4595 | 44.8
6778 | 839 | 562 | 81 | 5.9 | 22.6 | 229.9631 | 0 | 59.4542 |  | 25.4902 | 4.6342 | 204.6093 | 0 | 23.5577 | 0 | 0 | 10.4595 | 45.1
6779 | 882 | 677 | 83 | 6.3 | 23.6 | 252.1272 | 0 | 69.6862 |  | 69.0908 | 21.0937 | 183.1847 | 0 | 37.5779 | 0 | 0 | 10.4595 | 44
6780 | 904 | 738 | 83 | 5.9 | 24.5 | 263.1211 | 0 | 74.5324 |  | 78.0178 | 24.1984 | 185.2584 | 0 | 51.7375 | 0 | 0 | 10.4595 | 43.2
6781 | 907 | 735 | 81 | 6.3 | 24.9 | 262.7913 | 0 | 74.4038 |  | 78.0179 | 24.0182 | 184.9288 | 0 | 65.8694 | 0 | 0 | 10.4595 | 43.1
6782 | 885 | 667 | 78 | 5.8 | 25.3 | 251.3564 | 0 | 68.1598 |  | 78.018 | 23.9332 | 173.4871 | 0 | 79.1211 | 5.6507 | 0 | 19.6853 | 42.9
6783 | 833 | 540 | 75 | 6.1 | 25.2 | 223.8008 | 0 | 56.9972 |  | 78.018 | 24.1964 | 145.9149 | 0 | 90.257 | 24.9676 | 0 | 57.7357 | 42.1
6784 | 747 | 372 | 65 | 6.1 | 24.5 | 176.764 | 0 | 41.4087 |  | 77.9668 | 24.7822 | 98.9009 | 0 | 97.79 | 21.8849 | 0 | 90 | 42.6
6785 | 556 | 178 | 46 | 5.9 | 23.2 | 87.8382 | 0 | 19.687 |  | 77.9835 | 25.7073 | 9.9048 | 0 | 98.5131 | 0 | 0 | 90 | 45.2
6786 | 89 | 22 | 12 | 6.1 | 21 | 0 | 0 | 0.67766 |  | 78.018 | 27.3477 | 0 | 78.0205 | 92.5129 | 0 | 16.6836 | 64.968 | 43.9
6787 | 0 | 0 | 0 | 4.4 | 19.5 | 0 | 0 | 0 |  | 78.0181 | 27.7572 | 0 | 78.0207 | 86.5122 | 0 | 13.1019 | 44.8391 | 39.8
6788 | 0 | 0 | 0 | 4 | 18.9 | 0 | 0 | 0 |  | 87.8588 | 32.0395 | 0 | 87.8621 | 79.7301 | 0 | 5.9904 | 35.6453 | 36.7
6789 | 0 | 0 | 0 | 3.9 | 18.3 | 0 | 0 | 0 |  | 87.8587 | 32.1244 | 0 | 87.8623 | 72.9479 | 0 | 4.3347 | 28.9362 | 35.1
6790 | 0 | 0 | 0 | 3.3 | 17.8 | 0 | 0 | 0 |  | 87.8585 | 32.1895 | 0 | 87.8625 | 66.1654 | 0 | 2.6982 | 24.7104 | 33.5
6791 | 0 | 0 | 0 | 2.7 | 17.7 | 0 | 0 | 0 |  | 87.8585 | 32.1934 | 0 | 87.8628 | 59.383 | 0 | 1.6919 | 22.052 | 32.5
6792 | 0 | 0 | 0 | 1.8 | 17.7 | 0 | 0 | 0 |  | 87.8544 | 32.18 | 0 | 87.8591 | 52.6013 | 0 | 0.79528 | 20.8084 | 31.6
6793 | 0 | 0 | 0 | 1.8 | 17 | 0 | 0 | 0 |  | 87.8543 | 32.2651 | 0 | 87.8594 | 45.8193 | 0 | 0.3401 | 20.2852 | 31.2
6794 | 0 | 0 | 0 | 1.8 | 16.2 | 0 | 0 | 0 |  | 33.659 | 9.2614 | 0 | 33.6612 | 43.2911 | 0 | 0 | 20.2852 | 9.2614
6795 | 0 | 0 | 0 | 2 | 15.8 | 0 | 0 | 0 |  | 33.659 | 9.3248 | 0 | 33.6614 | 40.763 | 0 | 0 | 20.2852 | 9.3248
6796 | 0 | 0 | 0 | 1.5 | 15.6 | 0 | 0 | 0 |  | 107.9133 | 41.3194 | 0 | 107.9217 | 32.3727 | 0 | 0 | 20.2852 | 39.1
6797 | 0 | 0 | 0 | 1.1 | 14.8 | 0 | 0 | 0 |  | 109.2415 | 41.9905 | 0 | 109.2508 | 23.8752 | 0 | 1.4055 | 18.0232 | 41.1
6798 | 0 | 0 | 0 | 2 | 14.8 | 0 | 0 | 0 |  | 109.2415 | 41.9763 | 0 | 109.2519 | 15.3795 | 0 | 2.4012 | 14.0001 | 42.1
6799 | 116 | 25 | 15 | 2.3 | 15.6 | 0 | 0 | 1.3754 |  | 109.2417 | 41.8958 | 0 | 109.2536 | 6.8879 | 0 | 1.979 | 10.6015 | 43
6800 | 500 | 183 | 64 | 1.8 | 17.9 | 24.9404 | -5.17e-07 | 21.237 |  | 68.4776 | 22.734 | 5.6914 | 49.2223 | 3.554 | 0 | 0 | 10.6015 | 43.7
6801 | 782 | 439 | 106 | 3.2 | 20.8 | 195.7855 | 0 | 47.8545 |  | 25.4902 | 5.0366 | 170.4104 | 0 | 16.6299 | 0 | 0 | 10.6015 | 44.5
6802 | 851 | 561 | 77 | 4.6 | 23.2 | 234.9939 | 0 | 59.3247 |  | 25.4902 | 4.5206 | 209.6435 | 0 | 32.7267 | 0 | 0 | 10.6015 | 44.6
6803 | 863 | 688 | 110 | 5.3 | 24.2 | 247.3699 | 0 | 70.5521 |  | 25.4902 | 4.1951 | 222.0274 | 0 | 49.7614 | 0 | 0 | 10.6015 | 43.4
6804 | 598 | 725 | 287 | 5.9 | 25.1 | 166.1213 | 0 | 68.3759 |  | 25.4902 | 4.4147 | 140.7296 | 0 | 60.559 | 13.5154 | 0 | 31.9473 | 42.2
6805 | 359 | 673 | 408 | 6 | 25.5 | 89.5426 | 0 | 59.0625 |  | 25.4902 | 4.5772 | 64.1044 | 0 | 65.4877 | 21.8855 | 0 | 65.044 | 41.7541
6806 | 279 | 481 | 296 | 5.2 | 25.3 | 0 | 0 | 43.0988 |  | 25.4902 | 5.4685 | 0 | 25.4912 | 63.5757 | 6.9113 | 0 | 75.3487 | 41.6
6807 | 493 | 498 | 221 | 4.7 | 25.6 | 60.5472 | 0 | 47.9493 |  | 25.4902 | 4.368 | 48.1617 | 13.0719 | 66.2733 | 9.3583 | 0 | 89.6844 | 41
6808 | 429 | 313 | 129 | 5 | 24.9 | 92.1815 | 0 | 31.1883 |  | 40.652 | 10.3676 | 51.5779 | 0 | 70.2171 | 0 | 0 | 89.6844 | 41.5559
6809 | 2 | 70 | 70 | 4.9 | 22.8 | 0 | 0 | 4.4237 |  | 110.9384 | 41.2171 | 0 | 110.9436 | 61.5893 | 0 | 0 | 89.6844 | 43.8
6810 | 1 | 10 | 10 | 4.9 | 21 | 0 | 0 | 0.41869 |  | 116.6832 | 44.542 | 0 | 116.6892 | 52.4945 | 0 | 0 | 89.6844 | 42.4
6811 | 0 | 0 | 0 | 4.2 | 19.6 | 0 | 0 | 0 |  | 108.195 | 40.8486 | 0 | 108.2011 | 44.0863 | 0 | 0.51765 | 89.7138 | 38.8
6812 | 0 | 0 | 0 | 3.3 | 19.1 | 0 | 0 | 0 |  | 101.0756 | 37.6964 | 0 | 101.0819 | 36.2501 | 0 | 0.0035372 | 89.8051 | 36
6813 | 0 | 0 | 0 | 3.4 | 18.7 | 0 | 0 | 0 |  | 96.9856 | 35.9576 | 0 | 96.9924 | 28.7418 | 0 | 0.0015713 | 89.8685 | 34.4
6814 | 0 | 0 | 0 | 2.7 | 18.4 | 0 | 0 | 0 |  | 92.2156 | 33.9109 | 0 | 92.2228 | 21.6162 | 0 | 0.0011634 | 89.9113 | 32.5
6815 | 0 | 0 | 0 | 2.8 | 18.3 | 0 | 0 | 0 |  | 88.4555 | 32.2646 | 0 | 88.4633 | 14.7917 | 0 | 0.00088867 | 89.9402 | 31
6816 | 0 | 0 | 0 | 2.4 | 18.2 | 0 | 0 | 0 |  | 86.2081 | 31.2767 | 0 | 86.2169 | 8.1486 | 0 | 0 | 89.9402 | 30.1
6817 | 0 | 0 | 0 | 1.7 | 17.9 | 0 | 0 | 0 |  | 85.1633 | 30.8247 | 0 | 85.1736 | 1.5941 | 0 | 0 | 89.9402 | 29.7
6818 | 0 | 0 | 0 | 1.3 | 17.1 | 0 | 0 | 0 |  | 0 | -0.28887 | 0 | 0 | 1.5899 | 0 | 0 | 89.9402 | -0.28887
6819 | 0 | 0 | 0 | 2.5 | 17.3 | 0 | 0 | 0 |  | 0 | -0.28887 | 0 | 0 | 1.5857 | 0 | 0 | 89.9402 | -0.28887
6820 | 0 | 0 | 0 | 1.8 | 17.1 | 0 | 0 | 0 |  | 0 | -0.28887 | 0 | 0 | 1.5815 | 0 | 0 | 89.9402 | -0.28887
6821 | 0 | 0 | 0 | 1.2 | 16.6 | 0 | 0 | 0 |  | 0 | -0.28887 | 0 | 0 | 1.5773 | 0 | 0 | 89.9402 | -0.28887
6822 | 0 | 0 | 0 | 1.5 | 16.9 | 0 | 0 | 0 |  | 0 | -0.28887 | 0 | 0 | 1.5731 | 0 | 21.0377 | 56.9336 | 20.7489
6823 | 27 | 23 | 20 | 1.8 | 17.5 | 0 | 0 | 1.0817 |  | 0 | -0.28887 | 0 | 0 | 1.5689 | 0 | 24.9332 | 15.6879 | 25.726
6824 | 23 | 105 | 99 | 2.5 | 18.7 | 0 | 0 | 7.7216 |  | 0 | -0.28887 | 0 | 0 | 1.5647 | 0 | 0 | 15.6879 | 7.4327
6825 | 270 | 340 | 221 | 3.2 | 20.4 | 0 | 0 | 30.5066 |  | 0 | -0.28887 | 0 | 0 | 1.5605 | 0 | 0 | 15.6879 | 30.2177
6826 | 42 | 315 | 287 | 4.2 | 21.2 | 0 | 0 | 23.8162 |  | 0 | -0.28887 | 0 | 0 | 1.5564 | 0 | 0 | 15.6879 | 23.5273
6827 | 20 | 396 | 376 | 4.6 | 22 | 0 | 0 | 27.6109 |  | 0 | -0.28887 | 0 | 0 | 1.5523 | 0 | 0 | 15.6879 | 27.322
6828 | 114 | 498 | 407 | 3.7 | 23.6 | 0 | 0 | 38.666 |  | 0 | -0.28887 | 0 | 0 | 1.5481 | 0 | 0 | 15.6879 | 35.5
6829 | 485 | 651 | 299 | 2.9 | 25.1 | 69.3714 | 0 | 59.7088 |  | 0 | -1.4314 | 69.4131 | 0 | 6.7366 | 7.0569 | 0 | 27.1692 | 34.3
6830 | 763 | 642 | 141 | 2 | 26.5 | 217.0691 | 0 | 63.137 |  | 0 | -1.7373 | 217.1997 | 0 | 23.2292 | 24.9736 | 0 | 64.9972 | 33.9
6831 | 742 | 542 | 135 | 2 | 27.3 | 200.3868 | 0 | 54.6691 |  | 0 | -1.6389 | 200.5072 | 0 | 38.5231 | 16.9399 | 0 | 90 | 33.7
6832 | 662 | 355 | 89 | 3.6 | 27 | 155.6496 | 0 | 38.6727 |  | 0 | -1.4307 | 155.7431 | 0 | 50.4077 | 1.3845e-14 | 0 | 90 | 34.8
6833 | 397 | 153 | 61 | 4.9 | 25.1 | 0 | 0 | 16.212 |  | 0 | -0.37147 | 0 | 0 | 50.385 | 0 | 21.6725 | 57.1506 | 37.513
6834 | 36 | 16 | 12 | 4.1 | 22.8 | 0 | 0 | 0.54524 |  | 0 | -0.28887 | 0 | 0 | 50.3622 | 0 | 24.369 | 17.6619 | 24.6253
6835 | 0 | 0 | 0 | 3.4 | 21 | 0 | 0 | 0 |  | 0 | -0.28887 | 0 | 0 | 50.3393 | 0 | 0 | 17.6619 | -0.28887
6836 | 0 | 0 | 0 | 2.7 | 19.6 | 0 | 0 | 0 |  | 0 | -0.28887 | 0 | 0 | 50.3164 | 0 | 0 | 17.6619 | -0.28887
6837 | 0 | 0 | 0 | 2.2 | 19 | 0 | 0 | 0 |  | 0 | -0.28887 | 0 | 0 | 50.2935 | 0 | 0 | 17.6619 | -0.28887
6838 | 0 | 0 | 0 | 1.2 | 18.3 | 0 | 0 | 0 |  | 0 | -0.28887 | 0 | 0 | 50.2705 | 0 | 0 | 17.6619 | -0.28887
6839 | 0 | 0 | 0 | 1 | 18.1 | 0 | 0 | 0 |  | 0 | -0.28887 | 0 | 0 | 50.2475 | 0 | 0 | 17.6619 | -0.28887
6840 | 0 | 0 | 0 | 1.5 | 18.2 | 0 | 0 | 0 |  | 0 | -0.28887 | 0 | 0 | 50.2245 | 0 | 0 | 17.6619 | -0.28887
6841 | 0 | 0 | 0 | 0.9 | 16.8 | 0 | 0 | 0 |  | 0 | -0.28887 | 0 | 0 | 50.2015 | 0 | 0 | 17.6619 | -0.28887
6842 | 0 | 0 | 0 | 1.1 | 16.7 | 0 | 0 | 0 |  | 130.0296 | 25.7926 | 0 | 130.0506 | 39.9806 | 0 | 0 | 17.6619 | 25.7926
6843 | 0 | 0 | 0 | 1.4 | 17.3 | 0 | 0 | 0 |  | 80.3493 | 28.7703 | 0 | 80.3624 | 33.7946 | 0 | 0 | 17.6619 | 27.8
6844 | 0 | 0 | 0 | 1.6 | 16.5 | 0 | 0 | 0 |  | 82.1817 | 29.6277 | 0 | 82.1957 | 27.4639 | 2.2731e-09 | 0 | 17.6619 | 28.6
6845 | 0 | 0 | 0 | 1.1 | 15.7 | 0 | 0 | 0 |  | 82.8177 | 29.8194 | 0 | 82.8326 | 21.0848 | 2.2412e-09 | 0 | 17.6619 | 28.9
6846 | 0 | 0 | 0 | 2 | 15.9 | 0 | 0 | 0 |  | 83.7356 | 30.2855 | 0 | 83.7515 | 14.6327 | 0 | 1.6336 | 15.4054 | 30.9
6847 | 102 | 28 | 18 | 1.4 | 16.2 | 0 | 0 | 1.1717 |  | 83.7333 | 30.2445 | 0 | 83.7503 | 8.1835 | 0 | 2.7676 | 10.6527 | 33.2
6848 | 509 | 191 | 63 | 0.7 | 18.4 | 0 | 0 | 21.3042 |  | 44.1054 | 13.4767 | 0 | 44.1151 | 4.8572 | 0 | 0 | 10.6527 | 34.4
6849 | 705 | 385 | 88 | 1.1 | 21.4 | 111.1952 | 0 | 41.9308 |  | 25.4902 | 4.8129 | 95.0553 | 9.2888 | 11.4043 | 0 | 0 | 10.6527 | 35.1
6850 | 796 | 550 | 101 | 0.7 | 24.3 | 220.7384 | 0 | 55.2507 |  | 50.675 | 13.756 | 170.19 | 0 | 24.4107 | 0 | 0 | 10.6527 | 35.9
6851 | 840 | 666 | 109 | 1.5 | 25.5 | 243.4771 | 0 | 65.539 |  | 50.675 | 13.0776 | 192.944 | 0 | 39.1717 | 0 | 0 | 10.6527 | 35.8
6852 | 858 | 726 | 113 | 1.2 | 27 | 252.6278 | 0 | 69.0561 |  | 50.675 | 12.1933 | 202.1001 | 0 | 54.6259 | 0 | 0 | 10.6527 | 34.1
6853 | 850 | 719 | 115 | 1.5 | 28.1 | 249.2912 | 0 | 68.7114 |  | 50.675 | 11.5091 | 198.7605 | 0 | 69.8091 | 0 | 0 | 10.6527 | 33.1
6854 | 808 | 646 | 118 | 2.7 | 28.5 | 230.455 | 0 | 64.0882 |  | 50.675 | 11.3983 | 179.9109 | 0 | 83.5322 | 12.8616 | 0 | 31.0093 | 32.6
6855 | 736 | 517 | 114 | 2.6 | 27.5 | 197.9355 | 0 | 53.2123 |  | 50.675 | 12.2728 | 147.3688 | 0 | 94.7483 | 24.9737 | 0 | 68.6643 | 32.7
6856 | 606 | 342 | 100 | 3.8 | 27.3 | 117.9752 | 8.4807 | 36.9438 |  | 50.6734 | 12.7551 | 67.3608 | 0 | 99.8558 | 14.3197 | 0 | 89.8046 | 34.6
6857 | 379 | 152 | 65 | 4.3 | 25.8 | 0 | 0 | 15.7173 |  | 50.675 | 14.552 | 0 | 50.677 | 96.0066 | 0 | 7.1531 | 79.2271 | 37.4223
6858 | 24 | 16 | 12 | 3.5 | 23.6 | 0 | 0 | 0.52046 |  | 50.6749 | 15.623 | 0 | 50.6771 | 92.1574 | 0 | 22.0427 | 45.2506 | 38
6859 | 0 | 0 | 0 | 3.5 | 21.3 | 0 | 0 | 0 |  | 82.1997 | 29.0029 | 0 | 82.2035 | 85.8268 | 0 | 7.8253 | 33.0553 | 36
6860 | 0 | 0 | 0 | 3.3 | 19.8 | 0 | 0 | 0 |  | 82.2001 | 29.4211 | 0 | 82.2042 | 79.4952 | 0 | 5.3598 | 24.7043 | 33.7
6861 | 0 | 0 | 0 | 2.5 | 18.8 | 0 | 0 | 0 |  | 82.1999 | 29.5897 | 0 | 82.2042 | 73.1631 | 0 | 3.1631 | 19.6858 | 31.6
6862 | 0 | 0 | 0 | 1.3 | 18.2 | 0 | 0 | 0 |  | 42.7406 | 13.3766 | 0 | 42.7431 | 69.933 | 0 | 0 | 19.6858 | 13.3766
6863 | 0 | 0 | 0 | 1.7 | 17.3 | 0 | 0 | 0 |  | 25.4902 | 6.6101 | 0 | 25.4918 | 68.0204 | 0 | 0 | 19.6858 | 6.6101
6864 | 0 | 0 | 0 | 1.9 | 17.6 | 0 | 0 | 0 |  | 25.4902 | 6.5563 | 0 | 25.4919 | 66.1078 | 0 | 0 | 19.6858 | 6.5563
6865 | 0 | 0 | 0 | 2.4 | 17.6 | 0 | 0 | 0 |  | 25.4902 | 6.5518 | 0 | 25.492 | 64.1953 | 0 | 0 | 19.6858 | 6.5518
6866 | 0 | 0 | 0 | 2.7 | 18 | 0 | 0 | 0 |  | 25.4902 | 6.4792 | 0 | 25.4921 | 62.2828 | 0 | 0 | 19.6858 | 6.4792
6867 | 0 | 0 | 0 | 2.3 | 17.3 | 0 | 0 | 0 |  | 89.4279 | 32.8523 | 0 | 89.4349 | 55.375 | 0 | 0 | 19.6858 | 32.8523
6868 | 0 | 0 | 0 | 2.2 | 17.1 | 0 | 0 | 0 |  | 107.7338 | 41.0352 | 0 | 107.7427 | 46.9998 | 2.1155e-06 | 0 | 19.8974 | 38.9
6869 | 0 | 0 | 0 | 2.7 | 18.3 | 0 | 0 | 0 |  | 114.473 | 44.001 | 0 | 114.4831 | 38.0816 | 2.1283e-06 | 0 | 19.9027 | 41.5
6870 | 0 | 0 | 0 | 1.6 | 18 | 0 | 0 | 0 |  | 117.6212 | 45.5495 | 0 | 117.6324 | 28.9086 | 2.1252e-06 | 0 | 19.9064 | 42.8
6871 | 22 | 27 | 25 | 1.1 | 16.9 | 0 | 0 | 1.189 |  | 116.363 | 45.0824 | 0 | 116.3751 | 19.8377 | 0 | 0 | 19.9064 | 43.6
6872 | 43 | 76 | 69 | 1.8 | 18.2 | 0 | 0 | 5.9241 |  | 106.7045 | 40.3327 | 0 | 106.7168 | 11.5521 | 0 | 0 | 19.9064 | 44.3
6873 | 32 | 163 | 148 | 1.3 | 19.9 | 0 | 0 | 11.9257 |  | 93.5424 | 34.0361 | 0 | 93.5546 | 4.3283 | 0 | 0 | 19.9064 | 44.8
6874 | 114 | 279 | 211 | 1.5 | 22 | 0 | 0 | 22.8807 |  | 0 | -0.28887 | 0 | 0 | 4.3194 | 0 | 5.562 | 10.3227 | 28.1538
6875 | 316 | 469 | 255 | 1.1 | 24.3 | 15.4635 | 0 | 41.6187 |  | 0 | -1.2772 | 15.4728 | 0 | 5.4836 | 0 | 0 | 10.3227 | 40.3415
6876 | 655 | 722 | 254 | 2.9 | 26.7 | 187.3858 | 0 | 67.8629 |  | 0 | -1.5707 | 187.4984 | 0 | 19.7556 | 5.9792 | 0 | 20.0598 | 42.3
6877 | 860 | 723 | 118 | 6.1 | 28 | 247.9136 | 0 | 73.5581 |  | 0 | -1.96 | 248.0624 | 0 | 38.6925 | 24.9684 | 0 | 58.1007 | 42.2
6878 | 825 | 646 | 112 | 6.4 | 27.6 | 231.4309 | 0 | 66.9199 |  | 0 | -1.8324 | 231.5698 | 0 | 56.3778 | 21.6312 | 0 | 90 | 42
6879 | 262 | 298 | 147 | 9.1 | 26.3 | 0 | 0 | 27.6985 |  | 0 | -0.37147 | 0 | 0 | 56.3547 | 0 | 0 | 90 | 27.3271
6880 | 590 | 336 | 99 | 10.7 | 26.6 | 0 | 0 | 36.8309 |  | 0 | -0.28887 | 0 | 0 | 56.3317 | 0 | 5.6663 | 81.9862 | 42.2083
6881 | 455 | 144 | 47 | 8.8 | 25.3 | 0 | 0 | 16.6799 |  | 0 | -0.28887 | 0 | 0 | 56.3086 | 0 | 24.9726 | 43.2771 | 41.3637
6882 | 37 | 16 | 9 | 7.1 | 23.6 | 0 | 0 | 0.39069 |  | 0 | -0.28887 | 0 | 0 | 56.2855 | 0 | 15.405 | 18.4007 | 15.5068
6883 | 0 | 0 | 0 | 6.4 | 22.4 | 0 | 0 | 0 |  | 0 | -0.28887 | 0 | 0 | 56.2623 | 0 | 0 | 18.4007 | -0.28887
6884 | 0 | 0 | 0 | 6.5 | 21 | 0 | 0 | 0 |  | 0 | -0.28887 | 0 | 0 | 56.239 | 0 | 0 | 18.4007 | -0.28887
6885 | 0 | 0 | 0 | 7.9 | 20.5 | 0 | 0 | 0 |  | 0 | -0.28887 | 0 | 0 | 56.2157 | 0 | 0 | 18.4007 | -0.28887
6886 | 0 | 0 | 0 | 6.6 | 19.5 | 0 | 0 | 0 |  | 0 | -0.28887 | 0 | 0 | 56.1924 | 0 | 0 | 18.4007 | -0.28887
6887 | 0 | 0 | 0 | 4.3 | 18.1 | 0 | 0 | 0 |  | 0 | -0.28887 | 0 | 0 | 56.1691 | 0 | 0 | 18.4007 | -0.28887
6888 | 0 | 0 | 0 | 3.9 | 17.7 | 0 | 0 | 0 |  | 0 | -0.28887 | 0 | 0 | 56.1457 | 0 | 0 | 18.4007 | -0.28887
6889 | 0 | 0 | 0 | 4.6 | 17.8 | 0 | 0 | 0 |  | 0 | -0.28887 | 0 | 0 | 56.1223 | 0 | 0 | 18.4007 | -0.28887
6890 | 0 | 0 | 0 | 4.6 | 17.1 | 0 | 0 | 0 |  | 0 | -0.28887 | 0 | 0 | 56.0989 | 0 | 0 | 18.4007 | -0.28887
6891 | 0 | 0 | 0 | 4.1 | 16.9 | 0 | 0 | 0 |  | 130.2527 | 25.8844 | 0 | 130.2685 | 45.8596 | 0 | 4.832 | 10.5125 | 30.7163
6892 | 0 | 0 | 0 | 2.4 | 16.3 | 0 | 0 | 0 |  | 107.7863 | 41.1148 | 0 | 107.7995 | 37.4791 | 0 | 0 | 10.5125 | 39
6893 | 0 | 0 | 0 | 2.1 | 15.3 | 0 | 0 | 0 |  | 113.0249 | 43.6781 | 0 | 113.0395 | 28.6739 | 0 | 0 | 10.5125 | 41.2
6894 | 0 | 0 | 0 | 2.3 | 13.5 | 0 | 0 | 0 |  | 115.2222 | 44.8428 | 0 | 115.238 | 19.6904 | 0 | 0 | 10.5125 | 42.2
6895 | 170 | 27 | 12 | 2.2 | 12.5 | 0 | 0 | 1.0796 |  | 113.9094 | 44.2545 | 0 | 113.9264 | 10.8149 | 0 | 0 | 10.5125 | 42.8
6896 | 688 | 206 | 43 | 1.6 | 14.7 | 0 | 0 | 25.6462 |  | 54.5481 | 18.1126 | 0 | 54.5571 | 6.6708 | 0 | 0 | 10.5125 | 43.1
6897 | 852 | 406 | 58 | 1.5 | 17.3 | 150.4116 | 0 | 46.9427 |  | 42.0516 | 11.0321 | 120.9596 | 12.5169 | 15.0091 | 0 | 0 | 10.5125 | 43.5
6898 | 918 | 572 | 68 | 1.7 | 19 | 256.6862 | 0 | 61.6393 |  | 86.5481 | 29.5866 | 170.2833 | 0 | 28.0299 | 0 | 0 | 10.5125 | 43.5
6899 | 940 | 686 | 76 | 1.9 | 20.5 | 274.0765 | 0 | 70.6524 |  | 86.5476 | 29.1144 | 187.6869 | 0 | 42.4055 | 0 | 0 | 10.5125 | 41.9
6900 | 953 | 744 | 77 | 1.6 | 21 | 282.2333 | 0 | 74.3826 |  | 86.5476 | 28.9028 | 195.85 | 0 | 57.4122 | 0 | 0 | 10.5125 | 41
6901 | 942 | 735 | 79 | 2.1 | 21.6 | 277.5396 | 0 | 74.1749 |  | 86.5474 | 28.793 | 191.1544 | 0 | 72.0581 | 0 | 0 | 10.5125 | 40.8
6902 | 909 | 662 | 81 | 1.8 | 22.2 | 261.7776 | 0 | 67.6433 |  | 86.5473 | 28.7824 | 175.3838 | 0 | 85.4905 | 4.2172 | 0 | 17.4739 | 40.6
6903 | 853 | 534 | 80 | 2.3 | 22.3 | 231.7588 | 0 | 57.737 |  | 86.4922 | 28.9844 | 145.4026 | 0 | 96.6169 | 24.9663 | 0 | 55.6129 | 40.2
6904 | 743 | 357 | 71 | 2.8 | 22 | 130.047 | 20.2747 | 41.2064 |  | 86.5501 | 29.648 | 43.5717 | 0 | 99.9247 | 23.3273 | 0 | 90 | 41.7
6905 | 503 | 156 | 47 | 3.2 | 20.7 | 72.1444 | 0 | 18.0959 |  | 78.9972 | 27.0386 | 0 | 6.8117 | 99.3795 | 0 | 0 | 90 | 44.4
6906 | 25 | 12 | 8 | 2.1 | 17.8 | 0 | 0 | 0.34391 |  | 79.5134 | 28.6051 | 0 | 79.516 | 93.2592 | 0 | 15.2223 | 67.2437 | 43
6907 | 0 | 0 | 0 | 2.1 | 16.1 | 0 | 0 | 0 |  | 79.5123 | 28.7679 | 0 | 79.5152 | 87.1393 | 0 | 11.6444 | 49.4641 | 39.2
6908 | 0 | 0 | 0 | 0.9 | 15.3 | 0 | 0 | 0 |  | 79.5122 | 28.8661 | 0 | 79.5154 | 81.0191 | 0 | 8.1088 | 36.987 | 35.7
6909 | 0 | 0 | 0 | 0.8 | 14.5 | 0 | 0 | 0 |  | 79.5122 | 28.9522 | 0 | 79.5157 | 74.8986 | 0 | 6.1747 | 27.3218 | 33.8
6910 | 0 | 0 | 0 | 2 | 14 | 0 | 0 | 0 |  | 79.5231 | 28.932 | 0 | 79.5269 | 68.7781 | 0 | 4.5518 | 20.0299 | 32.2
6911 | 0 | 0 | 0 | 1.2 | 12.8 | 0 | 0 | 0 |  | 79.5105 | 28.8087 | 0 | 79.5146 | 62.659 | 0 | 0 | 20.0299 | 28.8087
6912 | 0 | 0 | 0 | 1.1 | 12.5 | 0 | 0 | 0 |  | 66.5575 | 23.1796 | 0 | 66.5613 | 57.5621 | 0 | 0 | 20.0299 | 23.1796
6913 | 0 | 0 | 0 | 1.8 | 12.7 | 0 | 0 | 0 |  | 66.5575 | 23.1473 | 0 | 66.5616 | 52.4655 | 0 | 0 | 20.0299 | 23.1473
6914 | 0 | 0 | 0 | 1.5 | 12.6 | 0 | 0 | 0 |  | 66.5575 | 23.1429 | 0 | 66.5619 | 47.369 | 0 | 0 | 20.0299 | 23.1429
6915 | 0 | 0 | 0 | 0.7 | 10.7 | 0 | 0 | 0 |  | 94.8871 | 35.6611 | 0 | 94.8939 | 40.0225 | 2.0662e-06 | 0 | 20.1947 | 34.1
6916 | 0 | 0 | 0 | 0.7 | 10.6 | 0 | 0 | 0 |  | 107.5294 | 41.5125 | 0 | 107.5378 | 31.6575 | 2.064e-06 | 0 | 20.2045 | 39.3
6917 | 0 | 0 | 0 | 1.5 | 10.9 | 0 | 0 | 0 |  | 109.7244 | 42.5448 | 0 | 109.7338 | 23.1154 | 0 | 1.5469 | 17.6639 | 41.7
6918 | 0 | 0 | 0 | 1.1 | 10.5 | 0 | 0 | 0 |  | 109.7244 | 42.5325 | 0 | 109.735 | 14.5752 | 0 | 2.2852 | 13.8308 | 42.5
6919 | 177 | 27 | 13 | 1.4 | 11.5 | 0 | 0 | 1.1084 |  | 109.726 | 42.3637 | 0 | 109.7382 | 6.0414 | 0 | 1.9276 | 10.5175 | 43.1
6920 | 659 | 197 | 42 | 1.1 | 15.1 | 0 | 0 | 24.578 |  | 57.9472 | 19.3855 | 0 | 57.9549 | 1.6365 | 0 | 0 | 10.5175 | 43.4
6921 | 823 | 392 | 59 | 0.9 | 17.9 | 142.001 | -5.27e-06 | 45.1743 |  | 25.4902 | 4.978 | 124.4899 | 7.8973 | 10.5773 | 0 | 0 | 10.5175 | 43.9
6922 | 918 | 563 | 63 | 1.3 | 19.1 | 256.4756 | 0 | 60.7629 |  | 93.0497 | 32.4141 | 163.5739 | 0 | 23.0404 | 0 | 0 | 10.5175 | 43.9
6923 | 957 | 684 | 66 | 1.9 | 20.6 | 279.2161 | 0 | 70.9201 |  | 93.0494 | 31.8489 | 186.3301 | 0 | 37.272 | 0 | 0 | 10.5175 | 42.6
6924 | 966 | 741 | 69 | 1.8 | 21.6 | 286.1924 | 0 | 74.7796 |  | 93.0493 | 31.5029 | 193.3114 | 0 | 52.0501 | 0 | 0 | 10.5175 | 41.9
6925 | 957 | 732 | 70 | 2.1 | 22.6 | 282.1424 | 0 | 74.1392 |  | 93.0495 | 31.2051 | 189.2589 | 0 | 66.5251 | 0 | 0 | 10.5175 | 41.5
6926 | 935 | 660 | 68 | 2.8 | 23.1 | 268.8714 | 0 | 69.1023 |  | 93.0497 | 31.1762 | 175.9797 | 0 | 79.9871 | 3.1596 | 0 | 15.7694 | 41.2
6927 | 890 | 532 | 64 | 2 | 23.7 | 242.4246 | 0 | 57.4652 |  | 93.0498 | 31.1971 | 149.5169 | 0 | 91.4235 | 24.9654 | 0 | 53.9697 | 40.9
6928 | 789 | 355 | 56 | 3.4 | 23.4 | 186.2135 | 0 | 41.9461 |  | 93.0519 | 31.6648 | 93.2689 | 0 | 98.5451 | 24.4486 | 0 | 90 | 42.5
6929 | 567 | 158 | 40 | 3.9 | 21.2 | 81.4825 | 0 | 19.0835 |  | 81.4515 | 27.8672 | 0.072768 | 0 | 98.5313 | 0 | 0 | 90 | 45.2
6930 | 45 | 14 | 8 | 2.7 | 18.9 | 0 | 0 | 0.33575 |  | 81.3215 | 29.1863 | 0 | 81.3238 | 92.2687 | 0 | 15.2856 | 67.152 | 43.7
6931 | 0 | 0 | 0 | 1.7 | 16.9 | 0 | 0 | 0 |  | 81.3213 | 29.5847 | 0 | 81.3239 | 86.0048 | 0 | 11.3691 | 49.8221 | 39.6
6932 | 0 | 0 | 0 | 1.1 | 15.3 | 0 | 0 | 0 |  | 81.32 | 29.6252 | 0 | 81.3229 | 79.7416 | 0 | 7.7743 | 37.892 | 36.1
6933 | 0 | 0 | 0 | 0.5 | 14.5 | 0 | 0 | 0 |  | 81.32 | 29.7092 | 0 | 81.3231 | 73.4782 | 0 | 6.0392 | 28.4692 | 34.4
6934 | 0 | 0 | 0 | 0.8 | 14.3 | 0 | 0 | 0 |  | 81.32 | 29.7202 | 0 | 81.3234 | 67.2148 | 0 | 4.1303 | 21.9017 | 32.5
6935 | 0 | 0 | 0 | 1.9 | 13.8 | 0 | 0 | 0 |  | 54.8018 | 18.3829 | 0 | 54.8044 | 63.0423 | 0 | 0 | 21.9017 | 18.3829
6936 | 0 | 0 | 0 | 0.7 | 12.3 | 0 | 0 | 0 |  | 55.8804 | 18.3992 | 0 | 55.8832 | 58.7853 | 0 | 0 | 21.9017 | 18.3992
6937 | 0 | 0 | 0 | 1.2 | 12.5 | 0 | 0 | 0 |  | 55.8804 | 18.3499 | 0 | 55.8835 | 54.5284 | 0 | 0 | 21.9017 | 18.3499
6938 | 0 | 0 | 0 | 0.6 | 11.2 | 0 | 0 | 0 |  | 88.2067 | 32.6583 | 0 | 88.2121 | 47.7165 | 0 | 0 | 21.9017 | 31.3
6939 | 0 | 0 | 0 | 1.2 | 12 | 0 | 0 | 0 |  | 95.1987 | 35.7479 | 0 | 95.205 | 40.3473 | 0 | 0 | 21.9017 | 34.1
6940 | 0 | 0 | 0 | 0.7 | 10.5 | 0 | 0 | 0 |  | 107.0176 | 41.2828 | 0 | 107.0254 | 32.0237 | 2.063e-06 | 0 | 22.0913 | 39.1
6941 | 0 | 0 | 0 | 1.4 | 11.6 | 0 | 0 | 0 |  | 109.1271 | 42.1209 | 0 | 109.1359 | 23.533 | 0 | 1.7928 | 19.1631 | 41.6
6942 | 0 | 0 | 0 | 2.1 | 12 | 0 | 0 | 0 |  | 109.1271 | 42.0904 | 0 | 109.1371 | 15.0444 | 0 | 2.8079 | 14.4693 | 42.6
6943 | 173 | 25 | 12 | 0.6 | 10.6 | 0 | 0 | 1.0065 |  | 109.1255 | 42.2315 | 0 | 109.1369 | 6.5565 | 0 | 2.2333 | 10.6339 | 43.2
6944 | 578 | 178 | 45 | 0.5 | 15.4 | 0 | 0 | 22.228 |  | 64.4918 | 22.3205 | 0 | 64.4999 | 1.6362 | 0 | 0 | 10.6339 | 43.7
6945 | 822 | 388 | 58 | 0.7 | 19.3 | 141.2303 | 5.25e-06 | 44.6482 |  | 25.4902 | 4.7351 | 123.7487 | 7.9269 | 10.5201 | 0 | 0 | 10.6339 | 44.2
6946 | 898 | 552 | 65 | 1.2 | 21.2 | 250.2644 | 0 | 59.2072 |  | 59.3838 | 18.0154 | 191.0272 | 0 | 25.1627 | 0 | 0 | 10.6339 | 44.2
6947 | 937 | 671 | 70 | 2.5 | 22.4 | 272.5329 | 0 | 70.2316 |  | 59.3839 | 17.5299 | 213.3104 | 0 | 41.5148 | 0 | 0 | 10.6339 | 42.9
6948 | 947 | 728 | 73 | 2.2 | 23.8 | 279.799 | 0 | 73.8056 |  | 59.384 | 16.9586 | 220.5811 | 0 | 58.4118 | 0 | 0 | 10.6339 | 41.8
6949 | 925 | 715 | 78 | 1.6 | 25.1 | 272.2973 | 0 | 71.141 |  | 59.384 | 16.4301 | 213.0745 | 0 | 74.7159 | 0 | 0 | 10.6339 | 41.8
6950 | 829 | 621 | 97 | 1.2 | 26.4 | 236.8719 | 0 | 62.5293 |  | 59.384 | 15.9912 | 177.6268 | 0 | 88.2866 | 23.6613 | 0 | 47.1087 | 41.7
6951 | 652 | 479 | 143 | 3 | 26 | 171.483 | 0 | 51.0732 |  | 59.3886 | 16.6246 | 112.1924 | 0 | 96.8368 | 24.9817 | 0 | 84.1054 | 41.2
6952 | 398 | 294 | 142 | 3 | 25.8 | 83.4401 | 0 | 30.3344 |  | 59.3968 | 17.043 | 24.0882 | 0 | 98.6558 | 2.7847 | 0 | 88.2243 | 42.7
6953 | 391 | 172 | 97 | 3.7 | 24.4 | 0 | 0 | 18.3161 |  | 56.921 | 17.6402 | 0 | 56.9228 | 94.3169 | 0 | 8.876 | 75.2449 | 44.8323
6954 | 29 | 15 | 10 | 2.7 | 21.2 | 0 | 0 | 0.41657 |  | 56.9207 | 18.7989 | 0 | 56.9226 | 89.978 | 0 | 24.9708 | 36.3525 | 43.5
6955 | 0 | 0 | 0 | 1.3 | 17.6 | 0 | 0 | 0 |  | 92.4812 | 34.2327 | 0 | 92.4846 | 82.8268 | 0 | 6.8084 | 25.6036 | 39.5
6956 | 0 | 0 | 0 | 0.5 | 16.2 | 0 | 0 | 0 |  | 92.4808 | 34.3986 | 0 | 92.4846 | 75.6746 | 0 | 3.4964 | 20.1429 | 36.3
6957 | 0 | 0 | 0 | 1.2 | 15.2 | 0 | 0 | 0 |  | 92.4806 | 34.4982 | 0 | 92.4847 | 68.5216 | 0 | 1.6384 | 17.566 | 34.5
6958 | 0 | 0 | 0 | 1.2 | 15.6 | 0 | 0 | 0 |  | 49.1884 | 15.5552 | 0 | 49.1907 | 64.7894 | 0 | 0 | 17.566 | 15.5552
6959 | 0 | 0 | 0 | 2.1 | 16.2 | 0 | 0 | 0 |  | 25.49 | 5.7569 | 0 | 25.4914 | 62.8767 | 0 | 0 | 17.566 | 5.7569
6960 | 0 | 0 | 0 | 1.8 | 16.8 | 0 | 0 | 0 |  | 25.49 | 6.2384 | 0 | 25.4915 | 60.9642 | 0 | 0 | 17.566 | 6.2384
6961 | 0 | 0 | 0 | 0.8 | 13.3 | 0 | 0 | 0 |  | 25.4902 | 5.8455 | 0 | 25.4917 | 59.0515 | 0 | 0 | 17.566 | 5.8455
6962 | 0 | 0 | 0 | 0.7 | 14.4 | 0 | 0 | 0 |  | 88.5475 | 32.6889 | 0 | 88.5534 | 52.214 | 0 | 0 | 17.566 | 31.3
6963 | 0 | 0 | 0 | 0.6 | 12.8 | 0 | 0 | 0 |  | 95.7649 | 35.9379 | 0 | 95.7718 | 44.7993 | 0 | 0 | 17.566 | 34.3
6964 | 0 | 0 | 0 | 1 | 13.7 | 0 | 0 | 0 |  | 106.6499 | 40.8814 | 0 | 106.6582 | 36.5084 | 0 | 0 | 17.566 | 38.7
6965 | 0 | 0 | 0 | 0.9 | 13.9 | 0 | 0 | 0 |  | 112.3263 | 43.5071 | 0 | 112.3359 | 27.7592 | 0 | 0 | 17.566 | 41
6966 | 0 | 0 | 0 | 1.9 | 14.2 | 0 | 0 | 0 |  | 112.7082 | 43.658 | 0 | 112.7187 | 18.9808 | 0 | 0.75289 | 16.5301 | 41.9
6967 | 83 | 26 | 20 | 2.2 | 14.7 | 0 | 0 | 1.0945 |  | 112.7084 | 43.611 | 0 | 112.7203 | 10.2055 | 0 | 0.49289 | 15.7131 | 42.7
6968 | 212 | 140 | 88 | 1.7 | 16.4 | 0 | 0 | 13.898 |  | 83.6504 | 30.3876 | 0 | 83.6607 | 3.7679 | 0 | 0 | 15.7131 | 43.1
6969 | 515 | 328 | 115 | 1 | 20.2 | 57.1281 | 0 | 35.1295 |  | 25.49 | 4.8572 | 45.1118 | 13.4428 | 6.2192 | 0 | 3.1009 | 10.3726 | 43.0876
6970 | 634 | 504 | 157 | 1.3 | 23.6 | 170.9167 | 0 | 51.6282 |  | 25.4902 | 4.7695 | 145.5269 | 0 | 17.3688 | 0 | 0 | 10.3726 | 43.3
6971 | 685 | 632 | 190 | 1 | 26 | 194.555 | 0 | 61.1138 |  | 25.4902 | 4.0513 | 169.1799 | 0 | 30.3352 | 0 | 0 | 10.3726 | 41.9
6972 | 505 | 578 | 225 | 1.2 | 26.7 | 140.4527 | 0 | 54.4418 |  | 25.4902 | 4.1322 | 115.0449 | 0 | 39.1594 | 0 | 0 | 10.3726 | 40.7
6973 | 714 | 673 | 182 | 3.3 | 26.7 | 204.5717 | 0 | 67.4254 |  | 25.4902 | 3.8518 | 179.2012 | 0 | 52.8705 | 13.1285 | 0 | 31.1444 | 40.1
6974 | 819 | 637 | 124 | 4.4 | 26.5 | 231.1831 | 0 | 66.7198 |  | 25.4902 | 3.7376 | 205.8265 | 0 | 68.5941 | 24.9739 | 0 | 68.7993 | 40
6975 | 629 | 489 | 161 | 5 | 25.8 | 162.2577 | 0 | 51.7072 |  | 25.4902 | 4.274 | 136.8584 | 0 | 79.0402 | 14.2068 | 0 | 89.7791 | 39.8
6976 | 252 | 236 | 130 | 4.4 | 24.5 | 0 | 0 | 22.199 |  | 25.4902 | 5.6489 | 0 | 25.4912 | 77.1277 | 0 | 13.5495 | 69.3577 | 41.2
6977 | 12 | 68 | 66 | 3.2 | 23 | 0 | 0 | 4.5041 |  | 46.7169 | 14.2484 | 0 | 46.719 | 73.5883 | 0 | 24.9686 | 30.1897 | 43.4
6978 | 3 | 8 | 8 | 2.2 | 20.8 | 0 | 0 | 0 |  | 103.4138 | 38.3821 | 0 | 103.4187 | 65.5646 | 0 | 5.0744 | 22.1418 | 41.8
6979 | 0 | 0 | 0 | 1.3 | 18 | 0 | 0 | 0 |  | 103.4142 | 38.9862 | 0 | 103.4195 | 57.5375 | 0 | 0.56284 | 21.3882 | 38.5
6980 | 0 | 0 | 0 | 0.8 | 16.9 | 0 | 0 | 0 |  | 25.49 | 6.5215 | 0 | 25.4914 | 55.6254 | 0 | 0 | 21.3882 | 6.5215
6981 | 0 | 0 | 0 | 1.1 | 16.5 | 0 | 0 | 0 |  | 90.817 | 33.5922 | 0 | 90.8226 | 48.6071 | 0 | 1.8944 | 18.4774 | 34
6982 | 0 | 0 | 0 | 0.4 | 14.9 | 0 | 0 | 0 |  | 90.817 | 33.7557 | 0 | 90.8231 | 41.5878 | 0 | 0 | 18.4774 | 32.2
6983 | 0 | 0 | 0 | 0.9 | 14.7 | 0 | 0 | 0 |  | 87.1111 | 32.0299 | 0 | 87.1175 | 34.866 | 0 | 0 | 18.4774 | 30.7
6984 | 0 | 0 | 0 | 1 | 15 | 0 | 0 | 0 |  | 68.0794 | 23.9036 | 0 | 68.0849 | 29.6511 | 0 | 0 | 18.4774 | 23.9036
6985 | 0 | 0 | 0 | 1.1 | 15 | 0 | 0 | 0 |  | 25.4902 | 5.4561 | 0 | 25.4924 | 27.7411 | 0 | 0 | 18.4774 | 5.4561
6986 | 0 | 0 | 0 | 1.9 | 14.9 | 0 | 0 | 0 |  | 25.4902 | 5.4712 | 0 | 25.4926 | 25.8315 | 0 | 0 | 18.4774 | 5.4712
6987 | 0 | 0 | 0 | 0.8 | 14.3 | 0 | 0 | 0 |  | 25.4902 | 5.5999 | 0 | 25.4929 | 23.9222 | 0 | 0 | 18.4774 | 5.5999
6988 | 0 | 0 | 0 | 1.2 | 13.7 | 0 | 0 | 0 |  | 25.4902 | 5.7047 | 0 | 25.4931 | 22.0133 | 0 | 0 | 18.4774 | 5.7047
6989 | 0 | 0 | 0 | 1.5 | 14.2 | 0 | 0 | 0 |  | 25.4902 | 5.5999 | 0 | 25.4934 | 20.1048 | 0 | 0 | 18.4774 | 5.5999
6990 | 0 | 0 | 0 | 0.9 | 13.5 | 0 | 0 | 0 |  | 94.8987 | 35.4965 | 0 | 94.9119 | 12.7613 | 0 | 1.7754 | 15.6946 | 35.7
6991 | 154 | 22 | 10 | 0.7 | 13.4 | 0 | 0 | 0.76524 |  | 94.8987 | 35.4703 | 0 | 94.9133 | 5.4215 | 0 | 3.0944 | 10.3639 | 37.8
6992 | 639 | 181 | 38 | 0.8 | 16.6 | 46.0007 | 0 | 23.5173 |  | 49.8336 | 14.9797 | 25.1319 | 28.947 | 5.1256 | 0 | 0 | 10.3639 | 38.4969
6993 | 784 | 363 | 55 | 0.6 | 20.4 | 193.581 | 0 | 42.4826 |  | 25.4899 | 4.9705 | 168.1976 | 0 | 17.9095 | 0 | 0 | 10.3639 | 39
6994 | 881 | 532 | 59 | 1.1 | 22.6 | 244.6794 | 0 | 57.396 |  | 25.4902 | 4.5423 | 219.3234 | 0 | 34.6003 | 0 | 0 | 10.3639 | 39.1
6995 | 926 | 651 | 63 | 2.7 | 23.9 | 268.727 | 0 | 68.794 |  | 25.4902 | 4.0739 | 243.3816 | 0 | 53.1142 | 0 | 0 | 10.3639 | 38.3
6996 | 926 | 709 | 75 | 4.4 | 24.9 | 270.9828 | 0 | 74.3462 |  | 25.4902 | 3.7756 | 245.6341 | 0 | 71.781 | 12.1895 | 0 | 29.7115 | 36.4
6997 | 804 | 665 | 117 | 5.2 | 25 | 230.6935 | 0 | 70.0048 |  | 25.4902 | 4.0999 | 205.3171 | 0 | 87.3615 | 24.9731 | 0 | 67.4207 | 35.4
6998 | 330 | 436 | 225 | 5.7 | 25.6 | 78.1008 | 0 | 41.252 |  | 25.4902 | 4.5859 | 52.7034 | 0 | 91.3617 | 10.7636 | 0 | 83.3403 | 35.0744
6999 | 355 | 372 | 189 | 6.7 | 25.1 | 79.0503 | 0 | 36.8145 |  | 25.4902 | 4.6968 | 53.5888 | 0 | 95.4123 | 3.4702 | 0 | 88.8802 | 35.3
7000 | 231 | 234 | 142 | 4.3 | 25.1 | 0 | 0 | 22.1812 |  | 34.1644 | 8.7214 | 0 | 34.1657 | 92.8437 | 0 | 6.194 | 79.7513 | 37.0966
7001 | 150 | 122 | 90 | 4.1 | 24.2 | 0 | 0 | 10.9529 |  | 46.0462 | 13.6284 | 0 | 46.0482 | 89.3562 | 0 | 14.8871 | 56.8945 | 39.4
7002 | 5 | 8 | 7 | 1.8 | 21.9 | 0 | 0 | 0 |  | 46.0461 | 14.2915 | 0 | 46.0483 | 85.8686 | 0 | 24.9404 | 15.8635 | 38.7
7003 | 0 | 0 | 0 | 3.9 | 21.2 | 0 | 0 | 0 |  | 37.2912 | 10.9226 | 0 | 37.2931 | 83.0595 | 0 | 0 | 15.8635 | 10.9226
7004 | 0 | 0 | 0 | 3 | 19.8 | 0 | 0 | 0 |  | 25.4902 | 6.1655 | 0 | 25.4915 | 81.1465 | 0 | 0 | 15.8635 | 6.1655
7005 | 0 | 0 | 0 | 2.8 | 18.9 | 0 | 0 | 0 |  | 25.4902 | 6.3353 | 0 | 25.4916 | 79.2334 | 0 | 0 | 15.8635 | 6.3353
7006 | 0 | 0 | 0 | 5 | 20 | 0 | 0 | 0 |  | 25.4902 | 6.1185 | 0 | 25.4917 | 77.3205 | 0 | 0 | 15.8635 | 6.1185
7007 | 0 | 0 | 0 | 7 | 20.7 | 0 | 0 | 0 |  | 25.4902 | 6.4084 | 0 | 25.4918 | 75.4077 | 0 | 0 | 15.8635 | 6.4084
7008 | 0 | 0 | 0 | 8.7 | 20.5 | 0 | 0 | 0 |  | 0 | -0.28887 | 0 | 0 | 75.3836 | 0 | 0 | 15.8635 | -0.28887
7009 | 0 | 0 | 0 | 7.9 | 20.5 | 0 | 0 | 0 |  | 0 | -0.28887 | 0 | 0 | 75.3595 | 0 | 0 | 15.8635 | -0.28887
7010 | 0 | 0 | 0 | 5.6 | 20.1 | 0 | 0 | 0 |  | 0 | -0.28887 | 0 | 0 | 75.3354 | 0 | 0 | 15.8635 | -0.28887
7011 | 0 | 0 | 0 | 4.5 | 19.8 | 0 | 0 | 0 |  | 0 | -0.28887 | 0 | 0 | 75.3113 | 0 | 0 | 15.8635 | -0.28887
7012 | 0 | 0 | 0 | 6.1 | 19.6 | 0 | 0 | 0 |  | 0 | -0.28887 | 0 | 0 | 75.2871 | 0 | 0 | 15.8635 | -0.28887
7013 | 0 | 0 | 0 | 6.8 | 17.3 | 0 | 0 | 0 |  | 0 | -0.28887 | 0 | 0 | 75.2629 | 0 | 0 | 15.8635 | -0.28887
7014 | 0 | 0 | 0 | 3.6 | 14.8 | 0 | 0 | 0 |  | 0 | -0.28887 | 0 | 0 | 75.2386 | 0 | 0 | 15.8635 | -0.28887
7015 | 2 | 6 | 6 | 3.6 | 14.5 | 0 | 0 | 0.25593 |  | 0 | -0.28887 | 0 | 0 | 75.2142 | 0 | 0 | 15.8635 | -0.032935
7016 | 0 | 30 | 30 | 3.7 | 13.2 | 0 | 0 | 1.7966 |  | 0 | -0.28887 | 0 | 0 | 75.1898 | 0 | 0 | 15.8635 | 1.5077
7017 | 0 | 137 | 137 | 1.6 | 13.2 | 0 | 0 | 9.2832 |  | 0 | -0.28887 | 0 | 0 | 75.1654 | 0 | 0 | 15.8635 | 8.9944
7018 | 0 | 96 | 95 | 2.5 | 14.6 | 0 | 0 | 5.9275 |  | 0 | -0.28887 | 0 | 0 | 75.1411 | 0 | 0 | 15.8635 | 5.6386
7019 | 0 | 136 | 134 | 1.9 | 14.9 | 0 | 0 | 8.5167 |  | 0 | -0.28887 | 0 | 0 | 75.1168 | 0 | 0 | 15.8635 | 8.2278
7020 | 1 | 213 | 210 | 3 | 15.6 | 0 | 0 | 13.9714 |  | 0 | -0.28887 | 0 | 0 | 75.0925 | 0 | 0 | 15.8635 | 13.6825
7021 | 10 | 269 | 258 | 3.7 | 16 | 0 | 0 | 18.3048 |  | 0 | -0.28887 | 0 | 0 | 75.0682 | 18.2885 | 0 | 44.5197 | -0.27254
7022 | 424 | 515 | 249 | 3.8 | 17.4 | 0 | 0 | 50.651 |  | 0 | -0.28887 | 0 | 0 | 75.0441 | 21.9098 | 0 | 77.3066 | 28.4523
7023 | 282 | 404 | 252 | 5 | 18.4 | 0 | 0 | 38.4081 |  | 0 | -0.28887 | 0 | 0 | 75.0199 | 6.1044 | 0 | 86.3981 | 32.0148
7024 | 582 | 347 | 142 | 4 | 19.3 | 64.9741 | 0 | 39.7161 |  | 0 | -1.4038 | 65.0215 | 0 | 79.8169 | 1.4535 | 0 | 88.9497 | 34.7
7025 | 298 | 121 | 66 | 3.2 | 18.2 | 0 | 0 | 13.8627 |  | 0 | -0.37147 | 0 | 0 | 79.7926 | 0 | 0 | 88.9497 | 13.4913
7026 | 38 | 13 | 9 | 1.5 | 16.7 | 0 | 0 | 0 |  | 0 | -0.28887 | 0 | 0 | 79.7683 | 0 | 24.9738 | 50.4157 | 24.6849
7027 | 0 | 0 | 0 | 2.8 | 15.4 | 0 | 0 | 0 |  | 0 | -0.28887 | 0 | 0 | 79.7439 | 0 | 21.0551 | 15.8709 | 20.7662
7028 | 0 | 0 | 0 | 0.9 | 14 | 0 | 0 | 0 |  | 0 | -0.28887 | 0 | 0 | 79.7194 | 0 | 0 | 15.8709 | -0.28887
7029 | 0 | 0 | 0 | 1.1 | 13.1 | 0 | 0 | 0 |  | 0 | -0.28887 | 0 | 0 | 79.6949 | 0 | 0 | 15.8709 | -0.28887
7030 | 0 | 0 | 0 | 0.9 | 12 | 0 | 0 | 0 |  | 0 | -0.28887 | 0 | 0 | 79.6703 | 0 | 0 | 15.8709 | -0.28887
7031 | 0 | 0 | 0 | 2.2 | 11.9 | 0 | 0 | 0 |  | 0 | -0.28887 | 0 | 0 | 79.6457 | 0 | 0 | 15.8709 | -0.28887
7032 | 0 | 0 | 0 | 2.6 | 11.6 | 0 | 0 | 0 |  | 0 | -0.28887 | 0 | 0 | 79.6212 | 0 | 0 | 15.8709 | -0.28887
7033 | 0 | 0 | 0 | 1.6 | 10 | 0 | 0 | 0 |  | 129.9302 | 26.1302 | 0 | 129.9508 | 69.3967 | 0 | 0 | 15.8709 | 26.1302
7034 | 0 | 0 | 0 | 2.2 | 10.7 | 0 | 0 | 0 |  | 82.6826 | 29.9398 | 0 | 82.6956 | 63.0232 | 0 | 0 | 15.8709 | 29.1
7035 | 0 | 0 | 0 | 2 | 10.3 | 0 | 0 | 0 |  | 91.5991 | 33.9513 | 0 | 91.6139 | 55.9382 | 0 | 0 | 15.8709 | 32.8
7036 | 0 | 0 | 0 | 2.1 | 10.4 | 0 | 0 | 0 |  | 105.267 | 40.3068 | 0 | 105.2846 | 47.7531 | 0 | 1.3311e-06 | 16.2323 | 38.4
7037 | 0 | 0 | 0 | 1.2 | 9.8 | 0 | 0 | 0 |  | 112.9141 | 43.9841 | 0 | 112.9335 | 38.9478 | 0 | 0 | 16.2323 | 41.6
7038 | 0 | 0 | 0 | 0.9 | 8.9 | 0 | 0 | 0 |  | 114.851 | 44.9223 | 0 | 114.8716 | 29.9858 | 1.3261e-06 | 0 | 16.2431 | 42.4
7039 | 19 | 11 | 9 | 0.9 | 8.8 | 0 | 0 | 0.42871 |  | 116.2472 | 45.604 | 0 | 116.269 | 20.9112 | 0 | 0 | 16.2431 | 43.4
7040 | 492 | 161 | 55 | 1.3 | 11.8 | 13.6295 | 0 | 21.0667 |  | 116.2441 | 44.3751 | 0 | 102.6295 | 12.8808 | 19.4373 | 0 | 46.2884 | 43.8
7041 | 330 | 231 | 101 | 0.8 | 13.4 | 69.1979 | 0 | 25.97 |  | 82.3629 | 28.9821 | 0 | 13.1382 | 11.8049 | 10.0635 | 0 | 61.4839 | 44
7042 | 169 | 285 | 192 | 1.2 | 14.1 | 0 | 0 | 25.7506 |  | 62.6814 | 21.1207 | 0 | 62.6924 | 7.0206 | 3.027 | 0 | 66.212 | 43.5
7043 | 93 | 338 | 275 | 0.8 | 15.6 | 0 | 0 | 26.9132 |  | 0 | -0.28887 | 0 | 0 | 7.0085 | 0 | 0 | 66.212 | 26.6244
7044 | 108 | 351 | 273 | 0.8 | 16.5 | 0 | 0 | 29.3193 |  | 0 | -0.28887 | 0 | 0 | 6.9963 | 0 | 0 | 66.212 | 29.0304
7045 | 263 | 549 | 363 | 1.2 | 17.6 | 0 | 0 | 47.591 |  | 0 | -0.28887 | 0 | 0 | 6.9842 | 6.9854 | 0 | 77.2898 | 40.3167
7046 | 14 | 383 | 369 | 0.7 | 18.4 | 0 | 0 | 27.1272 |  | 0 | -0.28887 | 0 | 0 | 6.9722 | 0 | 0 | 77.2898 | 26.8384
7047 | 4 | 254 | 250 | 1.4 | 18.3 | 0 | 0 | 17.7304 |  | 0 | -0.28887 | 0 | 0 | 6.9601 | 0 | 0 | 77.2898 | 17.4415
7048 | 28 | 200 | 188 | 4.5 | 17.4 | 0 | 0 | 15.0076 |  | 0 | -0.28887 | 0 | 0 | 6.948 | 0 | 24.9581 | 37.8424 | 39.6768
7049 | 44 | 87 | 80 | 4.3 | 16.2 | 0 | 0 | 7.2227 |  | 0 | -0.28887 | 0 | 0 | 6.9359 | 0 | 11.9875 | 18.2821 | 18.9213
7050 | 16 | 9 | 8 | 3 | 15.2 | 0 | 0 | 0 |  | 0 | -0.28887 | 0 | 0 | 6.9238 | 0 | 0 | 18.2821 | -0.28887
7051 | 0 | 0 | 0 | 2.9 | 14.2 | 0 | 0 | 0 |  | 0 | -0.28887 | 0 | 0 | 6.9117 | 0 | 0 | 18.2821 | -0.28887
7052 | 0 | 0 | 0 | 2.9 | 13.9 | 0 | 0 | 0 |  | 0 | -0.28887 | 0 | 0 | 6.8996 | 0 | 0 | 18.2821 | -0.28887
7053 | 0 | 0 | 0 | 1.7 | 13.8 | 0 | 0 | 0 |  | 0 | -0.28887 | 0 | 0 | 6.8875 | 0 | 0 | 18.2821 | -0.28887
7054 | 0 | 0 | 0 | 2 | 13.8 | 0 | 0 | 0 |  | 0 | -0.28887 | 0 | 0 | 6.8754 | 0 | 0 | 18.2821 | -0.28887
7055 | 0 | 0 | 0 | 1.5 | 13.6 | 0 | 0 | 0 |  | 0 | -0.28887 | 0 | 0 | 6.8633 | 0 | 0 | 18.2821 | -0.28887
7056 | 0 | 0 | 0 | 1.2 | 13.2 | 0 | 0 | 0 |  | 0 | -0.28887 | 0 | 0 | 6.8512 | 0 | 0 | 18.2821 | -0.28887
7057 | 0 | 0 | 0 | 2.2 | 12.9 | 0 | 0 | 0 |  | 0 | -0.28887 | 0 | 0 | 6.8391 | 0 | 0 | 18.2821 | -0.28887
7058 | 0 | 0 | 0 | 1.4 | 12.4 | 0 | 0 | 0 |  | 0 | -0.28887 | 0 | 0 | 6.827 | 0 | 0 | 18.2821 | -0.28887
7059 | 0 | 0 | 0 | 1.6 | 12 | 0 | 0 | 0 |  | 0 | -0.28887 | 0 | 0 | 6.815 | 0 | 0 | 18.2821 | -0.28887
7060 | 0 | 0 | 0 | 1.4 | 11.9 | 0 | 0 | 0 |  | 0 | -0.28887 | 0 | 0 | 6.8029 | 0 | 0 | 18.2821 | -0.28887
7061 | 0 | 0 | 0 | 1.7 | 11.6 | 0 | 0 | 0 |  | 0 | -0.28887 | 0 | 0 | 6.7908 | 0 | 4.7602 | 10.3997 | 4.4714
7062 | 0 | 0 | 0 | 1.8 | 11.5 | 0 | 0 | 0 |  | 0 | -0.28887 | 0 | 0 | 6.7787 | 0 | 0 | 10.3997 | -0.28887
7063 | 0 | 1 | 2 | 1.8 | 11.1 | 0 | 0 | 0.080956 |  | 0 | -0.28887 | 0 | 0 | 6.7667 | 0 | 0 | 10.3997 | -0.20791
7064 | 0 | 6 | 6 | 1.8 | 11.1 | 0 | 0 | 0.33497 |  | 0 | -0.28887 | 0 | 0 | 6.7546 | 0 | 0 | 10.3997 | 0.046109
7065 | 0 | 24 | 24 | 2.7 | 10.8 | 0 | 0 | 1.4423 |  | 0 | -0.28887 | 0 | 0 | 6.7426 | 0 | 0 | 10.3997 | 1.1534
7066 | 0 | 45 | 45 | 3.6 | 10.4 | 0 | 0 | 2.7621 |  | 0 | -0.28887 | 0 | 0 | 6.7305 | 0 | 0 | 10.3997 | 2.4732
7067 | 0 | 93 | 92 | 2.7 | 10.8 | 0 | 0 | 5.7645 |  | 0 | -0.28887 | 0 | 0 | 6.7185 | 0 | 0 | 10.3997 | 5.4757
7068 | 0 | 89 | 88 | 2 | 11.2 | 0 | 0 | 5.4746 |  | 0 | -0.28887 | 0 | 0 | 6.7065 | 5.4588 | 0 | 19.3297 | -0.27299
7069 | 0 | 126 | 125 | 1.8 | 11.5 | 0 | 0 | 7.9757 |  | 0 | -0.28887 | 0 | 0 | 6.6945 | 0 | 0 | 19.3297 | 7.6868
7070 | 0 | 71 | 71 | 1.1 | 11.4 | 0 | 0 | 4.3882 |  | 0 | -0.28887 | 0 | 0 | 6.6825 | 0 | 0 | 19.3297 | 4.0993
7071 | 0 | 59 | 59 | 1.4 | 11.3 | 0 | 0 | 3.6494 |  | 0 | -0.28887 | 0 | 0 | 6.6705 | 0 | 0 | 19.3297 | 3.3605
7072 | 0 | 40 | 40 | 0.9 | 11 | 0 | 0 | 2.4581 |  | 0 | -0.28887 | 0 | 0 | 6.6585 | 0 | 4.6364 | 11.4162 | 6.8056
7073 | 0 | 8 | 9 | 2.9 | 10.9 | 0 | 0 | 0.50766 |  | 0 | -0.28887 | 0 | 0 | 6.6465 | 0 | 0 | 11.4162 | 0.21879
7074 | 0 | 0 | 0 | 1.8 | 10.5 | 0 | 0 | 0 |  | 0 | -0.28887 | 0 | 0 | 6.6346 | 0 | 0 | 11.4162 | -0.28887
7075 | 0 | 0 | 0 | 1.3 | 10.5 | 0 | 0 | 0 |  | 0 | -0.28887 | 0 | 0 | 6.6226 | 0 | 0 | 11.4162 | -0.28887
7076 | 0 | 0 | 0 | 2.2 | 10.6 | 0 | 0 | 0 |  | 0 | -0.28887 | 0 | 0 | 6.6107 | 0 | 0 | 11.4162 | -0.28887
7077 | 0 | 0 | 0 | 1.7 | 10.4 | 0 | 0 | 0 |  | 0 | -0.28887 | 0 | 0 | 6.5987 | 0 | 0 | 11.4162 | -0.28887
7078 | 0 | 0 | 0 | 1.3 | 10.1 | 0 | 0 | 0 |  | 0 | -0.28887 | 0 | 0 | 6.5868 | 0 | 0 | 11.4162 | -0.28887
7079 | 0 | 0 | 0 | 0.7 | 9.3 | 0 | 0 | 0 |  | 0 | -0.28887 | 0 | 0 | 6.5748 | 0 | 0 | 11.4162 | -0.28887
7080 | 0 | 0 | 0 | 0.7 | 9.2 | 0 | 0 | 0 |  | 0 | -0.28887 | 0 | 0 | 6.5629 | 0 | 0 | 11.4162 | -0.28887
7081 | 0 | 0 | 0 | 1.4 | 9.1 | 0 | 0 | 0 |  | 0 | -0.28887 | 0 | 0 | 6.5509 | 0 | 0 | 11.4162 | -0.28887
7082 | 0 | 0 | 0 | 0.9 | 9 | 0 | 0 | 0 |  | 0 | -0.28887 | 0 | 0 | 6.539 | 0 | 0 | 11.4162 | -0.28887
7083 | 0 | 0 | 0 | 0.8 | 9.1 | 0 | 0 | 0 |  | 0 | -0.28887 | 0 | 0 | 6.5271 | 0 | 0 | 11.4162 | -0.28887
7084 | 0 | 0 | 0 | 1.2 | 8.6 | 0 | 0 | 0 |  | 0 | -0.28887 | 0 | 0 | 6.5152 | 0 | 0 | 11.4162 | -0.28887
7085 | 0 | 0 | 0 | 1.3 | 8.2 | 0 | 0 | 0 |  | 0 | -0.28887 | 0 | 0 | 6.5033 | 0 | 0 | 11.4162 | -0.28887
7086 | 0 | 0 | 0 | 0.9 | 8 | 0 | 0 | 0 |  | 0 | -0.28887 | 0 | 0 | 6.4914 | 0 | 0.81507 | 10.0159 | 0.5262
7087 | 53 | 14 | 10 | 1.8 | 8.3 | 0 | 0 | 0.50459 |  | 0 | -0.28887 | 0 | 0 | 6.4795 | 0 | 0 | 10.0159 | 0.21572
7088 | 513 | 159 | 50 | 1.2 | 10.8 | 15.295 | 3.25e-07 | 21.4132 |  | 0 | -1.2754 | 15.3033 | 0 | 7.5755 | 0 | 0 | 10.0159 | 20.1378
7089 | 734 | 357 | 78 | 1.9 | 13.3 | 177.2931 | 0 | 44.6496 |  | 0 | -1.5166 | 177.3891 | 0 | 20.7058 | 0 | 0 | 10.0159 | 43.133
7090 | 712 | 539 | 170 | 4 | 14.1 | 190.9012 | 0 | 60.8718 |  | 0 | -1.5811 | 191.0041 | 0 | 35.0611 | 0 | 0 | 10.0159 | 45.6
7091 | 613 | 562 | 178 | 4.6 | 14.8 | 168.5852 | 0 | 61.4341 |  | 0 | -1.4783 | 168.6755 | 0 | 47.7886 | 4.2166 | 0 | 16.9777 | 44.3
7092 | 886 | 707 | 118 | 5.3 | 16.3 | 256.4686 | 0 | 75 |  | 0 | -2.0168 | 256.6052 | 0 | 67.1979 | 24.9661 | 0 | 55.1445 | 43.3
7093 | 771 | 669 | 158 | 5.1 | 17.1 | 219.6115 | 0 | 73.2658 |  | 0 | -1.7412 | 219.7273 | 0 | 83.8271 | 23.6395 | 0 | 90 | 42.6
7094 | 199 | 360 | 233 | 3.9 | 17 | 0 | 0 | 32.5983 |  | 0 | -0.37147 | 0 | 0 | 83.8027 | 0 | 3.3779 | 84.9387 | 35.6047
7095 | 9 | 181 | 175 | 4.8 | 16.5 | 0 | 0 | 12.3797 |  | 0 | -0.28887 | 0 | 0 | 83.7783 | 0 | 24.9804 | 46.6778 | 37.0713
7096 | 1 | 53 | 53 | 6.6 | 15.1 | 0 | 0 | 3.2973 |  | 129.7027 | 25.7254 | 0 | 129.7311 | 73.5811 | 0 | 17.6959 | 18.2203 | 44.6
7097 | 0 | 16 | 16 | 2.4 | 14.1 | 0 | 0 | 0.91272 |  | 124.6076 | 49.2235 | 0 | 124.6348 | 63.829 | 0 | 0 | 18.2203 | 46.9
7098 | 0 | 1 | 1 | 2.6 | 13 | 0 | 0 | 0 |  | 122.7422 | 48.5105 | 0 | 122.7695 | 54.228 | 2.1504e-09 | 0 | 18.2203 | 45.3
7099 | 0 | 0 | 0 | 2.5 | 12.9 | 0 | 0 | 0 |  | 30.483 | 7.9785 | 0 | 30.4899 | 51.9403 | 0 | 0 | 18.2203 | 7.9785
7100 | 0 | 0 | 0 | 2.1 | 12.7 | 0 | 0 | 0 |  | 25.4901 | 5.7561 | 0 | 25.4961 | 50.0275 | 0 | 0 | 18.2203 | 5.7561
7101 | 0 | 0 | 0 | 2.7 | 12.3 | 0 | 0 | 0 |  | 25.4902 | 5.8185 | 0 | 25.4962 | 48.1147 | 0 | 0 | 18.2203 | 5.8185
7102 | 0 | 0 | 0 | 4.1 | 12.7 | 0 | 0 | 0 |  | 25.4901 | 5.7468 | 0 | 25.4963 | 46.202 | 0 | 0 | 18.2203 | 5.7468
7103 | 0 | 0 | 0 | 5.1 | 12.7 | 0 | 0 | 0 |  | 25.4901 | 5.7419 | 0 | 25.4965 | 44.2895 | 0 | 0 | 18.2203 | 5.7419
7104 | 0 | 0 | 0 | 5.4 | 12.8 | 0 | 0 | 0 |  | 25.4901 | 5.7235 | 0 | 25.4966 | 42.3771 | 0 | 0 | 18.2203 | 5.7235
7105 | 0 | 0 | 0 | 3.3 | 12.7 | 0 | 0 | 0 |  | 25.4901 | 5.7315 | 0 | 25.4968 | 40.4649 | 0 | 0 | 18.2203 | 5.7315
7106 | 0 | 0 | 0 | 2.2 | 11.7 | 0 | 0 | 0 |  | 25.4902 | 5.863 | 0 | 25.497 | 38.5528 | 0 | 0 | 18.2203 | 5.863
7107 | 0 | 0 | 0 | 3.4 | 12 | 0 | 0 | 0 |  | 25.4902 | 5.8173 | 0 | 25.4972 | 36.6408 | 0 | 0 | 18.2203 | 5.8173
7108 | 0 | 0 | 0 | 4.2 | 12.4 | 0 | 0 | 0 |  | 81.3724 | 29.0077 | 0 | 81.3953 | 30.3735 | 0 | 0 | 18.2203 | 29.0077
7109 | 0 | 0 | 0 | 4.6 | 12.3 | 0 | 0 | 0 |  | 115.3756 | 44.842 | 0 | 115.409 | 21.3739 | 0 | 1.1821 | 16.7666 | 43.5
7110 | 0 | 0 | 0 | 2.3 | 11.6 | 0 | 0 | 0 |  | 115.3754 | 44.861 | 0 | 115.41 | 12.3761 | 0 | 1.742 | 13.8417 | 44.1
7111 | 75 | 17 | 10 | 1.4 | 11.3 | 0 | 0 | 0.50172 |  | 115.3753 | 44.8604 | 0 | 115.4117 | 3.3831 | 0 | 1.7982 | 10.7544 | 44.7
7112 | 595 | 169 | 46 | 1.5 | 12.4 | 0 | 0 | 23.3784 |  | 25.4901 | 5.6851 | 0 | 25.4988 | 1.487 | 0 | 0 | 10.7544 | 29.0634
7113 | 788 | 361 | 65 | 1 | 16 | 127.6632 | 0 | 44.949 |  | 25.49 | 3.9925 | 110.733 | 8.4906 | 9.226 | 0 | 0 | 10.7544 | 45
7114 | 888 | 517 | 60 | 1 | 17.5 | 244.9919 | 0 | 58.9071 |  | 82.4534 | 28.0483 | 162.6746 | 0 | 21.5617 | 0 | 0 | 10.7544 | 44.4
7115 | 933 | 633 | 62 | 2.1 | 18.5 | 270.1562 | 0 | 69.8976 |  | 82.4514 | 27.8005 | 187.8605 | 0 | 35.8707 | 0 | 0 | 10.7544 | 43
7116 | 949 | 691 | 65 | 1.2 | 19.3 | 279.6501 | 0 | 72.7814 |  | 82.4516 | 27.6161 | 197.3618 | 0 | 50.9221 | 0 | 0 | 10.7544 | 42.1
7117 | 943 | 682 | 67 | 2.7 | 20.1 | 275.9131 | 0 | 74.227 |  | 82.4515 | 27.5416 | 193.6237 | 0 | 65.6946 | 0 | 0 | 10.7544 | 41.7
7118 | 921 | 611 | 63 | 3.9 | 20.6 | 261.4713 | 0 | 68.9872 |  | 82.4514 | 27.5557 | 179.1738 | 0 | 79.3653 | 4.4044 | 0 | 17.9975 | 41.3
7119 | 874 | 486 | 59 | 3.6 | 20.6 | 232.7984 | 0 | 57.5262 |  | 82.4514 | 27.8034 | 150.484 | 0 | 90.8424 | 24.9666 | 0 | 56.1333 | 41.1
7120 | 784 | 316 | 48 | 4.7 | 19.7 | 176.0861 | 0 | 41.1906 |  | 82.3899 | 28.3323 | 93.7992 | 0 | 97.9821 | 22.9628 | 0 | 90 | 43.5
7121 | 525 | 124 | 30 | 2.3 | 19 | 0 | 0 | 16.7052 |  | 82.4515 | 29.626 | 0 | 82.4544 | 91.63 | 0 | 0.88308 | 88.7159 | 46.1
7122 | 14 | 6 | 4 | 2 | 15.9 | 0 | 0 | 0 |  | 82.45 | 30.0068 | 0 | 82.4531 | 85.2776 | 0 | 16.4443 | 63.9828 | 45.2
7123 | 0 | 0 | 0 | 1.4 | 14.4 | 0 | 0 | 0 |  | 86.4466 | 31.8595 | 0 | 86.4501 | 78.6066 | 0 | 10.8459 | 47.3916 | 41.3
7124 | 0 | 0 | 0 | 1.6 | 13.5 | 0 | 0 | 0 |  | 86.4465 | 31.9346 | 0 | 86.4504 | 71.9353 | 0 | 7.3144 | 36.149 | 37.8
7125 | 0 | 0 | 0 | 1.3 | 13 | 0 | 0 | 0 |  | 86.4465 | 31.9653 | 0 | 86.4507 | 65.2639 | 0 | 4.8899 | 28.5366 | 35.4
7126 | 0 | 0 | 0 | 0.7 | 11.7 | 0 | 0 | 0 |  | 86.4464 | 32.0398 | 0 | 86.451 | 58.5922 | 0 | 2.652 | 24.3734 | 33.2
7127 | 0 | 0 | 0 | 1.2 | 12 | 0 | 0 | 0 |  | 86.4464 | 32.0104 | 0 | 86.4514 | 51.9208 | 0 | 1.3688 | 22.2344 | 31.9
7128 | 0 | 0 | 0 | 2.7 | 12.9 | 0 | 0 | 0 |  | 25.4902 | 5.936 | 0 | 25.4918 | 50.0087 | 0 | 0 | 22.2344 | 5.936
7129 | 0 | 0 | 0 | 2.3 | 12.1 | 0 | 0 | 0 |  | 25.4902 | 6.0447 | 0 | 25.4919 | 48.0966 | 0 | 0 | 22.2344 | 6.0447
7130 | 0 | 0 | 0 | 1.9 | 12.4 | 0 | 0 | 0 |  | 25.4902 | 5.9939 | 0 | 25.4921 | 46.1846 | 0 | 0 | 22.2344 | 5.9939
7131 | 0 | 0 | 0 | 0.9 | 10.8 | 0 | 0 | 0 |  | 61.3876 | 20.8512 | 0 | 61.3925 | 41.4951 | 0 | 0 | 22.2344 | 20.8512
7132 | 0 | 0 | 0 | 1.1 | 10.4 | 0 | 0 | 0 |  | 109.6599 | 42.5157 | 0 | 109.6694 | 32.9568 | 1.4144e-06 | 0 | 22.3563 | 40.2
7133 | 0 | 0 | 0 | 1.6 | 11 | 0 | 0 | 0 |  | 113.3284 | 44.269 | 0 | 113.3391 | 24.1209 | 0 | 1.7908 | 19.4326 | 43.4
7134 | 0 | 0 | 0 | 1 | 10.3 | 0 | 0 | 0 |  | 113.3284 | 44.2606 | 0 | 113.3403 | 15.2868 | 0 | 2.5761 | 15.1405 | 44.3
7135 | 81 | 15 | 8 | 1.4 | 11.4 | 0 | 0 | 0.39394 |  | 113.3305 | 44.0582 | 0 | 113.3439 | 6.4603 | 0 | 2.6567 | 10.5735 | 44.6
7136 | 614 | 161 | 37 | 0.5 | 13.7 | 0 | 0 | 22.9245 |  | 64.857 | 22.1755 | 0 | 64.866 | 1.5114 | 0 | 0 | 10.5735 | 44.6
7137 | 821 | 353 | 49 | 0.7 | 17.2 | 135.7801 | 5.06e-06 | 44.3553 |  | 25.4902 | 5.1211 | 118.5116 | 8.1436 | 9.9703 | 0 | 0 | 10.5735 | 44.6
7138 | 905 | 517 | 55 | 0.6 | 20.2 | 249.7435 | 0 | 58.1149 |  | 86.5968 | 29.437 | 163.291 | 0 | 22.4232 | 0 | 0 | 10.5735 | 44.2
7139 | 945 | 633 | 59 | 1.4 | 20.9 | 274.0234 | 0 | 68.6744 |  | 86.5966 | 29.052 | 187.5875 | 0 | 36.7579 | 0 | 0 | 10.5735 | 42.7
7140 | 960 | 690 | 62 | 1.2 | 21.6 | 282.956 | 0 | 72.496 |  | 86.5965 | 28.7583 | 196.5265 | 0 | 51.7847 | 0 | 0 | 10.5735 | 41.8
7141 | 956 | 682 | 62 | 1.8 | 22.3 | 280.4776 | 0 | 72.7568 |  | 86.5963 | 28.579 | 194.0472 | 0 | 66.6244 | 0 | 0 | 10.5735 | 41.1
7142 | 932 | 610 | 61 | 3.1 | 22.5 | 265.3654 | 0 | 68.3677 |  | 86.5963 | 28.6693 | 178.9261 | 0 | 80.3058 | 4.217 | 0 | 17.5263 | 40.7
7143 | 880 | 482 | 56 | 3.2 | 22.3 | 234.4617 | 0 | 56.9744 |  | 86.5963 | 29.0204 | 148.0039 | 0 | 91.6163 | 24.9664 | 0 | 55.6793 | 40.4
7144 | 780 | 311 | 48 | 3.7 | 21.5 | 175.2518 | 0 | 40.4845 |  | 86.5217 | 29.5842 | 88.8334 | 0 | 98.3895 | 23.2718 | 0 | 90 | 42.3
7145 | 529 | 123 | 31 | 3.3 | 20.1 | 0 | 0 | 16.8128 |  | 80.1703 | 28.4817 | 0 | 80.1725 | 92.2186 | 0 | 0 | 90 | 44.3
7146 | 10 | 6 | 4 | 2.3 | 17.2 | 0 | 0 | 0 |  | 80.17 | 29.0641 | 0 | 80.1724 | 86.0461 | 0 | 15.5567 | 66.7133 | 43.3
7147 | 0 | 0 | 0 | 0.6 | 15.4 | 0 | 0 | 0 |  | 85.6521 | 31.4305 | 0 | 85.655 | 79.4391 | 0 | 9.6226 | 52.0748 | 39.7
7148 | 0 | 0 | 0 | 0.5 | 14.5 | 0 | 0 | 0 |  | 85.652 | 31.5217 | 0 | 85.6553 | 72.8317 | 0 | 6.6795 | 41.8967 | 36.8
7149 | 0 | 0 | 0 | 0.5 | 13.5 | 0 | 0 | 0 |  | 85.652 | 31.6073 | 0 | 85.6555 | 66.2239 | 0 | 4.6403 | 34.7555 | 34.8
7150 | 0 | 0 | 0 | 0.6 | 13.1 | 0 | 0 | 0 |  | 85.652 | 31.6296 | 0 | 85.6559 | 59.6161 | 0 | 2.325 | 31.1757 | 32.5
7151 | 0 | 0 | 0 | 0.9 | 12.7 | 0 | 0 | 0 |  | 85.6519 | 31.648 | 0 | 85.6563 | 53.0084 | 0 | 0.61295 | 30.2872 | 30.8
7152 | 0 | 0 | 0 | 1 | 12.2 | 0 | 0 | 0 |  | 84.908 | 31.3527 | 0 | 84.9127 | 46.4601 | 2.3459e-07 | 0 | 30.2872 | 29.9
7153 | 0 | 0 | 0 | 0.8 | 11.8 | 0 | 0 | 0 |  | 56.1653 | 18.5266 | 0 | 56.1687 | 42.1816 | 0 | 0 | 30.2872 | 18.5266
7154 | 0 | 0 | 0 | 1.2 | 12.3 | 0 | 0 | 0 |  | 56.1653 | 18.4381 | 0 | 56.1691 | 37.9034 | 0 | 0 | 30.2872 | 18.4381
7155 | 0 | 0 | 0 | 0.7 | 11.9 | 0 | 0 | 0 |  | 56.1653 | 18.4839 | 0 | 56.1695 | 33.6256 | 0 | 0 | 30.2872 | 18.4839
7156 | 0 | 0 | 0 | 1.1 | 11.7 | 0 | 0 | 0 |  | 89.7675 | 33.3703 | 0 | 89.7749 | 26.6918 | 2.0798e-06 | 0 | 30.4376 | 31.9
7157 | 0 | 0 | 0 | 1.2 | 12.4 | 0 | 0 | 0 |  | 91.0865 | 33.8677 | 0 | 91.0949 | 19.6546 | 0 | 1.6851 | 27.7485 | 34.1
7158 | 0 | 0 | 0 | 2.1 | 12.9 | 0 | 0 | 0 |  | 91.0874 | 33.8072 | 0 | 91.0967 | 12.6196 | 0 | 4.2928 | 20.7538 | 36.7
7159 | 76 | 14 | 7 | 2.1 | 13.3 | 0 | 0 | 0.32222 |  | 91.0884 | 33.7415 | 0 | 91.0992 | 5.5884 | 0 | 5.6768 | 11.0274 | 38.4
7160 | 628 | 161 | 35 | 1.3 | 16 | 0 | 0 | 23.1436 |  | 49.7257 | 16.1825 | 0 | 49.7326 | 1.8284 | 0 | 0 | 11.0274 | 38.6
7161 | 822 | 351 | 49 | 2.1 | 18.4 | 134.9434 | 5.04e-06 | 45.1164 |  | 25.4902 | 4.9251 | 117.7086 | 8.1778 | 10.1965 | 0 | 0 | 11.0274 | 38.6
7162 | 909 | 517 | 56 | 1.4 | 21.5 | 250.5197 | 0 | 59.271 |  | 85.9405 | 28.7679 | 164.7234 | 0 | 22.7128 | 0 | 0 | 11.0274 | 38.6
7163 | 948 | 632 | 60 | 1.7 | 22 | 274.6977 | 0 | 69.0629 |  | 85.9404 | 28.432 | 188.9182 | 0 | 37.1019 | 0 | 0 | 11.0274 | 37.8
7164 | 960 | 686 | 62 | 1.5 | 22.7 | 282.7501 | 0 | 72.7262 |  | 85.9403 | 28.1068 | 196.9764 | 0 | 52.1178 | 0 | 0 | 11.0274 | 36.1
7165 | 952 | 676 | 62 | 1.3 | 23.9 | 279.1382 | 0 | 71.0895 |  | 85.9405 | 27.6539 | 193.3627 | 0 | 66.8647 | 0 | 0 | 11.0274 | 35
7166 | 927 | 604 | 61 | 2.5 | 24.1 | 264.0549 | 0 | 67.0312 |  | 85.9406 | 27.7349 | 178.2707 | 0 | 80.4626 | 0 | 0 | 11.0274 | 34.7
7167 | 878 | 477 | 56 | 3.3 | 24 | 233.3443 | 0 | 56.4852 |  | 85.9405 | 28.0405 | 147.5418 | 0 | 91.7138 | 15.559 | 0 | 35.4689 | 34.7
7168 | 777 | 306 | 47 | 3.2 | 23.2 | 174.0509 | 0 | 39.8292 |  | 85.8748 | 28.6931 | 88.2785 | 0 | 98.4318 | 24.976 | 0 | 72.9829 | 36.8
7169 | 525 | 117 | 29 | 2.8 | 21.9 | 0 | 0 | 16.3412 |  | 84.4402 | 29.7106 | 0 | 84.4425 | 91.9244 | 0 | 0 | 72.9829 | 38.9
7170 | 9 | 5 | 3 | 1.2 | 18.9 | 0 | 0 | 0 |  | 84.4407 | 30.5815 | 0 | 84.4433 | 85.4145 | 0 | 9.267 | 58.9102 | 38.6
7171 | 0 | 0 | 0 | 1.4 | 16.8 | 0 | 0 | 0 |  | 84.4404 | 30.8966 | 0 | 84.4433 | 78.9033 | 0 | 6.8025 | 48.5487 | 36.3
7172 | 0 | 0 | 0 | 1.8 | 14.8 | 0 | 0 | 0 |  | 84.439 | 30.9741 | 0 | 84.4422 | 72.3927 | 0 | 4.5891 | 41.5204 | 34.2
7173 | 0 | 0 | 0 | 1.9 | 14.3 | 0 | 0 | 0 |  | 84.439 | 31.0171 | 0 | 84.4425 | 65.8821 | 0 | 2.4665 | 37.7626 | 32.1
7174 | 0 | 0 | 0 | 1.7 | 14.3 | 0 | 0 | 0 |  | 84.439 | 31.006 | 0 | 84.4429 | 59.3716 | 0 | 0.36948 | 37.266 | 30
7175 | 0 | 0 | 0 | 1 | 13.2 | 0 | 0 | 0 |  | 81.8105 | 29.8906 | 0 | 81.8147 | 53.0706 | 2.0856e-06 | 0 | 37.3251 | 28.6
7176 | 0 | 0 | 0 | 0.7 | 12.5 | 0 | 0 | 0 |  | 76.3811 | 27.5414 | 0 | 76.3854 | 47.2 | 0 | 1.3867 | 35.1762 | 27.8
7177 | 0 | 0 | 0 | 1.2 | 12.1 | 0 | 0 | 0 |  | 76.3811 | 27.5563 | 0 | 76.3858 | 41.3297 | 0 | 0.67874 | 34.1275 | 27.1
7178 | 0 | 0 | 0 | 2 | 12.8 | 0 | 0 | 0 |  | 76.3811 | 27.4835 | 0 | 76.3863 | 35.4599 | 0 | 0.39486 | 33.5194 | 26.8
7179 | 0 | 0 | 0 | 2.1 | 13.6 | 0 | 0 | 0 |  | 76.3811 | 27.3883 | 0 | 76.3869 | 29.591 | 0 | 0.62285 | 32.5428 | 27
7180 | 0 | 0 | 0 | 1.6 | 12 | 0 | 0 | 0 |  | 76.3811 | 27.5035 | 0 | 76.3875 | 23.7225 | 0 | 1.1775 | 30.6758 | 27.6
7181 | 0 | 0 | 0 | 1.9 | 11.9 | 0 | 0 | 0 |  | 76.381 | 27.4834 | 0 | 76.3882 | 17.8551 | 0 | 1.8693 | 27.6872 | 28.3
7182 | 0 | 0 | 0 | 2.4 | 12.7 | 0 | 0 | 0 |  | 76.3811 | 27.3903 | 0 | 76.3891 | 11.9898 | 0 | 3.3865 | 22.1928 | 29.8
7183 | 70 | 14 | 8 | 1.6 | 11.3 | 0 | 0 | 0.35144 |  | 76.381 | 27.4449 | 0 | 76.3903 | 6.1272 | 0 | 5.8685 | 12.2271 | 32.7
7184 | 569 | 148 | 37 | 1.8 | 14.7 | 19.8046 | 4.16e-07 | 21.6831 |  | 48.0357 | 14.1049 | 8.426 | 36.652 | 4.0012 | 0 | 0 | 12.2271 | 34.2
7185 | 795 | 343 | 53 | 2.2 | 16.6 | 190.6677 | 0 | 44.5548 |  | 48.0356 | 14.2501 | 142.7412 | 0 | 14.8948 | 0 | 0 | 12.2271 | 34.7
7186 | 867 | 505 | 68 | 2.3 | 18.7 | 237.1786 | 0 | 59.4496 |  | 48.0356 | 13.587 | 189.281 | 0 | 29.3633 | 0 | 0 | 12.2271 | 34.6
7187 | 906 | 617 | 73 | 2.2 | 19.9 | 261.0587 | 0 | 68.7259 |  | 48.0356 | 13.513 | 213.1748 | 0 | 45.6513 | 0 | 0 | 12.2271 | 35.2
7188 | 930 | 672 | 71 | 1.6 | 21.2 | 273.0823 | 0 | 72.1338 |  | 48.0355 | 13.2782 | 225.204 | 0 | 62.8417 | 0 | 0 | 12.2271 | 34.9
7189 | 925 | 663 | 70 | 1.4 | 22.1 | 270.4346 | 0 | 70.7245 |  | 48.0355 | 13.1748 | 222.5518 | 0 | 79.8066 | 3.8415 | 0 | 18.5419 | 33.2
7190 | 808 | 567 | 96 | 2.4 | 22.7 | 227.4294 | 0 | 63.2793 |  | 48.0356 | 13.3709 | 179.5172 | 0 | 93.4646 | 24.967 | 0 | 56.6689 | 32.4
7191 | 540 | 405 | 155 | 3.5 | 21.5 | 133.1697 | 0 | 46.0855 |  | 48.0408 | 14.0602 | 85.1952 | 0 | 99.9253 | 22.594 | 0 | 90 | 32.5
7192 | 292 | 187 | 83 | 3.1 | 20.6 | 0 | 0 | 21.2894 |  | 45.8811 | 14.2523 | 0 | 45.8826 | 96.4505 | 0 | 0 | 90 | 35
7193 | 340 | 99 | 45 | 2.6 | 19 | 0 | 0 | 13.1363 |  | 45.8811 | 14.3778 | 0 | 45.8827 | 92.9756 | 0 | 10.571 | 74.4304 | 37.5
7194 | 3 | 4 | 4 | 1.7 | 17 | 0 | 0 | 0 |  | 84.7583 | 30.995 | 0 | 84.7616 | 86.4389 | 0 | 8.6883 | 61.3309 | 38.3
7195 | 0 | 0 | 0 | 1.3 | 15.8 | 0 | 0 | 0 |  | 84.7656 | 31.2194 | 0 | 84.7691 | 79.9015 | 0 | 8.2036 | 48.8069 | 37.9
7196 | 0 | 0 | 0 | 0.7 | 15 | 0 | 0 | 0 |  | 84.757 | 31.0688 | 0 | 84.7608 | 73.3655 | 0 | 6.1646 | 39.2923 | 35.9
7197 | 0 | 0 | 0 | 0.6 | 14.3 | 0 | 0 | 0 |  | 84.757 | 31.1342 | 0 | 84.7611 | 66.8293 | 0 | 3.2356 | 34.2942 | 33
7198 | 0 | 0 | 0 | 0.5 | 13.5 | 0 | 0 | 0 |  | 84.7569 | 31.199 | 0 | 84.7614 | 60.2929 | 0 | 1.0098 | 32.7831 | 30.8
7199 | 0 | 0 | 0 | 1.2 | 13.5 | 0 | 0 | 0 |  | 84.0492 | 30.8876 | 0 | 84.0541 | 53.8132 | 2.1712e-09 | 0 | 32.7831 | 29.5
7200 | 0 | 0 | 0 | 1.3 | 13.3 | 0 | 0 | 0 |  | 25.4902 | 5.8447 | 0 | 25.4918 | 51.9009 | 0 | 0 | 32.7831 | 5.8447
7201 | 0 | 0 | 0 | 0.6 | 12.6 | 0 | 0 | 0 |  | 25.4902 | 5.97 | 0 | 25.4919 | 49.9887 | 0 | 0 | 32.7831 | 5.97
7202 | 0 | 0 | 0 | 0.5 | 11.8 | 0 | 0 | 0 |  | 25.4902 | 6.0799 | 0 | 25.4921 | 48.0766 | 0 | 0 | 32.7831 | 6.0799
7203 | 0 | 0 | 0 | 1.3 | 11.7 | 0 | 0 | 0 |  | 25.4902 | 6.0859 | 0 | 25.4922 | 46.1646 | 0 | 0 | 32.7831 | 6.0859
7204 | 0 | 0 | 0 | 1.4 | 12 | 0 | 0 | 0 |  | 25.4902 | 6.0397 | 0 | 25.4924 | 44.2528 | 0 | 0 | 32.7831 | 6.0397
7205 | 0 | 0 | 0 | 0.7 | 12.3 | 0 | 0 | 0 |  | 105.5217 | 40.4243 | 0 | 105.5313 | 36.0513 | 1.497e-06 | 0 | 32.9536 | 38.3
7206 | 0 | 0 | 0 | 0.3 | 12 | 0 | 0 | 0 |  | 112.5988 | 43.7148 | 0 | 112.6099 | 27.2784 | 2.0815e-06 | 0 | 32.9574 | 41.2
7207 | 14 | 17 | 14 | 0.8 | 12.2 | 0 | 0 | 0.62043 |  | 112.5988 | 43.6954 | 0 | 112.6109 | 18.5071 | 0 | 0.57838 | 32.0411 | 42.4
7208 | 177 | 151 | 103 | 0.4 | 14.4 | 0 | 0 | 14.3167 |  | 81.8714 | 29.7307 | 0 | 81.8812 | 12.2058 | 0 | 0 | 32.0411 | 42.9
7209 | 5 | 139 | 136 | 0.4 | 15.6 | 0 | 0 | 9.5307 |  | 30.3455 | 8.2578 | 0 | 30.3495 | 9.937 | 0 | 0 | 32.0411 | 17.7885
7210 | 2 | 195 | 193 | 1.1 | 15.8 | 0 | 0 | 13.3013 |  | 30.3454 | 8.2007 | 0 | 30.35 | 7.6696 | 0 | 12.4983 | 10.5006 | 34.0003
7211 | 4 | 252 | 246 | 1.8 | 16.8 | 0 | 0 | 17.1614 |  | 25.49 | 6.2367 | 0 | 25.4943 | 5.7685 | 0 | 0 | 10.5006 | 23.3981
7212 | 17 | 319 | 304 | 2.2 | 17.7 | 0 | 0 | 22.4946 |  | 25.4902 | 6.403 | 0 | 25.4951 | 3.8696 | 0 | 0 | 10.5006 | 28.8977
7213 | 39 | 332 | 302 | 2.9 | 18.1 | 0 | 0 | 25.7796 |  | 25.4902 | 6.3088 | 0 | 25.4957 | 1.9734 | 0 | 0 | 10.5006 | 32.0884
7214 | 787 | 607 | 145 | 2.4 | 19.8 | 156.9525 | -5.81e-06 | 66.6117 |  | 25.4902 | 4.487 | 138.9078 | 7.3628 | 11.9235 | 24.9653 | 0 | 48.8922 | 41.4
7215 | 786 | 453 | 76 | 2.2 | 21 | 206.6837 | 0 | 53.4529 |  | 25.4902 | 4.9387 | 181.3045 | 0 | 25.7022 | 15.951 | 0 | 72.6718 | 41.5
7216 | 659 | 282 | 63 | 2.5 | 21 | 143.3718 | 0 | 36.5005 |  | 25.4902 | 5.248 | 117.9569 | 0 | 34.6788 | 0 | 2.6756 | 68.7814 | 43.6
7217 | 332 | 94 | 36 | 2.6 | 19.2 | 0 | 0 | 12.2199 |  | 93.843 | 34.3874 | 0 | 93.8496 | 27.4229 | 0 | 0 | 68.7814 | 45.3
7218 | 1 | 2 | 2 | 2.3 | 16.7 | 0 | 0 | 0 |  | 117.7278 | 45.7882 | 0 | 117.7371 | 18.2414 | 0 | 2.5137 | 65.4278 | 45.5
7219 | 0 | 0 | 0 | 0.9 | 15.3 | 0 | 0 | 0 |  | 117.728 | 45.9409 | 0 | 117.7388 | 9.0606 | 0 | 0.49019 | 64.8557 | 43.6
7220 | 0 | 0 | 0 | 0.3 | 14.7 | 0 | 0 | 0 |  | 108.2608 | 41.4984 | 0 | 108.2728 | 0.65366 | 2.095e-06 | 0 | 64.9856 | 39.3
7221 | 0 | 0 | 0 | 0.4 | 13.9 | 0 | 0 | 0 |  | 0 | -0.28887 | 0 | 0 | 0.65175 | 0 | 0 | 64.9856 | -0.28887
7222 | 0 | 0 | 0 | 0.8 | 13.3 | 0 | 0 | 0 |  | 0 | -0.28887 | 0 | 0 | 0.64983 | 0 | 4.1341 | 58.7185 | 3.8452
7223 | 0 | 0 | 0 | 0.8 | 13 | 0 | 0 | 0 |  | 0 | -0.28887 | 0 | 0 | 0.64791 | 0 | 0 | 58.7185 | -0.28887
7224 | 0 | 0 | 0 | 0.7 | 13.1 | 0 | 0 | 0 |  | 0 | -0.28887 | 0 | 0 | 0.646 | 0 | 0 | 58.7185 | -0.28887
7225 | 0 | 0 | 0 | 0.3 | 12.2 | 0 | 0 | 0 |  | 0 | -0.28887 | 0 | 0 | 0.64409 | 0 | 0 | 58.7185 | -0.28887
7226 | 0 | 0 | 0 | 0.3 | 12.2 | 0 | 0 | 0 |  | 0 | -0.28887 | 0 | 0 | 0.64218 | 0 | 0 | 58.7185 | -0.28887
7227 | 0 | 0 | 0 | 0.6 | 12.2 | 0 | 0 | 0 |  | 0 | -0.28887 | 0 | 0 | 0.64027 | 0 | 0 | 58.7185 | -0.28887
7228 | 0 | 0 | 0 | 1.4 | 13.2 | 0 | 0 | 0 |  | 0 | -0.28887 | 0 | 0 | 0.63837 | 0 | 0 | 58.7185 | -0.28887
7229 | 0 | 0 | 0 | 0.8 | 11.8 | 0 | 0 | 0 |  | 0 | -0.28887 | 0 | 0 | 0.63647 | 0 | 3.0708 | 54.0565 | 2.7819
7230 | 0 | 0 | 0 | 0.7 | 11.9 | 0 | 0 | 0 |  | 0 | -0.28887 | 0 | 0 | 0.63457 | 0 | 24.906 | 11.4281 | 24.6171
7231 | 30 | 10 | 7 | 1.3 | 12.1 | 0 | 0 | 0 |  | 0 | -0.28887 | 0 | 0 | 0.63267 | 0 | 0 | 11.4281 | -0.28887
7232 | 531 | 142 | 38 | 1.5 | 16 | 9.7209 | 3.14e-07 | 20.4167 |  | 0 | -1.2631 | 9.7266 | 0 | 1.3446 | 0 | 0 | 11.4281 | 19.1535
7233 | 760 | 328 | 56 | 0.8 | 18.2 | 180.4329 | 0 | 42.3959 |  | 129.7131 | 24.3009 | 50.7899 | 0 | 4.7043 | 0 | 0 | 11.4281 | 43.8
7234 | 851 | 489 | 65 | 1.1 | 20.2 | 232.2343 | 0 | 56.7245 |  | 46.7004 | 13.0147 | 185.6674 | 0 | 18.868 | 0 | 0 | 11.4281 | 44
7235 | 898 | 605 | 71 | 2.2 | 21.1 | 258.1358 | 0 | 67.6845 |  | 46.7003 | 12.8727 | 211.586 | 0 | 35.0448 | 0 | 0 | 11.4281 | 44.1
7236 | 918 | 662 | 74 | 1.9 | 22.8 | 268.7582 | 0 | 71.5319 |  | 46.7003 | 12.4301 | 222.2142 | 0 | 52.0268 | 0 | 0 | 11.4281 | 42.8
7237 | 908 | 653 | 77 | 2.5 | 23.4 | 264.1587 | 0 | 71.3104 |  | 46.7004 | 12.3201 | 217.6103 | 0 | 68.6395 | 3.1409 | 0 | 16.7285 | 41.9
7238 | 881 | 584 | 77 | 3.1 | 23.4 | 248.6334 | 0 | 66.0568 |  | 46.7004 | 12.4724 | 202.0726 | 0 | 84.0421 | 24.9674 | 0 | 54.9043 | 41.8
7239 | 779 | 447 | 80 | 2.3 | 23.6 | 204.2263 | 0 | 52.8629 |  | 46.7004 | 12.7213 | 157.6348 | 0 | 96.0298 | 23.0846 | 0 | 88.974 | 42.1
7240 | 589 | 269 | 76 | 2.3 | 23.2 | 97.6407 | 13.2762 | 34.105 |  | 46.7011 | 13.2889 | 50.9859 | 0 | 99.892 | 0 | 0.55254 | 88.1978 | 44
7241 | 314 | 95 | 43 | 2.7 | 20.7 | 0 | 0 | 11.9153 |  | 46.7004 | 14.5232 | 0 | 46.7021 | 96.3533 | 0 | 19.3403 | 58.9342 | 45.3
7242 | 2 | 3 | 3 | 1.6 | 17.5 | 0 | 0 | 0 |  | 100.9245 | 37.9887 | 0 | 100.9284 | 88.525 | 0 | 9.2857 | 44.7103 | 45.4
7243 | 0 | 0 | 0 | 0.5 | 16.2 | 0 | 0 | 0 |  | 100.9251 | 38.137 | 0 | 100.9293 | 80.6955 | 0 | 7.4663 | 33.2249 | 43.7
7244 | 0 | 0 | 0 | 0.2 | 15.5 | 0 | 0 | 0 |  | 100.9248 | 38.1976 | 0 | 100.9294 | 72.8656 | 0 | 3.4253 | 27.925 | 39.7
7245 | 0 | 0 | 0 | 0.9 | 15 | 0 | 0 | 0 |  | 100.9247 | 38.2347 | 0 | 100.9297 | 65.0354 | 2.2146e-09 | 0 | 27.925 | 36.3
7246 | 0 | 0 | 0 | 1.4 | 14.6 | 0 | 0 | 0 |  | 95.4512 | 35.8395 | 0 | 95.4563 | 57.6439 | 7.4509e-10 | 0 | 27.925 | 34.1
7247 | 0 | 0 | 0 | 1.9 | 15.6 | 0 | 0 | 0 |  | 91.4171 | 33.9592 | 0 | 91.4224 | 50.577 | 1.0045e-09 | 0 | 27.925 | 32.4
7248 | 0 | 0 | 0 | 1.9 | 14.9 | 0 | 0 | 0 |  | 25.4902 | 5.5066 | 0 | 25.4918 | 48.6649 | 0 | 0 | 27.925 | 5.5066
7249 | 0 | 0 | 0 | 0.4 | 13.7 | 0 | 0 | 0 |  | 25.4902 | 5.775 | 0 | 25.4919 | 46.753 | 0 | 0 | 27.925 | 5.775
7250 | 0 | 0 | 0 | 2 | 14.3 | 0 | 0 | 0 |  | 25.4902 | 5.6342 | 0 | 25.4921 | 44.8411 | 0 | 0 | 27.925 | 5.6342
7251 | 0 | 0 | 0 | 2.1 | 14.4 | 0 | 0 | 0 |  | 25.4902 | 5.6053 | 0 | 25.4922 | 42.9294 | 0 | 0 | 27.925 | 5.6053
7252 | 0 | 0 | 0 | 2.2 | 14.7 | 0 | 0 | 0 |  | 85.9475 | 31.4992 | 0 | 85.955 | 36.2998 | 0 | 0 | 27.925 | 31.4992
7253 | 0 | 0 | 0 | 2.7 | 14.7 | 0 | 0 | 0 |  | 108.5038 | 41.6361 | 0 | 108.514 | 27.8613 | 1.4343e-11 | 0 | 27.925 | 39.4
7254 | 0 | 0 | 0 | 2.7 | 15.2 | 0 | 0 | 0 |  | 111.3962 | 42.9554 | 0 | 111.4077 | 19.19 | 0 | 1.1505 | 26.41 | 41.7
7255 | 5 | 7 | 6 | 1.9 | 14.6 | 0 | 0 | 0 |  | 111.3963 | 42.9832 | 0 | 111.4091 | 10.5207 | 0 | 2.207 | 22.8362 | 42.8
7256 | 236 | 120 | 68 | 1.5 | 15.8 | 0 | 0 | 13.244 |  | 85.6645 | 31.2999 | 0 | 85.6758 | 3.9218 | 0 | 0 | 22.8362 | 43.3
7257 | 393 | 293 | 151 | 0.5 | 19.8 | 19.6046 | -4.11e-07 | 31.5741 |  | 25.4902 | 5.0655 | 13.6186 | 19.4963 | 3.5147 | 0 | 6.9343 | 10.9378 | 43.5739
7258 | 487 | 474 | 229 | 0.6 | 22.2 | 124.4039 | 0 | 47.1515 |  | 25.4902 | 5.1741 | 98.9855 | 0 | 11.0994 | 0 | 0 | 10.9378 | 44.1
7259 | 349 | 511 | 295 | 1.2 | 23.1 | 88.2813 | 0 | 47.5696 |  | 25.4902 | 5.1147 | 62.8416 | 0 | 15.9375 | 0 | 0 | 10.9378 | 44.1
7260 | 864 | 652 | 105 | 1.8 | 23.9 | 251.7973 | 0 | 70.5033 |  | 25.4902 | 4.1983 | 226.4563 | 0 | 33.2753 | 8.5194 | 0 | 24.6284 | 43
7261 | 707 | 609 | 162 | 1.5 | 24.6 | 201.7323 | 0 | 64.0329 |  | 25.4902 | 4.3424 | 176.361 | 0 | 46.7808 | 24.9708 | 0 | 62.5415 | 42.4
7262 | 634 | 542 | 182 | 2.9 | 24.6 | 173.2005 | 0 | 58.4569 |  | 25.4902 | 4.4904 | 147.8112 | 0 | 58.0928 | 18.5941 | 0 | 90 | 41.9
7263 | 286 | 295 | 161 | 3.7 | 23.7 | 0 | 0 | 30.4204 |  | 41.7366 | 12.0045 | 0 | 41.7385 | 54.9421 | 0 | 0 | 90 | 42.3
7264 | 57 | 88 | 70 | 4 | 21.8 | 0 | 0 | 7.7376 |  | 103.1683 | 37.9758 | 0 | 103.1736 | 46.9399 | 0 | 0 | 90 | 44.2
7265 | 306 | 107 | 58 | 3.6 | 21.5 | 0 | 0 | 12.7229 |  | 92.3134 | 33.2376 | 0 | 92.3187 | 39.8079 | 0 | 0 | 90 | 44.9
7266 | 1 | 2 | 2 | 3.2 | 19.5 | 0 | 0 | 0 |  | 123.0786 | 47.9604 | 0 | 123.0864 | 30.1925 | 0 | 0 | 90 | 44.8
7267 | 0 | 0 | 0 | 2.2 | 18.8 | 0 | 0 | 0 |  | 118.86 | 46.0257 | 0 | 118.8685 | 20.9213 | 0 | 0 | 90 | 43.2
7268 | 0 | 0 | 0 | 0.9 | 17.1 | 0 | 0 | 0 |  | 108.9744 | 41.6061 | 0 | 108.9834 | 12.4514 | 0 | 0 | 90 | 39.4
7269 | 0 | 0 | 0 | 1 | 16.6 | 0 | 0 | 0 |  | 68.409 | 23.7364 | 0 | 68.4157 | 7.2176 | 0 | 0 | 90 | 23.7364
7270 | 0 | 0 | 0 | 1.7 | 16.4 | 0 | 0 | 0 |  | 68.4086 | 23.7155 | 0 | 68.4166 | 1.9885 | 0 | 0 | 90 | 23.7155
7271 | 0 | 0 | 0 | 1.2 | 16.8 | 0 | 0 | 0 |  | 0 | -0.28887 | 0 | 0 | 1.9834 | 0 | 0 | 90 | -0.28887
7272 | 0 | 0 | 0 | 1 | 15.9 | 0 | 0 | 0 |  | 0 | -0.28887 | 0 | 0 | 1.9784 | 0 | 0 | 90 | -0.28887
7273 | 0 | 0 | 0 | 1.3 | 15.8 | 0 | 0 | 0 |  | 0 | -0.28887 | 0 | 0 | 1.9733 | 0 | 0 | 90 | -0.28887
7274 | 0 | 0 | 0 | 1.5 | 15.4 | 0 | 0 | 0 |  | 0 | -0.28887 | 0 | 0 | 1.9682 | 0 | 0 | 90 | -0.28887
7275 | 0 | 0 | 0 | 1.6 | 16.7 | 0 | 0 | 0 |  | 0 | -0.28887 | 0 | 0 | 1.9632 | 0 | 0 | 90 | -0.28887
7276 | 0 | 0 | 0 | 1.4 | 17.3 | 0 | 0 | 0 |  | 0 | -0.28887 | 0 | 0 | 1.9581 | 0 | 0 | 90 | -0.28887
7277 | 0 | 0 | 0 | 1.5 | 17.5 | 0 | 0 | 0 |  | 0 | -0.28887 | 0 | 0 | 1.9531 | 0 | 0 | 90 | -0.28887
7278 | 0 | 0 | 0 | 1.1 | 16.6 | 0 | 0 | 0 |  | 0 | -0.28887 | 0 | 0 | 1.9481 | 0 | 24.9808 | 52.3825 | 24.6919
7279 | 17 | 8 | 6 | 1.3 | 15.8 | 0 | 0 | 0 |  | 0 | -0.28887 | 0 | 0 | 1.9431 | 0 | 21.0514 | 17.9387 | 20.7625
7280 | 483 | 133 | 43 | 1.1 | 18.7 | 0 | 0 | 19.229 |  | 0 | -0.28887 | 0 | 0 | 1.9381 | 0 | 0 | 17.9387 | 18.9401
7281 | 696 | 304 | 59 | 0.7 | 22.4 | 98.5441 | 3.74e-06 | 38.9682 |  | 0 | -1.5401 | 98.6033 | 0 | 9.3466 | 0 | 0 | 17.9387 | 37.4281
7282 | 827 | 476 | 73 | 2.5 | 24.5 | 223.8523 | 0 | 56.7872 |  | 0 | -1.781 | 223.9868 | 0 | 26.3836 | 0 | 0 | 17.9387 | 43.9
7283 | 820 | 580 | 100 | 3 | 25.8 | 233.052 | 0 | 65.0732 |  | 0 | -1.8448 | 233.192 | 0 | 44.1791 | 0 | 0 | 17.9387 | 44.1
7284 | 753 | 617 | 141 | 4.9 | 26.4 | 213.929 | 0 | 68.2384 |  | 0 | -1.7169 | 214.0575 | 0 | 60.5234 | 9.8969 | 0 | 33.7548 | 42.7
7285 | 730 | 610 | 152 | 5.7 | 26.7 | 204.8137 | 0 | 67.3706 |  | 0 | -1.6628 | 204.9366 | 0 | 76.1712 | 24.3349 | 0 | 70.4991 | 41.373
7286 | 638 | 598 | 228 | 5.1 | 27.6 | 171.9099 | 0 | 62.3644 |  | 0 | -1.4977 | 172.0129 | 0 | 89.2982 | 12.912 | 0 | 89.6099 | 41.1
7287 | 17 | 205 | 195 | 4.7 | 26.2 | 0 | 0 | 14.1866 |  | 0 | -0.37147 | 0 | 0 | 89.274 | 0 | 24.9796 | 51.2277 | 38.7948
7288 | 282 | 231 | 136 | 2.8 | 26.4 | 0 | 0 | 24.0206 |  | 130.4786 | 24.9866 | 0 | 130.4889 | 79.0146 | 0 | 12.5827 | 31.6273 | 42.8
7289 | 84 | 67 | 51 | 1.8 | 24.6 | 0 | 0 | 5.852 |  | 107.4824 | 39.02 | 0 | 107.4907 | 70.6663 | 0 | 0 | 31.6273 | 43.5
7290 | 0 | 2 | 2 | 5 | 24.3 | 0 | 0 | 0 |  | 107.4821 | 39.122 | 0 | 107.4909 | 62.3183 | 0 | 5.0894 | 23.8672 | 42.8
7291 | 0 | 0 | 0 | 3.2 | 23.4 | 0 | 0 | 0 |  | 107.4818 | 39.4177 | 0 | 107.491 | 53.97 | 0 | 3.4032 | 18.4201 | 41.3
7292 | 0 | 0 | 0 | 2.3 | 22 | 0 | 0 | 0 |  | 107.1288 | 39.6896 | 0 | 107.1385 | 45.6491 | 1.5456e-06 | 0 | 18.4704 | 38
7293 | 0 | 0 | 0 | 3 | 21.3 | 0 | 0 | 0 |  | 100.3261 | 36.7512 | 0 | 100.3359 | 37.875 | 2.1756e-06 | 0 | 18.5205 | 35.4
7294 | 0 | 0 | 0 | 3 | 21.5 | 0 | 0 | 0 |  | 96.3798 | 34.9176 | 0 | 96.3898 | 30.4176 | 2.1789e-06 | 0 | 18.5544 | 33.8
7295 | 0 | 0 | 0 | 2.3 | 20.6 | 0 | 0 | 0 |  | 92.0624 | 33.2497 | 0 | 92.0727 | 23.3059 | 2.1624e-06 | 0 | 18.5774 | 32.2
7296 | 0 | 0 | 0 | 2.6 | 21.3 | 0 | 0 | 0 |  | 26.5222 | 6.5693 | 0 | 26.5254 | 21.32 | 0 | 0 | 18.5774 | 6.5693
7297 | 0 | 0 | 0 | 1.1 | 20.8 | 0 | 0 | 0 |  | 25.4902 | 6.3177 | 0 | 25.4935 | 19.4122 | 0 | 0 | 18.5774 | 6.3177
7298 | 0 | 0 | 0 | 2.4 | 20.8 | 0 | 0 | 0 |  | 25.4902 | 6.3061 | 0 | 25.4938 | 17.5049 | 0 | 0 | 18.5774 | 6.3061
7299 | 0 | 0 | 0 | 3.7 | 22.1 | 0 | 0 | 0 |  | 25.4899 | 6.1049 | 0 | 25.4939 | 15.5982 | 0 | 0 | 18.5774 | 6.1049
7300 | 0 | 0 | 0 | 4.8 | 22.4 | 0 | 0 | 0 |  | 25.4902 | 6.1144 | 0 | 25.4944 | 13.6923 | 0 | 0 | 18.5774 | 6.1144
7301 | 0 | 0 | 0 | 4.6 | 22 | 0 | 0 | 0 |  | 25.49 | 6.0216 | 0 | 25.4947 | 11.787 | 0 | 0 | 18.5774 | 6.0216
7302 | 0 | 0 | 0 | 4.7 | 21.1 | 0 | 0 | 0 |  | 25.4902 | 6.1902 | 0 | 25.4952 | 9.8828 | 0 | 0 | 18.5774 | 6.1902
7303 | 30 | 10 | 6 | 2.7 | 20 | 0 | 0 | 0 |  | 82.5527 | 29.1196 | 0 | 82.5704 | 3.5336 | 0 | 4.9257 | 10.1075 | 33.4
7304 | 536 | 146 | 47 | 2.9 | 21.1 | 4.7146 | -5.21e-08 | 21.111 |  | 25.4902 | 5.1829 | 2.9611 | 23.7399 | 1.9933 | 0 | 0 | 10.1075 | 26.2939
7305 | 773 | 351 | 84 | 2.7 | 23.2 | 180.7454 | 0 | 45.5374 |  | 25.4902 | 4.7355 | 155.3597 | 0 | 13.8356 | 13.8501 | 0 | 31.9839 | 35.7
7306 | 307 | 367 | 225 | 3.5 | 24.3 | 68.9465 | 0 | 37.6784 |  | 58.295 | 17.2183 | 10.6867 | 0 | 14.6578 | 19.2788 | 0 | 61.2633 | 35.618
7307 | 12 | 286 | 275 | 3.2 | 24.6 | 0 | 0 | 19.7397 |  | 58.2952 | 17.8695 | 0 | 58.3019 | 10.2182 | 1.3629 | 0 | 63.2731 | 36.2464
7308 | 13 | 316 | 304 | 4.1 | 24.8 | 0 | 0 | 21.9219 |  | 58.2952 | 17.818 | 0 | 58.3029 | 5.7812 | 4.0199 | 0 | 69.6047 | 35.72
7309 | 62 | 378 | 334 | 4.9 | 25.4 | 0 | 0 | 30.0151 |  | 58.2952 | 17.4812 | 0 | 58.3041 | 1.349 | 13.4369 | 0 | 90 | 34.0594
7310 | 110 | 371 | 302 | 4.1 | 26.3 | 0 | 0 | 30.4487 |  | 0 | -0.28887 | 0 | 0 | 1.3454 | 0 | 0 | 90 | 30.1598
7311 | 111 | 273 | 218 | 2.2 | 26.8 | 0 | 0 | 22.6357 |  | 0 | -0.28887 | 0 | 0 | 1.3418 | 0 | 0 | 90 | 22.3469
7312 | 158 | 186 | 143 | 2.3 | 26.7 | 0 | 0 | 18.408 |  | 0 | -0.28887 | 0 | 0 | 1.3382 | 0 | 17.2757 | 63.5541 | 35.3948
7313 | 25 | 58 | 53 | 3.5 | 25.4 | 0 | 0 | 4.3659 |  | 0 | -0.28887 | 0 | 0 | 1.3346 | 0 | 24.9492 | 23.3942 | 29.0262
7314 | 0 | 2 | 2 | 4.4 | 23.4 | 0 | 0 | 0 |  | 0 | -0.28887 | 0 | 0 | 1.331 | 0 | 2.1817 | 19.856 | 1.8928
7315 | 0 | 0 | 0 | 4 | 23 | 0 | 0 | 0 |  | 0 | -0.28887 | 0 | 0 | 1.3274 | 0 | 0 | 19.856 | -0.28887
7316 | 0 | 0 | 0 | 5.7 | 22.9 | 0 | 0 | 0 |  | 0 | -0.28887 | 0 | 0 | 1.3238 | 0 | 0 | 19.856 | -0.28887
7317 | 0 | 0 | 0 | 6.6 | 22.7 | 0 | 0 | 0 |  | 0 | -0.28887 | 0 | 0 | 1.3202 | 0 | 0 | 19.856 | -0.28887
7318 | 0 | 0 | 0 | 5.5 | 22.2 | 0 | 0 | 0 |  | 0 | -0.28887 | 0 | 0 | 1.3166 | 0 | 0 | 19.856 | -0.28887
7319 | 0 | 0 | 0 | 6.9 | 22 | 0 | 0 | 0 |  | 0 | -0.28887 | 0 | 0 | 1.3131 | 0 | 0 | 19.856 | -0.28887
7320 | 0 | 0 | 0 | 6.5 | 21.5 | 0 | 0 | 0 |  | 0 | -0.28887 | 0 | 0 | 1.3095 | 0 | 0 | 19.856 | -0.28887
7321 | 0 | 0 | 0 | 6.2 | 21.3 | 0 | 0 | 0 |  | 0 | -0.28887 | 0 | 0 | 1.3059 | 0 | 0 | 19.856 | -0.28887
7322 | 0 | 0 | 0 | 7 | 21.1 | 0 | 0 | 0 |  | 0 | -0.28887 | 0 | 0 | 1.3023 | 0 | 0 | 19.856 | -0.28887
7323 | 0 | 0 | 0 | 7.3 | 21 | 0 | 0 | 0 |  | 0 | -0.28887 | 0 | 0 | 1.2987 | 0 | 0 | 19.856 | -0.28887
7324 | 0 | 0 | 0 | 7.3 | 21.2 | 0 | 0 | 0 |  | 0 | -0.28887 | 0 | 0 | 1.2952 | 0 | 0 | 19.856 | -0.28887
7325 | 0 | 0 | 0 | 5.7 | 20.7 | 0 | 0 | 0 |  | 0 | -0.28887 | 0 | 0 | 1.2916 | 0 | 0 | 19.856 | -0.28887
7326 | 0 | 0 | 0 | 7.2 | 20.8 | 0 | 0 | 0 |  | 0 | -0.28887 | 0 | 0 | 1.288 | 0 | 0 | 19.856 | -0.28887
7327 | 4 | 7 | 6 | 6.6 | 20.8 | 0 | 0 | 0 |  | 0 | -0.28887 | 0 | 0 | 1.2845 | 0 | 5.6703 | 10.4985 | 5.3814
7328 | 357 | 118 | 51 | 7.7 | 21.7 | 0 | 0 | 16.0425 |  | 0 | -0.28887 | 0 | 0 | 1.2809 | 0 | 0 | 10.4985 | 15.7537
7329 | 364 | 251 | 137 | 6.4 | 22.7 | 0 | 0 | 29.7615 |  | 0 | -0.28887 | 0 | 0 | 1.2774 | 0 | 0 | 10.4985 | 29.4726
7330 | 137 | 286 | 217 | 9.3 | 22.4 | 0 | 0 | 26.146 |  | 0 | -0.28887 | 0 | 0 | 1.2739 | 0 | 0 | 10.4985 | 25.8571
7331 | 306 | 365 | 184 | 10 | 22.9 | 0 | 0 | 37.6504 |  | 0 | -0.28887 | 0 | 0 | 1.2703 | 0.050207 | 0 | 10.59 | 37.3114
7332 | 85 | 270 | 216 | 8.4 | 23.1 | 0 | 0 | 22.0167 |  | 0 | -0.28887 | 0 | 0 | 1.2668 | 21.9811 | 0 | 44.5983 | -0.25327
7333 | 169 | 334 | 226 | 8.9 | 23.5 | 0 | 0 | 30.5138 |  | 0 | -0.28887 | 0 | 0 | 1.2633 | 17.2373 | 0 | 70.4573 | 12.9877
7334 | 89 | 266 | 213 | 8.7 | 22.8 | 0 | 0 | 21.8254 |  | 0 | -0.28887 | 0 | 0 | 1.2598 | 0 | 0 | 70.4573 | 21.5365
7335 | 559 | 387 | 135 | 9.4 | 23.7 | 0 | 0 | 46.0614 |  | 0 | -0.28887 | 0 | 0 | 1.2563 | 11.9545 | 0 | 88.7941 | 33.8181
7336 | 182 | 161 | 113 | 7.8 | 23.1 | 0 | 0 | 18.0069 |  | 0 | -0.28887 | 0 | 0 | 1.2528 | 0 | 18.5763 | 60.2202 | 36.2943
7337 | 237 | 95 | 54 | 6.9 | 22.7 | 0 | 0 | 10.2493 |  | 0 | -0.28887 | 0 | 0 | 1.2493 | 0 | 24.9535 | 19.9318 | 34.9139
7338 | 1 | 2 | 2 | 7.9 | 21.8 | 0 | 0 | 0 |  | 0 | -0.28887 | 0 | 0 | 1.2458 | 0 | 0 | 19.9318 | -0.28887
7339 | 0 | 0 | 0 | 8 | 21 | 0 | 0 | 0 |  | 0 | -0.28887 | 0 | 0 | 1.2423 | 0 | 0 | 19.9318 | -0.28887
7340 | 0 | 0 | 0 | 5.1 | 20 | 0 | 0 | 0 |  | 0 | -0.28887 | 0 | 0 | 1.2388 | 0 | 0 | 19.9318 | -0.28887
7341 | 0 | 0 | 0 | 5.1 | 19.7 | 0 | 0 | 0 |  | 0 | -0.28887 | 0 | 0 | 1.2353 | 0 | 0 | 19.9318 | -0.28887
7342 | 0 | 0 | 0 | 5.6 | 19.6 | 0 | 0 | 0 |  | 0 | -0.28887 | 0 | 0 | 1.2318 | 0 | 0 | 19.9318 | -0.28887
7343 | 0 | 0 | 0 | 5 | 19.2 | 0 | 0 | 0 |  | 0 | -0.28887 | 0 | 0 | 1.2283 | 0 | 0 | 19.9318 | -0.28887
7344 | 0 | 0 | 0 | 4.7 | 19 | 0 | 0 | 0 |  | 0 | -0.28887 | 0 | 0 | 1.2248 | 0 | 0 | 19.9318 | -0.28887
7345 | 0 | 0 | 0 | 4.5 | 18.9 | 0 | 0 | 0 |  | 0 | -0.28887 | 0 | 0 | 1.2213 | 0 | 0 | 19.9318 | -0.28887
7346 | 0 | 0 | 0 | 4.1 | 18.4 | 0 | 0 | 0 |  | 0 | -0.28887 | 0 | 0 | 1.2178 | 0 | 0 | 19.9318 | -0.28887
7347 | 0 | 0 | 0 | 6.9 | 19.2 | 0 | 0 | 0 |  | 0 | -0.28887 | 0 | 0 | 1.2143 | 0 | 0 | 19.9318 | -0.28887
7348 | 0 | 0 | 0 | 10.2 | 19.9 | 0 | 0 | 0 |  | 0 | -0.28887 | 0 | 0 | 1.2109 | 0 | 0 | 19.9318 | -0.28887
7349 | 0 | 0 | 0 | 12.6 | 19.6 | 0 | 0 | 0 |  | 0 | -0.28887 | 0 | 0 | 1.2074 | 0 | 0 | 19.9318 | -0.28887
7350 | 0 | 0 | 0 | 13.3 | 19.2 | 0 | 0 | 0 |  | 0 | -0.28887 | 0 | 0 | 1.2039 | 0 | 0 | 19.9318 | -0.28887
7351 | 11 | 9 | 8 | 11.7 | 18.9 | 0 | 0 | 0 |  | 0 | -0.28887 | 0 | 0 | 1.2005 | 0 | 0 | 19.9318 | -0.28887
7352 | 270 | 142 | 92 | 9.4 | 19.3 | 0 | 0 | 16.7522 |  | 0 | -0.28887 | 0 | 0 | 1.197 | 0 | 1.356 | 18.1621 | 17.8194
7353 | 51 | 200 | 181 | 8.6 | 19.9 | 0 | 0 | 17.1443 |  | 0 | -0.28887 | 0 | 0 | 1.1936 | 0 | 0 | 18.1621 | 16.8554
7354 | 158 | 325 | 242 | 10 | 20.6 | 0 | 0 | 30.0358 |  | 0 | -0.28887 | 0 | 0 | 1.1901 | 0 | 4.3472 | 10.6862 | 34.0942
7355 | 224 | 382 | 244 | 11.6 | 20.5 | 0 | 0 | 36.0373 |  | 0 | -0.28887 | 0 | 0 | 1.1867 | 0 | 0 | 10.6862 | 34.9
7356 | 618 | 551 | 161 | 13.7 | 21.2 | 95.8668 | 3.95e-06 | 63.2147 |  | 0 | -1.5241 | 95.9185 | 0 | 7.979 | 0 | 0 | 10.6862 | 34.8
7357 | 893 | 715 | 166 | 14.2 | 21.8 | 243.9123 | 0 | 75 |  | 0 | -1.9128 | 244.0434 | 0 | 26.1506 | 3.416 | 0 | 16.3468 | 32.9
7358 | 865 | 557 | 76 | 13 | 22.1 | 229.8045 | 0 | 67.8568 |  | 0 | -1.809 | 229.9274 | 0 | 43.4864 | 24.9659 | 0 | 54.5572 | 31.8
7359 | 855 | 443 | 59 | 11.1 | 22.2 | 212.9239 | 0 | 57.2086 |  | 0 | -1.7007 | 213.0371 | 0 | 59.591 | 23.727 | 0 | 89.5712 | 31.781
7360 | 711 | 268 | 49 | 10.5 | 21.8 | 141.1159 | 0 | 38.0591 |  | 0 | -1.3721 | 141.1903 | 0 | 70.2646 | 0 | 0.93975 | 88.182 | 34.9
7361 | 431 | 85 | 26 | 9.9 | 20.9 | 0 | 0 | 11.9609 |  | 0 | -0.37147 | 0 | 0 | 70.2408 | 0 | 24.9206 | 50.0864 | 36.51
7362 | 2 | 1 | 1 | 10.1 | 20.1 | 0 | 0 | 0 |  | 129.6764 | 25.3742 | 0 | 129.7063 | 60.0494 | 0 | 14.5164 | 27.2965 | 37.8
7363 | 0 | 0 | 0 | 11.2 | 20 | 0 | 0 | 0 |  | 96.955 | 35.3248 | 0 | 96.9773 | 52.5407 | 0 | 3.3599 | 22.0952 | 37.6
7364 | 0 | 0 | 0 | 5.6 | 19.3 | 0 | 0 | 0 |  | 96.9551 | 35.4723 | 0 | 96.9779 | 45.0315 | 0 | 1.473 | 19.8516 | 35.8
7365 | 0 | 0 | 0 | 1.7 | 16.5 | 0 | 0 | 0 |  | 25.49 | 5.9047 | 0 | 25.4962 | 43.1193 | 0 | 0 | 19.8516 | 5.9047
7366 | 0 | 0 | 0 | 1.3 | 17.3 | 0 | 0 | 0 |  | 25.4902 | 6.408 | 0 | 25.4965 | 41.2074 | 0 | 0 | 19.8516 | 6.408
7367 | 0 | 0 | 0 | 4.7 | 18.5 | 0 | 0 | 0 |  | 25.4901 | 6.2016 | 0 | 25.4966 | 39.2957 | 0 | 0 | 19.8516 | 6.2016
7368 | 0 | 0 | 0 | 5.4 | 18.6 | 0 | 0 | 0 |  | 25.4901 | 6.1772 | 0 | 25.4968 | 37.3841 | 0 | 0 | 19.8516 | 6.1772
7369 | 0 | 0 | 0 | 3.1 | 18.6 | 0 | 0 | 0 |  | 25.4901 | 6.17 | 0 | 25.4969 | 35.4728 | 0 | 0 | 19.8516 | 6.17
7370 | 0 | 0 | 0 | 5.9 | 19.6 | 0 | 0 | 0 |  | 25.4901 | 5.9802 | 0 | 25.4971 | 33.5616 | 0 | 0 | 19.8516 | 5.9802
7371 | 0 | 0 | 0 | 3.2 | 18.7 | 0 | 0 | 0 |  | 25.4901 | 6.1372 | 0 | 25.4973 | 31.6506 | 0 | 0 | 19.8516 | 6.1372
7372 | 0 | 0 | 0 | 2 | 16.3 | 0 | 0 | 0 |  | 25.49 | 5.6881 | 0 | 25.4974 | 29.7397 | 0 | 0 | 19.8516 | 5.6881
7373 | 0 | 0 | 0 | 2.6 | 16.5 | 0 | 0 | 0 |  | 80.9924 | 28.8064 | 0 | 81.0164 | 23.5019 | 0 | 0 | 19.8516 | 28.8064
7374 | 0 | 0 | 0 | 2.5 | 15.4 | 0 | 0 | 0 |  | 107.287 | 40.7115 | 0 | 107.3198 | 15.1614 | 0 | 1.9388 | 16.9394 | 40.8
7375 | 31 | 7 | 4 | 2.6 | 15.3 | 0 | 0 | 0 |  | 107.2869 | 40.7024 | 0 | 107.3212 | 6.8242 | 0 | 3.7188 | 10.5383 | 42.6
7376 | 580 | 128 | 28 | 5.1 | 17.7 | 0 | 0 | 20.7459 |  | 67.9405 | 23.0015 | 0 | 67.9636 | 1.6288 | 0 | 0 | 10.5383 | 43.5
7377 | 800 | 309 | 43 | 5.9 | 19.7 | 117.7749 | 4.52e-06 | 44.0888 |  | 25.4901 | 4.6047 | 101.2986 | 8.9531 | 8.5828 | 0 | 0 | 10.5383 | 43.9
7378 | 891 | 468 | 50 | 6.7 | 21.2 | 236.2326 | 0 | 60.326 |  | 25.4902 | 4.6565 | 210.8745 | 0 | 24.612 | 0 | 0 | 10.5383 | 44.3
7379 | 935 | 580 | 54 | 8.3 | 22.4 | 260.8822 | 0 | 71.176 |  | 25.4902 | 4.4225 | 235.5375 | 0 | 42.5485 | 0 | 0 | 10.5383 | 44.2
7380 | 954 | 636 | 54 | 7.9 | 23.4 | 272.1161 | 0 | 75 |  | 62.7598 | 18.4762 | 209.5044 | 0 | 58.4557 | 0 | 0 | 10.5383 | 43
7381 | 950 | 628 | 55 | 7.9 | 24.6 | 269.6855 | 0 | 74.7593 |  | 92.196 | 30.1509 | 177.6375 | 0 | 71.8717 | 0 | 0 | 10.5383 | 42
7382 | 915 | 554 | 54 | 7 | 24.8 | 252.5285 | 0 | 67.4409 |  | 92.1959 | 30.2347 | 160.4755 | 0 | 84.0146 | 4.2774 | 0 | 17.5916 | 41.5
7383 | 858 | 429 | 51 | 8 | 24.6 | 217.3709 | 0 | 55.7118 |  | 92.1892 | 30.5841 | 125.3071 | 0 | 93.5078 | 24.9664 | 0 | 55.7618 | 41.8
7384 | 737 | 262 | 42 | 10 | 23.2 | 147.0985 | 0 | 38.0019 |  | 92.1372 | 31.4762 | 55.0458 | 0 | 97.6558 | 23.2029 | 0 | 90 | 43.8
7385 | 432 | 83 | 24 | 9.7 | 21.6 | 0 | 0 | 11.4799 |  | 92.1961 | 33.1104 | 0 | 92.1998 | 90.5314 | 0 | 1.4052 | 87.9231 | 45
7386 | 0 | 1 | 1 | 9.3 | 19.7 | 0 | 0 | 0 |  | 92.1964 | 33.6932 | 0 | 92.2005 | 83.4051 | 0 | 12.8314 | 68.7963 | 45.2
7387 | 0 | 0 | 0 | 8.2 | 18.6 | 0 | 0 | 0 |  | 92.1971 | 33.9447 | 0 | 92.2014 | 76.2775 | 0 | 11.0139 | 52.0144 | 43.5
7388 | 0 | 0 | 0 | 8.9 | 18.2 | 0 | 0 | 0 |  | 92.1971 | 33.9931 | 0 | 92.2017 | 69.1498 | 0 | 7.2753 | 40.8526 | 39.8
7389 | 0 | 0 | 0 | 7.4 | 17.4 | 0 | 0 | 0 |  | 92.1968 | 34.092 | 0 | 92.2018 | 62.0216 | 0 | 3.8108 | 34.9991 | 36.4
7390 | 0 | 0 | 0 | 4.5 | 17.5 | 0 | 0 | 0 |  | 92.1968 | 34.0685 | 0 | 92.2023 | 54.8938 | 0 | 1.8211 | 32.2216 | 34.4
7391 | 0 | 0 | 0 | 4 | 17.2 | 0 | 0 | 0 |  | 92.1967 | 34.096 | 0 | 92.2027 | 47.766 | 2.1168e-06 | 0 | 32.304 | 32.6
7392 | 0 | 0 | 0 | 7.1 | 17.5 | 0 | 0 | 0 |  | 25.4902 | 6.5677 | 0 | 25.492 | 45.8546 | 0 | 0 | 32.304 | 6.5677
7393 | 0 | 0 | 0 | 8.3 | 17.7 | 0 | 0 | 0 |  | 25.4902 | 6.5281 | 0 | 25.4922 | 43.9432 | 0 | 0 | 32.304 | 6.5281
7394 | 0 | 0 | 0 | 8.5 | 17.5 | 0 | 0 | 0 |  | 25.4902 | 6.5549 | 0 | 25.4923 | 42.032 | 0 | 0 | 32.304 | 6.5549
7395 | 0 | 0 | 0 | 5.1 | 16.2 | 0 | 0 | 0 |  | 41.0032 | 12.5361 | 0 | 41.0068 | 38.9386 | 0 | 0 | 32.304 | 12.5361
7396 | 0 | 0 | 0 | 2.6 | 12.6 | 0 | 0 | 0 |  | 97.4554 | 36.7767 | 0 | 97.4646 | 31.3862 | 2.0841e-06 | 0 | 32.4565 | 35
7397 | 0 | 0 | 0 | 2.1 | 12.6 | 0 | 0 | 0 |  | 104.0037 | 39.6985 | 0 | 104.0144 | 23.3086 | 0 | 2.1244 | 29.0705 | 39.8
7398 | 0 | 0 | 0 | 6.8 | 15.5 | 0 | 0 | 0 |  | 104.0045 | 39.4753 | 0 | 104.0162 | 15.2353 | 0 | 4.6658 | 21.4798 | 42.2
7399 | 17 | 6 | 5 | 11.3 | 16.4 | 0 | 0 | 0 |  | 104.0048 | 39.3686 | 0 | 104.018 | 7.1661 | 0 | 6.0201 | 11.1724 | 43.5
7400 | 532 | 123 | 32 | 12.8 | 16.1 | 0 | 0 | 19.7048 |  | 71.504 | 25.3536 | 0 | 71.5145 | 1.6928 | 0 | 0 | 11.1724 | 44
7401 | 805 | 312 | 48 | 9.8 | 16.4 | 112.8164 | 0 | 45.7293 |  | 25.49 | 4.6548 | 96.5933 | 9.2028 | 8.3883 | 0 | 0 | 11.1724 | 44.2
7402 | 905 | 477 | 57 | 8.7 | 17.2 | 237.0324 | 0 | 63.0821 |  | 25.4902 | 5.0236 | 211.6828 | 0 | 24.6138 | 0 | 0 | 11.1724 | 44.6
7403 | 956 | 596 | 62 | 9.9 | 17.6 | 264.6421 | 0 | 74.9147 |  | 25.4902 | 4.7478 | 239.3096 | 0 | 42.9572 | 0 | 0 | 11.1724 | 44.7
7404 | 963 | 649 | 66 | 7.3 | 18.8 | 275.2948 | 0 | 75 |  | 71.8505 | 23.4008 | 203.6064 | 0 | 58.5066 | 0 | 0 | 11.1724 | 43.5
7405 | 952 | 639 | 68 | 5.8 | 19.8 | 272.6187 | 0 | 75 |  | 92.9363 | 32.1053 | 179.8427 | 0 | 72.1876 | 0 | 0 | 11.1724 | 42.5
7406 | 920 | 566 | 67 | 7 | 20.1 | 253.5239 | 0 | 70.0915 |  | 92.9363 | 32.2209 | 160.7371 | 0 | 84.4261 | 4.2175 | 0 | 18.123 | 42
7407 | 861 | 440 | 63 | 6.5 | 20.5 | 219.4826 | 0 | 57.5456 |  | 92.9224 | 32.3705 | 126.6893 | 0 | 94.076 | 24.9668 | 0 | 56.2785 | 42.1
7408 | 735 | 270 | 54 | 6.6 | 19 | 149.9818 | 0 | 39.6827 |  | 92.8542 | 33.0615 | 57.2151 | 0 | 98.4125 | 22.8491 | 0 | 90 | 44.6
7409 | 330 | 82 | 32 | 6.6 | 17.1 | 0 | 0 | 10.1521 |  | 92.9367 | 34.4304 | 0 | 92.9396 | 91.2243 | 0 | 2.639 | 86.0715 | 45.7
7410 | 0 | 1 | 1 | 5.9 | 15.4 | 0 | 0 | 0 |  | 92.9363 | 34.7015 | 0 | 92.9394 | 84.0347 | 0 | 13.0645 | 66.5468 | 46.1
7411 | 0 | 0 | 0 | 5.7 | 14.8 | 0 | 0 | 0 |  | 92.9362 | 34.7532 | 0 | 92.9397 | 76.8447 | 0 | 11.3297 | 49.2349 | 44.4
7412 | 0 | 0 | 0 | 6.2 | 14.8 | 0 | 0 | 0 |  | 92.9362 | 34.7445 | 0 | 92.9401 | 69.6549 | 0 | 7.4313 | 37.7852 | 40.5
7413 | 0 | 0 | 0 | 6.8 | 14.8 | 0 | 0 | 0 |  | 92.9362 | 34.7349 | 0 | 92.9405 | 62.4653 | 0 | 3.7347 | 32.0198 | 36.8
7414 | 0 | 0 | 0 | 7.6 | 14.9 | 0 | 0 | 0 |  | 92.9362 | 34.7148 | 0 | 92.9409 | 55.276 | 0 | 1.7371 | 29.3547 | 34.8
7415 | 0 | 0 | 0 | 5.8 | 14.7 | 0 | 0 | 0 |  | 42.2092 | 13.2935 | 0 | 42.2115 | 52.088 | 0 | 0 | 29.3547 | 13.2935
7416 | 0 | 0 | 0 | 3 | 13.8 | 0 | 0 | 0 |  | 25.5917 | 5.778 | 0 | 25.5933 | 50.1682 | 0 | 0 | 29.3547 | 5.778
7417 | 0 | 0 | 0 | 5.4 | 13.9 | 0 | 0 | 0 |  | 25.5918 | 5.7564 | 0 | 25.5934 | 48.2485 | 0 | 0 | 29.3547 | 5.7564
7418 | 0 | 0 | 0 | 4 | 13.6 | 0 | 0 | 0 |  | 25.5917 | 5.8023 | 0 | 25.5935 | 46.329 | 0 | 0 | 29.3547 | 5.8023
7419 | 0 | 0 | 0 | 4.8 | 13.3 | 0 | 0 | 0 |  | 90.3991 | 33.5476 | 0 | 90.4061 | 39.3443 | 0 | 0 | 29.3547 | 32.1
7420 | 0 | 0 | 0 | 4.7 | 12.9 | 0 | 0 | 0 |  | 98.7012 | 37.3302 | 0 | 98.7095 | 31.6925 | 5.2631e-10 | 0 | 29.3547 | 35.5
7421 | 0 | 0 | 0 | 4 | 12.9 | 0 | 0 | 0 |  | 106.1227 | 40.6652 | 0 | 106.1324 | 23.4448 | 0 | 1.6702 | 26.9006 | 40.2
7422 | 0 | 0 | 0 | 4.6 | 12.7 | 0 | 0 | 0 |  | 106.1226 | 40.6587 | 0 | 106.1334 | 15.1988 | 0 | 4.1522 | 20.1171 | 42.7
7423 | 26 | 5 | 4 | 3.2 | 11.5 | 0 | 0 | 0 |  | 106.1223 | 40.6895 | 0 | 106.1346 | 6.9554 | 0 | 5.2929 | 11.0447 | 43.9
7424 | 576 | 125 | 30 | 4.2 | 13.3 | 0 | 0 | 20.474 |  | 69.6104 | 24.5605 | 0 | 69.6198 | 1.6315 | 0 | 0 | 11.0447 | 44.1
7425 | 812 | 312 | 48 | 3.4 | 15.5 | 121.6618 | 0 | 45.265 |  | 25.4902 | 3.9265 | 105.0049 | 8.7637 | 9.0135 | 0 | 0 | 11.0447 | 44.3
7426 | 848 | 464 | 75 | 2.6 | 17.1 | 227.226 | 0 | 59.688 |  | 25.49 | 5.2341 | 201.8708 | 0 | 24.504 | 0 | 0 | 11.0447 | 44.4
7427 | 950 | 589 | 61 | 1.6 | 18.8 | 272.0545 | 0 | 69.5225 |  | 25.4902 | 4.4595 | 246.7267 | 0 | 43.4296 | 0 | 0 | 11.0447 | 44.4
7428 | 941 | 640 | 74 | 3.6 | 18.9 | 272.7251 | 0 | 75 |  | 45.608 | 12.3886 | 227.2789 | 0 | 60.8481 | 0 | 0 | 11.0447 | 42.9
7429 | 876 | 611 | 89 | 3.1 | 18.7 | 251.7859 | 0 | 71.7201 |  | 85.4537 | 29.3404 | 166.4799 | 0 | 73.5199 | 0 | 0 | 11.0447 | 42.1
7430 | 777 | 537 | 115 | 3 | 18.8 | 214.6212 | 0 | 64.2244 |  | 85.4537 | 29.6005 | 129.2935 | 0 | 83.3567 | 6.0647 | 0 | 20.9234 | 41.8
7431 | 852 | 432 | 62 | 4.5 | 19 | 218.8322 | 0 | 56.695 |  | 85.4522 | 29.5429 | 133.5089 | 0 | 93.525 | 24.9683 | 0 | 58.9836 | 42.2
7432 | 734 | 261 | 48 | 5 | 18.2 | 150.78 | 0 | 39.0154 |  | 85.3959 | 29.9854 | 65.4723 | 0 | 98.4923 | 21.0052 | 0 | 90 | 44.5
7433 | 401 | 80 | 25 | 3.7 | 16.9 | 0 | 0 | 10.5155 |  | 85.4533 | 31.2395 | 0 | 85.456 | 91.9002 | 0 | 5.488 | 81.7987 | 45.9
7434 | 0 | 1 | 1 | 3.8 | 14.7 | 0 | 0 | 0 |  | 92.8968 | 34.7522 | 0 | 92.9 | 84.7131 | 0 | 13.4389 | 61.5764 | 46.5
7435 | 0 | 0 | 0 | 2.5 | 13.6 | 0 | 0 | 0 |  | 92.896 | 34.6949 | 0 | 92.8996 | 77.528 | 0 | 11.6843 | 43.6099 | 44.8
7436 | 0 | 0 | 0 | 1.9 | 12.4 | 0 | 0 | 0 |  | 92.8949 | 34.7708 | 0 | 92.8987 | 70.3425 | 0 | 7.8417 | 31.396 | 41
7437 | 0 | 0 | 0 | 2.4 | 12.6 | 0 | 0 | 0 |  | 92.8949 | 34.7488 | 0 | 92.8991 | 63.1573 | 0 | 4.0535 | 25.0254 | 37.2
7438 | 0 | 0 | 0 | 1.9 | 12.5 | 0 | 0 | 0 |  | 92.8949 | 34.7447 | 0 | 92.8995 | 55.9722 | 0 | 2.1479 | 21.6287 | 35.3
7439 | 0 | 0 | 0 | 2.3 | 10.6 | 0 | 0 | 0 |  | 92.8959 | 34.784 | 0 | 92.9011 | 48.7855 | 2.0452e-09 | 0 | 21.6287 | 33.3
7440 | 0 | 0 | 0 | 2.2 | 10.4 | 0 | 0 | 0 |  | 25.4902 | 5.7991 | 0 | 25.4917 | 46.8737 | 0 | 0 | 21.6287 | 5.7991
7441 | 0 | 0 | 0 | 2.3 | 9.9 | 0 | 0 | 0 |  | 25.4902 | 5.796 | 0 | 25.4919 | 44.962 | 0 | 0 | 21.6287 | 5.796
7442 | 0 | 0 | 0 | 1.7 | 9.4 | 0 | 0 | 0 |  | 25.4902 | 5.7927 | 0 | 25.492 | 43.0504 | 0 | 0 | 21.6287 | 5.7927
7443 | 0 | 0 | 0 | 1.8 | 8.7 | 0 | 0 | 0 |  | 29.4373 | 7.3572 | 0 | 29.4397 | 40.8424 | 0 | 0 | 21.6287 | 7.3572
7444 | 0 | 0 | 0 | 1.8 | 9.3 | 0 | 0 | 0 |  | 99.0352 | 37.5389 | 0 | 99.0437 | 33.1628 | 1.581e-06 | 0 | 21.7954 | 35.9
7445 | 0 | 0 | 0 | 1.6 | 9.6 | 0 | 0 | 0 |  | 110.317 | 42.8271 | 0 | 110.3273 | 24.572 | 0 | 0.16681 | 21.53 | 40.7
7446 | 0 | 0 | 0 | 1.3 | 9.4 | 0 | 0 | 0 |  | 110.317 | 42.8148 | 0 | 110.3283 | 15.9829 | 0 | 2.5593 | 17.3066 | 43.1
7447 | 24 | 5 | 4 | 1.1 | 9 | 0 | 0 | 0 |  | 110.317 | 42.7989 | 0 | 110.3298 | 7.3971 | 0 | 3.9519 | 10.5012 | 44.5
7448 | 532 | 119 | 33 | 0.6 | 12.1 | 0 | 0 | 18.8101 |  | 75.5727 | 27.0249 | 0 | 75.583 | 1.6033 | 0 | 0 | 10.5012 | 44.9
7449 | 780 | 304 | 53 | 1.4 | 15 | 113.8928 | 4.29e-06 | 43.7569 |  | 25.4902 | 4.0889 | 97.6144 | 9.147 | 8.3932 | 0 | 0 | 10.5012 | 45
7450 | 878 | 455 | 54 | 1.9 | 16.9 | 235.8962 | 0 | 58.5894 |  | 25.49 | 4.9421 | 210.546 | 0 | 24.5515 | 2.516 | 0 | 14.7096 | 45.2
7451 | 669 | 537 | 170 | 3 | 18.4 | 184.7001 | 0 | 62.5657 |  | 25.4902 | 5.1619 | 159.3197 | 0 | 36.7899 | 21.5377 | 0 | 47.9213 | 45.2
7452 | 335 | 517 | 310 | 4.8 | 19.4 | 81.6787 | 0 | 51.8019 |  | 25.4902 | 5.3367 | 56.2364 | 0 | 41.1307 | 12.9473 | 0 | 67.3951 | 43.7
7453 | 254 | 427 | 271 | 5.1 | 20.2 | 0 | 0 | 42.3658 |  | 25.4901 | 6.0034 | 0 | 25.4914 | 39.2198 | 4.8167 | 0 | 74.8288 | 43.1
7454 | 419 | 457 | 238 | 7.2 | 20.9 | 0 | 0 | 49.7171 |  | 25.4902 | 6.3734 | 0 | 25.4917 | 37.3093 | 9.8455 | 0 | 89.8974 | 42.9
7455 | 51 | 201 | 175 | 7.2 | 21 | 0 | 0 | 16.1821 |  | 72.8704 | 25.2187 | 0 | 72.8752 | 31.7182 | 0 | 2.7441 | 85.8542 | 43.4
7456 | 634 | 248 | 74 | 7.4 | 20.8 | 0 | 0 | 36.7615 |  | 42.5534 | 12.9391 | 0 | 42.5565 | 28.5057 | 2.2315 | 0 | 89.485 | 45.9
7457 | 412 | 78 | 22 | 8.7 | 19.5 | 0 | 0 | 10.1423 |  | 103.8148 | 38.8215 | 0 | 103.8233 | 20.4518 | 0 | 0 | 89.485 | 47.2
7458 | 0 | 1 | 1 | 5.5 | 17.6 | 0 | 0 | 0 |  | 129.1343 | 50.7183 | 0 | 129.1463 | 10.3429 | 0 | 0.036101 | 89.7401 | 47.5
7459 | 0 | 0 | 0 | 5.6 | 15.9 | 0 | 0 | 0 |  | 123.9784 | 48.9041 | 0 | 123.9921 | 0.66068 | 0 | 0.0019769 | 89.8246 | 45.6
7460 | 0 | 0 | 0 | 5.5 | 15 | 0 | 0 | 0 |  | 0 | -0.28887 | 0 | 0 | 0.65875 | 0 | 0 | 89.8246 | -0.28887
7461 | 0 | 0 | 0 | 6.3 | 14.4 | 0 | 0 | 0 |  | 0 | -0.28887 | 0 | 0 | 0.65682 | 0 | 0 | 89.8246 | -0.28887
7462 | 0 | 0 | 0 | 4.9 | 13.6 | 0 | 0 | 0 |  | 0 | -0.28887 | 0 | 0 | 0.65489 | 0 | 0 | 89.8246 | -0.28887
7463 | 0 | 0 | 0 | 4.9 | 13.5 | 0 | 0 | 0 |  | 0 | -0.28887 | 0 | 0 | 0.65296 | 0 | 0 | 89.8246 | -0.28887
7464 | 0 | 0 | 0 | 3.6 | 13 | 0 | 0 | 0 |  | 0 | -0.28887 | 0 | 0 | 0.65103 | 0 | 0 | 89.8246 | -0.28887
7465 | 0 | 0 | 0 | 6.1 | 12.8 | 0 | 0 | 0 |  | 0 | -0.28887 | 0 | 0 | 0.6491 | 0 | 0 | 89.8246 | -0.28887
7466 | 0 | 0 | 0 | 7.1 | 12.4 | 0 | 0 | 0 |  | 0 | -0.28887 | 0 | 0 | 0.64717 | 0 | 0 | 89.8246 | -0.28887
7467 | 0 | 0 | 0 | 6.8 | 12 | 0 | 0 | 0 |  | 0 | -0.28887 | 0 | 0 | 0.64525 | 0 | 0 | 89.8246 | -0.28887
7468 | 0 | 0 | 0 | 4.4 | 11.6 | 0 | 0 | 0 |  | 0 | -0.28887 | 0 | 0 | 0.64332 | 0 | 0 | 89.8246 | -0.28887
7469 | 0 | 0 | 0 | 4.2 | 11.2 | 0 | 0 | 0 |  | 0 | -0.28887 | 0 | 0 | 0.6414 | 0 | 0 | 89.8246 | -0.28887
7470 | 0 | 0 | 0 | 3.6 | 10.9 | 0 | 0 | 0 |  | 0 | -0.28887 | 0 | 0 | 0.63948 | 0 | 24.965 | 50.5658 | 24.6761
7471 | 3 | 3 | 3 | 2.6 | 10.8 | 0 | 0 | 0 |  | 0 | -0.28887 | 0 | 0 | 0.63756 | 0 | 20.9448 | 16.01 | 20.6559
7472 | 129 | 65 | 37 | 4.6 | 10.8 | 0 | 0 | 6.9624 |  | 0 | -0.28887 | 0 | 0 | 0.63565 | 0 | 0 | 16.01 | 6.6736
7473 | 748 | 298 | 61 | 7.1 | 12.5 | 98.9618 | 0 | 44.718 |  | 0 | -1.5413 | 99.0212 | 0 | 8.0149 | 0 | 0 | 16.01 | 43.1767
7474 | 836 | 457 | 80 | 7.7 | 13.7 | 216.6973 | 0 | 61.9147 |  | 0 | -1.7335 | 216.8272 | 0 | 24.4655 | 0 | 0 | 16.01 | 46.4
7475 | 898 | 591 | 100 | 5.9 | 14.6 | 251.1261 | 0 | 74.4015 |  | 0 | -1.9862 | 251.2766 | 0 | 43.6191 | 0 | 0 | 16.01 | 45.9
7476 | 920 | 632 | 87 | 2.6 | 15.8 | 266.4943 | 0 | 75 |  | 0 | -2.1288 | 266.6539 | 0 | 63.9666 | 0 | 0 | 16.01 | 44.5
7477 | 920 | 625 | 86 | 5.7 | 16.1 | 261.8937 | 0 | 75 |  | 0 | -2.0828 | 262.0503 | 0 | 83.9652 | 12.923 | 0 | 36.5106 | 43.4
7478 | 891 | 553 | 81 | 4.8 | 16.4 | 246.4104 | 0 | 69.4266 |  | 127.451 | 23.2405 | 119.0951 | 0 | 92.8827 | 24.4424 | 0 | 73.3158 | 43
7479 | 830 | 426 | 72 | 2.4 | 16.9 | 213.4682 | 0 | 56.1677 |  | 133.6396 | 51.0707 | 79.9266 | 0 | 98.9252 | 10.8183 | 0 | 89.329 | 43.2
7480 | 721 | 259 | 55 | 5.3 | 16.4 | 0 | 0 | 39.289 |  | 30.468 | 8.1814 | 0 | 30.4699 | 96.6379 | 0 | 0 | 89.329 | 45.8
7481 | 426 | 81 | 27 | 5.2 | 14.9 | 0 | 0 | 10.6344 |  | 94.1712 | 35.2211 | 0 | 94.1774 | 89.3481 | 0 | 2.6017 | 86.0718 | 46.8
7482 | 0 | 1 | 1 | 4.5 | 13.5 | 0 | 0 | 0 |  | 94.1842 | 35.2323 | 0 | 94.1907 | 82.0572 | 0 | 13.0651 | 66.1293 | 46.7
7483 | 0 | 0 | 0 | 1.3 | 11.7 | 0 | 0 | 0 |  | 94.1691 | 35.2973 | 0 | 94.176 | 74.7685 | 0 | 11.2909 | 48.643 | 45
7484 | 0 | 0 | 0 | 4.6 | 11.6 | 0 | 0 | 0 |  | 94.1691 | 35.2935 | 0 | 94.1763 | 67.4799 | 0 | 7.9927 | 36.1786 | 41.7
7485 | 0 | 0 | 0 | 2.8 | 10.8 | 0 | 0 | 0 |  | 94.1703 | 35.3118 | 0 | 94.1779 | 60.1896 | 0 | 4.8936 | 28.4821 | 38.7
7486 | 0 | 0 | 0 | 3.9 | 10.8 | 0 | 0 | 0 |  | 94.1703 | 35.3015 | 0 | 94.1784 | 52.8995 | 0 | 2.2974 | 24.8725 | 36.1
7487 | 0 | 0 | 0 | 6.1 | 10 | 0 | 0 | 0 |  | 94.1703 | 35.294 | 0 | 94.1789 | 45.6098 | 1.9972e-09 | 0 | 24.8725 | 33.9
7488 | 0 | 0 | 0 | 8.3 | 10.4 | 0 | 0 | 0 |  | 67.4113 | 23.4068 | 0 | 67.4178 | 40.4458 | 0 | 0 | 24.8725 | 23.4068
7489 | 0 | 0 | 0 | 8.8 | 10.6 | 0 | 0 | 0 |  | 25.4902 | 5.7579 | 0 | 25.4928 | 38.5345 | 0 | 0 | 24.8725 | 5.7579
7490 | 0 | 0 | 0 | 4.1 | 10.4 | 0 | 0 | 0 |  | 25.4902 | 5.7523 | 0 | 25.493 | 36.6234 | 0 | 0 | 24.8725 | 5.7523
7491 | 0 | 0 | 0 | 4.8 | 10.8 | 0 | 0 | 0 |  | 25.4902 | 5.7436 | 0 | 25.4931 | 34.7126 | 0 | 0 | 24.8725 | 5.7436
7492 | 0 | 0 | 0 | 1.6 | 7.4 | 0 | 0 | 0 |  | 88.7962 | 32.7877 | 0 | 88.8073 | 27.8544 | 0 | 0 | 24.8725 | 31.7
7493 | 0 | 0 | 0 | 3.3 | 6.8 | 0 | 0 | 0 |  | 91.573 | 34.0192 | 0 | 91.5852 | 20.7757 | 0 | 0.35664 | 24.4536 | 33.2
7494 | 0 | 0 | 0 | 2.5 | 5.9 | 0 | 0 | 0 |  | 91.573 | 33.9991 | 0 | 91.5862 | 13.6987 | 0 | 2.3508 | 20.621 | 35.2
7495 | 29 | 5 | 4 | 1.4 | 5.4 | 0 | 0 | 0 |  | 91.573 | 33.9692 | 0 | 91.5875 | 6.6249 | 0 | 5.8313 | 10.5807 | 38.7
7496 | 565 | 117 | 30 | 1.6 | 7.6 | 0 | 0 | 19.1354 |  | 63.8856 | 21.6867 | 0 | 63.8971 | 1.7511 | 0 | 0 | 10.5807 | 40.6
7497 | 804 | 300 | 48 | 1.2 | 11.7 | 117.8142 | 0 | 44.4259 |  | 25.4902 | 4.6427 | 101.3403 | 8.9498 | 8.8164 | 0 | 0 | 10.5807 | 41
7498 | 898 | 458 | 55 | 1 | 14.3 | 240.8462 | 0 | 59.2548 |  | 25.4902 | 4.0059 | 215.4987 | 0 | 25.3279 | 0 | 0 | 10.5807 | 40.6
7499 | 939 | 570 | 59 | 1.1 | 15.8 | 267.6244 | 0 | 68.5318 |  | 25.49 | 3.4946 | 242.2937 | 0 | 43.8971 | 0 | 0 | 10.5807 | 40.8
7500 | 957 | 624 | 60 | 3.4 | 16.5 | 277.0406 | 0 | 75 |  | 25.49 | 3.9522 | 251.715 | 0 | 63.1701 | 0 | 0 | 10.5807 | 39.9
7501 | 945 | 617 | 65 | 3.4 | 16.7 | 272.0498 | 0 | 75 |  | 43.8709 | 11.6419 | 228.3376 | 0 | 80.6267 | 4.2171 | 0 | 17.5408 | 38.6
7502 | 830 | 531 | 93 | 3.6 | 17.4 | 229.0822 | 0 | 66.1462 |  | 83.3032 | 28.8022 | 145.9104 | 0 | 91.6932 | 24.9665 | 0 | 55.723 | 37.7
7503 | 695 | 391 | 91 | 4 | 17.4 | 173.6213 | 0 | 51.0423 |  | 83.2436 | 29.0879 | 90.4781 | 0 | 98.5473 | 23.2225 | 0 | 90 | 38
7504 | 53 | 135 | 116 | 3.5 | 16.3 | 0 | 0 | 11.4313 |  | 83.3034 | 30.3984 | 0 | 83.3063 | 92.126 | 0 | 0 | 90 | 40.5
7505 | 10 | 37 | 36 | 2.6 | 14.7 | 0 | 0 | 2.4652 |  | 107.5982 | 41.3121 | 0 | 107.6023 | 83.7579 | 0 | 0 | 90 | 41.5
7506 | 0 | 0 | 0 | 1.4 | 12.9 | 0 | 0 | 0 |  | 113.6643 | 44.2474 | 0 | 113.6689 | 74.897 | 0 | 0 | 90 | 41.6
7507 | 0 | 0 | 0 | 1.5 | 12.2 | 0 | 0 | 0 |  | 112.1089 | 43.5453 | 0 | 112.114 | 66.162 | 0 | 0 | 90 | 41
7508 | 0 | 0 | 0 | 2 | 13.3 | 0 | 0 | 0 |  | 106.8389 | 41.041 | 0 | 106.8442 | 57.8544 | 0 | 0 | 90 | 38.8
7509 | 0 | 0 | 0 | 3.7 | 14.9 | 0 | 0 | 0 |  | 100.4113 | 38.0013 | 0 | 100.4167 | 50.0661 | 0 | 0 | 90 | 36.1
7510 | 0 | 0 | 0 | 5.4 | 15.9 | 0 | 0 | 0 |  | 93.675 | 34.9149 | 0 | 93.6806 | 42.8191 | 0 | 0 | 90 | 33.3
7511 | 0 | 0 | 0 | 5.7 | 16.3 | 0 | 0 | 0 |  | 88.0629 | 32.4284 | 0 | 88.0687 | 36.0206 | 0 | 0 | 90 | 31
7512 | 0 | 0 | 0 | 5.2 | 15.9 | 0 | 0 | 0 |  | 84.3138 | 30.8575 | 0 | 84.32 | 29.5212 | 0 | 0 | 90 | 29.5
7513 | 0 | 0 | 0 | 7.6 | 15.6 | 0 | 0 | 0 |  | 63.03 | 21.8508 | 0 | 63.0351 | 24.7047 | 0 | 0 | 90 | 21.8508
7514 | 0 | 0 | 0 | 9.8 | 15.8 | 0 | 0 | 0 |  | 63.03 | 21.792 | 0 | 63.0357 | 19.889 | 0 | 0 | 90 | 21.792
7515 | 0 | 0 | 0 | 10.7 | 15.7 | 0 | 0 | 0 |  | 81.3363 | 29.4016 | 0 | 81.3446 | 13.6304 | 0 | 0 | 90 | 28.3
7516 | 0 | 0 | 0 | 9.2 | 14.8 | 0 | 0 | 0 |  | 82.4569 | 29.9353 | 0 | 82.4665 | 7.2857 | 0 | 0 | 90 | 28.8
7517 | 0 | 0 | 0 | 6 | 13.8 | 0 | 0 | 0 |  | 84.0684 | 30.6646 | 0 | 84.0799 | 0.81838 | 0 | 0 | 90 | 29.5
7518 | 0 | 0 | 0 | 3.7 | 13.5 | 0 | 0 | 0 |  | 0 | -0.28887 | 0 | 0 | 0.81601 | 0 | 0 | 90 | -0.28887
7519 | 0 | 2 | 2 | 3.2 | 13.4 | 0 | 0 | 0 |  | 0 | -0.28887 | 0 | 0 | 0.81365 | 0 | 0 | 90 | -0.28887
7520 | 0 | 35 | 35 | 3 | 14.2 | 0 | 0 | 2.0902 |  | 0 | -0.28887 | 0 | 0 | 0.8113 | 0 | 5.4973 | 83.4455 | 7.2986
7521 | 0 | 87 | 87 | 4.6 | 14.4 | 0 | 0 | 5.7286 |  | 0 | -0.28887 | 0 | 0 | 0.80895 | 0 | 0 | 83.4455 | 5.4397
7522 | 2 | 186 | 184 | 5.9 | 13.9 | 0 | 0 | 13.2575 |  | 0 | -0.28887 | 0 | 0 | 0.8066 | 0 | 0 | 83.4455 | 12.9686
7523 | 121 | 319 | 247 | 6.6 | 12.9 | 0 | 0 | 29.7552 |  | 0 | -0.28887 | 0 | 0 | 0.80425 | 0 | 0 | 83.4455 | 29.4663
7524 | 263 | 439 | 279 | 5.9 | 14.3 | 0 | 0 | 43.6699 |  | 0 | -0.28887 | 0 | 0 | 0.80191 | 4.2736 | 0 | 90 | 37.2
7525 | 2 | 218 | 215 | 7.3 | 14 | 0 | 0 | 15.1231 |  | 0 | -0.28887 | 0 | 0 | 0.79957 | 0 | 0 | 90 | 14.8342
7526 | 1 | 152 | 151 | 6.3 | 13.7 | 0 | 0 | 10.1856 |  | 0 | -0.28887 | 0 | 0 | 0.79724 | 0 | 0 | 90 | 9.8967
7527 | 0 | 116 | 115 | 7.3 | 13.3 | 0 | 0 | 7.6433 |  | 0 | -0.28887 | 0 | 0 | 0.7949 | 0 | 0 | 90 | 7.3545
7528 | 0 | 69 | 69 | 6 | 13.3 | 0 | 0 | 4.4463 |  | 0 | -0.28887 | 0 | 0 | 0.79257 | 0 | 0 | 90 | 4.1575
7529 | 1 | 22 | 22 | 7.9 | 12.9 | 0 | 0 | 1.2145 |  | 0 | -0.28887 | 0 | 0 | 0.79024 | 0 | 24.9638 | 50.6 | 25.8894
7530 | 0 | 0 | 0 | 4.2 | 12.1 | 0 | 0 | 0 |  | 0 | -0.28887 | 0 | 0 | 0.78791 | 0 | 21.0481 | 15.8435 | 20.7592
7531 | 0 | 0 | 0 | 4.9 | 11.3 | 0 | 0 | 0 |  | 0 | -0.28887 | 0 | 0 | 0.78558 | 0 | 0 | 15.8435 | -0.28887
7532 | 0 | 0 | 0 | 4 | 10.5 | 0 | 0 | 0 |  | 0 | -0.28887 | 0 | 0 | 0.78325 | 0 | 0 | 15.8435 | -0.28887
7533 | 0 | 0 | 0 | 4.3 | 9.9 | 0 | 0 | 0 |  | 0 | -0.28887 | 0 | 0 | 0.78092 | 0 | 0 | 15.8435 | -0.28887
7534 | 0 | 0 | 0 | 2.6 | 10 | 0 | 0 | 0 |  | 0 | -0.28887 | 0 | 0 | 0.77859 | 0 | 0 | 15.8435 | -0.28887
7535 | 0 | 0 | 0 | 4.9 | 10.5 | 0 | 0 | 0 |  | 0 | -0.28887 | 0 | 0 | 0.77627 | 0 | 0 | 15.8435 | -0.28887
7536 | 0 | 0 | 0 | 7.4 | 11 | 0 | 0 | 0 |  | 0 | -0.28887 | 0 | 0 | 0.77395 | 0 | 0 | 15.8435 | -0.28887
7537 | 0 | 0 | 0 | 4.6 | 10.7 | 0 | 0 | 0 |  | 0 | -0.28887 | 0 | 0 | 0.77164 | 0 | 0 | 15.8435 | -0.28887
7538 | 0 | 0 | 0 | 6.6 | 10.5 | 0 | 0 | 0 |  | 0 | -0.28887 | 0 | 0 | 0.76933 | 0 | 0 | 15.8435 | -0.28887
7539 | 0 | 0 | 0 | 7.6 | 10.3 | 0 | 0 | 0 |  | 0 | -0.28887 | 0 | 0 | 0.76702 | 0 | 0 | 15.8435 | -0.28887
7540 | 0 | 0 | 0 | 8.8 | 10.5 | 0 | 0 | 0 |  | 0 | -0.28887 | 0 | 0 | 0.76471 | 0 | 0 | 15.8435 | -0.28887
7541 | 0 | 0 | 0 | 9 | 10.6 | 0 | 0 | 0 |  | 0 | -0.28887 | 0 | 0 | 0.76241 | 0 | 0 | 15.8435 | -0.28887
7542 | 0 | 0 | 0 | 5.1 | 10 | 0 | 0 | 0 |  | 0 | -0.28887 | 0 | 0 | 0.76011 | 0 | 3.3585 | 10.379 | 3.0696
7543 | 5 | 3 | 3 | 3 | 9.5 | 0 | 0 | 0 |  | 0 | -0.28887 | 0 | 0 | 0.75781 | 0 | 0 | 10.379 | -0.28887
7544 | 14 | 43 | 42 | 3.3 | 10.5 | 0 | 0 | 3.3206 |  | 0 | -0.28887 | 0 | 0 | 0.75551 | 0 | 0 | 10.379 | 3.0317
7545 | 0 | 116 | 116 | 5.9 | 11.3 | 0 | 0 | 8.2706 |  | 0 | -0.28887 | 0 | 0 | 0.75323 | 0 | 0 | 10.379 | 7.9817
7546 | 12 | 217 | 209 | 4.6 | 12.7 | 0 | 0 | 16.1924 |  | 0 | -0.28887 | 0 | 0 | 0.75095 | 0 | 0 | 10.379 | 15.9035
7547 | 16 | 267 | 255 | 4.4 | 14 | 0 | 0 | 19.7348 |  | 0 | -0.28887 | 0 | 0 | 0.74868 | 0 | 0 | 10.379 | 19.4459
7548 | 1 | 223 | 221 | 7 | 14.6 | 0 | 0 | 15.4934 |  | 0 | -0.28887 | 0 | 0 | 0.74642 | 12.8102 | 0 | 30.6957 | 2.3943
7549 | 8 | 235 | 228 | 5.6 | 15.3 | 0 | 0 | 16.5712 |  | 0 | -0.28887 | 0 | 0 | 0.74417 | 16.5504 | 0 | 55.9749 | -0.26804
7550 | 0 | 154 | 153 | 4.5 | 15.8 | 0 | 0 | 10.1801 |  | 0 | -0.28887 | 0 | 0 | 0.74192 | 0 | 0 | 55.9749 | 9.8912
7551 | 0 | 132 | 131 | 6.2 | 16.4 | 0 | 0 | 8.8064 |  | 0 | -0.28887 | 0 | 0 | 0.73967 | 0 | 0 | 55.9749 | 8.5175
7552 | 0 | 108 | 107 | 6.7 | 16.5 | 0 | 0 | 7.561 |  | 0 | -0.28887 | 0 | 0 | 0.73743 | 0 | 0 | 55.9749 | 7.2722
7553 | 0 | 35 | 35 | 5.4 | 16.2 | 0 | 0 | 2.2188 |  | 0 | -0.28887 | 0 | 0 | 0.73519 | 0 | 24.9335 | 14.5962 | 26.8634
7554 | 0 | 0 | 0 | 2.4 | 15.1 | 0 | 0 | 0 |  | 0 | -0.28887 | 0 | 0 | 0.73295 | 0 | 0 | 14.5962 | -0.28887
7555 | 0 | 0 | 0 | 2.5 | 14.4 | 0 | 0 | 0 |  | 0 | -0.28887 | 0 | 0 | 0.73071 | 0 | 0 | 14.5962 | -0.28887
7556 | 0 | 0 | 0 | 1.3 | 13 | 0 | 0 | 0 |  | 0 | -0.28887 | 0 | 0 | 0.72846 | 0 | 0 | 14.5962 | -0.28887
7557 | 0 | 0 | 0 | 2.3 | 12.6 | 0 | 0 | 0 |  | 0 | -0.28887 | 0 | 0 | 0.72622 | 0 | 0 | 14.5962 | -0.28887
7558 | 0 | 0 | 0 | 1.2 | 11.7 | 0 | 0 | 0 |  | 0 | -0.28887 | 0 | 0 | 0.72398 | 0 | 0 | 14.5962 | -0.28887
7559 | 0 | 0 | 0 | 2.1 | 11.9 | 0 | 0 | 0 |  | 0 | -0.28887 | 0 | 0 | 0.72174 | 0 | 0 | 14.5962 | -0.28887
7560 | 0 | 0 | 0 | 2 | 11.1 | 0 | 0 | 0 |  | 0 | -0.28887 | 0 | 0 | 0.7195 | 0 | 0 | 14.5962 | -0.28887
7561 | 0 | 0 | 0 | 1.3 | 10.1 | 0 | 0 | 0 |  | 0 | -0.28887 | 0 | 0 | 0.71725 | 0 | 0 | 14.5962 | -0.28887
7562 | 0 | 0 | 0 | 1.2 | 8.4 | 0 | 0 | 0 |  | 0 | -0.28887 | 0 | 0 | 0.71501 | 0 | 0 | 14.5962 | -0.28887
7563 | 0 | 0 | 0 | 1.6 | 10.1 | 0 | 0 | 0 |  | 0 | -0.28887 | 0 | 0 | 0.71277 | 0 | 0 | 14.5962 | -0.28887
7564 | 0 | 0 | 0 | 2.2 | 10 | 0 | 0 | 0 |  | 0 | -0.28887 | 0 | 0 | 0.71054 | 0 | 0 | 14.5962 | -0.28887
7565 | 0 | 0 | 0 | 1.6 | 9.5 | 0 | 0 | 0 |  | 0 | -0.28887 | 0 | 0 | 0.70831 | 0 | 0 | 14.5962 | -0.28887
7566 | 0 | 0 | 0 | 1.5 | 9.8 | 0 | 0 | 0 |  | 0 | -0.28887 | 0 | 0 | 0.70608 | 0 | 2.6436 | 10.2298 | 2.3548
7567 | 4 | 4 | 3 | 1.2 | 10.1 | 0 | 0 | 0 |  | 0 | -0.28887 | 0 | 0 | 0.70386 | 0 | 0 | 10.2298 | -0.28887
7568 | 523 | 124 | 48 | 1.8 | 12 | 0 | 0 | 18.0178 |  | 0 | -0.28887 | 0 | 0 | 0.70164 | 0 | 0 | 10.2298 | 17.729
7569 | 788 | 321 | 83 | 2.6 | 15.1 | 110.088 | 0 | 47.0703 |  | 0 | -1.5879 | 110.1534 | 0 | 8.4793 | 0 | 0 | 10.2298 | 45.4824
7570 | 863 | 446 | 70 | 1.2 | 17.2 | 229.1689 | 0 | 58.4555 |  | 0 | -1.8136 | 229.305 | 0 | 25.6215 | 0 | 0 | 10.2298 | 47.1
7571 | 802 | 507 | 75 | 1.5 | 18.4 | 224.889 | 0 | 61.9098 |  | 0 | -1.7841 | 225.0223 | 0 | 42.666 | 0 | 0 | 10.2298 | 46.8
7572 | 941 | 603 | 60 | 3.8 | 19.4 | 270.9691 | 0 | 74.1339 |  | 0 | -2.1705 | 271.1294 | 0 | 63.2761 | 0 | 0 | 10.2298 | 45.4
7573 | 949 | 601 | 59 | 6.1 | 19.7 | 269.4215 | 0 | 75 |  | 0 | -2.1535 | 269.5804 | 0 | 83.792 | 17.5739 | 0 | 37.7356 | 44.7
7574 | 913 | 529 | 59 | 6.4 | 19.9 | 249.7729 | 0 | 68.4658 |  | 127.451 | 22.8794 | 122.4458 | 0 | 92.9325 | 22.0608 | 0 | 70.9321 | 44.4
7575 | 850 | 403 | 53 | 5.4 | 20 | 211.5408 | 2.2997 | 55.6338 |  | 132.6234 | 50.1486 | 79.1328 | 0 | 98.9042 | 12.5603 | 0 | 89.6379 | 44.9
7576 | 722 | 238 | 43 | 6.5 | 19.4 | 0 | 0 | 37.8784 |  | 39.0289 | 11.4736 | 0 | 39.0349 | 95.9602 | 0 | 0 | 89.6379 | 47.8
7577 | 370 | 66 | 21 | 3 | 18.3 | 0 | 0 | 8.0334 |  | 51.2042 | 16.6085 | 0 | 51.2121 | 92.0674 | 0 | 24.9788 | 51.3788 | 49
7578 | 0 | 0 | 0 | 2.5 | 15 | 0 | 0 | 0 |  | 116.0985 | 45.1294 | 0 | 116.1169 | 83.0095 | 0 | 7.0251 | 40.4467 | 49.5
7579 | 0 | 0 | 0 | 4.7 | 14.7 | 0 | 0 | 0 |  | 116.0986 | 45.157 | 0 | 116.1173 | 73.9513 | 0 | 5.4055 | 32.1914 | 47.9
7580 | 0 | 0 | 0 | 2.6 | 13.1 | 0 | 0 | 0 |  | 116.0993 | 45.258 | 0 | 116.1185 | 64.8917 | 0 | 1.4176 | 30.0827 | 44
7581 | 0 | 0 | 0 | 1.6 | 11.2 | 0 | 0 | 0 |  | 109.0022 | 42.0801 | 0 | 109.0206 | 56.4037 | 0 | 0 | 30.0827 | 39.8
7582 | 0 | 0 | 0 | 1.2 | 10.5 | 0 | 0 | 0 |  | 101.9004 | 38.7048 | 0 | 101.9182 | 48.4902 | 2.6335e-10 | 0 | 30.0827 | 37
7583 | 0 | 0 | 0 | 1.3 | 11 | 0 | 0 | 0 |  | 25.4902 | 5.6817 | 0 | 25.4947 | 46.5779 | 0 | 0 | 30.0827 | 5.6817
7584 | 0 | 0 | 0 | 1.5 | 11 | 0 | 0 | 0 |  | 25.4901 | 5.6762 | 0 | 25.4949 | 44.6658 | 0 | 0 | 30.0827 | 5.6762
7585 | 0 | 0 | 0 | 3.4 | 12.3 | 0 | 0 | 0 |  | 25.4902 | 5.8721 | 0 | 25.4951 | 42.7536 | 0 | 0 | 30.0827 | 5.8721
7586 | 0 | 0 | 0 | 3.8 | 12.9 | 0 | 0 | 0 |  | 25.4901 | 5.7583 | 0 | 25.4952 | 40.8416 | 0 | 0 | 30.0827 | 5.7583
7587 | 0 | 0 | 0 | 6 | 13.9 | 0 | 0 | 0 |  | 25.4901 | 5.5687 | 0 | 25.4953 | 38.9297 | 0 | 0 | 30.0827 | 5.5687
7588 | 0 | 0 | 0 | 7.1 | 14.5 | 0 | 0 | 0 |  | 38.1231 | 10.5206 | 0 | 38.1311 | 36.0576 | 0 | 0 | 30.0827 | 10.5206
7589 | 0 | 0 | 0 | 9.8 | 15 | 0 | 0 | 0 |  | 113.8508 | 44.0027 | 0 | 113.8756 | 27.1841 | 0 | 1.4416 | 28.1204 | 43
7590 | 0 | 0 | 0 | 9.9 | 14.6 | 0 | 0 | 0 |  | 113.852 | 44.0299 | 0 | 113.8779 | 18.3116 | 0 | 4.4013 | 20.9436 | 46
7591 | 1 | 2 | 2 | 10.7 | 14.6 | 0 | 0 | 0 |  | 113.852 | 44.0182 | 0 | 113.8792 | 9.4419 | 0 | 5.692 | 11.1927 | 47.3
7592 | 329 | 84 | 37 | 8.9 | 15.4 | 0 | 0 | 12.2046 |  | 99.7488 | 37.2697 | 0 | 99.7744 | 1.7168 | 0 | 0 | 11.1927 | 48
7593 | 739 | 284 | 62 | 10.2 | 17.6 | 87.7647 | 0 | 43.4526 |  | 26.4666 | 5.4462 | 72.4795 | 11.1367 | 6.4131 | 0 | 0 | 11.1927 | 48.2
7594 | 874 | 441 | 62 | 10.1 | 18.7 | 221.9727 | 0 | 61.0115 |  | 26.4666 | 5.1109 | 195.6338 | 0 | 21.438 | 0 | 0 | 11.1927 | 47.7
7595 | 925 | 555 | 66 | 8 | 21.1 | 255.0716 | 0 | 71.2513 |  | 26.4666 | 4.9025 | 228.7549 | 0 | 39.0298 | 0 | 0 | 11.1927 | 47.3
7596 | 924 | 597 | 66 | 7.1 | 21.7 | 261.4437 | 0 | 74.4077 |  | 26.4666 | 4.7376 | 235.1324 | 0 | 57.0993 | 0 | 0 | 11.1927 | 45.8
7597 | 750 | 516 | 87 | 3.8 | 22.1 | 210.5665 | 0 | 63.0922 |  | 26.4666 | 5.2408 | 184.2252 | 0 | 71.2446 | 5.5531 | 0 | 20.2637 | 44.9
7598 | 864 | 511 | 68 | 0.1 | 22 | 239.7804 | 0 | 59.7737 |  | 36.5871 | 8.8589 | 203.3347 | 0 | 86.8219 | 23.6303 | 0 | 56.3955 | 44.3
7599 | 852 | 404 | 56 | 0 | 22.1 | 217.6174 | 0 | 51.4811 |  | 61.706 | 19.021 | 156.0356 | 0 | 98.7081 | 22.7133 | 0 | 90 | 44.8
7600 | 403 | 147 | 24 | 0 | 11.2 | 71.4023 | 0 | 21.4051 |  | 78.0372 | 27.3039 | 0 | 6.5964 | 98.1505 | 0 | 0 | 90 | 47.9
7601 | 0 | 0 | 0 | 0 | 0 | 0 | 0 | 0 |  | 129.7307 | 51.8039 | 0 | 129.736 | 87.966 | 0 | 0.45106 | 89.8369 | 49
7602 | 0 | 0 | 0 | 0 | 0 | 0 | 0 | 0 |  | 129.7307 | 51.8823 | 0 | 129.7365 | 77.7817 | 0 | 1.0506 | 88.5774 | 49.6
7603 | 0 | 0 | 0 | 0 | 0 | 0 | 0 | 0 |  | 126.9365 | 50.8193 | 0 | 126.9426 | 67.8283 | 2.0505e-06 | 0 | 88.8345 | 47.4
7604 | 0 | 0 | 0 | 0 | 0 | 0 | 0 | 0 |  | 117.9334 | 46.5925 | 0 | 117.9396 | 58.6141 | 1.2745e-06 | 0 | 89.054 | 43.7
7605 | 0 | 0 | 0 | 0 | 0 | 0 | 0 | 0 |  | 108.1988 | 41.9102 | 0 | 108.2051 | 50.1933 | 1.4309e-06 | 0 | 89.2028 | 39.7
7606 | 0 | 0 | 0 | 0 | 0 | 0 | 0 | 0 |  | 25.4902 | 5.8474 | 0 | 25.4918 | 48.281 | 0 | 0 | 89.2028 | 5.8474
7607 | 0 | 0 | 0 | 0 | 0 | 0 | 0 | 0 |  | 25.4902 | 5.8419 | 0 | 25.4919 | 46.3687 | 0 | 0 | 89.2028 | 5.8419
7608 | 0 | 0 | 0 | 0 | 0 | 0 | 0 | 0 |  | 25.4902 | 5.8362 | 0 | 25.4921 | 44.4566 | 0 | 0 | 89.2028 | 5.8362
7609 | 0 | 0 | 0 | 0 | 0 | 0 | 0 | 0 |  | 25.4902 | 5.8304 | 0 | 25.4922 | 42.5447 | 0 | 0 | 89.2028 | 5.8304
7610 | 0 | 0 | 0 | 0 | 0 | 0 | 0 | 0 |  | 25.4902 | 5.8242 | 0 | 25.4924 | 40.6328 | 0 | 0 | 89.2028 | 5.8242
7611 | 0 | 0 | 0 | 0 | 0 | 0 | 0 | 0 |  | 25.4902 | 5.8179 | 0 | 25.4926 | 38.7212 | 0 | 0 | 89.2028 | 5.8179
7612 | 0 | 0 | 0 | 0 | 0 | 0 | 0 | 0 |  | 25.4902 | 5.8113 | 0 | 25.4927 | 36.8097 | 0 | 0 | 89.2028 | 5.8113
7613 | 0 | 0 | 0 | 0 | 0 | 0 | 0 | 0 |  | 115.7403 | 45.4683 | 0 | 115.7528 | 27.7763 | 1.3097e-06 | 0 | 89.5017 | 42.8
7614 | 0 | 0 | 0 | 0 | 0 | 0 | 0 | 0 |  | 115.8167 | 45.4957 | 0 | 115.8303 | 18.7382 | 0 | 2.9663 | 84.9358 | 45.8
7615 | 0 | 0 | 0 | 0 | 0 | 0 | 0 | 0 |  | 115.8176 | 45.4838 | 0 | 115.8325 | 9.703 | 0 | 4.7642 | 77.5665 | 47.6
7616 | 137 | 48 | 22 | 1.9 | 4.7 | 0 | 0 | 5.9056 |  | 115.0543 | 45.0732 | 0 | 115.0713 | 0.73698 | 0 | 0 | 77.5665 | 48.4
7617 | 511 | 248 | 94 | 6.5 | 15.8 | 0 | 0 | 34.8735 |  | 0 | -0.28887 | 0 | 0 | 0.73484 | 0 | 0 | 77.5665 | 34.5846
7618 | 128 | 228 | 172 | 6 | 16.4 | 0 | 0 | 22.3634 |  | 0 | -0.28887 | 0 | 0 | 0.73271 | 0 | 0 | 77.5665 | 22.0745
7619 | 72 | 296 | 256 | 8.9 | 16.4 | 0 | 0 | 25.6487 |  | 0 | -0.28887 | 0 | 0 | 0.73058 | 0 | 0 | 77.5665 | 25.3598
7620 | 16 | 248 | 237 | 13 | 16.7 | 0 | 0 | 18.0124 |  | 0 | -0.28887 | 0 | 0 | 0.72845 | 0 | 0 | 77.5665 | 17.7235
7621 | 64 | 292 | 254 | 11.1 | 17.1 | 0 | 0 | 24.7512 |  | 0 | -0.28887 | 0 | 0 | 0.72633 | 8.1396 | 0 | 90 | 16.3227
7622 | 170 | 301 | 210 | 12.4 | 17.1 | 0 | 0 | 29.5989 |  | 0 | -0.28887 | 0 | 0 | 0.72421 | 0 | 0 | 90 | 29.3101
7623 | 10 | 169 | 164 | 12.2 | 14.2 | 0 | 0 | 12.3758 |  | 0 | -0.28887 | 0 | 0 | 0.72209 | 0 | 0 | 90 | 12.087
7624 | 45 | 137 | 123 | 9.2 | 13.2 | 0 | 0 | 12.2603 |  | 0 | -0.28887 | 0 | 0 | 0.71996 | 0 | 0 | 90 | 11.9714
7625 | 3 | 34 | 33 | 10.3 | 12.2 | 0 | 0 | 2.1166 |  | 0 | -0.28887 | 0 | 0 | 0.71783 | 0 | 24.9644 | 50.6371 | 26.7921
7626 | 0 | 0 | 0 | 5.6 | 11.2 | 0 | 0 | 0 |  | 0 | -0.28887 | 0 | 0 | 0.7157 | 0 | 21.0487 | 15.8918 | 20.7598
7627 | 0 | 0 | 0 | 4.1 | 11.3 | 0 | 0 | 0 |  | 0 | -0.28887 | 0 | 0 | 0.71357 | 0 | 0 | 15.8918 | -0.28887
7628 | 0 | 0 | 0 | 6.1 | 11.7 | 0 | 0 | 0 |  | 0 | -0.28887 | 0 | 0 | 0.71145 | 0 | 0 | 15.8918 | -0.28887
7629 | 0 | 0 | 0 | 6.7 | 11.8 | 0 | 0 | 0 |  | 0 | -0.28887 | 0 | 0 | 0.70933 | 0 | 0 | 15.8918 | -0.28887
7630 | 0 | 0 | 0 | 5.5 | 11.5 | 0 | 0 | 0 |  | 0 | -0.28887 | 0 | 0 | 0.70721 | 0 | 0 | 15.8918 | -0.28887
7631 | 0 | 0 | 0 | 4.3 | 11 | 0 | 0 | 0 |  | 0 | -0.28887 | 0 | 0 | 0.7051 | 0 | 0 | 15.8918 | -0.28887
7632 | 0 | 0 | 0 | 7.8 | 10.4 | 0 | 0 | 0 |  | 0 | -0.28887 | 0 | 0 | 0.70298 | 0 | 0 | 15.8918 | -0.28887
7633 | 0 | 0 | 0 | 7.8 | 10.1 | 0 | 0 | 0 |  | 0 | -0.28887 | 0 | 0 | 0.70087 | 0 | 0 | 15.8918 | -0.28887
7634 | 0 | 0 | 0 | 5.2 | 9.7 | 0 | 0 | 0 |  | 0 | -0.28887 | 0 | 0 | 0.69876 | 0 | 0 | 15.8918 | -0.28887
7635 | 0 | 0 | 0 | 5.4 | 9.4 | 0 | 0 | 0 |  | 0 | -0.28887 | 0 | 0 | 0.69664 | 0 | 0 | 15.8918 | -0.28887
7636 | 0 | 0 | 0 | 7 | 9.2 | 0 | 0 | 0 |  | 0 | -0.28887 | 0 | 0 | 0.69454 | 0 | 0 | 15.8918 | -0.28887
7637 | 0 | 0 | 0 | 6.4 | 8.8 | 0 | 0 | 0 |  | 0 | -0.28887 | 0 | 0 | 0.69243 | 0 | 0 | 15.8918 | -0.28887
7638 | 0 | 0 | 0 | 9.4 | 8.6 | 0 | 0 | 0 |  | 0 | -0.28887 | 0 | 0 | 0.69032 | 0 | 0 | 15.8918 | -0.28887
7639 | 1 | 2 | 2 | 6.4 | 8.6 | 0 | 0 | 0 |  | 0 | -0.28887 | 0 | 0 | 0.68822 | 0 | 3.3873 | 10.3815 | 3.0984
7640 | 387 | 88 | 32 | 7.5 | 9 | 0 | 0 | 12.9446 |  | 0 | -0.28887 | 0 | 0 | 0.68612 | 0 | 0 | 10.3815 | 12.6557
7641 | 733 | 272 | 58 | 4.7 | 10.6 | 91.2188 | 3.54e-06 | 43.2453 |  | 0 | -1.5134 | 91.2723 | 0 | 7.3925 | 0 | 0 | 10.3815 | 41.732
7642 | 848 | 433 | 72 | 6 | 12.6 | 218.627 | 0 | 61.3678 |  | 0 | -1.753 | 218.7555 | 0 | 23.9854 | 10.54 | 0 | 27.2273 | 49.0747
7643 | 909 | 556 | 84 | 6.9 | 13 | 250.7015 | 0 | 74.1354 |  | 0 | -1.9938 | 250.849 | 0 | 43.1741 | 23.6965 | 0 | 63.2123 | 48.4451
7644 | 301 | 394 | 220 | 4 | 13.2 | 70.9773 | 0 | 42.6251 |  | 0 | -1.1761 | 71.0195 | 0 | 48.5982 | 0 | 0 | 63.2123 | 41.449
7645 | 139 | 300 | 219 | 6.7 | 12.9 | 0 | 0 | 29.0328 |  | 0 | -0.37147 | 0 | 0 | 48.5752 | 0 | 0 | 63.2123 | 28.6613
7646 | 643 | 568 | 236 | 6.9 | 13.9 | 103.5193 | -4.05e-06 | 66.9449 |  | 0 | -1.5635 | 103.5807 | 0 | 56.495 | 17.6737 | 0 | 90 | 46
7647 | 209 | 222 | 128 | 5.9 | 12.6 | 0 | 0 | 24.4714 |  | 0 | -0.37147 | 0 | 0 | 56.4714 | 0 | 22.107 | 55.7063 | 46.207
7648 | 192 | 150 | 92 | 5.6 | 12.3 | 0 | 0 | 17.5258 |  | 129.8753 | 25.8984 | 0 | 129.8991 | 46.2595 | 0 | 15.2311 | 31.834 | 49.3
7649 | 150 | 62 | 40 | 3.9 | 11.3 | 0 | 0 | 5.7886 |  | 119.0904 | 46.7874 | 0 | 119.1123 | 36.9561 | 0 | 0 | 31.834 | 49.7
7650 | 0 | 0 | 0 | 2 | 9.3 | 0 | 0 | 0 |  | 119.2049 | 47.0816 | 0 | 119.2276 | 27.6382 | 0 | 5.0118 | 24.1064 | 49.2
7651 | 0 | 0 | 0 | 1 | 7.3 | 0 | 0 | 0 |  | 119.2049 | 47.0863 | 0 | 119.2287 | 18.3218 | 0 | 3.4021 | 18.6486 | 47.6
7652 | 0 | 0 | 0 | 1.6 | 5.4 | 0 | 0 | 0 |  | 119.2048 | 47.089 | 0 | 119.2301 | 9.0084 | 2.0528e-06 | 0 | 18.6991 | 44.2
7653 | 0 | 0 | 0 | 0.7 | 4.9 | 0 | 0 | 0 |  | 86.8164 | 31.6589 | 0 | 86.8364 | 2.3172 | 0 | 0 | 18.6991 | 31.6589
7654 | 0 | 0 | 0 | 1.4 | 5.1 | 0 | 0 | 0 |  | 0 | -0.28887 | 0 | 0 | 2.3113 | 0 | 0 | 18.6991 | -0.28887
7655 | 0 | 0 | 0 | 1.9 | 5.7 | 0 | 0 | 0 |  | 0 | -0.28887 | 0 | 0 | 2.3055 | 0 | 0 | 18.6991 | -0.28887
7656 | 0 | 0 | 0 | 0.8 | 5.4 | 0 | 0 | 0 |  | 0 | -0.28887 | 0 | 0 | 2.2996 | 0 | 0 | 18.6991 | -0.28887
7657 | 0 | 0 | 0 | 1 | 5.1 | 0 | 0 | 0 |  | 0 | -0.28887 | 0 | 0 | 2.2937 | 0 | 0 | 18.6991 | -0.28887
7658 | 0 | 0 | 0 | 2.5 | 5.9 | 0 | 0 | 0 |  | 0 | -0.28887 | 0 | 0 | 2.2879 | 0 | 0 | 18.6991 | -0.28887
7659 | 0 | 0 | 0 | 1.9 | 5.9 | 0 | 0 | 0 |  | 0 | -0.28887 | 0 | 0 | 2.2821 | 0 | 0 | 18.6991 | -0.28887
7660 | 0 | 0 | 0 | 1.7 | 5.1 | 0 | 0 | 0 |  | 0 | -0.28887 | 0 | 0 | 2.2762 | 0 | 0 | 18.6991 | -0.28887
7661 | 0 | 0 | 0 | 0.6 | 3.6 | 0 | 0 | 0 |  | 0 | -0.28887 | 0 | 0 | 2.2704 | 0 | 0 | 18.6991 | -0.28887
7662 | 0 | 0 | 0 | 1.5 | 4.2 | 0 | 0 | 0 |  | 0 | -0.28887 | 0 | 0 | 2.2646 | 0 | 0 | 18.6991 | -0.28887
7663 | 0 | 2 | 2 | 1.2 | 5 | 0 | 0 | 0 |  | 0 | -0.28887 | 0 | 0 | 2.2587 | 0 | 0 | 18.6991 | -0.28887
7664 | 387 | 105 | 51 | 0.9 | 6.3 | 0 | 0 | 13.6195 |  | 0 | -0.28887 | 0 | 0 | 2.253 | 0 | 4.997 | 10.2009 | 18.3276
7665 | 699 | 267 | 64 | 3.4 | 9.9 | 83.3104 | 0 | 42.1486 |  | 0 | -1.485 | 83.3558 | 0 | 8.5239 | 0 | 0 | 10.2009 | 40.6635
7666 | 807 | 416 | 75 | 4.8 | 11.4 | 207.7426 | 0 | 59.016 |  | 0 | -1.6904 | 207.8563 | 0 | 24.4201 | 0 | 0 | 10.2009 | 42.9
7667 | 879 | 537 | 83 | 5.6 | 12.8 | 242.8695 | 0 | 71.5615 |  | 0 | -1.9355 | 243.003 | 0 | 43.1012 | 0 | 0 | 10.2009 | 42.7
7668 | 899 | 592 | 86 | 4.6 | 13.7 | 255.7958 | 0 | 75 |  | 0 | -2.0479 | 255.9371 | 0 | 62.8013 | 0 | 0 | 10.2009 | 41.8
7669 | 914 | 591 | 81 | 5.1 | 14.5 | 258.6446 | 0 | 75 |  | 0 | -2.0741 | 258.7885 | 0 | 82.7256 | 6.1247 | 0 | 20.1973 | 40.4
7670 | 903 | 526 | 73 | 5.8 | 15.1 | 246.0642 | 0 | 69.9492 |  | 127.451 | 23.2834 | 118.7284 | 0 | 91.7471 | 24.9681 | 0 | 58.3013 | 39.4
7671 | 865 | 403 | 58 | 5.2 | 15 | 215.8428 | 0 | 57.8843 |  | 133.521 | 51.1991 | 82.4018 | 0 | 98.0405 | 21.4552 | 0 | 90 | 39.9
7672 | 741 | 236 | 44 | 5.4 | 14.4 | 0 | 0 | 39.4023 |  | 25.4902 | 5.5345 | 0 | 25.492 | 96.1266 | 6.9227e-15 | 0 | 90 | 42.7
7673 | 359 | 61 | 20 | 4.8 | 12.8 | 0 | 0 | 6.8343 |  | 101.5733 | 38.6409 | 0 | 101.5807 | 88.2412 | 0 | 0.38654 | 90 | 43.9
7674 | 0 | 0 | 0 | 4.2 | 11.2 | 0 | 0 | 0 |  | 101.5723 | 38.7266 | 0 | 101.5801 | 80.3546 | 0 | 7.7315 | 78.499 | 44.5
7675 | 0 | 0 | 0 | 2.4 | 10.8 | 0 | 0 | 0 |  | 101.5723 | 38.7217 | 0 | 101.5805 | 72.4682 | 0 | 7.1642 | 67.6504 | 44
7676 | 0 | 0 | 0 | 2.5 | 8.8 | 0 | 0 | 0 |  | 101.5723 | 38.724 | 0 | 101.5809 | 64.5819 | 0 | 4.5509 | 60.7686 | 41.5
7677 | 0 | 0 | 0 | 2.4 | 7.5 | 0 | 0 | 0 |  | 101.5723 | 38.722 | 0 | 101.5813 | 56.6958 | 0 | 1.7497 | 58.2009 | 38.7
7678 | 0 | 0 | 0 | 1.5 | 5.4 | 0 | 0 | 0 |  | 98.9993 | 37.5248 | 0 | 99.0085 | 49.0175 | 1.9864e-09 | 0 | 58.2009 | 35.9
7679 | 0 | 0 | 0 | 1.9 | 5.3 | 0 | 0 | 0 |  | 91.9476 | 34.2752 | 0 | 91.9568 | 41.9064 | 1.9863e-09 | 0 | 58.2009 | 33
7680 | 0 | 0 | 0 | 2 | 4.7 | 0 | 0 | 0 |  | 87.078 | 32.0748 | 0 | 87.0871 | 35.1846 | 0 | 0 | 58.2009 | 31
7681 | 0 | 0 | 0 | 0.8 | 4.1 | 0 | 0 | 0 |  | 25.8573 | 5.9261 | 0 | 25.8602 | 33.2461 | 0 | 0 | 58.2009 | 5.9261
7682 | 0 | 0 | 0 | 1.1 | 4.4 | 0 | 0 | 0 |  | 0 | -0.28887 | 0 | 0 | 33.2241 | 0 | 0 | 58.2009 | -0.28887
7683 | 0 | 0 | 0 | 1.9 | 4.6 | 0 | 0 | 0 |  | 0 | -0.28887 | 0 | 0 | 33.2022 | 0 | 0 | 58.2009 | -0.28887
7684 | 0 | 0 | 0 | 2.2 | 3.9 | 0 | 0 | 0 |  | 0 | -0.28887 | 0 | 0 | 33.1802 | 0 | 0 | 58.2009 | -0.28887
7685 | 0 | 0 | 0 | 1.9 | 3.8 | 0 | 0 | 0 |  | 0 | -0.28887 | 0 | 0 | 33.1583 | 0 | 0 | 58.2009 | -0.28887
7686 | 0 | 0 | 0 | 2.3 | 5.7 | 0 | 0 | 0 |  | 0 | -0.28887 | 0 | 0 | 33.1364 | 0 | 0 | 58.2009 | -0.28887
7687 | 0 | 1 | 1 | 1.7 | 4.7 | 0 | 0 | 0 |  | 0 | -0.28887 | 0 | 0 | 33.1145 | 0 | 0 | 58.2009 | -0.28887
7688 | 470 | 101 | 37 | 2 | 7.2 | 0 | 0 | 14.4807 |  | 0 | -0.28887 | 0 | 0 | 33.0927 | 0 | 7.6526 | 46.5073 | 21.8444
7689 | 761 | 321 | 103 | 2.6 | 11.2 | 97.7701 | 3.74e-06 | 47.382 |  | 0 | -1.5403 | 97.8269 | 0 | 40.5818 | 6.0612 | 0 | 55.8515 | 39.7805
7690 | 707 | 490 | 191 | 5.3 | 14.2 | 178.1227 | 0 | 61.752 |  | 0 | -1.5308 | 178.2265 | 0 | 54.2515 | 19.9945 | 0 | 85.9203 | 40.2267
7691 | 290 | 436 | 288 | 5.6 | 15 | 0 | 0 | 45.6895 |  | 0 | -0.37147 | 0 | 0 | 54.2281 | 2.2048 | 0 | 89.0774 | 41.2
7692 | 1 | 195 | 192 | 4 | 13.7 | 0 | 0 | 13.2964 |  | 0 | -0.28887 | 0 | 0 | 54.2047 | 0 | 0 | 89.0774 | 13.0075
7693 | 0 | 176 | 174 | 3.3 | 13 | 0 | 0 | 11.829 |  | 0 | -0.28887 | 0 | 0 | 54.1813 | 0 | 0 | 89.0774 | 11.5401
7694 | 0 | 144 | 143 | 4.6 | 13.6 | 0 | 0 | 9.5808 |  | 0 | -0.28887 | 0 | 0 | 54.1578 | 0 | 0 | 89.0774 | 9.2919
7695 | 1 | 141 | 139 | 9.6 | 14.9 | 0 | 0 | 9.711 |  | 0 | -0.28887 | 0 | 0 | 54.1345 | 0 | 0 | 89.0774 | 9.4221
7696 | 161 | 113 | 80 | 8.7 | 15.4 | 0 | 0 | 14.7885 |  | 0 | -0.28887 | 0 | 0 | 54.1111 | 0 | 21.0791 | 56.7976 | 35.5788
7697 | 146 | 51 | 30 | 7.3 | 15.2 | 0 | 0 | 4.7279 |  | 0 | -0.28887 | 0 | 0 | 54.0878 | 0 | 24.9356 | 15.5071 | 29.3746
7698 | 0 | 0 | 0 | 4 | 13 | 0 | 0 | 0 |  | 0 | -0.28887 | 0 | 0 | 54.0644 | 0 | 0 | 15.5071 | -0.28887
7699 | 0 | 0 | 0 | 3.2 | 11.9 | 0 | 0 | 0 |  | 0 | -0.28887 | 0 | 0 | 54.0409 | 0 | 0 | 15.5071 | -0.28887
7700 | 0 | 0 | 0 | 3.5 | 12 | 0 | 0 | 0 |  | 0 | -0.28887 | 0 | 0 | 54.0175 | 0 | 0 | 15.5071 | -0.28887
7701 | 0 | 0 | 0 | 4.2 | 12.2 | 0 | 0 | 0 |  | 0 | -0.28887 | 0 | 0 | 53.994 | 0 | 0 | 15.5071 | -0.28887
7702 | 0 | 0 | 0 | 2 | 10.7 | 0 | 0 | 0 |  | 0 | -0.28887 | 0 | 0 | 53.9705 | 0 | 0 | 15.5071 | -0.28887
7703 | 0 | 0 | 0 | 1.1 | 11.2 | 0 | 0 | 0 |  | 0 | -0.28887 | 0 | 0 | 53.947 | 0 | 0 | 15.5071 | -0.28887
7704 | 0 | 0 | 0 | 1.1 | 11.3 | 0 | 0 | 0 |  | 0 | -0.28887 | 0 | 0 | 53.9235 | 0 | 0 | 15.5071 | -0.28887
7705 | 0 | 0 | 0 | 0.8 | 10.9 | 0 | 0 | 0 |  | 0 | -0.28887 | 0 | 0 | 53.9001 | 0 | 0 | 15.5071 | -0.28887
7706 | 0 | 0 | 0 | 1.1 | 10.1 | 0 | 0 | 0 |  | 0 | -0.28887 | 0 | 0 | 53.8765 | 0 | 0 | 15.5071 | -0.28887
7707 | 0 | 0 | 0 | 4 | 11.3 | 0 | 0 | 0 |  | 0 | -0.28887 | 0 | 0 | 53.8531 | 0 | 0 | 15.5071 | -0.28887
7708 | 0 | 0 | 0 | 3.9 | 12.3 | 0 | 0 | 0 |  | 129.6815 | 25.8085 | 0 | 129.7098 | 43.657 | 0 | 0 | 15.5071 | 25.8085
7709 | 0 | 0 | 0 | 4.3 | 11 | 0 | 0 | 0 |  | 116.7459 | 45.8205 | 0 | 116.7715 | 34.5391 | 2.08e-09 | 0 | 15.5071 | 43
7710 | 0 | 0 | 0 | 3 | 9.7 | 0 | 0 | 0 |  | 124.0246 | 49.4074 | 0 | 124.0527 | 24.8265 | 0 | 0.63881 | 14.7575 | 46.8
7711 | 0 | 1 | 1 | 3.5 | 8.1 | 0 | 0 | 0 |  | 124.0246 | 49.4022 | 0 | 124.0539 | 15.1158 | 0 | 2.5253 | 10.402 | 48.7
7712 | 222 | 63 | 28 | 3.4 | 8 | 0 | 0 | 8.2548 |  | 111.3102 | 43.1232 | 0 | 111.338 | 6.4473 | 0 | 0 | 10.402 | 49.2
7713 | 716 | 256 | 54 | 1.4 | 11.1 | 86.5719 | -3.32e-06 | 40.817 |  | 34.0719 | 7.7909 | 66.9896 | 14.4505 | 10.517 | 0 | 0 | 10.402 | 48.6078
7714 | 849 | 415 | 63 | 2.1 | 13.5 | 221.0642 | 0 | 57.976 |  | 34.0718 | 8.2009 | 187.1112 | 0 | 24.9539 | 0 | 0 | 10.402 | 48.5
7715 | 908 | 530 | 69 | 2 | 14.9 | 254.5715 | 0 | 68.4762 |  | 34.0717 | 7.8282 | 220.6426 | 0 | 41.9884 | 0 | 0 | 10.402 | 48.7
7716 | 929 | 586 | 71 | 3.6 | 15.7 | 265.6805 | 0 | 74.7818 |  | 34.0717 | 7.6276 | 231.7622 | 0 | 59.8619 | 0 | 0 | 10.402 | 47.4
7717 | 927 | 580 | 71 | 5.4 | 15.7 | 261.7863 | 0 | 75 |  | 34.0717 | 7.6911 | 227.869 | 0 | 77.4022 | 0 | 0 | 10.402 | 46.8
7718 | 901 | 512 | 67 | 6.6 | 15.6 | 243.8293 | 0 | 69.3481 |  | 41.1389 | 11.1386 | 202.835 | 0 | 92.9695 | 9.959 | 0 | 26.3603 | 46.4
7719 | 843 | 391 | 60 | 6.2 | 15.4 | 182.5488 | 4.464 | 56.9381 |  | 92.183 | 33.108 | 90.4748 | 0 | 99.8148 | 24.9713 | 0 | 64.253 | 47.1
7720 | 717 | 227 | 45 | 2.3 | 15.9 | 92.9304 | 17.8792 | 37.6015 |  | 92.2961 | 33.4547 | 0 | -0.6875 | 99.8091 | 17.4122 | 0 | 90 | 50
7721 | 351 | 59 | 20 | 5.2 | 13.3 | 0 | 0 | 6.1121 |  | 92.2537 | 34.337 | 0 | 92.2579 | 92.6748 | 0 | 11.0276 | 73.3826 | 50
7722 | 0 | 0 | 0 | 2.3 | 11.5 | 0 | 0 | 0 |  | 92.2536 | 34.5234 | 0 | 92.258 | 85.5398 | 0 | 17.0636 | 47.2151 | 50
7723 | 0 | 0 | 0 | 1 | 9.5 | 0 | 0 | 0 |  | 92.2547 | 34.5024 | 0 | 92.2595 | 78.4034 | 0 | 16.5607 | 20.6731 | 49.7
7724 | 0 | 0 | 0 | 0.9 | 7.5 | 0 | 0 | 0 |  | 92.2547 | 34.5036 | 0 | 92.2599 | 71.267 | 0 | 0 | 20.6731 | 34.5036
7725 | 0 | 0 | 0 | 1.3 | 7.1 | 0 | 0 | 0 |  | 25.4902 | 5.8162 | 0 | 25.4917 | 69.3539 | 0 | 0 | 20.6731 | 5.8162
7726 | 0 | 0 | 0 | 2.9 | 7.8 | 0 | 0 | 0 |  | 25.4902 | 5.8088 | 0 | 25.4918 | 67.4409 | 0 | 0 | 20.6731 | 5.8088
7727 | 0 | 0 | 0 | 2 | 7.4 | 0 | 0 | 0 |  | 25.4902 | 5.8067 | 0 | 25.4919 | 65.5279 | 0 | 0 | 20.6731 | 5.8067
7728 | 0 | 0 | 0 | 1.9 | 5.7 | 0 | 0 | 0 |  | 25.4902 | 5.8108 | 0 | 25.492 | 63.6149 | 0 | 0 | 20.6731 | 5.8108
7729 | 0 | 0 | 0 | 2 | 5.7 | 0 | 0 | 0 |  | 25.4902 | 5.8065 | 0 | 25.4921 | 61.7019 | 0 | 0 | 20.6731 | 5.8065
7730 | 0 | 0 | 0 | 1.3 | 5.4 | 0 | 0 | 0 |  | 25.4902 | 5.8036 | 0 | 25.4922 | 59.789 | 0 | 0 | 20.6731 | 5.8036
7731 | 0 | 0 | 0 | 1 | 4.5 | 0 | 0 | 0 |  | 25.4902 | 5.8034 | 0 | 25.4924 | 57.8762 | 0 | 0 | 20.6731 | 5.8034
7732 | 0 | 0 | 0 | 1.4 | 4.6 | 0 | 0 | 0 |  | 25.4902 | 5.7983 | 0 | 25.4925 | 55.9634 | 0 | 0 | 20.6731 | 5.7983
7733 | 0 | 0 | 0 | 1.7 | 4.5 | 0 | 0 | 0 |  | 120.6537 | 47.8817 | 0 | 120.6653 | 46.5264 | 1.2318e-06 | 0 | 21.0787 | 44.8
7734 | 0 | 0 | 0 | 2.3 | 4.7 | 0 | 0 | 0 |  | 129.9163 | 51.8615 | 0 | 129.9295 | 36.3283 | 2.0526e-06 | 0 | 21.083 | 48.6
7735 | 0 | 2 | 1 | 2.4 | 5.3 | 0 | 0 | 0 |  | 129.9163 | 51.8503 | 0 | 129.9305 | 26.1314 | 0 | 1.3959 | 18.7927 | 50
7736 | 31 | 46 | 43 | 1.9 | 5.3 | 0 | 0 | 4.0564 |  | 123.4478 | 49.2512 | 0 | 123.4625 | 16.4694 | 0 | 0 | 18.7927 | 50
7737 | 147 | 203 | 158 | 1 | 8.4 | 0 | 0 | 21.9169 |  | 80.0001 | 28.8334 | 0 | 80.0107 | 10.3164 | 0 | 0 | 18.7927 | 50
7738 | 195 | 312 | 228 | 0.6 | 11.5 | 0 | 0 | 31.8068 |  | 54.7194 | 17.8212 | 0 | 54.7276 | 6.1594 | 0 | 0 | 18.7927 | 49.4
7739 | 343 | 424 | 243 | 1.7 | 12.7 | 19.7179 | 4.16e-07 | 45.6352 |  | 25.4901 | 4.8441 | 13.7054 | 19.4701 | 5.7599 | 1.5834 | 0 | 21.3745 | 48.8959
7740 | 732 | 544 | 137 | 1.8 | 13.8 | 206.0931 | 0 | 66.724 |  | 25.4902 | 4.304 | 180.7237 | 0 | 19.6009 | 22.7311 | 0 | 56.1832 | 48
7741 | 698 | 546 | 160 | 1.7 | 14.5 | 194.7619 | 0 | 65.5456 |  | 25.4902 | 4.2676 | 169.3869 | 0 | 32.5979 | 22.3178 | 0 | 89.2787 | 47.4
7742 | 251 | 336 | 207 | 0.8 | 14.9 | 0 | 0 | 35.3007 |  | 40.8992 | 12.6765 | 0 | 40.9021 | 29.5138 | 0 | 0 | 89.2787 | 47.2
7743 | 157 | 276 | 208 | 2.2 | 15 | 0 | 0 | 27.5219 |  | 62.9926 | 21.4483 | 0 | 62.9976 | 24.7003 | 0 | 0 | 89.2787 | 48.4
7744 | 95 | 161 | 139 | 3.7 | 13.5 | 0 | 0 | 16.6982 |  | 93.4003 | 34.8081 | 0 | 93.4086 | 17.4791 | 0 | 0 | 89.2787 | 50
7745 | 52 | 48 | 41 | 3.2 | 12.3 | 0 | 0 | 3.8621 |  | 97.3517 | 36.4413 | 0 | 97.3616 | 9.9431 | 0 | 11.1804 | 73.0348 | 50
7746 | 0 | 0 | 0 | 2.3 | 10.5 | 0 | 0 | 0 |  | 97.3124 | 36.6741 | 0 | 97.3239 | 2.4125 | 0 | 14.8628 | 49.9535 | 50
7747 | 0 | 0 | 0 | 2.1 | 10.1 | 0 | 0 | 0 |  | 0 | -0.28887 | 0 | 0 | 2.4065 | 0 | 18.3269 | 20.2717 | 18.038
7748 | 0 | 0 | 0 | 1.4 | 8.8 | 0 | 0 | 0 |  | 0 | -0.28887 | 0 | 0 | 2.4005 | 0 | 0 | 20.2717 | -0.28887
7749 | 0 | 0 | 0 | 1.5 | 8.9 | 0 | 0 | 0 |  | 0 | -0.28887 | 0 | 0 | 2.3945 | 0 | 0 | 20.2717 | -0.28887
7750 | 0 | 0 | 0 | 1.4 | 8.8 | 0 | 0 | 0 |  | 0 | -0.28887 | 0 | 0 | 2.3886 | 0 | 0 | 20.2717 | -0.28887
7751 | 0 | 0 | 0 | 1.1 | 8.4 | 0 | 0 | 0 |  | 0 | -0.28887 | 0 | 0 | 2.3826 | 0 | 0 | 20.2717 | -0.28887
7752 | 0 | 0 | 0 | 1.3 | 8.1 | 0 | 0 | 0 |  | 0 | -0.28887 | 0 | 0 | 2.3766 | 0 | 0 | 20.2717 | -0.28887
7753 | 0 | 0 | 0 | 1.7 | 8.3 | 0 | 0 | 0 |  | 0 | -0.28887 | 0 | 0 | 2.3706 | 0 | 0 | 20.2717 | -0.28887
7754 | 0 | 0 | 0 | 0.7 | 7.7 | 0 | 0 | 0 |  | 0 | -0.28887 | 0 | 0 | 2.3647 | 0 | 0 | 20.2717 | -0.28887
7755 | 0 | 0 | 0 | 1.2 | 7.1 | 0 | 0 | 0 |  | 0 | -0.28887 | 0 | 0 | 2.3587 | 0 | 0 | 20.2717 | -0.28887
7756 | 0 | 0 | 0 | 0.7 | 6 | 0 | 0 | 0 |  | 0 | -0.28887 | 0 | 0 | 2.3527 | 0 | 0 | 20.2717 | -0.28887
7757 | 0 | 0 | 0 | 0.7 | 4.8 | 0 | 0 | 0 |  | 0 | -0.28887 | 0 | 0 | 2.3468 | 0 | 0 | 20.2717 | -0.28887
7758 | 0 | 0 | 0 | 0.8 | 4.4 | 0 | 0 | 0 |  | 0 | -0.28887 | 0 | 0 | 2.3408 | 0 | 0 | 20.2717 | -0.28887
7759 | 0 | 1 | 1 | 1.3 | 4.2 | 0 | 0 | 0 |  | 0 | -0.28887 | 0 | 0 | 2.3348 | 0 | 5.903 | 10.3885 | 5.6142
7760 | 330 | 70 | 29 | 0.7 | 5.3 | 0 | 0 | 10.104 |  | 0 | -0.28887 | 0 | 0 | 2.3289 | 0 | 0 | 10.3885 | 9.8152
7761 | 668 | 248 | 66 | 0.8 | 9.2 | 73.0711 | 0 | 39.6572 |  | 0 | -1.443 | 73.1147 | 0 | 7.7741 | 0 | 0 | 10.3885 | 38.2142
7762 | 635 | 360 | 103 | 0.7 | 12.1 | 159.7128 | 0 | 48.8769 |  | 0 | -1.4458 | 159.808 | 0 | 19.8542 | 0 | 0 | 10.3885 | 47.4311
7763 | 629 | 472 | 154 | 2.2 | 12.8 | 169.6095 | 0 | 58.9787 |  | 0 | -1.487 | 169.7105 | 0 | 32.751 | 7.6744 | 0 | 22.807 | 49.8174
7764 | 883 | 577 | 92 | 3.2 | 13.8 | 251.3075 | 0 | 74.1843 |  | 0 | -1.9851 | 251.4569 | 0 | 51.9036 | 23.3395 | 0 | 58.4307 | 48.8596
7765 | 707 | 546 | 157 | 3.5 | 14.4 | 195.963 | 0 | 67.5353 |  | 0 | -1.6124 | 196.0793 | 0 | 66.8414 | 17.5672 | 0 | 84.5508 | 48.3556
7766 | 124 | 289 | 222 | 3.4 | 14 | 0 | 0 | 27.5758 |  | 130.2922 | 25.9589 | 0 | 130.3066 | 56.5962 | 0 | 0 | 84.5508 | 48.4
7767 | 1 | 164 | 163 | 2.7 | 13.7 | 0 | 0 | 11.8485 |  | 103.3425 | 39.3184 | 0 | 103.3539 | 48.5699 | 0 | 0 | 84.5508 | 49.2
7768 | 0 | 49 | 49 | 2.2 | 13.5 | 0 | 0 | 3.008 |  | 126.9911 | 50.2963 | 0 | 127.0058 | 38.6249 | 0 | 0 | 84.5508 | 50
7769 | 45 | 23 | 20 | 2.2 | 12.8 | 0 | 0 | 1.6677 |  | 130.2749 | 51.5503 | 0 | 130.2909 | 28.4111 | 0 | 0 | 84.5508 | 50
7770 | 0 | 0 | 0 | 1.3 | 11.4 | 0 | 0 | 0 |  | 132.8236 | 52.5508 | 0 | 132.841 | 17.989 | 0 | 0.092823 | 85.5732 | 50
7771 | 0 | 0 | 0 | 1.2 | 10.2 | 0 | 0 | 0 |  | 132.5285 | 52.7871 | 0 | 132.5475 | 7.5816 | 0 | 0 | 85.5732 | 50
7772 | 0 | 0 | 0 | 1.7 | 9.7 | 0 | 0 | 0 |  | 61.2452 | 20.5899 | 0 | 61.2552 | 2.9145 | 0 | 0 | 85.5732 | 20.5899
7773 | 0 | 0 | 0 | 1.5 | 8.8 | 0 | 0 | 0 |  | 0 | -0.28887 | 0 | 0 | 2.9075 | 0 | 0 | 85.5732 | -0.28887
7774 | 0 | 0 | 0 | 0.5 | 7.6 | 0 | 0 | 0 |  | 0 | -0.28887 | 0 | 0 | 2.9006 | 0 | 0 | 85.5732 | -0.28887
7775 | 0 | 0 | 0 | 1 | 6.9 | 0 | 0 | 0 |  | 0 | -0.28887 | 0 | 0 | 2.8936 | 0 | 0 | 85.5732 | -0.28887
7776 | 0 | 0 | 0 | 1.1 | 6.8 | 0 | 0 | 0 |  | 0 | -0.28887 | 0 | 0 | 2.8867 | 0 | 0 | 85.5732 | -0.28887
7777 | 0 | 0 | 0 | 1.1 | 7.3 | 0 | 0 | 0 |  | 0 | -0.28887 | 0 | 0 | 2.8797 | 0 | 0 | 85.5732 | -0.28887
7778 | 0 | 0 | 0 | 0.7 | 5.5 | 0 | 0 | 0 |  | 0 | -0.28887 | 0 | 0 | 2.8728 | 0 | 0 | 85.5732 | -0.28887
7779 | 0 | 0 | 0 | 0.5 | 5.6 | 0 | 0 | 0 |  | 0 | -0.28887 | 0 | 0 | 2.8658 | 0 | 0 | 85.5732 | -0.28887
7780 | 0 | 0 | 0 | 1 | 5.6 | 0 | 0 | 0 |  | 0 | -0.28887 | 0 | 0 | 2.8589 | 0 | 0 | 85.5732 | -0.28887
7781 | 0 | 0 | 0 | 1 | 5.5 | 0 | 0 | 0 |  | 0 | -0.28887 | 0 | 0 | 2.852 | 0 | 0 | 85.5732 | -0.28887
7782 | 0 | 0 | 0 | 1.3 | 6 | 0 | 0 | 0 |  | 0 | -0.28887 | 0 | 0 | 2.8451 | 0 | 0 | 85.5732 | -0.28887
7783 | 0 | 0 | 0 | 1.1 | 6.4 | 0 | 0 | 0 |  | 0 | -0.28887 | 0 | 0 | 2.8382 | 0 | 18.5247 | 56.7823 | 18.2358
7784 | 0 | 25 | 25 | 1 | 6.3 | 0 | 0 | 1.427 |  | 0 | -0.28887 | 0 | 0 | 2.8313 | 0 | 0 | 56.7823 | 1.1381
7785 | 11 | 113 | 109 | 0.9 | 9.6 | 0 | 0 | 8.5301 |  | 0 | -0.28887 | 0 | 0 | 2.8244 | 0 | 0 | 56.7823 | 8.2413
7786 | 0 | 127 | 126 | 0.5 | 10.4 | 0 | 0 | 8.6119 |  | 0 | -0.28887 | 0 | 0 | 2.8176 | 0 | 0 | 56.7823 | 8.3231
7787 | 0 | 114 | 113 | 1.1 | 11.4 | 0 | 0 | 7.341 |  | 0 | -0.28887 | 0 | 0 | 2.8108 | 0 | 0 | 56.7823 | 7.0521
7788 | 0 | 222 | 220 | 1.1 | 12.2 | 0 | 0 | 15.5648 |  | 0 | -0.28887 | 0 | 0 | 2.804 | 0 | 0 | 56.7823 | 15.276
7789 | 9 | 328 | 320 | 1.9 | 13.7 | 0 | 0 | 25.0746 |  | 0 | -0.28887 | 0 | 0 | 2.7973 | 0 | 0 | 56.7823 | 24.7858
7790 | 136 | 311 | 243 | 2 | 14.8 | 0 | 0 | 30.1264 |  | 0 | -0.28887 | 0 | 0 | 2.7905 | 0 | 0 | 56.7823 | 29.8376
7791 | 68 | 213 | 183 | 2.7 | 15.1 | 0 | 0 | 18.8892 |  | 0 | -0.28887 | 0 | 0 | 2.7838 | 0 | 0 | 56.7823 | 18.6004
7792 | 11 | 96 | 93 | 2.6 | 14.9 | 0 | 0 | 7.0951 |  | 0 | -0.28887 | 0 | 0 | 2.7771 | 0 | 24.9289 | 15.3994 | 31.7352
7793 | 14 | 35 | 33 | 2.3 | 14.4 | 0 | 0 | 2.1662 |  | 0 | -0.28887 | 0 | 0 | 2.7704 | 0 | 0 | 15.3994 | 1.8773
7794 | 0 | 0 | 0 | 2.5 | 13.3 | 0 | 0 | 0 |  | 0 | -0.28887 | 0 | 0 | 2.7637 | 0 | 0 | 15.3994 | -0.28887
7795 | 0 | 0 | 0 | 2.9 | 12.6 | 0 | 0 | 0 |  | 0 | -0.28887 | 0 | 0 | 2.7569 | 0 | 0 | 15.3994 | -0.28887
7796 | 0 | 0 | 0 | 2.1 | 12.7 | 0 | 0 | 0 |  | 0 | -0.28887 | 0 | 0 | 2.7502 | 0 | 0 | 15.3994 | -0.28887
7797 | 0 | 0 | 0 | 2.8 | 12.3 | 0 | 0 | 0 |  | 0 | -0.28887 | 0 | 0 | 2.7435 | 0 | 0 | 15.3994 | -0.28887
7798 | 0 | 0 | 0 | 1.7 | 12.1 | 0 | 0 | 0 |  | 0 | -0.28887 | 0 | 0 | 2.7368 | 0 | 0 | 15.3994 | -0.28887
7799 | 0 | 0 | 0 | 1.8 | 12.1 | 0 | 0 | 0 |  | 0 | -0.28887 | 0 | 0 | 2.7301 | 0 | 0 | 15.3994 | -0.28887
7800 | 0 | 0 | 0 | 2.1 | 12.1 | 0 | 0 | 0 |  | 0 | -0.28887 | 0 | 0 | 2.7234 | 0 | 0 | 15.3994 | -0.28887
7801 | 0 | 0 | 0 | 2.3 | 10.9 | 0 | 0 | 0 |  | 0 | -0.28887 | 0 | 0 | 2.7167 | 0 | 0 | 15.3994 | -0.28887
7802 | 0 | 0 | 0 | 2.4 | 10.5 | 0 | 0 | 0 |  | 0 | -0.28887 | 0 | 0 | 2.71 | 0 | 0 | 15.3994 | -0.28887
7803 | 0 | 0 | 0 | 2.2 | 10.5 | 0 | 0 | 0 |  | 0 | -0.28887 | 0 | 0 | 2.7033 | 0 | 0 | 15.3994 | -0.28887
7804 | 0 | 0 | 0 | 1.8 | 10.4 | 0 | 0 | 0 |  | 0 | -0.28887 | 0 | 0 | 2.6966 | 0 | 0 | 15.3994 | -0.28887
7805 | 0 | 0 | 0 | 1.9 | 11.1 | 0 | 0 | 0 |  | 0 | -0.28887 | 0 | 0 | 2.6899 | 0 | 0 | 15.3994 | -0.28887
7806 | 0 | 0 | 0 | 1 | 10.8 | 0 | 0 | 0 |  | 0 | -0.28887 | 0 | 0 | 2.6833 | 0 | 0 | 15.3994 | -0.28887
7807 | 0 | 0 | 0 | 0.8 | 11.3 | 0 | 0 | 0 |  | 0 | -0.28887 | 0 | 0 | 2.6766 | 0 | 3.1028 | 10.2156 | 2.8139
7808 | 0 | 6 | 6 | 1.3 | 11.5 | 0 | 0 | 0.30815 |  | 0 | -0.28887 | 0 | 0 | 2.67 | 0 | 0 | 10.2156 | 0.019281
7809 | 0 | 23 | 23 | 2.5 | 12.3 | 0 | 0 | 1.3718 |  | 0 | -0.28887 | 0 | 0 | 2.6634 | 0 | 0 | 10.2156 | 1.083
7810 | 2 | 155 | 152 | 3.2 | 12.9 | 0 | 0 | 10.909 |  | 0 | -0.28887 | 0 | 0 | 2.6568 | 0 | 0 | 10.2156 | 10.6202
7811 | 0 | 111 | 110 | 3.4 | 13.3 | 0 | 0 | 7.1003 |  | 0 | -0.28887 | 0 | 0 | 2.6502 | 0 | 0 | 10.2156 | 6.8115
7812 | 2 | 201 | 197 | 5.8 | 13.9 | 0 | 0 | 13.9129 |  | 0 | -0.28887 | 0 | 0 | 2.6436 | 0 | 0 | 10.2156 | 13.6241
7813 | 2 | 156 | 154 | 6.7 | 14.1 | 0 | 0 | 10.4846 |  | 0 | -0.28887 | 0 | 0 | 2.637 | 0 | 0 | 10.2156 | 10.1957
7814 | 20 | 231 | 219 | 8 | 14.1 | 0 | 0 | 17.4994 |  | 0 | -0.28887 | 0 | 0 | 2.6304 | 17.467 | 0 | 37.577 | -0.25641
7815 | 1 | 126 | 124 | 6 | 14 | 0 | 0 | 8.566 |  | 0 | -0.28887 | 0 | 0 | 2.6239 | 0 | 0 | 37.577 | 8.2771
7816 | 2 | 88 | 88 | 6 | 14.1 | 0 | 0 | 6.2858 |  | 0 | -0.28887 | 0 | 0 | 2.6173 | 0 | 14.8287 | 12.5196 | 20.8256
7817 | 0 | 19 | 19 | 5 | 13.8 | 0 | 0 | 0.80525 |  | 0 | -0.28887 | 0 | 0 | 2.6108 | 0 | 0 | 12.5196 | 0.51639
7818 | 0 | 0 | 0 | 4.6 | 13.5 | 0 | 0 | 0 |  | 0 | -0.28887 | 0 | 0 | 2.6042 | 0 | 0 | 12.5196 | -0.28887
7819 | 0 | 0 | 0 | 3.1 | 13.2 | 0 | 0 | 0 |  | 0 | -0.28887 | 0 | 0 | 2.5977 | 0 | 0 | 12.5196 | -0.28887
7820 | 0 | 0 | 0 | 3.4 | 13.3 | 0 | 0 | 0 |  | 0 | -0.28887 | 0 | 0 | 2.5912 | 0 | 0 | 12.5196 | -0.28887
7821 | 0 | 0 | 0 | 2.6 | 13.4 | 0 | 0 | 0 |  | 0 | -0.28887 | 0 | 0 | 2.5847 | 0 | 0 | 12.5196 | -0.28887
7822 | 0 | 0 | 0 | 2.5 | 13.4 | 0 | 0 | 0 |  | 0 | -0.28887 | 0 | 0 | 2.5781 | 0 | 0 | 12.5196 | -0.28887
7823 | 0 | 0 | 0 | 4 | 13.8 | 0 | 0 | 0 |  | 0 | -0.28887 | 0 | 0 | 2.5716 | 0 | 0 | 12.5196 | -0.28887
7824 | 0 | 0 | 0 | 4.6 | 13.5 | 0 | 0 | 0 |  | 0 | -0.28887 | 0 | 0 | 2.5651 | 0 | 0 | 12.5196 | -0.28887
7825 | 0 | 0 | 0 | 5.7 | 14.4 | 0 | 0 | 0 |  | 0 | -0.28887 | 0 | 0 | 2.5587 | 0 | 0 | 12.5196 | -0.28887
7826 | 0 | 0 | 0 | 9 | 15.1 | 0 | 0 | 0 |  | 0 | -0.28887 | 0 | 0 | 2.5522 | 0 | 0 | 12.5196 | -0.28887
7827 | 0 | 0 | 0 | 12.4 | 15.2 | 0 | 0 | 0 |  | 0 | -0.28887 | 0 | 0 | 2.5458 | 0 | 0 | 12.5196 | -0.28887
7828 | 0 | 0 | 0 | 14.7 | 14.9 | 0 | 0 | 0 |  | 0 | -0.28887 | 0 | 0 | 2.5393 | 0 | 0 | 12.5196 | -0.28887
7829 | 0 | 0 | 0 | 13.5 | 14.1 | 0 | 0 | 0 |  | 0 | -0.28887 | 0 | 0 | 2.5328 | 0 | 0 | 12.5196 | -0.28887
7830 | 0 | 0 | 0 | 10.9 | 13.2 | 0 | 0 | 0 |  | 0 | -0.28887 | 0 | 0 | 2.5264 | 0 | 0 | 12.5196 | -0.28887
7831 | 0 | 0 | 0 | 7.3 | 12.1 | 0 | 0 | 0 |  | 0 | -0.28887 | 0 | 0 | 2.5199 | 0 | 0 | 12.5196 | -0.28887
7832 | 360 | 66 | 23 | 7.2 | 11.7 | 0 | 0 | 8.8743 |  | 0 | -0.28887 | 0 | 0 | 2.5135 | 0 | 1.4477 | 10.1401 | 10.0332
7833 | 713 | 236 | 48 | 9.7 | 13.3 | 70.8474 | 0 | 40.7598 |  | 0 | -1.437 | 70.89 | 0 | 7.5229 | 0 | 0 | 10.1401 | 39.3228
7834 | 843 | 396 | 61 | 10.9 | 14.6 | 205.5423 | 0 | 59.229 |  | 0 | -1.6695 | 205.6656 | 0 | 22.8427 | 0 | 0 | 10.1401 | 42.5
7835 | 909 | 514 | 67 | 2.9 | 15.2 | 252.4228 | 0 | 68.8154 |  | 0 | -2.0025 | 252.5744 | 0 | 42.0106 | 9.4179 | 0 | 25.2738 | 42.7
7836 | 930 | 574 | 73 | 0 | 15.7 | 266.1879 | 0 | 68.3695 |  | 0 | -2.132 | 266.3479 | 0 | 62.3202 | 24.8281 | 0 | 63.0027 | 41.4095
7837 | 755 | 506 | 100 | 0.3 | 16.5 | 211.6072 | 0 | 61.3888 |  | 0 | -1.7044 | 211.7345 | 0 | 78.4826 | 18.2507 | 0 | 90 | 39.9
7838 | 0 | 173 | 171 | 2.3 | 19.5 | 0 | 0 | 11.5968 |  | 0 | -0.37147 | 0 | 0 | 78.4585 | 0 | 1.6228 | 87.7272 | 12.8481
7839 | 0 | 110 | 109 | 6.1 | 20.9 | 0 | 0 | 7.0914 |  | 129.4951 | 25.2132 | 0 | 129.5293 | 68.282 | 0 | 8.8074 | 74.6729 | 39.1
7840 | 278 | 170 | 110 | 7.3 | 21.4 | 0 | 0 | 22.8678 |  | 77.3676 | 26.4306 | 0 | 77.388 | 62.3308 | 7.2858 | 0 | 85.8981 | 41.8
7841 | 306 | 64 | 33 | 5.5 | 20.9 | 0 | 0 | 4.9867 |  | 118.6812 | 45.4084 | 0 | 118.713 | 53.0701 | 2.0631 | 0 | 89.2331 | 42.8
7842 | 0 | 0 | 0 | 2.6 | 19.4 | 0 | 0 | 0 |  | 119.3207 | 46.0288 | 0 | 119.3533 | 43.7565 | 0 | 0 | 89.2331 | 43.3
7843 | 0 | 0 | 0 | 5.8 | 18.2 | 0 | 0 | 0 |  | 117.6733 | 45.4203 | 0 | 117.7061 | 34.576 | 0 | 0.035336 | 89.6193 | 42.8
7844 | 0 | 0 | 0 | 6.3 | 18.2 | 0 | 0 | 0 |  | 113.2094 | 43.2107 | 0 | 113.2417 | 25.7587 | 0 | 0 | 89.6193 | 41
7845 | 0 | 0 | 0 | 2.3 | 16.2 | 0 | 0 | 0 |  | 105.7888 | 39.9438 | 0 | 105.82 | 17.5394 | 0 | 0 | 89.6193 | 38.2
7846 | 0 | 0 | 0 | 2.4 | 14.4 | 0 | 0 | 0 |  | 98.1357 | 36.5187 | 0 | 98.1658 | 9.9361 | 0 | 0 | 89.6193 | 35.2
7847 | 0 | 0 | 0 | 2.1 | 13.1 | 0 | 0 | 0 |  | 91.3664 | 33.4193 | 0 | 91.396 | 2.8812 | 0 | 0.0071337 | 89.921 | 32.5
7848 | 0 | 0 | 0 | 4.6 | 13.5 | 0 | 0 | 0 |  | 36.6538 | 10.0928 | 0 | 36.6666 | 0.13846 | 0 | 0 | 89.921 | 10.0928
7849 | 0 | 0 | 0 | 5.7 | 14.4 | 0 | 0 | 0 |  | 0 | -0.28887 | 0 | 0 | 0.13802 | 0 | 0 | 89.921 | -0.28887
7850 | 0 | 0 | 0 | 9 | 15.1 | 0 | 0 | 0 |  | 0 | -0.28887 | 0 | 0 | 0.13759 | 0 | 0 | 89.921 | -0.28887
7851 | 0 | 0 | 0 | 12.4 | 15.2 | 0 | 0 | 0 |  | 0 | -0.28887 | 0 | 0 | 0.13716 | 0 | 0 | 89.921 | -0.28887
7852 | 0 | 0 | 0 | 14.7 | 14.9 | 0 | 0 | 0 |  | 0 | -0.28887 | 0 | 0 | 0.13672 | 0 | 0 | 89.921 | -0.28887
7853 | 0 | 0 | 0 | 13.5 | 14.1 | 0 | 0 | 0 |  | 0 | -0.28887 | 0 | 0 | 0.13629 | 0 | 0 | 89.921 | -0.28887
7854 | 0 | 0 | 0 | 10.9 | 13.2 | 0 | 0 | 0 |  | 0 | -0.28887 | 0 | 0 | 0.13586 | 0 | 0 | 89.921 | -0.28887
7855 | 0 | 0 | 0 | 7.3 | 12.1 | 0 | 0 | 0 |  | 0 | -0.28887 | 0 | 0 | 0.13543 | 0 | 21.0264 | 56.8775 | 20.7375
7856 | 360 | 66 | 23 | 7.2 | 11.7 | 0 | 0 | 8.5426 |  | 0 | -0.28887 | 0 | 0 | 0.135 | 0 | 24.9327 | 15.5018 | 33.1865
7857 | 713 | 236 | 48 | 9.7 | 13.3 | 69.5963 | 0 | 40.6614 |  | 0 | -1.4352 | 69.6354 | 0 | 5.3143 | 0 | 0 | 15.5018 | 38.3
7858 | 843 | 396 | 61 | 10.9 | 14.6 | 204.8082 | 0 | 59.6448 |  | 0 | -1.6717 | 204.9235 | 0 | 20.9317 | 0 | 0 | 15.5018 | 38.2
7859 | 909 | 514 | 67 | 2.9 | 15.2 | 252.016 | 0 | 68.7386 |  | 0 | -2.0111 | 252.1584 | 0 | 40.2888 | 6.4198 | 0 | 25.8282 | 38.6
7860 | 930 | 574 | 73 | 0 | 15.7 | 265.8811 | 0 | 68.3186 |  | 0 | -2.1437 | 266.0319 | 0 | 60.7421 | 24.9782 | 0 | 63.7135 | 38.5
7861 | 755 | 506 | 100 | 0.3 | 16.5 | 211.378 | 0 | 61.3577 |  | 0 | -1.71 | 211.4986 | 0 | 77.0019 | 17.7627 | 0 | 90 | 37
7862 | 0 | 173 | 171 | 2.3 | 19.5 | 0 | 0 | 11.6152 |  | 0 | -0.37147 | 0 | 0 | 76.9777 | 0 | 0 | 90 | 11.2437
7863 | 0 | 110 | 109 | 6.1 | 20.9 | 0 | 0 | 7.1012 |  | 0 | -0.28887 | 0 | 0 | 76.9536 | 0 | 1.1863e-06 | 90 | 6.8123
7864 | 278 | 170 | 110 | 7.3 | 21.4 | 0 | 0 | 22.9034 |  | 0 | -0.28887 | 0 | 0 | 76.9295 | 0 | 17.2825 | 63.6118 | 39.897
7865 | 306 | 64 | 33 | 5.5 | 20.9 | 0 | 0 | 4.887 |  | 0 | -0.28887 | 0 | 0 | 76.9054 | 0 | 24.9566 | 23.6404 | 29.5547
7866 | 0 | 0 | 0 | 2.6 | 19.4 | 0 | 0 | 0 |  | 0 | -0.28887 | 0 | 0 | 76.8813 | 0 | 3.7976 | 17.49 | 3.5087
7867 | 0 | 0 | 0 | 5.8 | 18.2 | 0 | 0 | 0 |  | 0 | -0.28887 | 0 | 0 | 76.857 | 0 | 0 | 17.49 | -0.28887
7868 | 0 | 0 | 0 | 6.3 | 18.2 | 0 | 0 | 0 |  | 0 | -0.28887 | 0 | 0 | 76.8328 | 0 | 0 | 17.49 | -0.28887
7869 | 0 | 0 | 0 | 2.3 | 16.2 | 0 | 0 | 0 |  | 0 | -0.28887 | 0 | 0 | 76.8085 | 0 | 0 | 17.49 | -0.28887
7870 | 0 | 0 | 0 | 2.4 | 14.4 | 0 | 0 | 0 |  | 0 | -0.28887 | 0 | 0 | 76.7841 | 0 | 0 | 17.49 | -0.28887
7871 | 0 | 0 | 0 | 2.1 | 13.1 | 0 | 0 | 0 |  | 0 | -0.28887 | 0 | 0 | 76.7597 | 0 | 0 | 17.49 | -0.28887
7872 | 0 | 0 | 0 | 2.1 | 13.1 | 0 | 0 | 0 |  | 0 | -0.28887 | 0 | 0 | 76.7353 | 0 | 0 | 17.49 | -0.28887
7873 | 0 | 0 | 0 | 4.6 | 13.5 | 0 | 0 | 0 |  | 0 | -0.28887 | 0 | 0 | 76.7109 | 0 | 0 | 17.49 | -0.28887
7874 | 0 | 0 | 0 | 5.7 | 14.4 | 0 | 0 | 0 |  | 0 | -0.28887 | 0 | 0 | 76.6865 | 0 | 0 | 17.49 | -0.28887
7875 | 0 | 0 | 0 | 9 | 15.1 | 0 | 0 | 0 |  | 0 | -0.28887 | 0 | 0 | 76.6621 | 0 | 0 | 17.49 | -0.28887
7876 | 0 | 0 | 0 | 12.4 | 15.2 | 0 | 0 | 0 |  | 0 | -0.28887 | 0 | 0 | 76.6378 | 0 | 0 | 17.49 | -0.28887
7877 | 0 | 0 | 0 | 14.7 | 14.9 | 0 | 0 | 0 |  | 0 | -0.28887 | 0 | 0 | 76.6135 | 0 | 0 | 17.49 | -0.28887
7878 | 0 | 0 | 0 | 13.5 | 14.1 | 0 | 0 | 0 |  | 130.0458 | 25.9234 | 0 | 130.066 | 66.388 | 0 | 4.3082 | 10.4574 | 30.2316
7879 | 0 | 0 | 0 | 10.9 | 13.2 | 0 | 0 | 0 |  | 128.6598 | 50.8861 | 0 | 128.6797 | 56.3042 | 1.1211e-06 | 0 | 10.4559 | 47.7
7880 | 0 | 0 | 0 | 7.3 | 12.1 | 0 | 0 | 0 |  | 129.5139 | 51.2602 | 0 | 129.5345 | 46.1499 | 2.0812e-06 | 0 | 10.4587 | 48.1
7881 | 360 | 66 | 23 | 7.2 | 11.7 | 0 | 0 | 20.6822 |  | 77.568 | 27.7908 | 0 | 77.5808 | 40.1838 | 0 | 0 | 10.4587 | 47.6
7882 | 713 | 236 | 48 | 9.7 | 13.3 | 105.7399 | 4.2e-06 | 49.9821 |  | 25.4901 | 4.4415 | 89.8909 | 9.5872 | 46.4199 | 0 | 0 | 10.4587 | 47.7
7883 | 843 | 396 | 61 | 10.9 | 14.6 | 221.8742 | 0 | 66.5342 |  | 25.4902 | 4.0145 | 196.5062 | 0 | 61.5952 | 4.2169 | 0 | 17.4231 | 47.6
7884 | 909 | 514 | 67 | 2.9 | 15.2 | 258.2213 | 0 | 72.2232 |  | 25.4902 | 3.6122 | 232.8793 | 0 | 79.543 | 24.9665 | 0 | 55.6452 | 46.3
7885 | 930 | 574 | 73 | 0 | 15.7 | 264.5835 | 0 | 68.07 |  | 25.4874 | 3.428 | 239.2524 | 0 | 97.9256 | 23.2525 | 0 | 90 | 45.7
7886 | 0 | 173 | 171 | 2.3 | 19.5 | 0 | 0 | 11.6332 |  | 76.711 | 26.9922 | 0 | 76.7175 | 92.0274 | 0 | 7.703 | 78.3637 | 45.5
7887 | 0 | 110 | 109 | 6.1 | 20.9 | 0 | 0 | 7.1108 |  | 76.7111 | 26.7828 | 0 | 76.7178 | 86.1298 | 0 | 13.3618 | 58.2552 | 46.5
7888 | 278 | 170 | 110 | 7.3 | 21.4 | 0 | 0 | 22.9395 |  | 76.711 | 26.602 | 0 | 76.718 | 80.2327 | 0 | 0 | 58.2552 | 48.9
7889 | 306 | 64 | 33 | 5.5 | 20.9 | 0 | 0 | 4.7938 |  | 99.0067 | 36.2853 | 0 | 99.0161 | 72.5621 | 0 | 9.6613 | 43.6352 | 49.4
7890 | 0 | 0 | 0 | 2.6 | 19.4 | 0 | 0 | 0 |  | 99.007 | 36.6355 | 0 | 99.0168 | 64.8898 | 0 | 14.636 | 19.9765 | 49.8
7891 | 0 | 0 | 0 | 5.8 | 18.2 | 0 | 0 | 0 |  | 99.0072 | 36.8777 | 0 | 99.0174 | 57.2163 | 0 | 0.68452 | 18.8829 | 37.5622
7892 | 0 | 0 | 0 | 6.3 | 18.2 | 0 | 0 | 0 |  | 25.4902 | 6.4083 | 0 | 25.4929 | 55.304 | 0 | 0 | 18.8829 | 6.4083
7893 | 0 | 0 | 0 | 2.3 | 16.2 | 0 | 0 | 0 |  | 25.49 | 5.5876 | 0 | 25.4929 | 53.3916 | 0 | 0 | 18.8829 | 5.5876
7894 | 0 | 0 | 0 | 2.4 | 14.4 | 0 | 0 | 0 |  | 25.4902 | 5.5659 | 0 | 25.4932 | 51.4791 | 0 | 0 | 18.8829 | 5.5659
7895 | 0 | 0 | 0 | 2.1 | 13.1 | 0 | 0 | 0 |  | 25.4902 | 5.8245 | 0 | 25.4933 | 49.5667 | 0 | 0 | 18.8829 | 5.8245
7896 | 0 | 0 | 0 | 1.8 | 12.1 | 0 | 0 | 0 |  | 25.4902 | 5.9747 | 0 | 25.4935 | 47.6544 | 0 | 0 | 18.8829 | 5.9747
7897 | 0 | 0 | 0 | 1.6 | 12.3 | 0 | 0 | 0 |  | 25.4902 | 5.9394 | 0 | 25.4936 | 45.7422 | 0 | 0 | 18.8829 | 5.9394
7898 | 0 | 0 | 0 | 1.5 | 11.1 | 0 | 0 | 0 |  | 25.4902 | 5.72 | 0 | 25.4937 | 43.8304 | 0 | 0 | 18.8829 | 5.72
7899 | 0 | 0 | 0 | 1.1 | 10.4 | 0 | 0 | 0 |  | 25.4902 | 5.7176 | 0 | 25.4939 | 41.9186 | 0 | 0 | 18.8829 | 5.7176
7900 | 0 | 0 | 0 | 1.5 | 10 | 0 | 0 | 0 |  | 25.4902 | 5.7134 | 0 | 25.494 | 40.007 | 0 | 0 | 18.8829 | 5.7134
7901 | 0 | 0 | 0 | 2 | 9.5 | 0 | 0 | 0 |  | 118.7623 | 46.8785 | 0 | 118.7812 | 30.7254 | 1.2635e-06 | 0 | 19.1101 | 44
7902 | 0 | 0 | 0 | 1 | 9.5 | 0 | 0 | 0 |  | 120.8107 | 47.897 | 0 | 120.8309 | 21.2776 | 0 | 1.9522 | 15.862 | 46.8
7903 | 0 | 1 | 1 | 1.5 | 9.5 | 0 | 0 | 0 |  | 120.8107 | 47.8918 | 0 | 120.8322 | 11.8321 | 0 | 3.1462 | 10.4334 | 48
7904 | 183 | 53 | 33 | 0.8 | 10.7 | 0 | 0 | 6.2312 |  | 105.8371 | 40.5301 | 0 | 105.8577 | 3.6114 | 0 | 0 | 10.4334 | 46.7613
7905 | 522 | 226 | 94 | 0.9 | 14.4 | 33.5008 | 0 | 33.9233 |  | 25.4901 | 4.4314 | 24.7363 | 16.7108 | 4.249 | 0 | 0 | 10.4334 | 38.3546
7906 | 584 | 334 | 105 | 1 | 16.9 | 142.4416 | 0 | 45.24 |  | 25.49 | 5.4297 | 117.0333 | 0 | 13.1832 | 2.0522 | 0 | 13.8861 | 47.6
7907 | 884 | 517 | 88 | 3.4 | 19.6 | 243.3877 | 0 | 68.5413 |  | 25.4902 | 4.5363 | 218.0405 | 0 | 29.8526 | 24.508 | 0 | 51.5606 | 47.8
7908 | 847 | 568 | 118 | 3.8 | 20.6 | 238.2064 | 0 | 72.429 |  | 25.4902 | 4.8395 | 212.8557 | 0 | 46.1297 | 24.9828 | 0 | 88.5085 | 46.4
7909 | 206 | 361 | 248 | 3.2 | 20.6 | 0 | 0 | 35.6445 |  | 33.945 | 9.5405 | 0 | 33.947 | 43.5795 | 0 | 0 | 88.5085 | 45.185
7910 | 276 | 330 | 198 | 2.5 | 20.5 | 0 | 0 | 36.1663 |  | 33.945 | 9.6379 | 0 | 33.9472 | 41.0295 | 0 | 0 | 88.5085 | 45.1
7911 | 350 | 338 | 202 | 2.7 | 20.6 | 0 | 0 | 38.6341 |  | 30.7801 | 8.1504 | 0 | 30.7823 | 38.7216 | 0 | 0 | 88.5085 | 46.3
7912 | 41 | 94 | 82 | 2.7 | 18.9 | 0 | 0 | 7.9535 |  | 112.0463 | 42.7656 | 0 | 112.0549 | 30.0017 | 0 | 0 | 88.5085 | 48.4
7913 | 15 | 19 | 18 | 2.4 | 17.2 | 0 | 0 | 0.94424 |  | 131.0026 | 51.4757 | 0 | 131.0139 | 19.7365 | 0 | 0 | 88.5085 | 49.2
7914 | 0 | 0 | 0 | 2.2 | 15.6 | 0 | 0 | 0 |  | 133.0498 | 52.4103 | 0 | 133.0628 | 9.3045 | 0 | 0.28768 | 89.6602 | 49.3
7915 | 0 | 0 | 0 | 1.3 | 14 | 0 | 0 | 0 |  | 84.3339 | 30.8145 | 0 | 84.3436 | 2.8139 | 0 | 0 | 89.6602 | 30.8145
7916 | 0 | 0 | 0 | 1 | 12.7 | 0 | 0 | 0 |  | 0 | -0.28887 | 0 | 0 | 2.8072 | 0 | 0 | 89.6602 | -0.28887
7917 | 0 | 0 | 0 | 2.4 | 13.7 | 0 | 0 | 0 |  | 0 | -0.28887 | 0 | 0 | 2.8005 | 0 | 0 | 89.6602 | -0.28887
7918 | 0 | 0 | 0 | 2.7 | 14.6 | 0 | 0 | 0 |  | 0 | -0.28887 | 0 | 0 | 2.7939 | 0 | 0 | 89.6602 | -0.28887
7919 | 0 | 0 | 0 | 3.2 | 15 | 0 | 0 | 0 |  | 0 | -0.28887 | 0 | 0 | 2.7872 | 0 | 0 | 89.6602 | -0.28887
7920 | 0 | 0 | 0 | 1.4 | 13.2 | 0 | 0 | 0 |  | 0 | -0.28887 | 0 | 0 | 2.7806 | 0 | 0 | 89.6602 | -0.28887
7921 | 0 | 0 | 0 | 1.6 | 12.4 | 0 | 0 | 0 |  | 0 | -0.28887 | 0 | 0 | 2.7739 | 0 | 0 | 89.6602 | -0.28887
7922 | 0 | 0 | 0 | 1.2 | 11.8 | 0 | 0 | 0 |  | 0 | -0.28887 | 0 | 0 | 2.7672 | 0 | 0 | 89.6602 | -0.28887
7923 | 0 | 0 | 0 | 1.8 | 12.7 | 0 | 0 | 0 |  | 0 | -0.28887 | 0 | 0 | 2.7605 | 0 | 0 | 89.6602 | -0.28887
7924 | 0 | 0 | 0 | 3.2 | 14.4 | 0 | 0 | 0 |  | 0 | -0.28887 | 0 | 0 | 2.7539 | 0 | 0 | 89.6602 | -0.28887
7925 | 0 | 0 | 0 | 2.7 | 15.1 | 0 | 0 | 0 |  | 0 | -0.28887 | 0 | 0 | 2.7473 | 0 | 0 | 89.6602 | -0.28887
7926 | 0 | 0 | 0 | 3.6 | 16 | 0 | 0 | 0 |  | 0 | -0.28887 | 0 | 0 | 2.7407 | 0 | 24.9666 | 50.5227 | 24.6777
7927 | 0 | 0 | 0 | 4.2 | 16.1 | 0 | 0 | 0 |  | 0 | -0.28887 | 0 | 0 | 2.7341 | 0 | 20.853 | 16.0912 | 20.5641
7928 | 306 | 57 | 22 | 3.7 | 17.3 | 0 | 0 | 6.6019 |  | 0 | -0.28887 | 0 | 0 | 2.7276 | 0 | 0 | 16.0912 | 6.313
7929 | 721 | 243 | 61 | 4.3 | 18.5 | 0 | 0 | 40.8037 |  | 0 | -0.28887 | 0 | 0 | 2.721 | 0 | 0 | 16.0912 | 40.5148
7930 | 845 | 390 | 65 | 6.3 | 19.8 | 145.6554 | 0 | 58.0063 |  | 0 | -1.7714 | 145.7426 | 0 | 13.6694 | 0 | 0 | 16.0912 | 46.7
7931 | 900 | 484 | 61 | 5.7 | 20.9 | 245.1632 | 0 | 67.4472 |  | 0 | -1.9359 | 245.3099 | 0 | 32.3203 | 0 | 0 | 16.0912 | 46.6
7932 | 925 | 548 | 64 | 6.3 | 21.6 | 258.7945 | 0 | 73.1093 |  | 0 | -2.0538 | 258.9494 | 0 | 52.0626 | 0 | 0 | 16.0912 | 45.4
7933 | 928 | 544 | 58 | 5.8 | 22.1 | 259.4197 | 0 | 72.2341 |  | 0 | -2.0591 | 259.5747 | 0 | 71.8644 | 7.5526 | 0 | 28.3895 | 44.8
7934 | 897 | 478 | 55 | 5.2 | 22.1 | 242.0184 | 0 | 65.6205 |  | 0 | -1.9093 | 242.1626 | 0 | 90.3356 | 19.4426 | 0 | 58.1231 | 44.2685
7935 | 836 | 362 | 50 | 7 | 22 | 200.2915 | 0 | 54.3358 |  | 130.5252 | 24.2235 | 69.8725 | 0 | 95.4762 | 18.9495 | 0 | 86.4336 | 45.2
7936 | 692 | 203 | 39 | 7.3 | 21.2 | 119.4435 | 0 | 36.036 |  | 66.3634 | 21.4752 | 53.144 | 0 | 99.5982 | 1.4591 | 0 | 88.6885 | 47.7
7937 | 269 | 44 | 16 | 5.4 | 19.3 | 0 | 0 | 3.6912 |  | 63.8808 | 21.6949 | 0 | 63.8853 | 94.7108 | 0 | 23.2704 | 52.8605 | 48
7938 | 0 | 0 | 0 | 2.9 | 17.8 | 0 | 0 | 0 |  | 108.9817 | 41.5129 | 0 | 108.9897 | 86.2346 | 0 | 9.4587 | 38.1323 | 48.8
7939 | 0 | 0 | 0 | 1.8 | 16.3 | 0 | 0 | 0 |  | 108.982 | 41.7353 | 0 | 108.9904 | 77.7562 | 0 | 7.9052 | 25.7606 | 47.4
7940 | 0 | 0 | 0 | 3.2 | 15 | 0 | 0 | 0 |  | 108.9831 | 41.8609 | 0 | 108.9919 | 69.2765 | 0 | 4.2165 | 19.017 | 43.8
7941 | 0 | 0 | 0 | 2.6 | 12.7 | 0 | 0 | 0 |  | 108.9824 | 41.9997 | 0 | 108.9916 | 60.795 | 2.1453e-09 | 0 | 19.017 | 39.7
7942 | 0 | 0 | 0 | 1.1 | 11.5 | 0 | 0 | 0 |  | 57.2035 | 18.8168 | 0 | 57.2086 | 56.4336 | 0 | 0 | 19.017 | 18.8168
7943 | 0 | 0 | 0 | 1.5 | 10.2 | 0 | 0 | 0 |  | 25.4902 | 5.7685 | 0 | 25.4926 | 54.5212 | 0 | 0 | 19.017 | 5.7685
7944 | 0 | 0 | 0 | 1.9 | 10.3 | 0 | 0 | 0 |  | 25.4902 | 5.7632 | 0 | 25.4927 | 52.6088 | 0 | 0 | 19.017 | 5.7632
7945 | 0 | 0 | 0 | 1.5 | 10.5 | 0 | 0 | 0 |  | 25.4902 | 5.7572 | 0 | 25.4928 | 50.6966 | 0 | 0 | 19.017 | 5.7572
7946 | 0 | 0 | 0 | 2.6 | 10.5 | 0 | 0 | 0 |  | 25.4902 | 5.7521 | 0 | 25.4929 | 48.7845 | 0 | 0 | 19.017 | 5.7521
7947 | 0 | 0 | 0 | 1.6 | 9.8 | 0 | 0 | 0 |  | 36.8441 | 10.3415 | 0 | 36.8483 | 46.0103 | 0 | 0 | 19.017 | 10.3415
7948 | 0 | 0 | 0 | 3 | 10.2 | 0 | 0 | 0 |  | 101.5476 | 38.6369 | 0 | 101.5599 | 38.127 | 2.0581e-06 | 0 | 19.2484 | 36.9
7949 | 0 | 0 | 0 | 1.7 | 8.6 | 0 | 0 | 0 |  | 116.0733 | 45.567 | 0 | 116.0882 | 29.0663 | 0 | 0 | 19.2484 | 42.9
7950 | 0 | 0 | 0 | 2.1 | 8.9 | 0 | 0 | 0 |  | 117.7803 | 46.4073 | 0 | 117.7964 | 19.8674 | 0 | 1.9924 | 15.9394 | 45.6
7951 | 0 | 0 | 0 | 1.4 | 7.9 | 0 | 0 | 0 |  | 117.7803 | 46.4038 | 0 | 117.7978 | 10.6709 | 0 | 3.1864 | 10.442 | 46.8
7952 | 315 | 57 | 21 | 1 | 8.4 | 0 | 0 | 6.445 |  | 110.6042 | 42.8778 | 0 | 110.6225 | 2.0652 | 0 | 0 | 10.442 | 47.1
7953 | 703 | 221 | 48 | 1.3 | 11.9 | 71.5098 | 0 | 38.6347 |  | 34.929 | 8.9145 | 53.0793 | 16.4626 | 4.9045 | 0 | 0 | 10.442 | 47
7954 | 845 | 379 | 58 | 1.2 | 16.1 | 213.2992 | 0 | 55.1116 |  | 34.9288 | 8.1596 | 178.4932 | 0 | 18.6348 | 0 | 0 | 10.442 | 46.9
7955 | 905 | 492 | 62 | 2.2 | 17.6 | 249.7506 | 0 | 66.4757 |  | 34.929 | 8.5627 | 214.9686 | 0 | 35.1785 | 0 | 0 | 10.442 | 46.9
7956 | 932 | 552 | 64 | 3.7 | 18.5 | 263.6469 | 0 | 73.0168 |  | 34.9289 | 8.2667 | 228.8748 | 0 | 52.7739 | 0 | 0 | 10.442 | 45.5
7957 | 932 | 549 | 63 | 2.5 | 19.5 | 263.837 | 0 | 71.3888 |  | 34.9289 | 8.0465 | 229.0653 | 0 | 70.3559 | 9.0837 | 0 | 25.0573 | 45
7958 | 879 | 485 | 72 | 2.9 | 20.1 | 238.8599 | 0 | 65.2207 |  | 34.929 | 8.5465 | 204.0718 | 0 | 85.9868 | 24.9706 | 0 | 63.0192 | 44.7
7959 | 725 | 364 | 93 | 3.2 | 19.9 | 174.4726 | 0 | 52.0054 |  | 42.2267 | 11.6016 | 132.3442 | 0 | 96.093 | 17.3557 | 0 | 88.7141 | 45.6
7960 | 553 | 197 | 62 | 3.1 | 19.3 | 94.6241 | 0 | 31.9105 |  | 59.9748 | 19.3916 | 34.6987 | 0 | 98.7064 | 0 | 0.24581 | 88.5397 | 47.8
7961 | 210 | 50 | 28 | 2.6 | 17.1 | 0 | 0 | 4.0376 |  | 59.968 | 20.4408 | 0 | 59.9701 | 94.1274 | 0 | 24.9777 | 50.0599 | 48.6
7962 | 0 | 0 | 0 | 1.6 | 13.5 | 0 | 0 | 0 |  | 109.8664 | 42.4385 | 0 | 109.8706 | 85.5749 | 0 | 8.8735 | 36.2353 | 48.9
7963 | 0 | 0 | 0 | 0.7 | 12.1 | 0 | 0 | 0 |  | 109.866 | 42.5048 | 0 | 109.8706 | 77.0215 | 0 | 7.4067 | 24.6632 | 47.5
7964 | 0 | 0 | 0 | 0.3 | 10.3 | 0 | 0 | 0 |  | 109.8641 | 42.6732 | 0 | 109.8691 | 68.4651 | 0 | 3.7996 | 18.5992 | 44.1
7965 | 0 | 0 | 0 | 0.8 | 9.9 | 0 | 0 | 0 |  | 109.0209 | 42.2645 | 0 | 109.0263 | 59.9777 | 1.4204e-06 | 0 | 18.6611 | 40
7966 | 0 | 0 | 0 | 1.4 | 10.1 | 0 | 0 | 0 |  | 59.0337 | 19.8993 | 0 | 59.0369 | 55.473 | 0 | 0 | 18.6611 | 19.8993
7967 | 0 | 0 | 0 | 1.7 | 9.7 | 0 | 0 | 0 |  | 25.4902 | 5.8041 | 0 | 25.4917 | 53.5607 | 0 | 0 | 18.6611 | 5.8041
7968 | 0 | 0 | 0 | 2 | 9.8 | 0 | 0 | 0 |  | 25.4902 | 5.7987 | 0 | 25.4918 | 51.6486 | 0 | 0 | 18.6611 | 5.7987
7969 | 0 | 0 | 0 | 1.6 | 8.7 | 0 | 0 | 0 |  | 25.4902 | 5.7989 | 0 | 25.4919 | 49.7365 | 0 | 0 | 18.6611 | 5.7989
7970 | 0 | 0 | 0 | 1.7 | 8.3 | 0 | 0 | 0 |  | 25.4902 | 5.7956 | 0 | 25.4921 | 47.8245 | 0 | 0 | 18.6611 | 5.7956
7971 | 0 | 0 | 0 | 1.3 | 8 | 0 | 0 | 0 |  | 25.4902 | 5.7916 | 0 | 25.4922 | 45.9126 | 0 | 0 | 18.6611 | 5.7916
7972 | 0 | 0 | 0 | 1.5 | 8.3 | 0 | 0 | 0 |  | 101.4472 | 38.6626 | 0 | 101.4561 | 38.0379 | 0 | 0 | 18.6611 | 37
7973 | 0 | 0 | 0 | 1.8 | 8.3 | 0 | 0 | 0 |  | 115.5809 | 45.3665 | 0 | 115.5918 | 29.0179 | 2.0541e-06 | 0 | 18.8422 | 42.7
7974 | 0 | 0 | 0 | 1.9 | 7.9 | 0 | 0 | 0 |  | 117.5405 | 46.3192 | 0 | 117.5525 | 19.8391 | 0 | 1.9908 | 15.5251 | 45.5
7975 | 0 | 0 | 0 | 1.5 | 7.7 | 0 | 0 | 0 |  | 117.5405 | 46.3111 | 0 | 117.5539 | 10.663 | 0 | 2.9812 | 10.3789 | 46.5
7976 | 336 | 55 | 19 | 1.9 | 8.8 | 0 | 0 | 5.9111 |  | 111.4163 | 43.3121 | 0 | 111.4309 | 1.9919 | 0 | 0 | 10.3789 | 46.9
7977 | 726 | 218 | 40 | 1.5 | 13.1 | 75.2449 | 0 | 38.4413 |  | 34.5784 | 8.7287 | 56.565 | 15.8588 | 5.1483 | 0 | 0 | 10.3789 | 46.7
7978 | 857 | 373 | 49 | 0.3 | 17 | 215.9137 | 0 | 53.4256 |  | 34.579 | 7.86 | 181.4607 | 0 | 19.1004 | 0 | 0 | 10.3789 | 46.4
7979 | 914 | 487 | 55 | 1.3 | 18.4 | 252.4609 | 0 | 64.9987 |  | 34.5784 | 8.2614 | 218.0322 | 0 | 35.8644 | 0 | 0 | 10.3789 | 45.9
7980 | 929 | 542 | 58 | 1.3 | 19.2 | 264.1263 | 0 | 69.3129 |  | 34.5784 | 7.9909 | 229.7053 | 0 | 53.5064 | 0 | 0 | 10.3789 | 44.5
7981 | 916 | 535 | 60 | 1.2 | 20 | 259.3471 | 0 | 68.1476 |  | 34.5793 | 8.0414 | 224.9221 | 0 | 70.7542 | 0 | 0 | 10.3789 | 43.6
7982 | 876 | 469 | 60 | 1.5 | 20.7 | 238.6135 | 0 | 62.4768 |  | 54.8714 | 16.3673 | 183.8817 | 0 | 84.8078 | 23.5247 | 0 | 46.7424 | 43.1
7983 | 801 | 351 | 55 | 2.2 | 20.7 | 195.3123 | 0 | 51.5837 |  | 58.7876 | 18.3629 | 136.6362 | 0 | 95.2204 | 24.9816 | 0 | 83.8399 | 44
7984 | 647 | 196 | 44 | 2.2 | 20.2 | 114.4476 | 0 | 33.9893 |  | 58.7952 | 18.8056 | 55.7145 | 0 | 99.4465 | 2.9675 | 0 | 88.2394 | 46.3
7985 | 237 | 43 | 18 | 1.9 | 17.6 | 0 | 0 | 3.6176 |  | 58.7875 | 19.8875 | 0 | 58.7893 | 94.9606 | 0 | 23.9042 | 51.7185 | 46.6
7986 | 0 | 0 | 0 | 0.7 | 14.6 | 0 | 0 | 0 |  | 106.2483 | 40.7099 | 0 | 106.2521 | 86.701 | 0 | 7.9987 | 39.3812 | 46.5
7987 | 0 | 0 | 0 | 1.4 | 13.5 | 0 | 0 | 0 |  | 106.248 | 40.7797 | 0 | 106.2521 | 78.4405 | 0 | 6.7475 | 28.993 | 45.3
7988 | 0 | 0 | 0 | 1.8 | 13.5 | 0 | 0 | 0 |  | 106.248 | 40.7732 | 0 | 106.2525 | 70.1803 | 0 | 3.9484 | 22.798 | 42.5
7989 | 0 | 0 | 0 | 2.1 | 12.9 | 0 | 0 | 0 |  | 106.2478 | 40.8013 | 0 | 106.2528 | 61.9198 | 0 | 0.82077 | 21.5521 | 39.4
7990 | 0 | 0 | 0 | 1.9 | 12.3 | 0 | 0 | 0 |  | 102.3378 | 39.0571 | 0 | 102.343 | 53.974 | 2.0831e-06 | 0 | 21.6144 | 37
7991 | 0 | 0 | 0 | 2.6 | 13 | 0 | 0 | 0 |  | 96.01 | 36.3444 | 0 | 96.0153 | 46.5374 | 2.0852e-06 | 0 | 21.6659 | 34.4
7992 | 0 | 0 | 0 | 2.3 | 13.5 | 0 | 0 | 0 |  | 91.6583 | 34.1055 | 0 | 91.664 | 39.4529 | 2.1065e-07 | 0 | 21.6659 | 32.6
7993 | 0 | 0 | 0 | 1.1 | 11.9 | 0 | 0 | 0 |  | 25.4902 | 6.0727 | 0 | 25.4919 | 37.5418 | 0 | 0 | 21.6659 | 6.0727
7994 | 0 | 0 | 0 | 0.8 | 11.4 | 0 | 0 | 0 |  | 25.4902 | 6.1262 | 0 | 25.4921 | 35.6308 | 0 | 0 | 21.6659 | 6.1262
7995 | 0 | 0 | 0 | 1.6 | 11.8 | 0 | 0 | 0 |  | 25.4902 | 6.0691 | 0 | 25.4923 | 33.72 | 0 | 0 | 21.6659 | 6.0691
7996 | 0 | 0 | 0 | 2.7 | 13.5 | 0 | 0 | 0 |  | 26.3181 | 5.8711 | 0 | 26.3205 | 31.7472 | 0 | 0 | 21.6659 | 5.8711
7997 | 0 | 0 | 0 | 1.6 | 11.8 | 0 | 0 | 0 |  | 94.6886 | 35.4634 | 0 | 94.6979 | 24.4202 | 1.6719e-06 | 0 | 21.7631 | 33.9
7998 | 0 | 0 | 0 | 1.6 | 11 | 0 | 0 | 0 |  | 96.736 | 36.4303 | 0 | 96.7464 | 16.928 | 0 | 1.0814 | 19.9965 | 35.9
7999 | 0 | 0 | 0 | 1.4 | 10.7 | 0 | 0 | 0 |  | 96.736 | 36.405 | 0 | 96.7477 | 9.4383 | 0 | 4.1274 | 13.0123 | 39
8000 | 219 | 43 | 20 | 1.4 | 11.1 | 0 | 0 | 4.3948 |  | 96.736 | 36.3649 | 0 | 96.7494 | 1.9543 | 0 | 1.4924 | 10.4371 | 40.7
8001 | 683 | 212 | 45 | 0.9 | 15.2 | 64.6824 | 0 | 36.6114 |  | 25.4901 | 4.2156 | 51.8795 | 12.6523 | 4.9817 | 0 | 0 | 10.4371 | 40.8269
8002 | 826 | 364 | 53 | 2.1 | 16.9 | 206.2683 | 0 | 54.0783 |  | 25.49 | 5.1372 | 180.9 | 0 | 18.853 | 0 | 0 | 10.4371 | 40.4
8003 | 887 | 475 | 57 | 1.8 | 18.4 | 243.9822 | 0 | 64.1758 |  | 25.4902 | 4.7854 | 218.6373 | 0 | 35.627 | 0 | 0 | 10.4371 | 40.5
8004 | 916 | 534 | 58 | 1.8 | 19.4 | 259.8215 | 0 | 69.1994 |  | 25.4902 | 4.4764 | 234.4862 | 0 | 53.6019 | 0 | 0 | 10.4371 | 39.7
8005 | 916 | 532 | 58 | 2.5 | 19.7 | 258.5093 | 0 | 69.8346 |  | 55.458 | 16.6978 | 203.2036 | 0 | 69.1458 | 0 | 0 | 10.4371 | 38
8006 | 887 | 469 | 57 | 3.1 | 20.3 | 240.5677 | 0 | 64.4954 |  | 55.7386 | 16.8185 | 184.9693 | 0 | 83.2739 | 17.7858 | 0 | 38.283 | 37
8007 | 819 | 353 | 51 | 3.7 | 19.9 | 198.5254 | 0 | 53.1051 |  | 55.7386 | 17.197 | 142.8996 | 0 | 94.1657 | 24.9775 | 0 | 75.753 | 37.4
8008 | 657 | 195 | 42 | 4 | 19.1 | 114.3703 | 0 | 34.7862 |  | 55.7296 | 17.4629 | 58.7018 | 0 | 98.6218 | 8.9682 | 0 | 89.03 | 40.2
8009 | 229 | 41 | 17 | 3.7 | 16.2 | 0 | 0 | 3.4898 |  | 55.7386 | 18.5464 | 0 | 55.7405 | 94.3752 | 0 | 19.4042 | 59.4964 | 40.8
8010 | 0 | 0 | 0 | 2.3 | 13.7 | 0 | 0 | 0 |  | 93.9281 | 35.2834 | 0 | 93.9315 | 87.1045 | 0 | 7.5776 | 47.9133 | 41.1
8011 | 0 | 0 | 0 | 1 | 12 | 0 | 0 | 0 |  | 93.9259 | 35.2499 | 0 | 93.9297 | 79.8359 | 0 | 7.3119 | 36.7144 | 40.9
8012 | 0 | 0 | 0 | 0.9 | 10.7 | 0 | 0 | 0 |  | 93.9271 | 35.2831 | 0 | 93.9312 | 72.5653 | 0 | 5.3854 | 28.302 | 39.1
8013 | 0 | 0 | 0 | 0.9 | 11.2 | 0 | 0 | 0 |  | 93.9271 | 35.2718 | 0 | 93.9316 | 65.295 | 0 | 2.7573 | 23.9572 | 36.4
8014 | 0 | 0 | 0 | 0.6 | 9.8 | 0 | 0 | 0 |  | 93.9271 | 35.2688 | 0 | 93.932 | 58.0248 | 0 | 0 | 23.9572 | 33.8
8015 | 0 | 0 | 0 | 1.3 | 9.1 | 0 | 0 | 0 |  | 88.0822 | 32.6225 | 0 | 88.0872 | 51.2226 | 0 | 0 | 23.9572 | 31.4
8016 | 0 | 0 | 0 | 1 | 9.8 | 0 | 0 | 0 |  | 52.078 | 16.8966 | 0 | 52.0812 | 47.2642 | 0 | 0 | 23.9572 | 16.8966
8017 | 0 | 0 | 0 | 0.8 | 9.7 | 0 | 0 | 0 |  | 25.4902 | 5.7958 | 0 | 25.4919 | 45.3525 | 0 | 0 | 23.9572 | 5.7958
8018 | 0 | 0 | 0 | 2.3 | 10 | 0 | 0 | 0 |  | 25.4902 | 5.7887 | 0 | 25.492 | 43.4409 | 0 | 0 | 23.9572 | 5.7887
8019 | 0 | 0 | 0 | 1.4 | 9.4 | 0 | 0 | 0 |  | 25.4902 | 5.7857 | 0 | 25.4922 | 41.5295 | 0 | 0 | 23.9572 | 5.7857
8020 | 0 | 0 | 0 | 1.6 | 8.9 | 0 | 0 | 0 |  | 25.4902 | 5.782 | 0 | 25.4924 | 39.6181 | 0 | 0 | 23.9572 | 5.782
8021 | 0 | 0 | 0 | 1.4 | 9.1 | 0 | 0 | 0 |  | 25.4902 | 5.7746 | 0 | 25.4925 | 37.7069 | 0 | 0 | 23.9572 | 5.7746
8022 | 0 | 0 | 0 | 1.9 | 8.8 | 0 | 0 | 0 |  | 83.7548 | 30.5729 | 0 | 83.7632 | 31.2511 | 0 | 1.4723 | 21.7775 | 31.1
8023 | 0 | 0 | 0 | 2 | 8.6 | 0 | 0 | 0 |  | 83.7548 | 30.554 | 0 | 83.7639 | 24.7962 | 0 | 4.4602 | 14.2874 | 34.1
8024 | 252 | 58 | 33 | 1.6 | 10.8 | 0 | 0 | 5.2743 |  | 83.7548 | 30.5197 | 0 | 83.7647 | 18.3424 | 0 | 2.0854 | 10.697 | 36.9
8025 | 248 | 112 | 41 | 0.6 | 10.3 | 0 | 0 | 16.3797 |  | 64.3446 | 21.998 | 0 | 64.3529 | 13.4244 | 0 | 0 | 10.697 | 38
8026 | 818 | 380 | 73 | 0.9 | 16.1 | 140.0449 | 5.21e-06 | 54.7167 |  | 25.49 | 4.0875 | 122.6055 | 7.9729 | 22.1648 | 0 | 0 | 10.697 | 38.1
8027 | 887 | 477 | 60 | 2.2 | 18 | 243.3243 | 0 | 64.8913 |  | 25.4902 | 4.8433 | 217.971 | 0 | 38.7739 | 0 | 0 | 10.697 | 38.7
8028 | 915 | 536 | 62 | 3.6 | 18.7 | 257.8217 | 0 | 71.427 |  | 25.4902 | 4.6208 | 232.4745 | 0 | 56.4811 | 0 | 0 | 10.697 | 38.6
8029 | 804 | 522 | 104 | 3.1 | 19.3 | 223.8517 | 0 | 67.5915 |  | 25.4902 | 4.7822 | 198.482 | 0 | 71.5867 | 18.33 | 0 | 39.347 | 36.9
8030 | 784 | 459 | 93 | 3 | 19.4 | 210.1979 | 0 | 61.8569 |  | 25.4902 | 4.8548 | 184.8155 | 0 | 85.6294 | 24.978 | 0 | 76.7809 | 35.9
8031 | 521 | 316 | 126 | 3.4 | 19 | 118.607 | 0 | 43.1432 |  | 25.4902 | 5.3196 | 93.1272 | 0 | 92.6951 | 8.1936 | 0 | 88.91 | 36.9
8032 | 610 | 195 | 54 | 3.3 | 18.1 | 104.8824 | 0 | 34.003 |  | 27.3917 | 6.1088 | 77.5307 | 0 | 98.5566 | 0 | 0 | 88.91 | 39.5
8033 | 215 | 40 | 18 | 2.8 | 15.9 | 0 | 0 | 3.4172 |  | 103.7311 | 39.3528 | 0 | 103.7359 | 90.5005 | 0 | 0 | 88.91 | 40.8
8034 | 0 | 0 | 0 | 1.5 | 13.4 | 0 | 0 | 0 |  | 115.1969 | 44.9329 | 0 | 115.2026 | 81.5154 | 0 | 0.42014 | 89.3108 | 42.2
8035 | 0 | 0 | 0 | 1.2 | 11.9 | 0 | 0 | 0 |  | 114.044 | 44.4551 | 0 | 114.05 | 72.6229 | 0 | 0.0054929 | 89.5331 | 41.8
8036 | 0 | 0 | 0 | 0.5 | 11 | 0 | 0 | 0 |  | 109.1653 | 42.3177 | 0 | 109.1715 | 64.1234 | 0 | 0.0032983 | 89.6846 | 39.9
8037 | 0 | 0 | 0 | 0.7 | 10.1 | 0 | 0 | 0 |  | 101.2824 | 38.6253 | 0 | 101.2886 | 56.2614 | 0 | 0 | 89.6846 | 36.8
8038 | 0 | 0 | 0 | 1.1 | 10.6 | 0 | 0 | 0 |  | 89.8769 | 33.3955 | 0 | 89.8828 | 49.316 | 0 | 0 | 89.6846 | 33.3955
8039 | 0 | 0 | 0 | 0.9 | 9.9 | 0 | 0 | 0 |  | 25.4902 | 5.7912 | 0 | 25.492 | 47.4041 | 0 | 0 | 89.6846 | 5.7912
8040 | 0 | 0 | 0 | 1.5 | 9.7 | 0 | 0 | 0 |  | 25.4902 | 5.7867 | 0 | 25.4921 | 45.4924 | 0 | 0 | 89.6846 | 5.7867
8041 | 0 | 0 | 0 | 1.2 | 10.7 | 0 | 0 | 0 |  | 25.4902 | 5.7762 | 0 | 25.4923 | 43.5808 | 0 | 0 | 89.6846 | 5.7762
8042 | 0 | 0 | 0 | 0.7 | 10.1 | 0 | 0 | 0 |  | 25.4902 | 5.7732 | 0 | 25.4924 | 41.6692 | 0 | 0 | 89.6846 | 5.7732
8043 | 0 | 0 | 0 | 0.7 | 9.4 | 0 | 0 | 0 |  | 25.4902 | 5.7705 | 0 | 25.4926 | 39.7579 | 0 | 0 | 89.6846 | 5.7705
8044 | 0 | 0 | 0 | 1.3 | 8.8 | 0 | 0 | 0 |  | 25.4902 | 5.7671 | 0 | 25.4928 | 37.8466 | 0 | 0 | 89.6846 | 5.7671
8045 | 0 | 0 | 0 | 1.7 | 8.3 | 0 | 0 | 0 |  | 101.02 | 38.4196 | 0 | 101.0311 | 30.007 | 0 | 0 | 89.6846 | 38.4196
8046 | 0 | 0 | 0 | 1.5 | 8.3 | 0 | 0 | 0 |  | 122.646 | 48.8393 | 0 | 122.6605 | 20.4097 | 0 | 0 | 89.6846 | 45.6
8047 | 0 | 0 | 0 | 1.9 | 8.3 | 0 | 0 | 0 |  | 126.5446 | 50.5194 | 0 | 126.5609 | 10.4947 | 0 | 0 | 89.6846 | 47.2
8048 | 0 | 21 | 21 | 1.8 | 8.5 | 0 | 0 | 0.96937 |  | 125.4019 | 50.0556 | 0 | 125.4203 | 0.68106 | 0 | 0 | 89.6846 | 47.7
8049 | 0 | 67 | 66 | 2.1 | 9.1 | 0 | 0 | 4.4198 |  | 0 | -0.28887 | 0 | 0 | 0.67904 | 0 | 0 | 89.6846 | 4.1309
8050 | 5 | 118 | 115 | 3.3 | 10.7 | 0 | 0 | 8.2452 |  | 0 | -0.28887 | 0 | 0 | 0.67704 | 0 | 0 | 89.6846 | 7.9563
8051 | 50 | 291 | 262 | 4 | 12.5 | 0 | 0 | 25.9267 |  | 0 | -0.28887 | 0 | 0 | 0.67505 | 0 | 0 | 89.6846 | 25.6378
8052 | 5 | 226 | 222 | 4.6 | 13.3 | 0 | 0 | 16.5317 |  | 0 | -0.28887 | 0 | 0 | 0.67306 | 0 | 0 | 89.6846 | 16.2429
8053 | 1 | 160 | 158 | 5.3 | 13.1 | 0 | 0 | 10.8669 |  | 0 | -0.28887 | 0 | 0 | 0.67107 | 0 | 0 | 89.6846 | 10.578
8054 | 1 | 157 | 155 | 4.6 | 12.9 | 0 | 0 | 10.837 |  | 0 | -0.28887 | 0 | 0 | 0.66909 | 0 | 0 | 89.6846 | 10.5482
8055 | 0 | 156 | 155 | 4.7 | 13 | 0 | 0 | 11.4283 |  | 0 | -0.28887 | 0 | 0 | 0.6671 | 0 | 0 | 89.6846 | 11.1394
8056 | 13 | 109 | 104 | 5.3 | 13.1 | 0 | 0 | 8.6015 |  | 0 | -0.28887 | 0 | 0 | 0.66513 | 0 | 0 | 89.6846 | 8.3126
8057 | 0 | 9 | 9 | 3.7 | 12.1 | 0 | 0 | 0.36803 |  | 0 | -0.28887 | 0 | 0 | 0.66315 | 0 | 0 | 89.6846 | 0.079167
8058 | 0 | 0 | 0 | 3.4 | 11.8 | 0 | 0 | 0 |  | 0 | -0.28887 | 0 | 0 | 0.66117 | 0 | 0 | 89.6846 | -0.28887
8059 | 0 | 0 | 0 | 2.9 | 10.5 | 0 | 0 | 0 |  | 0 | -0.28887 | 0 | 0 | 0.65919 | 0 | 0 | 89.6846 | -0.28887
8060 | 0 | 0 | 0 | 2.9 | 10.6 | 0 | 0 | 0 |  | 0 | -0.28887 | 0 | 0 | 0.65721 | 0 | 0 | 89.6846 | -0.28887
8061 | 0 | 0 | 0 | 3.2 | 11 | 0 | 0 | 0 |  | 0 | -0.28887 | 0 | 0 | 0.65524 | 0 | 0 | 89.6846 | -0.28887
8062 | 0 | 0 | 0 | 3 | 11.1 | 0 | 0 | 0 |  | 0 | -0.28887 | 0 | 0 | 0.65327 | 0 | 0 | 89.6846 | -0.28887
8063 | 0 | 0 | 0 | 2.6 | 10.8 | 0 | 0 | 0 |  | 0 | -0.28887 | 0 | 0 | 0.6513 | 0 | 0 | 89.6846 | -0.28887
8064 | 0 | 0 | 0 | 2.6 | 11 | 0 | 0 | 0 |  | 0 | -0.28887 | 0 | 0 | 0.64934 | 0 | 0 | 89.6846 | -0.28887
8065 | 0 | 0 | 0 | 2.3 | 11 | 0 | 0 | 0 |  | 0 | -0.28887 | 0 | 0 | 0.64738 | 0 | 0 | 89.6846 | -0.28887
8066 | 0 | 0 | 0 | 4.7 | 11.7 | 0 | 0 | 0 |  | 0 | -0.28887 | 0 | 0 | 0.64542 | 0 | 0 | 89.6846 | -0.28887
8067 | 0 | 0 | 0 | 4.7 | 11.2 | 0 | 0 | 0 |  | 0 | -0.28887 | 0 | 0 | 0.64347 | 0 | 0 | 89.6846 | -0.28887
8068 | 0 | 0 | 0 | 5.2 | 10.5 | 0 | 0 | 0 |  | 0 | -0.28887 | 0 | 0 | 0.64151 | 0 | 0 | 89.6846 | -0.28887
8069 | 0 | 0 | 0 | 3.4 | 10.1 | 0 | 0 | 0 |  | 0 | -0.28887 | 0 | 0 | 0.63956 | 0 | 0 | 89.6846 | -0.28887
8070 | 0 | 0 | 0 | 4.8 | 10.7 | 0 | 0 | 0 |  | 0 | -0.28887 | 0 | 0 | 0.63761 | 0 | 0 | 89.6846 | -0.28887
8071 | 0 | 0 | 0 | 3.3 | 9.6 | 0 | 0 | 0 |  | 0 | -0.28887 | 0 | 0 | 0.63566 | 0 | 0 | 89.6846 | -0.28887
8072 | 0 | 4 | 4 | 5.5 | 10.7 | 0 | 0 | 0.15784 |  | 0 | -0.28887 | 0 | 0 | 0.63371 | 0 | 0.016624 | 90 | -0.11441
8073 | 0 | 30 | 30 | 8 | 11 | 0 | 0 | 1.8195 |  | 0 | -0.28887 | 0 | 0 | 0.63177 | 0 | 0 | 90 | 1.5307
8074 | 0 | 20 | 20 | 7.1 | 10.7 | 0 | 0 | 1.1942 |  | 0 | -0.28887 | 0 | 0 | 0.62984 | 0 | 0 | 90 | 0.9053
8075 | 0 | 8 | 7 | 7.5 | 10.6 | 0 | 0 | 0.39569 |  | 0 | -0.28887 | 0 | 0 | 0.6279 | 0 | 0 | 90 | 0.10683
8076 | 0 | 65 | 64 | 8.7 | 10.9 | 0 | 0 | 3.9895 |  | 0 | -0.28887 | 0 | 0 | 0.62597 | 0 | 0 | 90 | 3.7007
8077 | 0 | 100 | 99 | 7.7 | 10.5 | 0 | 0 | 6.3737 |  | 0 | -0.28887 | 0 | 0 | 0.62404 | 0 | 0 | 90 | 6.0848
8078 | 1 | 145 | 143 | 8.7 | 10.7 | 0 | 0 | 9.9756 |  | 0 | -0.28887 | 0 | 0 | 0.62211 | 0 | 0 | 90 | 9.6868
8079 | 0 | 50 | 50 | 7.9 | 10.5 | 0 | 0 | 3.1178 |  | 0 | -0.28887 | 0 | 0 | 0.62019 | 0 | 0 | 90 | 2.8289
8080 | 0 | 31 | 31 | 5.5 | 10.3 | 0 | 0 | 1.8871 |  | 0 | -0.28887 | 0 | 0 | 0.61826 | 0 | 21.0718 | 56.7831 | 22.67
8081 | 0 | 4 | 4 | 3.3 | 10.1 | 0 | 0 | 0.15834 |  | 0 | -0.28887 | 0 | 0 | 0.61634 | 0 | 24.9324 | 15.3518 | 24.8019
8082 | 0 | 0 | 0 | 3 | 9.5 | 0 | 0 | 0 |  | 0 | -0.28887 | 0 | 0 | 0.61442 | 0 | 0 | 15.3518 | -0.28887
8083 | 0 | 0 | 0 | 2.6 | 9.7 | 0 | 0 | 0 |  | 0 | -0.28887 | 0 | 0 | 0.6125 | 0 | 0 | 15.3518 | -0.28887
8084 | 0 | 0 | 0 | 2.9 | 10.7 | 0 | 0 | 0 |  | 0 | -0.28887 | 0 | 0 | 0.61059 | 0 | 0 | 15.3518 | -0.28887
8085 | 0 | 0 | 0 | 2 | 10.3 | 0 | 0 | 0 |  | 0 | -0.28887 | 0 | 0 | 0.60868 | 0 | 0 | 15.3518 | -0.28887
8086 | 0 | 0 | 0 | 2.3 | 9.2 | 0 | 0 | 0 |  | 0 | -0.28887 | 0 | 0 | 0.60677 | 0 | 0 | 15.3518 | -0.28887
8087 | 0 | 0 | 0 | 1.6 | 8.8 | 0 | 0 | 0 |  | 0 | -0.28887 | 0 | 0 | 0.60486 | 0 | 0 | 15.3518 | -0.28887
8088 | 0 | 0 | 0 | 1.7 | 9 | 0 | 0 | 0 |  | 0 | -0.28887 | 0 | 0 | 0.60295 | 0 | 0 | 15.3518 | -0.28887
8089 | 0 | 0 | 0 | 0.9 | 8.7 | 0 | 0 | 0 |  | 0 | -0.28887 | 0 | 0 | 0.60105 | 0 | 0 | 15.3518 | -0.28887
8090 | 0 | 0 | 0 | 1.4 | 8.3 | 0 | 0 | 0 |  | 0 | -0.28887 | 0 | 0 | 0.59914 | 0 | 0 | 15.3518 | -0.28887
8091 | 0 | 0 | 0 | 0.7 | 7.8 | 0 | 0 | 0 |  | 0 | -0.28887 | 0 | 0 | 0.59724 | 0 | 0 | 15.3518 | -0.28887
8092 | 0 | 0 | 0 | 1.2 | 7.9 | 0 | 0 | 0 |  | 0 | -0.28887 | 0 | 0 | 0.59534 | 0 | 0 | 15.3518 | -0.28887
8093 | 0 | 0 | 0 | 1.2 | 7.5 | 0 | 0 | 0 |  | 0 | -0.28887 | 0 | 0 | 0.59344 | 0 | 3.0764 | 10.3386 | 2.7875
8094 | 0 | 0 | 0 | 1.5 | 7.4 | 0 | 0 | 0 |  | 0 | -0.28887 | 0 | 0 | 0.59155 | 0 | 0 | 10.3386 | -0.28887
8095 | 0 | 0 | 0 | 1 | 7.1 | 0 | 0 | 0 |  | 0 | -0.28887 | 0 | 0 | 0.58965 | 0 | 0 | 10.3386 | -0.28887
8096 | 0 | 21 | 21 | 1 | 7.9 | 0 | 0 | 0.99868 |  | 0 | -0.28887 | 0 | 0 | 0.58776 | 0 | 0 | 10.3386 | 0.70982
8097 | 484 | 191 | 70 | 0.6 | 10.6 | 17.6144 | 3.72e-07 | 29.9478 |  | 0 | -1.2822 | 17.6249 | 0 | 1.7686 | 0 | 0 | 10.3386 | 28.6657
8098 | 770 | 364 | 83 | 1 | 14.1 | 188.6284 | 0 | 53.5759 |  | 0 | -1.5757 | 188.7411 | 0 | 15.5243 | 2.7759 | 0 | 14.9837 | 49.2243
8099 | 641 | 428 | 134 | 4.3 | 15.4 | 167.614 | 0 | 58.0379 |  | 0 | -1.4787 | 167.7141 | 0 | 28.1573 | 7.3489 | 0 | 26.7644 | 49.2103
8100 | 309 | 334 | 175 | 6.1 | 15.5 | 69.0038 | 0 | 39.1208 |  | 0 | -1.1706 | 69.0448 | 0 | 33.3725 | 0 | 0.24885 | 26.3526 | 38.199
8101 | 839 | 573 | 145 | 7 | 16.9 | 229.2556 | 0 | 75 |  | 0 | -1.8148 | 229.3922 | 0 | 50.7941 | 24.9712 | 0 | 64.3561 | 47.4
8102 | 813 | 487 | 114 | 7.5 | 16.9 | 212.7582 | 0 | 68.2366 |  | 0 | -1.7074 | 212.8847 | 0 | 66.9901 | 17.3275 | 0 | 90 | 47.3
8103 | 557 | 288 | 79 | 6.5 | 16.3 | 123.9041 | 0 | 42.7167 |  | 0 | -1.3174 | 123.9775 | 0 | 76.4164 | 0 | 0 | 90 | 41.3992
8104 | 145 | 112 | 71 | 3.8 | 14.5 | 0 | 0 | 13.365 |  | 0 | -0.37147 | 0 | 0 | 76.3921 | 0 | 24.9796 | 51.6995 | 37.9731
8105 | 6 | 15 | 14 | 3 | 12.8 | 0 | 0 | 0.64482 |  | 0 | -0.28887 | 0 | 0 | 76.3678 | 0 | 21.0649 | 17.4918 | 21.4208
8106 | 0 | 0 | 0 | 3.9 | 12 | 0 | 0 | 0 |  | 0 | -0.28887 | 0 | 0 | 76.3434 | 0 | 0 | 17.4918 | -0.28887
8107 | 0 | 0 | 0 | 4.1 | 11.6 | 0 | 0 | 0 |  | 0 | -0.28887 | 0 | 0 | 76.319 | 0 | 0 | 17.4918 | -0.28887
8108 | 0 | 0 | 0 | 1.7 | 10.9 | 0 | 0 | 0 |  | 0 | -0.28887 | 0 | 0 | 76.2945 | 0 | 0 | 17.4918 | -0.28887
8109 | 0 | 0 | 0 | 1.3 | 9.7 | 0 | 0 | 0 |  | 0 | -0.28887 | 0 | 0 | 76.27 | 0 | 0 | 17.4918 | -0.28887
8110 | 0 | 0 | 0 | 2.2 | 9 | 0 | 0 | 0 |  | 0 | -0.28887 | 0 | 0 | 76.2455 | 0 | 0 | 17.4918 | -0.28887
8111 | 0 | 0 | 0 | 1.8 | 8.4 | 0 | 0 | 0 |  | 0 | -0.28887 | 0 | 0 | 76.221 | 0 | 0 | 17.4918 | -0.28887
8112 | 0 | 0 | 0 | 2.1 | 8.5 | 0 | 0 | 0 |  | 0 | -0.28887 | 0 | 0 | 76.1965 | 0 | 0 | 17.4918 | -0.28887
8113 | 0 | 0 | 0 | 1.8 | 8.2 | 0 | 0 | 0 |  | 0 | -0.28887 | 0 | 0 | 76.1719 | 0 | 0 | 17.4918 | -0.28887
8114 | 0 | 0 | 0 | 1.2 | 7.1 | 0 | 0 | 0 |  | 0 | -0.28887 | 0 | 0 | 76.1473 | 0 | 0 | 17.4918 | -0.28887
8115 | 0 | 0 | 0 | 2.2 | 7.2 | 0 | 0 | 0 |  | 0 | -0.28887 | 0 | 0 | 76.1228 | 0 | 0 | 17.4918 | -0.28887
8116 | 0 | 0 | 0 | 2.3 | 7.9 | 0 | 0 | 0 |  | 0 | -0.28887 | 0 | 0 | 76.0982 | 0 | 0 | 17.4918 | -0.28887
8117 | 0 | 0 | 0 | 1.5 | 6.4 | 0 | 0 | 0 |  | 0 | -0.28887 | 0 | 0 | 76.0736 | 0 | 0 | 17.4918 | -0.28887
8118 | 0 | 0 | 0 | 1.4 | 6.8 | 0 | 0 | 0 |  | 0 | -0.28887 | 0 | 0 | 76.049 | 0 | 0 | 17.4918 | -0.28887
8119 | 0 | 0 | 0 | 2 | 7.1 | 0 | 0 | 0 |  | 0 | -0.28887 | 0 | 0 | 76.0244 | 0 | 4.3098 | 10.5289 | 4.0209
8120 | 0 | 13 | 13 | 2.1 | 7 | 0 | 0 | 0.55579 |  | 0 | -0.28887 | 0 | 0 | 75.9999 | 0 | 0 | 10.5289 | 0.26692
8121 | 538 | 185 | 56 | 1.7 | 9.6 | 27.8562 | 1.15e-06 | 31.4609 |  | 0 | -1.3059 | 27.87 | 0 | 78.0828 | 0 | 0 | 10.5289 | 30.1551
8122 | 616 | 319 | 96 | 2.6 | 11.1 | 145.6778 | 0 | 47.7019 |  | 0 | -1.3866 | 145.606 | 0 | 89.0673 | 0 | 0 | 10.5289 | 46.3153
8123 | 459 | 398 | 187 | 3.7 | 12.6 | 114.0394 | 0 | 50.2428 |  | 0 | -1.2841 | 114.0662 | 0 | 97.6636 | 1.016 | 0 | 12.2606 | 47.9427
8124 | 25 | 250 | 235 | 3.9 | 12.3 | 0 | 0 | 19.337 |  | 0 | -0.37147 | 0 | 0 | 97.6387 | 0 | 0.86353 | 10.7753 | 19.8291
8125 | 6 | 254 | 249 | 4.2 | 13 | 0 | 0 | 19.1347 |  | 129.545 | 25.7262 | 0 | 129.5767 | 87.4523 | 0 | 0 | 10.7753 | 44.8609
8126 | 103 | 295 | 243 | 5.1 | 13.3 | 0 | 0 | 27.7993 |  | 70.095 | 24.4573 | 0 | 70.112 | 82.0729 | 5.3074 | 0 | 19.4701 | 46.3
8127 | 211 | 266 | 188 | 4.7 | 13.6 | 0 | 0 | 29.8677 |  | 70.095 | 24.4172 | 0 | 70.1122 | 76.6936 | 6.7684 | 0 | 30.2364 | 46.9
8128 | 215 | 147 | 100 | 5 | 13.1 | 0 | 0 | 19.7297 |  | 109.924 | 42.2043 | 0 | 109.9515 | 68.1329 | 11.0778 | 0 | 47.4292 | 48.7
8129 | 58 | 33 | 25 | 3.9 | 11.9 | 0 | 0 | 2.3547 |  | 130.3728 | 51.4937 | 0 | 130.4059 | 57.9064 | 2.0935 | 0 | 50.6512 | 48.7
8130 | 0 | 0 | 0 | 3.3 | 10.8 | 0 | 0 | 0 |  | 130.3702 | 51.8467 | 0 | 130.404 | 47.6683 | 1.0839e-06 | 0 | 50.6512 | 48.6
8131 | 0 | 0 | 0 | 3.3 | 10.1 | 0 | 0 | 0 |  | 127.5984 | 50.7566 | 0 | 127.6321 | 37.6591 | 2.0567e-06 | 0 | 50.7817 | 47.6
8132 | 0 | 0 | 0 | 2.6 | 9.8 | 0 | 0 | 0 |  | 119.7361 | 47.308 | 0 | 119.7686 | 28.2965 | 0 | 0 | 50.7817 | 44.4
8133 | 0 | 0 | 0 | 2.5 | 9.4 | 0 | 0 | 0 |  | 110.9673 | 42.9149 | 0 | 110.9983 | 19.6505 | 2.0545e-06 | 0 | 50.8436 | 40.8
8134 | 0 | 0 | 0 | 2.7 | 9.5 | 0 | 0 | 0 |  | 105.1216 | 40.0446 | 0 | 105.1522 | 11.4811 | 0 | 0 | 50.8436 | 38.4
8135 | 0 | 0 | 0 | 2.3 | 9.5 | 0 | 0 | 0 |  | 0 | -0.28887 | 0 | 0 | 11.4655 | 0 | 0 | 50.8436 | -0.28887
8136 | 0 | 0 | 0 | 3.6 | 10.9 | 0 | 0 | 0 |  | 0 | -0.28887 | 0 | 0 | 11.4499 | 0 | 0 | 50.8436 | -0.28887
8137 | 0 | 0 | 0 | 3.2 | 10.7 | 0 | 0 | 0 |  | 0 | -0.28887 | 0 | 0 | 11.4343 | 0 | 0 | 50.8436 | -0.28887
8138 | 0 | 0 | 0 | 2.6 | 10.7 | 0 | 0 | 0 |  | 0 | -0.28887 | 0 | 0 | 11.4188 | 0 | 0 | 50.8436 | -0.28887
8139 | 0 | 0 | 0 | 1.8 | 9.9 | 0 | 0 | 0 |  | 0 | -0.28887 | 0 | 0 | 11.4032 | 0 | 0 | 50.8436 | -0.28887
8140 | 0 | 0 | 0 | 2.4 | 9.7 | 0 | 0 | 0 |  | 0 | -0.28887 | 0 | 0 | 11.3876 | 0 | 0 | 50.8436 | -0.28887
8141 | 0 | 0 | 0 | 2.3 | 9.4 | 0 | 0 | 0 |  | 0 | -0.28887 | 0 | 0 | 11.372 | 0 | 0 | 50.8436 | -0.28887
8142 | 0 | 0 | 0 | 2.8 | 10 | 0 | 0 | 0 |  | 0 | -0.28887 | 0 | 0 | 11.3565 | 0 | 0 | 50.8436 | -0.28887
8143 | 0 | 0 | 0 | 4.3 | 11.8 | 0 | 0 | 0 |  | 0 | -0.28887 | 0 | 0 | 11.341 | 0 | 0 | 50.8436 | -0.28887
8144 | 0 | 13 | 13 | 4.8 | 11.8 | 0 | 0 | 0.54327 |  | 0 | -0.28887 | 0 | 0 | 11.3255 | 0 | 23.4435 | 10.2913 | 23.6979
8145 | 3 | 89 | 88 | 5 | 12.2 | 0 | 0 | 6.5958 |  | 0 | -0.28887 | 0 | 0 | 11.3101 | 0 | 0 | 10.2913 | 6.307
8146 | 199 | 265 | 189 | 4.9 | 13.1 | 0 | 0 | 29.3364 |  | 0 | -0.28887 | 0 | 0 | 11.2946 | 0 | 0 | 10.2913 | 29.0475
8147 | 160 | 321 | 245 | 4.5 | 13.8 | 0 | 0 | 33.0493 |  | 0 | -0.28887 | 0 | 0 | 11.2793 | 0 | 0 | 10.2913 | 32.7605
8148 | 281 | 345 | 202 | 4.8 | 14.4 | 0 | 0 | 39.536 |  | 0 | -0.28887 | 0 | 0 | 11.2639 | 0 | 0 | 10.2913 | 39.2472
8149 | 600 | 514 | 207 | 4.9 | 15.2 | 95.288 | 0 | 63.8195 |  | 0 | -1.5333 | 95.3372 | 0 | 18.52 | 23.8933 | 0 | 47.1987 | 38.3929
8150 | 628 | 432 | 143 | 5.3 | 15.4 | 160.8721 | 0 | 58.0776 |  | 0 | -1.4583 | 160.9556 | 0 | 30.8591 | 19.0357 | 0 | 75.6305 | 37.5836
8151 | 656 | 337 | 99 | 5 | 15.5 | 151.8007 | 0 | 50.1672 |  | 0 | -1.4216 | 151.88 | 0 | 42.5352 | 8.8654 | 0 | 89.0563 | 38.3
8152 | 487 | 180 | 67 | 6 | 14.6 | 74.3588 | 0 | 29.843 |  | 0 | -1.1849 | 74.3983 | 0 | 48.2482 | 0 | 11.8152 | 71.3463 | 40.4733
8153 | 90 | 33 | 23 | 5.3 | 12.9 | 0 | 0 | 2.4199 |  | 0 | -0.37147 | 0 | 0 | 48.2252 | 0 | 24.9676 | 32.1029 | 27.016
8154 | 0 | 0 | 0 | 3.6 | 11.1 | 0 | 0 | 0 |  | 0 | -0.28887 | 0 | 0 | 48.2021 | 0 | 8.7872 | 17.8918 | 8.4984
8155 | 0 | 0 | 0 | 3.4 | 10.4 | 0 | 0 | 0 |  | 0 | -0.28887 | 0 | 0 | 48.179 | 0 | 0 | 17.8918 | -0.28887
8156 | 0 | 0 | 0 | 3.4 | 9.9 | 0 | 0 | 0 |  | 0 | -0.28887 | 0 | 0 | 48.1558 | 0 | 0 | 17.8918 | -0.28887
8157 | 0 | 0 | 0 | 3.2 | 9.3 | 0 | 0 | 0 |  | 0 | -0.28887 | 0 | 0 | 48.1327 | 0 | 0 | 17.8918 | -0.28887
8158 | 0 | 0 | 0 | 3.2 | 8.7 | 0 | 0 | 0 |  | 0 | -0.28887 | 0 | 0 | 48.1095 | 0 | 0 | 17.8918 | -0.28887
8159 | 0 | 0 | 0 | 3.2 | 8.5 | 0 | 0 | 0 |  | 0 | -0.28887 | 0 | 0 | 48.0863 | 0 | 0 | 17.8918 | -0.28887
8160 | 0 | 0 | 0 | 1.1 | 8.6 | 0 | 0 | 0 |  | 0 | -0.28887 | 0 | 0 | 48.0632 | 0 | 0 | 17.8918 | -0.28887
8161 | 0 | 0 | 0 | 1 | 8.4 | 0 | 0 | 0 |  | 0 | -0.28887 | 0 | 0 | 48.04 | 0 | 0 | 17.8918 | -0.28887
8162 | 0 | 0 | 0 | 1.5 | 9.1 | 0 | 0 | 0 |  | 0 | -0.28887 | 0 | 0 | 48.0169 | 0 | 0 | 17.8918 | -0.28887
8163 | 0 | 0 | 0 | 1.7 | 9.2 | 0 | 0 | 0 |  | 0 | -0.28887 | 0 | 0 | 47.9937 | 0 | 0 | 17.8918 | -0.28887
8164 | 0 | 0 | 0 | 1.3 | 9.3 | 0 | 0 | 0 |  | 0 | -0.28887 | 0 | 0 | 47.9706 | 0 | 0 | 17.8918 | -0.28887
8165 | 0 | 0 | 0 | 1.2 | 9.5 | 0 | 0 | 0 |  | 0 | -0.28887 | 0 | 0 | 47.9475 | 0 | 0 | 17.8918 | -0.28887
8166 | 0 | 0 | 0 | 1.5 | 9.1 | 0 | 0 | 0 |  | 0 | -0.28887 | 0 | 0 | 47.9244 | 0 | 0 | 17.8918 | -0.28887
8167 | 0 | 0 | 0 | 2.3 | 9 | 0 | 0 | 0 |  | 129.1865 | 25.7823 | 0 | 129.2244 | 37.7622 | 0 | 4.5384 | 10.4728 | 30.3208
8168 | 2 | 16 | 16 | 2.1 | 8.3 | 0 | 0 | 0.70762 |  | 109.2359 | 42.0507 | 0 | 109.2682 | 29.255 | 0 | 0 | 10.4728 | 40.8
8169 | 0 | 69 | 69 | 2 | 9.2 | 0 | 0 | 4.7493 |  | 99.6503 | 37.416 | 0 | 99.6806 | 21.5238 | 0 | 0 | 10.4728 | 40.9
8170 | 1 | 145 | 143 | 1.4 | 10.6 | 0 | 0 | 10.5092 |  | 84.3327 | 30.3136 | 0 | 84.3592 | 15.0214 | 0 | 0 | 10.4728 | 40.3
8171 | 12 | 246 | 237 | 1.9 | 12.4 | 0 | 0 | 18.973 |  | 63.9195 | 21.4568 | 0 | 63.9404 | 10.1353 | 0 | 0 | 10.4728 | 40.3
8172 | 523 | 444 | 174 | 2.2 | 14 | 74.7092 | 0 | 54.8163 |  | 25.4901 | 4.2639 | 60.9908 | 11.738 | 13.9339 | 4.2169 | 0 | 17.4425 | 39.8
8173 | 786 | 507 | 109 | 2.6 | 15.4 | 217.6176 | 0 | 67.7192 |  | 25.4901 | 3.7743 | 192.2458 | 0 | 28.7224 | 24.9665 | 0 | 55.6905 | 38.5
8174 | 628 | 480 | 188 | 2.3 | 16.4 | 163.8861 | 0 | 59.7029 |  | 25.49 | 4.7939 | 138.4872 | 0 | 39.4066 | 23.2047 | 0 | 90 | 37.5
8175 | 113 | 199 | 160 | 2 | 16.1 | 0 | 0 | 20.6385 |  | 54.9126 | 18.0114 | 0 | 54.9198 | 35.2261 | 0 | 0 | 90 | 38.2
8176 | 6 | 83 | 81 | 2.1 | 15.1 | 0 | 0 | 5.9645 |  | 95.4267 | 35.594 | 0 | 95.4399 | 27.8381 | 0 | 1.0783 | 88.9352 | 41.1
8177 | 15 | 23 | 22 | 2.4 | 13.7 | 0 | 0 | 1.2931 |  | 95.4267 | 35.6943 | 0 | 95.4407 | 20.4501 | 0 | 6.3759 | 79.5351 | 41.8
8178 | 0 | 0 | 0 | 1.6 | 12.5 | 0 | 0 | 0 |  | 95.4245 | 35.6169 | 0 | 95.4397 | 13.0663 | 0 | 8.4124 | 66.768 | 42.6
8179 | 0 | 0 | 0 | 0.7 | 10.7 | 0 | 0 | 0 |  | 95.4257 | 35.6908 | 0 | 95.4423 | 5.6833 | 0 | 7.9707 | 54.5212 | 42.3
8180 | 0 | 0 | 0 | 1.1 | 9.8 | 0 | 0 | 0 |  | 0 | -0.28887 | 0 | 0 | 5.6724 | 0 | 22.1892 | 18.2083 | 21.9004
8181 | 0 | 0 | 0 | 0.9 | 8.9 | 0 | 0 | 0 |  | 0 | -0.28887 | 0 | 0 | 5.6615 | 0 | 0 | 18.2083 | -0.28887
8182 | 0 | 0 | 0 | 0.5 | 8.4 | 0 | 0 | 0 |  | 0 | -0.28887 | 0 | 0 | 5.6506 | 0 | 0 | 18.2083 | -0.28887
8183 | 0 | 0 | 0 | 0.6 | 7.5 | 0 | 0 | 0 |  | 0 | -0.28887 | 0 | 0 | 5.6397 | 0 | 0 | 18.2083 | -0.28887
8184 | 0 | 0 | 0 | 0.7 | 7.5 | 0 | 0 | 0 |  | 0 | -0.28887 | 0 | 0 | 5.6288 | 0 | 4.7186 | 10.2497 | 4.4297
8185 | 0 | 0 | 0 | 0.9 | 6.7 | 0 | 0 | 0 |  | 0 | -0.28887 | 0 | 0 | 5.6179 | 0 | 0 | 10.2497 | -0.28887
8186 | 0 | 0 | 0 | 1.2 | 7.4 | 0 | 0 | 0 |  | 0 | -0.28887 | 0 | 0 | 5.6071 | 0 | 0 | 10.2497 | -0.28887
8187 | 0 | 0 | 0 | 1 | 6.7 | 0 | 0 | 0 |  | 0 | -0.28887 | 0 | 0 | 5.5962 | 0 | 0 | 10.2497 | -0.28887
8188 | 0 | 0 | 0 | 1.3 | 7 | 0 | 0 | 0 |  | 0 | -0.28887 | 0 | 0 | 5.5853 | 0 | 0 | 10.2497 | -0.28887
8189 | 0 | 0 | 0 | 1.8 | 7.4 | 0 | 0 | 0 |  | 0 | -0.28887 | 0 | 0 | 5.5745 | 0 | 0 | 10.2497 | -0.28887
8190 | 0 | 0 | 0 | 1.6 | 7.4 | 0 | 0 | 0 |  | 0 | -0.28887 | 0 | 0 | 5.5636 | 0 | 0 | 10.2497 | -0.28887
8191 | 0 | 0 | 0 | 2.1 | 7.4 | 0 | 0 | 0 |  | 0 | -0.28887 | 0 | 0 | 5.5528 | 0 | 0 | 10.2497 | -0.28887
8192 | 149 | 34 | 19 | 1.6 | 7.5 | 0 | 0 | 2.7446 |  | 0 | -0.28887 | 0 | 0 | 5.542 | 0 | 0 | 10.2497 | 2.4558
8193 | 569 | 182 | 54 | 1.1 | 10.4 | 31.1616 | 1.28e-06 | 31.484 |  | 0 | -1.3176 | 31.1803 | 0 | 7.8744 | 0 | 0 | 10.2497 | 30.1664
8194 | 756 | 339 | 69 | 0.5 | 13.9 | 182.2777 | 0 | 50.5381 |  | 0 | -1.5484 | 182.3865 | 0 | 21.7176 | 0 | 0 | 10.2497 | 38.3
8195 | 836 | 454 | 76 | 0.7 | 15.7 | 226.198 | 0 | 61.8131 |  | 0 | -1.8007 | 226.3332 | 0 | 39.0064 | 0 | 0 | 10.2497 | 38.5
8196 | 871 | 515 | 77 | 1.7 | 16 | 244.1847 | 0 | 68.9691 |  | 0 | -1.9349 | 244.3308 | 0 | 57.7024 | 0 | 0 | 10.2497 | 38.3
8197 | 872 | 516 | 76 | 2.6 | 16.7 | 243.5163 | 0 | 69.2668 |  | 0 | -1.9289 | 243.6622 | 0 | 76.3549 | 9.6215 | 0 | 25.7723 | 36.8
8198 | 842 | 456 | 73 | 2.6 | 17.3 | 226.265 | 0 | 64.0727 |  | 0 | -1.7998 | 226.4009 | 0 | 93.6823 | 24.971 | 0 | 63.7287 | 36.1
8199 | 774 | 342 | 63 | 2.6 | 17.6 | 185.464 | 0 | 52.3543 |  | 130.4505 | 24.653 | 55.1041 | 0 | 97.7367 | 17.7465 | 0 | 90 | 36.8
8200 | 627 | 190 | 47 | 3.1 | 17.1 | 0 | 0 | 33.4459 |  | 28.502 | 7.4611 | 0 | 28.5043 | 95.5968 | 0 | 0 | 90 | 39.4
8201 | 218 | 39 | 17 | 2 | 15.1 | 0 | 0 | 3.3448 |  | 77.2059 | 27.8184 | 0 | 77.2125 | 89.6582 | 0 | 10.7983 | 74.0611 | 40.8
8202 | 0 | 0 | 0 | 2.7 | 11.9 | 0 | 0 | 0 |  | 94.948 | 35.594 | 0 | 94.9564 | 82.3067 | 0 | 8.1872 | 61.6356 | 42.2
8203 | 0 | 0 | 0 | 0.6 | 10.9 | 0 | 0 | 0 |  | 94.9492 | 35.6446 | 0 | 94.9579 | 74.953 | 0 | 7.891 | 49.5389 | 42
8204 | 0 | 0 | 0 | 0.8 | 10.4 | 0 | 0 | 0 |  | 94.9492 | 35.6387 | 0 | 94.9582 | 67.5994 | 0 | 6.4245 | 39.5748 | 40.6
8205 | 0 | 0 | 0 | 1.4 | 10.3 | 0 | 0 | 0 |  | 94.9492 | 35.6301 | 0 | 94.9586 | 60.2461 | 0 | 3.0202 | 34.9024 | 37.2
8206 | 0 | 0 | 0 | 1.8 | 10.1 | 0 | 0 | 0 |  | 94.9492 | 35.6209 | 0 | 94.9591 | 52.893 | 0 | 0 | 34.9024 | 34.2
8207 | 0 | 0 | 0 | 2.5 | 11.1 | 0 | 0 | 0 |  | 25.4902 | 5.749 | 0 | 25.493 | 50.9808 | 0 | 0 | 34.9024 | 5.749
8208 | 0 | 0 | 0 | 1.5 | 11.6 | 0 | 0 | 0 |  | 25.4902 | 6.0555 | 0 | 25.4931 | 49.0684 | 0 | 0 | 34.9024 | 6.0555
8209 | 0 | 0 | 0 | 1.7 | 12.1 | 0 | 0 | 0 |  | 25.4902 | 5.9838 | 0 | 25.4933 | 47.1562 | 0 | 0 | 34.9024 | 5.9838
8210 | 0 | 0 | 0 | 0.8 | 12.3 | 0 | 0 | 0 |  | 25.4902 | 5.9484 | 0 | 25.4934 | 45.2441 | 0 | 0 | 34.9024 | 5.9484
8211 | 0 | 0 | 0 | 1.1 | 11.5 | 0 | 0 | 0 |  | 25.4902 | 6.0469 | 0 | 25.4936 | 43.3321 | 0 | 0 | 34.9024 | 6.0469
8212 | 0 | 0 | 0 | 0.9 | 11.2 | 0 | 0 | 0 |  | 25.4902 | 5.721 | 0 | 25.4937 | 41.4205 | 0 | 0 | 34.9024 | 5.721
8213 | 0 | 0 | 0 | 1.2 | 10.6 | 0 | 0 | 0 |  | 104.3603 | 39.9156 | 0 | 104.3754 | 33.3101 | 1.5021e-06 | 0 | 35.1444 | 38
8214 | 0 | 0 | 0 | 2.4 | 10.6 | 0 | 0 | 0 |  | 105.8977 | 40.6261 | 0 | 105.9138 | 25.0767 | 0 | 1.6657 | 32.4963 | 40.3
8215 | 0 | 0 | 0 | 3.7 | 11 | 0 | 0 | 0 |  | 105.8977 | 40.6086 | 0 | 105.9148 | 16.8449 | 0 | 4.2244 | 25.6816 | 42.8
8216 | 232 | 50 | 28 | 2.4 | 11.6 | 0 | 0 | 3.7629 |  | 105.899 | 40.4844 | 0 | 105.9175 | 8.6177 | 0 | 1.9457 | 22.518 | 44.2
8217 | 375 | 187 | 102 | 1.8 | 13.7 | 0 | 0 | 26.5972 |  | 56.0845 | 18.7389 | 0 | 56.0953 | 4.3547 | 0 | 0 | 22.518 | 44.7
8218 | 331 | 269 | 150 | 0.8 | 16.8 | 4.238 | -1.63e-07 | 32.8917 |  | 25.49 | 5.2738 | 2.6508 | 23.9057 | 2.778 | 0 | 6.4697 | 11.4447 | 44.5
8219 | 483 | 393 | 170 | 0.5 | 18.7 | 122.2394 | 0 | 47.1601 |  | 25.4902 | 5.2267 | 96.8183 | 0 | 10.1655 | 0 | 0 | 11.4447 | 44.7
8220 | 352 | 372 | 192 | 0.7 | 19.6 | 86.6968 | 0 | 41.352 |  | 25.4902 | 5.2083 | 61.2554 | 0 | 14.8712 | 0 | 0 | 11.4447 | 43.9
8221 | 849 | 523 | 96 | 1 | 20.8 | 237.233 | 0 | 66.6281 |  | 25.4902 | 4.7767 | 211.8824 | 0 | 31.0771 | 16.0963 | 0 | 36.7153 | 42.9
8222 | 870 | 494 | 99 | 2.2 | 21.5 | 234.7065 | 0 | 66.268 |  | 25.4902 | 4.6805 | 209.354 | 0 | 47.0911 | 24.9769 | 0 | 74.2849 | 42.2
8223 | 728 | 362 | 99 | 1.9 | 21.7 | 173.6672 | 0 | 51.7954 |  | 25.4902 | 4.9983 | 148.2775 | 0 | 58.4319 | 10.0573 | 0 | 89.1807 | 42.9
8224 | 350 | 195 | 106 | 2.1 | 20.7 | 0 | 0 | 25.474 |  | 61.6819 | 20.6989 | 0 | 61.6852 | 53.7192 | 0 | 0 | 89.1807 | 45.5
8225 | 8 | 27 | 26 | 1.5 | 16.9 | 0 | 0 | 1.5762 |  | 122.815 | 48.2462 | 0 | 122.8222 | 44.1207 | 0 | 0 | 89.1807 | 46.6
8226 | 0 | 0 | 0 | 0.8 | 14 | 0 | 0 | 0 |  | 128.0495 | 50.7213 | 0 | 128.0578 | 34.0909 | 0 | 0 | 89.1807 | 47.4
8227 | 0 | 0 | 0 | 1.4 | 12.7 | 0 | 0 | 0 |  | 126.1508 | 50.0985 | 0 | 126.16 | 24.216 | 0 | 0 | 89.1807 | 46.7
8228 | 0 | 0 | 0 | 1.6 | 12.3 | 0 | 0 | 0 |  | 118.0316 | 46.3056 | 0 | 118.0414 | 15.0051 | 0 | 0 | 89.1807 | 43.4
8229 | 0 | 0 | 0 | 1.7 | 11.7 | 0 | 0 | 0 |  | 107.8954 | 41.521 | 0 | 107.9058 | 6.6197 | 0 | 0 | 89.1807 | 39.3
8230 | 0 | 0 | 0 | 2.4 | 12.3 | 0 | 0 | 0 |  | 79.9606 | 28.8566 | 0 | 79.97 | 0.48041 | 0 | 0 | 89.1807 | 28.8566
8231 | 0 | 0 | 0 | 2 | 12.1 | 0 | 0 | 0 |  | 0 | -0.28887 | 0 | 0 | 0.47897 | 0 | 0 | 89.1807 | -0.28887
8232 | 0 | 0 | 0 | 1.5 | 10.9 | 0 | 0 | 0 |  | 0 | -0.28887 | 0 | 0 | 0.47753 | 0 | 0 | 89.1807 | -0.28887
8233 | 0 | 0 | 0 | 2 | 10.3 | 0 | 0 | 0 |  | 0 | -0.28887 | 0 | 0 | 0.47609 | 0 | 0 | 89.1807 | -0.28887
8234 | 0 | 0 | 0 | 2.7 | 9.8 | 0 | 0 | 0 |  | 0 | -0.28887 | 0 | 0 | 0.47465 | 0 | 0 | 89.1807 | -0.28887
8235 | 0 | 0 | 0 | 1.8 | 8.1 | 0 | 0 | 0 |  | 0 | -0.28887 | 0 | 0 | 0.4732 | 0 | 0 | 89.1807 | -0.28887
8236 | 0 | 0 | 0 | 2 | 7.5 | 0 | 0 | 0 |  | 0 | -0.28887 | 0 | 0 | 0.47176 | 0 | 0 | 89.1807 | -0.28887
8237 | 0 | 0 | 0 | 1.4 | 7 | 0 | 0 | 0 |  | 0 | -0.28887 | 0 | 0 | 0.47031 | 0 | 0 | 89.1807 | -0.28887
8238 | 0 | 0 | 0 | 2.7 | 7.7 | 0 | 0 | 0 |  | 0 | -0.28887 | 0 | 0 | 0.46888 | 0 | 24.9799 | 51.3844 | 24.6911
8239 | 0 | 0 | 0 | 2.7 | 7 | 0 | 0 | 0 |  | 0 | -0.28887 | 0 | 0 | 0.46744 | 0 | 20.5794 | 17.591 | 20.2906
8240 | 261 | 38 | 14 | 2.5 | 8.1 | 0 | 0 | 2.9253 |  | 0 | -0.28887 | 0 | 0 | 0.466 | 0 | 0 | 17.591 | 2.6364
8241 | 736 | 196 | 37 | 0.5 | 10.5 | 62.3469 | 0 | 35.4269 |  | 0 | -1.4094 | 62.3839 | 0 | 5.128 | 0 | 0 | 17.591 | 34.0175
8242 | 893 | 359 | 48 | 0.4 | 15.3 | 217.4792 | 0 | 54.738 |  | 0 | -1.744 | 217.6085 | 0 | 21.6907 | 0 | 0 | 17.591 | 48.2
8243 | 962 | 480 | 52 | 0.9 | 17.6 | 262.5353 | 0 | 66.1993 |  | 0 | -2.1006 | 262.6916 | 0 | 41.7978 | 0 | 0 | 17.591 | 47.9
8244 | 987 | 543 | 53 | 1.1 | 18.7 | 279.0009 | 0 | 71.5362 |  | 0 | -2.2772 | 279.1672 | 0 | 63.1896 | 0.89954 | 0 | 19.3313 | 46.8
8245 | 980 | 541 | 53 | 1.5 | 19.8 | 276.5677 | 0 | 71.6991 |  | 0 | -2.248 | 276.733 | 0 | 84.3971 | 23.4911 | 0 | 55.332 | 45.96
8246 | 950 | 479 | 51 | 1.5 | 20.4 | 258.3204 | 0 | 66.0742 |  | 127.451 | 22.8207 | 131.0069 | 0 | 94.299 | 17.922 | 0 | 82.039 | 46.1
8247 | 879 | 360 | 46 | 1.8 | 20.5 | 204.9863 | 8.4765 | 54.9778 |  | 133.7726 | 50.6306 | 71.4285 | 0 | 99.7194 | 4.325 | 0 | 88.7048 | 46.9
8248 | 729 | 201 | 37 | 2.8 | 18.4 | 0 | 0 | 36.3839 |  | 46.1594 | 14.4956 | 0 | 46.162 | 96.2224 | 0 | 0 | 88.7048 | 49.3
8249 | 290 | 43 | 15 | 1.5 | 15.8 | 0 | 0 | 3.6656 |  | 64.1844 | 22.3231 | 0 | 64.1882 | 91.3111 | 0 | 24.9778 | 50.3564 | 50
8250 | 0 | 0 | 0 | 0.8 | 12.6 | 0 | 0 | 0 |  | 113.6991 | 44.2519 | 0 | 113.7062 | 82.4466 | 0 | 8.3662 | 37.2512 | 50
8251 | 0 | 0 | 0 | 0.6 | 9.9 | 0 | 0 | 0 |  | 113.6967 | 44.4861 | 0 | 113.7042 | 73.5775 | 0 | 7.6683 | 25.2344 | 49.6
8252 | 0 | 0 | 0 | 1.1 | 9.9 | 0 | 0 | 0 |  | 113.6967 | 44.4814 | 0 | 113.7047 | 64.7086 | 0 | 3.7715 | 19.2085 | 45.7
8253 | 0 | 0 | 0 | 0.8 | 8.2 | 0 | 0 | 0 |  | 99.2387 | 37.6611 | 0 | 99.246 | 57.0111 | 0 | 0 | 19.2085 | 37.6611
8254 | 0 | 0 | 0 | 1.6 | 9.5 | 0 | 0 | 0 |  | 25.4902 | 5.7863 | 0 | 25.4922 | 55.0987 | 0 | 0 | 19.2085 | 5.7863
8255 | 0 | 0 | 0 | 0.7 | 8 | 0 | 0 | 0 |  | 25.4902 | 5.7887 | 0 | 25.4923 | 53.1863 | 0 | 0 | 19.2085 | 5.7887
8256 | 0 | 0 | 0 | 1.6 | 8 | 0 | 0 | 0 |  | 25.4902 | 5.7837 | 0 | 25.4924 | 51.2739 | 0 | 0 | 19.2085 | 5.7837
8257 | 0 | 0 | 0 | 1.5 | 8.2 | 0 | 0 | 0 |  | 25.4902 | 5.7776 | 0 | 25.4926 | 49.3617 | 0 | 0 | 19.2085 | 5.7776
8258 | 0 | 0 | 0 | 1.3 | 8.1 | 0 | 0 | 0 |  | 25.4902 | 5.7728 | 0 | 25.4927 | 47.4496 | 0 | 0 | 19.2085 | 5.7728
8259 | 0 | 0 | 0 | 1.9 | 7.8 | 0 | 0 | 0 |  | 25.4902 | 5.7688 | 0 | 25.4929 | 45.5376 | 0 | 0 | 19.2085 | 5.7688
8260 | 0 | 0 | 0 | 2 | 8.6 | 0 | 0 | 0 |  | 25.4902 | 5.7592 | 0 | 25.493 | 43.6258 | 0 | 0 | 19.2085 | 5.7592
8261 | 0 | 0 | 0 | 2 | 9.2 | 0 | 0 | 0 |  | 119.7361 | 47.3908 | 0 | 119.7502 | 34.2648 | 1.2478e-06 | 0 | 19.4417 | 44.4
8262 | 0 | 0 | 0 | 2.6 | 8.9 | 0 | 0 | 0 |  | 125.429 | 50.0935 | 0 | 125.4448 | 24.4382 | 0 | 1.2544 | 17.3691 | 48
8263 | 0 | 0 | 0 | 2.3 | 8.6 | 0 | 0 | 0 |  | 125.429 | 50.0813 | 0 | 125.446 | 14.6137 | 0 | 2.6487 | 12.8813 | 49.4
8264 | 81 | 29 | 22 | 2.5 | 9.8 | 0 | 0 | 1.4724 |  | 125.429 | 50.056 | 0 | 125.4478 | 4.7936 | 0 | 1.3853 | 10.491 | 49.6
8265 | 334 | 155 | 81 | 1.5 | 11.8 | 0 | 0 | 22.9189 |  | 43.5109 | 12.7658 | 0 | 43.5184 | 1.5189 | 0 | 0 | 10.491 | 35.6847
8266 | 711 | 386 | 139 | 1.2 | 17 | 104.9344 | 3.98e-06 | 53.4522 |  | 25.49 | 5.1814 | 89.1345 | 9.6331 | 7.6318 | 0 | 0 | 10.491 | 48.7
8267 | 527 | 382 | 144 | 3.5 | 19.2 | 133.3353 | 0 | 49.6431 |  | 25.4902 | 5.1723 | 107.9211 | 0 | 15.9505 | 0 | 0 | 10.491 | 48.3
8268 | 619 | 467 | 157 | 6.1 | 20.7 | 163.0842 | 0 | 60.0372 |  | 25.4902 | 5.223 | 137.689 | 0 | 26.5574 | 0.8123 | 0 | 11.8803 | 47
8269 | 800 | 499 | 100 | 8.1 | 21.7 | 215.0183 | 0 | 68.2672 |  | 25.4902 | 4.7703 | 189.6553 | 0 | 41.1441 | 24.9632 | 0 | 50.3338 | 46.9
8270 | 898 | 465 | 61 | 8.7 | 21.2 | 235.1229 | 0 | 67.4444 |  | 25.4902 | 4.75 | 209.7728 | 0 | 57.2578 | 24.8485 | 0 | 87.1233 | 46.4
8271 | 579 | 334 | 116 | 6.6 | 20.8 | 128.9244 | 0 | 46.2269 |  | 25.4902 | 5.3636 | 103.5103 | 0 | 65.2163 | 0.66464 | 0 | 88.1081 | 47.2
8272 | 385 | 178 | 94 | 6.1 | 19.3 | 0 | 0 | 26.9025 |  | 68.3051 | 23.7005 | 0 | 68.3082 | 59.9819 | 0 | 0 | 88.1081 | 49.7
8273 | 65 | 36 | 28 | 5.8 | 17.4 | 0 | 0 | 2.6418 |  | 128.726 | 50.6512 | 0 | 128.7324 | 49.9007 | 0 | 0 | 88.1081 | 50
8274 | 0 | 0 | 0 | 6.1 | 16 | 0 | 0 | 0 |  | 133.7277 | 52.6549 | 0 | 133.7351 | 39.4082 | 0 | 0.41688 | 88.6733 | 50
8275 | 0 | 0 | 0 | 2.8 | 14.5 | 0 | 0 | 0 |  | 133.6306 | 52.7489 | 0 | 133.6389 | 28.9226 | 0 | 0.29028 | 88.4785 | 50
8276 | 0 | 0 | 0 | 3.1 | 13 | 0 | 0 | 0 |  | 124.4589 | 49.3967 | 0 | 124.4677 | 19.1875 | 0 | 0 | 88.4785 | 46
8277 | 0 | 0 | 0 | 3.2 | 12.8 | 0 | 0 | 0 |  | 112.9038 | 43.8433 | 0 | 112.9131 | 10.395 | 0 | 0 | 88.4785 | 41.3
8278 | 0 | 0 | 0 | 3.3 | 11.1 | 0 | 0 | 0 |  | 104.5403 | 40.0765 | 0 | 104.5507 | 2.2818 | 0 | 0 | 88.4785 | 38
8279 | 0 | 0 | 0 | 1.2 | 8.9 | 0 | 0 | 0 |  | 30.3849 | 7.6641 | 0 | 30.3887 | 0.022063 | 0 | 0 | 88.4785 | 7.6641
8280 | 0 | 0 | 0 | 2.8 | 8.5 | 0 | 0 | 0 |  | 0 | -0.28887 | 0 | 0 | 0.021993 | 0 | 0 | 88.4785 | -0.28887
8281 | 0 | 0 | 0 | 1.8 | 7.2 | 0 | 0 | 0 |  | 0 | -0.28887 | 0 | 0 | 0.021923 | 0 | 0 | 88.4785 | -0.28887
8282 | 0 | 0 | 0 | 1.5 | 5.9 | 0 | 0 | 0 |  | 0 | -0.28887 | 0 | 0 | 0.021852 | 0 | 0 | 88.4785 | -0.28887
8283 | 0 | 0 | 0 | 1.8 | 6.7 | 0 | 0 | 0 |  | 0 | -0.28887 | 0 | 0 | 0.021782 | 0 | 0 | 88.4785 | -0.28887
8284 | 0 | 0 | 0 | 2.1 | 7.7 | 0 | 0 | 0 |  | 0 | -0.28887 | 0 | 0 | 0.021712 | 0 | 0 | 88.4785 | -0.28887
8285 | 0 | 0 | 0 | 1.4 | 8.3 | 0 | 0 | 0 |  | 0 | -0.28887 | 0 | 0 | 0.021643 | 0 | 0 | 88.4785 | -0.28887
8286 | 0 | 0 | 0 | 0.5 | 6.4 | 0 | 0 | 0 |  | 0 | -0.28887 | 0 | 0 | 0.021573 | 0 | 20.2008 | 57.1555 | 19.9119
8287 | 0 | 0 | 0 | 0.4 | 6.3 | 0 | 0 | 0 |  | 0 | -0.28887 | 0 | 0 | 0.021503 | 0 | 24.9322 | 15.7619 | 24.6434
8288 | 7 | 19 | 19 | 1 | 6.6 | 0 | 0 | 0.91488 |  | 0 | -0.28887 | 0 | 0 | 0.021433 | 0 | 0 | 15.7619 | 0.62602
8289 | 100 | 113 | 91 | 0.6 | 8.3 | 0 | 0 | 12.6773 |  | 0 | -0.28887 | 0 | 0 | 0.021364 | 0 | 0 | 15.7619 | 12.3885
8290 | 45 | 150 | 132 | 4.8 | 10.6 | 0 | 0 | 13.2549 |  | 0 | -0.28887 | 0 | 0 | 0.021295 | 0 | 0 | 15.7619 | 12.966
8291 | 0 | 118 | 117 | 1.2 | 11.1 | 0 | 0 | 7.8018 |  | 0 | -0.28887 | 0 | 0 | 0.021226 | 0 | 0 | 15.7619 | 7.5129
8292 | 150 | 272 | 194 | 3.6 | 13.2 | 0 | 0 | 27.7451 |  | 0 | -0.28887 | 0 | 0 | 0.021158 | 0 | 0 | 15.7619 | 27.4563
8293 | 3 | 158 | 155 | 7.2 | 13.3 | 0 | 0 | 10.863 |  | 0 | -0.28887 | 0 | 0 | 0.02109 | 0 | 0 | 15.7619 | 10.5742
8294 | 0 | 155 | 154 | 8.8 | 14 | 0 | 0 | 10.75 |  | 0 | -0.28887 | 0 | 0 | 0.021022 | 0 | 0 | 15.7619 | 10.4612
8295 | 71 | 181 | 155 | 8.2 | 14.5 | 0 | 0 | 16.9998 |  | 0 | -0.28887 | 0 | 0 | 0.020954 | 0 | 0 | 15.7619 | 16.7109
8296 | 90 | 136 | 114 | 8.7 | 14.5 | 0 | 0 | 14.2524 |  | 0 | -0.28887 | 0 | 0 | 0.020886 | 0 | 0 | 15.7619 | 13.9635
8297 | 30 | 30 | 26 | 9.6 | 13.1 | 0 | 0 | 2.0004 |  | 0 | -0.28887 | 0 | 0 | 0.020818 | 0 | 0 | 15.7619 | 1.7116
8298 | 0 | 0 | 0 | 10.9 | 12.3 | 0 | 0 | 0 |  | 0 | -0.28887 | 0 | 0 | 0.02075 | 0 | 0 | 15.7619 | -0.28887
8299 | 0 | 0 | 0 | 11.5 | 12.2 | 0 | 0 | 0 |  | 0 | -0.28887 | 0 | 0 | 0.020682 | 0 | 0 | 15.7619 | -0.28887
8300 | 0 | 0 | 0 | 5.9 | 12.4 | 0 | 0 | 0 |  | 0 | -0.28887 | 0 | 0 | 0.020615 | 0 | 0 | 15.7619 | -0.28887
8301 | 0 | 0 | 0 | 0 | 12.9 | 0 | 0 | 0 |  | 0 | -0.28887 | 0 | 0 | 0.020547 | 0 | 0 | 15.7619 | -0.28887
8302 | 0 | 0 | 0 | 0 | 13.8 | 0 | 0 | 0 |  | 0 | -0.28887 | 0 | 0 | 0.02048 | 0 | 0 | 15.7619 | -0.28887
8303 | 0 | 0 | 0 | 0 | 4.5 | 0 | 0 | 0 |  | 0 | -0.28887 | 0 | 0 | 0.020412 | 0 | 0 | 15.7619 | -0.28887
8304 | 0 | 0 | 0 | 0 | 0 | 0 | 0 | 0 |  | 0 | -0.28887 | 0 | 0 | 0.020343 | 0 | 0 | 15.7619 | -0.28887
8305 | 0 | 0 | 0 | 0 | 0 | 0 | 0 | 0 |  | 0 | -0.28887 | 0 | 0 | 0.020274 | 0 | 0 | 15.7619 | -0.28887
8306 | 0 | 0 | 0 | 0 | 0 | 0 | 0 | 0 |  | 0 | -0.28887 | 0 | 0 | 0.020205 | 0 | 0 | 15.7619 | -0.28887
8307 | 0 | 0 | 0 | 0 | 0 | 0 | 0 | 0 |  | 0 | -0.28887 | 0 | 0 | 0.020137 | 0 | 0 | 15.7619 | -0.28887
8308 | 0 | 0 | 0 | 0 | 0 | 0 | 0 | 0 |  | 0 | -0.28887 | 0 | 0 | 0.020068 | 0 | 0 | 15.7619 | -0.28887
8309 | 0 | 0 | 0 | 0 | 0 | 0 | 0 | 0 |  | 0 | -0.28887 | 0 | 0 | 0.02 | 0 | 0 | 15.7619 | -0.28887
8310 | 0 | 0 | 0 | 0 | 0 | 0 | 0 | 0 |  | 0 | -0.28887 | 0 | 0 | 0.019932 | 0 | 0 | 15.7619 | -0.28887
8311 | 0 | 0 | 0 | 0 | 0 | 0 | 0 | 0 |  | 0 | -0.28887 | 0 | 0 | 0.019864 | 0 | 0 | 15.7619 | -0.28887
8312 | 0 | 9 | 9 | 0 | 0 | 0 | 0 | 0.41458 |  | 0 | -0.28887 | 0 | 0 | 0.019796 | 0 | 0 | 15.7619 | 0.12572
8313 | 0 | 44 | 45 | 8.7 | 11.6 | 0 | 0 | 2.7686 |  | 0 | -0.28887 | 0 | 0 | 0.019729 | 0 | 0 | 15.7619 | 2.4797
8314 | 0 | 67 | 67 | 11.9 | 18.5 | 0 | 0 | 4.0987 |  | 0 | -0.28887 | 0 | 0 | 0.019664 | 4.0926 | 0 | 22.7072 | -0.28276
8315 | 0 | 88 | 88 | 9.8 | 18.3 | 0 | 0 | 5.4799 |  | 0 | -0.28887 | 0 | 0 | 0.019598 | 0 | 0 | 22.7072 | 5.191
8316 | 0 | 122 | 121 | 8.5 | 17 | 0 | 0 | 7.8518 |  | 0 | -0.28887 | 0 | 0 | 0.019533 | 7.8364 | 0 | 35.0893 | -0.27353
8317 | 0 | 142 | 141 | 9.1 | 16.5 | 0 | 0 | 9.4022 |  | 0 | -0.28887 | 0 | 0 | 0.019468 | 9.3886 | 0 | 49.639 | -0.27518
8318 | 0 | 116 | 116 | 8.6 | 16.2 | 0 | 0 | 7.604 |  | 0 | -0.28887 | 0 | 0 | 0.019402 | 7.5952 | 0 | 61.3108 | -0.2801
8319 | 0 | 80 | 80 | 0 | 16.3 | 0 | 0 | 5.0307 |  | 0 | -0.28887 | 0 | 0 | 0.019337 | 0 | 0 | 61.3108 | 4.7418
8320 | 0 | 31 | 31 | 0 | 15.9 | 0 | 0 | 1.8339 |  | 0 | -0.28887 | 0 | 0 | 0.019272 | 0 | 0 | 61.3108 | 1.5451
8321 | 7 | 6 | 6 | 0 | 1.1 | 0 | 0 | 0.35353 |  | 0 | -0.28887 | 0 | 0 | 0.019205 | 0 | 24.9375 | 20.6075 | 25.0021
8322 | 0 | 0 | 0 | 0 | 0 | 0 | 0 | 0 |  | 0 | -0.28887 | 0 | 0 | 0.019138 | 0 | 2.928 | 15.7242 | 2.6391
8323 | 0 | 0 | 0 | 0 | 0 | 0 | 0 | 0 |  | 0 | -0.28887 | 0 | 0 | 0.019071 | 0 | 0 | 15.7242 | -0.28887
8324 | 0 | 0 | 0 | 0 | 0 | 0 | 0 | 0 |  | 0 | -0.28887 | 0 | 0 | 0.019004 | 0 | 0 | 15.7242 | -0.28887
8325 | 0 | 0 | 0 | 0 | 0 | 0 | 0 | 0 |  | 0 | -0.28887 | 0 | 0 | 0.018937 | 0 | 0 | 15.7242 | -0.28887
8326 | 0 | 0 | 0 | 0 | 0 | 0 | 0 | 0 |  | 0 | -0.28887 | 0 | 0 | 0.018871 | 0 | 0 | 15.7242 | -0.28887
8327 | 0 | 0 | 0 | 0 | 0 | 0 | 0 | 0 |  | 0 | -0.28887 | 0 | 0 | 0.018804 | 0 | 0 | 15.7242 | -0.28887
8328 | 0 | 0 | 0 | 0 | 0 | 0 | 0 | 0 |  | 0 | -0.28887 | 0 | 0 | 0.018738 | 0 | 0 | 15.7242 | -0.28887
8329 | 0 | 0 | 0 | 0 | 0 | 0 | 0 | 0 |  | 0 | -0.28887 | 0 | 0 | 0.018671 | 0 | 0 | 15.7242 | -0.28887
8330 | 0 | 0 | 0 | 0 | 0 | 0 | 0 | 0 |  | 0 | -0.28887 | 0 | 0 | 0.018605 | 0 | 0 | 15.7242 | -0.28887
8331 | 0 | 0 | 0 | 0 | 0 | 0 | 0 | 0 |  | 0 | -0.28887 | 0 | 0 | 0.018539 | 0 | 0 | 15.7242 | -0.28887
8332 | 0 | 0 | 0 | 0 | 0 | 0 | 0 | 0 |  | 0 | -0.28887 | 0 | 0 | 0.018473 | 0 | 0 | 15.7242 | -0.28887
8333 | 0 | 0 | 0 | 0 | 0 | 0 | 0 | 0 |  | 0 | -0.28887 | 0 | 0 | 0.018407 | 0 | 0 | 15.7242 | -0.28887
8334 | 0 | 0 | 0 | 0 | 0 | 0 | 0 | 0 |  | 0 | -0.28887 | 0 | 0 | 0.018341 | 0 | 0 | 15.7242 | -0.28887
8335 | 0 | 0 | 0 | 0 | 0 | 0 | 0 | 0 |  | 0 | -0.28887 | 0 | 0 | 0.018275 | 0 | 0 | 15.7242 | -0.28887
8336 | 77 | 28 | 21 | 0 | 0 | 0 | 0 | 1.3925 |  | 0 | -0.28887 | 0 | 0 | 0.01821 | 0 | 3.2882 | 10.2999 | 4.3918
8337 | 435 | 164 | 76 | 0 | 0 | 0 | 0 | 26.8786 |  | 0 | -0.28887 | 0 | 0 | 0.018144 | 0 | 0 | 10.2999 | 26.5897
8338 | 431 | 267 | 121 | 0 | 0 | 29.2944 | 0 | 38.5199 |  | 0 | -1.3121 | 29.3121 | 0 | 1.9246 | 0 | 0 | 10.2999 | 37.2078
8339 | 666 | 412 | 124 | 0 | 0 | 174.554 | 0 | 57.8047 |  | 0 | -1.5103 | 174.6589 | 0 | 14.5586 | 0 | 0 | 10.2999 | 41.9
8340 | 846 | 505 | 97 | 0 | 0 | 235.3847 | 0 | 69.3845 |  | 0 | -1.862 | 235.5261 | 0 | 32.3135 | 0 | 0 | 10.2999 | 41.1
8341 | 873 | 503 | 80 | 0 | 0 | 243.5022 | 0 | 69.9649 |  | 0 | -1.9242 | 243.6485 | 0 | 50.8337 | 14.0276 | 0 | 32.5046 | 39.6
8342 | 885 | 452 | 65 | 0 | 0 | 238.7116 | 0 | 65.8176 |  | 0 | -1.8863 | 238.8549 | 0 | 69.0318 | 24.9746 | 0 | 70.2265 | 38.6
8343 | 823 | 346 | 60 | 0 | 0 | 198.5364 | 0 | 55.9458 |  | 0 | -1.6277 | 198.6554 | 0 | 84.1731 | 13.0796 | 0 | 89.6051 | 39.3
8344 | 565 | 177 | 48 | 0 | 0 | 94.4437 | 0 | 32.27 |  | 0 | -1.2328 | 94.5005 | 0 | 91.3615 | 0 | 10.5196 | 73.8319 | 41.5568
8345 | 156 | 39 | 26 | 0 | 0 | 0 | 0 | 3.7359 |  | 129.577 | 25.9056 | 0 | 129.6059 | 81.165 | 0 | 14.9956 | 50.8435 | 42.6
8346 | 0 | 0 | 0 | 0 | 0 | 0 | 0 | 0 |  | 111.1184 | 43.1006 | 0 | 111.143 | 72.5028 | 0 | 2.1979 | 47.5491 | 43.1
8347 | 0 | 0 | 0 | 0 | 0 | 0 | 0 | 0 |  | 111.1184 | 43.096 | 0 | 111.1434 | 63.8407 | 0 | 1.6982 | 45.0892 | 42.6
8348 | 0 | 0 | 0 | 0 | 0 | 0 | 0 | 0 |  | 111.1184 | 43.0909 | 0 | 111.1439 | 55.179 | 1.977e-09 | 0 | 45.0892 | 40.9
8349 | 0 | 0 | 0 | 0 | 0 | 0 | 0 | 0 |  | 104.3063 | 39.7914 | 0 | 104.3308 | 47.07 | 8.5553e-11 | 0 | 45.0892 | 38.1
8350 | 0 | 0 | 0 | 0 | 0 | 0 | 0 | 0 |  | 97.0108 | 36.3376 | 0 | 97.0342 | 39.5495 | 4.8359e-10 | 0 | 45.0892 | 35.1
8351 | 0 | 0 | 0 | 0 | 0 | 0 | 0 | 0 |  | 60.8063 | 20.2394 | 0 | 60.8213 | 34.9031 | 0 | 0 | 45.0892 | 20.2394
8352 | 0 | 0 | 0 | 0 | 0 | 0 | 0 | 0 |  | 25.4901 | 5.6626 | 0 | 25.4966 | 32.9914 | 0 | 0 | 45.0892 | 5.6626
8353 | 0 | 0 | 0 | 0 | 0 | 0 | 0 | 0 |  | 25.4901 | 5.655 | 0 | 25.4968 | 31.0799 | 0 | 0 | 45.0892 | 5.655
8354 | 0 | 0 | 0 | 0 | 0 | 0 | 0 | 0 |  | 25.4901 | 5.6471 | 0 | 25.497 | 29.1687 | 0 | 0 | 45.0892 | 5.6471
8355 | 0 | 0 | 0 | 0 | 0 | 0 | 0 | 0 |  | 25.4901 | 5.6388 | 0 | 25.4973 | 27.2577 | 0 | 0 | 45.0892 | 5.6388
8356 | 0 | 0 | 0 | 0 | 0 | 0 | 0 | 0 |  | 25.4901 | 5.6301 | 0 | 25.4975 | 25.3471 | 0 | 0 | 45.0892 | 5.6301
8357 | 0 | 0 | 0 | 0 | 0 | 0 | 0 | 0 |  | 25.4901 | 5.6209 | 0 | 25.4977 | 23.4368 | 0 | 0 | 45.0892 | 5.6209
8358 | 0 | 0 | 0 | 0 | 0 | 0 | 0 | 0 |  | 25.4901 | 5.6111 | 0 | 25.498 | 21.5269 | 0 | 0 | 45.0892 | 5.6111
8359 | 0 | 0 | 0 | 0 | 0 | 0 | 0 | 0 |  | 25.4901 | 5.6007 | 0 | 25.4982 | 19.6175 | 0 | 0 | 45.0892 | 5.6007
8360 | 71 | 27 | 22 | 0 | 0 | 0 | 0 | 1.3923 |  | 42.2643 | 12.249 | 0 | 42.2782 | 16.4258 | 0 | 20.1615 | 10.7792 | 33.8028
8361 | 381 | 145 | 64 | 0 | 0 | 0 | 0 | 23.3833 |  | 42.2643 | 12.2251 | 0 | 42.2788 | 13.2351 | 0 | 0 | 10.7792 | 35.6083
8362 | 813 | 334 | 63 | 0 | 0 | 129.3534 | 4.85e-06 | 54.4759 |  | 25.4901 | 4.2123 | 112.3487 | 8.4162 | 21.1413 | 0 | 0 | 10.7792 | 38.8
8363 | 892 | 439 | 57 | 0 | 0 | 240.2546 | 0 | 64.8365 |  | 25.4902 | 4.1103 | 214.9023 | 0 | 37.5293 | 0 | 0 | 10.7792 | 39.3
8364 | 922 | 500 | 58 | 0 | 0 | 258.1632 | 0 | 70.3143 |  | 25.4902 | 4.0204 | 232.8216 | 0 | 55.2999 | 0 | 0 | 10.7792 | 39.2
8365 | 923 | 505 | 58 | 0 | 0 | 258.5115 | 0 | 70.6235 |  | 25.4902 | 4.0505 | 233.1682 | 0 | 73.0851 | 15.6882 | 0 | 35.4715 | 37.7
8366 | 886 | 447 | 59 | 0 | 0 | 239.0011 | 0 | 65.4071 |  | 25.4902 | 4.2335 | 213.642 | 0 | 89.3546 | 24.9777 | 0 | 73.0936 | 36.8
8367 | 627 | 294 | 69 | 0 | 0 | 146.5502 | 0 | 46.3566 |  | 25.4846 | 4.7267 | 121.138 | 0 | 98.557 | 10.8754 | 0 | 89.2224 | 37.4
8368 | 370 | 188 | 116 | 0 | 0 | 0 | 0 | 29.0848 |  | 39.1571 | 11.3197 | 0 | 39.1603 | 95.6029 | 0 | 0 | 89.2224 | 40.4
8369 | 136 | 50 | 35 | 0 | 0 | 0 | 0 | 4.1659 |  | 103.174 | 39.5203 | 0 | 103.1826 | 87.5861 | 0 | 0 | 89.2224 | 41.8
8370 | 0 | 0 | 0 | 0 | 0 | 0 | 0 | 0 |  | 117.2038 | 46.2044 | 0 | 117.2139 | 78.4303 | 0 | 0 | 89.2224 | 43.4
8371 | 0 | 0 | 0 | 0 | 0 | 0 | 0 | 0 |  | 116.9605 | 46.0809 | 0 | 116.971 | 69.2946 | 0 | 0 | 89.2224 | 43.3
8372 | 0 | 0 | 0 | 0 | 0 | 0 | 0 | 0 |  | 112.8203 | 44.0785 | 0 | 112.8308 | 60.4965 | 0 | 0 | 89.2224 | 41.6
8373 | 0 | 0 | 0 | 0 | 0 | 0 | 0 | 0 |  | 25.4902 | 5.8135 | 0 | 25.4927 | 58.5834 | 0 | 0 | 89.2224 | 5.8135
8374 | 0 | 0 | 0 | 0 | 0 | 0 | 0 | 0 |  | 96.0385 | 36.1729 | 0 | 96.0485 | 51.1424 | 0 | 0 | 89.2224 | 34.7
8375 | 0 | 0 | 0 | 0 | 0 | 0 | 0 | 0 |  | 25.4902 | 5.8036 | 0 | 25.4929 | 49.2298 | 0 | 0 | 89.2224 | 5.8036
8376 | 0 | 0 | 0 | 0 | 0 | 0 | 0 | 0 |  | 25.4902 | 5.7982 | 0 | 25.4931 | 47.3173 | 0 | 0 | 89.2224 | 5.7982
8377 | 0 | 0 | 0 | 0 | 0 | 0 | 0 | 0 |  | 25.4902 | 5.7926 | 0 | 25.4932 | 45.4049 | 0 | 0 | 89.2224 | 5.7926
8378 | 0 | 0 | 0 | 0 | 0 | 0 | 0 | 0 |  | 25.4902 | 5.7868 | 0 | 25.4934 | 43.4927 | 0 | 0 | 89.2224 | 5.7868
8379 | 0 | 0 | 0 | 0 | 0 | 0 | 0 | 0 |  | 25.4902 | 5.7808 | 0 | 25.4935 | 41.5806 | 0 | 0 | 89.2224 | 5.7808
8380 | 0 | 0 | 0 | 0 | 0 | 0 | 0 | 0 |  | 27.2172 | 6.4563 | 0 | 27.221 | 39.5387 | 0 | 0 | 89.2224 | 6.4563
8381 | 0 | 0 | 0 | 0 | 0 | 0 | 0 | 0 |  | 115.743 | 45.4312 | 0 | 115.7599 | 30.5042 | 0 | 5.7324e-07 | 89.2224 | 42.8
8382 | 0 | 0 | 0 | 0 | 0 | 0 | 0 | 0 |  | 124.9905 | 49.928 | 0 | 125.0098 | 20.7136 | 0 | 0 | 89.2224 | 46.6
8383 | 0 | 0 | 0 | 0 | 0 | 0 | 0 | 0 |  | 128.3959 | 51.227 | 0 | 128.4172 | 10.645 | 0 | 0.66196 | 89.9987 | 48
8384 | 0 | 17 | 17 | 1.4 | 4.5 | 0 | 0 | 0.78846 |  | 127.9853 | 51.026 | 0 | 128.0087 | 0.61755 | 0 | 0 | 89.9987 | 48.6
8385 | 148 | 127 | 91 | 1 | 10.1 | 0 | 0 | 14.5252 |  | 0 | -0.28887 | 0 | 0 | 0.61572 | 0 | 0 | 89.9987 | 14.2364
8386 | 167 | 213 | 158 | 1.4 | 11.8 | 0 | 0 | 23.9974 |  | 0 | -0.28887 | 0 | 0 | 0.61389 | 0 | 0 | 89.9987 | 23.7086
8387 | 129 | 273 | 215 | 2.8 | 12.9 | 0 | 0 | 27.929 |  | 0 | -0.28887 | 0 | 0 | 0.61206 | 0 | 0 | 89.9987 | 27.6401
8388 | 35 | 252 | 232 | 2.4 | 14 | 0 | 0 | 21.4118 |  | 0 | -0.28887 | 0 | 0 | 0.61025 | 0 | 0 | 89.9987 | 21.1229
8389 | 45 | 266 | 241 | 2.8 | 14.3 | 0 | 0 | 23.0357 |  | 0 | -0.28887 | 0 | 0 | 0.60844 | 0 | 0 | 89.9987 | 22.7468
8390 | 14 | 202 | 194 | 3.1 | 14 | 0 | 0 | 15.1754 |  | 0 | -0.28887 | 0 | 0 | 0.60663 | 0 | 0 | 89.9987 | 14.8865
8391 | 9 | 131 | 127 | 2.8 | 13.6 | 0 | 0 | 9.504 |  | 0 | -0.28887 | 0 | 0 | 0.60482 | 0 | 0 | 89.9987 | 9.2151
8392 | 10 | 103 | 99 | 3.4 | 12.9 | 0 | 0 | 8.01 |  | 0 | -0.28887 | 0 | 0 | 0.60301 | 0 | 0 | 89.9987 | 7.7211
8393 | 58 | 35 | 30 | 4.5 | 11.4 | 0 | 0 | 2.6474 |  | 0 | -0.28887 | 0 | 0 | 0.60119 | 0 | 24.9633 | 50.4764 | 27.3218
8394 | 0 | 0 | 0 | 5 | 10.2 | 0 | 0 | 0 |  | 0 | -0.28887 | 0 | 0 | 0.59938 | 0 | 0 | 50.4764 | -0.28887
8395 | 0 | 0 | 0 | 3.7 | 9.9 | 0 | 0 | 0 |  | 0 | -0.28887 | 0 | 0 | 0.59757 | 0 | 0 | 50.4764 | -0.28887
8396 | 0 | 0 | 0 | 2.9 | 9.3 | 0 | 0 | 0 |  | 0 | -0.28887 | 0 | 0 | 0.59576 | 0 | 0 | 50.4764 | -0.28887
8397 | 0 | 0 | 0 | 2.7 | 8.6 | 0 | 0 | 0 |  | 0 | -0.28887 | 0 | 0 | 0.59395 | 0 | 0 | 50.4764 | -0.28887
8398 | 0 | 0 | 0 | 2.3 | 8.4 | 0 | 0 | 0 |  | 0 | -0.28887 | 0 | 0 | 0.59214 | 0 | 0 | 50.4764 | -0.28887
8399 | 0 | 0 | 0 | 1.4 | 8.2 | 0 | 0 | 0 |  | 0 | -0.28887 | 0 | 0 | 0.59033 | 0 | 0 | 50.4764 | -0.28887
8400 | 0 | 0 | 0 | 1.9 | 6.9 | 0 | 0 | 0 |  | 0 | -0.28887 | 0 | 0 | 0.58852 | 0 | 0 | 50.4764 | -0.28887
8401 | 0 | 0 | 0 | 1.1 | 6.6 | 0 | 0 | 0 |  | 0 | -0.28887 | 0 | 0 | 0.58671 | 0 | 0 | 50.4764 | -0.28887
8402 | 0 | 0 | 0 | 2 | 8.6 | 0 | 0 | 0 |  | 0 | -0.28887 | 0 | 0 | 0.58491 | 0 | 0 | 50.4764 | -0.28887
8403 | 0 | 0 | 0 | 1.3 | 8.7 | 0 | 0 | 0 |  | 0 | -0.28887 | 0 | 0 | 0.58312 | 0 | 0 | 50.4764 | -0.28887
8404 | 0 | 0 | 0 | 2 | 9.1 | 0 | 0 | 0 |  | 0 | -0.28887 | 0 | 0 | 0.58132 | 0 | 0 | 50.4764 | -0.28887
8405 | 0 | 0 | 0 | 2 | 10.1 | 0 | 0 | 0 |  | 0 | -0.28887 | 0 | 0 | 0.57954 | 0 | 0 | 50.4764 | -0.28887
8406 | 0 | 0 | 0 | 1.9 | 9.8 | 0 | 0 | 0 |  | 0 | -0.28887 | 0 | 0 | 0.57775 | 0 | 11.824 | 32.0786 | 11.5352
8407 | 0 | 0 | 0 | 3.2 | 10.3 | 0 | 0 | 0 |  | 0 | -0.28887 | 0 | 0 | 0.57597 | 0 | 0 | 32.0786 | -0.28887
8408 | 0 | 10 | 11 | 1.5 | 8.8 | 0 | 0 | 0.49028 |  | 0 | -0.28887 | 0 | 0 | 0.57419 | 0 | 0 | 32.0786 | 0.20142
8409 | 0 | 49 | 49 | 0.8 | 9.1 | 0 | 0 | 3.1257 |  | 0 | -0.28887 | 0 | 0 | 0.57241 | 0 | 0 | 32.0786 | 2.8368
8410 | 8 | 114 | 110 | 0.3 | 10 | 0 | 0 | 8.1399 |  | 0 | -0.28887 | 0 | 0 | 0.57064 | 0 | 0 | 32.0786 | 7.851
8411 | 510 | 377 | 148 | 0.9 | 12.6 | 65.1161 | 0 | 48.432 |  | 0 | -1.4177 | 65.1552 | 0 | 5.2809 | 0 | 0 | 32.0786 | 47.0144
8412 | 706 | 471 | 122 | 2.4 | 13.6 | 192.6602 | 0 | 63.438 |  | 0 | -1.599 | 192.7759 | 0 | 19.7749 | 15.0843 | 0 | 55.4041 | 46.7547
8413 | 839 | 506 | 91 | 2.6 | 14.2 | 232.7701 | 0 | 69.5753 |  | 0 | -1.8452 | 232.9099 | 0 | 37.5077 | 21.5626 | 0 | 87.6865 | 46.1676
8414 | 529 | 393 | 147 | 2.8 | 14.9 | 134.1639 | 0 | 50.9913 |  | 0 | -1.3527 | 134.2445 | 0 | 47.7445 | 0.80098 | 0 | 88.7635 | 45.9
8415 | 1 | 105 | 104 | 1.9 | 13.9 | 0 | 0 | 7.0459 |  | 0 | -0.37147 | 0 | 0 | 47.7216 | 0 | 0 | 88.7635 | 6.6744
8416 | 3 | 83 | 82 | 1.6 | 13.5 | 0 | 0 | 5.959 |  | 0 | -0.28887 | 0 | 0 | 47.6986 | 0 | 24.9755 | 50.2318 | 30.6457
8417 | 1 | 21 | 21 | 1.1 | 12.3 | 0 | 0 | 0.98715 |  | 0 | -0.28887 | 0 | 0 | 47.6756 | 0 | 21.0561 | 15.5602 | 21.7544
8418 | 0 | 0 | 0 | 0.9 | 10.1 | 0 | 0 | 0 |  | 0 | -0.28887 | 0 | 0 | 47.6525 | 0 | 0 | 15.5602 | -0.28887
8419 | 0 | 0 | 0 | 1.4 | 8.9 | 0 | 0 | 0 |  | 0 | -0.28887 | 0 | 0 | 47.6294 | 0 | 0 | 15.5602 | -0.28887
8420 | 0 | 0 | 0 | 0.8 | 8.3 | 0 | 0 | 0 |  | 0 | -0.28887 | 0 | 0 | 47.6062 | 0 | 0 | 15.5602 | -0.28887
8421 | 0 | 0 | 0 | 0.9 | 7.6 | 0 | 0 | 0 |  | 0 | -0.28887 | 0 | 0 | 47.583 | 0 | 0 | 15.5602 | -0.28887
8422 | 0 | 0 | 0 | 1.4 | 7.5 | 0 | 0 | 0 |  | 0 | -0.28887 | 0 | 0 | 47.5598 | 0 | 0 | 15.5602 | -0.28887
8423 | 0 | 0 | 0 | 0.9 | 6.2 | 0 | 0 | 0 |  | 0 | -0.28887 | 0 | 0 | 47.5366 | 0 | 0 | 15.5602 | -0.28887
8424 | 0 | 0 | 0 | 0.8 | 6.1 | 0 | 0 | 0 |  | 0 | -0.28887 | 0 | 0 | 47.5134 | 0 | 0 | 15.5602 | -0.28887
8425 | 0 | 0 | 0 | 1 | 6.1 | 0 | 0 | 0 |  | 0 | -0.28887 | 0 | 0 | 47.4901 | 0 | 0 | 15.5602 | -0.28887
8426 | 0 | 0 | 0 | 1.4 | 5.8 | 0 | 0 | 0 |  | 0 | -0.28887 | 0 | 0 | 47.4669 | 0 | 0 | 15.5602 | -0.28887
8427 | 0 | 0 | 0 | 1.3 | 5.2 | 0 | 0 | 0 |  | 0 | -0.28887 | 0 | 0 | 47.4437 | 0 | 0 | 15.5602 | -0.28887
8428 | 0 | 0 | 0 | 2.8 | 5.4 | 0 | 0 | 0 |  | 0 | -0.28887 | 0 | 0 | 47.4204 | 0 | 0 | 15.5602 | -0.28887
8429 | 0 | 0 | 0 | 2.6 | 5.3 | 0 | 0 | 0 |  | 129.2177 | 25.806 | 0 | 129.2548 | 37.2556 | 0 | 0 | 15.5602 | 25.806
8430 | 0 | 0 | 0 | 1.8 | 4.9 | 0 | 0 | 0 |  | 125.0959 | 49.7694 | 0 | 125.1321 | 27.453 | 0 | 0.87937 | 14.4637 | 47.5
8431 | 0 | 0 | 0 | 3 | 5 | 0 | 0 | 0 |  | 125.0959 | 49.7581 | 0 | 125.1332 | 17.6522 | 0 | 1.7739 | 11.4255 | 48.4
8432 | 81 | 31 | 24 | 3.2 | 6 | 0 | 0 | 1.4429 |  | 125.0959 | 49.7386 | 0 | 125.1348 | 7.8547 | 0 | 0.54047 | 10.4928 | 48.6
8433 | 425 | 138 | 55 | 1.4 | 7.9 | 0 | 0 | 23.7615 |  | 25.4901 | 5.5513 | 0 | 25.4985 | 5.9526 | 0 | 0 | 10.4928 | 29.3128
8434 | 856 | 335 | 48 | 1.8 | 10.4 | 139.2052 | 0 | 54.7818 |  | 25.4901 | 4.1264 | 121.796 | 8.0076 | 14.6601 | 0 | 0 | 10.4928 | 48.4
8435 | 929 | 456 | 52 | 1.2 | 13.4 | 250.5878 | 0 | 65.4817 |  | 25.4902 | 4.0162 | 225.2405 | 0 | 31.9701 | 0 | 0 | 10.4928 | 48.2
8436 | 957 | 522 | 56 | 0.9 | 14.5 | 268.6646 | 0 | 70.5442 |  | 25.4902 | 3.6857 | 243.3312 | 0 | 50.6861 | 0 | 0 | 10.4928 | 47
8437 | 952 | 534 | 65 | 1.3 | 15.3 | 267.4063 | 0 | 71.9083 |  | 25.4902 | 3.5354 | 242.0743 | 0 | 69.2891 | 18.2084 | 0 | 38.9944 | 46.4
8438 | 923 | 467 | 54 | 2.1 | 16.2 | 249.8269 | 0 | 66.8168 |  | 25.49 | 3.8938 | 224.4855 | 0 | 86.5096 | 24.4092 | 0 | 75.6501 | 46.2
8439 | 819 | 348 | 54 | 2.8 | 16.5 | 197.4278 | 0 | 54.4069 |  | 24.8643 | 4.1228 | 172.677 | 0 | 99.7151 | 9.0358 | 0 | 89.0674 | 47
8440 | 395 | 156 | 67 | 2.6 | 14.8 | 0 | 0 | 25.4155 |  | 69.8795 | 24.6255 | 0 | 69.8835 | 94.3553 | 0 | 0 | 89.0674 | 49.1
8441 | 170 | 45 | 29 | 3 | 12.9 | 0 | 0 | 4.0206 |  | 106.3431 | 40.8211 | 0 | 106.3495 | 86.0862 | 0 | 7.0588 | 79.0016 | 49.7
8442 | 0 | 0 | 0 | 1.9 | 10.6 | 0 | 0 | 0 |  | 106.3413 | 40.984 | 0 | 106.348 | 77.8147 | 0 | 10.977 | 62.2099 | 49.8
8443 | 0 | 0 | 0 | 1.2 | 8.8 | 0 | 0 | 0 |  | 106.3413 | 40.9864 | 0 | 106.3484 | 69.5433 | 0 | 9.1835 | 47.9963 | 48.1
8444 | 0 | 0 | 0 | 1.5 | 8 | 0 | 0 | 0 |  | 106.3413 | 40.9832 | 0 | 106.3488 | 61.2721 | 0 | 6.1856 | 38.3684 | 45.1
8445 | 0 | 0 | 0 | 1.3 | 7.1 | 0 | 0 | 0 |  | 41.651 | 12.4272 | 0 | 41.6541 | 58.1266 | 0 | 0 | 38.3684 | 12.4272
8446 | 0 | 0 | 0 | 1.6 | 7.3 | 0 | 0 | 0 |  | 25.4902 | 5.7956 | 0 | 25.4922 | 56.214 | 0 | 0 | 38.3684 | 5.7956
8447 | 0 | 0 | 0 | 1.6 | 6.7 | 0 | 0 | 0 |  | 25.4902 | 5.7938 | 0 | 25.4923 | 54.3014 | 0 | 0 | 38.3684 | 5.7938
8448 | 0 | 0 | 0 | 1.2 | 6.3 | 0 | 0 | 0 |  | 25.4902 | 5.7908 | 0 | 25.4925 | 52.389 | 0 | 0 | 38.3684 | 5.7908
8449 | 0 | 0 | 0 | 1.4 | 6 | 0 | 0 | 0 |  | 25.4902 | 5.7872 | 0 | 25.4926 | 50.4766 | 0 | 0 | 38.3684 | 5.7872
8450 | 0 | 0 | 0 | 1 | 5.9 | 0 | 0 | 0 |  | 25.4902 | 5.7825 | 0 | 25.4927 | 48.5643 | 0 | 0 | 38.3684 | 5.7825
8451 | 0 | 0 | 0 | 1.3 | 6.3 | 0 | 0 | 0 |  | 25.4902 | 5.7751 | 0 | 25.4929 | 46.6522 | 0 | 0 | 38.3684 | 5.7751
8452 | 0 | 0 | 0 | 0.7 | 4.4 | 0 | 0 | 0 |  | 25.4902 | 5.7787 | 0 | 25.493 | 44.7401 | 0 | 0 | 38.3684 | 5.7787
8453 | 0 | 0 | 0 | 0.5 | 5.3 | 0 | 0 | 0 |  | 61.1096 | 20.662 | 0 | 61.1169 | 40.0716 | 0 | 0 | 38.3684 | 20.662
8454 | 0 | 0 | 0 | 0.8 | 6.2 | 0 | 0 | 0 |  | 125.304 | 50.0588 | 0 | 125.3197 | 30.2544 | 1.9893e-09 | 0 | 38.3684 | 46.7
8455 | 0 | 0 | 0 | 0.6 | 5.7 | 0 | 0 | 0 |  | 128.6994 | 51.3537 | 0 | 128.7166 | 20.1586 | 0 | 0 | 38.3684 | 48.1
8456 | 2 | 15 | 15 | 1.4 | 6.9 | 0 | 0 | 0.69148 |  | 127.7705 | 50.977 | 0 | 127.7891 | 10.1423 | 0 | 0 | 38.3684 | 48.4
8457 | 81 | 111 | 91 | 1.3 | 8.7 | 0 | 0 | 11.8773 |  | 101.2758 | 38.4402 | 0 | 101.2922 | 2.2917 | 0 | 0 | 38.3684 | 48.7
8458 | 686 | 344 | 110 | 2 | 12.4 | 94.4294 | 0 | 50.9644 |  | 47.5888 | 13.9777 | 66.0684 | 19.1789 | 5.887 | 15.5242 | 0 | 62.5456 | 48.8
8459 | 567 | 419 | 174 | 3 | 14.5 | 144.1648 | 0 | 55.0512 |  | 47.5888 | 13.9951 | 96.658 | 0 | 13.311 | 18.3503 | 0 | 90 | 49.1
8460 | 64 | 208 | 175 | 3.9 | 14.4 | 0 | 0 | 18.1809 |  | 81.1961 | 29.4581 | 0 | 81.2031 | 7.0664 | 0 | 0 | 90 | 47.6
8461 | 1 | 156 | 155 | 3.9 | 14.6 | 0 | 0 | 10.6443 |  | 81.1991 | 29.4643 | 0 | 81.2078 | 0.82781 | 0 | 0 | 90 | 40.1087
8462 | 6 | 168 | 163 | 4.3 | 15 | 0 | 0 | 11.8692 |  | 0 | -0.28887 | 0 | 0 | 0.82543 | 0 | 0 | 90 | 11.5803
8463 | 533 | 293 | 100 | 5.3 | 16.4 | 0 | 0 | 43.4504 |  | 0 | -0.28887 | 0 | 0 | 0.82306 | 0 | 0 | 90 | 43.1615
8464 | 113 | 126 | 98 | 7.6 | 16 | 0 | 0 | 14.0635 |  | 0 | -0.28887 | 0 | 0 | 0.8207 | 0 | 0 | 90 | 13.7746
8465 | 9 | 29 | 28 | 6.1 | 15.6 | 0 | 0 | 1.7494 |  | 0 | -0.28887 | 0 | 0 | 0.81833 | 0 | 21.0794 | 57.6829 | 22.5399
8466 | 0 | 0 | 0 | 3.4 | 14.8 | 0 | 0 | 0 |  | 0 | -0.28887 | 0 | 0 | 0.81596 | 0 | 24.9379 | 16.5039 | 24.649
8467 | 0 | 0 | 0 | 2.4 | 13.3 | 0 | 0 | 0 |  | 0 | -0.28887 | 0 | 0 | 0.81359 | 0 | 0 | 16.5039 | -0.28887
8468 | 0 | 0 | 0 | 3.6 | 13.1 | 0 | 0 | 0 |  | 0 | -0.28887 | 0 | 0 | 0.81123 | 0 | 0 | 16.5039 | -0.28887
8469 | 0 | 0 | 0 | 5.3 | 13.6 | 0 | 0 | 0 |  | 0 | -0.28887 | 0 | 0 | 0.80887 | 0 | 0 | 16.5039 | -0.28887
8470 | 0 | 0 | 0 | 5.4 | 14.2 | 0 | 0 | 0 |  | 0 | -0.28887 | 0 | 0 | 0.80651 | 0 | 0 | 16.5039 | -0.28887
8471 | 0 | 0 | 0 | 5.9 | 14.8 | 0 | 0 | 0 |  | 0 | -0.28887 | 0 | 0 | 0.80416 | 0 | 0 | 16.5039 | -0.28887
8472 | 0 | 0 | 0 | 6.3 | 14.8 | 0 | 0 | 0 |  | 0 | -0.28887 | 0 | 0 | 0.80181 | 0 | 0 | 16.5039 | -0.28887
8473 | 0 | 0 | 0 | 8.2 | 14.5 | 0 | 0 | 0 |  | 0 | -0.28887 | 0 | 0 | 0.79947 | 0 | 0 | 16.5039 | -0.28887
8474 | 0 | 0 | 0 | 9.7 | 14.7 | 0 | 0 | 0 |  | 0 | -0.28887 | 0 | 0 | 0.79713 | 0 | 0 | 16.5039 | -0.28887
8475 | 0 | 0 | 0 | 8.7 | 15 | 0 | 0 | 0 |  | 0 | -0.28887 | 0 | 0 | 0.79479 | 0 | 0 | 16.5039 | -0.28887
8476 | 0 | 0 | 0 | 5.7 | 15 | 0 | 0 | 0 |  | 0 | -0.28887 | 0 | 0 | 0.79246 | 0 | 0 | 16.5039 | -0.28887
8477 | 0 | 0 | 0 | 5.9 | 15.2 | 0 | 0 | 0 |  | 0 | -0.28887 | 0 | 0 | 0.79013 | 0 | 0 | 16.5039 | -0.28887
8478 | 0 | 0 | 0 | 7.4 | 15.3 | 0 | 0 | 0 |  | 0 | -0.28887 | 0 | 0 | 0.7878 | 0 | 0 | 16.5039 | -0.28887
8479 | 0 | 0 | 0 | 9.1 | 15.5 | 0 | 0 | 0 |  | 0 | -0.28887 | 0 | 0 | 0.78548 | 0 | 0 | 16.5039 | -0.28887
8480 | 0 | 7 | 8 | 9.1 | 16 | 0 | 0 | 0.33875 |  | 0 | -0.28887 | 0 | 0 | 0.78317 | 0 | 0 | 16.5039 | 0.049882
8481 | 2 | 65 | 64 | 6.3 | 16.4 | 0 | 0 | 4.4239 |  | 0 | -0.28887 | 0 | 0 | 0.78086 | 0 | 0 | 16.5039 | 4.135
8482 | 57 | 165 | 142 | 5.9 | 17.1 | 0 | 0 | 14.7707 |  | 0 | -0.28887 | 0 | 0 | 0.77855 | 0 | 0 | 16.5039 | 14.4819
8483 | 15 | 176 | 168 | 7.6 | 17.5 | 0 | 0 | 12.9404 |  | 0 | -0.28887 | 0 | 0 | 0.77625 | 0 | 0 | 16.5039 | 12.6515
8484 | 90 | 263 | 216 | 7.9 | 18 | 0 | 0 | 23.8698 |  | 0 | -0.28887 | 0 | 0 | 0.77396 | 23.8523 | 0 | 53.5132 | -0.27142
8485 | 50 | 221 | 194 | 8.3 | 18.6 | 0 | 0 | 18.7123 |  | 0 | -0.28887 | 0 | 0 | 0.77167 | 18.6982 | 0 | 81.3857 | -0.27471
8486 | 141 | 281 | 214 | 7.5 | 18.9 | 0 | 0 | 28.4462 |  | 0 | -0.28887 | 0 | 0 | 0.76939 | 4.8303 | 0 | 88.767 | 23.327
8487 | 3 | 163 | 161 | 7.3 | 18.2 | 0 | 0 | 12.0753 |  | 0 | -0.28887 | 0 | 0 | 0.7671 | 0 | 0 | 88.767 | 11.7864
8488 | 7 | 109 | 107 | 6.7 | 18.3 | 0 | 0 | 8.5167 |  | 0 | -0.28887 | 0 | 0 | 0.76482 | 0 | 0 | 88.767 | 8.2278
8489 | 1 | 35 | 34 | 6.9 | 18 | 0 | 0 | 2.0265 |  | 0 | -0.28887 | 0 | 0 | 0.76254 | 0 | 21.0828 | 56.7362 | 22.8204
8490 | 0 | 0 | 0 | 7.9 | 17.1 | 0 | 0 | 0 |  | 0 | -0.28887 | 0 | 0 | 0.76026 | 0 | 24.9419 | 15.5162 | 24.653
8491 | 0 | 0 | 0 | 6.6 | 17.1 | 0 | 0 | 0 |  | 0 | -0.28887 | 0 | 0 | 0.75799 | 0 | 0 | 15.5162 | -0.28887
8492 | 0 | 0 | 0 | 6.8 | 17.3 | 0 | 0 | 0 |  | 0 | -0.28887 | 0 | 0 | 0.75572 | 0 | 0 | 15.5162 | -0.28887
8493 | 0 | 0 | 0 | 6.9 | 17.4 | 0 | 0 | 0 |  | 0 | -0.28887 | 0 | 0 | 0.75345 | 0 | 0 | 15.5162 | -0.28887
8494 | 0 | 0 | 0 | 6.7 | 16.8 | 0 | 0 | 0 |  | 0 | -0.28887 | 0 | 0 | 0.75118 | 0 | 0 | 15.5162 | -0.28887
8495 | 0 | 0 | 0 | 7.9 | 17.1 | 0 | 0 | 0 |  | 0 | -0.28887 | 0 | 0 | 0.74892 | 0 | 0 | 15.5162 | -0.28887
8496 | 0 | 0 | 0 | 8.2 | 16.8 | 0 | 0 | 0 |  | 0 | -0.28887 | 0 | 0 | 0.74665 | 0 | 3.175 | 10.3389 | 2.8862
8497 | 0 | 0 | 0 | 7.8 | 16.8 | 0 | 0 | 0 |  | 0 | -0.28887 | 0 | 0 | 0.74439 | 0 | 0 | 10.3389 | -0.28887
8498 | 0 | 0 | 0 | 7.3 | 16.8 | 0 | 0 | 0 |  | 0 | -0.28887 | 0 | 0 | 0.74214 | 0 | 0 | 10.3389 | -0.28887
8499 | 0 | 0 | 0 | 7.7 | 17.7 | 0 | 0 | 0 |  | 0 | -0.28887 | 0 | 0 | 0.73989 | 0 | 0 | 10.3389 | -0.28887
8500 | 0 | 0 | 0 | 7.9 | 17.8 | 0 | 0 | 0 |  | 0 | -0.28887 | 0 | 0 | 0.73765 | 0 | 0 | 10.3389 | -0.28887
8501 | 0 | 0 | 0 | 5.5 | 17.5 | 0 | 0 | 0 |  | 0 | -0.28887 | 0 | 0 | 0.7354 | 0 | 0 | 10.3389 | -0.28887
8502 | 0 | 0 | 0 | 4.8 | 17.1 | 0 | 0 | 0 |  | 0 | -0.28887 | 0 | 0 | 0.73316 | 0 | 0 | 10.3389 | -0.28887
8503 | 0 | 0 | 0 | 5.9 | 17.6 | 0 | 0 | 0 |  | 0 | -0.28887 | 0 | 0 | 0.73092 | 0 | 0 | 10.3389 | -0.28887
8504 | 0 | 9 | 9 | 4.1 | 17.8 | 0 | 0 | 0.37969 |  | 0 | -0.28887 | 0 | 0 | 0.72869 | 0 | 0 | 10.3389 | 0.090827
8505 | 13 | 67 | 64 | 4.6 | 17.5 | 0 | 0 | 4.826 |  | 0 | -0.28887 | 0 | 0 | 0.72646 | 0 | 0 | 10.3389 | 4.5371
8506 | 52 | 146 | 125 | 5.1 | 17.5 | 0 | 0 | 12.7188 |  | 0 | -0.28887 | 0 | 0 | 0.72423 | 0 | 0 | 10.3389 | 12.43
8507 | 148 | 281 | 214 | 5.1 | 18.3 | 0 | 0 | 28.7819 |  | 0 | -0.28887 | 0 | 0 | 0.72201 | 0 | 0 | 10.3389 | 28.4931
8508 | 49 | 272 | 244 | 9 | 19.8 | 0 | 0 | 23.5046 |  | 0 | -0.28887 | 0 | 0 | 0.7198 | 0 | 0 | 10.3389 | 23.2157
8509 | 603 | 534 | 233 | 6.9 | 21.1 | 0 | 0 | 65.1288 |  | 0 | -0.28887 | 0 | 0 | 0.7176 | 22.2063 | 0 | 44.8331 | 37.9
8510 | 730 | 496 | 166 | 7.7 | 21.8 | 0 | 0 | 65.6297 |  | 0 | -0.28887 | 0 | 0 | 0.7154 | 24.9808 | 0 | 82.0762 | 37.1
8511 | 504 | 329 | 139 | 9.2 | 21.3 | 0 | 0 | 44.3913 |  | 0 | -0.28887 | 0 | 0 | 0.71321 | 4.2488 | 0 | 88.3754 | 37.4
8512 | 155 | 138 | 105 | 7.1 | 19.9 | 0 | 0 | 16.5939 |  | 0 | -0.28887 | 0 | 0 | 0.71101 | 0 | 0 | 88.3754 | 16.3051
8513 | 215 | 55 | 32 | 5.5 | 19.1 | 0 | 0 | 4.6696 |  | 0 | -0.28887 | 0 | 0 | 0.70881 | 0 | 0 | 88.3754 | 4.3808
8514 | 0 | 0 | 0 | 6 | 17.9 | 0 | 0 | 0 |  | 0 | -0.28887 | 0 | 0 | 0.70661 | 0 | 24.9811 | 50.3889 | 24.6922
8515 | 0 | 0 | 0 | 12.9 | 19.9 | 0 | 0 | 0 |  | 0 | -0.28887 | 0 | 0 | 0.70442 | 0 | 21.057 | 15.755 | 20.7681
8516 | 0 | 0 | 0 | 14.5 | 20 | 0 | 0 | 0 |  | 0 | -0.28887 | 0 | 0 | 0.70223 | 0 | 0 | 15.755 | -0.28887
8517 | 0 | 0 | 0 | 13.9 | 19.3 | 0 | 0 | 0 |  | 0 | -0.28887 | 0 | 0 | 0.70004 | 0 | 0 | 15.755 | -0.28887
8518 | 0 | 0 | 0 | 15 | 18.4 | 0 | 0 | 0 |  | 0 | -0.28887 | 0 | 0 | 0.69786 | 0 | 0 | 15.755 | -0.28887
8519 | 0 | 0 | 0 | 15.3 | 17.9 | 0 | 0 | 0 |  | 0 | -0.28887 | 0 | 0 | 0.69567 | 0 | 0 | 15.755 | -0.28887
8520 | 0 | 0 | 0 | 15.9 | 17.4 | 0 | 0 | 0 |  | 0 | -0.28887 | 0 | 0 | 0.69349 | 0 | 0 | 15.755 | -0.28887
8521 | 0 | 0 | 0 | 14.7 | 16.9 | 0 | 0 | 0 |  | 0 | -0.28887 | 0 | 0 | 0.6913 | 0 | 0 | 15.755 | -0.28887
8522 | 0 | 0 | 0 | 11 | 16.4 | 0 | 0 | 0 |  | 0 | -0.28887 | 0 | 0 | 0.68912 | 0 | 0 | 15.755 | -0.28887
8523 | 0 | 0 | 0 | 7.8 | 16.3 | 0 | 0 | 0 |  | 0 | -0.28887 | 0 | 0 | 0.68693 | 0 | 0 | 15.755 | -0.28887
8524 | 0 | 0 | 0 | 5.4 | 15.8 | 0 | 0 | 0 |  | 0 | -0.28887 | 0 | 0 | 0.68475 | 0 | 0 | 15.755 | -0.28887
8525 | 0 | 0 | 0 | 7.5 | 16.1 | 0 | 0 | 0 |  | 0 | -0.28887 | 0 | 0 | 0.68258 | 0 | 0 | 15.755 | -0.28887
8526 | 0 | 0 | 0 | 12.8 | 17.2 | 0 | 0 | 0 |  | 0 | -0.28887 | 0 | 0 | 0.68041 | 0 | 0 | 15.755 | -0.28887
8527 | 0 | 0 | 0 | 10.3 | 17.1 | 0 | 0 | 0 |  | 0 | -0.28887 | 0 | 0 | 0.67824 | 0 | 0 | 15.755 | -0.28887
8528 | 166 | 23 | 10 | 9.4 | 16.7 | 0 | 0 | 0.90526 |  | 0 | -0.28887 | 0 | 0 | 0.67608 | 0 | 3.3136 | 10.4156 | 3.93
8529 | 673 | 166 | 33 | 9.2 | 17.5 | 29.1567 | 0 | 29.784 |  | 0 | -1.3098 | 29.1726 | 0 | 2.5734 | 0 | 0 | 10.4156 | 28.4742
8530 | 840 | 323 | 45 | 9.2 | 18.2 | 188.8217 | 0 | 53.8074 |  | 0 | -1.5711 | 188.9244 | 0 | 16.1647 | 0 | 0 | 10.4156 | 36.8
8531 | 910 | 443 | 50 | 8.7 | 19.4 | 236.5478 | 0 | 66.4314 |  | 0 | -1.8576 | 236.676 | 0 | 33.8775 | 0 | 0 | 10.4156 | 37.2
8532 | 936 | 510 | 53 | 9 | 20.2 | 253.7895 | 0 | 72.8592 |  | 0 | -1.9943 | 253.9263 | 0 | 53.0368 | 0 | 0 | 10.4156 | 36.6
8533 | 945 | 520 | 52 | 9.8 | 20.8 | 255.9798 | 0 | 73.9149 |  | 0 | -2.0128 | 256.1168 | 0 | 72.4089 | 2.331 | 0 | 14.3346 | 34.8
8534 | 928 | 469 | 49 | 12.4 | 21.1 | 239.2128 | 0 | 69.2017 |  | 0 | -1.8759 | 239.3394 | 0 | 90.5241 | 24.9647 | 0 | 52.7232 | 33.7
8535 | 867 | 359 | 45 | 11.2 | 21.6 | 200.7725 | 0 | 57.33 |  | 127.4499 | 23.0239 | 73.412 | 0 | 95.8697 | 21.5491 | 0 | 84.7194 | 34.1
8536 | 727 | 207 | 36 | 10.4 | 21.1 | 120.6392 | 0 | 37.7369 |  | 132.2133 | 50.1505 | 0 | 11.5394 | 94.8312 | 2.3875 | 0 | 88.3866 | 36.8
8537 | 313 | 49 | 16 | 10 | 19.5 | 0 | 0 | 4.4952 |  | 85.3322 | 30.3832 | 0 | 85.3487 | 88.2479 | 0 | 3.0669 | 84.1972 | 37.8
8538 | 0 | 0 | 0 | 10.4 | 18.3 | 0 | 0 | 0 |  | 85.3318 | 30.6517 | 0 | 85.3486 | 81.664 | 0 | 9.2543 | 70.2661 | 39
8539 | 0 | 0 | 0 | 11.1 | 17.9 | 0 | 0 | 0 |  | 85.3318 | 30.7039 | 0 | 85.3488 | 75.0798 | 0 | 9.4225 | 55.8098 | 39.2
8540 | 0 | 0 | 0 | 11.3 | 17.5 | 0 | 0 | 0 |  | 85.3317 | 30.7533 | 0 | 85.3491 | 68.4956 | 0 | 7.69 | 43.8978 | 37.5
8541 | 0 | 0 | 0 | 11.2 | 17 | 0 | 0 | 0 |  | 85.3316 | 30.8134 | 0 | 85.3493 | 61.9111 | 0 | 0 | 43.8978 | 30.8134
8542 | 0 | 0 | 0 | 11.9 | 16.4 | 0 | 0 | 0 |  | 85.3316 | 30.8819 | 0 | 85.3498 | 55.3264 | 0 | 1.7136 | 41.409 | 31.6
8543 | 0 | 0 | 0 | 10.1 | 16.5 | 0 | 0 | 0 |  | 83.9096 | 30.2467 | 0 | 83.9279 | 48.8553 | 2.276e-09 | 0 | 41.409 | 29.3
8544 | 0 | 0 | 0 | 9.8 | 16.5 | 0 | 0 | 0 |  | 26.3868 | 6.9728 | 0 | 26.3927 | 46.8756 | 0 | 0 | 41.409 | 6.9728
8545 | 0 | 0 | 0 | 8.4 | 16.3 | 0 | 0 | 0 |  | 25.49 | 5.6907 | 0 | 25.4958 | 44.9633 | 0 | 0 | 41.409 | 5.6907
8546 | 0 | 0 | 0 | 8.3 | 16.2 | 0 | 0 | 0 |  | 25.49 | 5.7565 | 0 | 25.496 | 43.0511 | 0 | 0 | 41.409 | 5.7565
8547 | 0 | 0 | 0 | 3.5 | 14.4 | 0 | 0 | 0 |  | 25.4901 | 5.4334 | 0 | 25.4963 | 41.1389 | 0 | 0 | 41.409 | 5.4334
8548 | 0 | 0 | 0 | 2.3 | 12.1 | 0 | 0 | 0 |  | 87.3567 | 31.9202 | 0 | 87.3782 | 34.3935 | 2.1352e-09 | 0 | 41.409 | 30.9
8549 | 0 | 0 | 0 | 2.4 | 12.4 | 0 | 0 | 0 |  | 95.7329 | 35.5593 | 0 | 95.7572 | 26.9801 | 0 | 0.79253 | 40.3664 | 35.1
8550 | 0 | 0 | 0 | 2.5 | 12.2 | 0 | 0 | 0 |  | 95.7328 | 35.5524 | 0 | 95.758 | 19.5679 | 0 | 4.0737 | 33.8873 | 38.4
8551 | 0 | 0 | 0 | 1.7 | 11.2 | 0 | 0 | 0 |  | 95.7341 | 35.625 | 0 | 95.7604 | 12.1549 | 0 | 6.6061 | 23.1488 | 41
8552 | 183 | 25 | 11 | 1.8 | 12.4 | 0 | 0 | 0.99268 |  | 95.7338 | 35.4872 | 0 | 95.7615 | 4.7488 | 0 | 6.5772 | 11.9256 | 41.9
8553 | 695 | 180 | 44 | 1.4 | 16.4 | 41.2293 | 0 | 31.0041 |  | 38.9895 | 10.3457 | 25.9337 | 23.6808 | 4.9347 | 0 | 0 | 11.9256 | 41.3498
8554 | 839 | 331 | 52 | 1.1 | 20.4 | 196.9879 | 0 | 51.1867 |  | 28.9386 | 6.1387 | 168.1625 | 0 | 17.7758 | 0 | 0 | 11.9256 | 41
8555 | 901 | 467 | 76 | 3.1 | 21.1 | 240.7423 | 0 | 66.1816 |  | 28.9387 | 5.7971 | 211.9453 | 0 | 34.0138 | 0 | 0 | 11.9256 | 41.1
8556 | 930 | 513 | 57 | 2.2 | 21.7 | 259.9672 | 0 | 68.9695 |  | 28.9387 | 5.7937 | 231.1821 | 0 | 51.7219 | 0 | 0 | 11.9256 | 40.2
8557 | 866 | 500 | 68 | 3.2 | 20.9 | 240.5026 | 0 | 67.5573 |  | 28.9387 | 5.9073 | 211.705 | 0 | 67.9232 | 9.5917 | 0 | 27.3096 | 39
8558 | 847 | 450 | 64 | 3.5 | 21.1 | 227.041 | 0 | 63.1205 |  | 28.9387 | 5.972 | 198.2326 | 0 | 83.067 | 24.9719 | 0 | 65.2573 | 38.6
8559 | 772 | 339 | 57 | 3.9 | 20.9 | 185.0865 | 0 | 52.4051 |  | 28.9387 | 6.2659 | 156.2482 | 0 | 94.974 | 16.6982 | 0 | 90 | 39
8560 | 666 | 202 | 44 | 3.6 | 20.3 | 92.3798 | 14.3425 | 35.7883 |  | 28.9401 | 6.7639 | 63.4233 | 0 | 99.795 | 0 | 0 | 90 | 41.1
8561 | 286 | 49 | 19 | 2.3 | 18 | 0 | 0 | 4.6795 |  | 91.5996 | 33.6846 | 0 | 91.604 | 92.7143 | 0 | 4.426 | 83.8783 | 41.4
8562 | 0 | 0 | 0 | 2.1 | 15.2 | 0 | 0 | 0 |  | 91.5996 | 34.0997 | 0 | 91.6042 | 85.6313 | 0 | 9.0918 | 70.1226 | 41.6
8563 | 0 | 0 | 0 | 0.5 | 12.9 | 0 | 0 | 0 |  | 91.5979 | 34.1447 | 0 | 91.6028 | 78.5495 | 0 | 8.6881 | 56.7792 | 41.3
8564 | 0 | 0 | 0 | 1 | 11.4 | 0 | 0 | 0 |  | 91.5981 | 34.2229 | 0 | 91.6034 | 71.4671 | 0 | 6.3302 | 47.0035 | 39
8565 | 0 | 0 | 0 | 1 | 10.9 | 0 | 0 | 0 |  | 91.5997 | 34.1749 | 0 | 91.6053 | 64.3837 | 0 | 2.867 | 42.6203 | 35.6
8566 | 0 | 0 | 0 | 0.7 | 9.1 | 0 | 0 | 0 |  | 90.5147 | 33.6889 | 0 | 90.5207 | 57.3869 | 8.5402e-10 | 0 | 42.6203 | 32.4
8567 | 0 | 0 | 0 | 1.2 | 9.5 | 0 | 0 | 0 |  | 83.4594 | 30.5093 | 0 | 83.4653 | 50.9536 | 1.995e-09 | 0 | 42.6203 | 29.5
8568 | 0 | 0 | 0 | 1.3 | 10 | 0 | 0 | 0 |  | 25.4902 | 5.7867 | 0 | 25.4921 | 49.0416 | 0 | 0 | 42.6203 | 5.7867
8569 | 0 | 0 | 0 | 1.5 | 8.7 | 0 | 0 | 0 |  | 25.4902 | 5.7877 | 0 | 25.4922 | 47.1296 | 0 | 0 | 42.6203 | 5.7877
8570 | 0 | 0 | 0 | 0.9 | 8.9 | 0 | 0 | 0 |  | 25.4902 | 5.7812 | 0 | 25.4924 | 45.2177 | 0 | 0 | 42.6203 | 5.7812
8571 | 0 | 0 | 0 | 1.2 | 9.4 | 0 | 0 | 0 |  | 25.4902 | 5.7731 | 0 | 25.4925 | 43.3061 | 0 | 0 | 42.6203 | 5.7731
8572 | 0 | 0 | 0 | 2.7 | 11.5 | 0 | 0 | 0 |  | 82.157 | 29.8574 | 0 | 82.1652 | 36.9783 | 1.4212e-09 | 0 | 42.6203 | 28.8
8573 | 0 | 0 | 0 | 1.5 | 9.3 | 0 | 0 | 0 |  | 87.0251 | 32.0265 | 0 | 87.0344 | 30.2615 | 0 | 1.033 | 41.2649 | 32
8574 | 0 | 0 | 0 | 1.8 | 9.9 | 0 | 0 | 0 |  | 87.0251 | 32.0036 | 0 | 87.0351 | 23.5456 | 0 | 3.7272 | 35.3483 | 34.7
8575 | 0 | 0 | 0 | 1.8 | 10.3 | 0 | 0 | 0 |  | 87.0251 | 31.9775 | 0 | 87.0359 | 16.8311 | 0 | 6.7581 | 24.3957 | 37.7
8576 | 128 | 22 | 12 | 2.5 | 11.7 | 0 | 0 | 0.86768 |  | 87.0241 | 32.0699 | 0 | 87.0361 | 10.1193 | 0 | 7.227 | 12.0743 | 38.9
8577 | 538 | 148 | 37 | 1.7 | 12.9 | 12.1699 | -5.22e-07 | 24.9813 |  | 46.9924 | 13.9916 | 4.6408 | 39.4633 | 7.4911 | 0 | 0 | 12.0743 | 38.9
8578 | 747 | 304 | 53 | 1.4 | 16.2 | 172.8822 | 0 | 47.996 |  | 25.49 | 4.5491 | 147.4914 | 0 | 18.7428 | 0 | 0 | 12.0743 | 37.8
8579 | 763 | 398 | 70 | 1.9 | 18.4 | 201.4397 | 0 | 57.1376 |  | 25.4902 | 5.0484 | 176.0656 | 0 | 32.1887 | 0 | 0 | 12.0743 | 37.4
8580 | 917 | 523 | 72 | 2.3 | 20.1 | 255.9529 | 0 | 69.9674 |  | 25.4902 | 4.3628 | 230.6094 | 0 | 49.7867 | 0 | 0 | 12.0743 | 36.1
8581 | 947 | 534 | 63 | 1.9 | 21 | 265.9109 | 0 | 70.8312 |  | 25.4902 | 4.5403 | 240.5704 | 0 | 68.1267 | 6.2332 | 0 | 22.2222 | 34.7
8582 | 860 | 454 | 61 | 2.3 | 21.4 | 231.9936 | 0 | 62.7406 |  | 25.4902 | 4.7502 | 206.6293 | 0 | 83.8576 | 24.9693 | 0 | 60.3472 | 34
8583 | 785 | 357 | 70 | 2.4 | 21.5 | 190.252 | 0 | 53.4746 |  | 25.4902 | 4.9819 | 164.8574 | 0 | 96.3792 | 20.0199 | 0 | 90 | 34.6
8584 | 256 | 120 | 55 | 2.2 | 19.8 | 0 | 0 | 17.8759 |  | 61.2621 | 20.8287 | 0 | 61.2645 | 91.6984 | 0 | 0 | 90 | 37.8
8585 | 192 | 39 | 20 | 1.6 | 17.5 | 0 | 0 | 3.9325 |  | 76.1726 | 27.3177 | 0 | 76.1759 | 85.8427 | 0 | 8.0669 | 78.2536 | 38.1
8586 | 0 | 0 | 0 | 2.1 | 14.7 | 0 | 0 | 0 |  | 76.1704 | 27.2533 | 0 | 76.174 | 79.9881 | 0 | 10.4421 | 62.3811 | 36.7
8587 | 0 | 0 | 0 | 0.9 | 11.9 | 0 | 0 | 0 |  | 76.1714 | 27.515 | 0 | 76.1753 | 74.1328 | 0 | 8.0507 | 50.0113 | 34.4
8588 | 0 | 0 | 0 | 1.2 | 10.8 | 0 | 0 | 0 |  | 76.1719 | 27.3252 | 0 | 76.176 | 68.2772 | 0 | 4.867 | 42.5167 | 31.3
8589 | 0 | 0 | 0 | 2.5 | 12.6 | 0 | 0 | 0 |  | 76.1714 | 27.4405 | 0 | 76.1759 | 62.4223 | 0 | 3.6758 | 36.8363 | 30
8590 | 0 | 0 | 0 | 1.7 | 10.8 | 0 | 0 | 0 |  | 76.1719 | 27.3028 | 0 | 76.1767 | 56.567 | 0 | 2.7682 | 32.5242 | 29.2
8591 | 0 | 0 | 0 | 2.9 | 11 | 0 | 0 | 0 |  | 76.1719 | 27.2891 | 0 | 76.1771 | 50.7119 | 0 | 1.396 | 30.3514 | 27.8
8592 | 0 | 0 | 0 | 2.2 | 10.8 | 0 | 0 | 0 |  | 75.374 | 26.9217 | 0 | 75.3795 | 44.9205 | 2.764e-07 | 0 | 30.3514 | 26.1
8593 | 0 | 0 | 0 | 2.9 | 11.9 | 0 | 0 | 0 |  | 72.1491 | 25.8341 | 0 | 72.1548 | 39.3837 | 0 | 0 | 30.3514 | 24.7
8594 | 0 | 0 | 0 | 2.3 | 10.8 | 0 | 0 | 0 |  | 52.075 | 16.8359 | 0 | 52.0795 | 35.4263 | 0 | 0 | 30.3514 | 16.8359
8595 | 0 | 0 | 0 | 2.8 | 12.4 | 0 | 0 | 0 |  | 52.0751 | 16.9424 | 0 | 52.08 | 31.4692 | 0 | 0 | 30.3514 | 16.9424
8596 | 0 | 0 | 0 | 2.2 | 9.7 | 0 | 0 | 0 |  | 70.0735 | 24.5555 | 0 | 70.0806 | 26.0971 | 0 | 0.39683 | 29.8129 | 24.4
8597 | 0 | 0 | 0 | 2.3 | 10.4 | 0 | 0 | 0 |  | 70.0735 | 24.5281 | 0 | 70.0812 | 20.7259 | 0 | 1.1324 | 28.0001 | 25.1
8598 | 0 | 0 | 0 | 1.8 | 10.7 | 0 | 0 | 0 |  | 70.0735 | 24.4982 | 0 | 70.082 | 15.356 | 0 | 1.4605 | 25.6463 | 25.4
8599 | 0 | 0 | 0 | 2.1 | 10.7 | 0 | 0 | 0 |  | 70.0735 | 24.4633 | 0 | 70.0829 | 9.9882 | 0 | 3.3545 | 20.1496 | 27.3
8600 | 118 | 19 | 9 | 2.1 | 10.6 | 0 | 0 | 0.68648 |  | 70.0735 | 24.4188 | 0 | 70.0841 | 4.6238 | 0 | 5.3454 | 10.951 | 30
8601 | 613 | 154 | 33 | 1 | 12.6 | 25.2735 | 1.05e-06 | 27.1319 |  | 25.4901 | 4.8383 | 18.0479 | 18.2549 | 4.6313 | 0 | 0 | 10.951 | 31.6
8602 | 851 | 330 | 48 | 1.5 | 15.8 | 199.4274 | 0 | 52.6134 |  | 25.49 | 4.0113 | 174.0448 | 0 | 17.8389 | 0 | 0 | 10.951 | 32
8603 | 921 | 453 | 54 | 1.8 | 18.5 | 247.3291 | 0 | 64.34 |  | 25.4902 | 4.741 | 221.9718 | 0 | 34.7143 | 0 | 0 | 10.951 | 31.8
8604 | 943 | 536 | 73 | 2 | 20.6 | 263.9791 | 0 | 71.1002 |  | 25.4902 | 4.6429 | 238.6279 | 0 | 52.8509 | 0 | 0 | 10.951 | 30.8
8605 | 918 | 561 | 103 | 2.4 | 21.3 | 256.9939 | 0 | 73.2815 |  | 25.4902 | 4.5771 | 231.6346 | 0 | 70.4402 | 1.9486 | 0 | 14.2351 | 28.6
8606 | 781 | 437 | 78 | 2.4 | 21.7 | 208.9748 | 0 | 59.9972 |  | 25.4902 | 4.8434 | 183.3821 | 0 | 84.3478 | 24.9647 | 0 | 52.6325 | 28
8607 | 633 | 337 | 105 | 2.2 | 21.6 | 149.9392 | 0 | 48.0838 |  | 25.4902 | 5.138 | 124.5133 | 0 | 93.7727 | 23.7332 | 0 | 87.7972 | 28.7
8608 | 480 | 203 | 81 | 1.9 | 21 | 80.6293 | 0 | 30.4953 |  | 25.4902 | 5.4684 | 55.1664 | 0 | 97.9378 | 0.2445 | 0 | 88.1841 | 31.8
8609 | 253 | 61 | 35 | 2.2 | 17.4 | 0 | 0 | 5.7709 |  | 77.2166 | 27.6976 | 0 | 77.2197 | 91.9992 | 0 | 0.9035 | 87.3449 | 33.2
8610 | 0 | 0 | 0 | 0.6 | 14.2 | 0 | 0 | 0 |  | 77.2142 | 27.7517 | 0 | 77.2176 | 86.0617 | 0 | 7.6984 | 75.8914 | 34.4
8611 | 0 | 0 | 0 | 2.2 | 13.6 | 0 | 0 | 0 |  | 77.2143 | 27.8076 | 0 | 77.2179 | 80.1241 | 0 | 8.0769 | 63.6077 | 34.8
8612 | 0 | 0 | 0 | 2 | 12.4 | 0 | 0 | 0 |  | 77.2154 | 27.9065 | 0 | 77.2193 | 74.1862 | 0 | 7.1409 | 52.6372 | 33.9
8613 | 0 | 0 | 0 | 2.5 | 13 | 0 | 0 | 0 |  | 77.2154 | 27.8456 | 0 | 77.2196 | 68.2487 | 0 | 4.4561 | 45.7894 | 31.2
8614 | 0 | 0 | 0 | 1.1 | 11.1 | 0 | 0 | 0 |  | 77.2159 | 27.7778 | 0 | 77.2203 | 62.3103 | 0 | 1.5757 | 43.4197 | 28.4
8615 | 0 | 0 | 0 | 0.8 | 9.1 | 0 | 0 | 0 |  | 75.4256 | 26.9812 | 0 | 75.4303 | 56.5142 | 0 | 0 | 43.4197 | 26.2
8616 | 0 | 0 | 0 | 0.8 | 9.4 | 0 | 0 | 0 |  | 25.4902 | 5.7976 | 0 | 25.4919 | 54.6018 | 0 | 0 | 43.4197 | 5.7976
8617 | 0 | 0 | 0 | 0.8 | 8.2 | 0 | 0 | 0 |  | 25.4902 | 5.7986 | 0 | 25.492 | 52.6895 | 0 | 0 | 43.4197 | 5.7986
8618 | 0 | 0 | 0 | 1.2 | 8.9 | 0 | 0 | 0 |  | 25.4902 | 5.7902 | 0 | 25.4921 | 50.7773 | 0 | 0 | 43.4197 | 5.7902
8619 | 0 | 0 | 0 | 2.1 | 11 | 0 | 0 | 0 |  | 25.4902 | 5.7749 | 0 | 25.4923 | 48.8653 | 0 | 0 | 43.4197 | 5.7749
8620 | 0 | 0 | 0 | 1.7 | 10.6 | 0 | 0 | 0 |  | 25.4902 | 5.7715 | 0 | 25.4924 | 46.9534 | 0 | 0 | 43.4197 | 5.7715
8621 | 0 | 0 | 0 | 2.4 | 12.5 | 0 | 0 | 0 |  | 25.4902 | 5.955 | 0 | 25.4926 | 45.0414 | 0 | 0 | 43.4197 | 5.955
8622 | 0 | 0 | 0 | 3 | 13.5 | 0 | 0 | 0 |  | 84.6564 | 31.0339 | 0 | 84.6649 | 38.5136 | 0 | 4.2454 | 36.9111 | 34
8623 | 0 | 0 | 0 | 2.3 | 12.5 | 0 | 0 | 0 |  | 84.6563 | 31.0947 | 0 | 84.6654 | 31.9859 | 0 | 7.0957 | 25.4368 | 36.9
8624 | 132 | 28 | 18 | 2.5 | 12.4 | 0 | 0 | 1.1204 |  | 84.6563 | 31.0814 | 0 | 84.666 | 25.4589 | 0 | 7.8644 | 12.0247 | 38.8
8625 | 379 | 149 | 80 | 2 | 15.4 | 0 | 0 | 22.5442 |  | 52.6365 | 17.402 | 0 | 52.6431 | 21.4592 | 0 | 0 | 12.0247 | 39.2
8626 | 476 | 266 | 103 | 0.7 | 18.6 | 39.0357 | 1.58e-06 | 36.7631 |  | 25.4902 | 5.2644 | 29.3716 | 15.8095 | 22.5046 | 0 | 0 | 12.0247 | 39
8627 | 800 | 430 | 81 | 0.6 | 21.8 | 212.461 | 0 | 57.6114 |  | 25.4902 | 4.7315 | 187.0746 | 0 | 36.6809 | 0 | 0 | 12.0247 | 39.2
8628 | 848 | 509 | 91 | 0.4 | 23.7 | 235.8817 | 0 | 63.5804 |  | 25.4902 | 4.4066 | 210.2617 | 0 | 52.6134 | 0 | 0 | 12.0247 | 38.2
8629 | 754 | 505 | 126 | 0.5 | 24.4 | 208.2859 | 0 | 61.6084 |  | 25.4902 | 4.3436 | 182.8805 | 0 | 66.4638 | 19.4627 | 0 | 42.3633 | 36.5
8630 | 577 | 423 | 154 | 2.6 | 23.7 | 149.1609 | 0 | 52.9774 |  | 25.4902 | 4.8741 | 123.7342 | 0 | 75.8276 | 21.4745 | 0 | 74.6483 | 35.8
8631 | 544 | 344 | 139 | 2.3 | 23.4 | 126.2372 | 0 | 45.2704 |  | 25.4902 | 5.021 | 100.7956 | 0 | 83.4445 | 9.7682 | 0 | 89.2832 | 36.5
8632 | 369 | 201 | 109 | 1.5 | 21.9 | 0 | 0 | 27.7103 |  | 25.4902 | 6.0844 | 0 | 25.4917 | 81.5316 | 0 | 5.7712 | 80.8194 | 39
8633 | 133 | 55 | 39 | 0.8 | 19.1 | 0 | 0 | 4.8448 |  | 81.508 | 29.2253 | 0 | 81.513 | 75.2542 | 0 | 6.726 | 70.7614 | 39.7
8634 | 0 | 0 | 0 | 1 | 16.5 | 0 | 0 | 0 |  | 81.5078 | 29.6266 | 0 | 81.5131 | 68.9753 | 0 | 11.9599 | 52.3305 | 40.3
8635 | 0 | 0 | 0 | 1 | 14.1 | 0 | 0 | 0 |  | 81.5064 | 29.7452 | 0 | 81.512 | 62.6969 | 0 | 11.5382 | 34.1791 | 40
8636 | 0 | 0 | 0 | 1.8 | 13.3 | 0 | 0 | 0 |  | 81.5189 | 29.5835 | 0 | 81.5249 | 56.4183 | 0 | 9.3045 | 19.0626 | 37.8
8637 | 0 | 0 | 0 | 2.6 | 12.5 | 0 | 0 | 0 |  | 67.7863 | 23.5961 | 0 | 67.7916 | 51.2246 | 0 | 0 | 19.0626 | 23.5961
8638 | 0 | 0 | 0 | 3.4 | 12.4 | 0 | 0 | 0 |  | 25.4902 | 5.983 | 0 | 25.4923 | 49.3124 | 0 | 0 | 19.0626 | 5.983
8639 | 0 | 0 | 0 | 4.4 | 12.2 | 0 | 0 | 0 |  | 25.4902 | 6.0064 | 0 | 25.4925 | 47.4003 | 0 | 0 | 19.0626 | 6.0064
8640 | 0 | 0 | 0 | 4.2 | 11.9 | 0 | 0 | 0 |  | 25.4902 | 6.0413 | 0 | 25.4926 | 45.4883 | 0 | 0 | 19.0626 | 6.0413
8641 | 0 | 0 | 0 | 3.3 | 11.7 | 0 | 0 | 0 |  | 25.4902 | 6.0601 | 0 | 25.4928 | 43.5765 | 0 | 0 | 19.0626 | 6.0601
8642 | 0 | 0 | 0 | 3.2 | 11.2 | 0 | 0 | 0 |  | 25.4902 | 5.7511 | 0 | 25.4929 | 41.6649 | 0 | 0 | 19.0626 | 5.7511
8643 | 0 | 0 | 0 | 2.1 | 10.6 | 0 | 0 | 0 |  | 25.4902 | 5.748 | 0 | 25.493 | 39.7535 | 0 | 0 | 19.0626 | 5.748
8644 | 0 | 0 | 0 | 1.9 | 10.7 | 0 | 0 | 0 |  | 25.4902 | 5.7411 | 0 | 25.4932 | 37.8423 | 0 | 0 | 19.0626 | 5.7411
8645 | 0 | 0 | 0 | 2.4 | 10.3 | 0 | 0 | 0 |  | 71.3333 | 25.032 | 0 | 71.3423 | 32.3697 | 0 | 0 | 19.0626 | 25.032
8646 | 0 | 0 | 0 | 2.2 | 10.2 | 0 | 0 | 0 |  | 103.4953 | 39.5281 | 0 | 103.5092 | 24.3306 | 2.0581e-06 | 0 | 19.2721 | 37.7
8647 | 0 | 0 | 0 | 3.2 | 10.4 | 0 | 0 | 0 |  | 105.4182 | 40.4146 | 0 | 105.4334 | 16.1379 | 0 | 2.2305 | 15.5483 | 40.7
8648 | 24 | 12 | 10 | 2.4 | 9.8 | 0 | 0 | 0.49496 |  | 105.4182 | 40.3958 | 0 | 105.4348 | 7.9483 | 0 | 2.9713 | 10.4118 | 42
8649 | 231 | 100 | 53 | 2.6 | 11 | 0 | 0 | 14.8229 |  | 78.3113 | 27.9591 | 0 | 78.3251 | 1.9354 | 0 | 0 | 10.4118 | 42.1
8650 | 629 | 286 | 76 | 3.2 | 13.7 | 77.0364 | 0 | 45.0275 |  | 25.4901 | 4.4874 | 63.1253 | 11.5423 | 5.8374 | 0 | 0 | 10.4118 | 41.6
8651 | 759 | 415 | 86 | 3.6 | 15.2 | 198.7442 | 0 | 59.9139 |  | 25.4902 | 4.0606 | 173.3566 | 0 | 18.9794 | 0 | 0 | 10.4118 | 41.6
8652 | 810 | 493 | 93 | 4 | 16 | 222.2034 | 0 | 67.8762 |  | 25.49 | 4.0795 | 196.8268 | 0 | 33.9205 | 0 | 0 | 10.4118 | 40.4
8653 | 832 | 509 | 91 | 4.1 | 17.4 | 229.5413 | 0 | 69.4885 |  | 25.4902 | 5.0878 | 204.1654 | 0 | 49.4137 | 10.8972 | 0 | 27.8482 | 38.9
8654 | 795 | 454 | 88 | 4.2 | 18.3 | 211.6093 | 0 | 63.6949 |  | 25.4902 | 5.0572 | 186.0107 | 0 | 63.5189 | 24.9722 | 0 | 65.7695 | 38.3
8655 | 715 | 353 | 86 | 4.6 | 18.7 | 170.2633 | 0 | 52.913 |  | 25.4902 | 5.1942 | 144.8869 | 0 | 74.4953 | 16.3482 | 0 | 90 | 38.9
8656 | 474 | 196 | 76 | 4.6 | 17.7 | 77.6688 | 0 | 30.8973 |  | 25.4902 | 5.6654 | 52.2105 | 0 | 78.4523 | 0 | 5.588 | 81.7324 | 41.4
8657 | 74 | 41 | 31 | 3.5 | 15.4 | 0 | 0 | 3.6084 |  | 90.2776 | 33.4501 | 0 | 90.2815 | 71.4752 | 0 | 6.4382 | 72.2227 | 42
8658 | 0 | 0 | 0 | 3 | 13.1 | 0 | 0 | 0 |  | 90.2756 | 33.5834 | 0 | 90.2799 | 64.4991 | 0 | 10.1331 | 56.7503 | 42.2
8659 | 0 | 0 | 0 | 2.5 | 12.6 | 0 | 0 | 0 |  | 90.2755 | 33.608 | 0 | 90.2802 | 57.5231 | 0 | 9.6148 | 41.8113 | 41.7
8660 | 0 | 0 | 0 | 3 | 12.5 | 0 | 0 | 0 |  | 90.2755 | 33.6025 | 0 | 90.2807 | 50.5473 | 0 | 7.2074 | 30.4513 | 39.3
8661 | 0 | 0 | 0 | 3.2 | 12.6 | 0 | 0 | 0 |  | 90.2755 | 33.5824 | 0 | 90.2812 | 43.5719 | 0 | 4.019 | 24.0503 | 36.1
8662 | 0 | 0 | 0 | 2.4 | 11.6 | 0 | 0 | 0 |  | 90.2755 | 33.6255 | 0 | 90.2816 | 36.5967 | 0 | 1.2895 | 22.0194 | 33.4
8663 | 0 | 0 | 0 | 2.2 | 10.3 | 0 | 0 | 0 |  | 51.2235 | 16.4958 | 0 | 51.2274 | 32.7065 | 0 | 0 | 22.0194 | 16.4958
8664 | 0 | 0 | 0 | 1.3 | 9.1 | 0 | 0 | 0 |  | 25.4902 | 5.7842 | 0 | 25.4923 | 30.7962 | 0 | 0 | 22.0194 | 5.7842
8665 | 0 | 0 | 0 | 2.3 | 9.6 | 0 | 0 | 0 |  | 25.4902 | 5.7739 | 0 | 25.4925 | 28.8862 | 0 | 0 | 22.0194 | 5.7739
8666 | 0 | 0 | 0 | 2.2 | 9.6 | 0 | 0 | 0 |  | 25.4902 | 5.7658 | 0 | 25.4927 | 26.9765 | 0 | 0 | 22.0194 | 5.7658
8667 | 0 | 0 | 0 | 3.1 | 10.1 | 0 | 0 | 0 |  | 25.4902 | 5.7547 | 0 | 25.4929 | 25.0671 | 0 | 0 | 22.0194 | 5.7547
8668 | 0 | 0 | 0 | 2.1 | 8.7 | 0 | 0 | 0 |  | 25.4902 | 5.7524 | 0 | 25.4932 | 23.158 | 0 | 0 | 22.0194 | 5.7524
8669 | 0 | 0 | 0 | 1.7 | 8.8 | 0 | 0 | 0 |  | 25.4902 | 5.7422 | 0 | 25.4934 | 21.2494 | 0 | 0 | 22.0194 | 5.7422
8670 | 0 | 0 | 0 | 1.8 | 7.4 | 0 | 0 | 0 |  | 27.2503 | 6.4333 | 0 | 27.2541 | 19.2087 | 0 | 0 | 22.0194 | 6.4333
8671 | 0 | 0 | 0 | 2.1 | 8.1 | 0 | 0 | 0 |  | 93.9577 | 35.0739 | 0 | 93.9719 | 11.9406 | 0 | 2.577 | 17.8842 | 36.4
8672 | 138 | 20 | 10 | 2.2 | 8.3 | 0 | 0 | 0.74127 |  | 93.9577 | 35.0388 | 0 | 93.9734 | 4.6765 | 0 | 4.3256 | 10.4042 | 38.9
8673 | 626 | 157 | 36 | 2.2 | 10.8 | 0 | 0 | 28.0007 |  | 39.227 | 11.1802 | 0 | 39.2345 | 1.7342 | 0 | 0 | 10.4042 | 39.1809
8674 | 801 | 315 | 50 | 1.9 | 13.5 | 122.0643 | 0 | 50.7376 |  | 25.4901 | 4.3387 | 105.3791 | 8.7451 | 9.03 | 0 | 0 | 10.4042 | 38.9
8675 | 888 | 440 | 56 | 3.1 | 15.3 | 236.5675 | 0 | 64.3982 |  | 25.4902 | 3.8139 | 211.1976 | 0 | 25.0401 | 0 | 0 | 10.4042 | 38.9
8676 | 923 | 512 | 58 | 3.1 | 16.3 | 257.1607 | 0 | 70.9537 |  | 25.49 | 3.9605 | 231.7992 | 0 | 42.6244 | 0 | 0 | 10.4042 | 38.2
8677 | 935 | 526 | 57 | 1.4 | 17.4 | 262.8343 | 0 | 69.952 |  | 25.4902 | 4.8287 | 237.4712 | 0 | 60.629 | 0 | 0 | 10.4042 | 36.6
8678 | 914 | 475 | 55 | 1 | 18.9 | 249.0003 | 0 | 64.5687 |  | 25.4902 | 4.6949 | 223.6244 | 0 | 77.566 | 16.8854 | 0 | 36.9402 | 35.7
8679 | 857 | 369 | 50 | 0.9 | 19.8 | 211.7077 | 0 | 54.5017 |  | 25.4902 | 4.7832 | 186.3061 | 0 | 91.6535 | 22.4839 | 0 | 70.8772 | 36
8680 | 709 | 216 | 42 | 4.1 | 17.4 | 129.2351 | 0 | 39.2239 |  | 49.7174 | 15.1029 | 79.5649 | 0 | 97.6309 | 12.5743 | 0 | 89.6333 | 38.8
8681 | 313 | 56 | 20 | 5 | 13.2 | 0 | 0 | 6.1957 |  | 87.8359 | 32.4838 | 0 | 87.8392 | 90.8484 | 0 | 2.7407 | 85.7607 | 40
8682 | 0 | 0 | 0 | 4.1 | 10.2 | 0 | 0 | 0 |  | 87.8367 | 32.5462 | 0 | 87.8403 | 84.0649 | 0 | 9.52 | 71.4452 | 40.8
8683 | 0 | 0 | 0 | 4.1 | 9.2 | 0 | 0 | 0 |  | 87.8367 | 32.5425 | 0 | 87.8406 | 77.2814 | 0 | 9.292 | 57.2095 | 40.6
8684 | 0 | 0 | 0 | 3.4 | 8.7 | 0 | 0 | 0 |  | 87.8367 | 32.5357 | 0 | 87.8409 | 70.498 | 0 | 7.4887 | 45.6363 | 38.8
8685 | 0 | 0 | 0 | 3.1 | 9 | 0 | 0 | 0 |  | 87.8367 | 32.5242 | 0 | 87.8413 | 63.7148 | 0 | 4.5944 | 38.5114 | 35.9
8686 | 0 | 0 | 0 | 2.9 | 8.9 | 0 | 0 | 0 |  | 87.8367 | 32.5138 | 0 | 87.8417 | 56.9319 | 0 | 1.5952 | 36.0871 | 32.9
8687 | 0 | 0 | 0 | 3.5 | 8.8 | 0 | 0 | 0 |  | 85.3983 | 31.4078 | 0 | 85.4036 | 50.3439 | 0 | 0 | 36.0871 | 30.3
8688 | 0 | 0 | 0 | 2.1 | 7.1 | 0 | 0 | 0 |  | 81.0072 | 29.4487 | 0 | 81.0126 | 44.1055 | 0 | 0 | 36.0871 | 28.5
8689 | 0 | 0 | 0 | 2 | 6.7 | 0 | 0 | 0 |  | 78.0814 | 28.1432 | 0 | 78.0872 | 38.0996 | 1.9173e-06 | 0 | 36.2356 | 27.3
8690 | 0 | 0 | 0 | 1.7 | 5.9 | 0 | 0 | 0 |  | 25.4902 | 5.8026 | 0 | 25.4922 | 36.1885 | 0 | 0 | 36.2356 | 5.8026
8691 | 0 | 0 | 0 | 1.8 | 6.2 | 0 | 0 | 0 |  | 25.4902 | 5.7942 | 0 | 25.4924 | 34.2776 | 0 | 0 | 36.2356 | 5.7942
8692 | 0 | 0 | 0 | 1.9 | 5.6 | 0 | 0 | 0 |  | 29.6252 | 7.4259 | 0 | 29.628 | 32.0563 | 0 | 0 | 36.2356 | 7.4259
8693 | 0 | 0 | 0 | 2 | 5.4 | 0 | 0 | 0 |  | 79.1686 | 28.5539 | 0 | 79.1767 | 25.9651 | 0 | 1.0482 | 34.6242 | 28.8
8694 | 0 | 0 | 0 | 2.2 | 5.2 | 0 | 0 | 0 |  | 79.1686 | 28.5309 | 0 | 79.1775 | 19.875 | 0 | 2.3451 | 30.8804 | 30.1
8695 | 0 | 0 | 0 | 2.6 | 5.2 | 0 | 0 | 0 |  | 79.1686 | 28.5017 | 0 | 79.1784 | 13.7865 | 0 | 4.7378 | 23.1823 | 32.5
8696 | 32 | 14 | 11 | 1.9 | 4.9 | 0 | 0 | 0.56625 |  | 79.1686 | 28.466 | 0 | 79.1795 | 7.7007 | 0 | 6.8582 | 11.4242 | 35.2
8697 | 537 | 152 | 46 | 2.1 | 7.5 | 9.6631 | 3.15e-07 | 26.1246 |  | 37.3697 | 9.5247 | 4.7476 | 32.4544 | 5.6288 | 0 | 0 | 11.4242 | 35.6493
8698 | 762 | 317 | 64 | 2 | 10.7 | 175.5493 | 0 | 50.8592 |  | 25.4902 | 4.5177 | 150.1581 | 0 | 17.0591 | 0 | 0 | 11.4242 | 36.1
8699 | 821 | 466 | 109 | 3.1 | 12.6 | 217.0849 | 0 | 66.2915 |  | 25.4902 | 4.5163 | 191.7174 | 0 | 31.6738 | 0 | 0 | 11.4242 | 36.5
8700 | 755 | 479 | 104 | 3.4 | 13 | 206.2803 | 0 | 65.9202 |  | 25.4902 | 4.5481 | 180.9052 | 0 | 45.4634 | 0 | 0 | 11.4242 | 36.3
8701 | 873 | 521 | 82 | 3.1 | 13.3 | 243.0415 | 0 | 71.9296 |  | 25.4902 | 4.236 | 217.6842 | 0 | 62.0369 | 0 | 0 | 11.4242 | 34.7
8702 | 890 | 475 | 64 | 2.7 | 14.1 | 241.2536 | 0 | 67.307 |  | 25.4902 | 4.11 | 215.8908 | 0 | 78.4522 | 22.4417 | 0 | 46.2087 | 33.9
8703 | 816 | 366 | 61 | 4.2 | 14.4 | 198.6696 | 0 | 57.227 |  | 25.4902 | 4.3201 | 173.2772 | 0 | 91.6036 | 24.9813 | 0 | 83.4265 | 34.3
8704 | 684 | 217 | 48 | 4.2 | 13.8 | 124.4469 | 0 | 39.4028 |  | 25.4763 | 4.7556 | 99.0228 | 0 | 99.0989 | 3.2932 | 0 | 88.3019 | 37.3
8705 | 305 | 57 | 22 | 3 | 12.3 | 0 | 0 | 6.7746 |  | 84.8948 | 31.3004 | 0 | 84.8982 | 92.5502 | 0 | 2.0402 | 85.7199 | 38.7
8706 | 0 | 0 | 0 | 2.2 | 10 | 0 | 0 | 0 |  | 84.8955 | 31.2212 | 0 | 84.8992 | 86.0013 | 0 | 10.0025 | 70.6778 | 40.1
8707 | 0 | 0 | 0 | 2.1 | 9.3 | 0 | 0 | 0 |  | 84.8955 | 31.2161 | 0 | 84.8995 | 79.4526 | 0 | 10.0999 | 55.178 | 40.2
8708 | 0 | 0 | 0 | 1.6 | 7.1 | 0 | 0 | 0 |  | 84.8955 | 31.2176 | 0 | 84.8998 | 72.9038 | 0 | 8.5927 | 41.841 | 38.7
8709 | 0 | 0 | 0 | 1.7 | 6.9 | 0 | 0 | 0 |  | 25.4902 | 5.8222 | 0 | 25.4915 | 70.9907 | 0 | 0 | 41.841 | 5.8222
8710 | 0 | 0 | 0 | 2.9 | 7 | 0 | 0 | 0 |  | 25.4902 | 5.8179 | 0 | 25.4917 | 69.0776 | 0 | 0 | 41.841 | 5.8179
8711 | 0 | 0 | 0 | 2.9 | 6.9 | 0 | 0 | 0 |  | 25.4902 | 5.8144 | 0 | 25.4918 | 67.1645 | 0 | 0 | 41.841 | 5.8144
8712 | 0 | 0 | 0 | 1.4 | 5.7 | 0 | 0 | 0 |  | 25.4902 | 5.8161 | 0 | 25.4919 | 65.2514 | 0 | 0 | 41.841 | 5.8161
8713 | 0 | 0 | 0 | 1.8 | 7.2 | 0 | 0 | 0 |  | 25.4902 | 5.8047 | 0 | 25.492 | 63.3385 | 0 | 0 | 41.841 | 5.8047
8714 | 0 | 0 | 0 | 1.6 | 8.4 | 0 | 0 | 0 |  | 25.4902 | 5.7946 | 0 | 25.4921 | 61.4257 | 0 | 0 | 41.841 | 5.7946
8715 | 0 | 0 | 0 | 2.3 | 8.7 | 0 | 0 | 0 |  | 25.4902 | 5.7888 | 0 | 25.4922 | 59.513 | 0 | 0 | 41.841 | 5.7888
8716 | 0 | 0 | 0 | 2.2 | 8.3 | 0 | 0 | 0 |  | 25.4902 | 5.7862 | 0 | 25.4923 | 57.6004 | 0 | 0 | 41.841 | 5.7862
8717 | 0 | 0 | 0 | 1 | 7.5 | 0 | 0 | 0 |  | 96.3425 | 36.3049 | 0 | 96.3512 | 50.1356 | 1.9927e-09 | 0 | 41.841 | 34.8
8718 | 0 | 0 | 0 | 0.4 | 7.1 | 0 | 0 | 0 |  | 104.8592 | 40.252 | 0 | 104.8692 | 41.9848 | 1.9924e-09 | 0 | 41.841 | 38.3
8719 | 0 | 0 | 0 | 0.9 | 6.9 | 0 | 0 | 0 |  | 106.7811 | 41.1419 | 0 | 106.792 | 33.6795 | 0 | 2.7055 | 38.0005 | 41.8
8720 | 0 | 6 | 6 | 1 | 7.4 | 0 | 0 | 0.26174 |  | 106.7811 | 41.1269 | 0 | 106.7928 | 25.3752 | 0 | 3.9392 | 31.7092 | 43.3
8721 | 0 | 47 | 47 | 1 | 8.8 | 0 | 0 | 3.0094 |  | 106.7811 | 41.1044 | 0 | 106.7938 | 17.0726 | 0 | 1.0017 | 30.1059 | 43.1
8722 | 7 | 159 | 154 | 1 | 10.1 | 0 | 0 | 12.2571 |  | 85.0667 | 31.081 | 0 | 85.0779 | 10.5166 | 0 | 0 | 30.1059 | 42.4
8723 | 21 | 254 | 241 | 1.4 | 11.6 | 0 | 0 | 20.3443 |  | 29.1734 | 6.2616 | 0 | 29.1777 | 8.3368 | 0 | 0 | 30.1059 | 26.6059
8724 | 7 | 273 | 266 | 0.8 | 12.4 | 0 | 0 | 20.8141 |  | 25.4902 | 5.8867 | 0 | 25.4944 | 6.4348 | 0 | 0 | 30.1059 | 26.7008
8725 | 116 | 336 | 273 | 1.6 | 12.7 | 0 | 0 | 31.4231 |  | 25.4901 | 5.8258 | 0 | 25.4949 | 4.5348 | 0 | 0 | 30.1059 | 37.2489
8726 | 749 | 545 | 197 | 1.8 | 13.6 | 136.7869 | 0 | 68.607 |  | 25.4901 | 4.2484 | 119.473 | 8.103 | 12.986 | 24.9718 | 0 | 68.088 | 39.5
8727 | 611 | 393 | 159 | 1.5 | 14.1 | 145.7686 | 0 | 52.0483 |  | 25.4902 | 4.5441 | 120.3576 | 0 | 22.1487 | 14.7949 | 0 | 90 | 39.9
8728 | 546 | 222 | 82 | 1.4 | 13.9 | 97.6368 | 0 | 35.1945 |  | 31.5842 | 7.9808 | 66.1039 | 0 | 27.1991 | 0 | 0 | 90 | 42.5
8729 | 226 | 52 | 27 | 0.4 | 13 | 0 | 0 | 6.2662 |  | 102.4648 | 38.9223 | 0 | 102.4739 | 19.2468 | 0 | 0 | 90 | 43.3
8730 | 0 | 0 | 0 | 1.3 | 10.5 | 0 | 0 | 0 |  | 118.0055 | 46.5392 | 0 | 118.0173 | 10.0332 | 0 | 6.9222e-15 | 90 | 43.6
8731 | 0 | 0 | 0 | 1.1 | 9.7 | 0 | 0 | 0 |  | 117.0598 | 46.0598 | 0 | 117.0736 | 0.90377 | 0 | 0 | 90 | 43.3
8732 | 0 | 0 | 0 | 1.5 | 7.8 | 0 | 0 | 0 |  | 0 | -0.28887 | 0 | 0 | 0.90116 | 0 | 24.9783 | 51.8633 | 24.6894
8733 | 0 | 0 | 0 | 1.4 | 6.7 | 0 | 0 | 0 |  | 0 | -0.28887 | 0 | 0 | 0.89855 | 0 | 0 | 51.8633 | -0.28887
8734 | 0 | 0 | 0 | 2.2 | 6.6 | 0 | 0 | 0 |  | 0 | -0.28887 | 0 | 0 | 0.89594 | 0 | 0 | 51.8633 | -0.28887
8735 | 0 | 0 | 0 | 2.9 | 7.1 | 0 | 0 | 0 |  | 0 | -0.28887 | 0 | 0 | 0.89333 | 0 | 0 | 51.8633 | -0.28887
8736 | 0 | 0 | 0 | 2.7 | 7.1 | 0 | 0 | 0 |  | 0 | -0.28887 | 0 | 0 | 0.89073 | 0 | 0 | 51.8633 | -0.28887
8737 | 0 | 0 | 0 | 1.7 | 5.3 | 0 | 0 | 0 |  | 0 | -0.28887 | 0 | 0 | 0.88812 | 0 | 0 | 51.8633 | -0.28887
8738 | 0 | 0 | 0 | 2.4 | 6.3 | 0 | 0 | 0 |  | 0 | -0.28887 | 0 | 0 | 0.88553 | 0 | 0 | 51.8633 | -0.28887
8739 | 0 | 0 | 0 | 1.9 | 5.3 | 0 | 0 | 0 |  | 0 | -0.28887 | 0 | 0 | 0.88293 | 0 | 0 | 51.8633 | -0.28887
8740 | 0 | 0 | 0 | 1.2 | 4.5 | 0 | 0 | 0 |  | 0 | -0.28887 | 0 | 0 | 0.88033 | 0 | 0 | 51.8633 | -0.28887
8741 | 0 | 0 | 0 | 1.8 | 4.7 | 0 | 0 | 0 |  | 0 | -0.28887 | 0 | 0 | 0.87773 | 0 | 0 | 51.8633 | -0.28887
8742 | 0 | 0 | 0 | 2.2 | 4.9 | 0 | 0 | 0 |  | 0 | -0.28887 | 0 | 0 | 0.87514 | 0 | 0 | 51.8633 | -0.28887
8743 | 0 | 0 | 0 | 2.1 | 5.8 | 0 | 0 | 0 |  | 0 | -0.28887 | 0 | 0 | 0.87256 | 0 | 0 | 51.8633 | -0.28887
8744 | 1 | 9 | 9 | 1.4 | 4.5 | 0 | 0 | 0.4078 |  | 0 | -0.28887 | 0 | 0 | 0.86998 | 0 | 0 | 51.8633 | 0.11893
8745 | 13 | 90 | 86 | 0.8 | 6.5 | 0 | 0 | 7.4015 |  | 0 | -0.28887 | 0 | 0 | 0.8674 | 0 | 0 | 51.8633 | 7.1127
8746 | 14 | 163 | 158 | 1.1 | 8.2 | 0 | 0 | 13.165 |  | 0 | -0.28887 | 0 | 0 | 0.86484 | 0 | 0 | 51.8633 | 12.8762
8747 | 12 | 238 | 230 | 0.7 | 10.5 | 0 | 0 | 18.6285 |  | 0 | -0.28887 | 0 | 0 | 0.8623 | 0 | 0 | 51.8633 | 18.3396
8748 | 23 | 282 | 267 | 1.2 | 12.2 | 0 | 0 | 22.1464 |  | 0 | -0.28887 | 0 | 0 | 0.85976 | 1.637 | 0 | 55.0823 | 20.2205
8749 | 589 | 483 | 183 | 1.4 | 12.9 | 94.7275 | 3.62e-06 | 59.5934 |  | 0 | -1.5218 | 94.7824 | 0 | 7.854 | 20.5813 | 0 | 86.1358 | 37.4904
8750 | 366 | 334 | 159 | 1.7 | 13.2 | 87.659 | 0 | 41.3667 |  | 0 | -1.2145 | 87.7096 | 0 | 14.4367 | 2.142 | 0 | 89.1183 | 37
8751 | 132 | 165 | 117 | 1.3 | 12.9 | 0 | 0 | 17.9847 |  | 0 | -0.37147 | 0 | 0 | 14.4197 | 0 | 0 | 89.1183 | 17.6133
8752 | 471 | 207 | 83 | 1.6 | 13.5 | 0 | 0 | 31.9026 |  | 0 | -0.28887 | 0 | 0 | 14.4027 | 0 | 0 | 89.1183 | 31.6137
8753 | 248 | 56 | 27 | 2 | 11.8 | 0 | 0 | 6.8988 |  | 0 | -0.28887 | 0 | 0 | 14.3857 | 0 | 0 | 89.1183 | 6.61
8754 | 0 | 0 | 0 | 1.3 | 9.7 | 0 | 0 | 0 |  | 0 | -0.28887 | 0 | 0 | 14.3686 | 0 | 0 | 89.1183 | -0.28887
8755 | 0 | 0 | 0 | 0.8 | 7.9 | 0 | 0 | 0 |  | 0 | -0.28887 | 0 | 0 | 14.3515 | 0 | 0 | 89.1183 | -0.28887
8756 | 0 | 0 | 0 | 1.2 | 6.3 | 0 | 0 | 0 |  | 0 | -0.28887 | 0 | 0 | 14.3343 | 0 | 0 | 89.1183 | -0.28887
8757 | 0 | 0 | 0 | 0.4 | 5.4 | 0 | 0 | 0 |  | 0 | -0.28887 | 0 | 0 | 14.3171 | 0 | 0 | 89.1183 | -0.28887
8758 | 0 | 0 | 0 | 0.8 | 5.1 | 0 | 0 | 0 |  | 0 | -0.28887 | 0 | 0 | 14.2999 | 0 | 0 | 89.1183 | -0.28887
8759 | 0 | 0 | 0 | 0.6 | 4.7 | 0 | 0 | 0 |  | 0 | -0.28887 | 0 | 0 | 14.2827 | 0 | 0 | 89.1183 | 0

## 3 Paper Figures
4.1 Case Study 1: Fixed Design Variable Values
| Average | MoSES | YACOP | AESOPT | HOPP | min | max
AEY | 279.6003 | 1.8218 | -2.4093 | 3.4416 | -2.8542 | -2.8542 | 3.4416
AEY - CSP | 155.7083 | -12.9526 | 0.37425 | -3.9473 | 16.5256 | -12.9526 | 16.5256
AEY - PV | 130.2814 | 1.7413 | -23.1663 | -5.0434 | 26.4684 | -23.1663 | 26.4684
AEY - BESS | 16.2151 | 2.3739 | 1.5722 | -1.6331 | -2.3131 | -2.3131 | 2.3739
HCF | 80.6659 | 1.5918 | -1.7305 | 3.2093 | -3.0706 | -3.0706 | 3.2093
NPV | -211.1413 | -1.1989 | 0.61036 | 0.13443 | 0.45407 | -1.1989 | 0.61036
LCOE | 99.4564 | -2.3649 | 0.89849 | -0.9265 | 2.3929 | -2.3649 | 2.3929
CAPEX | 379.5202 | -2.3511 | 0.7588 | 0.27955 | 1.3128 | -2.3511 | 1.3128
OPEX | 3182.0295 | -3.4687 | 4.4931 | -1.8955 | 0.87116 | -3.4687 | 4.4931
REV | 13820.1178 | 0.38128 | -2.4031 | 4.2025 | -2.1806 | -2.4031 | 4.2025
[6 empty] | -3.4687 | 4.4931
Figure 19: KPIs of the hybrid CSP system evaluated with different modeling tools at fixed design (from left to right): AEY = annual energy yield, HCF = hybrid capacity factor, NPV = net present value, LCOE = levelized cost of energy, CAPEX = capital expenditure, OPEX = operational expenditure, REV = revenues.