## 0 - Overview
Title: | intercomparison_of_hybrid_CSP_PV_systems_model_input_data_2019
Description | This excel workbook contains the input data for all of the cases run. All assumptions are stated within the workbook, the weather file, load and selling price. All abbreviations and symbols are shown on the upper right hand
Sheet | Description
1 - Overall Assumption - Design | This sheet contains the overall assumptions for the location and the design.
2 - Financial Assumption | This sheet contains all of the financial assumptions as well as the corresponding financial equations used in all scenarios.
3 - Power Block - Cost Efficiency | This sheet contains all power block assumptions for both cost and efficiency.
4 - Power Block - Off - Design | This sheet contains associated tables for net power block efficiency, gross power block efficiency and temperature out of the power block for corresponding mass flow percentage and ambient temperature.
5 - Solar Field Design | This sheet contains the daata associated with the heigh of the tower, area of the solar field, area of the receiver and land area based on the field intercept power. Additionally, the solar field efficiency maps nbased on azmuith and solar altitude for different receiver power values.
6 - Receiver Effiency | This sheet contains tables for receiver efficiency based on solar flux, wind speed, ambient temperature, receiver inlet and outlet temperatures.
7 - Weather File 2019 | This sheet contains the weather file for the case study location.
8 - Weather File 2019 SAM Ver | This sheet contains the SAM compatiable weather file.
9 - Load and Selling Price | This sheet contains the load and selling price for each hour of the year 2019 for the grid.

## 1 - Overall Assumption - Design
Spanish case |  |  |  | Legend
Description of Parameter | Value | Units |  | Symbol/Abbreviation | Description | Unit
Location | Plataforma Solar de Almería | - |  | T_in_cooler_air |  | degC
City | Almería | - |  | PV | Photovoltaic
Region | Andalusia | - |  | BESS | Electrochemical battery storage system
Latitude | 37.0909 | N |  | RTE
Longitude | -2.3581 | E
Time Zone | 1 | hours
Elevation | 500 | m
Annual Direct Normal Irradiance (DNI) | 2425 | kWh/m2/year
Annual Global Horizontal Irradiance (GHI) | 1974 | kWh/m2/year
Annual Diffuse Horizontal Irradiance (DHI) | 522 | kWh/m2/year
Design DNI | 900 | W/m2
Design Ambient Temperature | 30 | °C
Ambient Temperature | -1 - 40.6 | °C | Hourly data available on page '7 - Weather File 2019'
Atmospheric Pressure | 1001 - 1013 | mbar
Ambient Humidity | 0 - 97.2 | %
Diffuse Horizontal Irradiance | 0-547 | W/m^2
Direct Normal Irradiance | 0-1036 | W/m^2
Global Horizontal Irradiance | 0-1051 | W/m^2
Wind Speed | 0-15.9 | m/s
Pressure | 939.7-981.2 | mbar
Electricity selling price | 0-75 | €/MWh | Hourly data available on page '9 - Load and Selling Price'
Electrical Load Demand | 24-50 | MW
Heliostat Width and Height | 12.2 | m
T_hot_set_Receiver/EH/Hot Tank TES | 550 | °C
T_cold_set_Receiver/EH/Cold Tank TES | 290 | °C
Heliostat Field Availability | 0.99 | -
Mirror cleanliness | 0.95 | -
Clean Mirror Reflectivity | 0.94 | -
Power cycle net-to-gross efficiency | 0.952 | -
Mechanical - to - electrical efficiency | 0.987 | -
Turbine Inlet Temperature | 540 | °C
T_in_cooler_air | 30 | °C
Electric Heater Efficiency | 0.95 | -
Module Type | Thin Film | -
Module Approximate Nominal Efficiency | 18 | %
PV azimuth | 180 | °
PV tilt | 37 | °
DC-AC ratio | 1.3 | -
Ground Coverage Ratio | 0.4 | -
Inverter Efficiency | 0.95 | -
Initial BESS SOC | 0.5 | -
Initial TES SOC | 0.5 | -
BESS RTE | 85 | %
PV Degradation | 0.5 | %/year
BESS Degradation | - | %/year

## 2 - Financial Assumptions
Description of Parameter | Value | Units
EUR-to-USD conversion factor | 0.84 | EUR/USD |  |  |  | Legend
Discount rate (d) | 7 | % |  |  |  | Symbol/Abbreviation | Description | Unit
Inflation rate (i) | 2.5 | % |  |  |  | EUR | Euro
Lifetime | 25 | years |  |  |  | USD | United States Dollar
Total land cost (PV+CSP land area) | 10 | $1000/acre |  |  |  | O&M | Operations and maintenance
Sales tax basis | - | -
Sale tax rate | - | -
Site Improvement Cost ($/reflective area) | 10 | USD/m^2
Heliostat Field Cost | 120 | USD/m^2
Tower Cost Fixed | 3 | USD million
Tower Cost Scaling Exponent | 0.0113 | -
Receiver reference cost | 103 | USD million
Receiver reference area | 1571 | m^2
Receiver cost scaling exponent | 0.7 | -
Thermal energy storage cost | 21 | USD/kWh
Power cycle cost (Steam Rankine) | Check '3 - Power Block-Cost Efficiency' | EUR/kW
Contingency | 7 | %
Engineering, procurement and construction; and, owner cost | 13 | % of direct cost
O&M fixed cost by capacity | 40 | USD/kW-yr
O&M variable cost by generation | 3.5 | USD/MWh
Molten Salt Electric Heater | 150 | USD/kWe
PV modules specific cost | 280 | USD/kW_dc
PV Inverter Specific Cost | 50 | USD/kW_ac
PV Balance of System | 210 | USD/kW_dc
O&M fixed cost by capacity | 13 | USD/kW_ac
Contingency | 3 | %
Engineering, procurement and construction; and, owner cost | 10 | %
BESS power specific cost | 225 | USD/kW
BESS energy specific cost | 209 | USD/kWh
O&M fixed cost by capacity | 6.9 | USD/kW-yr
BESS replacement cost | 209 | USD/kWh
O&M variable cost by generation | 2.1 | USD/MWh
Replacement Period | 2000 | cycles
Contingency | 3 | %
Engineering, procurement and construction; and, owner cost | 10 | %
|  |  | r_nom | 4.3902 | <-- fisher formula to compute the real discount rate to account for the inflation
|  |  | CRF | 0.066679 | accounting inflation
|  |  | CRF | 0.085811 | neglecting inflation
I would suppose the formula above derived from the SolarPACES Guideline for each sub section (CSP, PV and BESS) to get the direct and indirect costs of the section for this caes. We have a factor for contingency and for EPC services for each section. Costs for site preperation account only for the CSP section.
The guideline proposes additional factors for owner costs (project development and additional owner costs) that are set set relative to total EPC costs (formula following). The concept of direct and indirect costs is applied in the guideline only for the EPC costs, so there are direct and indirect EPC costs (then excluding the land costs that are applied later as an item of owners costs). They use EPC costs and Owners costs to define the CAPEX (neglecting interest during construction and financing fees for simplicity):
By setting f_dev and f_add to zero we get the same CAPEX as with the equations proposed above, with the only difference of where the land costs are assigned (indirect costs at the top and owners costs in the guideline)
The source is available here (chapter 2.2.1):
http://www.solarpaces.org/wp-content/uploads/SolarPACES_Guideline_for_Bankable_STE_Yield_Assessment_-_Version_2017.pdf
Additional information is given in appendix O of the guideline that is available from here:
https://www.dlr.de/sf/en/PortalData/73/Resources/dokumente/linienfokusssyst/cspbank-solarpaces-guideline/CSPBankProjectReport_Draft_for_AppendixO_CostStructures_170109.pdf
The TAC is defined as the sum of the annualized investment cost (CAPEX) and the operational costs (OPEX). The OPEX include the revenues from trading of power with the grid.
The Capital Recovery Factor (CRF) is a fraction used to levelize the investment cost of capital on a yearly horizon and is computed knowing the average interest rate (𝑟) and lifetime (𝐿) of the plant, with the formula:

## 3 - Power Block-Cost Efficiency
PB size (MW net) | PB Reference (MW net) | PB_specific | Net Eff PB | Net Eff PB_Estimated | Net/gross PB ratio | Gross Eff PB | Specific Cost Ratio | Cost (€/kWgross) | Cost_Estimated (€/kWgross)
20 | 100 | 0.2 | 37.9924 | 37.9912 | 0.952 | 39.908 | 1.8087 | 2405.531 | 2404.7648 | Legend
30 | 100 | 0.3 | 38.7005 | 38.5173 | 0.952 | 40.6518 | 1.5135 | 2012.9253 | 2071.4336 | Symbol | Abbreviation | Description | Unit | Notes
40 | 100 | 0.4 | 38.9826 | 38.9305 | 0.952 | 40.9481 | 1.3722 | 1825.0254 | 1863.3463 |  | PB | Power block | -
50 | 100 | 0.5 | 39.1981 | 39.2308 | 0.952 | 41.1744 | 1.2692 | 1688.0493 | 1716.4481 | P_(PB,net,ref) | PB reference | Power block reference power | MW net
60 | 100 | 0.6 | 39.2702 | 39.418 | 0.952 | 41.2502 | 1.1919 | 1585.2862 | 1605.0626 | P_(PB,net) | PB_specific | Specific power block power | MW net
70 | 100 | 0.7 | 39.5105 | 39.4923 | 0.952 | 41.5027 | 1.1607 | 1543.7741 | 1516.5459 | η_(PB, net) | Net Eff PB | Net power block efficiency | %
80 | 100 | 0.8 | 39.4819 | 39.4923 | 0.952 | 41.4725 | 1.0754 | 1430.3045 | 1443.8249 |  | Net Eff PB_Estimated | Estimated net power block efficiency | %
90 | 100 | 0.9 | 39.4765 | 39.4923 | 0.952 | 41.467 | 1.033 | 1373.9422 | 1382.5804 |  | Net/gross PB ratio | Net to gross power block ratio | - | Net/Gross efficiency ratio assumed costant for all sizes and based on calculation for the 50MW net power case
100 | 100 | 1 | 39.5159 | 39.4923 | 0.952 | 41.5083 | 1 | 1330 | 1330 |  | Gross Eff PB | Gross power block efficiency | %
[8 empty] | * Includes BOP |  | c_PB | Cost | Specific power block cost | €/kWgross | assuming that the specific cost for the 100 MW net case is the solar tower taken from sam
[11 empty] | Cost_Estimated | Estimated power block cost | €/kWgross
[10 empty] | P_(PB,gross) |  | Specific gross power block capacity | MW gross
[10 empty] | P_(PB,gross,ref) |  | Gross power block reference capacity | MW gross
𝑐_𝑃𝐵=𝐶_(𝑃𝐵,𝑟𝑒𝑓)∙(𝑃_(𝑃𝐵,𝑔𝑟𝑜𝑠𝑠)/𝑃_(𝑃𝐵,𝑔𝑟𝑜𝑠𝑠,𝑟𝑒𝑓) )^(−0.368) [𝐸𝑈𝑅/𝑘𝑊_𝑔𝑟𝑜𝑠𝑠]
𝑃_(𝑃𝐵,𝑔𝑟𝑜𝑠𝑠,𝑟𝑒𝑓)=100/0.952=105.04 [𝑀𝑊_𝑔𝑟𝑜𝑠𝑠]
𝜂_(𝑃𝐵, 𝑛𝑒𝑡)= {█(39.49233 𝑓𝑜𝑟 𝑃_(𝑃𝐵,𝑛𝑒𝑡)≥70%@36.6+8.0855∙(𝑃_(𝑃𝐵,𝑛𝑒𝑡)/𝑃_(𝑃𝐵,𝑛𝑒𝑡,𝑟𝑒𝑓) ) −5.648∙(𝑃_(𝑃𝐵,𝑛𝑒𝑡)/𝑃_(𝑃𝐵.𝑛𝑒𝑡,𝑟𝑒𝑓) )^2 𝑓𝑜𝑟 𝑃_(𝑃𝐵,𝑛𝑒𝑡)<70%)┤ [%]

## 4 - Power Block - Off-Design
Net efficiency/Net efficiency DESIGN |  | T amb (°C) | [40 empty] | Legend
|  | 0 | 1 | 2 | 3 | 4 | 5 | 6 | 7 | 8 | 9 | 10 | 11 | 12 | 13 | 14 | 15 | 16 | 17 | 18 | 19 | 20 | 21 | 22 | 23 | 24 | 25 | 26 | 27 | 28 | 29 | 30 | 31 | 32 | 33 | 34 | 35 | 36 | 37 | 38 | 39 | 40 | Symbol/Abbreviation | Description | Unit
HTF mass flow (%) | 100 | 1.0462 | 1.0459 | 1.0455 | 1.045 | 1.0446 | 1.044 | 1.0434 | 1.0428 | 1.042 | 1.0412 | 1.0402 | 1.0391 | 1.0379 | 1.0366 | 1.0352 | 1.0336 | 1.0319 | 1.0301 | 1.0283 | 1.0263 | 1.0244 | 1.0223 | 1.0204 | 1.0183 | 1.0161 | 1.0138 | 1.0114 | 1.0093 | 1.006 | 1.0031 | 1 | 0.99677 | 0.99336 | 0.98975 | 0.98594 | 0.98199 | 0.97789 | 0.97365 | 0.96923 | 0.96464 | 0.95999 | T out HTF from PB |  | °C
| 90 | 1.0445 | 1.0441 | 1.0437 | 1.0433 | 1.0428 | 1.0423 | 1.0416 | 1.0409 | 1.0401 | 1.0393 | 1.0383 | 1.0371 | 1.0359 | 1.0345 | 1.033 | 1.0314 | 1.0296 | 1.0277 | 1.0258 | 1.0239 | 1.0219 | 1.02 | 1.0179 | 1.0157 | 1.0134 | 1.011 | 1.0084 | 1.0057 | 1.0028 | 0.99975 | 0.99653 | 0.99316 | 0.98955 | 0.98575 | 0.9818 | 0.97772 | 0.9735 | 0.96911 | 0.96461 | 0.96 | 0.9553 | HTF mass flow |  | %
| 80 | 1.0418 | 1.0415 | 1.0411 | 1.0406 | 1.0401 | 1.0395 | 1.0389 | 1.0381 | 1.0373 | 1.0364 | 1.0353 | 1.0341 | 1.0328 | 1.0313 | 1.0297 | 1.028 | 1.0262 | 1.0243 | 1.0224 | 1.0205 | 1.0185 | 1.0164 | 1.0143 | 1.012 | 1.0096 | 1.007 | 1.0043 | 1.0014 | 0.99831 | 0.99508 | 0.99169 | 0.98808 | 0.98424 | 0.98025 | 0.97608 | 0.97177 | 0.96733 | 0.96279 | 0.95815 | 0.95341 | 0.94858 | T amb | Ambient Temperature | °C
| 70 | 1.0375 | 1.0371 | 1.0367 | 1.0362 | 1.0357 | 1.0351 | 1.0344 | 1.0336 | 1.0327 | 1.0317 | 1.0305 | 1.0292 | 1.0278 | 1.0263 | 1.0246 | 1.0228 | 1.021 | 1.0191 | 1.0171 | 1.0151 | 1.0131 | 1.0109 | 1.0086 | 1.0062 | 1.0036 | 1.0009 | 0.99793 | 0.99483 | 0.99155 | 0.98811 | 0.98446 | 0.98057 | 0.97646 | 0.97221 | 0.96783 | 0.96336 | 0.95876 | 0.95405 | 0.94925 | 0.94436 | 0.93938
| 60 | 1.0312 | 1.0308 | 1.0304 | 1.0299 | 1.0293 | 1.0286 | 1.0279 | 1.027 | 1.0261 | 1.025 | 1.0237 | 1.0224 | 1.0208 | 1.0192 | 1.0174 | 1.0155 | 1.0136 | 1.0116 | 1.0096 | 1.0075 | 1.0053 | 1.003 | 1.0005 | 0.99787 | 0.99506 | 0.99207 | 0.9889 | 0.98554 | 0.98201 | 0.97821 | 0.97418 | 0.96998 | 0.96565 | 0.96119 | 0.9566 | 0.9519 | 0.9471 | 0.9422 | 0.93721 | 0.93213 | 0.92697
| 50 | 1.0085 | 1.0081 | 1.0076 | 1.0071 | 1.0064 | 1.0056 | 1.0047 | 1.0037 | 1.0026 | 1.0013 | 0.99984 | 0.99822 | 0.99647 | 0.99461 | 0.99268 | 0.9907 | 0.98867 | 0.98659 | 0.98439 | 0.98207 | 0.97961 | 0.97697 | 0.97416 | 0.97116 | 0.96795 | 0.96452 | 0.96089 | 0.9571 | 0.953 | 0.94878 | 0.94437 | 0.93982 | 0.93514 | 0.93035 | 0.92545 | 0.92044 | 0.91535 | 0.91015 | 0.90487 | 0.8995 | 0.89419
| 40 | 0.98333 | 0.9828 | 0.98219 | 0.98149 | 0.98067 | 0.97973 | 0.97861 | 0.97733 | 0.97589 | 0.97429 | 0.97253 | 0.97064 | 0.96877 | 0.96675 | 0.96469 | 0.96254 | 0.96031 | 0.95792 | 0.95538 | 0.95265 | 0.94971 | 0.94653 | 0.94315 | 0.93957 | 0.93579 | 0.93182 | 0.92755 | 0.92311 | 0.91853 | 0.9138 | 0.90894 | 0.90395 | 0.89886 | 0.89365 | 0.88834 | 0.88294 | 0.87761 | 0.87217 | 0.86666 | 0.86107 | 0.85539
| 30 | 0.94849 | 0.94776 | 0.94689 | 0.94586 | 0.94464 | 0.94326 | 0.94168 | 0.93995 | 0.93805 | 0.93607 | 0.934 | 0.9319 | 0.92971 | 0.92743 | 0.92499 | 0.92233 | 0.91948 | 0.91642 | 0.91315 | 0.90966 | 0.90595 | 0.90203 | 0.89791 | 0.89347 | 0.88885 | 0.88408 | 0.87915 | 0.87408 | 0.86889 | 0.86356 | 0.85824 | 0.85283 | 0.84731 | 0.84171 | 0.836 | 0.83021 | 0.82432 | 0.81835 | 0.8123 | 0.80618 | 0.8
Gross efficiency/Gross efficiency DESIGN |  | T amb (°C) 0: T amb (°C)
|  | 0 | 1 | 2 | 3 | 4 | 5 | 6 | 7 | 8 | 9 | 10 | 11 | 12 | 13 | 14 | 15 | 16 | 17 | 18 | 19 | 20 | 21 | 22 | 23 | 24 | 25 | 26 | 27 | 28 | 29 | 30 | 31 | 32 | 33 | 34 | 35 | 36 | 37 | 38 | 39 | 40
HTF mass flow (%) | 100 | 1.0314 | 1.0313 | 1.0312 | 1.0312 | 1.0311 | 1.0311 | 1.0307 | 1.0303 | 1.0302 | 1.0299 | 1.0294 | 1.029 | 1.0283 | 1.0275 | 1.027 | 1.0259 | 1.0251 | 1.0237 | 1.0219 | 1.0197 | 1.0184 | 1.0175 | 1.0151 | 1.0136 | 1.0118 | 1.0102 | 1.0084 | 1.0077 | 1.0045 | 1.0023 | 1 | 0.99722 | 0.99426 | 0.99221 | 0.98927 | 0.98544 | 0.98147 | 0.97735 | 0.97306 | 0.96862 | 0.96411
| 90 | 1.0288 | 1.0287 | 1.0286 | 1.0285 | 1.0283 | 1.0282 | 1.028 | 1.0276 | 1.0274 | 1.027 | 1.0266 | 1.026 | 1.0254 | 1.0246 | 1.0236 | 1.0228 | 1.0216 | 1.0201 | 1.0183 | 1.0167 | 1.0148 | 1.0131 | 1.0114 | 1.0099 | 1.0083 | 1.0066 | 1.0044 | 1.0027 | 1.0002 | 0.99796 | 0.99554 | 0.99263 | 0.99024 | 0.98732 | 0.98349 | 0.98032 | 0.97742 | 0.97317 | 0.96921 | 0.96475 | 0.96018
| 80 | 1.0252 | 1.025 | 1.0249 | 1.0249 | 1.0247 | 1.0245 | 1.0242 | 1.0239 | 1.0236 | 1.0231 | 1.0227 | 1.022 | 1.0215 | 1.0205 | 1.0195 | 1.0184 | 1.0169 | 1.0151 | 1.0135 | 1.0119 | 1.0103 | 1.0086 | 1.0071 | 1.0052 | 1.0035 | 1.0013 | 0.99933 | 0.9972 | 0.99492 | 0.99251 | 0.98958 | 0.98683 | 0.98427 | 0.9808 | 0.97757 | 0.9738 | 0.96991 | 0.96593 | 0.96142 | 0.95726 | 0.95344
| 70 | 1.0199 | 1.0199 | 1.0198 | 1.0196 | 1.0192 | 1.0192 | 1.0189 | 1.0187 | 1.018 | 1.0179 | 1.0172 | 1.0167 | 1.0158 | 1.0146 | 1.0135 | 1.0123 | 1.0105 | 1.009 | 1.0068 | 1.0049 | 1.0038 | 1.0023 | 1.0007 | 0.99865 | 0.9968 | 0.9948 | 0.99232 | 0.99002 | 0.98758 | 0.98462 | 0.98224 | 0.97926 | 0.97569 | 0.97198 | 0.96774 | 0.96425 | 0.96022 | 0.95609 | 0.95187 | 0.94713 | 0.94275
| 60 | 1.013 | 1.0128 | 1.0128 | 1.0125 | 1.0123 | 1.012 | 1.0116 | 1.0114 | 1.0109 | 1.0106 | 1.0098 | 1.009 | 1.0081 | 1.007 | 1.0058 | 1.004 | 1.0025 | 1.0006 | 0.99893 | 0.99721 | 0.99539 | 0.99409 | 0.99204 | 0.99015 | 0.98778 | 0.98524 | 0.9829 | 0.9804 | 0.97736 | 0.97487 | 0.97137 | 0.96773 | 0.96395 | 0.96006 | 0.95605 | 0.95194 | 0.94773 | 0.94344 | 0.9386 | 0.93413 | 0.92959
| 50 | 0.99158 | 0.99149 | 0.99135 | 0.99115 | 0.99089 | 0.99052 | 0.99032 | 0.98982 | 0.98918 | 0.98842 | 0.98782 | 0.98653 | 0.98541 | 0.98391 | 0.98234 | 0.98043 | 0.97878 | 0.97707 | 0.97528 | 0.97336 | 0.97165 | 0.96945 | 0.96744 | 0.96527 | 0.96255 | 0.96 | 0.95689 | 0.95405 | 0.9505 | 0.94727 | 0.94344 | 0.93904 | 0.93496 | 0.93078 | 0.9265 | 0.92212 | 0.91719 | 0.91263 | 0.908 | 0.9028 | 0.89765
| 40 | 0.96845 | 0.96831 | 0.9681 | 0.96784 | 0.96749 | 0.96704 | 0.96644 | 0.96573 | 0.96488 | 0.9639 | 0.9628 | 0.96129 | 0.95948 | 0.95785 | 0.95586 | 0.95412 | 0.95229 | 0.95067 | 0.94857 | 0.94666 | 0.94421 | 0.94191 | 0.93904 | 0.93599 | 0.93319 | 0.92978 | 0.92654 | 0.92271 | 0.91827 | 0.91417 | 0.90994 | 0.9056 | 0.90067 | 0.89613 | 0.89149 | 0.88627 | 0.8811 | 0.87635 | 0.87101 | 0.86611 | 0.86114
| 30 | 0.93768 | 0.93742 | 0.93706 | 0.93657 | 0.93594 | 0.93489 | 0.93396 | 0.93291 | 0.93141 | 0.92949 | 0.92784 | 0.92581 | 0.92405 | 0.9222 | 0.92057 | 0.91838 | 0.91603 | 0.91347 | 0.91114 | 0.90819 | 0.90505 | 0.90172 | 0.89866 | 0.89485 | 0.89087 | 0.88626 | 0.882 | 0.87761 | 0.8731 | 0.86796 | 0.86281 | 0.85811 | 0.85278 | 0.8479 | 0.84238 | 0.83732 | 0.83163 | 0.82641 | 0.82113 | 0.81465 | 0.80923
T out HTF from PB (°C) |  | T amb (°C) 0: T amb (°C)
|  | 0 | 1 | 2 | 3 | 4 | 5 | 6 | 7 | 8 | 9 | 10 | 11 | 12 | 13 | 14 | 15 | 16 | 17 | 18 | 19 | 20 | 21 | 22 | 23 | 24 | 25 | 26 | 27 | 28 | 29 | 30 | 31 | 32 | 33 | 34 | 35 | 36 | 37 | 38 | 39 | 40
HTF mass flow (%) | 100 | 289.6062 | 289.6302 | 289.6598 | 289.6832 | 289.7073 | 289.7278 | 289.7518 | 289.7784 | 289.8017 | 289.825 | 289.8518 | 289.872 | 289.8951 | 289.9185 | 289.9431 | 289.9664 | 289.9853 | 290.008 | 290.0291 | 290.0545 | 290.0779 | 290.0956 | 290.1171 | 290.1414 | 290.1608 | 290.1826 | 290.2019 | 290.2027 | 290.1768 | 290.1767 | 290.1764 | 290.1772 | 290.1764 | 290.1764 | 290.1755 | 290.1753 | 290.1768 | 290.177 | 290.1765 | 290.1759 | 290.175
| 90 | 285.9489 | 285.948 | 285.949 | 285.9489 | 285.9489 | 285.9488 | 285.9484 | 285.9489 | 285.9491 | 285.9491 | 285.9491 | 285.9492 | 285.9489 | 285.9491 | 285.9492 | 285.9494 | 285.9491 | 285.9496 | 285.9493 | 285.9493 | 285.95 | 285.9497 | 285.9495 | 285.9498 | 285.9491 | 285.95 | 285.9491 | 285.9501 | 285.9501 | 285.9504 | 285.9504 | 285.9504 | 285.9504 | 285.9507 | 285.9507 | 285.951 | 285.9501 | 285.9502 | 285.9514 | 285.9516 | 285.9516
| 80 | 281.4422 | 281.4414 | 281.4417 | 281.442 | 281.4419 | 281.442 | 281.4419 | 281.442 | 281.4416 | 281.4414 | 281.4411 | 281.442 | 281.4419 | 281.4417 | 281.4419 | 281.4422 | 281.4417 | 281.4417 | 281.4416 | 281.4423 | 281.4424 | 281.4424 | 281.4425 | 281.442 | 281.4424 | 281.4425 | 281.4422 | 281.4422 | 281.4423 | 281.4422 | 281.4428 | 281.4426 | 281.4432 | 281.4429 | 281.4433 | 281.4432 | 281.4433 | 281.4428 | 281.443 | 281.4438 | 281.4435
| 70 | 275.5496 | 275.5496 | 275.5504 | 275.5505 | 275.5506 | 275.5506 | 275.5506 | 275.5506 | 275.5498 | 275.5508 | 275.551 | 275.5508 | 275.5507 | 275.5511 | 275.5503 | 275.5514 | 275.5512 | 275.5508 | 275.5516 | 275.5518 | 275.5518 | 275.5518 | 275.5518 | 275.5523 | 275.5524 | 275.5525 | 275.5525 | 275.5525 | 275.5528 | 275.5529 | 275.5531 | 275.553 | 275.5531 | 275.5536 | 275.5537 | 275.554 | 275.5545 | 275.5552 | 275.5551 | 275.555 | 275.556
| 60 | 267.3651 | 267.366 | 267.3645 | 267.3653 | 267.3658 | 267.366 | 267.3656 | 267.3651 | 267.3646 | 267.3661 | 267.3643 | 267.368 | 267.3679 | 267.3671 | 267.3682 | 267.3694 | 267.3682 | 267.3683 | 267.3682 | 267.3687 | 267.3686 | 267.3689 | 267.3692 | 267.3681 | 267.3679 | 267.3691 | 267.3693 | 267.3685 | 267.3685 | 267.3707 | 267.37 | 267.3703 | 267.3706 | 267.3706 | 267.3708 | 267.3719 | 267.372 | 267.3723 | 267.3714 | 267.3732 | 267.3736
| 50 | 265.4415 | 265.4413 | 265.4418 | 265.4418 | 265.4419 | 265.4408 | 265.4412 | 265.4406 | 265.4409 | 265.4407 | 265.4411 | 265.4408 | 265.4422 | 265.4411 | 265.4411 | 265.4414 | 265.4411 | 265.4414 | 265.4414 | 265.4414 | 265.4413 | 265.4413 | 265.4411 | 265.4413 | 265.4408 | 265.4408 | 265.4419 | 265.4419 | 265.4411 | 265.4419 | 265.4419 | 265.4419 | 265.4417 | 265.4417 | 265.4415 | 265.4415 | 265.4415 | 265.4414 | 265.4413 | 265.4414 | 265.4414
| 40 | 262.4391 | 262.4388 | 262.4391 | 262.4389 | 262.4392 | 262.4391 | 262.4392 | 262.4397 | 262.4395 | 262.4392 | 262.4392 | 262.4395 | 262.4397 | 262.4399 | 262.4398 | 262.4396 | 262.4399 | 262.4399 | 262.4396 | 262.4395 | 262.4397 | 262.4397 | 262.4396 | 262.44 | 262.44 | 262.4398 | 262.4399 | 262.4399 | 262.44 | 262.44 | 262.4402 | 262.4403 | 262.4403 | 262.4403 | 262.4406 | 262.4406 | 262.4406 | 262.4409 | 262.4411 | 262.4414 | 262.4409
| 30 | 260.0601 | 260.0597 | 260.0599 | 260.0601 | 260.0601 | 260.0598 | 260.0599 | 260.0598 | 260.0602 | 260.0599 | 260.0601 | 260.0599 | 260.0602 | 260.0602 | 260.0602 | 260.0601 | 260.0601 | 260.0601 | 260.0602 | 260.0599 | 260.0599 | 260.0602 | 260.0601 | 260.0604 | 260.0603 | 260.0602 | 260.0602 | 260.0605 | 260.0605 | 260.0605 | 260.0605 | 260.0604 | 260.0604 | 260.0604 | 260.0608 | 260.0607 | 260.0609 | 260.0609 | 260.0609 | 260.0611 | 260.061
* The outlet temperature is assumed considering a inlet temperature of 550°C

## 5 - Solar Field Design
| Latitude = 37 N | [14 empty] | Legend
P_design_intercept_ideal [MW] | P_design_intercept [MW] | A_SF [m2] | A_land [m2] | H_tower [m] | A_receiver [m2] | eff, nom SF, table [%] | P_real_intercept [MW] | solar flux [kW/m2] | eff, th nom [%] | Q_rec_nom [MW] | SF cost [M$] | Tower cost [M$] | Rec. cost [M$] |  |  | Symbol/Abbreviation | Description | Unit
179.8 | 158.9558 | 254990.1 | 1158622.4 | 145 | 314.422 | 69.43% | 159.3367 | 506.7606 | 87.2% | 138.9394 | 30.5988 | 15.4423 | 33.402 |  |  | P_design_intercept_ideal | Design intercept power ideal | MW
315.2 | 278.6589 | 478373.1 | 2626892.6 | 157.5 | 558.383 | 66.45% | 286.0787 | 512.3342 | 87.26% | 249.6263 | 57.4048 | 17.7851 | 49.9306 |  |  | P_design_intercept | Design intercept power | MW
450.6 | 398.3619 | 701756.1 | 4095162.8 | 170 | 802.344 | 63.46% | 400.8253 | 499.5679 | 87.12% | 349.1986 | 84.2107 | 20.4833 | 64.3526 |  |  | A_SF | Solar field area | m^2
678.45 | 599.7973 | 1118346.9 | 7250855.4 | 182.5 | 1286.3055 | 60.96% | 613.5626 | 476.996 | 86.76% | 532.3214 | 134.2016 | 23.5909 | 89.5478 |  |  | A_land | Land area | m^2
906.3 | 801.2326 | 1534937.7 | 10406548 | 195 | 1770.267 | 58.45% | 807.519 | 456.1566 | 86.43% | 697.9063 | 184.1925 | 27.17 | 111.9801 |  |  | H_tower | Tower height | m
1102.15 | 974.3778 | 1912418.05 | 15601924.85 | 210 | 2144.9575 | 57.36% | 987.2098 | 460.2468 | 86.49% | 853.8512 | 229.4902 | 32.1886 | 128.0876 |  |  | A_receiver | Receiver area | m^2
1298 | 1147.5229 | 2289898.4 | 20797301.7 | 225 | 2519.648 | 56.26% | 1159.4399 | 460.1595 | 86.49% | 1002.7992 | 274.7878 | 38.1342 | 143.3679 |  |  | eff,nom,SF,table | Solar field nominal efficiency | %
[16 empty] | P_real_intercept | Real intercept power | MW
[16 empty] | eff,th nom | Nominal thermal efficiency | %
Losses Included in the Efficiency Map | [15 empty] | Q_rec_nom | Nominal receiver heat output | MW
clean_mirror_reflectivity | 0.94 | [14 empty] | SF cost | Solar field cost | Million $
mirror_cleanliness | 0.95 | [14 empty] | Rec. cost | Receiver cost | Million $
field_availability | 0.99 | [14 empty] | P_rec | Receiver power | MW
[16 empty] | clean_mirror_reflectivity | Clean Mirror Reflectivity
[16 empty] | mirror_cleanliness | Mirror cleanliness
[16 empty] | field_availability | Solar field availability
| P_rec [MW] | 158.9558 | Azimuth [deg]
|  |  | -180 | -165 | -150 | -135 | -120 | -105 | -90 | -75 | -60 | -45 | -30 | -15 | 0 | 15 | 30 | 45 | 60 | 75 | 90 | 105 | 120 | 135 | 150 | 165 | 180
| Solar Altitude [deg] | 0 | 0 | 0 | 0 | 0 | 0 | 0 | 0 | 0 | 0 | 0 | 0 | 0 | 0 | 0 | 0 | 0 | 0 | 0 | 0 | 0 | 0 | 0 | 0 | 0 | 0
|  | 5 | 0.26077 | 0.26082 | 0.26387 | 0.27734 | 0.28282 | 0.3015 | 0.31349 | 0.3259 | 0.33467 | 0.35129 | 0.3564 | 0.36395 | 0.36799 | 0.36339 | 0.35744 | 0.35183 | 0.33474 | 0.32589 | 0.31333 | 0.30153 | 0.28285 | 0.27789 | 0.26443 | 0.26041 | 0.26077
|  | 15 | 0.36653 | 0.36715 | 0.37335 | 0.38592 | 0.39819 | 0.42 | 0.44065 | 0.45665 | 0.47335 | 0.49435 | 0.50672 | 0.51477 | 0.51951 | 0.51471 | 0.50707 | 0.49469 | 0.4734 | 0.45679 | 0.44075 | 0.42006 | 0.39825 | 0.38621 | 0.37352 | 0.36708 | 0.36653
|  | 25 | 0.4492 | 0.45156 | 0.46092 | 0.47261 | 0.48794 | 0.51132 | 0.53729 | 0.55452 | 0.57348 | 0.59544 | 0.61098 | 0.61793 | 0.62131 | 0.61796 | 0.61103 | 0.59549 | 0.57356 | 0.55459 | 0.53735 | 0.51137 | 0.48802 | 0.47267 | 0.46095 | 0.45156 | 0.4492
|  | 35 | 0.50976 | 0.51177 | 0.51979 | 0.53157 | 0.54754 | 0.5682 | 0.59063 | 0.60898 | 0.62699 | 0.64468 | 0.65808 | 0.66589 | 0.66939 | 0.66592 | 0.65811 | 0.64473 | 0.62704 | 0.60904 | 0.59068 | 0.56825 | 0.54759 | 0.5316 | 0.51982 | 0.5118 | 0.50976
|  | 45 | 0.55299 | 0.55383 | 0.56015 | 0.57155 | 0.58535 | 0.60243 | 0.62112 | 0.63733 | 0.65323 | 0.66776 | 0.67815 | 0.68553 | 0.68937 | 0.68553 | 0.67818 | 0.66779 | 0.65328 | 0.63738 | 0.6212 | 0.60248 | 0.5854 | 0.5716 | 0.56017 | 0.55385 | 0.55299
|  | 60 | 0.59835 | 0.59917 | 0.60376 | 0.6116 | 0.62165 | 0.63358 | 0.64666 | 0.65813 | 0.6695 | 0.67931 | 0.68679 | 0.69193 | 0.6943 | 0.69193 | 0.68682 | 0.67934 | 0.66955 | 0.65818 | 0.64671 | 0.63363 | 0.6217 | 0.61163 | 0.60378 | 0.5992 | 0.59835
|  | 75 | 0.64045 | 0.64176 | 0.6438 | 0.64778 | 0.65286 | 0.65914 | 0.66574 | 0.67155 | 0.67723 | 0.6822 | 0.68594 | 0.68834 | 0.68914 | 0.68834 | 0.68594 | 0.68223 | 0.67726 | 0.67157 | 0.66577 | 0.65916 | 0.65289 | 0.6478 | 0.64382 | 0.64176 | 0.64045
|  | 90 | 0.67551 | 0.67551 | 0.67551 | 0.67551 | 0.67551 | 0.67551 | 0.67551 | 0.67551 | 0.67551 | 0.67551 | 0.67551 | 0.67551 | 0.67551 | 0.67551 | 0.67551 | 0.67551 | 0.67551 | 0.67551 | 0.67551 | 0.67551 | 0.67551 | 0.67551 | 0.67551 | 0.67551 | 0.67551
| P_rec [MW] | 278.6589 | Azimuth [deg]
|  |  | -180 | -165 | -150 | -135 | -120 | -105 | -90 | -75 | -60 | -45 | -30 | -15 | 0 | 15 | 30 | 45 | 60 | 75 | 90 | 105 | 120 | 135 | 150 | 165 | 180
| Solar Altitude [deg] | 0 | 0 | 0 | 0 | 0 | 0 | 0 | 0 | 0 | 0 | 0 | 0 | 0 | 0 | 0 | 0 | 0 | 0 | 0 | 0 | 0 | 0 | 0 | 0 | 0 | 0
|  | 5 | 0.27437 | 0.27674 | 0.28152 | 0.29122 | 0.295 | 0.30878 | 0.31919 | 0.32979 | 0.33831 | 0.35315 | 0.35849 | 0.36294 | 0.36455 | 0.36249 | 0.35928 | 0.35354 | 0.33855 | 0.32982 | 0.31904 | 0.30884 | 0.29519 | 0.2917 | 0.28193 | 0.27648 | 0.27437
|  | 15 | 0.37745 | 0.37992 | 0.38725 | 0.39742 | 0.40701 | 0.42453 | 0.44169 | 0.45587 | 0.47001 | 0.48741 | 0.49764 | 0.5024 | 0.50444 | 0.50233 | 0.4979 | 0.48768 | 0.47013 | 0.45596 | 0.44173 | 0.42457 | 0.40711 | 0.39765 | 0.3874 | 0.37988 | 0.37745
|  | 25 | 0.45745 | 0.46067 | 0.46934 | 0.47872 | 0.49035 | 0.50872 | 0.52894 | 0.54327 | 0.55792 | 0.57505 | 0.58725 | 0.59146 | 0.59264 | 0.59147 | 0.58728 | 0.5751 | 0.55798 | 0.54333 | 0.52899 | 0.50876 | 0.49042 | 0.47876 | 0.46938 | 0.46069 | 0.45745
|  | 35 | 0.51371 | 0.51604 | 0.52263 | 0.53182 | 0.54402 | 0.55989 | 0.57698 | 0.59191 | 0.60596 | 0.61964 | 0.63016 | 0.63582 | 0.63773 | 0.63584 | 0.63016 | 0.6197 | 0.60602 | 0.59195 | 0.57702 | 0.55993 | 0.54403 | 0.53182 | 0.52266 | 0.51605 | 0.51371
|  | 45 | 0.55108 | 0.5524 | 0.55744 | 0.56608 | 0.57713 | 0.59013 | 0.6043 | 0.61762 | 0.63024 | 0.64122 | 0.64953 | 0.65514 | 0.65757 | 0.65518 | 0.64954 | 0.64122 | 0.63025 | 0.61764 | 0.60437 | 0.59019 | 0.57717 | 0.5661 | 0.55745 | 0.55241 | 0.55108
|  | 60 | 0.58943 | 0.59066 | 0.59438 | 0.60035 | 0.60841 | 0.61754 | 0.62754 | 0.6369 | 0.6458 | 0.65326 | 0.65928 | 0.66312 | 0.66447 | 0.66312 | 0.65929 | 0.65326 | 0.64582 | 0.63693 | 0.62756 | 0.6176 | 0.60843 | 0.60039 | 0.59439 | 0.59068 | 0.58943
|  | 75 | 0.62583 | 0.62687 | 0.62862 | 0.63167 | 0.63577 | 0.64053 | 0.64559 | 0.65027 | 0.65477 | 0.65853 | 0.66149 | 0.66336 | 0.66389 | 0.66336 | 0.66152 | 0.65853 | 0.65479 | 0.65032 | 0.64559 | 0.64053 | 0.63578 | 0.63169 | 0.62863 | 0.62687 | 0.62583
|  | 90 | 0.65494 | 0.65494 | 0.65494 | 0.65494 | 0.65494 | 0.65494 | 0.65494 | 0.65494 | 0.65494 | 0.65494 | 0.65494 | 0.65494 | 0.65494 | 0.65494 | 0.65494 | 0.65494 | 0.65494 | 0.65494 | 0.65494 | 0.65494 | 0.65494 | 0.65494 | 0.65494 | 0.65494 | 0.65494
| P_rec [MW] | 398.3619 | Azimuth [deg]
|  |  | -180 | -165 | -150 | -135 | -120 | -105 | -90 | -75 | -60 | -45 | -30 | -15 | 0 | 15 | 30 | 45 | 60 | 75 | 90 | 105 | 120 | 135 | 150 | 165 | 180
| Solar Altitude [deg] | 0 | 0 | 0 | 0 | 0 | 0 | 0 | 0 | 0 | 0 | 0 | 0 | 0 | 0 | 0 | 0 | 0 | 0 | 0 | 0 | 0 | 0 | 0 | 0 | 0 | 0
|  | 5 | 0.28797 | 0.29265 | 0.29917 | 0.3051 | 0.30717 | 0.31606 | 0.32489 | 0.33367 | 0.34194 | 0.35501 | 0.36059 | 0.36194 | 0.36111 | 0.36158 | 0.36112 | 0.35525 | 0.34236 | 0.33374 | 0.32475 | 0.31615 | 0.30752 | 0.30552 | 0.29943 | 0.29254 | 0.28797
|  | 15 | 0.38837 | 0.3927 | 0.40116 | 0.40893 | 0.41583 | 0.42906 | 0.44274 | 0.45509 | 0.46667 | 0.48047 | 0.48856 | 0.49004 | 0.48937 | 0.48995 | 0.48874 | 0.48068 | 0.46685 | 0.45513 | 0.44272 | 0.42909 | 0.41598 | 0.4091 | 0.40128 | 0.39267 | 0.38837
|  | 25 | 0.4657 | 0.46979 | 0.47776 | 0.48482 | 0.49275 | 0.50612 | 0.52059 | 0.53202 | 0.54236 | 0.55467 | 0.56352 | 0.56499 | 0.56397 | 0.56499 | 0.56352 | 0.5547 | 0.54239 | 0.53206 | 0.52063 | 0.50616 | 0.49282 | 0.48486 | 0.47782 | 0.46982 | 0.4657
|  | 35 | 0.51765 | 0.52031 | 0.52546 | 0.53207 | 0.5405 | 0.55157 | 0.56332 | 0.57483 | 0.58493 | 0.5946 | 0.60224 | 0.60576 | 0.60607 | 0.60576 | 0.60221 | 0.59466 | 0.58499 | 0.57487 | 0.56336 | 0.55161 | 0.54048 | 0.53204 | 0.5255 | 0.52031 | 0.51765
|  | 45 | 0.54917 | 0.55097 | 0.55473 | 0.56062 | 0.5689 | 0.57784 | 0.58748 | 0.59792 | 0.60724 | 0.61467 | 0.62091 | 0.62475 | 0.62576 | 0.62482 | 0.62091 | 0.61464 | 0.60721 | 0.5979 | 0.58754 | 0.5779 | 0.56893 | 0.56059 | 0.55473 | 0.55097 | 0.54917
|  | 60 | 0.58051 | 0.58216 | 0.585 | 0.58911 | 0.59517 | 0.6015 | 0.60843 | 0.61568 | 0.62209 | 0.62721 | 0.63177 | 0.63431 | 0.63464 | 0.63431 | 0.63177 | 0.62719 | 0.62209 | 0.61568 | 0.6084 | 0.60157 | 0.59515 | 0.58914 | 0.585 | 0.58216 | 0.58051
|  | 75 | 0.61122 | 0.61199 | 0.61344 | 0.61557 | 0.61867 | 0.62193 | 0.62544 | 0.629 | 0.63231 | 0.63486 | 0.63704 | 0.63838 | 0.63864 | 0.63838 | 0.63711 | 0.63483 | 0.63231 | 0.62906 | 0.62542 | 0.6219 | 0.61867 | 0.61557 | 0.61344 | 0.61199 | 0.61122
|  | 90 | 0.63437 | 0.63437 | 0.63437 | 0.63437 | 0.63437 | 0.63437 | 0.63437 | 0.63437 | 0.63437 | 0.63437 | 0.63437 | 0.63437 | 0.63437 | 0.63437 | 0.63437 | 0.63437 | 0.63437 | 0.63437 | 0.63437 | 0.63437 | 0.63437 | 0.63437 | 0.63437 | 0.63437 | 0.63437
| P_rec [MW] | 599.7973 | Azimuth [deg]
|  |  | -180 | -165 | -150 | -135 | -120 | -105 | -90 | -75 | -60 | -45 | -30 | -15 | 0 | 15 | 30 | 45 | 60 | 75 | 90 | 105 | 120 | 135 | 150 | 165 | 180 | 0 | 0 | 0 | 0 | 0 | 0 | 0 | 0 | 0 | 0 | 0 | 0 | 0 | 0 | 0 | 0 | 0 | 0 | 0 | 0 | 0 | 0 | 0 | 0 | 0
| Solar Altitude [deg] | 0 | 0 | 0 | 0 | 0 | 0 | 0 | 0 | 0 | 0 | 0 | 0 | 0 | 0 | 0 | 0 | 0 | 0 | 0 | 0 | 0 | 0 | 0 | 0 | 0 | 0 | 0.29496 | 0.29502 | 0.29847 | 0.31371 | 0.31991 | 0.34104 | 0.3546 | 0.36864 | 0.37856 | 0.39735 | 0.40313 | 0.41167 | 0.41624 | 0.41104 | 0.40431 | 0.39797 | 0.37863 | 0.36863 | 0.35442 | 0.34107 | 0.31994 | 0.31433 | 0.29911 | 0.29456 | 0.29496
|  | 5 | 0.29347 | 0.29641 | 0.30004 | 0.30435 | 0.30686 | 0.31512 | 0.32344 | 0.33102 | 0.33717 | 0.34762 | 0.35296 | 0.35527 | 0.35502 | 0.35502 | 0.35343 | 0.34787 | 0.33756 | 0.3311 | 0.32327 | 0.31518 | 0.30717 | 0.30469 | 0.3003 | 0.29631 | 0.29347 | 0.41459 | 0.41529 | 0.42231 | 0.43653 | 0.45041 | 0.47508 | 0.49843 | 0.51653 | 0.53542 | 0.55917 | 0.57317 | 0.58227 | 0.58763 | 0.5822 | 0.57356 | 0.55956 | 0.53548 | 0.51669 | 0.49855 | 0.47514 | 0.45047 | 0.43685 | 0.4225 | 0.41522 | 0.41459
|  | 15 | 0.38878 | 0.39228 | 0.39842 | 0.40467 | 0.41103 | 0.42281 | 0.43437 | 0.44413 | 0.45259 | 0.46339 | 0.47042 | 0.47258 | 0.47208 | 0.47254 | 0.47056 | 0.46354 | 0.45272 | 0.44415 | 0.43433 | 0.42284 | 0.41115 | 0.40481 | 0.3985 | 0.39226 | 0.38878 | 0.50811 | 0.51077 | 0.52136 | 0.53459 | 0.55193 | 0.57837 | 0.60775 | 0.62723 | 0.64868 | 0.67352 | 0.6911 | 0.69896 | 0.70278 | 0.69899 | 0.69116 | 0.67358 | 0.64877 | 0.62732 | 0.60781 | 0.57843 | 0.55202 | 0.53465 | 0.52139 | 0.51077 | 0.50811
|  | 25 | 0.46012 | 0.4636 | 0.4697 | 0.4749 | 0.48119 | 0.49251 | 0.50434 | 0.51311 | 0.52093 | 0.53092 | 0.53844 | 0.54008 | 0.53921 | 0.5401 | 0.53845 | 0.53094 | 0.52095 | 0.51312 | 0.50436 | 0.49252 | 0.48123 | 0.47494 | 0.46973 | 0.46362 | 0.46012 | 0.57661 | 0.57888 | 0.58795 | 0.60128 | 0.61934 | 0.64271 | 0.66808 | 0.68884 | 0.70921 | 0.72922 | 0.74438 | 0.75321 | 0.75717 | 0.75324 | 0.74441 | 0.72928 | 0.70927 | 0.6889 | 0.66814 | 0.64277 | 0.6194 | 0.60131 | 0.58798 | 0.57891 | 0.57661
|  | 35 | 0.50828 | 0.51041 | 0.51438 | 0.51939 | 0.52603 | 0.53495 | 0.54443 | 0.55353 | 0.56171 | 0.56962 | 0.57593 | 0.57898 | 0.57926 | 0.57898 | 0.57591 | 0.56965 | 0.56174 | 0.55354 | 0.54446 | 0.53496 | 0.52602 | 0.51937 | 0.5144 | 0.51041 | 0.50828 | 0.62551 | 0.62645 | 0.6336 | 0.6465 | 0.66211 | 0.68143 | 0.70257 | 0.7209 | 0.73889 | 0.75533 | 0.76708 | 0.77543 | 0.77977 | 0.77543 | 0.76711 | 0.75536 | 0.73895 | 0.72096 | 0.70266 | 0.68149 | 0.66217 | 0.64656 | 0.63363 | 0.62648 | 0.62551
|  | 45 | 0.53772 | 0.53906 | 0.54198 | 0.54665 | 0.55317 | 0.56026 | 0.56811 | 0.57653 | 0.58425 | 0.59042 | 0.59547 | 0.5986 | 0.59945 | 0.59863 | 0.59547 | 0.59042 | 0.58423 | 0.57652 | 0.56814 | 0.56029 | 0.55318 | 0.54663 | 0.54198 | 0.53906 | 0.53772 | 0.67681 | 0.67774 | 0.68293 | 0.6918 | 0.70317 | 0.71666 | 0.73146 | 0.74443 | 0.75729 | 0.76839 | 0.77685 | 0.78266 | 0.78535 | 0.78266 | 0.77688 | 0.76842 | 0.75735 | 0.74449 | 0.73152 | 0.71672 | 0.70323 | 0.69183 | 0.68296 | 0.67777 | 0.67681
|  | 60 | 0.56564 | 0.56678 | 0.56902 | 0.57241 | 0.57724 | 0.58232 | 0.58808 | 0.59395 | 0.59933 | 0.60355 | 0.60713 | 0.60919 | 0.60959 | 0.60919 | 0.60713 | 0.60354 | 0.59933 | 0.59395 | 0.58807 | 0.58235 | 0.57722 | 0.57243 | 0.56902 | 0.56678 | 0.56564 | 0.72443 | 0.72591 | 0.72822 | 0.73272 | 0.73847 | 0.74557 | 0.75304 | 0.75961 | 0.76604 | 0.77166 | 0.77589 | 0.7786 | 0.77951 | 0.7786 | 0.77589 | 0.77169 | 0.76607 | 0.75964 | 0.75307 | 0.7456 | 0.7385 | 0.73275 | 0.72825 | 0.72591 | 0.72443
|  | 75 | 0.59271 | 0.5933 | 0.59444 | 0.5962 | 0.59868 | 0.60135 | 0.60424 | 0.60714 | 0.60982 | 0.61192 | 0.61365 | 0.61472 | 0.61493 | 0.61472 | 0.61368 | 0.6119 | 0.60982 | 0.60717 | 0.60422 | 0.60134 | 0.59868 | 0.5962 | 0.59444 | 0.5933 | 0.59271 | 0.76409 | 0.76409 | 0.76409 | 0.76409 | 0.76409 | 0.76409 | 0.76409 | 0.76409 | 0.76409 | 0.76409 | 0.76409 | 0.76409 | 0.76409 | 0.76409 | 0.76409 | 0.76409 | 0.76409 | 0.76409 | 0.76409 | 0.76409 | 0.76409 | 0.76409 | 0.76409 | 0.76409 | 0.76409
|  | 90 | 0.61262 | 0.61262 | 0.61262 | 0.61262 | 0.61262 | 0.61262 | 0.61262 | 0.61262 | 0.61262 | 0.61262 | 0.61262 | 0.61262 | 0.61262 | 0.61262 | 0.61262 | 0.61262 | 0.61262 | 0.61262 | 0.61262 | 0.61262 | 0.61262 | 0.61262 | 0.61262 | 0.61262 | 0.61262
| P_rec [MW] | 801.2326 | Azimuth [deg]
|  |  | -180 | -165 | -150 | -135 | -120 | -105 | -90 | -75 | -60 | -45 | -30 | -15 | 0 | 15 | 30 | 45 | 60 | 75 | 90 | 105 | 120 | 135 | 150 | 165 | 180 | 0 | 0 | 0 | 0 | 0 | 0 | 0 | 0 | 0 | 0 | 0 | 0 | 0 | 0 | 0 | 0 | 0 | 0 | 0 | 0 | 0 | 0 | 0 | 0 | 0
| Solar Altitude [deg] | 0 | 0 | 0 | 0 | 0 | 0 | 0 | 0 | 0 | 0 | 0 | 0 | 0 | 0 | 0 | 0 | 0 | 0 | 0 | 0 | 0 | 0 | 0 | 0 | 0 | 0 | 0.32573 | 0.33103 | 0.3384 | 0.34511 | 0.34745 | 0.35751 | 0.36749 | 0.37743 | 0.38678 | 0.40156 | 0.40787 | 0.4094 | 0.40846 | 0.409 | 0.40847 | 0.40183 | 0.38725 | 0.3775 | 0.36733 | 0.35761 | 0.34785 | 0.34558 | 0.3387 | 0.3309 | 0.32573
|  | 5 | 0.29897 | 0.30017 | 0.30092 | 0.3036 | 0.30654 | 0.31417 | 0.322 | 0.32837 | 0.3324 | 0.34023 | 0.34533 | 0.34861 | 0.34893 | 0.34846 | 0.34574 | 0.34049 | 0.33276 | 0.32846 | 0.32179 | 0.3142 | 0.30681 | 0.30386 | 0.30116 | 0.30008 | 0.29897 | 0.4393 | 0.44419 | 0.45376 | 0.46255 | 0.47036 | 0.48532 | 0.5008 | 0.51477 | 0.52786 | 0.54347 | 0.55263 | 0.5543 | 0.55354 | 0.5542 | 0.55283 | 0.54371 | 0.52807 | 0.51481 | 0.50077 | 0.48536 | 0.47053 | 0.46275 | 0.4539 | 0.44416 | 0.4393
|  | 15 | 0.38919 | 0.39186 | 0.39569 | 0.4004 | 0.40622 | 0.41656 | 0.426 | 0.43317 | 0.43851 | 0.44631 | 0.45228 | 0.45512 | 0.45478 | 0.45512 | 0.45237 | 0.44639 | 0.4386 | 0.43317 | 0.42594 | 0.41659 | 0.40631 | 0.40052 | 0.39572 | 0.39186 | 0.38919 | 0.52677 | 0.53139 | 0.54041 | 0.5484 | 0.55737 | 0.57249 | 0.58886 | 0.60179 | 0.61348 | 0.6274 | 0.63742 | 0.63908 | 0.63793 | 0.63908 | 0.63742 | 0.62744 | 0.61352 | 0.60183 | 0.5889 | 0.57253 | 0.55744 | 0.54844 | 0.54048 | 0.53143 | 0.52677
|  | 25 | 0.45454 | 0.45742 | 0.46164 | 0.46499 | 0.46963 | 0.47889 | 0.48809 | 0.49419 | 0.49951 | 0.50717 | 0.51335 | 0.51517 | 0.51445 | 0.5152 | 0.51338 | 0.50717 | 0.49951 | 0.49419 | 0.48809 | 0.47889 | 0.46965 | 0.46501 | 0.46164 | 0.45742 | 0.45454 | 0.58553 | 0.58854 | 0.59437 | 0.60184 | 0.61138 | 0.6239 | 0.63719 | 0.65021 | 0.66163 | 0.67257 | 0.68121 | 0.68519 | 0.68555 | 0.68519 | 0.68118 | 0.67264 | 0.6617 | 0.65025 | 0.63723 | 0.62394 | 0.61135 | 0.60181 | 0.59441 | 0.58854 | 0.58553
|  | 35 | 0.49892 | 0.50052 | 0.50329 | 0.5067 | 0.51156 | 0.51832 | 0.52554 | 0.53222 | 0.53849 | 0.54465 | 0.54962 | 0.5522 | 0.55246 | 0.5522 | 0.54962 | 0.54465 | 0.53849 | 0.53222 | 0.52556 | 0.51832 | 0.51156 | 0.5067 | 0.50329 | 0.50052 | 0.49892 | 0.62118 | 0.62322 | 0.62747 | 0.63413 | 0.6435 | 0.65361 | 0.66452 | 0.67633 | 0.68687 | 0.69527 | 0.70233 | 0.70668 | 0.70782 | 0.70675 | 0.70233 | 0.69524 | 0.68684 | 0.6763 | 0.66459 | 0.65368 | 0.64354 | 0.6341 | 0.62747 | 0.62322 | 0.62118
|  | 45 | 0.52628 | 0.52714 | 0.52924 | 0.53268 | 0.53743 | 0.54268 | 0.54873 | 0.55514 | 0.56125 | 0.56617 | 0.57003 | 0.57245 | 0.57314 | 0.57245 | 0.57003 | 0.56619 | 0.56125 | 0.55514 | 0.54873 | 0.54268 | 0.53743 | 0.53268 | 0.52924 | 0.52714 | 0.52628 | 0.65663 | 0.6585 | 0.66171 | 0.66636 | 0.67322 | 0.68038 | 0.68821 | 0.69641 | 0.70367 | 0.70946 | 0.71461 | 0.71749 | 0.71786 | 0.71749 | 0.71461 | 0.70943 | 0.70367 | 0.69641 | 0.68818 | 0.68045 | 0.67319 | 0.6664 | 0.66171 | 0.6585 | 0.65663
|  | 60 | 0.55078 | 0.5514 | 0.55305 | 0.55571 | 0.5593 | 0.56313 | 0.56774 | 0.57223 | 0.57656 | 0.57989 | 0.58249 | 0.58407 | 0.58455 | 0.58407 | 0.58249 | 0.57989 | 0.57656 | 0.57223 | 0.56774 | 0.56313 | 0.5593 | 0.55571 | 0.55305 | 0.5514 | 0.55078 | 0.69137 | 0.69224 | 0.69388 | 0.69629 | 0.6998 | 0.70348 | 0.70746 | 0.71148 | 0.71523 | 0.71811 | 0.72058 | 0.72209 | 0.72239 | 0.72209 | 0.72065 | 0.71808 | 0.71523 | 0.71155 | 0.70743 | 0.70345 | 0.6998 | 0.69629 | 0.69388 | 0.69224 | 0.69137
|  | 75 | 0.57419 | 0.57461 | 0.57545 | 0.57683 | 0.57869 | 0.58078 | 0.58303 | 0.58527 | 0.58733 | 0.58898 | 0.59026 | 0.59106 | 0.59121 | 0.59106 | 0.59026 | 0.58898 | 0.58733 | 0.58527 | 0.58303 | 0.58078 | 0.57869 | 0.57683 | 0.57545 | 0.57461 | 0.57419 | 0.71756 | 0.71756 | 0.71756 | 0.71756 | 0.71756 | 0.71756 | 0.71756 | 0.71756 | 0.71756 | 0.71756 | 0.71756 | 0.71756 | 0.71756 | 0.71756 | 0.71756 | 0.71756 | 0.71756 | 0.71756 | 0.71756 | 0.71756 | 0.71756 | 0.71756 | 0.71756 | 0.71756 | 0.71756
|  | 90 | 0.59086 | 0.59086 | 0.59086 | 0.59086 | 0.59086 | 0.59086 | 0.59086 | 0.59086 | 0.59086 | 0.59086 | 0.59086 | 0.59086 | 0.59086 | 0.59086 | 0.59086 | 0.59086 | 0.59086 | 0.59086 | 0.59086 | 0.59086 | 0.59086 | 0.59086 | 0.59086 | 0.59086 | 0.59086
| P_rec [MW] | 974.3778 | Azimuth [deg]
|  |  | -180 | -165 | -150 | -135 | -120 | -105 | -90 | -75 | -60 | -45 | -30 | -15 | 0 | 15 | 30 | 45 | 60 | 75 | 90 | 105 | 120 | 135 | 150 | 165 | 180 | 0 | 0 | 0 | 0 | 0 | 0 | 0 | 0 | 0 | 0 | 0 | 0 | 0 | 0 | 0 | 0 | 0 | 0 | 0 | 0 | 0 | 0 | 0 | 0 | 0
| Solar Altitude [deg] | 0 | 0 | 0 | 0 | 0 | 0 | 0 | 0 | 0 | 0 | 0 | 0 | 0 | 0 | 0 | 0 | 0 | 0 | 0 | 0 | 0 | 0 | 0 | 0 | 0 | 0 | 0.33818 | 0.33953 | 0.34038 | 0.34341 | 0.34674 | 0.35537 | 0.36422 | 0.37143 | 0.37599 | 0.38484 | 0.39061 | 0.39432 | 0.39469 | 0.39415 | 0.39108 | 0.38514 | 0.37639 | 0.37153 | 0.36399 | 0.3554 | 0.34704 | 0.34371 | 0.34065 | 0.33943 | 0.33818
|  | 5 | 0.29783 | 0.29883 | 0.29945 | 0.30169 | 0.30382 | 0.31226 | 0.31991 | 0.32524 | 0.32832 | 0.33613 | 0.34093 | 0.34396 | 0.34431 | 0.34382 | 0.34129 | 0.33635 | 0.32863 | 0.32528 | 0.31975 | 0.31229 | 0.30406 | 0.30194 | 0.2997 | 0.29874 | 0.29783 | 0.44022 | 0.44324 | 0.44758 | 0.45291 | 0.45949 | 0.47119 | 0.48186 | 0.48997 | 0.49601 | 0.50483 | 0.51159 | 0.5148 | 0.51442 | 0.5148 | 0.51169 | 0.50493 | 0.49611 | 0.48997 | 0.48179 | 0.47122 | 0.45959 | 0.45304 | 0.44761 | 0.44324 | 0.44022
|  | 15 | 0.38686 | 0.38923 | 0.39278 | 0.397 | 0.40203 | 0.412 | 0.4211 | 0.42725 | 0.43158 | 0.43918 | 0.44482 | 0.44741 | 0.44715 | 0.44741 | 0.4449 | 0.43927 | 0.43167 | 0.42725 | 0.42103 | 0.41201 | 0.40209 | 0.39712 | 0.39284 | 0.38923 | 0.38686 | 0.51414 | 0.5174 | 0.52218 | 0.52596 | 0.53121 | 0.54169 | 0.55209 | 0.55899 | 0.56501 | 0.57368 | 0.58067 | 0.58273 | 0.58191 | 0.58276 | 0.5807 | 0.57368 | 0.56501 | 0.55899 | 0.55209 | 0.54169 | 0.53124 | 0.52599 | 0.52218 | 0.5174 | 0.51414
|  | 25 | 0.45024 | 0.45296 | 0.45695 | 0.45985 | 0.46382 | 0.47267 | 0.4815 | 0.48685 | 0.49129 | 0.49855 | 0.50448 | 0.50606 | 0.50526 | 0.50607 | 0.50449 | 0.49855 | 0.49129 | 0.48685 | 0.4815 | 0.47267 | 0.46384 | 0.45986 | 0.45695 | 0.45296 | 0.45024 | 0.56434 | 0.56615 | 0.56929 | 0.57315 | 0.57864 | 0.58629 | 0.59445 | 0.60201 | 0.6091 | 0.61607 | 0.62169 | 0.62461 | 0.6249 | 0.62461 | 0.62169 | 0.61607 | 0.6091 | 0.60201 | 0.59448 | 0.58629 | 0.57864 | 0.57315 | 0.56929 | 0.56615 | 0.56434
|  | 35 | 0.49336 | 0.49489 | 0.49745 | 0.50059 | 0.50491 | 0.51124 | 0.51801 | 0.52407 | 0.52963 | 0.53543 | 0.54005 | 0.54235 | 0.54249 | 0.54235 | 0.54005 | 0.53543 | 0.52963 | 0.52407 | 0.51802 | 0.51124 | 0.50491 | 0.50059 | 0.49745 | 0.49489 | 0.49336 | 0.59529 | 0.59627 | 0.59864 | 0.60253 | 0.60791 | 0.61384 | 0.62069 | 0.62794 | 0.63485 | 0.64041 | 0.64478 | 0.64752 | 0.6483 | 0.64752 | 0.64478 | 0.64044 | 0.63485 | 0.62794 | 0.62069 | 0.61384 | 0.60791 | 0.60253 | 0.59864 | 0.59627 | 0.59529
|  | 45 | 0.51986 | 0.52067 | 0.52255 | 0.5257 | 0.52997 | 0.53469 | 0.54017 | 0.54594 | 0.55148 | 0.55599 | 0.55947 | 0.56162 | 0.5622 | 0.56162 | 0.55947 | 0.556 | 0.55148 | 0.54594 | 0.54017 | 0.53469 | 0.52997 | 0.5257 | 0.52255 | 0.52067 | 0.51986 | 0.623 | 0.62371 | 0.62557 | 0.62858 | 0.63264 | 0.63698 | 0.64219 | 0.64727 | 0.65217 | 0.65593 | 0.65887 | 0.66066 | 0.6612 | 0.66066 | 0.65887 | 0.65593 | 0.65217 | 0.64727 | 0.64219 | 0.63698 | 0.63264 | 0.62858 | 0.62557 | 0.62371 | 0.623
|  | 60 | 0.54344 | 0.54399 | 0.54543 | 0.5478 | 0.551 | 0.55445 | 0.5585 | 0.56251 | 0.56643 | 0.56941 | 0.57172 | 0.57312 | 0.57357 | 0.57312 | 0.57172 | 0.56941 | 0.56643 | 0.56251 | 0.5585 | 0.55445 | 0.551 | 0.5478 | 0.54543 | 0.54399 | 0.54344 | 0.64949 | 0.64996 | 0.65091 | 0.65247 | 0.65457 | 0.65694 | 0.65948 | 0.66202 | 0.66435 | 0.66621 | 0.66766 | 0.66857 | 0.66874 | 0.66857 | 0.66766 | 0.66621 | 0.66435 | 0.66202 | 0.65948 | 0.65694 | 0.65457 | 0.65247 | 0.65091 | 0.64996 | 0.64949
|  | 75 | 0.5657 | 0.56607 | 0.56682 | 0.56806 | 0.56974 | 0.57159 | 0.57358 | 0.57561 | 0.57746 | 0.57892 | 0.58009 | 0.58079 | 0.58094 | 0.58079 | 0.58009 | 0.57892 | 0.57746 | 0.57561 | 0.57358 | 0.57159 | 0.56974 | 0.56806 | 0.56682 | 0.56607 | 0.5657 | 0.66834 | 0.66834 | 0.66834 | 0.66834 | 0.66834 | 0.66834 | 0.66834 | 0.66834 | 0.66834 | 0.66834 | 0.66834 | 0.66834 | 0.66834 | 0.66834 | 0.66834 | 0.66834 | 0.66834 | 0.66834 | 0.66834 | 0.66834 | 0.66834 | 0.66834 | 0.66834 | 0.66834 | 0.66834
|  | 90 | 0.58125 | 0.58125 | 0.58125 | 0.58125 | 0.58125 | 0.58125 | 0.58125 | 0.58125 | 0.58125 | 0.58125 | 0.58125 | 0.58125 | 0.58125 | 0.58125 | 0.58125 | 0.58125 | 0.58125 | 0.58125 | 0.58125 | 0.58125 | 0.58125 | 0.58125 | 0.58125 | 0.58125 | 0.58125
| P_rec [MW] | 1147.5229 | Azimuth [deg]
|  |  | -180 | -165 | -150 | -135 | -120 | -105 | -90 | -75 | -60 | -45 | -30 | -15 | 0 | 15 | 30 | 45 | 60 | 75 | 90 | 105 | 120 | 135 | 150 | 165 | 180 | 0 | 0 | 0 | 0 | 0 | 0 | 0 | 0 | 0 | 0 | 0 | 0 | 0 | 0 | 0 | 0 | 0 | 0 | 0 | 0 | 0 | 0 | 0 | 0 | 0
| Solar Altitude [deg] | 0 | 0 | 0 | 0 | 0 | 0 | 0 | 0 | 0 | 0 | 0 | 0 | 0 | 0 | 0 | 0 | 0 | 0 | 0 | 0 | 0 | 0 | 0 | 0 | 0 | 0 | 0.33559 | 0.33651 | 0.33705 | 0.33909 | 0.34059 | 0.35105 | 0.3595 | 0.36434 | 0.36676 | 0.37558 | 0.38067 | 0.3838 | 0.38422 | 0.38367 | 0.381 | 0.37578 | 0.36706 | 0.36434 | 0.35937 | 0.35108 | 0.34082 | 0.33936 | 0.33735 | 0.33641 | 0.33559
|  | 5 | 0.29669 | 0.2975 | 0.29798 | 0.29978 | 0.30111 | 0.31035 | 0.31782 | 0.3221 | 0.32424 | 0.33204 | 0.33654 | 0.33931 | 0.33968 | 0.33919 | 0.33683 | 0.33222 | 0.32451 | 0.3221 | 0.31771 | 0.31038 | 0.30131 | 0.30002 | 0.29824 | 0.29741 | 0.29669 | 0.43497 | 0.43731 | 0.441 | 0.44522 | 0.45001 | 0.46086 | 0.47079 | 0.47658 | 0.48034 | 0.48872 | 0.4947 | 0.49736 | 0.49715 | 0.49736 | 0.4948 | 0.48882 | 0.48044 | 0.47658 | 0.47069 | 0.46086 | 0.45004 | 0.44535 | 0.4411 | 0.43731 | 0.43497
|  | 15 | 0.38454 | 0.38661 | 0.38987 | 0.39361 | 0.39784 | 0.40743 | 0.41621 | 0.42133 | 0.42465 | 0.43206 | 0.43735 | 0.4397 | 0.43952 | 0.4397 | 0.43744 | 0.43215 | 0.42474 | 0.42133 | 0.41612 | 0.40743 | 0.39787 | 0.39372 | 0.38996 | 0.38661 | 0.38454 | 0.50443 | 0.50731 | 0.51157 | 0.51434 | 0.51808 | 0.52761 | 0.53719 | 0.5424 | 0.54641 | 0.55418 | 0.5606 | 0.56211 | 0.56112 | 0.56211 | 0.5606 | 0.55418 | 0.54641 | 0.5424 | 0.53719 | 0.52761 | 0.51808 | 0.51434 | 0.51157 | 0.50731 | 0.50443
|  | 25 | 0.44595 | 0.4485 | 0.45226 | 0.45471 | 0.45802 | 0.46644 | 0.47491 | 0.47952 | 0.48306 | 0.48993 | 0.49561 | 0.49694 | 0.49607 | 0.49694 | 0.49561 | 0.48993 | 0.48306 | 0.47952 | 0.47491 | 0.46644 | 0.45802 | 0.45471 | 0.45226 | 0.4485 | 0.44595 | 0.55178 | 0.55342 | 0.55608 | 0.55932 | 0.56361 | 0.57026 | 0.57742 | 0.58357 | 0.58907 | 0.59521 | 0.60004 | 0.60234 | 0.60235 | 0.60234 | 0.60004 | 0.59521 | 0.58907 | 0.58357 | 0.57742 | 0.57026 | 0.56361 | 0.55932 | 0.55608 | 0.55342 | 0.55178
|  | 35 | 0.48781 | 0.48926 | 0.49161 | 0.49448 | 0.49827 | 0.50415 | 0.51048 | 0.51592 | 0.52078 | 0.52621 | 0.53048 | 0.53251 | 0.53252 | 0.53251 | 0.53048 | 0.52621 | 0.52078 | 0.51592 | 0.51048 | 0.50415 | 0.49827 | 0.49448 | 0.49161 | 0.48926 | 0.48781 | 0.58078 | 0.58162 | 0.58351 | 0.58674 | 0.59102 | 0.59578 | 0.60131 | 0.60712 | 0.61275 | 0.61738 | 0.62089 | 0.62301 | 0.62355 | 0.62301 | 0.62089 | 0.61738 | 0.61275 | 0.60712 | 0.60131 | 0.59578 | 0.59102 | 0.58674 | 0.58351 | 0.58162 | 0.58078
|  | 45 | 0.51345 | 0.51419 | 0.51586 | 0.51872 | 0.5225 | 0.52671 | 0.5316 | 0.53674 | 0.54171 | 0.54581 | 0.54891 | 0.55078 | 0.55126 | 0.55078 | 0.54891 | 0.54581 | 0.54171 | 0.53674 | 0.5316 | 0.52671 | 0.5225 | 0.51872 | 0.51586 | 0.51419 | 0.51345 | 0.60641 | 0.60695 | 0.60833 | 0.61069 | 0.61386 | 0.61734 | 0.62129 | 0.62527 | 0.62925 | 0.63222 | 0.63451 | 0.63589 | 0.63636 | 0.63589 | 0.63451 | 0.63222 | 0.62925 | 0.62527 | 0.62129 | 0.61734 | 0.61386 | 0.61069 | 0.60833 | 0.60695 | 0.60641
|  | 60 | 0.53611 | 0.53659 | 0.53781 | 0.53989 | 0.5427 | 0.54577 | 0.54926 | 0.55278 | 0.5563 | 0.55893 | 0.56095 | 0.56217 | 0.56259 | 0.56217 | 0.56095 | 0.55893 | 0.5563 | 0.55278 | 0.54926 | 0.54577 | 0.5427 | 0.53989 | 0.53781 | 0.53659 | 0.53611 | 0.63028 | 0.63065 | 0.63139 | 0.63264 | 0.63433 | 0.63615 | 0.63811 | 0.64017 | 0.64202 | 0.64347 | 0.64465 | 0.64532 | 0.64549 | 0.64532 | 0.64465 | 0.64347 | 0.64202 | 0.64017 | 0.63811 | 0.63615 | 0.63433 | 0.63264 | 0.63139 | 0.63065 | 0.63028
|  | 75 | 0.55721 | 0.55754 | 0.55819 | 0.5593 | 0.56079 | 0.5624 | 0.56413 | 0.56596 | 0.56759 | 0.56887 | 0.56992 | 0.57051 | 0.57066 | 0.57051 | 0.56992 | 0.56887 | 0.56759 | 0.56596 | 0.56413 | 0.5624 | 0.56079 | 0.5593 | 0.55819 | 0.55754 | 0.55721 | 0.6466 | 0.6466 | 0.6466 | 0.6466 | 0.6466 | 0.6466 | 0.6466 | 0.6466 | 0.6466 | 0.6466 | 0.6466 | 0.6466 | 0.6466 | 0.6466 | 0.6466 | 0.6466 | 0.6466 | 0.6466 | 0.6466 | 0.6466 | 0.6466 | 0.6466 | 0.6466 | 0.6466 | 0.6466
|  | 90 | 0.57164 | 0.57164 | 0.57164 | 0.57164 | 0.57164 | 0.57164 | 0.57164 | 0.57164 | 0.57164 | 0.57164 | 0.57164 | 0.57164 | 0.57164 | 0.57164 | 0.57164 | 0.57164 | 0.57164 | 0.57164 | 0.57164 | 0.57164 | 0.57164 | 0.57164 | 0.57164 | 0.57164 | 0.57164
Note on J3: Lorenzo Pilotti: obtained by linear interpolation from receiver efficiency table, assuming nominal conditions

## 6 - Receiver Efficiecny
Receiver Total Efficiency [-] | [14 empty] | Legend
v_wind¦m/s | t_amb¦°C | t_out¦°C | t_in¦°C | solar_flux¦kW/m²] | [10 empty] | Symbol/Abbreviation | Description | Unit
|  |  |  | 99 | 100 | 150 | 200 | 250 | 300 | 350 | 400 | 500 | 600 | 700 | v_wind | wind speed | m/s
0 | 1 | 550 | 270 | 0 | 0.65864 | 0.7501 | 0.7959 | 0.82354 | 0.842 | 0.8553 | 0.86522 | 0.87922 | 0.8886 | 0.89534 | t_amb | ambient temperature | °C
0 | 1 | 550 | 290 | 0 | 0.646713 | 0.742009 | 0.789845 | 0.818704 | 0.837982 | 0.851827 | 0.862238 | 0.87682 | 0.886564 | 0.893576 | t_out | receiver outlet temperature | °C
0 | 1 | 550 | 320 | 0 | 0.62764 | 0.72928 | 0.7803 | 0.81108 | 0.83162 | 0.84636 | 0.85742 | 0.873 | 0.88338 | 0.89082 | t_in | receiver inlet temperature | °C
0 | 50 | 550 | 270 | 0 | 0.65806 | 0.74964 | 0.79558 | 0.82322 | 0.84172 | 0.85502 | 0.86498 | 0.87902 | 0.8884 | 0.8951 | h_tower | Tower height | m
0 | 50 | 550 | 290 | 0 | 0.645805 | 0.741367 | 0.789344 | 0.818293 | 0.837611 | 0.851493 | 0.861871 | 0.876547 | 0.886327 | 0.893336
0 | 50 | 550 | 320 | 0 | 0.6264 | 0.72838 | 0.77958 | 0.8105 | 0.83114 | 0.84588 | 0.85704 | 0.87262 | 0.88314 | 0.89058
5 | 1 | 550 | 270 | 0 | 0.62524 | 0.72766 | 0.77902 | 0.81002 | 0.83068 | 0.84548 | 0.85666 | 0.87236 | 0.88284 | 0.89034
5 | 1 | 550 | 290 | 0 | 0.612713 | 0.719296 | 0.772747 | 0.804911 | 0.82648 | 0.841916 | 0.853496 | 0.869869 | 0.880713 | 0.888522
5 | 1 | 550 | 320 | 0 | 0.59298 | 0.70604 | 0.76282 | 0.797 | 0.8199 | 0.83624 | 0.84856 | 0.86584 | 0.87742 | 0.88572
5 | 50 | 550 | 270 | 0 | 0.6373 | 0.7357 | 0.7851 | 0.81484 | 0.8347 | 0.849 | 0.85968 | 0.87476 | 0.88484 | 0.89204
5 | 50 | 550 | 290 | 0 | 0.624773 | 0.7273 | 0.778773 | 0.809731 | 0.8305 | 0.845345 | 0.856516 | 0.872233 | 0.882713 | 0.89024
5 | 50 | 550 | 320 | 0 | 0.60494 | 0.71398 | 0.76876 | 0.80172 | 0.82382 | 0.83966 | 0.85152 | 0.86826 | 0.87938 | 0.88742
15 | 1 | 550 | 270 | 0 | 0.51978 | 0.657 | 0.72574 | 0.76712 | 0.79482 | 0.81462 | 0.82954 | 0.85048 | 0.8645 | 0.87456
15 | 1 | 550 | 290 | 0 | 0.505525 | 0.6474 | 0.71854 | 0.761375 | 0.789984 | 0.810547 | 0.825976 | 0.847625 | 0.862155 | 0.872469
15 | 1 | 550 | 320 | 0 | 0.48306 | 0.63228 | 0.70718 | 0.7523 | 0.78244 | 0.80408 | 0.82034 | 0.84312 | 0.85834 | 0.86928
15 | 50 | 550 | 270 | 0 | 0.54998 | 0.67718 | 0.74086 | 0.77924 | 0.80494 | 0.82334 | 0.83716 | 0.85664 | 0.86956 | 0.8789
15 | 50 | 550 | 290 | 0 | 0.535762 | 0.667635 | 0.733715 | 0.773495 | 0.80014 | 0.819267 | 0.833578 | 0.853749 | 0.867215 | 0.876827
15 | 50 | 550 | 320 | 0 | 0.5134 | 0.65256 | 0.72246 | 0.76452 | 0.79266 | 0.81284 | 0.82796 | 0.84928 | 0.8635 | 0.87364
30 | 1 | 550 | 270 | 0 | 0.37274 | 0.5589 | 0.6517 | 0.70762 | 0.745 | 0.77174 | 0.7919 | 0.82012 | 0.83904 | 0.85258
30 | 1 | 550 | 290 | 0 | 0.356158 | 0.547573 | 0.643191 | 0.70082 | 0.739291 | 0.766885 | 0.787645 | 0.816775 | 0.83624 | 0.85018
30 | 1 | 550 | 320 | 0 | 0.3299 | 0.52982 | 0.62984 | 0.69014 | 0.73042 | 0.75934 | 0.781 | 0.81146 | 0.83188 | 0.84642
30 | 50 | 550 | 270 | 0 | 0.42434 | 0.5931 | 0.67744 | 0.72824 | 0.76218 | 0.78646 | 0.80482 | 0.83044 | 0.84766 | 0.86
30 | 50 | 550 | 290 | 0 | 0.407758 | 0.581864 | 0.668967 | 0.721495 | 0.756562 | 0.78166 | 0.800602 | 0.827131 | 0.844896 | 0.8576
30 | 50 | 550 | 320 | 0 | 0.38176 | 0.56426 | 0.65578 | 0.71092 | 0.74774 | 0.77416 | 0.79402 | 0.82188 | 0.84054 | 0.85392
|  | t_amb¦°C | v_wind¦m/s | 99 | 100 | 150 | 200 | 250 | 300 | 350 | 400 | 500 | 600 | 700
|  | 1 | 0 | 0 | 0.646713 | 0.742009 | 0.789845 | 0.818704 | 0.837982 | 0.851827 | 0.862238 | 0.87682 | 0.886564 | 0.893576
|  | 1 | 5 | 0 | 0.612713 | 0.719296 | 0.772747 | 0.804911 | 0.82648 | 0.841916 | 0.853496 | 0.869869 | 0.880713 | 0.888522
|  | 1 | 15 | 0 | 0.505525 | 0.6474 | 0.71854 | 0.761375 | 0.789984 | 0.810547 | 0.825976 | 0.847625 | 0.862155 | 0.872469
|  | 1 | 30 | 0 | 0.356158 | 0.547573 | 0.643191 | 0.70082 | 0.739291 | 0.766885 | 0.787645 | 0.816775 | 0.83624 | 0.85018
|  | t_amb¦°C | v_wind¦m/s | 99 | 100 | 150 | 200 | 250 | 300 | 350 | 400 | 500 | 600 | 700
|  | 50 | 0 | 0 | 0.645805 | 0.741367 | 0.789344 | 0.818293 | 0.837611 | 0.851493 | 0.861871 | 0.876547 | 0.886327 | 0.893336
|  | 50 | 5 | 0 | 0.624773 | 0.7273 | 0.778773 | 0.809731 | 0.8305 | 0.845345 | 0.856516 | 0.872233 | 0.882713 | 0.89024
|  | 50 | 15 | 0 | 0.535762 | 0.667635 | 0.733715 | 0.773495 | 0.80014 | 0.819267 | 0.833578 | 0.853749 | 0.867215 | 0.876827
|  | 50 | 30 | 0 | 0.407758 | 0.581864 | 0.668967 | 0.721495 | 0.756562 | 0.78166 | 0.800602 | 0.827131 | 0.844896 | 0.8576
|  | t_amb¦°C | v_wind¦m/s | 99 | 100 | 150 | 200 | 250 | 300 | 350 | 400 | 500 | 600 | 700
|  | 30 | 0 | 0 | 0.64618 | 0.74163 | 0.78955 | 0.81846 | 0.83776 | 0.85163 | 0.86202 | 0.87666 | 0.88642 | 0.89343
|  | 30 | 5 | 0 | 0.61985 | 0.72403 | 0.77631 | 0.80776 | 0.82886 | 0.84395 | 0.85528 | 0.87127 | 0.8819 | 0.88954
|  | 30 | 15 | 0 | 0.52342 | 0.65938 | 0.72752 | 0.76855 | 0.79599 | 0.81571 | 0.83048 | 0.85125 | 0.86515 | 0.87505
|  | 30 | 30 | 0 | 0.3867 | 0.56787 | 0.65845 | 0.71306 | 0.74951 | 0.77563 | 0.79531 | 0.8229 | 0.84136 | 0.85457
v_wind(h_tower) = v_wind(10m) * (h_tower / 10 m)^0.15

## 7 - Weather File 2019
Location | City | Region | Country | Latitude | Longitude | Time Zone | Elevation | Source
Plataforma Solar de Almería | Almería | Andalusia | Spain | 37.0909 | -2.3581 | 1 | 500 | Deutsches Zentrum fuer Luft- und Raumfahrt (DLR) | [7 empty] | Legend
Year | Month | Day | Hour | Minutes | Beam | Diffuse | Global | Tdry | Relhum | Pressure | Wdir | Wspd | Aod | Pwp | Albedo | Symbol/Abbreviation | Description | Unit
2019 | 1 | 1 | 0 | 0 | 0 | 0 | 0 | 6 | 48.7 | 972.7 | 17.1 | 1 |  |  |  | Location | Name of the Location | [-]
2019 | 1 | 1 | 1 | 0 | 0 | 0 | 0 | 5.4 | 49.7 | 972.3 | 135.5 | 0.5 |  |  |  | City | Name of the city | [-]
2019 | 1 | 1 | 2 | 0 | 0 | 0 | 0 | 5.2 | 48.6 | 972.2 | 20.8 | 0.9 |  |  |  | Region | Name of the region | [-]
2019 | 1 | 1 | 3 | 0 | 0 | 0 | 0 | 5.1 | 47.3 | 972.3 | 66.8 | 0.7 |  |  |  | Latitide | Latitude coordinates | [°N]
2019 | 1 | 1 | 4 | 0 | 0 | 0 | 0 | 5.3 | 45.5 | 972 | 25.9 | 1.2 |  |  |  | Longitude | Longitude coordinates | [°E]
2019 | 1 | 1 | 5 | 0 | 0 | 0 | 0 | 5.6 | 43.8 | 971.6 | 24.3 | 1.8 |  |  |  | Time Zone | Time zone in hours | [-]
2019 | 1 | 1 | 6 | 0 | 0 | 0 | 0 | 5.4 | 43.8 | 971.6 | 34.5 | 1.5 |  |  |  | Elevation | Elevation of the location | [m]
2019 | 1 | 1 | 7 | 0 | 0 | 0 | 0 | 5 | 44.2 | 971.9 | 53.6 | 0.8 |  |  |  | Source | Code of the metereological station (if known) | [-]
2019 | 1 | 1 | 8 | 0 | 154 | 8 | 18 | 4.6 | 45.4 | 972.5 | 330.8 | 0.7 |  |  |  | Year | Year of the measurement | [-]
2019 | 1 | 1 | 9 | 0 | 699 | 31 | 158 | 9.5 | 38.6 | 973.3 | 36.9 | 0.3 |  |  |  | Month | Month of the measurement | [-]
2019 | 1 | 1 | 10 | 0 | 873 | 42 | 324 | 14.6 | 29.9 | 973.5 | 22.8 | 0.2 |  |  |  | Day | Day of the measurement | [-]
2019 | 1 | 1 | 11 | 0 | 945 | 47 | 454 | 16.7 | 24.8 | 973.4 | 193.6 | 0.8 |  |  |  | Hour | Hour of the measurement | [h]
2019 | 1 | 1 | 12 | 0 | 974 | 49 | 529 | 17.5 | 24.1 | 972.6 | 241.9 | 2.5 |  |  |  | Minutes | Minutes of the measurement | [-]
2019 | 1 | 1 | 13 | 0 | 979 | 49 | 543 | 18.5 | 23.6 | 971.9 | 249.4 | 3.2 |  |  |  | Beam | Hourly DNI, direct normal irradiance | [W/m2]
2019 | 1 | 1 | 14 | 0 | 959 | 48 | 494 | 19.2 | 23.1 | 971.2 | 253.5 | 3.1 |  |  |  | Diffuse | Hourly DHI, diffuse horizontal irradiance | [W/m2]
2019 | 1 | 1 | 15 | 0 | 907 | 44 | 387 | 18.9 | 24.1 | 971 | 262.2 | 4 |  |  |  | Global | Hourly GHI, global horizontal irradiance | [W/m2]
2019 | 1 | 1 | 16 | 0 | 788 | 36 | 235 | 18.3 | 24.5 | 971.2 | 275.4 | 3.8 |  |  |  | Tdry | Hourly ambient temperature | [°C]
2019 | 1 | 1 | 17 | 0 | 440 | 18 | 68 | 16.1 | 30 | 971.5 | 258.7 | 3 |  |  |  | Relhum | Relative humidity | [%]
2019 | 1 | 1 | 18 | 0 | 1 | 0 | 0 | 12.1 | 41.2 | 972 | 252.4 | 1.3 |  |  |  | Pressure | Surface (air) pressure | [Pa]
2019 | 1 | 1 | 19 | 0 | 0 | 0 | 0 | 9.7 | 51.6 | 972.3 | 154.4 | 0.2 |  |  |  | Wdir | Wind direction | [°]
2019 | 1 | 1 | 20 | 0 | 0 | 0 | 0 | 7.7 | 55 | 972.2 | 73.1 | 0.7 |  |  |  | Wspd | Wind speed | [m/s]
2019 | 1 | 1 | 21 | 0 | 0 | 0 | 0 | 7.6 | 46 | 972.1 | 108 | 1.1 |  |  |  | Aod | Aerosol optical depth | [-]
2019 | 1 | 1 | 22 | 0 | 0 | 0 | 0 | 7.3 | 45.7 | 971.9 | 125.4 | 1.4 |  |  |  | Pwp | Precipitable Water | [mm]
2019 | 1 | 1 | 23 | 0 | 0 | 0 | 0 | 7.3 | 43.9 | 971.6 | 112 | 1.7 |  |  |  | Albedo | Albedo | [-]
2019 | 1 | 2 | 0 | 0 | 0 | 0 | 0 | 7.4 | 42.4 | 971.2 | 27.6 | 2.1
2019 | 1 | 2 | 1 | 0 | 0 | 0 | 0 | 6.6 | 43.1 | 971 | 25.8 | 1.2
2019 | 1 | 2 | 2 | 0 | 0 | 0 | 0 | 6.1 | 44.6 | 970.8 | 25.3 | 1.1
2019 | 1 | 2 | 3 | 0 | 0 | 0 | 0 | 7.1 | 40.9 | 970.6 | 20.3 | 2.4
2019 | 1 | 2 | 4 | 0 | 0 | 0 | 0 | 7.3 | 40 | 969.9 | 18.2 | 2.2
2019 | 1 | 2 | 5 | 0 | 0 | 0 | 0 | 6.9 | 40.6 | 969.4 | 30.3 | 1.8
2019 | 1 | 2 | 6 | 0 | 0 | 0 | 0 | 6.7 | 40.3 | 969 | 15.2 | 2.9
2019 | 1 | 2 | 7 | 0 | 0 | 0 | 0 | 6.9 | 39.1 | 968.9 | 23 | 2.5
2019 | 1 | 2 | 8 | 0 | 154 | 8 | 18 | 7.7 | 36.8 | 968.9 | 22 | 2.9
2019 | 1 | 2 | 9 | 0 | 705 | 31 | 159 | 10.9 | 33.1 | 969.4 | 47.7 | 0.8
2019 | 1 | 2 | 10 | 0 | 879 | 42 | 327 | 14.6 | 27 | 969.5 | 63.7 | 1
2019 | 1 | 2 | 11 | 0 | 952 | 48 | 458 | 17.2 | 23.1 | 969 | 254.7 | 0.9
2019 | 1 | 2 | 12 | 0 | 980 | 51 | 534 | 18.4 | 22.9 | 968 | 222.7 | 1.4
2019 | 1 | 2 | 13 | 0 | 976 | 53 | 546 | 18.2 | 29.5 | 967 | 238.7 | 2.6
2019 | 1 | 2 | 14 | 0 | 947 | 53 | 495 | 18.6 | 37.9 | 966.1 | 240.8 | 2.5
2019 | 1 | 2 | 15 | 0 | 854 | 50 | 377 | 18.6 | 38.9 | 965.7 | 241.6 | 2.6
2019 | 1 | 2 | 16 | 0 | 729 | 44 | 229 | 17.6 | 44.4 | 965.9 | 229.8 | 2.4
2019 | 1 | 2 | 17 | 0 | 376 | 23 | 67 | 15.7 | 55.9 | 966.3 | 201.8 | 1.7
2019 | 1 | 2 | 18 | 0 | 1 | 0 | 1 | 11.6 | 54.6 | 966.8 | 122.1 | 2.6
2019 | 1 | 2 | 19 | 0 | 0 | 0 | 0 | 9.6 | 57.6 | 967.4 | 70.2 | 2.1
2019 | 1 | 2 | 20 | 0 | 0 | 0 | 0 | 9.5 | 59.5 | 967.7 | 71.5 | 2.5
2019 | 1 | 2 | 21 | 0 | 0 | 0 | 0 | 9.2 | 58.3 | 968 | 56.8 | 3
2019 | 1 | 2 | 22 | 0 | 0 | 0 | 0 | 8.6 | 57.1 | 968.3 | 56.9 | 3
2019 | 1 | 2 | 23 | 0 | 0 | 0 | 0 | 7.5 | 59.7 | 968.4 | 87.7 | 3
2019 | 1 | 3 | 0 | 0 | 0 | 0 | 0 | 6.9 | 63.1 | 968.5 | 60.7 | 2.7
2019 | 1 | 3 | 1 | 0 | 0 | 0 | 0 | 6.8 | 61.6 | 968.6 | 50.3 | 3.1
2019 | 1 | 3 | 2 | 0 | 0 | 0 | 0 | 5.2 | 64.4 | 968.6 | 33.3 | 2.6
2019 | 1 | 3 | 3 | 0 | 0 | 0 | 0 | 5.6 | 62.3 | 968.7 | 42.1 | 2.4
2019 | 1 | 3 | 4 | 0 | 0 | 0 | 0 | 5.6 | 66.5 | 968.4 | 71.2 | 2.9
2019 | 1 | 3 | 5 | 0 | 0 | 0 | 0 | 5.3 | 66.3 | 968.3 | 55.6 | 2.8
2019 | 1 | 3 | 6 | 0 | 0 | 0 | 0 | 5.2 | 69.9 | 968.4 | 55.9 | 2.8
2019 | 1 | 3 | 7 | 0 | 0 | 0 | 0 | 4.9 | 69.3 | 969 | 58.1 | 2.5
2019 | 1 | 3 | 8 | 0 | 8 | 8 | 9 | 4.3 | 75.2 | 969.6 | 62.6 | 2.6
2019 | 1 | 3 | 9 | 0 | 599 | 38 | 148 | 7.1 | 68.3 | 970.3 | 80.1 | 1.4
2019 | 1 | 3 | 10 | 0 | 788 | 58 | 314 | 10.3 | 65.4 | 971 | 99.6 | 4.1
2019 | 1 | 3 | 11 | 0 | 835 | 76 | 439 | 11.7 | 59 | 971.2 | 66.4 | 5.2
2019 | 1 | 3 | 12 | 0 | 417 | 191 | 400 | 12.5 | 56.7 | 970.7 | 75.8 | 3.9
2019 | 1 | 3 | 13 | 0 | 540 | 178 | 454 | 12.6 | 58.3 | 970.1 | 94.7 | 4.8
2019 | 1 | 3 | 14 | 0 | 525 | 172 | 425 | 13.1 | 54 | 969.7 | 70.8 | 3.7
2019 | 1 | 3 | 15 | 0 | 464 | 119 | 297 | 12.9 | 55.4 | 969.7 | 84.5 | 2.9
2019 | 1 | 3 | 16 | 0 | 514 | 80 | 206 | 12.8 | 58.4 | 969.7 | 98 | 2.9
2019 | 1 | 3 | 17 | 0 | 140 | 42 | 63 | 11.6 | 68.2 | 970 | 105.6 | 4
2019 | 1 | 3 | 18 | 0 | 0 | 0 | 1 | 10 | 77 | 970.2 | 90.6 | 3
2019 | 1 | 3 | 19 | 0 | 0 | 0 | 0 | 9.9 | 80.4 | 970.5 | 65.7 | 2.5
2019 | 1 | 3 | 20 | 0 | 0 | 0 | 0 | 9.7 | 81.6 | 970.6 | 76.9 | 2.7
2019 | 1 | 3 | 21 | 0 | 0 | 0 | 0 | 8.4 | 86.2 | 970.9 | 83.9 | 2.1
2019 | 1 | 3 | 22 | 0 | 0 | 0 | 0 | 7.8 | 87.5 | 970.8 | 70.7 | 2.2
2019 | 1 | 3 | 23 | 0 | 0 | 0 | 0 | 7 | 87.5 | 970.7 | 75.5 | 2.2
2019 | 1 | 4 | 0 | 0 | 0 | 0 | 0 | 6.2 | 89.8 | 970.7 | 89.9 | 1.3
2019 | 1 | 4 | 1 | 0 | 0 | 0 | 0 | 6.1 | 90.6 | 970.9 | 64.9 | 1
2019 | 1 | 4 | 2 | 0 | 0 | 0 | 0 | 5.7 | 91 | 970.7 | 87.7 | 1.2
2019 | 1 | 4 | 3 | 0 | 0 | 0 | 0 | 5.1 | 90.7 | 970.7 | 57 | 1.1
2019 | 1 | 4 | 4 | 0 | 0 | 0 | 0 | 4.8 | 88.4 | 970.2 | 118.8 | 1.3
2019 | 1 | 4 | 5 | 0 | 0 | 0 | 0 | 4.3 | 83 | 970.1 | 44.9 | 2.1
2019 | 1 | 4 | 6 | 0 | 0 | 0 | 0 | 4.3 | 82.7 | 970.1 | 40.5 | 2.5
2019 | 1 | 4 | 7 | 0 | 0 | 0 | 0 | 4.1 | 82 | 970.6 | 33.3 | 2.2
2019 | 1 | 4 | 8 | 0 | 97 | 10 | 16 | 4.4 | 80.8 | 971.1 | 18.8 | 2.4
2019 | 1 | 4 | 9 | 0 | 580 | 47 | 156 | 6.5 | 75.7 | 971.8 | 120.2 | 1.6
2019 | 1 | 4 | 10 | 0 | 806 | 65 | 330 | 9 | 71.9 | 972.4 | 129.5 | 0.9
2019 | 1 | 4 | 11 | 0 | 898 | 62 | 456 | 11.5 | 61.5 | 972.5 | 158.6 | 1
2019 | 1 | 4 | 12 | 0 | 944 | 61 | 535 | 12.5 | 50.2 | 971.7 | 197.5 | 1.4
2019 | 1 | 4 | 13 | 0 | 944 | 61 | 547 | 13.3 | 44 | 971.1 | 213.1 | 1.8
2019 | 1 | 4 | 14 | 0 | 927 | 60 | 501 | 14 | 46.9 | 970.5 | 217.3 | 1.9
2019 | 1 | 4 | 15 | 0 | 883 | 53 | 397 | 14.7 | 44.5 | 970.4 | 242 | 2
2019 | 1 | 4 | 16 | 0 | 761 | 44 | 243 | 14.3 | 48.6 | 970.7 | 246.6 | 2.8
2019 | 1 | 4 | 17 | 0 | 407 | 23 | 72 | 12.2 | 62.3 | 971.2 | 255.6 | 2.9
2019 | 1 | 4 | 18 | 0 | 0 | 1 | 1 | 9.3 | 74.4 | 971.6 | 235.9 | 2.5
2019 | 1 | 4 | 19 | 0 | 0 | 0 | 0 | 7 | 81.4 | 972.2 | 48 | 0.2
2019 | 1 | 4 | 20 | 0 | 0 | 0 | 0 | 5.5 | 80.2 | 972.6 | 42.8 | 0.9
2019 | 1 | 4 | 21 | 0 | 0 | 0 | 0 | 5.2 | 78.4 | 972.8 | 173.1 | 1.1
2019 | 1 | 4 | 22 | 0 | 0 | 0 | 0 | 4.9 | 73.4 | 973 | 69.8 | 2.1
2019 | 1 | 4 | 23 | 0 | 0 | 0 | 0 | 3.9 | 60.6 | 973 | 32.1 | 1.6
2019 | 1 | 5 | 0 | 0 | 0 | 0 | 0 | 3.8 | 55.3 | 972.8 | 14.7 | 1.6
2019 | 1 | 5 | 1 | 0 | 0 | 0 | 0 | 2.7 | 58.5 | 972.8 | 46 | 0.8
2019 | 1 | 5 | 2 | 0 | 0 | 0 | 0 | 1.5 | 62.6 | 972.9 | 77.7 | 0.3
2019 | 1 | 5 | 3 | 0 | 0 | 0 | 0 | 2.1 | 62.1 | 973.1 | 220.8 | 0.9
2019 | 1 | 5 | 4 | 0 | 0 | 0 | 0 | 2.2 | 54.8 | 973 | 33.9 | 1.8
2019 | 1 | 5 | 5 | 0 | 0 | 0 | 0 | 2.2 | 51.2 | 972.9 | 25.6 | 1.4
2019 | 1 | 5 | 6 | 0 | 0 | 0 | 0 | 1.5 | 53.6 | 972.9 | 53.7 | 0.8
2019 | 1 | 5 | 7 | 0 | 0 | 0 | 0 | 1 | 55.7 | 973.2 | 29.2 | 1.2
2019 | 1 | 5 | 8 | 0 | 156 | 8 | 18 | 2 | 50.9 | 973.5 | 64.3 | 1.5
2019 | 1 | 5 | 9 | 0 | 694 | 32 | 159 | 5.8 | 46.8 | 974 | 43.7 | 0.4
2019 | 1 | 5 | 10 | 0 | 871 | 43 | 329 | 10.8 | 35.5 | 974.5 | 61.7 | 0.7
2019 | 1 | 5 | 11 | 0 | 941 | 48 | 461 | 13.6 | 26.8 | 974.5 | 185.9 | 0.7
2019 | 1 | 5 | 12 | 0 | 968 | 52 | 537 | 13.8 | 27.7 | 973.9 | 232.7 | 1.8
2019 | 1 | 5 | 13 | 0 | 977 | 52 | 553 | 14.4 | 34.5 | 972.9 | 231.7 | 2
2019 | 1 | 5 | 14 | 0 | 957 | 51 | 505 | 15.3 | 36.6 | 972.2 | 249.1 | 2.5
2019 | 1 | 5 | 15 | 0 | 910 | 47 | 400 | 15.4 | 39.6 | 971.8 | 235.6 | 3.4
2019 | 1 | 5 | 16 | 0 | 798 | 39 | 248 | 15.2 | 43.3 | 971.6 | 236 | 2.6
2019 | 1 | 5 | 17 | 0 | 463 | 21 | 77 | 13.1 | 57.9 | 971.6 | 235.6 | 2.9
2019 | 1 | 5 | 18 | 0 | 1 | 1 | 1 | 9.2 | 77 | 972.1 | 248 | 1.5
2019 | 1 | 5 | 19 | 0 | 0 | 0 | 0 | 7.4 | 84.1 | 972.5 | 265.7 | 0.7
2019 | 1 | 5 | 20 | 0 | 0 | 0 | 0 | 6.1 | 86.5 | 972.6 | 277 | 0.9
2019 | 1 | 5 | 21 | 0 | 0 | 0 | 0 | 4.7 | 75.6 | 972.6 | 24.8 | 0.9
2019 | 1 | 5 | 22 | 0 | 0 | 0 | 0 | 3.7 | 73.4 | 972.3 | 54.6 | 0.9
2019 | 1 | 5 | 23 | 0 | 0 | 0 | 0 | 4.6 | 53.8 | 972.2 | 11.9 | 1.1
2019 | 1 | 6 | 0 | 0 | 0 | 0 | 0 | 5.2 | 48.8 | 971.6 | 18.1 | 1.8
2019 | 1 | 6 | 1 | 0 | 0 | 0 | 0 | 6.2 | 40.5 | 971.3 | 25.4 | 2.5
2019 | 1 | 6 | 2 | 0 | 0 | 0 | 0 | 6.1 | 37.8 | 971.2 | 19.2 | 2.4
2019 | 1 | 6 | 3 | 0 | 0 | 0 | 0 | 6.1 | 36.3 | 971 | 20.5 | 2
2019 | 1 | 6 | 4 | 0 | 0 | 0 | 0 | 6 | 34.2 | 970.4 | 21.2 | 2.5
2019 | 1 | 6 | 5 | 0 | 0 | 0 | 0 | 5.5 | 33.5 | 970 | 14.8 | 2.4
2019 | 1 | 6 | 6 | 0 | 0 | 0 | 0 | 4.8 | 34.1 | 969.6 | 47.9 | 1.3
2019 | 1 | 6 | 7 | 0 | 0 | 0 | 0 | 3.8 | 36.2 | 969.7 | 101.1 | 1.2
2019 | 1 | 6 | 8 | 0 | 164 | 8 | 18 | 5.4 | 31.4 | 969.9 | 17 | 1.5
2019 | 1 | 6 | 9 | 0 | 717 | 31 | 161 | 8.9 | 28.4 | 970.2 | 224 | 0.8
2019 | 1 | 6 | 10 | 0 | 888 | 42 | 331 | 13.3 | 21.5 | 970.5 | 207.9 | 0.7
2019 | 1 | 6 | 11 | 0 | 958 | 48 | 465 | 16.1 | 20 | 970.2 | 198.3 | 0.9
2019 | 1 | 6 | 12 | 0 | 989 | 51 | 544 | 17.1 | 19 | 969.3 | 243 | 1.5
2019 | 1 | 6 | 13 | 0 | 991 | 52 | 560 | 19 | 17.5 | 968.7 | 191.1 | 0.7
2019 | 1 | 6 | 14 | 0 | 957 | 53 | 508 | 19.1 | 24 | 968.2 | 198.4 | 2
2019 | 1 | 6 | 15 | 0 | 897 | 50 | 400 | 18.6 | 26.9 | 968.1 | 116.6 | 3.3
2019 | 1 | 6 | 16 | 0 | 771 | 42 | 246 | 17.6 | 33.6 | 968.2 | 116.2 | 3.3
2019 | 1 | 6 | 17 | 0 | 432 | 23 | 76 | 15.1 | 52.3 | 968.5 | 172.6 | 1.5
2019 | 1 | 6 | 18 | 0 | 1 | 1 | 1 | 11.3 | 46.7 | 968.7 | 95.5 | 2.9
2019 | 1 | 6 | 19 | 0 | 0 | 0 | 0 | 8.4 | 49.5 | 969.1 | 136.8 | 1
2019 | 1 | 6 | 20 | 0 | 0 | 0 | 0 | 6.7 | 57 | 969.4 | 7.5 | 0.6
2019 | 1 | 6 | 21 | 0 | 0 | 0 | 0 | 5.1 | 62.2 | 969.5 | 21.7 | 0.7
2019 | 1 | 6 | 22 | 0 | 0 | 0 | 0 | 4.8 | 61.1 | 969.4 | 61.3 | 1.6
2019 | 1 | 6 | 23 | 0 | 0 | 0 | 0 | 5.6 | 59.9 | 969.2 | 24.9 | 1.7
2019 | 1 | 7 | 0 | 0 | 0 | 0 | 0 | 4.1 | 62.8 | 969 | 80.8 | 0.6
2019 | 1 | 7 | 1 | 0 | 0 | 0 | 0 | 4.6 | 57.3 | 968.8 | 91.7 | 2.3
2019 | 1 | 7 | 2 | 0 | 0 | 0 | 0 | 6.1 | 49.8 | 969 | 18.6 | 2.8
2019 | 1 | 7 | 3 | 0 | 0 | 0 | 0 | 4.2 | 51 | 969.3 | 73.1 | 1.5
2019 | 1 | 7 | 4 | 0 | 0 | 0 | 0 | 3.4 | 49.3 | 969 | 44.5 | 1
2019 | 1 | 7 | 5 | 0 | 0 | 0 | 0 | 3.1 | 49.2 | 968.7 | 8.6 | 0.6
2019 | 1 | 7 | 6 | 0 | 0 | 0 | 0 | 3 | 48.2 | 968.6 | 83.5 | 0.9
2019 | 1 | 7 | 7 | 0 | 0 | 0 | 0 | 2.7 | 48.3 | 968.8 | 11.4 | 0.8
2019 | 1 | 7 | 8 | 0 | 151 | 8 | 18 | 3.4 | 47.6 | 969 | 9.8 | 0.5
2019 | 1 | 7 | 9 | 0 | 685 | 33 | 158 | 7.6 | 41.6 | 969.3 | 172.2 | 0.5
2019 | 1 | 7 | 10 | 0 | 860 | 45 | 326 | 12 | 33.5 | 969.7 | 119.3 | 0.7
2019 | 1 | 7 | 11 | 0 | 933 | 50 | 458 | 14.9 | 25.7 | 969.7 | 161.1 | 0.7
2019 | 1 | 7 | 12 | 0 | 963 | 53 | 537 | 16.2 | 22.8 | 969 | 214.3 | 1.5
2019 | 1 | 7 | 13 | 0 | 966 | 55 | 553 | 16.3 | 23.1 | 968.1 | 238.9 | 1.6
2019 | 1 | 7 | 14 | 0 | 939 | 55 | 504 | 17.4 | 22.6 | 967.6 | 205 | 1.4
2019 | 1 | 7 | 15 | 0 | 875 | 52 | 397 | 16.9 | 27.4 | 967.5 | 99.2 | 3.8
2019 | 1 | 7 | 16 | 0 | 745 | 44 | 244 | 16.1 | 31 | 967.7 | 95.2 | 4
2019 | 1 | 7 | 17 | 0 | 410 | 24 | 76 | 14 | 45.9 | 968.2 | 92.2 | 4.4
2019 | 1 | 7 | 18 | 0 | 1 | 1 | 1 | 10.5 | 49.1 | 968.7 | 98.1 | 3.5
2019 | 1 | 7 | 19 | 0 | 0 | 0 | 0 | 7.6 | 58.4 | 969.4 | 88.2 | 1.7
2019 | 1 | 7 | 20 | 0 | 0 | 0 | 0 | 7.3 | 59.8 | 969.7 | 63.2 | 2
2019 | 1 | 7 | 21 | 0 | 0 | 0 | 0 | 6.1 | 52.6 | 970.1 | 24.3 | 1.9
2019 | 1 | 7 | 22 | 0 | 0 | 0 | 0 | 5 | 55.8 | 970.4 | 70.1 | 1.1
2019 | 1 | 7 | 23 | 0 | 0 | 0 | 0 | 5.3 | 56.3 | 970.3 | 34.6 | 2.2
2019 | 1 | 8 | 0 | 0 | 0 | 0 | 0 | 4.7 | 57.2 | 970.2 | 37.3 | 1.7
2019 | 1 | 8 | 1 | 0 | 0 | 0 | 0 | 4.2 | 59 | 970.1 | 42.6 | 1.8
2019 | 1 | 8 | 2 | 0 | 0 | 0 | 0 | 4.2 | 60.1 | 970.5 | 47.2 | 1.6
2019 | 1 | 8 | 3 | 0 | 0 | 0 | 0 | 3.8 | 65.9 | 970.9 | 52.5 | 1.5
2019 | 1 | 8 | 4 | 0 | 0 | 0 | 0 | 2.7 | 64.2 | 970.8 | 23.9 | 2.2
2019 | 1 | 8 | 5 | 0 | 0 | 0 | 0 | 2.9 | 60.3 | 970.7 | 69.7 | 1.9
2019 | 1 | 8 | 6 | 0 | 0 | 0 | 0 | 2.4 | 65 | 970.6 | 24.1 | 2.1
2019 | 1 | 8 | 7 | 0 | 0 | 0 | 0 | 3.1 | 57.6 | 970.7 | 18.7 | 2.7
2019 | 1 | 8 | 8 | 0 | 124 | 8 | 17 | 2.8 | 59.6 | 970.8 | 13 | 2.7
2019 | 1 | 8 | 9 | 0 | 625 | 37 | 152 | 5.7 | 52.9 | 971.1 | 19.3 | 2.7
2019 | 1 | 8 | 10 | 0 | 818 | 51 | 320 | 9.3 | 63 | 971.5 | 77.7 | 2.3
2019 | 1 | 8 | 11 | 0 | 896 | 60 | 452 | 10.9 | 64.9 | 971.5 | 108.1 | 2.6
2019 | 1 | 8 | 12 | 0 | 932 | 62 | 531 | 12 | 58.5 | 970.6 | 132.1 | 1.9
2019 | 1 | 8 | 13 | 0 | 946 | 61 | 549 | 13.3 | 51.8 | 969.4 | 166.7 | 1.2
2019 | 1 | 8 | 14 | 0 | 934 | 57 | 505 | 14.5 | 45.1 | 968.4 | 157.2 | 1
2019 | 1 | 8 | 15 | 0 | 871 | 55 | 399 | 14.9 | 43.5 | 967.9 | 244.9 | 2.9
2019 | 1 | 8 | 16 | 0 | 742 | 47 | 247 | 14 | 52.2 | 967.7 | 253.3 | 3.9
2019 | 1 | 8 | 17 | 0 | 428 | 25 | 80 | 11.9 | 62.6 | 967.6 | 264.5 | 3.7
2019 | 1 | 8 | 18 | 0 | 1 | 1 | 1 | 9 | 76.7 | 967.6 | 258.1 | 2.3
2019 | 1 | 8 | 19 | 0 | 0 | 0 | 0 | 7.8 | 82.5 | 967.6 | 285.8 | 1.7
2019 | 1 | 8 | 20 | 0 | 0 | 0 | 0 | 6.4 | 85.5 | 967.5 | 281.1 | 1
2019 | 1 | 8 | 21 | 0 | 0 | 0 | 0 | 5.4 | 84.1 | 967.3 | 325.9 | 1
2019 | 1 | 8 | 22 | 0 | 0 | 0 | 0 | 4.8 | 80.4 | 966.8 | 267.4 | 1.3
2019 | 1 | 8 | 23 | 0 | 0 | 0 | 0 | 4.4 | 78.6 | 966.3 | 10.2 | 1.3
2019 | 1 | 9 | 0 | 0 | 0 | 0 | 0 | 4 | 74.4 | 965.6 | 28.7 | 1.4
2019 | 1 | 9 | 1 | 0 | 0 | 0 | 0 | 3.2 | 70 | 964.9 | 13 | 1.1
2019 | 1 | 9 | 2 | 0 | 0 | 0 | 0 | 4 | 62.6 | 964.3 | 17 | 2.3
2019 | 1 | 9 | 3 | 0 | 0 | 0 | 0 | 4.7 | 55.7 | 963.9 | 14.7 | 2.4
2019 | 1 | 9 | 4 | 0 | 0 | 0 | 0 | 5 | 48 | 963.2 | 12.1 | 2.6
2019 | 1 | 9 | 5 | 0 | 0 | 0 | 0 | 5.5 | 43.6 | 962.6 | 24.9 | 2.5
2019 | 1 | 9 | 6 | 0 | 0 | 0 | 0 | 5.4 | 42.8 | 962 | 43 | 2.2
2019 | 1 | 9 | 7 | 0 | 0 | 0 | 0 | 6.9 | 38.5 | 961.8 | 33.4 | 2.6
2019 | 1 | 9 | 8 | 0 | 152 | 7 | 17 | 7.1 | 37.4 | 961.6 | 18.3 | 3
2019 | 1 | 9 | 9 | 0 | 686 | 31 | 157 | 9.4 | 35.7 | 962.1 | 17.1 | 2.8
2019 | 1 | 9 | 10 | 0 | 867 | 42 | 327 | 14.1 | 33.7 | 962.6 | 153.2 | 0.7
2019 | 1 | 9 | 11 | 0 | 933 | 48 | 458 | 15.7 | 32.7 | 962.4 | 229.1 | 1
2019 | 1 | 9 | 12 | 0 | 956 | 52 | 535 | 17.5 | 30.3 | 961.3 | 202.8 | 1.2
2019 | 1 | 9 | 13 | 0 | 953 | 55 | 550 | 17.2 | 36.1 | 960.1 | 229.3 | 3.3
2019 | 1 | 9 | 14 | 0 | 926 | 55 | 502 | 17.2 | 38.6 | 959.2 | 238.4 | 3.7
2019 | 1 | 9 | 15 | 0 | 882 | 50 | 402 | 16.8 | 39.7 | 958.4 | 250.3 | 3.6
2019 | 1 | 9 | 16 | 0 | 773 | 41 | 252 | 16 | 39.6 | 958 | 255.8 | 4
2019 | 1 | 9 | 17 | 0 | 483 | 23 | 84 | 14.4 | 41.1 | 957.9 | 259.7 | 4
2019 | 1 | 9 | 18 | 0 | 1 | 1 | 1 | 11.3 | 48.8 | 957.9 | 271.5 | 1
2019 | 1 | 9 | 19 | 0 | 0 | 0 | 0 | 9.3 | 64.3 | 957.8 | 163.2 | 0.4
2019 | 1 | 9 | 20 | 0 | 0 | 0 | 0 | 8.5 | 60.4 | 957.8 | 53.1 | 1.8
2019 | 1 | 9 | 21 | 0 | 0 | 0 | 0 | 7.9 | 56.5 | 957.7 | 25 | 1.2
2019 | 1 | 9 | 22 | 0 | 0 | 0 | 0 | 8.6 | 47.3 | 957.6 | 26 | 1.6
2019 | 1 | 9 | 23 | 0 | 0 | 0 | 0 | 8.6 | 41.5 | 957.5 | 25.9 | 2.4
2019 | 1 | 10 | 0 | 0 | 0 | 0 | 0 | 6.3 | 44.3 | 957.4 | 150.6 | 1.7
2019 | 1 | 10 | 1 | 0 | 0 | 0 | 0 | 7.2 | 40.1 | 957 | 53.9 | 1.8
2019 | 1 | 10 | 2 | 0 | 0 | 0 | 0 | 7.5 | 38.4 | 956.8 | 22.3 | 3.1
2019 | 1 | 10 | 3 | 0 | 0 | 0 | 0 | 6.9 | 39.3 | 956.9 | 29.8 | 2.8
2019 | 1 | 10 | 4 | 0 | 0 | 0 | 0 | 6.1 | 41.7 | 957.1 | 25.2 | 2.3
2019 | 1 | 10 | 5 | 0 | 0 | 0 | 0 | 5 | 44.5 | 957.1 | 51.4 | 2
2019 | 1 | 10 | 6 | 0 | 0 | 0 | 0 | 4.3 | 46.6 | 957.1 | 92.8 | 1.2
2019 | 1 | 10 | 7 | 0 | 0 | 0 | 0 | 5 | 45 | 957.3 | 29.2 | 3.1
2019 | 1 | 10 | 8 | 0 | 154 | 8 | 18 | 4.3 | 49.8 | 957.9 | 49.9 | 2.1
2019 | 1 | 10 | 9 | 0 | 690 | 32 | 159 | 8.2 | 47.5 | 958.7 | 48.9 | 1.8
2019 | 1 | 10 | 10 | 0 | 869 | 44 | 330 | 10.2 | 41.8 | 959.3 | 84.8 | 3.7
2019 | 1 | 10 | 11 | 0 | 932 | 51 | 461 | 11.3 | 39.4 | 959.7 | 96.9 | 4.9
2019 | 1 | 10 | 12 | 0 | 956 | 55 | 539 | 12 | 39.4 | 959.2 | 100 | 5.1
2019 | 1 | 10 | 13 | 0 | 944 | 62 | 554 | 12.1 | 43.5 | 958.8 | 109.5 | 5.7
2019 | 1 | 10 | 14 | 0 | 922 | 61 | 509 | 11.9 | 40.1 | 958.3 | 106.9 | 5.3
2019 | 1 | 10 | 15 | 0 | 861 | 59 | 404 | 11.8 | 41.8 | 958.3 | 101.2 | 5.3
2019 | 1 | 10 | 16 | 0 | 725 | 52 | 253 | 10.7 | 50.6 | 958.7 | 92.6 | 6
2019 | 1 | 10 | 17 | 0 | 400 | 31 | 85 | 9 | 58.3 | 959.4 | 94.9 | 5.7
2019 | 1 | 10 | 18 | 0 | 1 | 1 | 2 | 7.1 | 69.2 | 959.9 | 89.5 | 3.9
2019 | 1 | 10 | 19 | 0 | 0 | 0 | 0 | 6.1 | 76.8 | 960.6 | 78.5 | 2.7
2019 | 1 | 10 | 20 | 0 | 0 | 0 | 0 | 6.1 | 76.4 | 961.3 | 43 | 2.2
2019 | 1 | 10 | 21 | 0 | 0 | 0 | 0 | 3.9 | 80.4 | 962 | 79 | 1.5
2019 | 1 | 10 | 22 | 0 | 0 | 0 | 0 | 2.9 | 81.4 | 962.5 | 204.9 | 1.2
2019 | 1 | 10 | 23 | 0 | 0 | 0 | 0 | 3.3 | 75.6 | 962.7 | 66.3 | 1.7
2019 | 1 | 11 | 0 | 0 | 0 | 0 | 0 | 2.1 | 68.1 | 962.8 | 139.2 | 2.3
2019 | 1 | 11 | 1 | 0 | 0 | 0 | 0 | 2.9 | 58.4 | 962.6 | 20.1 | 3.1
2019 | 1 | 11 | 2 | 0 | 0 | 0 | 0 | 1.8 | 58.6 | 962.7 | 138.7 | 1.6
2019 | 1 | 11 | 3 | 0 | 0 | 0 | 0 | 1.1 | 58.6 | 963 | 46.5 | 1.9
2019 | 1 | 11 | 4 | 0 | 0 | 0 | 0 | 0.5 | 61 | 963.2 | 73.9 | 1.9
2019 | 1 | 11 | 5 | 0 | 0 | 0 | 0 | 1 | 58.2 | 963.1 | 47.7 | 2.6
2019 | 1 | 11 | 6 | 0 | 0 | 0 | 0 | 0.7 | 59.1 | 963.1 | 41.1 | 2.1
2019 | 1 | 11 | 7 | 0 | 0 | 0 | 0 | 0.8 | 59.6 | 963.6 | 22.9 | 1.7
2019 | 1 | 11 | 8 | 0 | 119 | 9 | 17 | 0.8 | 59.9 | 964.3 | 39.1 | 1.7
2019 | 1 | 11 | 9 | 0 | 620 | 38 | 154 | 3.9 | 51.7 | 965.1 | 26.4 | 2.3
2019 | 1 | 11 | 10 | 0 | 809 | 55 | 323 | 7.1 | 46.1 | 965.9 | 112.3 | 1.1
2019 | 1 | 11 | 11 | 0 | 902 | 61 | 460 | 9.5 | 39.2 | 966.3 | 168.6 | 0.6
2019 | 1 | 11 | 12 | 0 | 930 | 65 | 538 | 9.8 | 35.8 | 965.9 | 191.7 | 1.1
2019 | 1 | 11 | 13 | 0 | 945 | 65 | 559 | 10.5 | 35.4 | 965.5 | 196.6 | 1.6
2019 | 1 | 11 | 14 | 0 | 922 | 65 | 514 | 11.2 | 33.5 | 965.2 | 215.9 | 2
2019 | 1 | 11 | 15 | 0 | 843 | 66 | 406 | 11.3 | 36 | 965.3 | 224.3 | 3.6
2019 | 1 | 11 | 16 | 0 | 726 | 55 | 258 | 10.6 | 39.9 | 965.7 | 248.2 | 4.2
2019 | 1 | 11 | 17 | 0 | 422 | 30 | 87 | 9.2 | 47.5 | 966.2 | 257.8 | 3.6
2019 | 1 | 11 | 18 | 0 | 1 | 2 | 2 | 6.6 | 58 | 967 | 286.7 | 2.3
2019 | 1 | 11 | 19 | 0 | 0 | 0 | 0 | 5.7 | 65.1 | 967.5 | 310.4 | 2.8
2019 | 1 | 11 | 20 | 0 | 0 | 0 | 0 | 4.4 | 67.5 | 967.8 | 122.6 | 1.3
2019 | 1 | 11 | 21 | 0 | 0 | 0 | 0 | 3 | 71.1 | 968.1 | 202.2 | 0.8
2019 | 1 | 11 | 22 | 0 | 0 | 0 | 0 | 1.5 | 74.6 | 968.5 | 61.8 | 1.5
2019 | 1 | 11 | 23 | 0 | 0 | 0 | 0 | 1.4 | 76.5 | 968.7 | 34.3 | 1.3
2019 | 1 | 12 | 0 | 0 | 0 | 0 | 0 | 1 | 78.3 | 968.6 | 29.8 | 0.9
2019 | 1 | 12 | 1 | 0 | 0 | 0 | 0 | 2.3 | 73.4 | 968.6 | 32.8 | 2.2
2019 | 1 | 12 | 2 | 0 | 0 | 0 | 0 | 1.5 | 72.8 | 968.9 | 21.1 | 1.5
2019 | 1 | 12 | 3 | 0 | 0 | 0 | 0 | -0.4 | 77.7 | 969.1 | 58 | 0.9
2019 | 1 | 12 | 4 | 0 | 0 | 0 | 0 | -1.1 | 80.6 | 969.1 | 78.5 | 0.8
2019 | 1 | 12 | 5 | 0 | 0 | 0 | 0 | -0.8 | 79.3 | 968.8 | 42.9 | 0.5
2019 | 1 | 12 | 6 | 0 | 0 | 0 | 0 | -0.2 | 73.7 | 968.8 | 6.8 | 1.1
2019 | 1 | 12 | 7 | 0 | 0 | 0 | 0 | -0.8 | 77.6 | 969.1 | 8 | 0.5
2019 | 1 | 12 | 8 | 0 | 138 | 9 | 18 | -0.2 | 71.7 | 969.4 | 91.3 | 1
2019 | 1 | 12 | 9 | 0 | 657 | 35 | 158 | 3.6 | 58.1 | 970.1 | 67.2 | 1
2019 | 1 | 12 | 10 | 0 | 840 | 48 | 328 | 7.1 | 52.8 | 970.9 | 164.9 | 1
2019 | 1 | 12 | 11 | 0 | 924 | 53 | 464 | 10 | 46.5 | 971 | 178.2 | 0.7
2019 | 1 | 12 | 12 | 0 | 961 | 55 | 547 | 11.1 | 34.5 | 970.3 | 143.8 | 1.3
2019 | 1 | 12 | 13 | 0 | 963 | 57 | 564 | 11.9 | 29.8 | 969.4 | 155.4 | 1.1
2019 | 1 | 12 | 14 | 0 | 943 | 56 | 519 | 12.6 | 28.3 | 968.8 | 150.1 | 1.6
2019 | 1 | 12 | 15 | 0 | 884 | 53 | 414 | 13.1 | 34.2 | 968.5 | 188.9 | 2.4
2019 | 1 | 12 | 16 | 0 | 765 | 46 | 263 | 11.9 | 50.4 | 968.5 | 253.4 | 3.7
2019 | 1 | 12 | 17 | 0 | 471 | 27 | 91 | 10.3 | 59.4 | 968.7 | 262.3 | 3.7
2019 | 1 | 12 | 18 | 0 | 2 | 2 | 2 | 7.5 | 71.2 | 969.3 | 280.4 | 2.4
2019 | 1 | 12 | 19 | 0 | 0 | 0 | 0 | 5.5 | 76.8 | 969.9 | 287.5 | 1.1
2019 | 1 | 12 | 20 | 0 | 0 | 0 | 0 | 4.5 | 79.3 | 970 | 229.8 | 0.7
2019 | 1 | 12 | 21 | 0 | 0 | 0 | 0 | 3.5 | 78 | 970.1 | 243.5 | 0.5
2019 | 1 | 12 | 22 | 0 | 0 | 0 | 0 | 3 | 76.1 | 970.2 | 115.2 | 1
2019 | 1 | 12 | 23 | 0 | 0 | 0 | 0 | 2.1 | 79.9 | 970.3 | 246.6 | 0.5
2019 | 1 | 13 | 0 | 0 | 0 | 0 | 0 | 2.2 | 75.4 | 969.9 | 117.6 | 1.1
2019 | 1 | 13 | 1 | 0 | 0 | 0 | 0 | 0.6 | 76.1 | 969.5 | 48.2 | 0.7
2019 | 1 | 13 | 2 | 0 | 0 | 0 | 0 | 0.6 | 77.6 | 969.3 | 179.5 | 0.3
2019 | 1 | 13 | 3 | 0 | 0 | 0 | 0 | 1.5 | 66.1 | 969.2 | 15.3 | 1.2
2019 | 1 | 13 | 4 | 0 | 0 | 0 | 0 | 0.3 | 68.2 | 968.8 | 113.4 | 0.5
2019 | 1 | 13 | 5 | 0 | 0 | 0 | 0 | 0.9 | 65.5 | 968.4 | 36.1 | 0.6
2019 | 1 | 13 | 6 | 0 | 0 | 0 | 0 | -0.4 | 66.7 | 968.2 | 86.4 | 0.5
2019 | 1 | 13 | 7 | 0 | 0 | 0 | 0 | -0.3 | 64.2 | 968.2 | 159.3 | 0.4
2019 | 1 | 13 | 8 | 0 | 159 | 8 | 19 | 0.8 | 60 | 968.3 | 113.8 | 0.7
2019 | 1 | 13 | 9 | 0 | 696 | 32 | 163 | 5 | 51.8 | 968.5 | 29.6 | 0.5
2019 | 1 | 13 | 10 | 0 | 873 | 43 | 335 | 9.4 | 37.5 | 968.9 | 188.4 | 1.1
2019 | 1 | 13 | 11 | 0 | 947 | 49 | 472 | 11.7 | 33.9 | 969 | 236.8 | 1.8
2019 | 1 | 13 | 12 | 0 | 978 | 52 | 555 | 13.6 | 34.3 | 968.2 | 241.7 | 2.6
2019 | 1 | 13 | 13 | 0 | 981 | 53 | 573 | 14.5 | 39.9 | 967.1 | 243.6 | 4.1
2019 | 1 | 13 | 14 | 0 | 962 | 53 | 529 | 15.3 | 40.2 | 966.1 | 232.2 | 4.2
2019 | 1 | 13 | 15 | 0 | 914 | 49 | 425 | 15.8 | 41.1 | 965.5 | 245.6 | 3.6
2019 | 1 | 13 | 16 | 0 | 813 | 41 | 274 | 16.1 | 41.8 | 965.4 | 252.5 | 3.3
2019 | 1 | 13 | 17 | 0 | 548 | 25 | 99 | 14.1 | 49.1 | 965.4 | 245.3 | 3.6
2019 | 1 | 13 | 18 | 0 | 6 | 2 | 2 | 10.1 | 68.2 | 965.8 | 213.9 | 2.1
2019 | 1 | 13 | 19 | 0 | 0 | 0 | 0 | 8.1 | 77.3 | 966 | 115.4 | 0.2
2019 | 1 | 13 | 20 | 0 | 0 | 0 | 0 | 6.4 | 77.7 | 965.8 | 136.9 | 0.9
2019 | 1 | 13 | 21 | 0 | 0 | 0 | 0 | 5.5 | 71.1 | 965.8 | 16.5 | 1
2019 | 1 | 13 | 22 | 0 | 0 | 0 | 0 | 5.8 | 58.8 | 965.9 | 30.4 | 1.9
2019 | 1 | 13 | 23 | 0 | 0 | 0 | 0 | 7.3 | 48.7 | 965.7 | 21.2 | 2.7
2019 | 1 | 14 | 0 | 0 | 0 | 0 | 0 | 7.5 | 44.1 | 965.3 | 21.2 | 2.9
2019 | 1 | 14 | 1 | 0 | 0 | 0 | 0 | 6.1 | 44.8 | 964.9 | 12.8 | 2.4
2019 | 1 | 14 | 2 | 0 | 0 | 0 | 0 | 4.7 | 47.7 | 964.6 | 22.4 | 1.4
2019 | 1 | 14 | 3 | 0 | 0 | 0 | 0 | 4.9 | 46.4 | 964.5 | 26.6 | 1.7
2019 | 1 | 14 | 4 | 0 | 0 | 0 | 0 | 5.6 | 44.3 | 964.1 | 16.8 | 2.8
2019 | 1 | 14 | 5 | 0 | 0 | 0 | 0 | 6.3 | 42.6 | 963.7 | 25.3 | 2.8
2019 | 1 | 14 | 6 | 0 | 0 | 0 | 0 | 6.7 | 41.3 | 963.4 | 23.6 | 3.4
2019 | 1 | 14 | 7 | 0 | 0 | 0 | 0 | 4.2 | 48.1 | 963.6 | 116.4 | 0.9
2019 | 1 | 14 | 8 | 0 | 159 | 8 | 19 | 5.5 | 44.7 | 963.4 | 64.8 | 1.2
2019 | 1 | 14 | 9 | 0 | 680 | 31 | 159 | 9.8 | 35.8 | 963.5 | 23.4 | 2
2019 | 1 | 14 | 10 | 0 | 854 | 42 | 328 | 14.7 | 29.8 | 963.7 | 183.7 | 0.7
2019 | 1 | 14 | 11 | 0 | 924 | 48 | 462 | 16.2 | 28 | 963.5 | 226.3 | 1.4
2019 | 1 | 14 | 12 | 0 | 951 | 51 | 542 | 17.5 | 27.9 | 962.6 | 224.8 | 2.1
2019 | 1 | 14 | 13 | 0 | 957 | 52 | 561 | 18.2 | 28.2 | 961.6 | 235.5 | 2.3
2019 | 1 | 14 | 14 | 0 | 934 | 53 | 517 | 18.6 | 34.3 | 960.8 | 238.6 | 3
2019 | 1 | 14 | 15 | 0 | 885 | 49 | 415 | 18.9 | 35.6 | 960.5 | 240.3 | 2.9
2019 | 1 | 14 | 16 | 0 | 779 | 42 | 267 | 18.2 | 43.5 | 960.3 | 234 | 3
2019 | 1 | 14 | 17 | 0 | 519 | 25 | 97 | 16.2 | 50.6 | 960.3 | 242.6 | 2.4
2019 | 1 | 14 | 18 | 0 | 10 | 2 | 2 | 13 | 59.9 | 960.4 | 251 | 1
2019 | 1 | 14 | 19 | 0 | 0 | 0 | 0 | 10.9 | 57 | 960.7 | 112.6 | 1.5
2019 | 1 | 14 | 20 | 0 | 0 | 0 | 0 | 10.5 | 57.1 | 961.2 | 60.3 | 1.6
2019 | 1 | 14 | 21 | 0 | 0 | 0 | 0 | 9.8 | 56.7 | 961.6 | 59.9 | 2
2019 | 1 | 14 | 22 | 0 | 0 | 0 | 0 | 11.4 | 46.6 | 961.8 | 22.7 | 3
2019 | 1 | 14 | 23 | 0 | 0 | 0 | 0 | 10.4 | 48.6 | 962.2 | 31.1 | 2.3
2019 | 1 | 15 | 0 | 0 | 0 | 0 | 0 | 9.6 | 50.6 | 962.2 | 38.6 | 2
2019 | 1 | 15 | 1 | 0 | 0 | 0 | 0 | 9 | 51.5 | 962 | 24.3 | 2.7
2019 | 1 | 15 | 2 | 0 | 0 | 0 | 0 | 9.9 | 49 | 962 | 25.9 | 3
2019 | 1 | 15 | 3 | 0 | 0 | 0 | 0 | 9.1 | 51 | 962.1 | 30.1 | 2.7
2019 | 1 | 15 | 4 | 0 | 0 | 0 | 0 | 8.7 | 52 | 961.9 | 32.1 | 2.8
2019 | 1 | 15 | 5 | 0 | 0 | 0 | 0 | 8.5 | 52.5 | 961.7 | 33.4 | 2.8
2019 | 1 | 15 | 6 | 0 | 0 | 0 | 0 | 8.3 | 54.6 | 961.8 | 52.1 | 2.5
2019 | 1 | 15 | 7 | 0 | 0 | 0 | 0 | 7.8 | 56.5 | 962.3 | 42.6 | 2.8
2019 | 1 | 15 | 8 | 0 | 39 | 15 | 17 | 6.9 | 58.3 | 962.6 | 34.1 | 2.6
2019 | 1 | 15 | 9 | 0 | 274 | 71 | 129 | 8.5 | 54.5 | 963.1 | 41.8 | 2
2019 | 1 | 15 | 10 | 0 | 703 | 75 | 315 | 11.4 | 52.6 | 963.8 | 76.4 | 2.8
2019 | 1 | 15 | 11 | 0 | 715 | 110 | 435 | 13.6 | 47.6 | 964 | 106.1 | 4.6
2019 | 1 | 15 | 12 | 0 | 907 | 92 | 564 | 14.7 | 44 | 963.5 | 106.3 | 5.2
2019 | 1 | 15 | 13 | 0 | 718 | 117 | 504 | 14.7 | 46.4 | 962.7 | 104.6 | 4.9
2019 | 1 | 15 | 14 | 0 | 701 | 166 | 520 | 15.2 | 47.2 | 962.1 | 106.8 | 4.8
2019 | 1 | 15 | 15 | 0 | 502 | 151 | 362 | 14.6 | 55 | 961.9 | 103.1 | 4.9
2019 | 1 | 15 | 16 | 0 | 346 | 109 | 213 | 13.4 | 66.1 | 962 | 100.8 | 4.9
2019 | 1 | 15 | 17 | 0 | 201 | 58 | 94 | 12 | 72.8 | 962.2 | 101.4 | 4.4
2019 | 1 | 15 | 18 | 0 | 1 | 2 | 2 | 9.7 | 80.9 | 962.6 | 96.4 | 3.4
2019 | 1 | 15 | 19 | 0 | 0 | 0 | 0 | 8.1 | 85.8 | 962.9 | 89.8 | 2.9
2019 | 1 | 15 | 20 | 0 | 0 | 0 | 0 | 8.3 | 86.5 | 963.1 | 77 | 2.3
2019 | 1 | 15 | 21 | 0 | 0 | 0 | 0 | 7.7 | 85 | 963.3 | 38.4 | 1.9
2019 | 1 | 15 | 22 | 0 | 0 | 0 | 0 | 6.7 | 84.6 | 963.5 | 25.1 | 1.8
2019 | 1 | 15 | 23 | 0 | 0 | 0 | 0 | 6.3 | 85.2 | 963.5 | 25.5 | 1.9
2019 | 1 | 16 | 0 | 0 | 0 | 0 | 0 | 6 | 84.1 | 963.2 | 23.6 | 2.2
2019 | 1 | 16 | 1 | 0 | 0 | 0 | 0 | 5.6 | 85.2 | 962.7 | 12.4 | 2.5
2019 | 1 | 16 | 2 | 0 | 0 | 0 | 0 | 4.4 | 86.1 | 962.5 | 118.8 | 0.4
2019 | 1 | 16 | 3 | 0 | 0 | 0 | 0 | 4.2 | 88.9 | 962.3 | 156.4 | 0.6
2019 | 1 | 16 | 4 | 0 | 0 | 0 | 0 | 3.9 | 89.4 | 962 | 2 | 0.3
2019 | 1 | 16 | 5 | 0 | 0 | 0 | 0 | 3.6 | 89.9 | 961.5 | 2.9 | 0.4
2019 | 1 | 16 | 6 | 0 | 0 | 0 | 0 | 2.8 | 89.8 | 961.3 | 21.1 | 1
2019 | 1 | 16 | 7 | 0 | 0 | 0 | 0 | 4.1 | 87.7 | 961.5 | 31.6 | 2
2019 | 1 | 16 | 8 | 0 | 33 | 10 | 13 | 3.8 | 85.7 | 961.9 | 128.5 | 1.5
2019 | 1 | 16 | 9 | 0 | 328 | 56 | 122 | 5.1 | 86.3 | 962.1 | 170.5 | 0.4
2019 | 1 | 16 | 10 | 0 | 598 | 94 | 301 | 9.6 | 75.5 | 962.3 | 102.4 | 0.6
2019 | 1 | 16 | 11 | 0 | 778 | 96 | 450 | 11.3 | 68 | 962.4 | 220 | 1.6
2019 | 1 | 16 | 12 | 0 | 808 | 101 | 524 | 12.5 | 61.2 | 961.7 | 230.3 | 2.8
2019 | 1 | 16 | 13 | 0 | 804 | 118 | 553 | 13.4 | 58.3 | 960.6 | 241.7 | 3
2019 | 1 | 16 | 14 | 0 | 561 | 161 | 450 | 13.8 | 58.5 | 959.8 | 254.7 | 3.5
2019 | 1 | 16 | 15 | 0 | 371 | 157 | 319 | 13.6 | 62.9 | 959.4 | 256.9 | 3.7
2019 | 1 | 16 | 16 | 0 | 343 | 112 | 216 | 13.1 | 66.8 | 959.1 | 266.2 | 3.8
2019 | 1 | 16 | 17 | 0 | 163 | 67 | 92 | 12.4 | 71.6 | 958.9 | 276.9 | 3.5
2019 | 1 | 16 | 18 | 0 | 2 | 3 | 3 | 10.5 | 80.5 | 958.9 | 284.2 | 3.1
2019 | 1 | 16 | 19 | 0 | 0 | 0 | 0 | 9.3 | 85.2 | 959.4 | 201.5 | 1.4
2019 | 1 | 16 | 20 | 0 | 0 | 0 | 0 | 8.6 | 87.7 | 959.6 | 223.7 | 1.5
2019 | 1 | 16 | 21 | 0 | 0 | 0 | 0 | 7.7 | 89.3 | 959.8 | 226.3 | 1.5
2019 | 1 | 16 | 22 | 0 | 0 | 0 | 0 | 7.6 | 90.1 | 959.9 | 267.9 | 0.7
2019 | 1 | 16 | 23 | 0 | 0 | 0 | 0 | 7.3 | 88.8 | 959.9 | 349.2 | 1
2019 | 1 | 17 | 0 | 0 | 0 | 0 | 0 | 6.7 | 87.7 | 959.9 | 314.4 | 0.6
2019 | 1 | 17 | 1 | 0 | 0 | 0 | 0 | 6.7 | 85.9 | 959.4 | 350.8 | 0.8
2019 | 1 | 17 | 2 | 0 | 0 | 0 | 0 | 6.4 | 85.7 | 959 | 84.9 | 1.5
2019 | 1 | 17 | 3 | 0 | 0 | 0 | 0 | 6.4 | 83.8 | 958.6 | 20.3 | 2.2
2019 | 1 | 17 | 4 | 0 | 0 | 0 | 0 | 4.3 | 86.8 | 958.4 | 26.6 | 1
2019 | 1 | 17 | 5 | 0 | 0 | 0 | 0 | 4.4 | 86.3 | 958.2 | 9.8 | 1.5
2019 | 1 | 17 | 6 | 0 | 0 | 0 | 0 | 3.9 | 87.1 | 958.1 | 315.3 | 0.7
2019 | 1 | 17 | 7 | 0 | 0 | 0 | 0 | 4 | 86.7 | 958.3 | 317.1 | 0.7
2019 | 1 | 17 | 8 | 0 | 108 | 18 | 25 | 4.5 | 83.5 | 958.4 | 161 | 1.7
2019 | 1 | 17 | 9 | 0 | 315 | 88 | 151 | 7.3 | 74.9 | 958.8 | 13.9 | 0.8
2019 | 1 | 17 | 10 | 0 | 696 | 141 | 380 | 11.2 | 59.1 | 959.3 | 170.5 | 0.3
2019 | 1 | 17 | 11 | 0 | 526 | 121 | 365 | 12.3 | 53.7 | 959.5 | 52.1 | 1.4
2019 | 1 | 17 | 12 | 0 | 855 | 105 | 555 | 13.2 | 48.5 | 959 | 67.9 | 2.2
2019 | 1 | 17 | 13 | 0 | 793 | 160 | 591 | 14.3 | 43.4 | 958 | 147.2 | 1.5
2019 | 1 | 17 | 14 | 0 | 594 | 186 | 491 | 14.6 | 42 | 957.4 | 247.9 | 2.9
2019 | 1 | 17 | 15 | 0 | 350 | 196 | 350 | 14.7 | 42.4 | 957.1 | 208.8 | 1.6
2019 | 1 | 17 | 16 | 0 | 7 | 82 | 86 | 13.5 | 47.7 | 957.2 | 71.2 | 3.4
2019 | 1 | 17 | 17 | 0 | 91 | 67 | 78 | 12.4 | 60.4 | 957.5 | 61.8 | 4.4
2019 | 1 | 17 | 18 | 0 | 3 | 3 | 3 | 10.7 | 70.4 | 958 | 66.6 | 3.9
2019 | 1 | 17 | 19 | 0 | 0 | 0 | 0 | 10.1 | 74.4 | 958.5 | 66.7 | 3.5
2019 | 1 | 17 | 20 | 0 | 0 | 0 | 0 | 9.9 | 76.6 | 959.1 | 73.8 | 2.9
2019 | 1 | 17 | 21 | 0 | 0 | 0 | 0 | 8.2 | 81.2 | 959.5 | 97.1 | 2.5
2019 | 1 | 17 | 22 | 0 | 0 | 0 | 0 | 7.2 | 84.7 | 960.1 | 75.9 | 1.8
2019 | 1 | 17 | 23 | 0 | 0 | 0 | 0 | 7.3 | 81.5 | 960.5 | 52.8 | 1.4
2019 | 1 | 18 | 0 | 0 | 0 | 0 | 0 | 7.2 | 76.9 | 960.6 | 18.2 | 1.5
2019 | 1 | 18 | 1 | 0 | 0 | 0 | 0 | 5.7 | 80 | 960.2 | 25.3 | 1.6
2019 | 1 | 18 | 2 | 0 | 0 | 0 | 0 | 5.4 | 80.6 | 960.3 | 39.5 | 2.2
2019 | 1 | 18 | 3 | 0 | 0 | 0 | 0 | 4.8 | 81 | 960.3 | 148.1 | 0.9
2019 | 1 | 18 | 4 | 0 | 0 | 0 | 0 | 5 | 79.3 | 960.2 | 44.3 | 2.2
2019 | 1 | 18 | 5 | 0 | 0 | 0 | 0 | 4.2 | 81.1 | 960.2 | 35.5 | 1.8
2019 | 1 | 18 | 6 | 0 | 0 | 0 | 0 | 5.2 | 78.7 | 960.3 | 15.2 | 1.5
2019 | 1 | 18 | 7 | 0 | 0 | 0 | 0 | 4.7 | 81.6 | 960.7 | 24.7 | 0.3
2019 | 1 | 18 | 8 | 0 | 0 | 8 | 8 | 5.4 | 79.5 | 960.9 | 105.2 | 0.5
2019 | 1 | 18 | 9 | 0 | 214 | 88 | 141 | 7.5 | 72.9 | 961.2 | 123.2 | 0.2
2019 | 1 | 18 | 10 | 0 | 547 | 95 | 281 | 10.3 | 57.8 | 961.5 | 227 | 1.5
2019 | 1 | 18 | 11 | 0 | 799 | 94 | 460 | 11.8 | 51 | 961.5 | 230.1 | 2.3
2019 | 1 | 18 | 12 | 0 | 716 | 142 | 522 | 12.3 | 53 | 961.1 | 245.7 | 3.8
2019 | 1 | 18 | 13 | 0 | 735 | 168 | 570 | 12.9 | 51.1 | 960.3 | 241.9 | 3.6
2019 | 1 | 18 | 14 | 0 | 759 | 155 | 544 | 13.2 | 51.9 | 959.6 | 250.9 | 3.5
2019 | 1 | 18 | 15 | 0 | 85 | 236 | 278 | 12.8 | 55.7 | 959.1 | 256.2 | 3.2
2019 | 1 | 18 | 16 | 0 | 82 | 149 | 179 | 12.2 | 60.6 | 958.9 | 265.7 | 3.8
2019 | 1 | 18 | 17 | 0 | 6 | 41 | 42 | 11.2 | 67.1 | 958.9 | 275.5 | 3.3
2019 | 1 | 18 | 18 | 0 | 0 | 2 | 2 | 10.2 | 73.3 | 958.9 | 283.5 | 2.7
2019 | 1 | 18 | 19 | 0 | 0 | 0 | 0 | 9.7 | 77.2 | 959.2 | 288.9 | 2.6
2019 | 1 | 18 | 20 | 0 | 0 | 0 | 0 | 9.5 | 78 | 959.5 | 234.2 | 1.9
2019 | 1 | 18 | 21 | 0 | 0 | 0 | 0 | 9.1 | 79.6 | 959.6 | 219.5 | 1.2
2019 | 1 | 18 | 22 | 0 | 0 | 0 | 0 | 8.6 | 81.4 | 959.7 | 216.1 | 0.6
2019 | 1 | 18 | 23 | 0 | 0 | 0 | 0 | 8.6 | 78.1 | 960 | 172.1 | 0.5
2019 | 1 | 19 | 0 | 0 | 0 | 0 | 0 | 9.6 | 55.7 | 960 | 224.3 | 2.5
2019 | 1 | 19 | 1 | 0 | 0 | 0 | 0 | 9 | 52.3 | 959.8 | 260.3 | 2.2
2019 | 1 | 19 | 2 | 0 | 0 | 0 | 0 | 7.2 | 61.3 | 959.5 | 191 | 1.6
2019 | 1 | 19 | 3 | 0 | 0 | 0 | 0 | 5.9 | 66.5 | 959.3 | 117.4 | 0.8
2019 | 1 | 19 | 4 | 0 | 0 | 0 | 0 | 5 | 62.6 | 959 | 66.5 | 2
2019 | 1 | 19 | 5 | 0 | 0 | 0 | 0 | 4.4 | 62.5 | 958.7 | 40.4 | 1.6
2019 | 1 | 19 | 6 | 0 | 0 | 0 | 0 | 3.5 | 64 | 958.5 | 94.1 | 1.1
2019 | 1 | 19 | 7 | 0 | 0 | 0 | 0 | 3.9 | 61.9 | 958.7 | 20.7 | 1.4
2019 | 1 | 19 | 8 | 0 | 154 | 11 | 22 | 3.6 | 62.1 | 959.1 | 53.9 | 1.4
2019 | 1 | 19 | 9 | 0 | 551 | 44 | 154 | 6.8 | 55.1 | 959.5 | 167.9 | 1.4
2019 | 1 | 19 | 10 | 0 | 806 | 59 | 338 | 10.7 | 48.2 | 959.9 | 188 | 1.5
2019 | 1 | 19 | 11 | 0 | 831 | 77 | 462 | 12.3 | 46.1 | 960 | 229.4 | 3.4
2019 | 1 | 19 | 12 | 0 | 872 | 84 | 547 | 13 | 45.5 | 959.5 | 252.2 | 4.3
2019 | 1 | 19 | 13 | 0 | 850 | 99 | 566 | 13.7 | 45.1 | 958.4 | 254.8 | 3.4
2019 | 1 | 19 | 14 | 0 | 668 | 126 | 476 | 14 | 48.4 | 957.5 | 267.1 | 3.7
2019 | 1 | 19 | 15 | 0 | 686 | 125 | 423 | 14 | 50 | 956.8 | 268 | 3.8
2019 | 1 | 19 | 16 | 0 | 197 | 93 | 163 | 12.5 | 57.3 | 956.7 | 266.2 | 4
2019 | 1 | 19 | 17 | 0 | 0 | 34 | 34 | 10.8 | 62.8 | 956.8 | 286.7 | 3.4
2019 | 1 | 19 | 18 | 0 | 0 | 3 | 3 | 9.9 | 66.9 | 956.8 | 229.7 | 1.5
2019 | 1 | 19 | 19 | 0 | 0 | 0 | 0 | 9.4 | 71.2 | 956.6 | 261.1 | 1.6
2019 | 1 | 19 | 20 | 0 | 0 | 0 | 0 | 9.4 | 72.9 | 956.5 | 261.1 | 1
2019 | 1 | 19 | 21 | 0 | 0 | 0 | 0 | 9.2 | 74.3 | 956.2 | 299.2 | 0.6
2019 | 1 | 19 | 22 | 0 | 0 | 0 | 0 | 8.7 | 75.7 | 955.7 | 146.8 | 0.7
2019 | 1 | 19 | 23 | 0 | 0 | 0 | 0 | 8.3 | 78 | 955.2 | 182.1 | 0.5
2019 | 1 | 20 | 0 | 0 | 0 | 0 | 0 | 7.9 | 77.1 | 954.9 | 290.8 | 0.8
2019 | 1 | 20 | 1 | 0 | 0 | 0 | 0 | 8 | 75.2 | 954.2 | 245.1 | 0.9
2019 | 1 | 20 | 2 | 0 | 0 | 0 | 0 | 8.7 | 73.8 | 953.1 | 147.8 | 0.9
2019 | 1 | 20 | 3 | 0 | 0 | 0 | 0 | 9.4 | 71.5 | 952.9 | 269.4 | 1.7
2019 | 1 | 20 | 4 | 0 | 0 | 0 | 0 | 10.4 | 67.8 | 951.9 | 243.3 | 4.6
2019 | 1 | 20 | 5 | 0 | 0 | 0 | 0 | 10.2 | 66.5 | 951.3 | 234.4 | 5.1
2019 | 1 | 20 | 6 | 0 | 0 | 0 | 0 | 8.7 | 71.7 | 951.1 | 268.6 | 2.5
2019 | 1 | 20 | 7 | 0 | 0 | 0 | 0 | 7.5 | 75.5 | 951.1 | 104.6 | 1.6
2019 | 1 | 20 | 8 | 0 | 12 | 7 | 8 | 8.1 | 74.1 | 951.1 | 156 | 1.1
2019 | 1 | 20 | 9 | 0 | 0 | 43 | 43 | 9.7 | 70.2 | 951.4 | 199.8 | 2.4
2019 | 1 | 20 | 10 | 0 | 0 | 130 | 131 | 12.3 | 60.3 | 951.6 | 263.2 | 5.5
2019 | 1 | 20 | 11 | 0 | 9 | 179 | 185 | 13.2 | 56.7 | 951.8 | 253.1 | 5
2019 | 1 | 20 | 12 | 0 | 83 | 208 | 255 | 14.6 | 53.3 | 951.7 | 266.4 | 6.6
2019 | 1 | 20 | 13 | 0 | 1 | 128 | 130 | 13.5 | 58.2 | 951.4 | 253 | 5.2
2019 | 1 | 20 | 14 | 0 | 0 | 135 | 137 | 13.4 | 56.1 | 951.3 | 169.5 | 2.4
2019 | 1 | 20 | 15 | 0 | 22 | 102 | 113 | 13.7 | 51.6 | 951.7 | 110.7 | 2
2019 | 1 | 20 | 16 | 0 | 0 | 91 | 92 | 13.5 | 47.8 | 952.7 | 254.9 | 3.1
2019 | 1 | 20 | 17 | 0 | 14 | 26 | 27 | 12.4 | 47.7 | 953.6 | 171.6 | 6.5
2019 | 1 | 20 | 18 | 0 | 16 | 4 | 4 | 12 | 43.7 | 954.3 | 308.2 | 5.2
2019 | 1 | 20 | 19 | 0 | 0 | 0 | 0 | 10.6 | 48.9 | 955.2 | 274 | 2.4
2019 | 1 | 20 | 20 | 0 | 0 | 0 | 0 | 11.1 | 42.7 | 956.2 | 271.2 | 4
2019 | 1 | 20 | 21 | 0 | 0 | 0 | 0 | 8.9 | 47.3 | 956.9 | 247.6 | 1.6
2019 | 1 | 20 | 22 | 0 | 0 | 0 | 0 | 8.2 | 48.7 | 957.6 | 226.7 | 1.8
2019 | 1 | 20 | 23 | 0 | 0 | 0 | 0 | 8.9 | 45.9 | 958.1 | 251 | 2.9
2019 | 1 | 21 | 0 | 0 | 0 | 0 | 0 | 5.6 | 56 | 958.5 | 73.8 | 1
2019 | 1 | 21 | 1 | 0 | 0 | 0 | 0 | 4.6 | 58.6 | 958.7 | 48.4 | 0.7
2019 | 1 | 21 | 2 | 0 | 0 | 0 | 0 | 3.7 | 61.3 | 958.9 | 78.8 | 1.2
2019 | 1 | 21 | 3 | 0 | 0 | 0 | 0 | 3.9 | 60.4 | 959.2 | 39 | 1.2
2019 | 1 | 21 | 4 | 0 | 0 | 0 | 0 | 3.4 | 62.6 | 959.2 | 49.6 | 0.8
2019 | 1 | 21 | 5 | 0 | 0 | 0 | 0 | 3.7 | 63.6 | 959.2 | 88.6 | 0.9
2019 | 1 | 21 | 6 | 0 | 0 | 0 | 0 | 3.3 | 65.9 | 959.3 | 53.7 | 1.2
2019 | 1 | 21 | 7 | 0 | 0 | 0 | 0 | 3.4 | 65.6 | 959.7 | 186.6 | 1.3
2019 | 1 | 21 | 8 | 0 | 193 | 9 | 23 | 3.5 | 65 | 960 | 78.6 | 1.1
2019 | 1 | 21 | 9 | 0 | 708 | 32 | 174 | 7 | 55.1 | 960.3 | 173.5 | 1.1
2019 | 1 | 21 | 10 | 0 | 875 | 44 | 350 | 10.2 | 44.7 | 960.4 | 219.2 | 3.2
2019 | 1 | 21 | 11 | 0 | 945 | 49 | 490 | 12.4 | 37 | 960.6 | 254.2 | 4
2019 | 1 | 21 | 12 | 0 | 977 | 57 | 581 | 13 | 36.1 | 960.4 | 222.4 | 4.3
2019 | 1 | 21 | 13 | 0 | 868 | 79 | 562 | 13.5 | 34.9 | 959.7 | 170.8 | 3.9
2019 | 1 | 21 | 14 | 0 | 564 | 148 | 441 | 13.5 | 34.9 | 959.3 | 272.4 | 4.3
2019 | 1 | 21 | 15 | 0 | 918 | 79 | 482 | 13.7 | 34.1 | 959.4 | 324.6 | 5.3
2019 | 1 | 21 | 16 | 0 | 828 | 57 | 317 | 12.8 | 35.8 | 959.8 | 250.9 | 4.6
2019 | 1 | 21 | 17 | 0 | 562 | 33 | 124 | 11.4 | 38 | 960 | 308.1 | 5.4
2019 | 1 | 21 | 18 | 0 | 52 | 3 | 6 | 9.9 | 39.4 | 960.4 | 271.7 | 3.7
2019 | 1 | 21 | 19 | 0 | 0 | 0 | 0 | 8.3 | 41.7 | 960.8 | 271.7 | 1.8
2019 | 1 | 21 | 20 | 0 | 0 | 0 | 0 | 6.4 | 46.9 | 961.4 | 142.5 | 0.7
2019 | 1 | 21 | 21 | 0 | 0 | 0 | 0 | 4.8 | 52 | 961.6 | 157.9 | 1
2019 | 1 | 21 | 22 | 0 | 0 | 0 | 0 | 4.7 | 52.8 | 961.9 | 74.3 | 1.5
2019 | 1 | 21 | 23 | 0 | 0 | 0 | 0 | 4.4 | 53.3 | 962.1 | 55.2 | 1.6
2019 | 1 | 22 | 0 | 0 | 0 | 0 | 0 | 3.6 | 55.3 | 962.4 | 124.6 | 1.7
2019 | 1 | 22 | 1 | 0 | 0 | 0 | 0 | 3.9 | 53.8 | 962.2 | 130.7 | 1.4
2019 | 1 | 22 | 2 | 0 | 0 | 0 | 0 | 2.4 | 57.6 | 961.6 | 120.5 | 0.9
2019 | 1 | 22 | 3 | 0 | 0 | 0 | 0 | 2.7 | 56.8 | 961.2 | 201.4 | 1.2
2019 | 1 | 22 | 4 | 0 | 0 | 0 | 0 | 4.3 | 55.2 | 960.8 | 224.2 | 2.5
2019 | 1 | 22 | 5 | 0 | 0 | 0 | 0 | 3.6 | 54.8 | 960.4 | 193.6 | 1.5
2019 | 1 | 22 | 6 | 0 | 0 | 0 | 0 | 3.5 | 53.8 | 960.3 | 239.8 | 2.3
2019 | 1 | 22 | 7 | 0 | 0 | 0 | 0 | 5.1 | 49.4 | 960.3 | 196.2 | 1.5
2019 | 1 | 22 | 8 | 0 | 192 | 27 | 41 | 3.8 | 50.7 | 960.2 | 62.8 | 1.3
2019 | 1 | 22 | 9 | 0 | 288 | 115 | 165 | 8.2 | 42.9 | 960.1 | 280.8 | 4.8
2019 | 1 | 22 | 10 | 0 | 11 | 145 | 150 | 8.8 | 42.5 | 960 | 303.3 | 6.1
2019 | 1 | 22 | 11 | 0 | 0 | 155 | 157 | 9.7 | 41.5 | 960 | 297.5 | 4.3
2019 | 1 | 22 | 12 | 0 | 12 | 210 | 219 | 10.4 | 40.1 | 959.1 | 300.5 | 4.8
2019 | 1 | 22 | 13 | 0 | 7 | 272 | 280 | 11.2 | 33.9 | 957.9 | 241.7 | 3.2
2019 | 1 | 22 | 14 | 0 | 5 | 211 | 217 | 11.3 | 32.7 | 956.8 | 110.7 | 2.6
2019 | 1 | 22 | 15 | 0 | 0 | 125 | 127 | 10.9 | 33.4 | 956.2 | 83.9 | 2.2
2019 | 1 | 22 | 16 | 0 | 0 | 112 | 114 | 11 | 34.3 | 955.8 | 133.9 | 2.6
2019 | 1 | 22 | 17 | 0 | 110 | 41 | 54 | 11 | 39 | 955.7 | 253.6 | 4.4
2019 | 1 | 22 | 18 | 0 | 14 | 3 | 4 | 9.9 | 42.5 | 955.6 | 242.1 | 6
2019 | 1 | 22 | 19 | 0 | 0 | 0 | 0 | 9.7 | 42.7 | 955.4 | 285.7 | 6.2
2019 | 1 | 22 | 20 | 0 | 0 | 0 | 0 | 9.7 | 44 | 955.2 | 290.5 | 8.4
2019 | 1 | 22 | 21 | 0 | 0 | 0 | 0 | 9.5 | 47.3 | 955.2 | 294.2 | 9.7
2019 | 1 | 22 | 22 | 0 | 0 | 0 | 0 | 9.6 | 53 | 955.2 | 288.8 | 9.4
2019 | 1 | 22 | 23 | 0 | 0 | 0 | 0 | 9.8 | 55.1 | 955.3 | 285.5 | 8.4
2019 | 1 | 23 | 0 | 0 | 0 | 0 | 0 | 10 | 56.1 | 955.4 | 279.4 | 8.2
2019 | 1 | 23 | 1 | 0 | 0 | 0 | 0 | 9.6 | 61.7 | 954.8 | 278.2 | 8.4
2019 | 1 | 23 | 2 | 0 | 0 | 0 | 0 | 9.9 | 61.5 | 954.8 | 272.1 | 6
2019 | 1 | 23 | 3 | 0 | 0 | 0 | 0 | 10.2 | 59.2 | 954 | 289.3 | 8.6
2019 | 1 | 23 | 4 | 0 | 0 | 0 | 0 | 10.8 | 53.7 | 953.4 | 289.2 | 6.4
2019 | 1 | 23 | 5 | 0 | 0 | 0 | 0 | 9.9 | 57.6 | 953.1 | 235.9 | 3.6
2019 | 1 | 23 | 6 | 0 | 0 | 0 | 0 | 9.3 | 58.7 | 953.3 | 163.6 | 2.5
2019 | 1 | 23 | 7 | 0 | 0 | 0 | 0 | 8.1 | 61.5 | 953.4 | 168 | 1.1
2019 | 1 | 23 | 8 | 0 | 0 | 9 | 9 | 7.5 | 63.3 | 953.5 | 289.2 | 2.9
2019 | 1 | 23 | 9 | 0 | 325 | 52 | 129 | 9.3 | 58 | 953.1 | 270.9 | 9.5
2019 | 1 | 23 | 10 | 0 | 546 | 84 | 289 | 10.1 | 57.3 | 952.5 | 264.1 | 11.9
2019 | 1 | 23 | 11 | 0 | 507 | 174 | 420 | 11.5 | 52.1 | 951.9 | 274 | 13.5
2019 | 1 | 23 | 12 | 0 | 617 | 185 | 527 | 12.8 | 48.3 | 951.2 | 273.1 | 13.5
2019 | 1 | 23 | 13 | 0 | 423 | 251 | 498 | 13.3 | 47.3 | 950.2 | 261.3 | 13.8
2019 | 1 | 23 | 14 | 0 | 423 | 293 | 527 | 14.4 | 44.9 | 950.2 | 260.1 | 10.4
2019 | 1 | 23 | 15 | 0 | 294 | 219 | 362 | 14.8 | 43.6 | 949.6 | 259 | 8.3
2019 | 1 | 23 | 16 | 0 | 63 | 155 | 176 | 14.5 | 44.3 | 949.7 | 241.3 | 8.5
2019 | 1 | 23 | 17 | 0 | 32 | 53 | 58 | 13.1 | 51.3 | 950.3 | 243.7 | 9.9
2019 | 1 | 23 | 18 | 0 | 42 | 8 | 10 | 12.5 | 54.1 | 950.2 | 228.8 | 11.8
2019 | 1 | 23 | 19 | 0 | 0 | 0 | 0 | 12.5 | 54.1 | 951 | 247.1 | 8.8
2019 | 1 | 23 | 20 | 0 | 0 | 0 | 0 | 12.7 | 54.8 | 951 | 262.8 | 9.4
2019 | 1 | 23 | 21 | 0 | 0 | 0 | 0 | 13 | 53.7 | 950.9 | 242.6 | 10
2019 | 1 | 23 | 22 | 0 | 0 | 0 | 0 | 13.2 | 52.4 | 950.5 | 239.1 | 8.9
2019 | 1 | 23 | 23 | 0 | 0 | 0 | 0 | 13.2 | 52.5 | 950.5 | 257.6 | 6.1
2019 | 1 | 24 | 0 | 0 | 0 | 0 | 0 | 13.3 | 51.4 | 950.5 | 274.4 | 4.4
2019 | 1 | 24 | 1 | 0 | 0 | 0 | 0 | 13.2 | 51.8 | 950.3 | 258.9 | 6.7
2019 | 1 | 24 | 2 | 0 | 0 | 0 | 0 | 13.4 | 50.2 | 950.1 | 276.9 | 7.3
2019 | 1 | 24 | 3 | 0 | 0 | 0 | 0 | 13.8 | 48.2 | 949.7 | 274.7 | 7.8
2019 | 1 | 24 | 4 | 0 | 0 | 0 | 0 | 12.3 | 55 | 949.2 | 242.9 | 5.8
2019 | 1 | 24 | 5 | 0 | 0 | 0 | 0 | 12.6 | 53.8 | 948.5 | 261 | 4.6
2019 | 1 | 24 | 6 | 0 | 0 | 0 | 0 | 12.8 | 53.5 | 949.3 | 258.5 | 5.1
2019 | 1 | 24 | 7 | 0 | 0 | 0 | 0 | 13 | 52.5 | 949.3 | 272 | 4.2
2019 | 1 | 24 | 8 | 0 | 0 | 12 | 12 | 13.7 | 49.5 | 950.3 | 306.3 | 5
2019 | 1 | 24 | 9 | 0 | 6 | 100 | 103 | 14.3 | 48 | 950.8 | 290.6 | 7
2019 | 1 | 24 | 10 | 0 | 58 | 209 | 234 | 15.4 | 45.6 | 951.5 | 296.8 | 6.5
2019 | 1 | 24 | 11 | 0 | 219 | 270 | 383 | 17 | 41 | 952.2 | 300 | 6.5
2019 | 1 | 24 | 12 | 0 | 331 | 298 | 488 | 18 | 39 | 952.2 | 291.8 | 7
2019 | 1 | 24 | 13 | 0 | 393 | 291 | 522 | 18.7 | 36.8 | 952.2 | 292.6 | 5.9
2019 | 1 | 24 | 14 | 0 | 480 | 244 | 506 | 19.1 | 35 | 952.2 | 296.3 | 4.7
2019 | 1 | 24 | 15 | 0 | 343 | 252 | 412 | 18.6 | 36.2 | 952.5 | 205.8 | 3.7
2019 | 1 | 24 | 16 | 0 | 272 | 188 | 279 | 18.5 | 36.4 | 952.5 | 304.9 | 4.9
2019 | 1 | 24 | 17 | 0 | 217 | 99 | 136 | 17.5 | 38.5 | 952.7 | 288 | 6.7
2019 | 1 | 24 | 18 | 0 | 18 | 10 | 11 | 16 | 43 | 953.3 | 292.1 | 5.9
2019 | 1 | 24 | 19 | 0 | 0 | 0 | 0 | 15.4 | 45.3 | 954 | 292.4 | 5.1
2019 | 1 | 24 | 20 | 0 | 0 | 0 | 0 | 15.1 | 46.9 | 954.7 | 308.8 | 4.6
2019 | 1 | 24 | 21 | 0 | 0 | 0 | 0 | 15.3 | 47.1 | 955.2 | 301.1 | 3.8
2019 | 1 | 24 | 22 | 0 | 0 | 0 | 0 | 14.9 | 48.7 | 955.9 | 252.5 | 2.8
2019 | 1 | 24 | 23 | 0 | 0 | 0 | 0 | 14.6 | 50.3 | 956.1 | 291.9 | 2.3
2019 | 1 | 25 | 0 | 0 | 0 | 0 | 0 | 13.6 | 52.9 | 956.3 | 303.7 | 2.3
2019 | 1 | 25 | 1 | 0 | 0 | 0 | 0 | 12.8 | 55.4 | 956.6 | 247 | 1.6
2019 | 1 | 25 | 2 | 0 | 0 | 0 | 0 | 12.4 | 57.2 | 956.7 | 227.2 | 1.3
2019 | 1 | 25 | 3 | 0 | 0 | 0 | 0 | 12.7 | 57.1 | 956.9 | 205.5 | 1.8
2019 | 1 | 25 | 4 | 0 | 0 | 0 | 0 | 11.6 | 60.6 | 956.6 | 278.5 | 1.9
2019 | 1 | 25 | 5 | 0 | 0 | 0 | 0 | 11 | 63.2 | 956.5 | 202 | 0.9
2019 | 1 | 25 | 6 | 0 | 0 | 0 | 0 | 11 | 64.5 | 956.7 | 235.5 | 1.6
2019 | 1 | 25 | 7 | 0 | 0 | 0 | 0 | 10.6 | 64 | 957.4 | 205.1 | 1.9
2019 | 1 | 25 | 8 | 0 | 185 | 10 | 25 | 11.3 | 61.1 | 957.8 | 253.7 | 1.9
2019 | 1 | 25 | 9 | 0 | 686 | 33 | 176 | 14.7 | 49.6 | 958.3 | 291.4 | 2.8
2019 | 1 | 25 | 10 | 0 | 856 | 43 | 351 | 17.2 | 41.5 | 958.8 | 268.7 | 2.8
2019 | 1 | 25 | 11 | 0 | 927 | 49 | 490 | 18.5 | 36.9 | 959.2 | 247.4 | 2.3
2019 | 1 | 25 | 12 | 0 | 950 | 53 | 573 | 19.4 | 34.4 | 958.8 | 243.8 | 2.6
2019 | 1 | 25 | 13 | 0 | 964 | 57 | 604 | 19.8 | 33.8 | 958.1 | 250.1 | 3
2019 | 1 | 25 | 14 | 0 | 904 | 73 | 557 | 20.2 | 34.4 | 957.6 | 220.1 | 3.6
2019 | 1 | 25 | 15 | 0 | 886 | 59 | 459 | 19.8 | 36.9 | 957.7 | 247 | 3.6
2019 | 1 | 25 | 16 | 0 | 813 | 45 | 310 | 19.3 | 39.2 | 957.8 | 254 | 2.9
2019 | 1 | 25 | 17 | 0 | 607 | 30 | 135 | 18.4 | 40.9 | 957.9 | 271 | 2.3
2019 | 1 | 25 | 18 | 0 | 76 | 5 | 9 | 15.6 | 47.1 | 958.2 | 267.3 | 1.5
2019 | 1 | 25 | 19 | 0 | 0 | 0 | 0 | 13.2 | 54.7 | 958.9 | 222.8 | 1.1
2019 | 1 | 25 | 20 | 0 | 0 | 0 | 0 | 11.3 | 58.1 | 959.5 | 111.8 | 0.7
2019 | 1 | 25 | 21 | 0 | 0 | 0 | 0 | 10 | 61.3 | 959.8 | 66.7 | 0.9
2019 | 1 | 25 | 22 | 0 | 0 | 0 | 0 | 9.6 | 61.9 | 960 | 113.8 | 0.8
2019 | 1 | 25 | 23 | 0 | 0 | 0 | 0 | 9.7 | 60.4 | 960.2 | 26.3 | 2.3
2019 | 1 | 26 | 0 | 0 | 0 | 0 | 0 | 9.6 | 59 | 960.4 | 24 | 1.9
2019 | 1 | 26 | 1 | 0 | 0 | 0 | 0 | 9.3 | 58.6 | 960.4 | 23.1 | 2.7
2019 | 1 | 26 | 2 | 0 | 0 | 0 | 0 | 9.8 | 56.1 | 960.3 | 20.1 | 2.9
2019 | 1 | 26 | 3 | 0 | 0 | 0 | 0 | 8.5 | 58.1 | 960.4 | 26.7 | 2.1
2019 | 1 | 26 | 4 | 0 | 0 | 0 | 0 | 7.8 | 59.6 | 960.7 | 19.1 | 1.8
2019 | 1 | 26 | 5 | 0 | 0 | 0 | 0 | 7.1 | 61 | 961.1 | 17 | 2.1
2019 | 1 | 26 | 6 | 0 | 0 | 0 | 0 | 7.9 | 58.3 | 961.3 | 22.1 | 2.7
2019 | 1 | 26 | 7 | 0 | 0 | 0 | 0 | 6.5 | 62.2 | 961.7 | 17.3 | 1.6
2019 | 1 | 26 | 8 | 0 | 203 | 11 | 28 | 6.8 | 61.3 | 962.3 | 18 | 1.5
2019 | 1 | 26 | 9 | 0 | 711 | 34 | 184 | 11.1 | 50.7 | 962.8 | 141.9 | 0.6
2019 | 1 | 26 | 10 | 0 | 872 | 45 | 361 | 14.8 | 41.3 | 963 | 195 | 0.6
2019 | 1 | 26 | 11 | 0 | 941 | 51 | 502 | 16.3 | 42.2 | 963.3 | 254.1 | 3.8
2019 | 1 | 26 | 12 | 0 | 972 | 53 | 590 | 17.2 | 42 | 962.9 | 245.8 | 4.2
2019 | 1 | 26 | 13 | 0 | 978 | 55 | 614 | 17.7 | 40.9 | 962.1 | 253.4 | 4.2
2019 | 1 | 26 | 14 | 0 | 961 | 54 | 572 | 18.1 | 40.5 | 961.2 | 255.1 | 4.2
2019 | 1 | 26 | 15 | 0 | 919 | 51 | 471 | 17.9 | 40.8 | 960.7 | 257.8 | 4.7
2019 | 1 | 26 | 16 | 0 | 828 | 45 | 319 | 17.4 | 42.4 | 960.3 | 265.5 | 4.7
2019 | 1 | 26 | 17 | 0 | 611 | 31 | 139 | 16 | 47.8 | 960.1 | 257 | 4.2
2019 | 1 | 26 | 18 | 0 | 83 | 5 | 10 | 13.2 | 58.3 | 960 | 261.8 | 3.2
2019 | 1 | 26 | 19 | 0 | 0 | 0 | 0 | 11.2 | 67 | 960.1 | 253.4 | 0.9
2019 | 1 | 26 | 20 | 0 | 0 | 0 | 0 | 9.5 | 72.9 | 960.2 | 151.5 | 0.5
2019 | 1 | 26 | 21 | 0 | 0 | 0 | 0 | 8 | 75.6 | 960.1 | 281.2 | 1.7
2019 | 1 | 26 | 22 | 0 | 0 | 0 | 0 | 7.8 | 71.7 | 959.7 | 46.2 | 0.6
2019 | 1 | 26 | 23 | 0 | 0 | 0 | 0 | 7.5 | 71.5 | 959 | 101.4 | 0.5
2019 | 1 | 27 | 0 | 0 | 0 | 0 | 0 | 7.5 | 70.1 | 958.6 | 37.3 | 1.3
2019 | 1 | 27 | 1 | 0 | 0 | 0 | 0 | 6.8 | 66.7 | 958 | 15 | 2.2
2019 | 1 | 27 | 2 | 0 | 0 | 0 | 0 | 6.9 | 64.5 | 957.5 | 133.6 | 1.2
2019 | 1 | 27 | 3 | 0 | 0 | 0 | 0 | 7.2 | 61.6 | 957.1 | 38.8 | 1.2
2019 | 1 | 27 | 4 | 0 | 0 | 0 | 0 | 7.3 | 59.7 | 956.5 | 14.3 | 2.3
2019 | 1 | 27 | 5 | 0 | 0 | 0 | 0 | 7 | 57.8 | 955.9 | 18.9 | 2.9
2019 | 1 | 27 | 6 | 0 | 0 | 0 | 0 | 7.4 | 54.7 | 955.4 | 18 | 2.8
2019 | 1 | 27 | 7 | 0 | 0 | 0 | 0 | 8.5 | 50.2 | 955.1 | 83.3 | 1.7
2019 | 1 | 27 | 8 | 0 | 156 | 12 | 25 | 9.7 | 49.5 | 955.1 | 198 | 2.8
2019 | 1 | 27 | 9 | 0 | 697 | 37 | 187 | 13 | 45 | 955.4 | 281.3 | 4.7
2019 | 1 | 27 | 10 | 0 | 893 | 48 | 373 | 16.4 | 34.2 | 955.2 | 298.8 | 6.4
2019 | 1 | 27 | 11 | 0 | 965 | 54 | 519 | 18.7 | 23.9 | 955.1 | 287.8 | 8.8
2019 | 1 | 27 | 12 | 0 | 1002 | 61 | 615 | 20.1 | 18.1 | 955.1 | 293 | 10.1
2019 | 1 | 27 | 13 | 0 | 991 | 74 | 642 | 20 | 19.1 | 954.6 | 274.2 | 10.4
2019 | 1 | 27 | 14 | 0 | 989 | 107 | 642 | 20.1 | 20.1 | 954.3 | 261.8 | 8.7
2019 | 1 | 27 | 15 | 0 | 780 | 119 | 475 | 19.6 | 26.6 | 954.2 | 310.4 | 5.6
2019 | 1 | 27 | 16 | 0 | 841 | 49 | 330 | 17.6 | 35.5 | 954.6 | 298.3 | 7
2019 | 1 | 27 | 17 | 0 | 643 | 33 | 147 | 15.7 | 39 | 955.2 | 328.2 | 6.9
2019 | 1 | 27 | 18 | 0 | 96 | 5 | 11 | 13.4 | 42.1 | 956.1 | 335.1 | 6.1
2019 | 1 | 27 | 19 | 0 | 0 | 0 | 0 | 11.9 | 45.2 | 957.3 | 285.5 | 2.1
2019 | 1 | 27 | 20 | 0 | 0 | 0 | 0 | 11.1 | 45.4 | 958 | 188.5 | 1
2019 | 1 | 27 | 21 | 0 | 0 | 0 | 0 | 9.2 | 49.8 | 958.6 | 89.7 | 0.8
2019 | 1 | 27 | 22 | 0 | 0 | 0 | 0 | 7.7 | 51.9 | 959.4 | 103.9 | 1
2019 | 1 | 27 | 23 | 0 | 0 | 0 | 0 | 7.7 | 51.8 | 959.3 | 221.7 | 1
2019 | 1 | 28 | 0 | 0 | 0 | 0 | 0 | 7 | 56 | 959.3 | 154.3 | 1.5
2019 | 1 | 28 | 1 | 0 | 0 | 0 | 0 | 6.3 | 57.5 | 959.4 | 172.6 | 1.3
2019 | 1 | 28 | 2 | 0 | 0 | 0 | 0 | 7.7 | 53.4 | 959.5 | 196.8 | 1.6
2019 | 1 | 28 | 3 | 0 | 0 | 0 | 0 | 7.7 | 51.6 | 959.8 | 195.2 | 1.2
2019 | 1 | 28 | 4 | 0 | 0 | 0 | 0 | 6.8 | 50.5 | 959.5 | 115.4 | 1.2
2019 | 1 | 28 | 5 | 0 | 0 | 0 | 0 | 5.4 | 53.3 | 959.5 | 86.4 | 1.6
2019 | 1 | 28 | 6 | 0 | 0 | 0 | 0 | 5.9 | 57.3 | 959.6 | 140.9 | 1.5
2019 | 1 | 28 | 7 | 0 | 0 | 0 | 0 | 6.3 | 56.7 | 959.2 | 224.9 | 1.2
2019 | 1 | 28 | 8 | 0 | 213 | 11 | 30 | 6.4 | 54.7 | 960 | 181 | 1.3
2019 | 1 | 28 | 9 | 0 | 730 | 36 | 193 | 10.6 | 41.1 | 960.4 | 234.4 | 1.4
2019 | 1 | 28 | 10 | 0 | 831 | 61 | 367 | 13.7 | 33.1 | 960.4 | 138.8 | 0.6
2019 | 1 | 28 | 11 | 0 | 896 | 67 | 503 | 15.6 | 28.6 | 960.2 | 216.5 | 2.1
2019 | 1 | 28 | 12 | 0 | 1001 | 60 | 617 | 17.7 | 25.3 | 958.9 | 266.3 | 7.1
2019 | 1 | 28 | 13 | 0 | 914 | 103 | 634 | 18.7 | 22.9 | 957.6 | 254.1 | 8.3
2019 | 1 | 28 | 14 | 0 | 942 | 77 | 592 | 19.9 | 20.6 | 956.4 | 254.7 | 6.6
2019 | 1 | 28 | 15 | 0 | 946 | 53 | 492 | 20.3 | 23.5 | 955.6 | 246.7 | 7.8
2019 | 1 | 28 | 16 | 0 | 862 | 49 | 341 | 19.7 | 20.3 | 955.2 | 274.9 | 9.3
2019 | 1 | 28 | 17 | 0 | 577 | 34 | 141 | 18.2 | 21.6 | 955.3 | 308.8 | 7.9
2019 | 1 | 28 | 18 | 0 | 46 | 6 | 10 | 15.5 | 27.9 | 956.1 | 189.2 | 6.4
2019 | 1 | 28 | 19 | 0 | 0 | 0 | 0 | 13.7 | 36.5 | 957.1 | 290.1 | 3.8
2019 | 1 | 28 | 20 | 0 | 0 | 0 | 0 | 12.7 | 45.5 | 958.4 | 302.2 | 4.7
2019 | 1 | 28 | 21 | 0 | 0 | 0 | 0 | 12 | 48.5 | 959 | 226.6 | 2.1
2019 | 1 | 28 | 22 | 0 | 0 | 0 | 0 | 10.3 | 52.1 | 959.6 | 162.3 | 1.1
2019 | 1 | 28 | 23 | 0 | 0 | 0 | 0 | 10.6 | 53.8 | 959.8 | 181.3 | 2.1
2019 | 1 | 29 | 0 | 0 | 0 | 0 | 0 | 10.5 | 54.2 | 960.2 | 182.6 | 1.7
2019 | 1 | 29 | 1 | 0 | 0 | 0 | 0 | 10.3 | 54.8 | 959.8 | 215.1 | 1.9
2019 | 1 | 29 | 2 | 0 | 0 | 0 | 0 | 10.7 | 51.2 | 959.6 | 52.9 | 1.6
2019 | 1 | 29 | 3 | 0 | 0 | 0 | 0 | 9.3 | 56.3 | 959.3 | 121.5 | 2
2019 | 1 | 29 | 4 | 0 | 0 | 0 | 0 | 8.3 | 58.7 | 959.1 | 174.8 | 1.3
2019 | 1 | 29 | 5 | 0 | 0 | 0 | 0 | 7.6 | 58.2 | 958.8 | 127.2 | 1.7
2019 | 1 | 29 | 6 | 0 | 0 | 0 | 0 | 7.1 | 57.9 | 958.7 | 81.4 | 1.3
2019 | 1 | 29 | 7 | 0 | 0 | 0 | 0 | 6.5 | 61.9 | 958.7 | 77.7 | 1.3
2019 | 1 | 29 | 8 | 0 | 104 | 22 | 30 | 6.9 | 60.5 | 958.8 | 24.5 | 2
2019 | 1 | 29 | 9 | 0 | 37 | 88 | 96 | 9.9 | 54.1 | 959 | 134.8 | 1.8
2019 | 1 | 29 | 10 | 0 | 20 | 149 | 160 | 12.1 | 49.5 | 959.3 | 258.3 | 3.5
2019 | 1 | 29 | 11 | 0 | 21 | 185 | 199 | 12.6 | 49.9 | 959.1 | 281.4 | 4.5
2019 | 1 | 29 | 12 | 0 | 91 | 185 | 242 | 13.9 | 48.1 | 958.4 | 283.3 | 2.9
2019 | 1 | 29 | 13 | 0 | 742 | 109 | 544 | 17.4 | 38.6 | 956.5 | 261.4 | 6.1
2019 | 1 | 29 | 14 | 0 | 720 | 111 | 509 | 18.3 | 32.8 | 955.3 | 275.5 | 11.7
2019 | 1 | 29 | 15 | 0 | 434 | 153 | 365 | 17.1 | 36.9 | 954.6 | 269.6 | 12
2019 | 1 | 29 | 16 | 0 | 515 | 94 | 272 | 16 | 39.6 | 954.5 | 269.3 | 11.4
2019 | 1 | 29 | 17 | 0 | 351 | 70 | 142 | 14.6 | 43.1 | 954.1 | 268.6 | 12.4
2019 | 1 | 29 | 18 | 0 | 3 | 7 | 7 | 12.9 | 48.4 | 954.3 | 259.2 | 10.6
2019 | 1 | 29 | 19 | 0 | 0 | 0 | 0 | 12.6 | 49.3 | 955 | 238 | 7.1
2019 | 1 | 29 | 20 | 0 | 0 | 0 | 0 | 12.5 | 50.7 | 955.1 | 241.5 | 0
2019 | 1 | 29 | 21 | 0 | 0 | 0 | 0 | 12.4 | 52.3 | 955.2 | 262.1 | 0
2019 | 1 | 29 | 22 | 0 | 0 | 0 | 0 | 7.8 | 33.6 | 955.4 | 171.4 | 0
2019 | 1 | 29 | 23 | 0 | 0 | 0 | 0 | 0 | 0 | 955.3 | 0 | 0
2019 | 1 | 30 | 0 | 0 | 0 | 0 | 0 | 0 | 0 | 955.3 | 0 | 0
2019 | 1 | 30 | 1 | 0 | 0 | 0 | 0 | 0 | 0 | 955.2 | 0 | 0
2019 | 1 | 30 | 2 | 0 | 0 | 0 | 0 | 0 | 0 | 955.2 | 0 | 0
2019 | 1 | 30 | 3 | 0 | 0 | 0 | 0 | 0 | 0 | 955.1 | 0 | 0
2019 | 1 | 30 | 4 | 0 | 0 | 0 | 0 | 0 | 0 | 955 | 0 | 0
2019 | 1 | 30 | 5 | 0 | 0 | 0 | 0 | 0 | 0 | 955 | 0 | 0
2019 | 1 | 30 | 6 | 0 | 0 | 0 | 0 | 0 | 0 | 954.9 | 0 | 0
2019 | 1 | 30 | 7 | 0 | 0 | 0 | 0 | 0 | 0 | 954.9 | 0 | 0
2019 | 1 | 30 | 8 | 0 | 0 | 14 | 14 | 5.6 | 24.4 | 954.8 | 148.8 | 5
2019 | 1 | 30 | 9 | 0 | 8 | 91 | 95 | 11.7 | 48 | 955.2 | 272.7 | 8.6
2019 | 1 | 30 | 10 | 0 | 283 | 182 | 296 | 13 | 38.5 | 955.4 | 273.1 | 10
2019 | 1 | 30 | 11 | 0 | 451 | 230 | 458 | 14.3 | 36.7 | 955.5 | 274.1 | 11
2019 | 1 | 30 | 12 | 0 | 516 | 227 | 525 | 14.9 | 34.3 | 955.5 | 274.6 | 11.8
2019 | 1 | 30 | 13 | 0 | 282 | 298 | 470 | 14.8 | 35.3 | 955.2 | 284.4 | 9.6
2019 | 1 | 30 | 14 | 0 | 168 | 273 | 372 | 15.5 | 33.2 | 954.2 | 293.8 | 8.4
2019 | 1 | 30 | 15 | 0 | 132 | 214 | 283 | 15.7 | 31.5 | 953.5 | 291.4 | 7.8
2019 | 1 | 30 | 16 | 0 | 1 | 117 | 119 | 14.6 | 34.2 | 953.5 | 287.6 | 5.9
2019 | 1 | 30 | 17 | 0 | 0 | 52 | 53 | 13.6 | 37.5 | 953.5 | 259.9 | 6.5
2019 | 1 | 30 | 18 | 0 | 0 | 4 | 4 | 12.8 | 39.7 | 953.4 | 249.7 | 6
2019 | 1 | 30 | 19 | 0 | 0 | 0 | 0 | 12.6 | 41 | 953.8 | 254.2 | 6.8
2019 | 1 | 30 | 20 | 0 | 0 | 0 | 0 | 12.8 | 45.4 | 953.9 | 267.8 | 8
2019 | 1 | 30 | 21 | 0 | 0 | 0 | 0 | 13.1 | 51 | 953.9 | 291.5 | 7.3
2019 | 1 | 30 | 22 | 0 | 0 | 0 | 0 | 12.7 | 53.9 | 953.7 | 250.8 | 4.7
2019 | 1 | 30 | 23 | 0 | 0 | 0 | 0 | 13.6 | 49.9 | 953.2 | 275.6 | 5.9
2019 | 1 | 31 | 0 | 0 | 0 | 0 | 0 | 12.2 | 54.5 | 953 | 226.7 | 5
2019 | 1 | 31 | 1 | 0 | 0 | 0 | 0 | 13.6 | 49.7 | 952.2 | 295.8 | 7.7
2019 | 1 | 31 | 2 | 0 | 0 | 0 | 0 | 12.9 | 53.5 | 951.9 | 275.5 | 6
2019 | 1 | 31 | 3 | 0 | 0 | 0 | 0 | 13.3 | 52.6 | 951.3 | 293.9 | 8.7
2019 | 1 | 31 | 4 | 0 | 0 | 0 | 0 | 12.9 | 54.3 | 951 | 271.8 | 7
2019 | 1 | 31 | 5 | 0 | 0 | 0 | 0 | 11.5 | 57.6 | 951 | 228.7 | 4
2019 | 1 | 31 | 6 | 0 | 0 | 0 | 0 | 11.2 | 57.8 | 950.6 | 244.5 | 4.8
2019 | 1 | 31 | 7 | 0 | 0 | 0 | 0 | 10.9 | 59.3 | 950.5 | 227.7 | 4
2019 | 1 | 31 | 8 | 0 | 0 | 15 | 15 | 10.7 | 60.7 | 950.9 | 285.3 | 1.4
2019 | 1 | 31 | 9 | 0 | 0 | 44 | 44 | 10.6 | 60.8 | 951.2 | 240.9 | 2.1
2019 | 1 | 31 | 10 | 0 | 177 | 134 | 203 | 13.1 | 58.6 | 951.3 | 226.7 | 3.7
2019 | 1 | 31 | 11 | 0 | 0 | 154 | 156 | 14.6 | 55.6 | 951.2 | 224.1 | 3.4
2019 | 1 | 31 | 12 | 0 | 97 | 247 | 307 | 17.3 | 47.2 | 951 | 271.9 | 7.2
2019 | 1 | 31 | 13 | 0 | 356 | 290 | 508 | 18.9 | 42.3 | 950.2 | 285.6 | 10.2
2019 | 1 | 31 | 14 | 0 | 529 | 159 | 457 | 19.3 | 40.2 | 949.5 | 289.8 | 10.4
2019 | 1 | 31 | 15 | 0 | 908 | 59 | 492 | 19.5 | 37.6 | 948.8 | 288.6 | 9.4
2019 | 1 | 31 | 16 | 0 | 677 | 93 | 336 | 18.6 | 37.1 | 948.8 | 295.4 | 10.1
2019 | 1 | 31 | 17 | 0 | 228 | 78 | 115 | 16.9 | 41.9 | 948.7 | 304.3 | 9.7
2019 | 1 | 31 | 18 | 0 | 51 | 10 | 14 | 16.2 | 45.2 | 948.7 | 293.2 | 8
2019 | 1 | 31 | 19 | 0 | 0 | 0 | 0 | 15 | 48.3 | 949 | 271.6 | 9.2
2019 | 1 | 31 | 20 | 0 | 0 | 0 | 0 | 14.8 | 46.7 | 948.6 | 269 | 8.9
2019 | 1 | 31 | 21 | 0 | 0 | 0 | 0 | 13.8 | 54.2 | 948.8 | 253.2 | 5.2
2019 | 1 | 31 | 22 | 0 | 0 | 0 | 0 | 13.2 | 58.8 | 948.6 | 235.6 | 4
2019 | 1 | 31 | 23 | 0 | 0 | 0 | 0 | 13.4 | 58.2 | 947.8 | 228.8 | 4.9
2019 | 2 | 1 | 0 | 0 | 0 | 0 | 0 | 13 | 62.1 | 947.2 | 243 | 5.9
2019 | 2 | 1 | 1 | 0 | 0 | 0 | 0 | 13.1 | 61.9 | 946.4 | 242.9 | 7
2019 | 2 | 1 | 2 | 0 | 0 | 0 | 0 | 13.4 | 60.7 | 945.3 | 238.2 | 7.5
2019 | 2 | 1 | 3 | 0 | 0 | 0 | 0 | 12.8 | 66.2 | 944.5 | 238.9 | 5.2
2019 | 2 | 1 | 4 | 0 | 0 | 0 | 0 | 12.7 | 71.3 | 943.7 | 238.4 | 5.5
2019 | 2 | 1 | 5 | 0 | 0 | 0 | 0 | 13 | 71.1 | 942.6 | 245.4 | 7.2
2019 | 2 | 1 | 6 | 0 | 0 | 0 | 0 | 13.2 | 71.6 | 942.2 | 266.8 | 5.1
2019 | 2 | 1 | 7 | 0 | 0 | 0 | 0 | 13.3 | 71.1 | 941 | 251 | 7.6
2019 | 2 | 1 | 8 | 0 | 51 | 27 | 31 | 14.1 | 67.4 | 940.9 | 250.7 | 9.8
2019 | 2 | 1 | 9 | 0 | 478 | 79 | 196 | 14.8 | 64.5 | 941.1 | 231.6 | 8.8
2019 | 2 | 1 | 10 | 0 | 59 | 129 | 150 | 14.7 | 67.7 | 941.5 | 230.1 | 7.7
2019 | 2 | 1 | 11 | 0 | 10 | 129 | 136 | 14.7 | 62.4 | 941.8 | 264.9 | 7.4
2019 | 2 | 1 | 12 | 0 | 245 | 171 | 316 | 15.1 | 44.9 | 941.5 | 283.2 | 12.2
2019 | 2 | 1 | 13 | 0 | 776 | 129 | 593 | 16.6 | 34.1 | 940.9 | 289.3 | 13.3
2019 | 2 | 1 | 14 | 0 | 950 | 72 | 606 | 16.8 | 35 | 940.8 | 289.8 | 12.1
2019 | 2 | 1 | 15 | 0 | 858 | 71 | 480 | 15.2 | 34.2 | 941 | 295.5 | 13.2
2019 | 2 | 1 | 16 | 0 | 855 | 51 | 352 | 14.5 | 33.3 | 941.2 | 302.7 | 12.8
2019 | 2 | 1 | 17 | 0 | 650 | 36 | 165 | 13.3 | 37.1 | 941.6 | 282.1 | 11
2019 | 2 | 1 | 18 | 0 | 46 | 7 | 11 | 11.8 | 43.8 | 942 | 280.4 | 12.5
2019 | 2 | 1 | 19 | 0 | 0 | 0 | 0 | 11.2 | 42.9 | 942 | 271 | 10.7
2019 | 2 | 1 | 20 | 0 | 0 | 0 | 0 | 10.2 | 51 | 943.5 | 283.9 | 10.6
2019 | 2 | 1 | 21 | 0 | 0 | 0 | 0 | 6.9 | 71.1 | 943.2 | 251.1 | 6.9
2019 | 2 | 1 | 22 | 0 | 0 | 0 | 0 | 8.2 | 51.7 | 944.1 | 276.4 | 9.9
2019 | 2 | 1 | 23 | 0 | 0 | 0 | 0 | 8.5 | 49.2 | 944.8 | 277.1 | 10.6
2019 | 2 | 2 | 0 | 0 | 0 | 0 | 0 | 8.4 | 50.1 | 945.1 | 253.1 | 9.1
2019 | 2 | 2 | 1 | 0 | 0 | 0 | 0 | 8.2 | 50.5 | 944.9 | 280.5 | 7.8
2019 | 2 | 2 | 2 | 0 | 0 | 0 | 0 | 8.3 | 50.2 | 946 | 314.7 | 11.7
2019 | 2 | 2 | 3 | 0 | 0 | 0 | 0 | 7.6 | 52.3 | 947.5 | 281.4 | 6.3
2019 | 2 | 2 | 4 | 0 | 0 | 0 | 0 | 7.4 | 51.4 | 947.4 | 268.4 | 5.5
2019 | 2 | 2 | 5 | 0 | 0 | 0 | 0 | 6.9 | 56.2 | 947.4 | 243.3 | 6.2
2019 | 2 | 2 | 6 | 0 | 0 | 0 | 0 | 6.9 | 55.1 | 947 | 244.1 | 6.8
2019 | 2 | 2 | 7 | 0 | 0 | 0 | 0 | 6.3 | 61.7 | 946.9 | 229.2 | 7.2
2019 | 2 | 2 | 8 | 0 | 226 | 14 | 32 | 8.3 | 43.3 | 946.9 | 277.9 | 6.7
2019 | 2 | 2 | 9 | 0 | 304 | 47 | 117 | 9 | 39.7 | 947.6 | 298.4 | 6
2019 | 2 | 2 | 10 | 0 | 657 | 65 | 327 | 10.4 | 35.2 | 948.2 | 295.1 | 6.2
2019 | 2 | 2 | 11 | 0 | 897 | 103 | 558 | 11.4 | 34.2 | 949.3 | 201.2 | 6
2019 | 2 | 2 | 12 | 0 | 945 | 83 | 630 | 11.8 | 33.6 | 950 | 142.6 | 3.9
2019 | 2 | 2 | 13 | 0 | 869 | 97 | 621 | 12.3 | 31.9 | 950.4 | 193.2 | 4.5
2019 | 2 | 2 | 14 | 0 | 968 | 88 | 638 | 12.7 | 31.3 | 951 | 276.3 | 4.9
2019 | 2 | 2 | 15 | 0 | 514 | 115 | 362 | 11.7 | 31.6 | 952.1 | 264.1 | 4.2
2019 | 2 | 2 | 16 | 0 | 712 | 70 | 332 | 11.5 | 30.1 | 953.2 | 303.3 | 7.3
2019 | 2 | 2 | 17 | 0 | 569 | 49 | 162 | 10.2 | 38.9 | 954.8 | 303.6 | 6.1
2019 | 2 | 2 | 18 | 0 | 12 | 7 | 8 | 8.6 | 43.1 | 955.4 | 332.1 | 8.7
2019 | 2 | 2 | 19 | 0 | 0 | 0 | 0 | 7.9 | 47.3 | 956.8 | 306 | 5.8
2019 | 2 | 2 | 20 | 0 | 0 | 0 | 0 | 7.9 | 47.5 | 957.8 | 308 | 5.7
2019 | 2 | 2 | 21 | 0 | 0 | 0 | 0 | 7.7 | 47.8 | 958.5 | 268.4 | 3.4
2019 | 2 | 2 | 22 | 0 | 0 | 0 | 0 | 8.2 | 41.8 | 959.2 | 283.9 | 2.5
2019 | 2 | 2 | 23 | 0 | 0 | 0 | 0 | 8 | 40.8 | 959.9 | 332.5 | 5.2
2019 | 2 | 3 | 0 | 0 | 0 | 0 | 0 | 7.4 | 40 | 960.4 | 336.2 | 5.7
2019 | 2 | 3 | 1 | 0 | 0 | 0 | 0 | 7 | 38.5 | 961 | 294.7 | 4.6
2019 | 2 | 3 | 2 | 0 | 0 | 0 | 0 | 6.7 | 37.7 | 961.3 | 306 | 2.8
2019 | 2 | 3 | 3 | 0 | 0 | 0 | 0 | 6.6 | 38.8 | 961.4 | 241.4 | 2.7
2019 | 2 | 3 | 4 | 0 | 0 | 0 | 0 | 6.3 | 40.9 | 961.4 | 242.7 | 3.7
2019 | 2 | 3 | 5 | 0 | 0 | 0 | 0 | 5.9 | 43.2 | 961.5 | 250.7 | 2.6
2019 | 2 | 3 | 6 | 0 | 0 | 0 | 0 | 6.5 | 40.4 | 961.9 | 126.7 | 3.1
2019 | 2 | 3 | 7 | 0 | 0 | 0 | 0 | 5.9 | 42.8 | 962.4 | 274.3 | 3
2019 | 2 | 3 | 8 | 0 | 281 | 15 | 41 | 5.7 | 41.8 | 963.3 | 266.4 | 3.4
2019 | 2 | 3 | 9 | 0 | 751 | 39 | 215 | 7.5 | 37.6 | 964.3 | 264.5 | 2.4
2019 | 2 | 3 | 10 | 0 | 895 | 50 | 399 | 8.8 | 34.4 | 965 | 294 | 3.3
2019 | 2 | 3 | 11 | 0 | 975 | 54 | 550 | 9.8 | 29.2 | 965.4 | 298.6 | 3.9
2019 | 2 | 3 | 12 | 0 | 1005 | 56 | 642 | 10.7 | 25.7 | 964.9 | 296.1 | 4.9
2019 | 2 | 3 | 13 | 0 | 1012 | 58 | 669 | 11.7 | 23.8 | 964.1 | 301.5 | 4.8
2019 | 2 | 3 | 14 | 0 | 1001 | 56 | 629 | 12.1 | 23.8 | 963.9 | 306.3 | 5.1
2019 | 2 | 3 | 15 | 0 | 961 | 54 | 524 | 12.4 | 24.4 | 963.7 | 309.7 | 4.3
2019 | 2 | 3 | 16 | 0 | 883 | 47 | 368 | 12.4 | 25.4 | 964.2 | 262.7 | 3.3
2019 | 2 | 3 | 17 | 0 | 711 | 34 | 179 | 11.5 | 27.2 | 964.7 | 238.4 | 3.7
2019 | 2 | 3 | 18 | 0 | 176 | 8 | 22 | 9.5 | 30.8 | 965 | 259.8 | 2.3
2019 | 2 | 3 | 19 | 0 | 0 | 0 | 0 | 8.1 | 33.4 | 965.9 | 214 | 1.7
2019 | 2 | 3 | 20 | 0 | 0 | 0 | 0 | 6.4 | 37.7 | 966.5 | 282.7 | 1.7
2019 | 2 | 3 | 21 | 0 | 0 | 0 | 0 | 5.4 | 40.7 | 967.2 | 153.3 | 1.1
2019 | 2 | 3 | 22 | 0 | 0 | 0 | 0 | 4.6 | 42.7 | 967.7 | 259.5 | 1.7
2019 | 2 | 3 | 23 | 0 | 0 | 0 | 0 | 2.9 | 46.8 | 968.3 | 169.8 | 0.8
2019 | 2 | 4 | 0 | 0 | 0 | 0 | 0 | 2.7 | 46.8 | 968.6 | 215.3 | 1.9
2019 | 2 | 4 | 1 | 0 | 0 | 0 | 0 | 2 | 47.7 | 968.7 | 196.2 | 1.2
2019 | 2 | 4 | 2 | 0 | 0 | 0 | 0 | 2.1 | 47.3 | 968.4 | 207.2 | 0.9
2019 | 2 | 4 | 3 | 0 | 0 | 0 | 0 | 2.1 | 45.8 | 968.2 | 48.3 | 2.1
2019 | 2 | 4 | 4 | 0 | 0 | 0 | 0 | 2.7 | 42.4 | 968.2 | 26.5 | 2.8
2019 | 2 | 4 | 5 | 0 | 0 | 0 | 0 | 1.8 | 42.8 | 968.2 | 27.7 | 2.5
2019 | 2 | 4 | 6 | 0 | 0 | 0 | 0 | 1.2 | 42.9 | 968.6 | 13.3 | 1.9
2019 | 2 | 4 | 7 | 0 | 0 | 0 | 0 | 1 | 42.3 | 968.7 | 36.7 | 1.4
2019 | 2 | 4 | 8 | 0 | 299 | 14 | 43 | 2 | 38.8 | 969.2 | 25.5 | 2.5
2019 | 2 | 4 | 9 | 0 | 789 | 37 | 223 | 6.1 | 32.6 | 969.6 | 49.7 | 1.3
2019 | 2 | 4 | 10 | 0 | 929 | 47 | 411 | 9.7 | 30 | 969.7 | 141.4 | 0.9
2019 | 2 | 4 | 11 | 0 | 989 | 52 | 558 | 11.2 | 34.6 | 969.8 | 234.6 | 3.4
2019 | 2 | 4 | 12 | 0 | 1012 | 55 | 648 | 12.8 | 33.6 | 969.6 | 233.5 | 3.5
2019 | 2 | 4 | 13 | 0 | 1006 | 59 | 671 | 13.6 | 37.5 | 968.9 | 250.2 | 3.9
2019 | 2 | 4 | 14 | 0 | 992 | 58 | 629 | 14.3 | 40.6 | 968.3 | 253.5 | 4.6
2019 | 2 | 4 | 15 | 0 | 950 | 54 | 523 | 14.3 | 43.4 | 967.8 | 248.5 | 4.8
2019 | 2 | 4 | 16 | 0 | 863 | 48 | 365 | 14.1 | 44.7 | 967.5 | 253.6 | 4.4
2019 | 2 | 4 | 17 | 0 | 669 | 36 | 176 | 12.8 | 49.8 | 967.7 | 260.9 | 4.3
2019 | 2 | 4 | 18 | 0 | 157 | 9 | 22 | 10.4 | 57.9 | 968.2 | 253.2 | 3.3
2019 | 2 | 4 | 19 | 0 | 0 | 0 | 0 | 8.3 | 66.2 | 968.6 | 255.9 | 1.7
2019 | 2 | 4 | 20 | 0 | 0 | 0 | 0 | 6.6 | 70.3 | 968.9 | 96 | 0.5
2019 | 2 | 4 | 21 | 0 | 0 | 0 | 0 | 5.3 | 69 | 969.2 | 63.3 | 0.9
2019 | 2 | 4 | 22 | 0 | 0 | 0 | 0 | 4.4 | 70.2 | 969.3 | 85 | 1.2
2019 | 2 | 4 | 23 | 0 | 0 | 0 | 0 | 5.8 | 66.3 | 969.4 | 68.2 | 2.4
2019 | 2 | 5 | 0 | 0 | 0 | 0 | 0 | 5.6 | 53 | 969.6 | 46.4 | 2.2
2019 | 2 | 5 | 1 | 0 | 0 | 0 | 0 | 4.6 | 55.3 | 969.3 | 59.7 | 1.2
2019 | 2 | 5 | 2 | 0 | 0 | 0 | 0 | 4.1 | 59 | 969 | 111.7 | 0.7
2019 | 2 | 5 | 3 | 0 | 0 | 0 | 0 | 3.7 | 55.2 | 968.9 | 62.6 | 1.1
2019 | 2 | 5 | 4 | 0 | 0 | 0 | 0 | 4.3 | 50.4 | 968.6 | 25.2 | 1.8
2019 | 2 | 5 | 5 | 0 | 0 | 0 | 0 | 3.8 | 51 | 968.8 | 153 | 1.5
2019 | 2 | 5 | 6 | 0 | 0 | 0 | 0 | 4.4 | 46.6 | 968.9 | 54.9 | 1.1
2019 | 2 | 5 | 7 | 0 | 0 | 0 | 0 | 3.9 | 45.9 | 968.9 | 161.3 | 0.9
2019 | 2 | 5 | 8 | 0 | 282 | 15 | 43 | 3.8 | 48 | 969.4 | 41.4 | 0.2
2019 | 2 | 5 | 9 | 0 | 740 | 38 | 215 | 10.5 | 34.7 | 969.8 | 52.3 | 0.6
2019 | 2 | 5 | 10 | 0 | 898 | 46 | 402 | 14 | 27.6 | 970.1 | 237.7 | 0.7
2019 | 2 | 5 | 11 | 0 | 964 | 51 | 549 | 15.9 | 25.7 | 970.1 | 216.1 | 1
2019 | 2 | 5 | 12 | 0 | 992 | 54 | 639 | 17.4 | 22.6 | 969.8 | 220.8 | 2.3
2019 | 2 | 5 | 13 | 0 | 999 | 55 | 666 | 18.2 | 19.7 | 968.9 | 239.5 | 2.8
2019 | 2 | 5 | 14 | 0 | 985 | 55 | 626 | 18.9 | 19.1 | 968.1 | 243.6 | 2.8
2019 | 2 | 5 | 15 | 0 | 951 | 52 | 524 | 18.8 | 19.3 | 967.4 | 264.6 | 4.2
2019 | 2 | 5 | 16 | 0 | 877 | 46 | 371 | 18.5 | 19.4 | 967.4 | 252.4 | 4.6
2019 | 2 | 5 | 17 | 0 | 700 | 34 | 182 | 17 | 24.1 | 967.5 | 270.3 | 4.2
2019 | 2 | 5 | 18 | 0 | 185 | 9 | 24 | 14 | 31.5 | 967.9 | 289.3 | 2.8
2019 | 2 | 5 | 19 | 0 | 0 | 0 | 0 | 10.5 | 40.5 | 968.5 | 250.2 | 1.6
2019 | 2 | 5 | 20 | 0 | 0 | 0 | 0 | 8.6 | 56.2 | 968.7 | 223.9 | 0.9
2019 | 2 | 5 | 21 | 0 | 0 | 0 | 0 | 7.2 | 56.2 | 969 | 230.5 | 0.8
2019 | 2 | 5 | 22 | 0 | 0 | 0 | 0 | 6.4 | 53.9 | 969.1 | 33.3 | 0.8
2019 | 2 | 5 | 23 | 0 | 0 | 0 | 0 | 5 | 53.4 | 969.1 | 23.3 | 0.4
2019 | 2 | 6 | 0 | 0 | 0 | 0 | 0 | 5 | 51.4 | 969 | 48.7 | 0.5
2019 | 2 | 6 | 1 | 0 | 0 | 0 | 0 | 6.2 | 49.6 | 969 | 81.4 | 1.1
2019 | 2 | 6 | 2 | 0 | 0 | 0 | 0 | 5.9 | 51.7 | 968.7 | 30 | 0.8
2019 | 2 | 6 | 3 | 0 | 0 | 0 | 0 | 5.6 | 51.1 | 968.6 | 114.9 | 0.4
2019 | 2 | 6 | 4 | 0 | 0 | 0 | 0 | 5.9 | 53.3 | 968.2 | 22 | 0.5
2019 | 2 | 6 | 5 | 0 | 0 | 0 | 0 | 5.8 | 55.6 | 968.1 | 12.2 | 0.3
2019 | 2 | 6 | 6 | 0 | 0 | 0 | 0 | 5.3 | 55.3 | 968.2 | 127.9 | 0.5
2019 | 2 | 6 | 7 | 0 | 0 | 0 | 0 | 5.8 | 56.5 | 968.2 | 58.9 | 0.6
2019 | 2 | 6 | 8 | 0 | 279 | 15 | 44 | 7 | 58.9 | 968.4 | 68.3 | 1
2019 | 2 | 6 | 9 | 0 | 734 | 37 | 216 | 13.2 | 43.8 | 968.6 | 40.6 | 0.3
2019 | 2 | 6 | 10 | 0 | 877 | 48 | 398 | 15.7 | 38.4 | 968.7 | 164.1 | 0.6
2019 | 2 | 6 | 11 | 0 | 949 | 51 | 545 | 17.9 | 35.2 | 968.5 | 228.7 | 1.6
2019 | 2 | 6 | 12 | 0 | 979 | 53 | 635 | 18.8 | 34.5 | 967.8 | 222.6 | 2.2
2019 | 2 | 6 | 13 | 0 | 988 | 54 | 662 | 19.4 | 33.6 | 967 | 246.9 | 2.5
2019 | 2 | 6 | 14 | 0 | 977 | 53 | 624 | 19.9 | 32.2 | 966.1 | 253.1 | 3.4
2019 | 2 | 6 | 15 | 0 | 932 | 52 | 519 | 20 | 31.6 | 965.4 | 257.9 | 4
2019 | 2 | 6 | 16 | 0 | 859 | 46 | 367 | 19.3 | 31.4 | 965.2 | 274.2 | 5.2
2019 | 2 | 6 | 17 | 0 | 696 | 34 | 183 | 17.8 | 29.7 | 965.2 | 277.5 | 5.4
2019 | 2 | 6 | 18 | 0 | 190 | 9 | 25 | 15.3 | 30 | 965.4 | 281.7 | 3.9
2019 | 2 | 6 | 19 | 0 | 0 | 0 | 0 | 12.8 | 34.3 | 965.8 | 243.8 | 1.3
2019 | 2 | 6 | 20 | 0 | 0 | 0 | 0 | 10 | 54.8 | 965.9 | 213.1 | 0.5
2019 | 2 | 6 | 21 | 0 | 0 | 0 | 0 | 9 | 60.7 | 965.8 | 264.5 | 0.6
2019 | 2 | 6 | 22 | 0 | 0 | 0 | 0 | 8.5 | 55.4 | 965.7 | 191.3 | 0.3
2019 | 2 | 6 | 23 | 0 | 0 | 0 | 0 | 8.5 | 49.3 | 965.6 | 32.1 | 1.5
2019 | 2 | 7 | 0 | 0 | 0 | 0 | 0 | 8.2 | 49.9 | 965.5 | 23.4 | 1.3
2019 | 2 | 7 | 1 | 0 | 0 | 0 | 0 | 9.2 | 48.7 | 965.4 | 9.9 | 1.8
2019 | 2 | 7 | 2 | 0 | 0 | 0 | 0 | 8.8 | 49.6 | 965 | 16.5 | 2.4
2019 | 2 | 7 | 3 | 0 | 0 | 0 | 0 | 7.8 | 52.8 | 964.7 | 12.3 | 1.6
2019 | 2 | 7 | 4 | 0 | 0 | 0 | 0 | 7.3 | 54.7 | 964.4 | 14.1 | 1.6
2019 | 2 | 7 | 5 | 0 | 0 | 0 | 0 | 8 | 52.9 | 964.2 | 21.7 | 2.4
2019 | 2 | 7 | 6 | 0 | 0 | 0 | 0 | 7.3 | 54.4 | 964.2 | 40.6 | 2
2019 | 2 | 7 | 7 | 0 | 0 | 0 | 0 | 7.3 | 54.5 | 964.3 | 22.7 | 2.2
2019 | 2 | 7 | 8 | 0 | 109 | 28 | 39 | 9.2 | 49.4 | 964.4 | 18.9 | 2.3
2019 | 2 | 7 | 9 | 0 | 436 | 76 | 188 | 12.1 | 43.5 | 964.6 | 17 | 1.4
2019 | 2 | 7 | 10 | 0 | 749 | 102 | 406 | 15.9 | 35.9 | 964.9 | 199.7 | 1
2019 | 2 | 7 | 11 | 0 | 616 | 145 | 472 | 17.9 | 32.1 | 965 | 222.5 | 0.8
2019 | 2 | 7 | 12 | 0 | 815 | 128 | 620 | 19.2 | 30.8 | 964.6 | 207 | 1.7
2019 | 2 | 7 | 13 | 0 | 772 | 170 | 653 | 19.4 | 31.3 | 963.9 | 236.8 | 2.5
2019 | 2 | 7 | 14 | 0 | 773 | 134 | 589 | 19.6 | 32 | 963.4 | 239.8 | 3.6
2019 | 2 | 7 | 15 | 0 | 916 | 59 | 522 | 19.8 | 34.1 | 962.8 | 247.1 | 3.6
2019 | 2 | 7 | 16 | 0 | 822 | 53 | 366 | 19.4 | 37.3 | 962.7 | 245.2 | 3.6
2019 | 2 | 7 | 17 | 0 | 638 | 40 | 181 | 17.8 | 43.1 | 963 | 239.1 | 3.7
2019 | 2 | 7 | 18 | 0 | 175 | 11 | 26 | 15 | 56.2 | 963.3 | 228.9 | 2.3
2019 | 2 | 7 | 19 | 0 | 0 | 0 | 0 | 12.2 | 72.4 | 963.7 | 246.7 | 0.6
2019 | 2 | 7 | 20 | 0 | 0 | 0 | 0 | 10.7 | 68.7 | 964 | 84.8 | 0.9
2019 | 2 | 7 | 21 | 0 | 0 | 0 | 0 | 9.9 | 61.4 | 964.4 | 51.7 | 1.8
2019 | 2 | 7 | 22 | 0 | 0 | 0 | 0 | 10.4 | 58.6 | 965 | 56.4 | 2.2
2019 | 2 | 7 | 23 | 0 | 0 | 0 | 0 | 11.7 | 51.5 | 965.1 | 24.9 | 3
2019 | 2 | 8 | 0 | 0 | 0 | 0 | 0 | 10.1 | 53.9 | 965.4 | 48.1 | 1.8
2019 | 2 | 8 | 1 | 0 | 0 | 0 | 0 | 9.3 | 54 | 965.5 | 84.4 | 1.2
2019 | 2 | 8 | 2 | 0 | 0 | 0 | 0 | 7.8 | 57.8 | 965.6 | 57 | 1.6
2019 | 2 | 8 | 3 | 0 | 0 | 0 | 0 | 8.6 | 53.8 | 965.5 | 37.7 | 1.8
2019 | 2 | 8 | 4 | 0 | 0 | 0 | 0 | 9.6 | 52 | 965.2 | 30.5 | 2.3
2019 | 2 | 8 | 5 | 0 | 0 | 0 | 0 | 9.4 | 53.2 | 965 | 25.7 | 2.5
2019 | 2 | 8 | 6 | 0 | 0 | 0 | 0 | 9 | 54.3 | 964.8 | 28 | 2.4
2019 | 2 | 8 | 7 | 0 | 0 | 0 | 0 | 8.7 | 55.1 | 964.9 | 24.7 | 2.4
2019 | 2 | 8 | 8 | 0 | 255 | 17 | 46 | 9 | 55 | 965.1 | 21.5 | 2.8
2019 | 2 | 8 | 9 | 0 | 708 | 43 | 221 | 12.2 | 48.3 | 965.7 | 78.5 | 1.3
2019 | 2 | 8 | 10 | 0 | 859 | 56 | 407 | 14.5 | 43.7 | 966.1 | 118.5 | 2.8
2019 | 2 | 8 | 11 | 0 | 932 | 62 | 555 | 16 | 41.7 | 966.1 | 111.8 | 3.4
2019 | 2 | 8 | 12 | 0 | 960 | 67 | 646 | 17.2 | 39.6 | 965.7 | 114.8 | 1.5
2019 | 2 | 8 | 13 | 0 | 966 | 68 | 672 | 18.6 | 36.6 | 965 | 218.9 | 1.6
2019 | 2 | 8 | 14 | 0 | 950 | 68 | 631 | 19.3 | 37.2 | 964.2 | 238.5 | 2.6
2019 | 2 | 8 | 15 | 0 | 933 | 59 | 534 | 19.6 | 34 | 963.6 | 256 | 3.5
2019 | 2 | 8 | 16 | 0 | 860 | 51 | 380 | 19.3 | 32 | 963.4 | 270.9 | 4.3
2019 | 2 | 8 | 17 | 0 | 670 | 38 | 189 | 18 | 36.1 | 963.4 | 263.8 | 3.9
2019 | 2 | 8 | 18 | 0 | 171 | 11 | 26 | 14.5 | 58.7 | 963.6 | 228.4 | 2.9
2019 | 2 | 8 | 19 | 0 | 0 | 0 | 0 | 11 | 79.1 | 964 | 245.5 | 1
2019 | 2 | 8 | 20 | 0 | 0 | 0 | 0 | 9.3 | 86 | 964.2 | 265.3 | 1.2
2019 | 2 | 8 | 21 | 0 | 0 | 0 | 0 | 9 | 89.5 | 964.4 | 278.1 | 1.2
2019 | 2 | 8 | 22 | 0 | 0 | 0 | 0 | 8.4 | 90.9 | 964.7 | 260.2 | 0.4
2019 | 2 | 8 | 23 | 0 | 0 | 0 | 0 | 6.5 | 91.3 | 964.6 | 197.1 | 0.2
2019 | 2 | 9 | 0 | 0 | 0 | 0 | 0 | 5.4 | 91.7 | 964.6 | 106.4 | 1
2019 | 2 | 9 | 1 | 0 | 0 | 0 | 0 | 5.1 | 83.6 | 964.4 | 25.7 | 1.4
2019 | 2 | 9 | 2 | 0 | 0 | 0 | 0 | 7.1 | 63.5 | 964.1 | 13.3 | 1.8
2019 | 2 | 9 | 3 | 0 | 0 | 0 | 0 | 6.5 | 64.7 | 963.9 | 106.3 | 0.9
2019 | 2 | 9 | 4 | 0 | 0 | 0 | 0 | 6.8 | 62.7 | 963.9 | 22.1 | 1.7
2019 | 2 | 9 | 5 | 0 | 0 | 0 | 0 | 6.5 | 61.9 | 964 | 22 | 2.3
2019 | 2 | 9 | 6 | 0 | 0 | 0 | 0 | 7.4 | 58.6 | 964 | 17.7 | 2.9
2019 | 2 | 9 | 7 | 0 | 0 | 0 | 0 | 6.9 | 59.2 | 964.3 | 17.6 | 2.3
2019 | 2 | 9 | 8 | 0 | 290 | 18 | 52 | 7.6 | 57.8 | 964.7 | 17.3 | 2.3
2019 | 2 | 9 | 9 | 0 | 750 | 43 | 234 | 9.8 | 55.2 | 965.3 | 62.2 | 0.9
2019 | 2 | 9 | 10 | 0 | 898 | 55 | 424 | 14.7 | 41.4 | 965.6 | 88.8 | 0.7
2019 | 2 | 9 | 11 | 0 | 963 | 61 | 574 | 16.7 | 36.4 | 965.7 | 129.3 | 1.7
2019 | 2 | 9 | 12 | 0 | 997 | 63 | 669 | 18 | 33.2 | 965.4 | 205.9 | 2.2
2019 | 2 | 9 | 13 | 0 | 1000 | 65 | 694 | 18.1 | 37.5 | 964.7 | 227 | 2.8
2019 | 2 | 9 | 14 | 0 | 987 | 64 | 654 | 19 | 36.2 | 964.1 | 234.8 | 2.9
2019 | 2 | 9 | 15 | 0 | 937 | 63 | 546 | 19 | 37 | 963.6 | 253 | 3.4
2019 | 2 | 9 | 16 | 0 | 832 | 61 | 385 | 18 | 46.8 | 963.6 | 255.3 | 4.1
2019 | 2 | 9 | 17 | 0 | 624 | 48 | 192 | 16.1 | 60.6 | 963.7 | 238.9 | 3.8
2019 | 2 | 9 | 18 | 0 | 153 | 14 | 28 | 13.4 | 71.1 | 963.9 | 238.6 | 2.3
2019 | 2 | 9 | 19 | 0 | 0 | 0 | 0 | 11 | 78.8 | 964.2 | 235 | 1.1
2019 | 2 | 9 | 20 | 0 | 0 | 0 | 0 | 9.5 | 84.5 | 964.5 | 262.1 | 0.9
2019 | 2 | 9 | 21 | 0 | 0 | 0 | 0 | 8.8 | 87 | 964.7 | 294.7 | 0.8
2019 | 2 | 9 | 22 | 0 | 0 | 0 | 0 | 7.5 | 82.6 | 964.9 | 6 | 0.5
2019 | 2 | 9 | 23 | 0 | 0 | 0 | 0 | 7.7 | 74.7 | 964.9 | 9 | 1
2019 | 2 | 10 | 0 | 0 | 0 | 0 | 0 | 6.6 | 72.2 | 964.8 | 18.3 | 0.4
2019 | 2 | 10 | 1 | 0 | 0 | 0 | 0 | 6.2 | 72 | 964.6 | 69 | 1.1
2019 | 2 | 10 | 2 | 0 | 0 | 0 | 0 | 6.2 | 62.3 | 964.3 | 31.3 | 1
2019 | 2 | 10 | 3 | 0 | 0 | 0 | 0 | 5.4 | 65.6 | 964.1 | 196.8 | 0.9
2019 | 2 | 10 | 4 | 0 | 0 | 0 | 0 | 6.3 | 54.1 | 963.8 | 56.8 | 0.7
2019 | 2 | 10 | 5 | 0 | 0 | 0 | 0 | 4.9 | 55.2 | 963.7 | 11 | 0.5
2019 | 2 | 10 | 6 | 0 | 0 | 0 | 0 | 5.6 | 49.7 | 963.6 | 62 | 1
2019 | 2 | 10 | 7 | 0 | 0 | 0 | 0 | 5.5 | 47.5 | 963.8 | 161.5 | 0.7
2019 | 2 | 10 | 8 | 0 | 295 | 34 | 68 | 7.6 | 42.8 | 964.2 | 80.7 | 0.9
2019 | 2 | 10 | 9 | 0 | 631 | 52 | 222 | 12.1 | 32.3 | 964.8 | 175.9 | 0.9
2019 | 2 | 10 | 10 | 0 | 908 | 57 | 435 | 16.1 | 25 | 965.1 | 231.9 | 2.5
2019 | 2 | 10 | 11 | 0 | 957 | 75 | 591 | 17.6 | 23.2 | 965.1 | 232.3 | 4.3
2019 | 2 | 10 | 12 | 0 | 976 | 67 | 667 | 18.3 | 25.2 | 964.9 | 248.3 | 2.7
2019 | 2 | 10 | 13 | 0 | 957 | 98 | 707 | 19.5 | 29.5 | 964.2 | 262.6 | 2.7
2019 | 2 | 10 | 14 | 0 | 764 | 140 | 605 | 19.8 | 29.9 | 963.7 | 263.9 | 3.2
2019 | 2 | 10 | 15 | 0 | 664 | 154 | 506 | 19.9 | 33.1 | 963.3 | 235.5 | 2.9
2019 | 2 | 10 | 16 | 0 | 683 | 98 | 368 | 19.7 | 34.8 | 963.7 | 222.4 | 2.2
2019 | 2 | 10 | 17 | 0 | 444 | 79 | 191 | 18.9 | 38 | 964 | 201.2 | 3.9
2019 | 2 | 10 | 18 | 0 | 8 | 20 | 21 | 16.7 | 42.7 | 964.2 | 132 | 1.8
2019 | 2 | 10 | 19 | 0 | 0 | 0 | 0 | 14.7 | 46.4 | 964.7 | 172.2 | 1.8
2019 | 2 | 10 | 20 | 0 | 0 | 0 | 0 | 12.9 | 52.8 | 965.3 | 162.4 | 0.6
2019 | 2 | 10 | 21 | 0 | 0 | 0 | 0 | 11.7 | 56 | 965.9 | 89.9 | 1.2
2019 | 2 | 10 | 22 | 0 | 0 | 0 | 0 | 10.4 | 58.6 | 966.4 | 57.7 | 0.6
2019 | 2 | 10 | 23 | 0 | 0 | 0 | 0 | 9.8 | 60.2 | 966.4 | 27 | 1.3
2019 | 2 | 11 | 0 | 0 | 0 | 0 | 0 | 9.7 | 60.1 | 966.2 | 18 | 1.9
2019 | 2 | 11 | 1 | 0 | 0 | 0 | 0 | 9.5 | 60 | 966.1 | 19.4 | 2.1
2019 | 2 | 11 | 2 | 0 | 0 | 0 | 0 | 9.6 | 59.8 | 966 | 33.5 | 2.4
2019 | 2 | 11 | 3 | 0 | 0 | 0 | 0 | 7.8 | 66.9 | 966.3 | 48.3 | 2.2
2019 | 2 | 11 | 4 | 0 | 0 | 0 | 0 | 7.6 | 68.6 | 966.3 | 72.5 | 1.5
2019 | 2 | 11 | 5 | 0 | 0 | 0 | 0 | 8.1 | 67.3 | 966.5 | 95.9 | 1.5
2019 | 2 | 11 | 6 | 0 | 0 | 0 | 0 | 7.6 | 68.9 | 967 | 63.6 | 1.5
2019 | 2 | 11 | 7 | 0 | 0 | 0 | 0 | 7.4 | 69 | 967.2 | 163.3 | 1.1
2019 | 2 | 11 | 8 | 0 | 275 | 20 | 54 | 8 | 67.2 | 967.4 | 48.6 | 1.4
2019 | 2 | 11 | 9 | 0 | 717 | 46 | 234 | 12.1 | 55.9 | 967.8 | 42.8 | 1.8
2019 | 2 | 11 | 10 | 0 | 829 | 59 | 407 | 15.3 | 49.9 | 968.1 | 150.7 | 1.4
2019 | 2 | 11 | 11 | 0 | 926 | 61 | 563 | 17.2 | 43.4 | 968.3 | 130.9 | 2.2
2019 | 2 | 11 | 12 | 0 | 961 | 62 | 655 | 18.4 | 39.8 | 967.9 | 150.3 | 1.7
2019 | 2 | 11 | 13 | 0 | 963 | 65 | 680 | 19.2 | 38.6 | 967.1 | 192.2 | 1.6
2019 | 2 | 11 | 14 | 0 | 939 | 83 | 653 | 19.5 | 38.6 | 966.6 | 253.5 | 4.4
2019 | 2 | 11 | 15 | 0 | 862 | 139 | 592 | 18.9 | 41.7 | 966.5 | 257.3 | 5.5
2019 | 2 | 11 | 16 | 0 | 275 | 214 | 334 | 18.2 | 46.2 | 966.8 | 190.1 | 4.4
2019 | 2 | 11 | 17 | 0 | 48 | 96 | 109 | 16.2 | 54.6 | 967.3 | 80.9 | 5
2019 | 2 | 11 | 18 | 0 | 1 | 25 | 25 | 15.1 | 56.7 | 967.7 | 82.5 | 3.6
2019 | 2 | 11 | 19 | 0 | 0 | 0 | 0 | 14.1 | 57.4 | 968.4 | 85.3 | 3.1
2019 | 2 | 11 | 20 | 0 | 0 | 0 | 0 | 13.4 | 58.6 | 969.1 | 84.1 | 2.8
2019 | 2 | 11 | 21 | 0 | 0 | 0 | 0 | 12.8 | 61.9 | 969.5 | 91.4 | 2.6
2019 | 2 | 11 | 22 | 0 | 0 | 0 | 0 | 11 | 74.4 | 970 | 102.7 | 4.2
2019 | 2 | 11 | 23 | 0 | 0 | 0 | 0 | 10.4 | 78 | 970.8 | 93.9 | 4.2
2019 | 2 | 12 | 0 | 0 | 0 | 0 | 0 | 10.9 | 82.3 | 970.9 | 90.6 | 4.4
2019 | 2 | 12 | 1 | 0 | 0 | 0 | 0 | 10.4 | 89.3 | 971.1 | 82.6 | 3
2019 | 2 | 12 | 2 | 0 | 0 | 0 | 0 | 9.9 | 90.1 | 971.1 | 95.2 | 3.5
2019 | 2 | 12 | 3 | 0 | 0 | 0 | 0 | 9.6 | 90 | 971 | 97.5 | 3.4
2019 | 2 | 12 | 4 | 0 | 0 | 0 | 0 | 9.4 | 86.8 | 970.8 | 82.6 | 3.8
2019 | 2 | 12 | 5 | 0 | 0 | 0 | 0 | 9.5 | 78.6 | 970.8 | 66 | 3.6
2019 | 2 | 12 | 6 | 0 | 0 | 0 | 0 | 9.6 | 66.8 | 970.9 | 66.8 | 3.4
2019 | 2 | 12 | 7 | 0 | 0 | 0 | 0 | 9.3 | 70.2 | 971.2 | 65 | 2.3
2019 | 2 | 12 | 8 | 0 | 0 | 13 | 13 | 9.1 | 74.8 | 972 | 94.5 | 2.2
2019 | 2 | 12 | 9 | 0 | 18 | 88 | 95 | 9.8 | 75 | 972.8 | 81.2 | 3.3
2019 | 2 | 12 | 10 | 0 | 52 | 237 | 265 | 11 | 63.9 | 973.4 | 85.9 | 5
2019 | 2 | 12 | 11 | 0 | 403 | 326 | 561 | 12.1 | 55.3 | 973.7 | 82.7 | 5.7
2019 | 2 | 12 | 12 | 0 | 762 | 140 | 620 | 12.7 | 54.4 | 973.6 | 81.9 | 5.4
2019 | 2 | 12 | 13 | 0 | 910 | 99 | 687 | 13.4 | 55 | 972.9 | 102.5 | 6.4
2019 | 2 | 12 | 14 | 0 | 897 | 101 | 650 | 13.5 | 54.1 | 972.5 | 98.2 | 6.6
2019 | 2 | 12 | 15 | 0 | 847 | 107 | 556 | 13.4 | 54 | 972.5 | 84 | 6
2019 | 2 | 12 | 16 | 0 | 754 | 89 | 390 | 13.1 | 55.1 | 972.6 | 94.1 | 5.6
2019 | 2 | 12 | 17 | 0 | 561 | 57 | 191 | 12.3 | 61.1 | 972.8 | 95.6 | 5.5
2019 | 2 | 12 | 18 | 0 | 149 | 17 | 32 | 10.8 | 65.5 | 972.9 | 97.2 | 4.8
2019 | 2 | 12 | 19 | 0 | 0 | 0 | 0 | 9 | 71.7 | 973.4 | 89.4 | 3.4
2019 | 2 | 12 | 20 | 0 | 0 | 0 | 0 | 7.3 | 78.8 | 973.6 | 96.1 | 3.4
2019 | 2 | 12 | 21 | 0 | 0 | 0 | 0 | 6.2 | 84 | 973.8 | 90.7 | 2.4
2019 | 2 | 12 | 22 | 0 | 0 | 0 | 0 | 6.3 | 85.1 | 974 | 70.9 | 1.8
2019 | 2 | 12 | 23 | 0 | 0 | 0 | 0 | 6.6 | 80.8 | 974 | 59.8 | 1.7
2019 | 2 | 13 | 0 | 0 | 0 | 0 | 0 | 6.1 | 80.4 | 973.7 | 46.8 | 1.1
2019 | 2 | 13 | 1 | 0 | 0 | 0 | 0 | 6 | 79.7 | 973.4 | 40.2 | 1.6
2019 | 2 | 13 | 2 | 0 | 0 | 0 | 0 | 6 | 77.6 | 972.8 | 30 | 2.3
2019 | 2 | 13 | 3 | 0 | 0 | 0 | 0 | 5.1 | 78.7 | 972.4 | 64.9 | 1.8
2019 | 2 | 13 | 4 | 0 | 0 | 0 | 0 | 4.7 | 76 | 971.8 | 39.3 | 2.2
2019 | 2 | 13 | 5 | 0 | 0 | 0 | 0 | 4.8 | 75.2 | 971.6 | 44.9 | 1.9
2019 | 2 | 13 | 6 | 0 | 0 | 0 | 0 | 3.9 | 77.6 | 971.7 | 53.6 | 1.8
2019 | 2 | 13 | 7 | 0 | 0 | 0 | 0 | 4 | 71.1 | 971.8 | 40.8 | 2.3
2019 | 2 | 13 | 8 | 0 | 256 | 22 | 56 | 4 | 71.1 | 972.3 | 65.1 | 1.9
2019 | 2 | 13 | 9 | 0 | 722 | 53 | 249 | 7.6 | 72.8 | 972.7 | 91.6 | 2.7
2019 | 2 | 13 | 10 | 0 | 857 | 70 | 438 | 10.2 | 65.3 | 972.8 | 89.5 | 5.5
2019 | 2 | 13 | 11 | 0 | 939 | 69 | 587 | 11.4 | 58.3 | 972.8 | 86.4 | 6
2019 | 2 | 13 | 12 | 0 | 982 | 67 | 682 | 12.7 | 51.1 | 972.5 | 89.9 | 5.9
2019 | 2 | 13 | 13 | 0 | 1001 | 64 | 713 | 13.8 | 45.1 | 972 | 100.7 | 6.4
2019 | 2 | 13 | 14 | 0 | 980 | 66 | 671 | 14.3 | 48.6 | 971.5 | 104.8 | 6.5
2019 | 2 | 13 | 15 | 0 | 946 | 63 | 567 | 14 | 52.9 | 971.2 | 107.3 | 7.2
2019 | 2 | 13 | 16 | 0 | 875 | 56 | 410 | 13.4 | 55 | 971.1 | 103.8 | 6.9
2019 | 2 | 13 | 17 | 0 | 703 | 44 | 215 | 12.3 | 59.8 | 971.2 | 102 | 6.2
2019 | 2 | 13 | 18 | 0 | 203 | 16 | 38 | 10.2 | 70.5 | 971.5 | 99.9 | 5.8
2019 | 2 | 13 | 19 | 0 | 0 | 0 | 0 | 8.3 | 78.3 | 971.8 | 95 | 4.4
2019 | 2 | 13 | 20 | 0 | 0 | 0 | 0 | 7.7 | 81.4 | 972 | 98.9 | 4.6
2019 | 2 | 13 | 21 | 0 | 0 | 0 | 0 | 7.4 | 82.4 | 972.2 | 100.6 | 4.1
2019 | 2 | 13 | 22 | 0 | 0 | 0 | 0 | 6.5 | 85 | 972.7 | 87.4 | 3
2019 | 2 | 13 | 23 | 0 | 0 | 0 | 0 | 6.2 | 84.9 | 972.9 | 40 | 2.4
2019 | 2 | 14 | 0 | 0 | 0 | 0 | 0 | 6.1 | 84 | 972.9 | 43.7 | 3.4
2019 | 2 | 14 | 1 | 0 | 0 | 0 | 0 | 5.3 | 82.3 | 973 | 36.5 | 2.9
2019 | 2 | 14 | 2 | 0 | 0 | 0 | 0 | 4.7 | 82.3 | 973 | 57.1 | 2
2019 | 2 | 14 | 3 | 0 | 0 | 0 | 0 | 4.5 | 81.2 | 973 | 43.2 | 2.3
2019 | 2 | 14 | 4 | 0 | 0 | 0 | 0 | 4.3 | 80 | 973 | 37 | 2.1
2019 | 2 | 14 | 5 | 0 | 0 | 0 | 0 | 3.3 | 81.6 | 972.9 | 36.8 | 1.8
2019 | 2 | 14 | 6 | 0 | 0 | 0 | 0 | 3.1 | 82.7 | 973.2 | 28.7 | 2.3
2019 | 2 | 14 | 7 | 0 | 0 | 0 | 0 | 3.3 | 80.4 | 973.4 | 40.7 | 1.9
2019 | 2 | 14 | 8 | 0 | 264 | 24 | 59 | 3.4 | 79.5 | 973.9 | 35.9 | 1.7
2019 | 2 | 14 | 9 | 0 | 716 | 52 | 250 | 7.8 | 69.2 | 974.1 | 71.7 | 2.3
2019 | 2 | 14 | 10 | 0 | 866 | 64 | 439 | 11 | 58.8 | 974.2 | 99.8 | 4.6
2019 | 2 | 14 | 11 | 0 | 938 | 68 | 589 | 12.1 | 54.8 | 974.1 | 102.7 | 5.6
2019 | 2 | 14 | 12 | 0 | 964 | 73 | 682 | 13.3 | 51.5 | 973.8 | 99.7 | 5.6
2019 | 2 | 14 | 13 | 0 | 972 | 74 | 709 | 14.4 | 49.5 | 972.9 | 101.7 | 6
2019 | 2 | 14 | 14 | 0 | 946 | 77 | 665 | 14.8 | 51.9 | 972.2 | 103.8 | 6.4
2019 | 2 | 14 | 15 | 0 | 902 | 75 | 560 | 14.7 | 54.1 | 971.7 | 103.6 | 6.8
2019 | 2 | 14 | 16 | 0 | 821 | 67 | 404 | 14.2 | 57.1 | 971.4 | 103.5 | 6.5
2019 | 2 | 14 | 17 | 0 | 638 | 53 | 212 | 12.9 | 63.6 | 971.3 | 102 | 6.2
2019 | 2 | 14 | 18 | 0 | 168 | 19 | 38 | 10.8 | 72.6 | 971.5 | 100.2 | 5.8
2019 | 2 | 14 | 19 | 0 | 0 | 0 | 0 | 9.2 | 79.6 | 971.7 | 89.5 | 3.9
2019 | 2 | 14 | 20 | 0 | 0 | 0 | 0 | 9 | 79.7 | 971.7 | 91.5 | 3.8
2019 | 2 | 14 | 21 | 0 | 0 | 0 | 0 | 9 | 81.3 | 971.8 | 97.1 | 3
2019 | 2 | 14 | 22 | 0 | 0 | 0 | 0 | 8.1 | 83.8 | 972 | 45.3 | 1.8
2019 | 2 | 14 | 23 | 0 | 0 | 0 | 0 | 8 | 82.9 | 971.8 | 33.8 | 2.1
2019 | 2 | 15 | 0 | 0 | 0 | 0 | 0 | 7.7 | 82.5 | 971.8 | 37.8 | 2
2019 | 2 | 15 | 1 | 0 | 0 | 0 | 0 | 6.5 | 83.1 | 971.7 | 34.9 | 2.3
2019 | 2 | 15 | 2 | 0 | 0 | 0 | 0 | 5.5 | 82.2 | 971.2 | 36.9 | 2
2019 | 2 | 15 | 3 | 0 | 0 | 0 | 0 | 4.8 | 82.6 | 970.8 | 36.5 | 1.8
2019 | 2 | 15 | 4 | 0 | 0 | 0 | 0 | 4.6 | 83.1 | 970.3 | 36.2 | 2.3
2019 | 2 | 15 | 5 | 0 | 0 | 0 | 0 | 4.7 | 81.9 | 970.2 | 32.2 | 2.2
2019 | 2 | 15 | 6 | 0 | 0 | 0 | 0 | 4 | 82.5 | 970.2 | 37.8 | 1.8
2019 | 2 | 15 | 7 | 0 | 0 | 0 | 0 | 3.5 | 82.5 | 970.2 | 28.1 | 1.6
2019 | 2 | 15 | 8 | 0 | 218 | 30 | 59 | 5.2 | 78.6 | 970.4 | 53.9 | 1.7
2019 | 2 | 15 | 9 | 0 | 617 | 70 | 245 | 8.1 | 76.4 | 970.7 | 83.4 | 2.3
2019 | 2 | 15 | 10 | 0 | 777 | 90 | 432 | 10.5 | 70.1 | 970.8 | 104.2 | 4.5
2019 | 2 | 15 | 11 | 0 | 858 | 98 | 581 | 11.6 | 65.4 | 970.8 | 105 | 5.8
2019 | 2 | 15 | 12 | 0 | 897 | 102 | 674 | 12.2 | 63.6 | 970.5 | 102.5 | 6.5
2019 | 2 | 15 | 13 | 0 | 908 | 101 | 698 | 12.8 | 62 | 969.5 | 101.8 | 6.6
2019 | 2 | 15 | 14 | 0 | 896 | 98 | 660 | 13.7 | 59.6 | 968.4 | 98.2 | 7.1
2019 | 2 | 15 | 15 | 0 | 860 | 91 | 558 | 13.9 | 59.6 | 967.7 | 100.5 | 7.2
2019 | 2 | 15 | 16 | 0 | 779 | 79 | 402 | 14.1 | 60 | 967.4 | 98.1 | 6.9
2019 | 2 | 15 | 17 | 0 | 611 | 58 | 213 | 13.3 | 63.7 | 967.2 | 94.7 | 6.4
2019 | 2 | 15 | 18 | 0 | 162 | 19 | 38 | 11.2 | 73.9 | 967.5 | 96.4 | 5.3
2019 | 2 | 15 | 19 | 0 | 0 | 0 | 0 | 9.1 | 82.7 | 968.1 | 101.2 | 4.2
2019 | 2 | 15 | 20 | 0 | 0 | 0 | 0 | 8 | 86.5 | 968.2 | 99.6 | 4
2019 | 2 | 15 | 21 | 0 | 0 | 0 | 0 | 7.5 | 88.4 | 968.3 | 93.4 | 3.1
2019 | 2 | 15 | 22 | 0 | 0 | 0 | 0 | 7.4 | 89 | 968.5 | 74.2 | 2.5
2019 | 2 | 15 | 23 | 0 | 0 | 0 | 0 | 6 | 87.7 | 968.3 | 38.4 | 1.8
2019 | 2 | 16 | 0 | 0 | 0 | 0 | 0 | 6.3 | 87 | 968.2 | 60.7 | 2.6
2019 | 2 | 16 | 1 | 0 | 0 | 0 | 0 | 6.2 | 87.2 | 968.1 | 68.5 | 2.4
2019 | 2 | 16 | 2 | 0 | 0 | 0 | 0 | 5.8 | 86.4 | 968 | 70.3 | 2
2019 | 2 | 16 | 3 | 0 | 0 | 0 | 0 | 5.6 | 84.9 | 967.7 | 70.7 | 2.9
2019 | 2 | 16 | 4 | 0 | 0 | 0 | 0 | 5.7 | 84.1 | 967.3 | 49.1 | 3
2019 | 2 | 16 | 5 | 0 | 0 | 0 | 0 | 5.9 | 81.7 | 967.3 | 49.7 | 3.8
2019 | 2 | 16 | 6 | 0 | 0 | 0 | 0 | 6 | 79.8 | 967.4 | 52.7 | 3.7
2019 | 2 | 16 | 7 | 0 | 0 | 1 | 1 | 6 | 78.7 | 967.7 | 51.4 | 3.7
2019 | 2 | 16 | 8 | 0 | 291 | 32 | 71 | 6.2 | 78.3 | 968 | 69.1 | 3.6
2019 | 2 | 16 | 9 | 0 | 682 | 73 | 266 | 9.4 | 70.2 | 968.6 | 103.4 | 4.6
2019 | 2 | 16 | 10 | 0 | 812 | 94 | 454 | 12.1 | 57.1 | 968.6 | 101.1 | 7
2019 | 2 | 16 | 11 | 0 | 734 | 125 | 542 | 13 | 52.3 | 968.6 | 91 | 8.4
2019 | 2 | 16 | 12 | 0 | 686 | 187 | 632 | 13.6 | 52.8 | 968.4 | 93.5 | 9.4
2019 | 2 | 16 | 13 | 0 | 734 | 186 | 678 | 14.4 | 51.2 | 967.9 | 92.4 | 9.1
2019 | 2 | 16 | 14 | 0 | 841 | 149 | 682 | 15 | 49.8 | 967.3 | 97.5 | 8.7
2019 | 2 | 16 | 15 | 0 | 719 | 130 | 531 | 15.4 | 50.2 | 966.6 | 100.2 | 7.8
2019 | 2 | 16 | 16 | 0 | 562 | 121 | 360 | 15 | 55.1 | 966.1 | 101.3 | 7.4
2019 | 2 | 16 | 17 | 0 | 270 | 86 | 160 | 12.8 | 66.9 | 966.1 | 108 | 7.4
2019 | 2 | 16 | 18 | 0 | 3 | 24 | 24 | 10.3 | 78 | 966.4 | 101 | 6.2
2019 | 2 | 16 | 19 | 0 | 0 | 0 | 0 | 9.2 | 82.1 | 966.8 | 109.5 | 4.7
2019 | 2 | 16 | 20 | 0 | 0 | 0 | 0 | 8.8 | 83.5 | 967.4 | 102.9 | 5.2
2019 | 2 | 16 | 21 | 0 | 0 | 0 | 0 | 8.1 | 85.7 | 967.9 | 91.3 | 4
2019 | 2 | 16 | 22 | 0 | 0 | 0 | 0 | 7.2 | 86 | 968.2 | 93.8 | 4.4
2019 | 2 | 16 | 23 | 0 | 0 | 0 | 0 | 6.4 | 86.8 | 968.1 | 64.8 | 2.4
2019 | 2 | 17 | 0 | 0 | 0 | 0 | 0 | 6 | 83.1 | 967.8 | 60.1 | 2.7
2019 | 2 | 17 | 1 | 0 | 0 | 0 | 0 | 5.8 | 79 | 967.5 | 43.6 | 2.7
2019 | 2 | 17 | 2 | 0 | 0 | 0 | 0 | 5.7 | 78.9 | 967.1 | 49.5 | 3.5
2019 | 2 | 17 | 3 | 0 | 0 | 0 | 0 | 5.7 | 77.2 | 966.6 | 42.6 | 3.6
2019 | 2 | 17 | 4 | 0 | 0 | 0 | 0 | 5.6 | 74.4 | 966.2 | 39.3 | 3.2
2019 | 2 | 17 | 5 | 0 | 0 | 0 | 0 | 5.2 | 71.5 | 966.2 | 40.3 | 2.7
2019 | 2 | 17 | 6 | 0 | 0 | 0 | 0 | 5.1 | 67.1 | 966.3 | 40 | 2.1
2019 | 2 | 17 | 7 | 0 | 0 | 0 | 0 | 5.4 | 65.7 | 966.5 | 56.9 | 2.4
2019 | 2 | 17 | 8 | 0 | 11 | 40 | 42 | 6.3 | 64.9 | 966.8 | 53 | 2.6
2019 | 2 | 17 | 9 | 0 | 57 | 136 | 153 | 8.6 | 63.3 | 966.9 | 71.1 | 2.9
2019 | 2 | 17 | 10 | 0 | 72 | 183 | 222 | 10.5 | 63.4 | 967 | 79.2 | 3.6
2019 | 2 | 17 | 11 | 0 | 431 | 217 | 469 | 12 | 61.8 | 966.8 | 95.2 | 5.6
2019 | 2 | 17 | 12 | 0 | 666 | 225 | 663 | 13.2 | 57.7 | 966.5 | 98.7 | 6.7
2019 | 2 | 17 | 13 | 0 | 708 | 198 | 677 | 14 | 54.9 | 965.8 | 92.5 | 6.5
2019 | 2 | 17 | 14 | 0 | 680 | 188 | 624 | 14.5 | 54.4 | 964.9 | 99.5 | 6.6
2019 | 2 | 17 | 15 | 0 | 792 | 120 | 560 | 15 | 52.8 | 964.3 | 101.2 | 6
2019 | 2 | 17 | 16 | 0 | 697 | 103 | 400 | 14.6 | 56.7 | 964.1 | 103.8 | 6.2
2019 | 2 | 17 | 17 | 0 | 444 | 82 | 201 | 13.6 | 61.3 | 963.8 | 101 | 5.9
2019 | 2 | 17 | 18 | 0 | 67 | 26 | 35 | 11.6 | 70.5 | 963.8 | 97.2 | 5
2019 | 2 | 17 | 19 | 0 | 0 | 0 | 0 | 9.6 | 78.4 | 964.2 | 92.5 | 3.4
2019 | 2 | 17 | 20 | 0 | 0 | 0 | 0 | 8.5 | 82.1 | 964.5 | 82.2 | 2.4
2019 | 2 | 17 | 21 | 0 | 0 | 0 | 0 | 8.3 | 85 | 964.7 | 76.8 | 2.7
2019 | 2 | 17 | 22 | 0 | 0 | 0 | 0 | 8.2 | 85.6 | 964.8 | 70.2 | 2.6
2019 | 2 | 17 | 23 | 0 | 0 | 0 | 0 | 7.1 | 81.8 | 964.6 | 30.7 | 2.6
2019 | 2 | 18 | 0 | 0 | 0 | 0 | 0 | 6.4 | 78.4 | 964.3 | 28.4 | 2.7
2019 | 2 | 18 | 1 | 0 | 0 | 0 | 0 | 6 | 72.7 | 964.1 | 38.3 | 2.4
2019 | 2 | 18 | 2 | 0 | 0 | 0 | 0 | 6.2 | 76.8 | 963.7 | 50.9 | 2.6
2019 | 2 | 18 | 3 | 0 | 0 | 0 | 0 | 5.6 | 62.3 | 963.2 | 36.3 | 2.5
2019 | 2 | 18 | 4 | 0 | 0 | 0 | 0 | 5.9 | 59.9 | 962.6 | 38 | 2.2
2019 | 2 | 18 | 5 | 0 | 0 | 0 | 0 | 5.8 | 62.5 | 962.4 | 47.9 | 2.2
2019 | 2 | 18 | 6 | 0 | 0 | 0 | 0 | 5.8 | 61.5 | 962.1 | 46.6 | 2.6
2019 | 2 | 18 | 7 | 0 | 0 | 1 | 1 | 5.6 | 68.6 | 961.9 | 53.3 | 2.9
2019 | 2 | 18 | 8 | 0 | 50 | 54 | 63 | 5.4 | 77.7 | 962 | 57.9 | 2.4
2019 | 2 | 18 | 9 | 0 | 288 | 149 | 238 | 8.8 | 75.4 | 962.3 | 94.4 | 3.2
2019 | 2 | 18 | 10 | 0 | 290 | 234 | 369 | 11.3 | 67.5 | 962.5 | 107.5 | 5.5
2019 | 2 | 18 | 11 | 0 | 359 | 271 | 484 | 12.7 | 58.9 | 962.1 | 99.6 | 6.4
2019 | 2 | 18 | 12 | 0 | 483 | 309 | 634 | 13.7 | 54.4 | 961.8 | 92.8 | 6.8
2019 | 2 | 18 | 13 | 0 | 512 | 325 | 680 | 14.6 | 50.8 | 961.2 | 89.3 | 6.7
2019 | 2 | 18 | 14 | 0 | 208 | 328 | 471 | 14.6 | 50.6 | 960.5 | 89.9 | 6.9
2019 | 2 | 18 | 15 | 0 | 200 | 319 | 438 | 14.6 | 53.3 | 960.1 | 84.4 | 6.4
2019 | 2 | 18 | 16 | 0 | 95 | 208 | 256 | 14 | 58 | 959.9 | 97.3 | 6
2019 | 2 | 18 | 17 | 0 | 18 | 113 | 119 | 12.5 | 65.9 | 960 | 98.6 | 5.7
2019 | 2 | 18 | 18 | 0 | 2 | 27 | 28 | 11.2 | 73.5 | 960.3 | 94.6 | 5
2019 | 2 | 18 | 19 | 0 | 0 | 0 | 0 | 9.9 | 78.6 | 960.9 | 88.9 | 3.7
2019 | 2 | 18 | 20 | 0 | 0 | 0 | 0 | 8.7 | 81.7 | 961.2 | 92.7 | 2.8
2019 | 2 | 18 | 21 | 0 | 0 | 0 | 0 | 8.1 | 85.7 | 961.4 | 105.7 | 3.5
2019 | 2 | 18 | 22 | 0 | 0 | 0 | 0 | 7.6 | 87.6 | 961.7 | 79.5 | 3.3
2019 | 2 | 18 | 23 | 0 | 0 | 0 | 0 | 7.5 | 86 | 961.8 | 33.2 | 2.3
2019 | 2 | 19 | 0 | 0 | 0 | 0 | 0 | 7 | 80.9 | 961.6 | 41.4 | 2.6
2019 | 2 | 19 | 1 | 0 | 0 | 0 | 0 | 5.7 | 77.4 | 961.5 | 31.9 | 2.1
2019 | 2 | 19 | 2 | 0 | 0 | 0 | 0 | 5.4 | 77.7 | 961.4 | 28.1 | 2.1
2019 | 2 | 19 | 3 | 0 | 0 | 0 | 0 | 4.7 | 70 | 961.4 | 42.1 | 1.6
2019 | 2 | 19 | 4 | 0 | 0 | 0 | 0 | 4.4 | 64.9 | 961.1 | 56 | 1.8
2019 | 2 | 19 | 5 | 0 | 0 | 0 | 0 | 4.3 | 67.3 | 961.2 | 141.1 | 1.3
2019 | 2 | 19 | 6 | 0 | 0 | 0 | 0 | 5.7 | 57.5 | 961.4 | 35.4 | 2
2019 | 2 | 19 | 7 | 0 | 0 | 0 | 0 | 6.1 | 55.6 | 961.5 | 41.5 | 2.4
2019 | 2 | 19 | 8 | 0 | 47 | 49 | 57 | 6.6 | 57.2 | 962 | 42.9 | 2.1
2019 | 2 | 19 | 9 | 0 | 191 | 162 | 227 | 9.1 | 53.4 | 962.6 | 38.7 | 1.9
2019 | 2 | 19 | 10 | 0 | 436 | 193 | 401 | 12.1 | 44 | 962.7 | 76.3 | 1.9
2019 | 2 | 19 | 11 | 0 | 576 | 244 | 586 | 13.2 | 43.4 | 962.6 | 94.9 | 3.8
2019 | 2 | 19 | 12 | 0 | 593 | 248 | 646 | 14.1 | 45.1 | 962.7 | 98.4 | 4.7
2019 | 2 | 19 | 13 | 0 | 524 | 271 | 635 | 14.6 | 45 | 962.1 | 105.8 | 4.6
2019 | 2 | 19 | 14 | 0 | 494 | 277 | 605 | 15.1 | 45.8 | 961.5 | 109.2 | 4.1
2019 | 2 | 19 | 15 | 0 | 569 | 239 | 563 | 15.3 | 46.6 | 961.1 | 88.1 | 3.8
2019 | 2 | 19 | 16 | 0 | 441 | 189 | 383 | 14.9 | 51.7 | 961 | 95.6 | 4.3
2019 | 2 | 19 | 17 | 0 | 248 | 123 | 195 | 13.4 | 58.1 | 960.9 | 99.9 | 5.2
2019 | 2 | 19 | 18 | 0 | 15 | 39 | 42 | 11 | 70 | 961.5 | 102.2 | 4.8
2019 | 2 | 19 | 19 | 0 | 0 | 0 | 0 | 9.4 | 78.7 | 962.3 | 93.5 | 3.6
2019 | 2 | 19 | 20 | 0 | 0 | 0 | 0 | 8.4 | 82.2 | 962.8 | 87.6 | 3.1
2019 | 2 | 19 | 21 | 0 | 0 | 0 | 0 | 8.2 | 82.5 | 963.3 | 39.1 | 1.3
2019 | 2 | 19 | 22 | 0 | 0 | 0 | 0 | 8.3 | 81.6 | 963.9 | 37.5 | 2.1
2019 | 2 | 19 | 23 | 0 | 0 | 0 | 0 | 7.4 | 81.3 | 964.2 | 33.4 | 1.9
2019 | 2 | 20 | 0 | 0 | 0 | 0 | 0 | 6.9 | 81.9 | 964.2 | 36.2 | 1.9
2019 | 2 | 20 | 1 | 0 | 0 | 0 | 0 | 6.1 | 81.8 | 964.2 | 44.7 | 1.7
2019 | 2 | 20 | 2 | 0 | 0 | 0 | 0 | 5.6 | 85 | 964.2 | 48.6 | 1.9
2019 | 2 | 20 | 3 | 0 | 0 | 0 | 0 | 4.4 | 85.1 | 964.2 | 34.3 | 1.5
2019 | 2 | 20 | 4 | 0 | 0 | 0 | 0 | 4.4 | 83.8 | 964.1 | 20.1 | 2
2019 | 2 | 20 | 5 | 0 | 0 | 0 | 0 | 4.3 | 84.1 | 964.1 | 28.3 | 2
2019 | 2 | 20 | 6 | 0 | 0 | 0 | 0 | 4.2 | 83.3 | 964.3 | 24.2 | 2.2
2019 | 2 | 20 | 7 | 0 | 0 | 0 | 0 | 4 | 83.7 | 964.7 | 29.8 | 1.8
2019 | 2 | 20 | 8 | 0 | 54 | 46 | 55 | 4.6 | 82.6 | 965.5 | 27.7 | 2.3
2019 | 2 | 20 | 9 | 0 | 304 | 129 | 225 | 7.7 | 75 | 966.2 | 62.8 | 1.2
2019 | 2 | 20 | 10 | 0 | 493 | 184 | 416 | 10.6 | 67.6 | 966.5 | 97.5 | 2.1
2019 | 2 | 20 | 11 | 0 | 608 | 211 | 572 | 12 | 61.9 | 966.8 | 103 | 4.2
2019 | 2 | 20 | 12 | 0 | 654 | 224 | 662 | 13 | 56.9 | 966.9 | 98.3 | 3.6
2019 | 2 | 20 | 13 | 0 | 679 | 224 | 692 | 14.1 | 50.7 | 966.4 | 98.3 | 2.4
2019 | 2 | 20 | 14 | 0 | 664 | 216 | 652 | 14.9 | 48 | 965.8 | 152.5 | 1.8
2019 | 2 | 20 | 15 | 0 | 575 | 197 | 528 | 15.4 | 46.8 | 965.3 | 105.5 | 2.7
2019 | 2 | 20 | 16 | 0 | 59 | 150 | 180 | 14.4 | 52.1 | 965.2 | 102.6 | 3.7
2019 | 2 | 20 | 17 | 0 | 1 | 84 | 85 | 13 | 60.2 | 965.5 | 96.5 | 4.6
2019 | 2 | 20 | 18 | 0 | 3 | 29 | 29 | 11.4 | 67.1 | 966.2 | 99 | 4.1
2019 | 2 | 20 | 19 | 0 | 0 | 0 | 0 | 9.7 | 74.5 | 967.1 | 90.6 | 3.8
2019 | 2 | 20 | 20 | 0 | 0 | 0 | 0 | 8.9 | 77.7 | 967.7 | 91.8 | 2.9
2019 | 2 | 20 | 21 | 0 | 0 | 0 | 0 | 8.5 | 79.9 | 968.2 | 99.4 | 3.1
2019 | 2 | 20 | 22 | 0 | 0 | 0 | 0 | 8 | 81.3 | 968.6 | 96.9 | 2
2019 | 2 | 20 | 23 | 0 | 0 | 0 | 0 | 8.7 | 79.6 | 968.7 | 97.1 | 2.4
2019 | 2 | 21 | 0 | 0 | 0 | 0 | 0 | 9.1 | 74.6 | 968.7 | 40.9 | 2.2
2019 | 2 | 21 | 1 | 0 | 0 | 0 | 0 | 7.3 | 79.3 | 968.9 | 52.6 | 1.7
2019 | 2 | 21 | 2 | 0 | 0 | 0 | 0 | 6.2 | 79.8 | 968.8 | 30.2 | 2.1
2019 | 2 | 21 | 3 | 0 | 0 | 0 | 0 | 5.3 | 81.3 | 968.8 | 61.5 | 0.9
2019 | 2 | 21 | 4 | 0 | 0 | 0 | 0 | 5.4 | 78.2 | 968.7 | 17.9 | 2.3
2019 | 2 | 21 | 5 | 0 | 0 | 0 | 0 | 5.7 | 72.5 | 968.7 | 22.8 | 3.3
2019 | 2 | 21 | 6 | 0 | 0 | 0 | 0 | 5 | 70.8 | 968.9 | 27.1 | 2.4
2019 | 2 | 21 | 7 | 0 | 0 | 1 | 1 | 3.2 | 75.7 | 969.3 | 33 | 1.2
2019 | 2 | 21 | 8 | 0 | 95 | 51 | 67 | 5.9 | 68 | 969.8 | 25.4 | 3
2019 | 2 | 21 | 9 | 0 | 375 | 128 | 246 | 8.4 | 71.5 | 970.4 | 77 | 2.6
2019 | 2 | 21 | 10 | 0 | 572 | 169 | 439 | 10.8 | 67.3 | 970.6 | 100.1 | 4.3
2019 | 2 | 21 | 11 | 0 | 670 | 191 | 590 | 12.2 | 62.4 | 970.7 | 95.8 | 4.6
2019 | 2 | 21 | 12 | 0 | 712 | 202 | 680 | 13.2 | 58.2 | 970.9 | 100.2 | 4.9
2019 | 2 | 21 | 13 | 0 | 732 | 202 | 709 | 14 | 53.9 | 970.7 | 108.3 | 4.5
2019 | 2 | 21 | 14 | 0 | 713 | 198 | 668 | 14.8 | 51.1 | 970.4 | 108.2 | 3.3
2019 | 2 | 21 | 15 | 0 | 680 | 176 | 566 | 15.4 | 49.2 | 970.1 | 99.6 | 3
2019 | 2 | 21 | 16 | 0 | 584 | 150 | 409 | 15.3 | 50.4 | 970.1 | 92.3 | 3.8
2019 | 2 | 21 | 17 | 0 | 394 | 106 | 218 | 14.1 | 56.8 | 970.3 | 96.7 | 4.8
2019 | 2 | 21 | 18 | 0 | 84 | 35 | 46 | 11.9 | 61.4 | 970.6 | 93.3 | 4.8
2019 | 2 | 21 | 19 | 0 | 0 | 0 | 0 | 9.7 | 69.2 | 971.3 | 93.1 | 4
2019 | 2 | 21 | 20 | 0 | 0 | 0 | 0 | 8.4 | 74.9 | 972 | 87.1 | 2.8
2019 | 2 | 21 | 21 | 0 | 0 | 0 | 0 | 7.3 | 78.9 | 972.6 | 85.7 | 2.3
2019 | 2 | 21 | 22 | 0 | 0 | 0 | 0 | 7 | 77.2 | 973.3 | 38.1 | 1.8
2019 | 2 | 21 | 23 | 0 | 0 | 0 | 0 | 6.8 | 75.7 | 973.5 | 30.8 | 2.3
2019 | 2 | 22 | 0 | 0 | 0 | 0 | 0 | 6.7 | 75.6 | 973.3 | 29.5 | 2.1
2019 | 2 | 22 | 1 | 0 | 0 | 0 | 0 | 5.5 | 78.2 | 973.2 | 36.8 | 1.3
2019 | 2 | 22 | 2 | 0 | 0 | 0 | 0 | 6.7 | 74.3 | 973.3 | 24.7 | 3.2
2019 | 2 | 22 | 3 | 0 | 0 | 0 | 0 | 7.1 | 70.3 | 973.2 | 20.3 | 3.1
2019 | 2 | 22 | 4 | 0 | 0 | 0 | 0 | 7.1 | 68.5 | 972.9 | 26.2 | 2.9
2019 | 2 | 22 | 5 | 0 | 0 | 0 | 0 | 6.6 | 66.8 | 972.7 | 23.4 | 3.2
2019 | 2 | 22 | 6 | 0 | 0 | 0 | 0 | 6.3 | 64.4 | 972.7 | 20.7 | 2.2
2019 | 2 | 22 | 7 | 0 | 0 | 1 | 1 | 6.1 | 60.5 | 973 | 21.6 | 2.6
2019 | 2 | 22 | 8 | 0 | 226 | 47 | 82 | 6.8 | 56.6 | 973.3 | 35.5 | 1.2
2019 | 2 | 22 | 9 | 0 | 577 | 96 | 278 | 9.1 | 55.9 | 973.7 | 218.6 | 0.6
2019 | 2 | 22 | 10 | 0 | 778 | 110 | 479 | 13.4 | 43.7 | 973.7 | 286.8 | 0.8
2019 | 2 | 22 | 11 | 0 | 937 | 90 | 647 | 16 | 36 | 973.5 | 148.2 | 0.9
2019 | 2 | 22 | 12 | 0 | 995 | 78 | 744 | 17.9 | 28.2 | 972.9 | 163.3 | 1.3
2019 | 2 | 22 | 13 | 0 | 996 | 78 | 766 | 18.7 | 30 | 971.8 | 237.8 | 2.5
2019 | 2 | 22 | 14 | 0 | 983 | 77 | 723 | 19.5 | 30.3 | 971 | 235.1 | 3.4
2019 | 2 | 22 | 15 | 0 | 944 | 73 | 614 | 19.2 | 34.8 | 970.6 | 236.2 | 4.5
2019 | 2 | 22 | 16 | 0 | 863 | 67 | 449 | 18.4 | 38.8 | 970.6 | 243.2 | 4.1
2019 | 2 | 22 | 17 | 0 | 685 | 54 | 245 | 17.6 | 37.7 | 970.6 | 253 | 3.9
2019 | 2 | 22 | 18 | 0 | 225 | 22 | 53 | 15.4 | 43.5 | 971.1 | 250.1 | 3.2
2019 | 2 | 22 | 19 | 0 | 0 | 0 | 0 | 11.8 | 69 | 971.6 | 234.9 | 1.7
2019 | 2 | 22 | 20 | 0 | 0 | 0 | 0 | 9.4 | 81.4 | 971.8 | 228.4 | 0.9
2019 | 2 | 22 | 21 | 0 | 0 | 0 | 0 | 8.2 | 82.6 | 971.7 | 104.8 | 0.6
2019 | 2 | 22 | 22 | 0 | 0 | 0 | 0 | 7.7 | 76.4 | 971.8 | 136.6 | 0.8
2019 | 2 | 22 | 23 | 0 | 0 | 0 | 0 | 7.4 | 65.3 | 971.5 | 37.4 | 1
2019 | 2 | 23 | 0 | 0 | 0 | 0 | 0 | 7.3 | 55 | 971.2 | 28.2 | 0.7
2019 | 2 | 23 | 1 | 0 | 0 | 0 | 0 | 6.9 | 53.6 | 971 | 150.6 | 1
2019 | 2 | 23 | 2 | 0 | 0 | 0 | 0 | 6.8 | 49 | 970.6 | 79.1 | 1.2
2019 | 2 | 23 | 3 | 0 | 0 | 0 | 0 | 7.5 | 42.8 | 970.1 | 19.9 | 2.5
2019 | 2 | 23 | 4 | 0 | 0 | 0 | 0 | 8.4 | 36.9 | 969.9 | 20.5 | 2.7
2019 | 2 | 23 | 5 | 0 | 0 | 0 | 0 | 7.4 | 37.5 | 969.8 | 9.7 | 1.3
2019 | 2 | 23 | 6 | 0 | 0 | 0 | 0 | 7.7 | 35.1 | 969.9 | 129.9 | 1.9
2019 | 2 | 23 | 7 | 0 | 1 | 1 | 1 | 7.1 | 35.3 | 970.1 | 113.8 | 1.3
2019 | 2 | 23 | 8 | 0 | 471 | 32 | 97 | 9.2 | 32.7 | 970.4 | 20.9 | 1.7
2019 | 2 | 23 | 9 | 0 | 805 | 59 | 311 | 14.8 | 25.5 | 970.6 | 115.2 | 1.3
2019 | 2 | 23 | 10 | 0 | 911 | 71 | 505 | 18.1 | 21.4 | 970.6 | 243.3 | 1.2
2019 | 2 | 23 | 11 | 0 | 958 | 80 | 654 | 20.4 | 18.5 | 970.4 | 226.5 | 1.5
2019 | 2 | 23 | 12 | 0 | 990 | 85 | 752 | 22.3 | 16.7 | 970 | 232.7 | 2.2
2019 | 2 | 23 | 13 | 0 | 982 | 93 | 776 | 23.2 | 14.7 | 968.9 | 223 | 2
2019 | 2 | 23 | 14 | 0 | 910 | 111 | 716 | 23.7 | 17.4 | 968 | 248.9 | 3.6
2019 | 2 | 23 | 15 | 0 | 690 | 156 | 560 | 23.4 | 18.6 | 967.3 | 251.1 | 4.6
2019 | 2 | 23 | 16 | 0 | 546 | 162 | 412 | 22.5 | 21.5 | 967.1 | 257.4 | 4.9
2019 | 2 | 23 | 17 | 0 | 221 | 133 | 203 | 20.4 | 27.6 | 967 | 275.9 | 4.8
2019 | 2 | 23 | 18 | 0 | 32 | 44 | 50 | 17.9 | 34 | 967.1 | 267.5 | 3
2019 | 2 | 23 | 19 | 0 | 0 | 0 | 0 | 13.3 | 64 | 967.5 | 234.7 | 1.3
2019 | 2 | 23 | 20 | 0 | 0 | 0 | 0 | 11.2 | 74.1 | 967.6 | 122.1 | 0.7
2019 | 2 | 23 | 21 | 0 | 0 | 0 | 0 | 10.2 | 63 | 967.8 | 44.8 | 1
2019 | 2 | 23 | 22 | 0 | 0 | 0 | 0 | 10.8 | 41.1 | 968.2 | 15.7 | 1.6
2019 | 2 | 23 | 23 | 0 | 0 | 0 | 0 | 10.1 | 40.3 | 968.4 | 70.2 | 1.3
2019 | 2 | 24 | 0 | 0 | 0 | 0 | 0 | 9.3 | 38.9 | 968.5 | 81.6 | 0.9
2019 | 2 | 24 | 1 | 0 | 0 | 0 | 0 | 9.3 | 36.4 | 968.8 | 19.9 | 1.3
2019 | 2 | 24 | 2 | 0 | 0 | 0 | 0 | 9.7 | 36.8 | 969.1 | 58.4 | 1.7
2019 | 2 | 24 | 3 | 0 | 0 | 0 | 0 | 10.1 | 42.7 | 969 | 53.1 | 2.3
2019 | 2 | 24 | 4 | 0 | 0 | 0 | 0 | 9.8 | 40.5 | 968.7 | 46.6 | 2.5
2019 | 2 | 24 | 5 | 0 | 0 | 0 | 0 | 10.6 | 40 | 968.9 | 71.5 | 3.7
2019 | 2 | 24 | 6 | 0 | 0 | 0 | 0 | 10 | 43.5 | 969.7 | 90.1 | 4.4
2019 | 2 | 24 | 7 | 0 | 1 | 2 | 2 | 9.1 | 45.7 | 970.3 | 83.4 | 4
2019 | 2 | 24 | 8 | 0 | 325 | 40 | 89 | 9.9 | 44.9 | 971.1 | 97 | 4.3
2019 | 2 | 24 | 9 | 0 | 660 | 75 | 288 | 13.4 | 39 | 971.8 | 103.7 | 4.4
2019 | 2 | 24 | 10 | 0 | 810 | 90 | 481 | 15.7 | 36.5 | 972 | 79.2 | 5.1
2019 | 2 | 24 | 11 | 0 | 905 | 92 | 640 | 16.6 | 34.6 | 972.2 | 96.7 | 7.2
2019 | 2 | 24 | 12 | 0 | 937 | 100 | 739 | 17 | 39.3 | 972.6 | 95.7 | 7
2019 | 2 | 24 | 13 | 0 | 922 | 120 | 769 | 16.9 | 49.4 | 972.5 | 100.7 | 7
2019 | 2 | 24 | 14 | 0 | 815 | 134 | 681 | 16.9 | 52.7 | 972.2 | 110.3 | 6.7
2019 | 2 | 24 | 15 | 0 | 864 | 115 | 622 | 17.4 | 44.6 | 972.1 | 109.9 | 6.6
2019 | 2 | 24 | 16 | 0 | 811 | 83 | 450 | 17 | 38.6 | 972.2 | 100 | 7
2019 | 2 | 24 | 17 | 0 | 469 | 66 | 208 | 15.5 | 46.3 | 972.6 | 95.1 | 6.3
2019 | 2 | 24 | 18 | 0 | 113 | 28 | 45 | 13.5 | 62 | 972.9 | 97.6 | 4.7
2019 | 2 | 24 | 19 | 0 | 0 | 0 | 0 | 10.5 | 79.2 | 973.5 | 96 | 5.2
2019 | 2 | 24 | 20 | 0 | 0 | 0 | 0 | 9 | 84.9 | 973.8 | 105.7 | 4.5
2019 | 2 | 24 | 21 | 0 | 0 | 0 | 0 | 8.3 | 87 | 974.2 | 79.5 | 2.3
2019 | 2 | 24 | 22 | 0 | 0 | 0 | 0 | 8.4 | 86 | 974.7 | 96.5 | 1.8
2019 | 2 | 24 | 23 | 0 | 0 | 0 | 0 | 7.8 | 85.7 | 974.8 | 152.5 | 1.3
2019 | 2 | 25 | 0 | 0 | 0 | 0 | 0 | 6.5 | 78 | 974.5 | 24.2 | 1.7
2019 | 2 | 25 | 1 | 0 | 0 | 0 | 0 | 6.4 | 69.1 | 974.3 | 23.6 | 2.2
2019 | 2 | 25 | 2 | 0 | 0 | 0 | 0 | 5.3 | 71.1 | 974.1 | 63.4 | 1.2
2019 | 2 | 25 | 3 | 0 | 0 | 0 | 0 | 4.7 | 72.9 | 973.8 | 41.6 | 0.8
2019 | 2 | 25 | 4 | 0 | 0 | 0 | 0 | 5.2 | 67.2 | 973.5 | 24.9 | 1.5
2019 | 2 | 25 | 5 | 0 | 0 | 0 | 0 | 5.8 | 60.4 | 973.5 | 33.8 | 2.7
2019 | 2 | 25 | 6 | 0 | 0 | 0 | 0 | 6.6 | 60.9 | 973.8 | 52.8 | 2.8
2019 | 2 | 25 | 7 | 0 | 0 | 1 | 1 | 6.7 | 87.5 | 974.1 | 69.5 | 4.1
2019 | 2 | 25 | 8 | 0 | 309 | 41 | 95 | 7.4 | 85.4 | 974.5 | 77.1 | 2.5
2019 | 2 | 25 | 9 | 0 | 696 | 71 | 299 | 9.3 | 77.6 | 974.9 | 98.9 | 3
2019 | 2 | 25 | 10 | 0 | 869 | 75 | 497 | 12.5 | 58.7 | 974.7 | 105.2 | 4
2019 | 2 | 25 | 11 | 0 | 949 | 74 | 652 | 15.3 | 39.3 | 974.4 | 107.3 | 4.1
2019 | 2 | 25 | 12 | 0 | 979 | 77 | 746 | 17 | 31.3 | 974 | 99 | 5.3
2019 | 2 | 25 | 13 | 0 | 985 | 77 | 772 | 17.3 | 29.8 | 973.3 | 108.3 | 5.7
2019 | 2 | 25 | 14 | 0 | 984 | 72 | 733 | 17.3 | 27.5 | 972.7 | 114 | 5.6
2019 | 2 | 25 | 15 | 0 | 957 | 67 | 627 | 17.1 | 26.2 | 972.2 | 110.7 | 5.1
2019 | 2 | 25 | 16 | 0 | 898 | 59 | 466 | 16.7 | 24.5 | 971.9 | 107.1 | 4.8
2019 | 2 | 25 | 17 | 0 | 771 | 45 | 267 | 16 | 26.1 | 971.9 | 94.8 | 4.7
2019 | 2 | 25 | 18 | 0 | 318 | 22 | 68 | 13.7 | 32.3 | 972.2 | 92.5 | 4.3
2019 | 2 | 25 | 19 | 0 | 0 | 0 | 0 | 10.9 | 43.4 | 972.8 | 96.7 | 3.2
2019 | 2 | 25 | 20 | 0 | 0 | 0 | 0 | 9 | 62.8 | 973.2 | 96.8 | 3
2019 | 2 | 25 | 21 | 0 | 0 | 0 | 0 | 7.5 | 71 | 973.4 | 81.3 | 2.3
2019 | 2 | 25 | 22 | 0 | 0 | 0 | 0 | 7.1 | 51.2 | 973.7 | 29.9 | 1.7
2019 | 2 | 25 | 23 | 0 | 0 | 0 | 0 | 6.3 | 51.5 | 973.2 | 45.5 | 1.1
2019 | 2 | 26 | 0 | 0 | 0 | 0 | 0 | 5.5 | 53.4 | 972.7 | 28.1 | 1.1
2019 | 2 | 26 | 1 | 0 | 0 | 0 | 0 | 5.2 | 54.5 | 972.5 | 45.5 | 1.3
2019 | 2 | 26 | 2 | 0 | 0 | 0 | 0 | 5.8 | 51.8 | 972.1 | 49 | 2.3
2019 | 2 | 26 | 3 | 0 | 0 | 0 | 0 | 6 | 48.8 | 971.5 | 22.2 | 1.7
2019 | 2 | 26 | 4 | 0 | 0 | 0 | 0 | 4.6 | 51.7 | 971 | 94.7 | 1.4
2019 | 2 | 26 | 5 | 0 | 0 | 0 | 0 | 3.8 | 55.1 | 970.6 | 51.8 | 0.8
2019 | 2 | 26 | 6 | 0 | 0 | 0 | 0 | 5.2 | 51.4 | 970.5 | 47.1 | 2.3
2019 | 2 | 26 | 7 | 0 | 3 | 2 | 2 | 6 | 49.3 | 970.9 | 36.5 | 2.2
2019 | 2 | 26 | 8 | 0 | 481 | 32 | 103 | 8.4 | 47.9 | 971.6 | 42.5 | 1.4
2019 | 2 | 26 | 9 | 0 | 786 | 51 | 310 | 11.8 | 46.2 | 972 | 86.2 | 1.1
2019 | 2 | 26 | 10 | 0 | 912 | 59 | 506 | 14.5 | 39 | 972 | 100.4 | 2.8
2019 | 2 | 26 | 11 | 0 | 970 | 63 | 658 | 16.5 | 32.1 | 972.1 | 108.8 | 4.7
2019 | 2 | 26 | 12 | 0 | 992 | 66 | 751 | 18.1 | 29.2 | 971.8 | 109.3 | 4
2019 | 2 | 26 | 13 | 0 | 997 | 67 | 775 | 19.1 | 27 | 971 | 99.2 | 5.4
2019 | 2 | 26 | 14 | 0 | 984 | 66 | 732 | 19.3 | 25.9 | 970.4 | 97.8 | 6.2
2019 | 2 | 26 | 15 | 0 | 957 | 62 | 628 | 19.1 | 25 | 970.2 | 91.4 | 7
2019 | 2 | 26 | 16 | 0 | 900 | 56 | 469 | 18.5 | 25.7 | 970.4 | 89.7 | 7.1
2019 | 2 | 26 | 17 | 0 | 763 | 46 | 269 | 17.3 | 28.1 | 970.6 | 99.2 | 6.3
2019 | 2 | 26 | 18 | 0 | 333 | 21 | 70 | 15.7 | 31.1 | 971 | 92.6 | 4.3
2019 | 2 | 26 | 19 | 0 | 0 | 0 | 0 | 12.9 | 36.1 | 971.7 | 80.6 | 2.2
2019 | 2 | 26 | 20 | 0 | 0 | 0 | 0 | 10.3 | 41.3 | 971.8 | 99.2 | 2.2
2019 | 2 | 26 | 21 | 0 | 0 | 0 | 0 | 9.5 | 41.5 | 971.7 | 89.8 | 1.3
2019 | 2 | 26 | 22 | 0 | 0 | 0 | 0 | 7.6 | 45.2 | 971.8 | 77.8 | 0.6
2019 | 2 | 26 | 23 | 0 | 0 | 0 | 0 | 6.2 | 46.3 | 971.7 | 27 | 0.4
2019 | 2 | 27 | 0 | 0 | 0 | 0 | 0 | 5.5 | 48.2 | 971.6 | 111.3 | 0.7
2019 | 2 | 27 | 1 | 0 | 0 | 0 | 0 | 5.6 | 47.9 | 971.2 | 180.1 | 0.4
2019 | 2 | 27 | 2 | 0 | 0 | 0 | 0 | 5 | 49.2 | 971.1 | 14.2 | 0.5
2019 | 2 | 27 | 3 | 0 | 0 | 0 | 0 | 5.5 | 47.9 | 970.7 | 17.2 | 0.8
2019 | 2 | 27 | 4 | 0 | 0 | 0 | 0 | 6.3 | 45.3 | 970.3 | 19.8 | 2.2
2019 | 2 | 27 | 5 | 0 | 0 | 0 | 0 | 4.9 | 48.7 | 970.2 | 164.8 | 0.9
2019 | 2 | 27 | 6 | 0 | 0 | 0 | 0 | 4.8 | 49.3 | 970.1 | 27.5 | 1
2019 | 2 | 27 | 7 | 0 | 10 | 2 | 2 | 5.3 | 47.7 | 970.1 | 13.9 | 1.2
2019 | 2 | 27 | 8 | 0 | 567 | 28 | 113 | 8.2 | 42 | 970.3 | 23.9 | 0.4
2019 | 2 | 27 | 9 | 0 | 830 | 45 | 321 | 13.8 | 32.2 | 970.8 | 48.8 | 0.9
2019 | 2 | 27 | 10 | 0 | 935 | 53 | 515 | 16.9 | 27.4 | 970.9 | 185.5 | 1
2019 | 2 | 27 | 11 | 0 | 986 | 58 | 667 | 18 | 25.9 | 970.6 | 206.7 | 1.7
2019 | 2 | 27 | 12 | 0 | 1001 | 62 | 756 | 19.1 | 24.4 | 970.1 | 213.4 | 1.7
2019 | 2 | 27 | 13 | 0 | 1001 | 64 | 779 | 20.1 | 23.4 | 969.4 | 188.8 | 2
2019 | 2 | 27 | 14 | 0 | 980 | 67 | 734 | 19.5 | 30 | 968.7 | 244.2 | 4.8
2019 | 2 | 27 | 15 | 0 | 945 | 65 | 627 | 19.1 | 32.5 | 968.4 | 255.9 | 4.6
2019 | 2 | 27 | 16 | 0 | 877 | 60 | 466 | 18.7 | 32.6 | 968.4 | 255.9 | 5
2019 | 2 | 27 | 17 | 0 | 736 | 48 | 267 | 17.8 | 34.5 | 968.7 | 266.5 | 4.7
2019 | 2 | 27 | 18 | 0 | 304 | 23 | 71 | 16.1 | 35.8 | 969 | 276.5 | 3.5
2019 | 2 | 27 | 19 | 0 | 0 | 0 | 0 | 12.9 | 54.6 | 969.3 | 237 | 2.4
2019 | 2 | 27 | 20 | 0 | 0 | 0 | 0 | 10.2 | 74.8 | 969.4 | 244.5 | 0.7
2019 | 2 | 27 | 21 | 0 | 0 | 0 | 0 | 9.2 | 70.4 | 969.4 | 257.9 | 0.9
2019 | 2 | 27 | 22 | 0 | 0 | 0 | 0 | 8 | 64.9 | 969.6 | 239.2 | 0.6
2019 | 2 | 27 | 23 | 0 | 0 | 0 | 0 | 8.5 | 57.9 | 969.8 | 225.9 | 1.1
2019 | 2 | 28 | 0 | 0 | 0 | 0 | 0 | 8.3 | 45.7 | 969.5 | 213.2 | 1
2019 | 2 | 28 | 1 | 0 | 0 | 0 | 0 | 7.6 | 44.5 | 969.3 | 117.4 | 0.9
2019 | 2 | 28 | 2 | 0 | 0 | 0 | 0 | 7.3 | 46.6 | 969.2 | 156.7 | 1.1
2019 | 2 | 28 | 3 | 0 | 0 | 0 | 0 | 7.4 | 44.1 | 968.7 | 128.8 | 0.7
2019 | 2 | 28 | 4 | 0 | 0 | 0 | 0 | 7.5 | 41.1 | 968.4 | 295.4 | 0.9
2019 | 2 | 28 | 5 | 0 | 0 | 0 | 0 | 6.5 | 40.5 | 968.4 | 91.8 | 0.5
2019 | 2 | 28 | 6 | 0 | 0 | 0 | 0 | 8.1 | 34.8 | 968.8 | 74.8 | 1.5
2019 | 2 | 28 | 7 | 0 | 22 | 3 | 3 | 8 | 33.7 | 968.9 | 17.8 | 1.2
2019 | 2 | 28 | 8 | 0 | 584 | 29 | 120 | 9.9 | 33.8 | 969.2 | 99.2 | 0.6
2019 | 2 | 28 | 9 | 0 | 849 | 47 | 334 | 16.3 | 26.3 | 969.5 | 96.2 | 0.2
2019 | 2 | 28 | 10 | 0 | 950 | 55 | 530 | 20.1 | 20.6 | 969.7 | 149.6 | 0.6
2019 | 2 | 28 | 11 | 0 | 995 | 60 | 681 | 22 | 18.7 | 969.6 | 217.9 | 1.7
2019 | 2 | 28 | 12 | 0 | 1011 | 65 | 772 | 22.6 | 20.1 | 969.4 | 233.7 | 3.2
2019 | 2 | 28 | 13 | 0 | 1001 | 74 | 795 | 23.2 | 20.7 | 968.8 | 243.6 | 3.7
2019 | 2 | 28 | 14 | 0 | 969 | 86 | 751 | 23.7 | 20.4 | 967.9 | 252.2 | 4.6
2019 | 2 | 28 | 15 | 0 | 954 | 70 | 644 | 23.7 | 17.1 | 967.3 | 257 | 5.5
2019 | 2 | 28 | 16 | 0 | 866 | 71 | 478 | 23.2 | 20.6 | 967.1 | 257.8 | 5.8
2019 | 2 | 28 | 17 | 0 | 627 | 71 | 264 | 22.3 | 26.1 | 966.9 | 268.2 | 4.1
2019 | 2 | 28 | 18 | 0 | 263 | 38 | 81 | 19.8 | 36.8 | 967 | 243 | 3.2
2019 | 2 | 28 | 19 | 0 | 1 | 0 | 0 | 14.4 | 62.2 | 967.4 | 245.5 | 1.9
2019 | 2 | 28 | 20 | 0 | 0 | 0 | 0 | 11.9 | 75.1 | 967.8 | 267.2 | 1.1
2019 | 2 | 28 | 21 | 0 | 0 | 0 | 0 | 11.2 | 78.4 | 967.8 | 212.9 | 0.7
2019 | 2 | 28 | 22 | 0 | 0 | 0 | 0 | 10.7 | 53.7 | 967.8 | 45.1 | 0.8
2019 | 2 | 28 | 23 | 0 | 0 | 0 | 0 | 11.2 | 42.2 | 967.5 | 97 | 1.4
2019 | 3 | 1 | 0 | 0 | 0 | 0 | 0 | 10.3 | 36.7 | 967.2 | 58.3 | 1.2
2019 | 3 | 1 | 1 | 0 | 0 | 0 | 0 | 10.3 | 32.6 | 966.8 | 150.4 | 1.1
2019 | 3 | 1 | 2 | 0 | 0 | 0 | 0 | 10.2 | 33.4 | 966.6 | 15.1 | 1.1
2019 | 3 | 1 | 3 | 0 | 0 | 0 | 0 | 9.5 | 33.9 | 966.1 | 51.8 | 1
2019 | 3 | 1 | 4 | 0 | 0 | 0 | 0 | 7.6 | 37.2 | 965.9 | 6.3 | 0.6
2019 | 3 | 1 | 5 | 0 | 0 | 0 | 0 | 9 | 33.5 | 966 | 49.3 | 2
2019 | 3 | 1 | 6 | 0 | 0 | 0 | 0 | 9.5 | 34.7 | 966.1 | 20.4 | 1.6
2019 | 3 | 1 | 7 | 0 | 20 | 5 | 5 | 8.3 | 38.9 | 966.4 | 36.7 | 0.8
2019 | 3 | 1 | 8 | 0 | 397 | 42 | 112 | 11.2 | 36 | 966.6 | 13.8 | 0.9
2019 | 3 | 1 | 9 | 0 | 756 | 68 | 329 | 16 | 31.1 | 966.7 | 141.2 | 0.8
2019 | 3 | 1 | 10 | 0 | 773 | 127 | 520 | 19.7 | 24.3 | 966.7 | 188.7 | 0.8
2019 | 3 | 1 | 11 | 0 | 494 | 248 | 561 | 20.8 | 23.8 | 966.3 | 175.7 | 1.5
2019 | 3 | 1 | 12 | 0 | 626 | 229 | 675 | 20.9 | 28.3 | 966 | 233.6 | 2.8
2019 | 3 | 1 | 13 | 0 | 730 | 231 | 766 | 21.7 | 32.9 | 965.1 | 240 | 3.4
2019 | 3 | 1 | 14 | 0 | 523 | 300 | 671 | 22.2 | 33 | 964 | 248.9 | 3.9
2019 | 3 | 1 | 15 | 0 | 427 | 313 | 578 | 22 | 37.4 | 963.4 | 254.4 | 4.6
2019 | 3 | 1 | 16 | 0 | 257 | 236 | 368 | 20.8 | 41.8 | 963.4 | 260 | 4.2
2019 | 3 | 1 | 17 | 0 | 18 | 137 | 143 | 17.9 | 55 | 963.4 | 241.9 | 3.6
2019 | 3 | 1 | 18 | 0 | 27 | 42 | 47 | 15.8 | 66.3 | 963.6 | 232.5 | 2.5
2019 | 3 | 1 | 19 | 0 | 0 | 0 | 0 | 13.9 | 76.9 | 964 | 235.7 | 1.4
2019 | 3 | 1 | 20 | 0 | 0 | 0 | 0 | 13 | 80.1 | 964.2 | 113.4 | 0.3
2019 | 3 | 1 | 21 | 0 | 0 | 0 | 0 | 13.1 | 79.5 | 964.5 | 114.4 | 0.3
2019 | 3 | 1 | 22 | 0 | 0 | 0 | 0 | 13.1 | 75.9 | 964.7 | 65.4 | 1.5
2019 | 3 | 1 | 23 | 0 | 0 | 0 | 0 | 13.2 | 67.3 | 964.8 | 24 | 1.1
2019 | 3 | 2 | 0 | 0 | 0 | 0 | 0 | 13 | 59.7 | 964.6 | 23.6 | 1.2
2019 | 3 | 2 | 1 | 0 | 0 | 0 | 0 | 13.5 | 54.5 | 964.5 | 22.8 | 2
2019 | 3 | 2 | 2 | 0 | 0 | 0 | 0 | 13.6 | 51.6 | 964.6 | 31 | 2
2019 | 3 | 2 | 3 | 0 | 0 | 0 | 0 | 12.9 | 51.4 | 964.4 | 29.9 | 2.3
2019 | 3 | 2 | 4 | 0 | 0 | 0 | 0 | 12.1 | 51.2 | 964.3 | 26 | 2.1
2019 | 3 | 2 | 5 | 0 | 0 | 0 | 0 | 11.2 | 51.3 | 964.6 | 19.2 | 2.2
2019 | 3 | 2 | 6 | 0 | 0 | 0 | 0 | 9.1 | 55.7 | 965 | 24.3 | 1
2019 | 3 | 2 | 7 | 0 | 0 | 2 | 2 | 9 | 53.7 | 965.4 | 13.8 | 2
2019 | 3 | 2 | 8 | 0 | 394 | 41 | 112 | 11.1 | 46.9 | 965.8 | 66.3 | 1.4
2019 | 3 | 2 | 9 | 0 | 703 | 73 | 319 | 16 | 37.9 | 966.2 | 104 | 1
2019 | 3 | 2 | 10 | 0 | 785 | 99 | 502 | 18.8 | 33.6 | 966.4 | 190.9 | 0.7
2019 | 3 | 2 | 11 | 0 | 846 | 117 | 655 | 20.7 | 29.8 | 966.3 | 142.3 | 2.4
2019 | 3 | 2 | 12 | 0 | 709 | 189 | 697 | 20.7 | 32.4 | 966.4 | 104.4 | 5.1
2019 | 3 | 2 | 13 | 0 | 682 | 217 | 722 | 21 | 32.2 | 965.8 | 97.4 | 5.1
2019 | 3 | 2 | 14 | 0 | 304 | 307 | 532 | 20.8 | 33.3 | 965.3 | 110.4 | 3.8
2019 | 3 | 2 | 15 | 0 | 322 | 289 | 491 | 20.8 | 38.5 | 965 | 181.1 | 3.3
2019 | 3 | 2 | 16 | 0 | 298 | 227 | 373 | 19.1 | 45.3 | 965.1 | 256.7 | 4.7
2019 | 3 | 2 | 17 | 0 | 326 | 117 | 225 | 18.3 | 45.1 | 965.4 | 265.4 | 3.6
2019 | 3 | 2 | 18 | 0 | 58 | 46 | 56 | 16.6 | 47 | 965.7 | 256.8 | 3.5
2019 | 3 | 2 | 19 | 0 | 0 | 0 | 0 | 15 | 49.3 | 966.2 | 251.8 | 2.2
2019 | 3 | 2 | 20 | 0 | 0 | 0 | 0 | 13.2 | 53.5 | 966.8 | 120.1 | 0.1
2019 | 3 | 2 | 21 | 0 | 0 | 0 | 0 | 11.6 | 57 | 967.2 | 113.2 | 0.5
2019 | 3 | 2 | 22 | 0 | 0 | 0 | 0 | 11.1 | 58 | 967.4 | 134.7 | 0.5
2019 | 3 | 2 | 23 | 0 | 0 | 0 | 0 | 9.3 | 61.9 | 967.7 | 206.9 | 0.4
2019 | 3 | 3 | 0 | 0 | 0 | 0 | 0 | 9.1 | 62.5 | 967.4 | 76.1 | 0.5
2019 | 3 | 3 | 1 | 0 | 0 | 0 | 0 | 9.2 | 62.9 | 967.2 | 346.8 | 0.8
2019 | 3 | 3 | 2 | 0 | 0 | 0 | 0 | 9.7 | 60.2 | 966.9 | 10.8 | 1.3
2019 | 3 | 3 | 3 | 0 | 0 | 0 | 0 | 8.8 | 61.1 | 966.7 | 88.6 | 0.7
2019 | 3 | 3 | 4 | 0 | 0 | 0 | 0 | 8.9 | 61.9 | 966.2 | 156.5 | 0.5
2019 | 3 | 3 | 5 | 0 | 0 | 0 | 0 | 8.7 | 60.2 | 966.2 | 45.5 | 1.1
2019 | 3 | 3 | 6 | 0 | 0 | 0 | 0 | 7.7 | 62.9 | 966.3 | 25.8 | 0.5
2019 | 3 | 3 | 7 | 0 | 40 | 4 | 5 | 7.9 | 58.9 | 966.5 | 25.9 | 0.4
2019 | 3 | 3 | 8 | 0 | 560 | 33 | 129 | 11.3 | 49.4 | 967 | 56 | 1
2019 | 3 | 3 | 9 | 0 | 812 | 51 | 339 | 16.4 | 37.2 | 967.8 | 65.6 | 0.9
2019 | 3 | 3 | 10 | 0 | 917 | 60 | 534 | 20.7 | 30.2 | 967.7 | 190.6 | 0.6
2019 | 3 | 3 | 11 | 0 | 962 | 66 | 682 | 22.1 | 25.7 | 967.5 | 200.7 | 1.2
2019 | 3 | 3 | 12 | 0 | 979 | 71 | 771 | 22.8 | 25 | 967.2 | 174.1 | 1.5
2019 | 3 | 3 | 13 | 0 | 986 | 73 | 798 | 23.2 | 25.7 | 966.5 | 241.2 | 4
2019 | 3 | 3 | 14 | 0 | 982 | 69 | 757 | 23.5 | 23.6 | 965.7 | 244.7 | 4.1
2019 | 3 | 3 | 15 | 0 | 954 | 66 | 651 | 23.7 | 21.6 | 965 | 248 | 4.7
2019 | 3 | 3 | 16 | 0 | 902 | 57 | 491 | 23.2 | 21.2 | 964.6 | 261.8 | 5.2
2019 | 3 | 3 | 17 | 0 | 805 | 44 | 295 | 21.8 | 24.9 | 964.4 | 275.3 | 5.2
2019 | 3 | 3 | 18 | 0 | 417 | 23 | 86 | 19.5 | 29.6 | 964.4 | 278.9 | 4
2019 | 3 | 3 | 19 | 0 | 0 | 0 | 1 | 17 | 32 | 964.7 | 288.6 | 3.4
2019 | 3 | 3 | 20 | 0 | 0 | 0 | 0 | 16.1 | 31.6 | 965 | 296.3 | 3.5
2019 | 3 | 3 | 21 | 0 | 0 | 0 | 0 | 14 | 34.6 | 964.9 | 255.8 | 2.1
2019 | 3 | 3 | 22 | 0 | 0 | 0 | 0 | 11.7 | 32.9 | 964.7 | 242.8 | 0.8
2019 | 3 | 3 | 23 | 0 | 0 | 0 | 0 | 10.4 | 33.6 | 964.5 | 45 | 0.8
2019 | 3 | 4 | 0 | 0 | 0 | 0 | 0 | 10.5 | 31.5 | 963.7 | 39.1 | 1.9
2019 | 3 | 4 | 1 | 0 | 0 | 0 | 0 | 8.8 | 35.5 | 963.5 | 15.6 | 0.8
2019 | 3 | 4 | 2 | 0 | 0 | 0 | 0 | 8.4 | 37.3 | 963.2 | 17.9 | 0.8
2019 | 3 | 4 | 3 | 0 | 0 | 0 | 0 | 8.8 | 33.3 | 962.8 | 21.5 | 1.7
2019 | 3 | 4 | 4 | 0 | 0 | 0 | 0 | 9.3 | 31.9 | 962.2 | 10.6 | 2.3
2019 | 3 | 4 | 5 | 0 | 0 | 0 | 0 | 9.7 | 32.1 | 962.1 | 38.2 | 2.1
2019 | 3 | 4 | 6 | 0 | 0 | 0 | 0 | 9.5 | 32.6 | 962.2 | 24.7 | 2.2
2019 | 3 | 4 | 7 | 0 | 18 | 3 | 4 | 9.8 | 35.9 | 962.4 | 40.2 | 2.3
2019 | 3 | 4 | 8 | 0 | 460 | 34 | 123 | 11.1 | 36.5 | 962.8 | 36 | 2.1
2019 | 3 | 4 | 9 | 0 | 807 | 55 | 343 | 16.3 | 34.6 | 963.2 | 86.8 | 1.3
2019 | 3 | 4 | 10 | 0 | 901 | 68 | 536 | 18.9 | 33 | 963.4 | 184 | 1.1
2019 | 3 | 4 | 11 | 0 | 957 | 80 | 696 | 20.7 | 29.7 | 963 | 113.3 | 1.7
2019 | 3 | 4 | 12 | 0 | 984 | 77 | 784 | 21.8 | 27.2 | 962.7 | 216.4 | 2.2
2019 | 3 | 4 | 13 | 0 | 972 | 81 | 798 | 22.5 | 27.3 | 961.9 | 253.1 | 2.7
2019 | 3 | 4 | 14 | 0 | 955 | 82 | 754 | 23.7 | 25.7 | 960.8 | 240.6 | 2.8
2019 | 3 | 4 | 15 | 0 | 896 | 88 | 642 | 23.6 | 26.6 | 960.2 | 268.4 | 3.7
2019 | 3 | 4 | 16 | 0 | 547 | 166 | 439 | 23.1 | 27.7 | 959.9 | 256.8 | 4.5
2019 | 3 | 4 | 17 | 0 | 424 | 109 | 233 | 21 | 32.7 | 959.7 | 270.6 | 5.2
2019 | 3 | 4 | 18 | 0 | 258 | 46 | 87 | 18.8 | 45 | 960.1 | 229.1 | 3.3
2019 | 3 | 4 | 19 | 0 | 1 | 1 | 1 | 14.9 | 70.2 | 960.5 | 223 | 1.5
2019 | 3 | 4 | 20 | 0 | 0 | 0 | 0 | 13.1 | 79.7 | 960.9 | 259.6 | 1.9
2019 | 3 | 4 | 21 | 0 | 0 | 0 | 0 | 12.2 | 81.8 | 961.2 | 133.4 | 0.9
2019 | 3 | 4 | 22 | 0 | 0 | 0 | 0 | 12 | 73.6 | 961.7 | 75.7 | 1.3
2019 | 3 | 4 | 23 | 0 | 0 | 0 | 0 | 12.1 | 58.9 | 961.7 | 41.3 | 1
2019 | 3 | 5 | 0 | 0 | 0 | 0 | 0 | 12.6 | 54.1 | 961.6 | 30.2 | 2.4
2019 | 3 | 5 | 1 | 0 | 0 | 0 | 0 | 12.1 | 55.5 | 961.3 | 14.4 | 2.2
2019 | 3 | 5 | 2 | 0 | 0 | 0 | 0 | 10.8 | 59 | 961.2 | 80.3 | 1.3
2019 | 3 | 5 | 3 | 0 | 0 | 0 | 0 | 11.6 | 56.1 | 961 | 34.6 | 2.1
2019 | 3 | 5 | 4 | 0 | 0 | 0 | 0 | 10.9 | 57.3 | 960.8 | 27.9 | 1.3
2019 | 3 | 5 | 5 | 0 | 0 | 0 | 0 | 10.5 | 58.3 | 961.1 | 33.2 | 1.8
2019 | 3 | 5 | 6 | 0 | 0 | 0 | 0 | 10.6 | 57.1 | 961.3 | 22.6 | 2.3
2019 | 3 | 5 | 7 | 0 | 23 | 5 | 6 | 10.8 | 55.7 | 961.5 | 15.7 | 2.2
2019 | 3 | 5 | 8 | 0 | 13 | 63 | 64 | 12 | 53.2 | 961.8 | 23 | 2.3
2019 | 3 | 5 | 9 | 0 | 1 | 135 | 137 | 14.2 | 50 | 962.3 | 40.4 | 1.8
2019 | 3 | 5 | 10 | 0 | 21 | 242 | 258 | 16.1 | 47.4 | 962.1 | 92.2 | 1.8
2019 | 3 | 5 | 11 | 0 | 204 | 376 | 519 | 18.2 | 42.5 | 962 | 162.4 | 1.1
2019 | 3 | 5 | 12 | 0 | 333 | 328 | 581 | 19.6 | 38.9 | 961.8 | 240.1 | 1.7
2019 | 3 | 5 | 13 | 0 | 600 | 239 | 693 | 20.5 | 36 | 960.9 | 239.1 | 3.4
2019 | 3 | 5 | 14 | 0 | 574 | 235 | 649 | 21.3 | 34.2 | 959.9 | 253.6 | 2.5
2019 | 3 | 5 | 15 | 0 | 432 | 247 | 525 | 21.3 | 35.9 | 959.2 | 265.4 | 3.5
2019 | 3 | 5 | 16 | 0 | 269 | 206 | 344 | 20.6 | 39.9 | 959 | 267.4 | 4.4
2019 | 3 | 5 | 17 | 0 | 241 | 134 | 212 | 20 | 40 | 958.7 | 268.6 | 3.6
2019 | 3 | 5 | 18 | 0 | 94 | 55 | 73 | 18.8 | 44.2 | 958.7 | 265.8 | 2.9
2019 | 3 | 5 | 19 | 0 | 0 | 0 | 1 | 16.6 | 52.8 | 958.9 | 224.2 | 1.8
2019 | 3 | 5 | 20 | 0 | 0 | 0 | 0 | 14.4 | 68.2 | 959.2 | 248.3 | 1
2019 | 3 | 5 | 21 | 0 | 0 | 0 | 0 | 13.3 | 76.8 | 959.2 | 241.2 | 0.6
2019 | 3 | 5 | 22 | 0 | 0 | 0 | 0 | 12.7 | 76.9 | 959.2 | 180.9 | 0.3
2019 | 3 | 5 | 23 | 0 | 0 | 0 | 0 | 12.1 | 74.8 | 959.1 | 17.6 | 0.1
2019 | 3 | 6 | 0 | 0 | 0 | 0 | 0 | 12 | 69.4 | 958.4 | 29.5 | 0.1
2019 | 3 | 6 | 1 | 0 | 0 | 0 | 0 | 11.2 | 70.2 | 957.9 | 22.4 | 0.2
2019 | 3 | 6 | 2 | 0 | 0 | 0 | 0 | 11.3 | 67.5 | 957.3 | 49.6 | 1
2019 | 3 | 6 | 3 | 0 | 0 | 0 | 0 | 10.2 | 72 | 956.5 | 77.2 | 0.6
2019 | 3 | 6 | 4 | 0 | 0 | 0 | 0 | 9.9 | 75.9 | 956 | 258.8 | 1.3
2019 | 3 | 6 | 5 | 0 | 0 | 0 | 0 | 9.2 | 82.1 | 955.5 | 85.9 | 0.7
2019 | 3 | 6 | 6 | 0 | 0 | 0 | 0 | 9.3 | 81.4 | 955.1 | 66.2 | 1.1
2019 | 3 | 6 | 7 | 0 | 0 | 4 | 4 | 9.7 | 77.8 | 954.7 | 166.9 | 0.8
2019 | 3 | 6 | 8 | 0 | 109 | 65 | 91 | 10.2 | 77 | 954.5 | 229.4 | 3.8
2019 | 3 | 6 | 9 | 0 | 295 | 180 | 292 | 14.8 | 59.4 | 954.7 | 231.7 | 5.7
2019 | 3 | 6 | 10 | 0 | 324 | 305 | 484 | 17.2 | 50.3 | 955 | 240.1 | 5.9
2019 | 3 | 6 | 11 | 0 | 101 | 349 | 423 | 18.1 | 48.1 | 955 | 273.5 | 5.1
2019 | 3 | 6 | 12 | 0 | 294 | 387 | 615 | 20.2 | 36.7 | 954.4 | 301.5 | 5.7
2019 | 3 | 6 | 13 | 0 | 240 | 376 | 566 | 22.1 | 25.3 | 953.2 | 264.1 | 7.1
2019 | 3 | 6 | 14 | 0 | 313 | 358 | 595 | 22.4 | 24.4 | 952.2 | 250.5 | 8.9
2019 | 3 | 6 | 15 | 0 | 9 | 290 | 300 | 20.3 | 35.1 | 952.1 | 269.6 | 10.9
2019 | 3 | 6 | 16 | 0 | 541 | 274 | 538 | 19.6 | 42.9 | 952.7 | 272.3 | 11.4
2019 | 3 | 6 | 17 | 0 | 189 | 103 | 177 | 17.8 | 45.6 | 953.5 | 271.5 | 10.6
2019 | 3 | 6 | 18 | 0 | 9 | 37 | 38 | 16.2 | 51.6 | 953.4 | 248.4 | 11.6
2019 | 3 | 6 | 19 | 0 | 0 | 2 | 2 | 15.8 | 54.9 | 954.1 | 259.9 | 10.6
2019 | 3 | 6 | 20 | 0 | 0 | 0 | 0 | 15 | 52.6 | 954.9 | 267.3 | 7.4
2019 | 3 | 6 | 21 | 0 | 0 | 0 | 0 | 14.4 | 52.3 | 955.4 | 269.2 | 7.5
2019 | 3 | 6 | 22 | 0 | 0 | 0 | 0 | 14 | 45 | 956.3 | 282.6 | 8.2
2019 | 3 | 6 | 23 | 0 | 0 | 0 | 0 | 13.2 | 44.9 | 956.9 | 294.7 | 7.5
2019 | 3 | 7 | 0 | 0 | 0 | 0 | 0 | 12.5 | 45.3 | 956.8 | 287.8 | 7.5
2019 | 3 | 7 | 1 | 0 | 0 | 0 | 0 | 12.4 | 42.6 | 957 | 285.4 | 5.5
2019 | 3 | 7 | 2 | 0 | 0 | 0 | 0 | 11.9 | 42.8 | 957.3 | 162.9 | 2.3
2019 | 3 | 7 | 3 | 0 | 0 | 0 | 0 | 10.6 | 47.9 | 957.4 | 56.1 | 1.3
2019 | 3 | 7 | 4 | 0 | 0 | 0 | 0 | 10.4 | 48.6 | 957.3 | 28.3 | 1.9
2019 | 3 | 7 | 5 | 0 | 0 | 0 | 0 | 9 | 52.6 | 957.8 | 131.9 | 1.6
2019 | 3 | 7 | 6 | 0 | 0 | 0 | 0 | 8.1 | 54.9 | 958.2 | 50.4 | 2.3
2019 | 3 | 7 | 7 | 0 | 0 | 3 | 4 | 8.3 | 53 | 958.6 | 21.3 | 2.1
2019 | 3 | 7 | 8 | 0 | 35 | 70 | 79 | 8.6 | 52.7 | 959.5 | 91.5 | 1
2019 | 3 | 7 | 9 | 0 | 219 | 167 | 251 | 10.8 | 48.6 | 960.1 | 127.4 | 1.2
2019 | 3 | 7 | 10 | 0 | 691 | 135 | 514 | 13.6 | 43.2 | 960.3 | 100.9 | 1.3
2019 | 3 | 7 | 11 | 0 | 951 | 91 | 718 | 15.3 | 41.4 | 960.1 | 175.5 | 1.5
2019 | 3 | 7 | 12 | 0 | 528 | 161 | 552 | 15.6 | 38.5 | 959.7 | 115.4 | 2.1
2019 | 3 | 7 | 13 | 0 | 897 | 159 | 837 | 16.6 | 38.2 | 958.8 | 90.4 | 4.1
2019 | 3 | 7 | 14 | 0 | 245 | 190 | 373 | 16.2 | 40.7 | 957.9 | 123 | 3.7
2019 | 3 | 7 | 15 | 0 | 29 | 99 | 119 | 15.2 | 46.9 | 957.7 | 183.3 | 2.6
2019 | 3 | 7 | 16 | 0 | 111 | 165 | 230 | 15.4 | 46.1 | 957.7 | 257.5 | 4.1
2019 | 3 | 7 | 17 | 0 | 441 | 125 | 258 | 15.8 | 43.9 | 957.7 | 290.5 | 2.9
2019 | 3 | 7 | 18 | 0 | 288 | 58 | 107 | 15.6 | 43.4 | 957.9 | 242 | 1.2
2019 | 3 | 7 | 19 | 0 | 0 | 1 | 1 | 13.2 | 50.5 | 958.5 | 157.3 | 1.3
2019 | 3 | 7 | 20 | 0 | 0 | 0 | 0 | 11.7 | 52.4 | 959.2 | 199.6 | 1.2
2019 | 3 | 7 | 21 | 0 | 0 | 0 | 0 | 10.3 | 56.5 | 959.7 | 42.3 | 1.3
2019 | 3 | 7 | 22 | 0 | 0 | 0 | 0 | 8.5 | 59.6 | 960.1 | 65.5 | 0.8
2019 | 3 | 7 | 23 | 0 | 0 | 0 | 0 | 8.4 | 57.9 | 960.3 | 48.5 | 1.7
2019 | 3 | 8 | 0 | 0 | 0 | 0 | 0 | 7.7 | 60 | 960.4 | 129 | 1.2
2019 | 3 | 8 | 1 | 0 | 0 | 0 | 0 | 7.9 | 59.2 | 960.4 | 22.4 | 2.1
2019 | 3 | 8 | 2 | 0 | 0 | 0 | 0 | 6.7 | 62.3 | 960.5 | 36.8 | 2
2019 | 3 | 8 | 3 | 0 | 0 | 0 | 0 | 7.1 | 61.3 | 960.5 | 23.7 | 2.3
2019 | 3 | 8 | 4 | 0 | 0 | 0 | 0 | 7 | 61.2 | 960.2 | 19.4 | 2.6
2019 | 3 | 8 | 5 | 0 | 0 | 0 | 0 | 5.2 | 65.4 | 960.4 | 101.6 | 1.3
2019 | 3 | 8 | 6 | 0 | 0 | 0 | 0 | 5.3 | 64.6 | 960.8 | 27.6 | 2.4
2019 | 3 | 8 | 7 | 0 | 58 | 7 | 10 | 4.9 | 64.6 | 961.4 | 47.9 | 1.1
2019 | 3 | 8 | 8 | 0 | 531 | 43 | 147 | 7.8 | 56.5 | 962 | 126.6 | 1.4
2019 | 3 | 8 | 9 | 0 | 769 | 66 | 358 | 11.2 | 46.8 | 963 | 128.1 | 1.3
2019 | 3 | 8 | 10 | 0 | 885 | 75 | 554 | 14.2 | 38.6 | 963.5 | 163.6 | 1
2019 | 3 | 8 | 11 | 0 | 935 | 82 | 704 | 15.7 | 33.8 | 963.8 | 115.2 | 2.6
2019 | 3 | 8 | 12 | 0 | 950 | 91 | 794 | 16.4 | 32.5 | 963.9 | 116.4 | 3.2
2019 | 3 | 8 | 13 | 0 | 910 | 113 | 806 | 17 | 31.3 | 963.6 | 121.4 | 3
2019 | 3 | 8 | 14 | 0 | 360 | 277 | 549 | 17.2 | 31.8 | 963.5 | 150.2 | 2.8
2019 | 3 | 8 | 15 | 0 | 124 | 249 | 329 | 16.8 | 33.1 | 963.5 | 158.8 | 2
2019 | 3 | 8 | 16 | 0 | 597 | 165 | 461 | 17.1 | 37.9 | 963.6 | 257.7 | 3.4
2019 | 3 | 8 | 17 | 0 | 660 | 80 | 299 | 16.1 | 41.2 | 963.9 | 260 | 4.5
2019 | 3 | 8 | 18 | 0 | 304 | 36 | 89 | 14.3 | 45.3 | 964.8 | 266.3 | 3.9
2019 | 3 | 8 | 19 | 0 | 1 | 1 | 1 | 12.1 | 47.9 | 965.9 | 255.4 | 1.8
2019 | 3 | 8 | 20 | 0 | 0 | 0 | 0 | 10.9 | 49.3 | 967 | 198.9 | 0.5
2019 | 3 | 8 | 21 | 0 | 0 | 0 | 0 | 9.9 | 51.6 | 967.9 | 57.8 | 1.2
2019 | 3 | 8 | 22 | 0 | 0 | 0 | 0 | 9.3 | 50.5 | 968.6 | 31.5 | 1.6
2019 | 3 | 8 | 23 | 0 | 0 | 0 | 0 | 9.3 | 50.1 | 969.1 | 32.4 | 2.2
2019 | 3 | 9 | 0 | 0 | 0 | 0 | 0 | 9.3 | 50.6 | 969.7 | 29.9 | 2.5
2019 | 3 | 9 | 1 | 0 | 0 | 0 | 0 | 9.2 | 51.2 | 970 | 33.4 | 2.5
2019 | 3 | 9 | 2 | 0 | 0 | 0 | 0 | 7.6 | 56.8 | 970.4 | 72.6 | 1.7
2019 | 3 | 9 | 3 | 0 | 0 | 0 | 0 | 7.1 | 57.1 | 970 | 12.5 | 1.8
2019 | 3 | 9 | 4 | 0 | 0 | 0 | 0 | 6.9 | 58.2 | 970 | 10.6 | 1.4
2019 | 3 | 9 | 5 | 0 | 0 | 0 | 0 | 5.1 | 63.4 | 970.3 | 71.7 | 0.7
2019 | 3 | 9 | 6 | 0 | 0 | 0 | 0 | 4.5 | 66.4 | 970.9 | 51.3 | 0.6
2019 | 3 | 9 | 7 | 0 | 89 | 7 | 12 | 4.8 | 67.1 | 971.4 | 141.8 | 0.5
2019 | 3 | 9 | 8 | 0 | 618 | 37 | 160 | 9.5 | 54.3 | 972 | 60 | 0.7
2019 | 3 | 9 | 9 | 0 | 839 | 53 | 375 | 14.4 | 42.4 | 972.7 | 93.4 | 0.9
2019 | 3 | 9 | 10 | 0 | 934 | 60 | 572 | 16.8 | 36.5 | 973 | 109 | 4
2019 | 3 | 9 | 11 | 0 | 979 | 65 | 722 | 17.7 | 34.6 | 973.1 | 106.1 | 5.1
2019 | 3 | 9 | 12 | 0 | 999 | 67 | 811 | 19 | 31 | 972.9 | 92.9 | 4.7
2019 | 3 | 9 | 13 | 0 | 999 | 70 | 834 | 19.4 | 31.2 | 972.3 | 106.1 | 5.8
2019 | 3 | 9 | 14 | 0 | 985 | 71 | 788 | 19.4 | 31.9 | 971.7 | 107.5 | 5.5
2019 | 3 | 9 | 15 | 0 | 957 | 67 | 679 | 19.4 | 29.6 | 971.5 | 95.8 | 4.7
2019 | 3 | 9 | 16 | 0 | 894 | 62 | 513 | 19.4 | 28.7 | 971.5 | 85.1 | 4.6
2019 | 3 | 9 | 17 | 0 | 777 | 53 | 313 | 18.6 | 30.4 | 971.1 | 90.6 | 4.2
2019 | 3 | 9 | 18 | 0 | 437 | 29 | 100 | 16.9 | 30.7 | 971.4 | 90.1 | 4.1
2019 | 3 | 9 | 19 | 0 | 1 | 1 | 1 | 14.1 | 32.4 | 972.3 | 91.5 | 3.2
2019 | 3 | 9 | 20 | 0 | 0 | 0 | 0 | 11.9 | 36.8 | 973.2 | 132.7 | 2.2
2019 | 3 | 9 | 21 | 0 | 0 | 0 | 0 | 10.5 | 39.6 | 973.7 | 182.3 | 1.2
2019 | 3 | 9 | 22 | 0 | 0 | 0 | 0 | 9.5 | 40.4 | 973.9 | 171.5 | 1.2
2019 | 3 | 9 | 23 | 0 | 0 | 0 | 0 | 8 | 43.9 | 973.8 | 179.6 | 0.3
2019 | 3 | 10 | 0 | 0 | 0 | 0 | 0 | 7.9 | 45.6 | 973.5 | 85.2 | 1.3
2019 | 3 | 10 | 1 | 0 | 0 | 0 | 0 | 8.2 | 46.7 | 973.2 | 106.6 | 1.1
2019 | 3 | 10 | 2 | 0 | 0 | 0 | 0 | 8.2 | 49.7 | 972.6 | 115.8 | 1.2
2019 | 3 | 10 | 3 | 0 | 0 | 0 | 0 | 7.2 | 52.9 | 972.1 | 158 | 0.5
2019 | 3 | 10 | 4 | 0 | 0 | 0 | 0 | 8.2 | 52.8 | 971.6 | 21.9 | 1.8
2019 | 3 | 10 | 5 | 0 | 0 | 0 | 0 | 8.3 | 52.9 | 971.3 | 104.1 | 1.2
2019 | 3 | 10 | 6 | 0 | 0 | 0 | 0 | 8.1 | 53.1 | 971.5 | 50.6 | 1.4
2019 | 3 | 10 | 7 | 0 | 104 | 7 | 14 | 7.8 | 53.4 | 971.6 | 22.6 | 0.6
2019 | 3 | 10 | 8 | 0 | 637 | 35 | 165 | 10.5 | 47.2 | 971.8 | 75.9 | 0.7
2019 | 3 | 10 | 9 | 0 | 842 | 50 | 378 | 16.1 | 36.2 | 972.1 | 107.5 | 0.8
2019 | 3 | 10 | 10 | 0 | 926 | 58 | 571 | 19.2 | 31.3 | 972.1 | 183.6 | 0.9
2019 | 3 | 10 | 11 | 0 | 971 | 63 | 720 | 20.7 | 29.4 | 971.6 | 198.2 | 2.7
2019 | 3 | 10 | 12 | 0 | 984 | 68 | 806 | 20.6 | 32.3 | 971.1 | 233.7 | 4.2
2019 | 3 | 10 | 13 | 0 | 978 | 74 | 826 | 21.1 | 35.7 | 970.5 | 238.6 | 4.3
2019 | 3 | 10 | 14 | 0 | 965 | 74 | 781 | 21.6 | 34.7 | 969.7 | 244 | 4.6
2019 | 3 | 10 | 15 | 0 | 937 | 70 | 674 | 21 | 34.5 | 969.1 | 258.8 | 5.9
2019 | 3 | 10 | 16 | 0 | 881 | 63 | 512 | 21.4 | 30.6 | 968.8 | 265.9 | 5.6
2019 | 3 | 10 | 17 | 0 | 767 | 51 | 311 | 21.5 | 31.4 | 968.6 | 265.3 | 4.5
2019 | 3 | 10 | 18 | 0 | 455 | 29 | 101 | 20.4 | 34.1 | 968.5 | 265.4 | 3.3
2019 | 3 | 10 | 19 | 0 | 2 | 1 | 2 | 16.5 | 53.7 | 968.8 | 240.6 | 2
2019 | 3 | 10 | 20 | 0 | 0 | 0 | 0 | 13.6 | 69.1 | 969 | 280.5 | 1
2019 | 3 | 10 | 21 | 0 | 0 | 0 | 0 | 12.5 | 72 | 969.4 | 187.4 | 0.4
2019 | 3 | 10 | 22 | 0 | 0 | 0 | 0 | 12.1 | 64.3 | 969.5 | 10.2 | 0.6
2019 | 3 | 10 | 23 | 0 | 0 | 0 | 0 | 11.4 | 61.6 | 969.6 | 28.9 | 0.2
2019 | 3 | 11 | 0 | 0 | 0 | 0 | 0 | 11.7 | 58.8 | 969.4 | 5 | 0.7
2019 | 3 | 11 | 1 | 0 | 0 | 0 | 0 | 11.5 | 55.1 | 969 | 11.6 | 0.8
2019 | 3 | 11 | 2 | 0 | 0 | 0 | 0 | 12.9 | 50.7 | 968.6 | 15.2 | 2.8
2019 | 3 | 11 | 3 | 0 | 0 | 0 | 0 | 13.1 | 50.3 | 968 | 17.8 | 2.5
2019 | 3 | 11 | 4 | 0 | 0 | 0 | 0 | 11.9 | 53.4 | 967.6 | 85.1 | 1.6
2019 | 3 | 11 | 5 | 0 | 0 | 0 | 0 | 11.6 | 54.5 | 967.6 | 30.7 | 1.1
2019 | 3 | 11 | 6 | 0 | 0 | 0 | 0 | 11.7 | 55.4 | 967.8 | 44.9 | 1.8
2019 | 3 | 11 | 7 | 0 | 110 | 7 | 15 | 10.7 | 57.1 | 968.2 | 96.3 | 0.6
2019 | 3 | 11 | 8 | 0 | 619 | 37 | 165 | 14.9 | 47.9 | 968.7 | 38.1 | 0.7
2019 | 3 | 11 | 9 | 0 | 821 | 52 | 376 | 19.8 | 37.4 | 969.2 | 162.9 | 0.6
2019 | 3 | 11 | 10 | 0 | 909 | 61 | 566 | 22.3 | 33 | 969.3 | 128.5 | 0.8
2019 | 3 | 11 | 11 | 0 | 941 | 70 | 709 | 24 | 30.8 | 969.1 | 123 | 2.4
2019 | 3 | 11 | 12 | 0 | 940 | 86 | 794 | 23.2 | 36.5 | 969.1 | 89.3 | 6.8
2019 | 3 | 11 | 13 | 0 | 918 | 108 | 818 | 22 | 41.5 | 969.2 | 81.1 | 7.2
2019 | 3 | 11 | 14 | 0 | 885 | 123 | 776 | 20.8 | 44.3 | 969 | 82 | 7.2
2019 | 3 | 11 | 15 | 0 | 827 | 130 | 667 | 19.9 | 50.1 | 969 | 95.7 | 7.5
2019 | 3 | 11 | 16 | 0 | 763 | 101 | 492 | 18.6 | 54.4 | 969.4 | 96.5 | 7.2
2019 | 3 | 11 | 17 | 0 | 642 | 76 | 296 | 17.5 | 55.5 | 969.7 | 104 | 6.9
2019 | 3 | 11 | 18 | 0 | 330 | 40 | 95 | 15.9 | 61.5 | 970.1 | 103.1 | 5.9
2019 | 3 | 11 | 19 | 0 | 0 | 2 | 2 | 13.6 | 70.9 | 970.6 | 98 | 5
2019 | 3 | 11 | 20 | 0 | 0 | 0 | 0 | 12 | 77.7 | 971.4 | 93.5 | 4
2019 | 3 | 11 | 21 | 0 | 0 | 0 | 0 | 11.4 | 81.1 | 972 | 81.8 | 3.7
2019 | 3 | 11 | 22 | 0 | 0 | 0 | 0 | 10.7 | 85.8 | 972.7 | 82.5 | 3.2
2019 | 3 | 11 | 23 | 0 | 0 | 0 | 0 | 10.3 | 89.8 | 973 | 78.2 | 3.2
2019 | 3 | 12 | 0 | 0 | 0 | 0 | 0 | 10.5 | 89.2 | 973 | 67.1 | 2
2019 | 3 | 12 | 1 | 0 | 0 | 0 | 0 | 9.3 | 89.7 | 972.7 | 47.9 | 1.6
2019 | 3 | 12 | 2 | 0 | 0 | 0 | 0 | 8.6 | 90.8 | 972.3 | 66.5 | 1.6
2019 | 3 | 12 | 3 | 0 | 0 | 0 | 0 | 7.8 | 91.4 | 971.9 | 72.4 | 2
2019 | 3 | 12 | 4 | 0 | 0 | 0 | 0 | 7.6 | 90.7 | 971.9 | 59.6 | 1.9
2019 | 3 | 12 | 5 | 0 | 0 | 0 | 0 | 8 | 84.4 | 971.7 | 41.8 | 1.3
2019 | 3 | 12 | 6 | 0 | 0 | 0 | 0 | 8.3 | 81.4 | 971.3 | 82.5 | 1.5
2019 | 3 | 12 | 7 | 0 | 92 | 9 | 16 | 6.8 | 86 | 971.1 | 156.2 | 0.3
2019 | 3 | 12 | 8 | 0 | 590 | 43 | 170 | 10.6 | 76.8 | 971.1 | 155.7 | 0.2
2019 | 3 | 12 | 9 | 0 | 818 | 58 | 385 | 15.1 | 59.9 | 971.2 | 173.5 | 0.5
2019 | 3 | 12 | 10 | 0 | 920 | 66 | 582 | 17.6 | 50.3 | 971.1 | 224.2 | 2
2019 | 3 | 12 | 11 | 0 | 967 | 70 | 731 | 19.7 | 38.8 | 970.7 | 254.5 | 4.1
2019 | 3 | 12 | 12 | 0 | 985 | 74 | 819 | 20.6 | 36.4 | 970.1 | 267.1 | 4.5
2019 | 3 | 12 | 13 | 0 | 980 | 77 | 837 | 21.2 | 36.8 | 969.2 | 269.3 | 4.8
2019 | 3 | 12 | 14 | 0 | 961 | 79 | 789 | 21.8 | 36.8 | 967.9 | 280.6 | 4.4
2019 | 3 | 12 | 15 | 0 | 918 | 79 | 676 | 22.4 | 37.7 | 966.8 | 262.6 | 4.5
2019 | 3 | 12 | 16 | 0 | 855 | 72 | 512 | 21.7 | 43.6 | 966.3 | 266.1 | 4.3
2019 | 3 | 12 | 17 | 0 | 747 | 57 | 314 | 20.6 | 49.8 | 965.9 | 248 | 4.3
2019 | 3 | 12 | 18 | 0 | 428 | 34 | 103 | 17.3 | 58.5 | 966.1 | 244.3 | 4.1
2019 | 3 | 12 | 19 | 0 | 4 | 2 | 2 | 14.3 | 70.7 | 966.6 | 229.9 | 2.5
2019 | 3 | 12 | 20 | 0 | 0 | 0 | 0 | 12.5 | 78.1 | 966.9 | 255.6 | 1.5
2019 | 3 | 12 | 21 | 0 | 0 | 0 | 0 | 11.3 | 81.2 | 966.8 | 216.5 | 1.2
2019 | 3 | 12 | 22 | 0 | 0 | 0 | 0 | 11.2 | 81.2 | 966.8 | 93.5 | 1.1
2019 | 3 | 12 | 23 | 0 | 0 | 0 | 0 | 10.3 | 78.6 | 966.5 | 72.1 | 0.8
2019 | 3 | 13 | 0 | 0 | 0 | 0 | 0 | 12.3 | 65.6 | 966 | 49.4 | 1.2
2019 | 3 | 13 | 1 | 0 | 0 | 0 | 0 | 12.6 | 61.5 | 965.4 | 158.4 | 1.7
2019 | 3 | 13 | 2 | 0 | 0 | 0 | 0 | 13.5 | 55.1 | 964.9 | 150.3 | 2.9
2019 | 3 | 13 | 3 | 0 | 0 | 0 | 0 | 15.6 | 50 | 964.2 | 210.6 | 2.4
2019 | 3 | 13 | 4 | 0 | 0 | 0 | 0 | 14 | 53.9 | 963.5 | 265.8 | 1.2
2019 | 3 | 13 | 5 | 0 | 0 | 0 | 0 | 15.5 | 52.3 | 963.3 | 268.9 | 1.8
2019 | 3 | 13 | 6 | 0 | 0 | 0 | 0 | 14.6 | 52 | 963.2 | 212.3 | 1.1
2019 | 3 | 13 | 7 | 0 | 79 | 11 | 17 | 13.5 | 51.4 | 963.3 | 225.5 | 1.2
2019 | 3 | 13 | 8 | 0 | 516 | 43 | 164 | 16.4 | 44.9 | 963.5 | 233.1 | 1.7
2019 | 3 | 13 | 9 | 0 | 903 | 50 | 414 | 20.9 | 25.1 | 963.8 | 262.1 | 5.7
2019 | 3 | 13 | 10 | 0 | 976 | 66 | 618 | 22.8 | 20.4 | 963.8 | 305.4 | 7.6
2019 | 3 | 13 | 11 | 0 | 977 | 129 | 802 | 24.1 | 18.4 | 963.7 | 303.2 | 9.5
2019 | 3 | 13 | 12 | 0 | 1036 | 62 | 850 | 24.7 | 18.6 | 963.6 | 292.1 | 7.4
2019 | 3 | 13 | 13 | 0 | 1007 | 73 | 858 | 24.9 | 21.7 | 963.5 | 208.5 | 6.2
2019 | 3 | 13 | 14 | 0 | 907 | 112 | 789 | 23.1 | 34 | 963.7 | 122.5 | 6.9
2019 | 3 | 13 | 15 | 0 | 352 | 183 | 410 | 21 | 39.9 | 964 | 113.7 | 6.5
2019 | 3 | 13 | 16 | 0 | 434 | 218 | 445 | 20.8 | 40 | 964.5 | 104 | 5.3
2019 | 3 | 13 | 17 | 0 | 108 | 115 | 152 | 17.9 | 51.4 | 965.2 | 97.1 | 6.8
2019 | 3 | 13 | 18 | 0 | 155 | 41 | 66 | 16.1 | 63.4 | 966.2 | 103 | 5.4
2019 | 3 | 13 | 19 | 0 | 2 | 2 | 2 | 14 | 73.3 | 967 | 91.7 | 4.7
2019 | 3 | 13 | 20 | 0 | 0 | 0 | 0 | 12.3 | 76.6 | 967.7 | 91.5 | 3.8
2019 | 3 | 13 | 21 | 0 | 0 | 0 | 0 | 11 | 83.5 | 968.5 | 89.8 | 4
2019 | 3 | 13 | 22 | 0 | 0 | 0 | 0 | 10.5 | 86.3 | 969.3 | 79.6 | 3.2
2019 | 3 | 13 | 23 | 0 | 0 | 0 | 0 | 10.1 | 83.1 | 969.7 | 73.8 | 3.1
2019 | 3 | 14 | 0 | 0 | 0 | 0 | 0 | 8.9 | 85.1 | 969.7 | 67.8 | 1.9
2019 | 3 | 14 | 1 | 0 | 0 | 0 | 0 | 8.7 | 80.6 | 969.9 | 65.8 | 0.8
2019 | 3 | 14 | 2 | 0 | 0 | 0 | 0 | 7.3 | 85.6 | 970.1 | 148.6 | 0.7
2019 | 3 | 14 | 3 | 0 | 0 | 0 | 0 | 6 | 86.7 | 969.9 | 114.4 | 0.3
2019 | 3 | 14 | 4 | 0 | 0 | 0 | 0 | 6.2 | 83.4 | 969.5 | 59.8 | 0.8
2019 | 3 | 14 | 5 | 0 | 0 | 0 | 0 | 6.6 | 79.7 | 969.4 | 20.1 | 1.8
2019 | 3 | 14 | 6 | 0 | 0 | 0 | 0 | 6.7 | 74.2 | 969.5 | 57.7 | 2.1
2019 | 3 | 14 | 7 | 0 | 155 | 10 | 21 | 6 | 75.3 | 970 | 39.9 | 1.6
2019 | 3 | 14 | 8 | 0 | 669 | 39 | 187 | 10 | 61.2 | 970.3 | 33.5 | 1.6
2019 | 3 | 14 | 9 | 0 | 871 | 52 | 408 | 13.1 | 50.8 | 970.6 | 86.2 | 1.2
2019 | 3 | 14 | 10 | 0 | 951 | 59 | 602 | 14.8 | 39.8 | 970.6 | 113.1 | 1.5
2019 | 3 | 14 | 11 | 0 | 990 | 64 | 750 | 16.1 | 35.3 | 970.4 | 181.5 | 1.1
2019 | 3 | 14 | 12 | 0 | 1003 | 68 | 835 | 17.4 | 33 | 970 | 158.4 | 1.6
2019 | 3 | 14 | 13 | 0 | 1003 | 69 | 856 | 18.3 | 32.9 | 969.1 | 246.1 | 3.5
2019 | 3 | 14 | 14 | 0 | 986 | 71 | 807 | 18.7 | 34.3 | 968.2 | 261.4 | 4.8
2019 | 3 | 14 | 15 | 0 | 954 | 69 | 696 | 18.2 | 37.7 | 967.9 | 261.3 | 5.5
2019 | 3 | 14 | 16 | 0 | 894 | 63 | 530 | 17.5 | 40.2 | 967.9 | 262.8 | 5.4
2019 | 3 | 14 | 17 | 0 | 783 | 52 | 327 | 16.6 | 43.1 | 967.8 | 260.8 | 5
2019 | 3 | 14 | 18 | 0 | 508 | 31 | 113 | 15.3 | 48.4 | 967.9 | 258.4 | 3.7
2019 | 3 | 14 | 19 | 0 | 9 | 2 | 3 | 13 | 60.2 | 968.3 | 242.3 | 2.2
2019 | 3 | 14 | 20 | 0 | 0 | 0 | 0 | 11.3 | 69.5 | 968.7 | 160.5 | 0.8
2019 | 3 | 14 | 21 | 0 | 0 | 0 | 0 | 10.3 | 70.9 | 968.9 | 12.4 | 0.6
2019 | 3 | 14 | 22 | 0 | 0 | 0 | 0 | 9 | 68.1 | 969.1 | 134.4 | 0.9
2019 | 3 | 14 | 23 | 0 | 0 | 0 | 0 | 8.4 | 73.2 | 969.4 | 244.5 | 1
2019 | 3 | 15 | 0 | 0 | 0 | 0 | 0 | 8 | 70.5 | 969.2 | 41.7 | 0.9
2019 | 3 | 15 | 1 | 0 | 0 | 0 | 0 | 7.6 | 66 | 968.9 | 40.9 | 0.8
2019 | 3 | 15 | 2 | 0 | 0 | 0 | 0 | 7.2 | 64.1 | 968.7 | 77 | 1.9
2019 | 3 | 15 | 3 | 0 | 0 | 0 | 0 | 8.6 | 60.2 | 968.1 | 62.4 | 1.7
2019 | 3 | 15 | 4 | 0 | 0 | 0 | 0 | 7 | 62 | 967.8 | 47.6 | 1.5
2019 | 3 | 15 | 5 | 0 | 0 | 0 | 0 | 7 | 54.8 | 967.7 | 52.1 | 1.2
2019 | 3 | 15 | 6 | 0 | 0 | 0 | 0 | 6.2 | 54.8 | 967.7 | 40.1 | 1
2019 | 3 | 15 | 7 | 0 | 189 | 10 | 23 | 7.3 | 49.7 | 968.1 | 98.6 | 0.8
2019 | 3 | 15 | 8 | 0 | 695 | 38 | 195 | 12.4 | 39.6 | 968.5 | 203 | 0.4
2019 | 3 | 15 | 9 | 0 | 876 | 52 | 414 | 17.2 | 30.2 | 968.7 | 160.6 | 0.4
2019 | 3 | 15 | 10 | 0 | 958 | 59 | 611 | 19.3 | 27.7 | 968.7 | 216.1 | 1.6
2019 | 3 | 15 | 11 | 0 | 1001 | 64 | 762 | 20.8 | 24.7 | 968.5 | 243.1 | 2.6
2019 | 3 | 15 | 12 | 0 | 1020 | 66 | 851 | 22.1 | 22.6 | 968.1 | 230.9 | 2.1
2019 | 3 | 15 | 13 | 0 | 1021 | 67 | 872 | 22.8 | 22 | 967.3 | 198.7 | 2.2
2019 | 3 | 15 | 14 | 0 | 1007 | 66 | 823 | 23.6 | 21.7 | 966.4 | 257.6 | 3.4
2019 | 3 | 15 | 15 | 0 | 974 | 65 | 709 | 24 | 21 | 965.9 | 245.3 | 3.9
2019 | 3 | 15 | 16 | 0 | 916 | 61 | 541 | 23.9 | 21.2 | 965.9 | 204.6 | 2
2019 | 3 | 15 | 17 | 0 | 800 | 52 | 334 | 22.8 | 22.2 | 965.8 | 268 | 3.8
2019 | 3 | 15 | 18 | 0 | 525 | 31 | 118 | 20.7 | 22.8 | 966.1 | 268.1 | 3.6
2019 | 3 | 15 | 19 | 0 | 10 | 2 | 2 | 17.8 | 25.1 | 966.6 | 234.3 | 2.3
2019 | 3 | 15 | 20 | 0 | 0 | 0 | 0 | 15.5 | 30.3 | 967.1 | 178.2 | 0.7
2019 | 3 | 15 | 21 | 0 | 0 | 0 | 0 | 14.2 | 31.2 | 967.5 | 40.3 | 1.2
2019 | 3 | 15 | 22 | 0 | 0 | 0 | 0 | 12.4 | 34.1 | 967.7 | 251.5 | 0.8
2019 | 3 | 15 | 23 | 0 | 0 | 0 | 0 | 11.5 | 36.9 | 967.6 | 103.8 | 1
2019 | 3 | 16 | 0 | 0 | 0 | 0 | 0 | 11.7 | 37.2 | 967.2 | 21.8 | 1.8
2019 | 3 | 16 | 1 | 0 | 0 | 0 | 0 | 10.4 | 39.5 | 966.8 | 89.4 | 1.3
2019 | 3 | 16 | 2 | 0 | 0 | 0 | 0 | 9.6 | 40.4 | 966.6 | 105.4 | 1
2019 | 3 | 16 | 3 | 0 | 0 | 0 | 0 | 9.4 | 40.8 | 965.9 | 36.2 | 1.1
2019 | 3 | 16 | 4 | 0 | 0 | 0 | 0 | 9.3 | 41.2 | 965.6 | 61.1 | 1.3
2019 | 3 | 16 | 5 | 0 | 0 | 0 | 0 | 7.9 | 44.6 | 965.6 | 45.2 | 1
2019 | 3 | 16 | 6 | 0 | 0 | 0 | 0 | 9.3 | 41.8 | 965.7 | 91 | 1.9
2019 | 3 | 16 | 7 | 0 | 198 | 11 | 26 | 8.4 | 44.1 | 965.9 | 73.4 | 0.4
2019 | 3 | 16 | 8 | 0 | 700 | 40 | 202 | 12.5 | 37.8 | 966.2 | 82.8 | 1.4
2019 | 3 | 16 | 9 | 0 | 880 | 52 | 422 | 17.1 | 31.1 | 966.2 | 113.3 | 0.9
2019 | 3 | 16 | 10 | 0 | 965 | 58 | 620 | 20.4 | 26.2 | 965.9 | 194.4 | 0.9
2019 | 3 | 16 | 11 | 0 | 1007 | 61 | 770 | 22.1 | 22.8 | 965.5 | 234.8 | 1.4
2019 | 3 | 16 | 12 | 0 | 1027 | 63 | 858 | 23 | 20.3 | 964.9 | 249.6 | 2.8
2019 | 3 | 16 | 13 | 0 | 1031 | 64 | 881 | 23.8 | 19.4 | 963.9 | 250.8 | 3.2
2019 | 3 | 16 | 14 | 0 | 1021 | 63 | 833 | 24 | 19.5 | 962.9 | 246.1 | 5.4
2019 | 3 | 16 | 15 | 0 | 988 | 62 | 718 | 24.1 | 19.8 | 962.2 | 255 | 5.9
2019 | 3 | 16 | 16 | 0 | 924 | 58 | 547 | 23.8 | 19.9 | 961.8 | 257.5 | 6
2019 | 3 | 16 | 17 | 0 | 806 | 50 | 339 | 22.8 | 21 | 961.7 | 263.6 | 5.6
2019 | 3 | 16 | 18 | 0 | 522 | 32 | 121 | 21.4 | 23 | 961.6 | 282.9 | 4.4
2019 | 3 | 16 | 19 | 0 | 17 | 3 | 3 | 18.6 | 25.4 | 961.7 | 293.9 | 3.6
2019 | 3 | 16 | 20 | 0 | 0 | 0 | 0 | 15.5 | 33.7 | 962.1 | 237.8 | 2.1
2019 | 3 | 16 | 21 | 0 | 0 | 0 | 0 | 13.4 | 38 | 962.4 | 252.8 | 1
2019 | 3 | 16 | 22 | 0 | 0 | 0 | 0 | 12.3 | 40.8 | 962.7 | 211.6 | 0.3
2019 | 3 | 16 | 23 | 0 | 0 | 0 | 0 | 11.3 | 39.6 | 962.3 | 173.7 | 0.2
2019 | 3 | 17 | 0 | 0 | 0 | 0 | 0 | 10.3 | 42 | 961.8 | 133.5 | 0.7
2019 | 3 | 17 | 1 | 0 | 0 | 0 | 0 | 10.3 | 39.5 | 961.3 | 9.3 | 1
2019 | 3 | 17 | 2 | 0 | 0 | 0 | 0 | 10 | 40.6 | 960.7 | 3.5 | 0.7
2019 | 3 | 17 | 3 | 0 | 0 | 0 | 0 | 10.3 | 41.3 | 959.9 | 6.4 | 1.6
2019 | 3 | 17 | 4 | 0 | 0 | 0 | 0 | 10.8 | 38.5 | 959.6 | 18.9 | 2.6
2019 | 3 | 17 | 5 | 0 | 0 | 0 | 0 | 10.8 | 37.9 | 959.6 | 17.1 | 2.4
2019 | 3 | 17 | 6 | 0 | 0 | 0 | 0 | 10 | 38.5 | 959.8 | 38.1 | 1.7
2019 | 3 | 17 | 7 | 0 | 203 | 11 | 28 | 9.7 | 38.1 | 960.1 | 23.7 | 2.1
2019 | 3 | 17 | 8 | 0 | 720 | 39 | 210 | 14.1 | 31.4 | 960.6 | 22.1 | 1.5
2019 | 3 | 17 | 9 | 0 | 897 | 53 | 434 | 18.9 | 28.2 | 960.7 | 204.3 | 0.7
2019 | 3 | 17 | 10 | 0 | 971 | 61 | 632 | 21.8 | 25 | 960.6 | 208.1 | 2.7
2019 | 3 | 17 | 11 | 0 | 989 | 69 | 771 | 23.9 | 20.9 | 960.1 | 186.9 | 1.7
2019 | 3 | 17 | 12 | 0 | 1001 | 75 | 856 | 25.4 | 16.3 | 959.6 | 260.5 | 4.7
2019 | 3 | 17 | 13 | 0 | 1006 | 74 | 877 | 25.5 | 17.7 | 959 | 290.5 | 4.1
2019 | 3 | 17 | 14 | 0 | 980 | 76 | 821 | 25.6 | 19.5 | 958.3 | 290.5 | 4.7
2019 | 3 | 17 | 15 | 0 | 952 | 74 | 711 | 25.9 | 20.3 | 957.6 | 260.5 | 5.2
2019 | 3 | 17 | 16 | 0 | 909 | 65 | 549 | 25.8 | 17.2 | 957.3 | 338.1 | 6
2019 | 3 | 17 | 17 | 0 | 786 | 59 | 343 | 24.9 | 17.1 | 957.3 | 322.1 | 5.8
2019 | 3 | 17 | 18 | 0 | 501 | 39 | 125 | 23.4 | 17.6 | 957.8 | 333.7 | 4.7
2019 | 3 | 17 | 19 | 0 | 13 | 3 | 3 | 20.7 | 19.7 | 958.3 | 297.2 | 2.2
2019 | 3 | 17 | 20 | 0 | 0 | 0 | 0 | 18.4 | 20.9 | 958.8 | 299.6 | 1.7
2019 | 3 | 17 | 21 | 0 | 0 | 0 | 0 | 17.1 | 22.6 | 959.3 | 214.6 | 1.3
2019 | 3 | 17 | 22 | 0 | 0 | 0 | 0 | 14.4 | 25.8 | 959.7 | 107.4 | 1.3
2019 | 3 | 17 | 23 | 0 | 0 | 0 | 0 | 13.6 | 26.9 | 959.8 | 35 | 1.2
2019 | 3 | 18 | 0 | 0 | 0 | 0 | 0 | 13.6 | 28.5 | 959.8 | 26.3 | 1.8
2019 | 3 | 18 | 1 | 0 | 0 | 0 | 0 | 12.8 | 31.1 | 959.7 | 52.8 | 1.7
2019 | 3 | 18 | 2 | 0 | 0 | 0 | 0 | 12.6 | 33 | 959.5 | 20.3 | 2
2019 | 3 | 18 | 3 | 0 | 0 | 0 | 0 | 11.4 | 50 | 959.9 | 75.1 | 3.7
2019 | 3 | 18 | 4 | 0 | 0 | 0 | 0 | 11.4 | 71 | 960.7 | 60.1 | 3.6
2019 | 3 | 18 | 5 | 0 | 0 | 0 | 0 | 10.8 | 75.6 | 961.1 | 53.2 | 2.5
2019 | 3 | 18 | 6 | 0 | 0 | 0 | 0 | 10 | 78.2 | 961.5 | 73 | 3.2
2019 | 3 | 18 | 7 | 0 | 72 | 16 | 24 | 9 | 76.7 | 962 | 93.9 | 4
2019 | 3 | 18 | 8 | 0 | 442 | 73 | 183 | 11.2 | 67.1 | 962.7 | 90.2 | 4.3
2019 | 3 | 18 | 9 | 0 | 435 | 195 | 375 | 13.6 | 60 | 963.3 | 62 | 6
2019 | 3 | 18 | 10 | 0 | 338 | 240 | 449 | 14.2 | 59.1 | 964 | 65.6 | 6.2
2019 | 3 | 18 | 11 | 0 | 652 | 224 | 694 | 15.6 | 53.8 | 964 | 76.4 | 6.8
2019 | 3 | 18 | 12 | 0 | 446 | 301 | 662 | 14.9 | 59.6 | 964.1 | 84.4 | 8
2019 | 3 | 18 | 13 | 0 | 798 | 268 | 917 | 16.2 | 55.8 | 963.8 | 95.2 | 7.8
2019 | 3 | 18 | 14 | 0 | 208 | 322 | 492 | 15.5 | 56.4 | 963.3 | 92.9 | 7.8
2019 | 3 | 18 | 15 | 0 | 312 | 328 | 546 | 15.6 | 57 | 963 | 97.8 | 7.7
2019 | 3 | 18 | 16 | 0 | 36 | 204 | 225 | 14.3 | 63.9 | 963 | 95 | 7.3
2019 | 3 | 18 | 17 | 0 | 1 | 155 | 157 | 13.2 | 67.4 | 963.3 | 93 | 6.9
2019 | 3 | 18 | 18 | 0 | 0 | 36 | 37 | 12.1 | 69.7 | 964.1 | 87 | 5.7
2019 | 3 | 18 | 19 | 0 | 0 | 1 | 1 | 11.4 | 70.4 | 964.7 | 85.8 | 5.6
2019 | 3 | 18 | 20 | 0 | 0 | 0 | 0 | 11.1 | 68.2 | 965.2 | 78.9 | 4.6
2019 | 3 | 18 | 21 | 0 | 0 | 0 | 0 | 10.8 | 70.9 | 965.8 | 79.6 | 3.7
2019 | 3 | 18 | 22 | 0 | 0 | 0 | 0 | 10.8 | 73.5 | 966.1 | 71.6 | 2.8
2019 | 3 | 18 | 23 | 0 | 0 | 0 | 0 | 10.6 | 71.9 | 966.2 | 50.5 | 2.8
2019 | 3 | 19 | 0 | 0 | 0 | 0 | 0 | 10.5 | 75.5 | 965.9 | 55.5 | 2.7
2019 | 3 | 19 | 1 | 0 | 0 | 0 | 0 | 10.3 | 77.9 | 965.6 | 88.7 | 2.4
2019 | 3 | 19 | 2 | 0 | 0 | 0 | 0 | 10.3 | 79.7 | 965.2 | 100.1 | 2.2
2019 | 3 | 19 | 3 | 0 | 0 | 0 | 0 | 10.2 | 80.2 | 964.6 | 97.6 | 2.2
2019 | 3 | 19 | 4 | 0 | 0 | 0 | 0 | 10.2 | 80.1 | 964.1 | 101.9 | 1.8
2019 | 3 | 19 | 5 | 0 | 0 | 0 | 0 | 10.1 | 80.5 | 963.9 | 91.2 | 1.5
2019 | 3 | 19 | 6 | 0 | 0 | 0 | 0 | 10.1 | 78.6 | 963.9 | 97.6 | 1.5
2019 | 3 | 19 | 7 | 0 | 0 | 12 | 12 | 10 | 79.4 | 963.9 | 104.3 | 1.3
2019 | 3 | 19 | 8 | 0 | 27 | 103 | 112 | 10.5 | 79.8 | 964 | 137.7 | 1.2
2019 | 3 | 19 | 9 | 0 | 15 | 203 | 213 | 11.2 | 76.2 | 963.9 | 216.8 | 2.1
2019 | 3 | 19 | 10 | 0 | 0 | 276 | 280 | 12.2 | 70.1 | 964 | 137.4 | 1.2
2019 | 3 | 19 | 11 | 0 | 6 | 387 | 398 | 13.4 | 60.7 | 963.7 | 103.8 | 2.1
2019 | 3 | 19 | 12 | 0 | 69 | 434 | 499 | 14.6 | 55.9 | 963.3 | 120.8 | 3.7
2019 | 3 | 19 | 13 | 0 | 140 | 375 | 499 | 14.7 | 55 | 962.9 | 106.1 | 5.6
2019 | 3 | 19 | 14 | 0 | 296 | 347 | 581 | 15.4 | 50.9 | 962.2 | 113.7 | 4
2019 | 3 | 19 | 15 | 0 | 14 | 212 | 225 | 15.4 | 48.5 | 961.9 | 102 | 4
2019 | 3 | 19 | 16 | 0 | 1 | 122 | 125 | 13.7 | 59.3 | 962.5 | 112.3 | 5.7
2019 | 3 | 19 | 17 | 0 | 93 | 104 | 141 | 12.7 | 63.9 | 962.9 | 105.1 | 5.7
2019 | 3 | 19 | 18 | 0 | 69 | 63 | 78 | 11.7 | 63.6 | 964 | 92.4 | 6.3
2019 | 3 | 19 | 19 | 0 | 0 | 2 | 2 | 10 | 71.9 | 965.1 | 88.9 | 5.1
2019 | 3 | 19 | 20 | 0 | 0 | 0 | 0 | 9.2 | 76.1 | 965.8 | 87.8 | 5.1
2019 | 3 | 19 | 21 | 0 | 0 | 0 | 0 | 8.8 | 78.9 | 966.5 | 97.2 | 4.3
2019 | 3 | 19 | 22 | 0 | 0 | 0 | 0 | 8.3 | 77.9 | 967.1 | 94.2 | 3
2019 | 3 | 19 | 23 | 0 | 0 | 0 | 0 | 8.4 | 76.9 | 967.5 | 88.2 | 3
2019 | 3 | 20 | 0 | 0 | 0 | 0 | 0 | 7 | 81.3 | 967.4 | 92.7 | 2.1
2019 | 3 | 20 | 1 | 0 | 0 | 0 | 0 | 6.3 | 83.1 | 967.3 | 94.7 | 2.6
2019 | 3 | 20 | 2 | 0 | 0 | 0 | 0 | 6.7 | 78.6 | 967.1 | 119 | 2.7
2019 | 3 | 20 | 3 | 0 | 0 | 0 | 0 | 6.4 | 74.6 | 966.5 | 88.9 | 2.1
2019 | 3 | 20 | 4 | 0 | 0 | 0 | 0 | 5.9 | 72.9 | 966.2 | 124 | 1.3
2019 | 3 | 20 | 5 | 0 | 0 | 0 | 0 | 5.5 | 72.9 | 966.2 | 86.5 | 0.9
2019 | 3 | 20 | 6 | 0 | 0 | 0 | 0 | 6.1 | 69.6 | 966.3 | 74.9 | 1.2
2019 | 3 | 20 | 7 | 0 | 207 | 16 | 36 | 6.3 | 68 | 967 | 70.8 | 2.1
2019 | 3 | 20 | 8 | 0 | 682 | 50 | 223 | 8.5 | 62.4 | 967.6 | 83 | 2.7
2019 | 3 | 20 | 9 | 0 | 839 | 95 | 465 | 10.7 | 52.5 | 968 | 89.7 | 5.7
2019 | 3 | 20 | 10 | 0 | 755 | 113 | 563 | 11.9 | 45.9 | 968.2 | 85.7 | 5.3
2019 | 3 | 20 | 11 | 0 | 628 | 238 | 699 | 12.8 | 43.4 | 968 | 89.8 | 5.7
2019 | 3 | 20 | 12 | 0 | 708 | 263 | 828 | 14.1 | 42.1 | 967.7 | 90.7 | 6.4
2019 | 3 | 20 | 13 | 0 | 187 | 339 | 500 | 13.2 | 45.8 | 967.4 | 86.1 | 6.6
2019 | 3 | 20 | 14 | 0 | 555 | 346 | 780 | 12.5 | 55.2 | 967 | 100.2 | 8.1
2019 | 3 | 20 | 15 | 0 | 548 | 305 | 680 | 12.9 | 53.7 | 966.5 | 97.8 | 7.1
2019 | 3 | 20 | 16 | 0 | 611 | 202 | 544 | 13.4 | 47.4 | 966.2 | 94.5 | 7.1
2019 | 3 | 20 | 17 | 0 | 179 | 118 | 198 | 11.7 | 52.4 | 966.5 | 96.6 | 7.4
2019 | 3 | 20 | 18 | 0 | 103 | 55 | 77 | 9.7 | 64.3 | 967.3 | 84.9 | 6.1
2019 | 3 | 20 | 19 | 0 | 0 | 2 | 2 | 8.8 | 70.9 | 967.8 | 88 | 5
2019 | 3 | 20 | 20 | 0 | 0 | 0 | 0 | 8.3 | 71.8 | 968.5 | 82.1 | 4.5
2019 | 3 | 20 | 21 | 0 | 0 | 0 | 0 | 8.3 | 68.9 | 969 | 67.6 | 4.6
2019 | 3 | 20 | 22 | 0 | 0 | 0 | 0 | 7.6 | 68.9 | 969.3 | 56.4 | 2.3
2019 | 3 | 20 | 23 | 0 | 0 | 0 | 0 | 6.2 | 75 | 969.1 | 104.9 | 1.3
2019 | 3 | 21 | 0 | 0 | 0 | 0 | 0 | 5.1 | 78.9 | 968.8 | 85.5 | 1.9
2019 | 3 | 21 | 1 | 0 | 0 | 0 | 0 | 4.9 | 76.2 | 968.4 | 52.6 | 1
2019 | 3 | 21 | 2 | 0 | 0 | 0 | 0 | 3.5 | 82.2 | 967.9 | 118.8 | 1.5
2019 | 3 | 21 | 3 | 0 | 0 | 0 | 0 | 7.1 | 57.7 | 967.2 | 55.8 | 4
2019 | 3 | 21 | 4 | 0 | 0 | 0 | 0 | 7.8 | 55.4 | 966.7 | 45.6 | 5.1
2019 | 3 | 21 | 5 | 0 | 0 | 0 | 0 | 7.6 | 55.2 | 966.7 | 38.8 | 3.7
2019 | 3 | 21 | 6 | 0 | 0 | 0 | 0 | 7.8 | 48.8 | 966.7 | 38.6 | 4.2
2019 | 3 | 21 | 7 | 0 | 192 | 16 | 36 | 8.1 | 45.7 | 967.1 | 37.3 | 3.9
2019 | 3 | 21 | 8 | 0 | 688 | 47 | 225 | 9.4 | 42.4 | 967.7 | 37.3 | 4.1
2019 | 3 | 21 | 9 | 0 | 853 | 66 | 446 | 10.5 | 39.4 | 967.9 | 48 | 6.6
2019 | 3 | 21 | 10 | 0 | 791 | 114 | 591 | 11.2 | 41.5 | 968.3 | 60 | 6.7
2019 | 3 | 21 | 11 | 0 | 271 | 240 | 437 | 11.5 | 42.5 | 968.1 | 59.3 | 6
2019 | 3 | 21 | 12 | 0 | 232 | 347 | 540 | 12.5 | 38.6 | 967.7 | 73.2 | 6.4
2019 | 3 | 21 | 13 | 0 | 31 | 287 | 320 | 12.5 | 39.8 | 967.3 | 71.6 | 5.9
2019 | 3 | 21 | 14 | 0 | 360 | 278 | 565 | 13.3 | 41.3 | 966.7 | 84.5 | 6.4
2019 | 3 | 21 | 15 | 0 | 176 | 282 | 413 | 13.2 | 42.8 | 966.5 | 87.1 | 6.8
2019 | 3 | 21 | 16 | 0 | 737 | 159 | 563 | 13.7 | 42.6 | 966.3 | 88.5 | 5.9
2019 | 3 | 21 | 17 | 0 | 427 | 95 | 240 | 12.9 | 47.2 | 966.1 | 88.5 | 5.8
2019 | 3 | 21 | 18 | 0 | 423 | 47 | 126 | 11.9 | 51.7 | 966.4 | 98.4 | 6.2
2019 | 3 | 21 | 19 | 0 | 17 | 4 | 5 | 10 | 57.7 | 966.8 | 91.5 | 4.9
2019 | 3 | 21 | 20 | 0 | 0 | 0 | 0 | 9 | 64.9 | 967.6 | 82.2 | 3.5
2019 | 3 | 21 | 21 | 0 | 0 | 0 | 0 | 9.2 | 70.4 | 968.2 | 66.5 | 2.8
2019 | 3 | 21 | 22 | 0 | 0 | 0 | 0 | 9.5 | 70.6 | 968.5 | 68.5 | 2.8
2019 | 3 | 21 | 23 | 0 | 0 | 0 | 0 | 8.8 | 69.1 | 968.3 | 83.8 | 3.7
2019 | 3 | 22 | 0 | 0 | 0 | 0 | 0 | 7.9 | 70.9 | 968.1 | 85.6 | 2.8
2019 | 3 | 22 | 1 | 0 | 0 | 0 | 0 | 6.9 | 73.3 | 967.7 | 92.6 | 3.8
2019 | 3 | 22 | 2 | 0 | 0 | 0 | 0 | 6.6 | 74.9 | 967.5 | 98.7 | 1.9
2019 | 3 | 22 | 3 | 0 | 0 | 0 | 0 | 5.1 | 78.3 | 967.1 | 75.1 | 0.6
2019 | 3 | 22 | 4 | 0 | 0 | 0 | 0 | 4.7 | 79.1 | 966.8 | 56.1 | 1.2
2019 | 3 | 22 | 5 | 0 | 0 | 0 | 0 | 5.4 | 67.2 | 966.9 | 87 | 3.4
2019 | 3 | 22 | 6 | 0 | 0 | 0 | 0 | 7.4 | 49.8 | 967.1 | 70.3 | 2.8
2019 | 3 | 22 | 7 | 0 | 34 | 20 | 25 | 7.7 | 49.5 | 967.4 | 47.9 | 2.7
2019 | 3 | 22 | 8 | 0 | 454 | 84 | 208 | 8.5 | 49.7 | 967.6 | 120.4 | 2.5
2019 | 3 | 22 | 9 | 0 | 689 | 137 | 451 | 11.2 | 43.7 | 967.9 | 104.8 | 3.9
2019 | 3 | 22 | 10 | 0 | 721 | 134 | 580 | 12.3 | 39.1 | 968.1 | 89.2 | 4.9
2019 | 3 | 22 | 11 | 0 | 883 | 130 | 779 | 13.5 | 39.6 | 967.9 | 95.8 | 5.9
2019 | 3 | 22 | 12 | 0 | 903 | 134 | 862 | 14.4 | 41.1 | 967.5 | 87.2 | 6
2019 | 3 | 22 | 13 | 0 | 892 | 149 | 883 | 15.3 | 38.3 | 967 | 89.1 | 6.1
2019 | 3 | 22 | 14 | 0 | 855 | 173 | 844 | 16.4 | 37.1 | 966.3 | 97.9 | 5.5
2019 | 3 | 22 | 15 | 0 | 743 | 168 | 681 | 16.6 | 39.7 | 965.9 | 109.5 | 5.8
2019 | 3 | 22 | 16 | 0 | 693 | 164 | 549 | 16.3 | 41.3 | 965.8 | 104.2 | 6.5
2019 | 3 | 22 | 17 | 0 | 378 | 130 | 282 | 15.5 | 43.9 | 965.8 | 103.9 | 6.3
2019 | 3 | 22 | 18 | 0 | 198 | 59 | 99 | 13.6 | 49.1 | 966.3 | 101.6 | 5.9
2019 | 3 | 22 | 19 | 0 | 1 | 4 | 5 | 11.8 | 57.2 | 966.9 | 102.3 | 4.1
2019 | 3 | 22 | 20 | 0 | 0 | 0 | 0 | 11.2 | 60.8 | 967.3 | 112.9 | 3
2019 | 3 | 22 | 21 | 0 | 0 | 0 | 0 | 10.9 | 62.1 | 967.7 | 81.4 | 3.6
2019 | 3 | 22 | 22 | 0 | 0 | 0 | 0 | 10.2 | 64.3 | 967.9 | 79.6 | 3.3
2019 | 3 | 22 | 23 | 0 | 0 | 0 | 0 | 9.7 | 66.4 | 967.7 | 88.3 | 2.8
2019 | 3 | 23 | 0 | 0 | 0 | 0 | 0 | 9 | 68.2 | 967.6 | 85.3 | 2.5
2019 | 3 | 23 | 1 | 0 | 0 | 0 | 0 | 8.7 | 67.6 | 967.2 | 77.7 | 2.1
2019 | 3 | 23 | 2 | 0 | 0 | 0 | 0 | 8.6 | 66.8 | 967.1 | 69.5 | 1
2019 | 3 | 23 | 3 | 0 | 0 | 0 | 0 | 8.6 | 66.5 | 966.6 | 315.7 | 0.9
2019 | 3 | 23 | 4 | 0 | 0 | 0 | 0 | 7.3 | 69.4 | 966.4 | 77.2 | 0.7
2019 | 3 | 23 | 5 | 0 | 0 | 0 | 0 | 6.8 | 71.5 | 966.3 | 45 | 1
2019 | 3 | 23 | 6 | 0 | 0 | 0 | 0 | 7.3 | 70.4 | 966.3 | 72.7 | 2.1
2019 | 3 | 23 | 7 | 0 | 127 | 21 | 36 | 7.3 | 72.1 | 966.5 | 69.6 | 1
2019 | 3 | 23 | 8 | 0 | 549 | 68 | 218 | 10.5 | 68.4 | 966.6 | 87.8 | 2.7
2019 | 3 | 23 | 9 | 0 | 659 | 99 | 405 | 13 | 55.1 | 966.7 | 73.7 | 6
2019 | 3 | 23 | 10 | 0 | 435 | 257 | 522 | 14.1 | 47.8 | 966.7 | 72.2 | 6.5
2019 | 3 | 23 | 11 | 0 | 313 | 321 | 564 | 14.5 | 49.3 | 966.8 | 87.2 | 6.5
2019 | 3 | 23 | 12 | 0 | 377 | 279 | 589 | 15 | 51.3 | 966.5 | 81.5 | 7.3
2019 | 3 | 23 | 13 | 0 | 76 | 397 | 468 | 12.1 | 69.7 | 966.7 | 80.2 | 7.4
2019 | 3 | 23 | 14 | 0 | 307 | 451 | 709 | 13.4 | 59.8 | 966.2 | 65.9 | 6.1
2019 | 3 | 23 | 15 | 0 | 13 | 255 | 269 | 12.6 | 63.1 | 965.6 | 57.8 | 5.4
2019 | 3 | 23 | 16 | 0 | 4 | 130 | 134 | 12.6 | 64.6 | 965.2 | 69.4 | 5.3
2019 | 3 | 23 | 17 | 0 | 0 | 45 | 45 | 11.6 | 70.1 | 965.1 | 61.7 | 5
2019 | 3 | 23 | 18 | 0 | 0 | 53 | 54 | 11.7 | 69.8 | 965.1 | 67.4 | 4.6
2019 | 3 | 23 | 19 | 0 | 0 | 3 | 3 | 11.5 | 68.6 | 965.4 | 66.9 | 4.1
2019 | 3 | 23 | 20 | 0 | 0 | 0 | 0 | 11.3 | 68 | 965.4 | 70.9 | 3.6
2019 | 3 | 23 | 21 | 0 | 0 | 0 | 0 | 11.2 | 66.8 | 965.7 | 68.5 | 3.9
2019 | 3 | 23 | 22 | 0 | 0 | 0 | 0 | 11.2 | 66.7 | 965.7 | 71.9 | 3.1
2019 | 3 | 23 | 23 | 0 | 0 | 0 | 0 | 9.5 | 73.7 | 965.5 | 89.7 | 2.5
2019 | 3 | 24 | 0 | 0 | 0 | 0 | 0 | 8.1 | 80.5 | 965.1 | 93.3 | 1.9
2019 | 3 | 24 | 1 | 0 | 0 | 0 | 0 | 9.9 | 71.5 | 964.9 | 66.2 | 3.5
2019 | 3 | 24 | 2 | 0 | 0 | 0 | 0 | 10.5 | 68.7 | 964.7 | 66.6 | 3.6
2019 | 3 | 24 | 3 | 0 | 0 | 0 | 0 | 10.6 | 68.6 | 964.4 | 67.4 | 3.7
2019 | 3 | 24 | 4 | 0 | 0 | 0 | 0 | 10.4 | 67.4 | 964.2 | 76.3 | 3.1
2019 | 3 | 24 | 5 | 0 | 0 | 0 | 0 | 10.4 | 66.3 | 964.3 | 88.3 | 2.9
2019 | 3 | 24 | 6 | 0 | 0 | 0 | 0 | 9.2 | 70.3 | 964.2 | 103.7 | 2.7
2019 | 3 | 24 | 7 | 0 | 9 | 29 | 30 | 10.4 | 65.4 | 964.2 | 97.7 | 3.3
2019 | 3 | 24 | 8 | 0 | 50 | 113 | 125 | 12.6 | 54 | 964.4 | 78 | 4.7
2019 | 3 | 24 | 9 | 0 | 0 | 116 | 118 | 13 | 54.1 | 964.7 | 93 | 5.6
2019 | 3 | 24 | 10 | 0 | 30 | 218 | 243 | 13.9 | 53.3 | 965.6 | 101.1 | 5.4
2019 | 3 | 24 | 11 | 0 | 8 | 280 | 292 | 15 | 52.5 | 965.6 | 103.8 | 5.5
2019 | 3 | 24 | 12 | 0 | 83 | 458 | 537 | 16.2 | 49.9 | 965.1 | 85.6 | 6.1
2019 | 3 | 24 | 13 | 0 | 2 | 377 | 387 | 16.5 | 48.9 | 964.5 | 87.1 | 6.1
2019 | 3 | 24 | 14 | 0 | 1 | 178 | 181 | 16 | 50 | 963.8 | 87.4 | 7
2019 | 3 | 24 | 15 | 0 | 4 | 260 | 267 | 16 | 51.3 | 963.6 | 86.5 | 6.4
2019 | 3 | 24 | 16 | 0 | 16 | 244 | 256 | 16.2 | 50.2 | 963.4 | 89.3 | 6
2019 | 3 | 24 | 17 | 0 | 3 | 140 | 143 | 15.7 | 50.5 | 963.4 | 93.7 | 5.6
2019 | 3 | 24 | 18 | 0 | 0 | 51 | 52 | 14.8 | 53.3 | 963.4 | 100.9 | 4.9
2019 | 3 | 24 | 19 | 0 | 0 | 4 | 4 | 13.2 | 64.3 | 963.5 | 96.9 | 3.8
2019 | 3 | 24 | 20 | 0 | 0 | 0 | 0 | 11.9 | 71.1 | 963.8 | 95.9 | 3.3
2019 | 3 | 24 | 21 | 0 | 0 | 0 | 0 | 11.7 | 72 | 964 | 95.4 | 3.2
2019 | 3 | 24 | 22 | 0 | 0 | 0 | 0 | 11.4 | 71.7 | 964.1 | 104 | 1.7
2019 | 3 | 24 | 23 | 0 | 0 | 0 | 0 | 11.4 | 67.7 | 963.9 | 127.5 | 0.8
2019 | 3 | 25 | 0 | 0 | 0 | 0 | 0 | 11.2 | 64.8 | 963.5 | 85.2 | 1.4
2019 | 3 | 25 | 1 | 0 | 0 | 0 | 0 | 11.5 | 60.2 | 963.1 | 105.1 | 2.3
2019 | 3 | 25 | 2 | 0 | 0 | 0 | 0 | 11.3 | 58.4 | 962.7 | 83.5 | 1.6
2019 | 3 | 25 | 3 | 0 | 0 | 0 | 0 | 10.7 | 58.5 | 962.5 | 66.6 | 1.4
2019 | 3 | 25 | 4 | 0 | 0 | 0 | 0 | 10.4 | 57.2 | 962 | 67.1 | 1.6
2019 | 3 | 25 | 5 | 0 | 0 | 0 | 0 | 9.6 | 58.3 | 961.7 | 72.7 | 1.9
2019 | 3 | 25 | 6 | 0 | 0 | 0 | 0 | 9.7 | 56.6 | 961.7 | 58.5 | 1.7
2019 | 3 | 25 | 7 | 0 | 177 | 36 | 57 | 10.5 | 53.9 | 962 | 74.9 | 1.9
2019 | 3 | 25 | 8 | 0 | 590 | 70 | 236 | 13.4 | 47.1 | 962.3 | 104.9 | 2.6
2019 | 3 | 25 | 9 | 0 | 770 | 87 | 447 | 16.3 | 41.6 | 962.3 | 106.9 | 5.1
2019 | 3 | 25 | 10 | 0 | 856 | 98 | 637 | 17.5 | 40.5 | 962.4 | 91.8 | 6.2
2019 | 3 | 25 | 11 | 0 | 903 | 55 | 767 | 18.3 | 40.7 | 962.2 | 87.3 | 6
2019 | 3 | 25 | 12 | 0 | 924 | 75 | 741 | 19 | 38.3 | 961.7 | 82.8 | 5.4
2019 | 3 | 25 | 13 | 0 | 929 | 108 | 871 | 20.1 | 37.6 | 960.9 | 91.4 | 6.1
2019 | 3 | 25 | 14 | 0 | 912 | 111 | 824 | 20.2 | 38.3 | 960 | 103.9 | 6.6
2019 | 3 | 25 | 15 | 0 | 876 | 105 | 711 | 20.2 | 39 | 959.3 | 97.6 | 7.4
2019 | 3 | 25 | 16 | 0 | 820 | 95 | 551 | 19.6 | 41 | 958.8 | 99.2 | 7.7
2019 | 3 | 25 | 17 | 0 | 696 | 79 | 349 | 18.7 | 42.8 | 958.7 | 98.6 | 7.2
2019 | 3 | 25 | 18 | 0 | 398 | 55 | 135 | 16.6 | 47.7 | 958.9 | 98.2 | 7.2
2019 | 3 | 25 | 19 | 0 | 26 | 6 | 8 | 14.5 | 50.4 | 959.4 | 98.5 | 5.1
2019 | 3 | 25 | 20 | 0 | 0 | 0 | 0 | 12.5 | 50.8 | 959.8 | 91.9 | 3.4
2019 | 3 | 25 | 21 | 0 | 0 | 0 | 0 | 11.4 | 54.8 | 960 | 104.3 | 3.8
2019 | 3 | 25 | 22 | 0 | 0 | 0 | 0 | 10.4 | 56.6 | 960.1 | 90.2 | 3.4
2019 | 3 | 25 | 23 | 0 | 0 | 0 | 0 | 10.6 | 54.9 | 960.1 | 38.9 | 1.9
2019 | 3 | 26 | 0 | 0 | 0 | 0 | 0 | 10.1 | 58.8 | 959.7 | 11.8 | 1.6
2019 | 3 | 26 | 1 | 0 | 0 | 0 | 0 | 10.1 | 58.8 | 959.4 | 45.6 | 2.3
2019 | 3 | 26 | 2 | 0 | 0 | 0 | 0 | 10.9 | 58.3 | 959.1 | 60.6 | 3.4
2019 | 3 | 26 | 3 | 0 | 0 | 0 | 0 | 10.9 | 58.3 | 958.8 | 55.4 | 3.8
2019 | 3 | 26 | 4 | 0 | 0 | 0 | 0 | 10.1 | 57.9 | 958.3 | 63.2 | 3
2019 | 3 | 26 | 5 | 0 | 0 | 0 | 0 | 9.4 | 58.2 | 957.9 | 46.9 | 2.9
2019 | 3 | 26 | 6 | 0 | 0 | 0 | 0 | 9.8 | 52.6 | 958.2 | 54.9 | 3.3
2019 | 3 | 26 | 7 | 0 | 38 | 46 | 52 | 10.1 | 50.3 | 958.7 | 76.9 | 3.1
2019 | 3 | 26 | 8 | 0 | 233 | 122 | 193 | 13.6 | 37.3 | 959.1 | 89.7 | 4.5
2019 | 3 | 26 | 9 | 0 | 275 | 200 | 323 | 16.1 | 28.5 | 959.4 | 71.5 | 6.9
2019 | 3 | 26 | 10 | 0 | 69 | 301 | 348 | 16 | 30.4 | 959.9 | 73.3 | 7.6
2019 | 3 | 26 | 11 | 0 | 312 | 412 | 654 | 16.6 | 33.6 | 960.1 | 70.4 | 8.1
2019 | 3 | 26 | 12 | 0 | 377 | 439 | 754 | 18.1 | 35 | 959.9 | 78.2 | 9.8
2019 | 3 | 26 | 13 | 0 | 565 | 432 | 906 | 18.1 | 42.7 | 959.6 | 81.9 | 10.7
2019 | 3 | 26 | 14 | 0 | 437 | 398 | 746 | 17.5 | 49.6 | 959.3 | 81.2 | 9.7
2019 | 3 | 26 | 15 | 0 | 479 | 396 | 738 | 16.9 | 54.6 | 959.2 | 83.6 | 9.9
2019 | 3 | 26 | 16 | 0 | 191 | 312 | 428 | 15.8 | 59.7 | 959.4 | 80.9 | 9.2
2019 | 3 | 26 | 17 | 0 | 12 | 142 | 148 | 14.1 | 67.9 | 959.5 | 82.2 | 9
2019 | 3 | 26 | 18 | 0 | 0 | 69 | 70 | 13.2 | 72.5 | 959.6 | 87.4 | 8.9
2019 | 3 | 26 | 19 | 0 | 0 | 3 | 3 | 12.5 | 72.4 | 960.1 | 87.8 | 8.4
2019 | 3 | 26 | 20 | 0 | 0 | 0 | 0 | 12.6 | 62.8 | 960.8 | 64.6 | 7.6
2019 | 3 | 26 | 21 | 0 | 0 | 0 | 0 | 12.4 | 52.2 | 961.4 | 57.5 | 7.3
2019 | 3 | 26 | 22 | 0 | 0 | 0 | 0 | 11.2 | 55.6 | 962.4 | 79 | 5.6
2019 | 3 | 26 | 23 | 0 | 0 | 0 | 0 | 10.3 | 53.8 | 962.9 | 71.2 | 6.8
2019 | 3 | 27 | 0 | 0 | 0 | 0 | 0 | 9.7 | 60.3 | 963.6 | 57.5 | 7.6
2019 | 3 | 27 | 1 | 0 | 0 | 0 | 0 | 9.7 | 57.8 | 963.6 | 47.1 | 8.1
2019 | 3 | 27 | 2 | 0 | 0 | 0 | 0 | 9.9 | 52.3 | 963.4 | 39.8 | 7.9
2019 | 3 | 27 | 3 | 0 | 0 | 0 | 0 | 9.5 | 52.4 | 963.5 | 45.4 | 6.7
2019 | 3 | 27 | 4 | 0 | 0 | 0 | 0 | 9.4 | 52.7 | 963.1 | 40.6 | 7.5
2019 | 3 | 27 | 5 | 0 | 0 | 0 | 0 | 9.2 | 54.9 | 963.4 | 49.1 | 6.7
2019 | 3 | 27 | 6 | 0 | 0 | 0 | 0 | 9 | 57.8 | 963.5 | 50.4 | 6.4
2019 | 3 | 27 | 7 | 0 | 210 | 24 | 51 | 9.3 | 58.2 | 963.8 | 46.8 | 7
2019 | 3 | 27 | 8 | 0 | 659 | 59 | 251 | 10.6 | 51.1 | 964 | 53.2 | 7.9
2019 | 3 | 27 | 9 | 0 | 862 | 71 | 477 | 12 | 41.9 | 964 | 59.8 | 8.3
2019 | 3 | 27 | 10 | 0 | 927 | 83 | 665 | 13.2 | 39.5 | 964.3 | 71.2 | 7.8
2019 | 3 | 27 | 11 | 0 | 961 | 90 | 805 | 14.5 | 36.7 | 964.4 | 78 | 7.9
2019 | 3 | 27 | 12 | 0 | 976 | 92 | 885 | 15.2 | 32 | 964.2 | 67.8 | 8.3
2019 | 3 | 27 | 13 | 0 | 995 | 88 | 911 | 16.3 | 28.3 | 963.8 | 83.4 | 9
2019 | 3 | 27 | 14 | 0 | 959 | 103 | 860 | 16.3 | 35 | 963.4 | 87.6 | 9.6
2019 | 3 | 27 | 15 | 0 | 898 | 124 | 752 | 15.9 | 44.5 | 963.4 | 93.6 | 8.8
2019 | 3 | 27 | 16 | 0 | 838 | 104 | 576 | 15.6 | 47.8 | 963.5 | 86.1 | 8.2
2019 | 3 | 27 | 17 | 0 | 736 | 78 | 367 | 14.6 | 51.8 | 963.7 | 87.5 | 8.4
2019 | 3 | 27 | 18 | 0 | 495 | 48 | 151 | 13.3 | 57.1 | 964.2 | 87.6 | 7.5
2019 | 3 | 27 | 19 | 0 | 45 | 7 | 10 | 11.4 | 66.2 | 965.1 | 86.3 | 7
2019 | 3 | 27 | 20 | 0 | 0 | 0 | 0 | 10.4 | 72 | 966.2 | 82 | 5.2
2019 | 3 | 27 | 21 | 0 | 0 | 0 | 0 | 9.9 | 75.4 | 967.3 | 79 | 3.4
2019 | 3 | 27 | 22 | 0 | 0 | 0 | 0 | 8.8 | 77.1 | 967.8 | 81.4 | 1.8
2019 | 3 | 27 | 23 | 0 | 0 | 0 | 0 | 7.7 | 74.7 | 968 | 65.9 | 1.7
2019 | 3 | 28 | 0 | 0 | 0 | 0 | 0 | 7 | 71.6 | 967.9 | 70.2 | 1.8
2019 | 3 | 28 | 1 | 0 | 0 | 0 | 0 | 5.9 | 71.4 | 967.8 | 75.8 | 1.3
2019 | 3 | 28 | 2 | 0 | 0 | 0 | 0 | 6.8 | 57.9 | 967.6 | 79.5 | 2.3
2019 | 3 | 28 | 3 | 0 | 0 | 0 | 0 | 7 | 54.6 | 967.4 | 79.2 | 2.5
2019 | 3 | 28 | 4 | 0 | 0 | 0 | 0 | 7.2 | 52 | 967.4 | 57.8 | 2
2019 | 3 | 28 | 5 | 0 | 0 | 0 | 0 | 5 | 63.3 | 967.6 | 116.9 | 1.1
2019 | 3 | 28 | 6 | 0 | 0 | 0 | 0 | 4.1 | 66.2 | 967.9 | 125.3 | 0.5
2019 | 3 | 28 | 7 | 0 | 323 | 21 | 61 | 5.7 | 58.7 | 968.5 | 297.2 | 1
2019 | 3 | 28 | 8 | 0 | 745 | 48 | 266 | 9.7 | 47.7 | 968.7 | 141.6 | 0.5
2019 | 3 | 28 | 9 | 0 | 893 | 61 | 485 | 12.2 | 37 | 968.9 | 155.8 | 1.4
2019 | 3 | 28 | 10 | 0 | 965 | 68 | 676 | 14.5 | 23.9 | 969.2 | 80.4 | 4.9
2019 | 3 | 28 | 11 | 0 | 983 | 79 | 812 | 15.4 | 25.6 | 969.2 | 96.4 | 5.5
2019 | 3 | 28 | 12 | 0 | 983 | 89 | 890 | 15.7 | 27.9 | 968.7 | 96 | 6.5
2019 | 3 | 28 | 13 | 0 | 993 | 86 | 910 | 16.2 | 26 | 968 | 95.8 | 6
2019 | 3 | 28 | 14 | 0 | 988 | 82 | 862 | 16.2 | 27.6 | 967.2 | 101.3 | 6.9
2019 | 3 | 28 | 15 | 0 | 965 | 77 | 751 | 15.9 | 33.7 | 966.6 | 98.7 | 7.3
2019 | 3 | 28 | 16 | 0 | 900 | 74 | 582 | 15.7 | 40.2 | 966.5 | 96.7 | 7.4
2019 | 3 | 28 | 17 | 0 | 808 | 61 | 378 | 14.8 | 44.3 | 966.4 | 97.1 | 7.8
2019 | 3 | 28 | 18 | 0 | 580 | 40 | 160 | 13.2 | 53.8 | 966.8 | 97 | 7.6
2019 | 3 | 28 | 19 | 0 | 70 | 6 | 11 | 11.2 | 65.5 | 967.3 | 87.5 | 5.8
2019 | 3 | 28 | 20 | 0 | 0 | 0 | 0 | 10.4 | 68 | 968 | 75 | 3.6
2019 | 3 | 28 | 21 | 0 | 0 | 0 | 0 | 9.4 | 73.2 | 968.5 | 98.5 | 2.9
2019 | 3 | 28 | 22 | 0 | 0 | 0 | 0 | 8.1 | 80.5 | 968.5 | 130.4 | 3.1
2019 | 3 | 28 | 23 | 0 | 0 | 0 | 0 | 7.2 | 83.1 | 968.4 | 81.3 | 2.3
2019 | 3 | 29 | 0 | 0 | 0 | 0 | 0 | 6.9 | 81.1 | 968.1 | 58 | 2.1
2019 | 3 | 29 | 1 | 0 | 0 | 0 | 0 | 5.8 | 78.4 | 967.8 | 113.7 | 0.8
2019 | 3 | 29 | 2 | 0 | 0 | 0 | 0 | 6.4 | 69.9 | 967.4 | 57.8 | 1.4
2019 | 3 | 29 | 3 | 0 | 0 | 0 | 0 | 5 | 70.7 | 967.1 | 129.7 | 1
2019 | 3 | 29 | 4 | 0 | 0 | 0 | 0 | 5.8 | 72.3 | 966.9 | 68 | 1.9
2019 | 3 | 29 | 5 | 0 | 0 | 0 | 0 | 6 | 73.5 | 966.9 | 81.3 | 2.6
2019 | 3 | 29 | 6 | 0 | 0 | 0 | 0 | 7.6 | 70.4 | 967.1 | 63 | 3.5
2019 | 3 | 29 | 7 | 0 | 54 | 48 | 56 | 9.6 | 64.3 | 967.1 | 57.7 | 4.6
2019 | 3 | 29 | 8 | 0 | 74 | 138 | 159 | 10.7 | 61.9 | 967.4 | 60.3 | 5
2019 | 3 | 29 | 9 | 0 | 502 | 188 | 437 | 12.1 | 58.6 | 967.5 | 61 | 6.2
2019 | 3 | 29 | 10 | 0 | 653 | 201 | 624 | 13.2 | 54.7 | 967.4 | 72.8 | 7
2019 | 3 | 29 | 11 | 0 | 651 | 259 | 756 | 14.3 | 50 | 967 | 77.8 | 7.5
2019 | 3 | 29 | 12 | 0 | 760 | 220 | 850 | 15.5 | 46.6 | 966.4 | 83.2 | 7.5
2019 | 3 | 29 | 13 | 0 | 828 | 219 | 914 | 15.8 | 46.9 | 965.9 | 81.7 | 7.7
2019 | 3 | 29 | 14 | 0 | 729 | 250 | 837 | 16.1 | 49.4 | 965.2 | 88.6 | 7.6
2019 | 3 | 29 | 15 | 0 | 770 | 189 | 736 | 15.7 | 52.3 | 964.6 | 90.9 | 8.4
2019 | 3 | 29 | 16 | 0 | 288 | 226 | 397 | 14.9 | 54.3 | 964.3 | 90.8 | 8
2019 | 3 | 29 | 17 | 0 | 433 | 143 | 309 | 14.3 | 57.7 | 964.3 | 90 | 7.5
2019 | 3 | 29 | 18 | 0 | 400 | 71 | 158 | 13.3 | 61.8 | 964.3 | 94.5 | 7.5
2019 | 3 | 29 | 19 | 0 | 28 | 14 | 16 | 11.9 | 69.7 | 964.8 | 93.6 | 6.8
2019 | 3 | 29 | 20 | 0 | 0 | 0 | 0 | 11.2 | 75.6 | 965.3 | 98.4 | 6.1
2019 | 3 | 29 | 21 | 0 | 0 | 0 | 0 | 10.5 | 76.8 | 965.9 | 98.8 | 6.1
2019 | 3 | 29 | 22 | 0 | 0 | 0 | 0 | 9.7 | 77.5 | 966.4 | 99 | 5.1
2019 | 3 | 29 | 23 | 0 | 0 | 0 | 0 | 8.6 | 78.2 | 966.3 | 106.5 | 3.7
2019 | 3 | 30 | 0 | 0 | 0 | 0 | 0 | 7.9 | 71.6 | 966.2 | 111.5 | 3.8
2019 | 3 | 30 | 1 | 0 | 0 | 0 | 0 | 7.3 | 71.7 | 965.8 | 90.8 | 2.3
2019 | 3 | 30 | 2 | 0 | 0 | 0 | 0 | 7 | 77.2 | 964.9 | 108.2 | 3.1
2019 | 3 | 30 | 3 | 0 | 0 | 0 | 0 | 7 | 80.7 | 964.6 | 76.4 | 2.6
2019 | 3 | 30 | 4 | 0 | 0 | 0 | 0 | 7.5 | 75.9 | 964 | 58.7 | 2.2
2019 | 3 | 30 | 5 | 0 | 0 | 0 | 0 | 7.5 | 77.1 | 963.7 | 66.2 | 2.3
2019 | 3 | 30 | 6 | 0 | 0 | 0 | 0 | 7.5 | 80.8 | 963.7 | 83.2 | 2.9
2019 | 3 | 30 | 7 | 0 | 188 | 31 | 58 | 7.9 | 79 | 963.8 | 95.4 | 2.9
2019 | 3 | 30 | 8 | 0 | 520 | 80 | 239 | 10.6 | 68.8 | 963.8 | 93.9 | 4.5
2019 | 3 | 30 | 9 | 0 | 630 | 146 | 461 | 12.4 | 60.5 | 963.5 | 95.5 | 6.2
2019 | 3 | 30 | 10 | 0 | 363 | 332 | 566 | 13.6 | 55.2 | 963.5 | 99.1 | 6.8
2019 | 3 | 30 | 11 | 0 | 741 | 183 | 749 | 15.1 | 49.6 | 962.7 | 89.6 | 7
2019 | 3 | 30 | 12 | 0 | 651 | 250 | 793 | 15.8 | 50.9 | 961.6 | 95.2 | 8.1
2019 | 3 | 30 | 13 | 0 | 836 | 154 | 860 | 16 | 53.4 | 960.9 | 100.4 | 8.7
2019 | 3 | 30 | 14 | 0 | 859 | 143 | 833 | 16.2 | 53.5 | 960.5 | 87.4 | 7.8
2019 | 3 | 30 | 15 | 0 | 823 | 136 | 721 | 16.2 | 56.5 | 960.3 | 101.1 | 7.6
2019 | 3 | 30 | 16 | 0 | 607 | 170 | 526 | 15.9 | 58.2 | 959.7 | 97.1 | 7.1
2019 | 3 | 30 | 17 | 0 | 373 | 159 | 318 | 15.2 | 61.1 | 959.3 | 96.1 | 7
2019 | 3 | 30 | 18 | 0 | 56 | 86 | 101 | 13.7 | 66.4 | 959.4 | 94.8 | 6.3
2019 | 3 | 30 | 19 | 0 | 0 | 7 | 7 | 12.1 | 74.3 | 959.1 | 95.7 | 6
2019 | 3 | 30 | 20 | 0 | 0 | 0 | 0 | 11.2 | 81.4 | 959.5 | 97.8 | 5.5
2019 | 3 | 30 | 21 | 0 | 0 | 0 | 0 | 11.1 | 83.7 | 960.7 | 97 | 4.7
2019 | 3 | 30 | 22 | 0 | 0 | 0 | 0 | 10.8 | 87.7 | 960.5 | 103.8 | 4.9
2019 | 3 | 30 | 23 | 0 | 0 | 0 | 0 | 10.4 | 91.8 | 960.4 | 101.9 | 3.9
2019 | 3 | 31 | 0 | 0 | 0 | 0 | 0 | 10 | 92.3 | 959.6 | 88.2 | 4
2019 | 3 | 31 | 1 | 0 | 0 | 0 | 0 | 9.9 | 91.5 | 958.5 | 112.2 | 2.6
2019 | 3 | 31 | 2 | 0 | 0 | 0 | 0 | 9.7 | 89 | 957.6 | 109.9 | 3
2019 | 3 | 31 | 3 | 0 | 0 | 0 | 0 | 9.4 | 90 | 957.1 | 100 | 1.5
2019 | 3 | 31 | 4 | 0 | 0 | 0 | 0 | 9.1 | 92.6 | 956.3 | 99.2 | 1.7
2019 | 3 | 31 | 5 | 0 | 0 | 0 | 0 | 9.2 | 92.3 | 955.5 | 105.3 | 2.1
2019 | 3 | 31 | 6 | 0 | 0 | 0 | 0 | 9.2 | 92.7 | 955.3 | 97.3 | 2.5
2019 | 3 | 31 | 7 | 0 | 0 | 8 | 8 | 9.5 | 92.9 | 955.4 | 105.8 | 2.2
2019 | 3 | 31 | 8 | 0 | 0 | 22 | 22 | 9.5 | 93.7 | 955.3 | 126.8 | 2.9
2019 | 3 | 31 | 9 | 0 | 0 | 43 | 43 | 9.8 | 93.2 | 955.4 | 118.2 | 1.9
2019 | 3 | 31 | 10 | 0 | 0 | 57 | 59 | 10.1 | 93.8 | 955.5 | 113.9 | 1.5
2019 | 3 | 31 | 11 | 0 | 0 | 81 | 84 | 10.5 | 93.7 | 955.2 | 114.1 | 1.3
2019 | 3 | 31 | 12 | 0 | 0 | 69 | 70 | 11 | 92.3 | 954.6 | 200.5 | 0.8
2019 | 3 | 31 | 13 | 0 | 0 | 88 | 89 | 11.5 | 92.2 | 953.9 | 263.9 | 0.9
2019 | 3 | 31 | 14 | 0 | 0 | 82 | 83 | 11.9 | 89.9 | 953.3 | 131.2 | 2.3
2019 | 3 | 31 | 15 | 0 | 0 | 63 | 65 | 12 | 89 | 953.1 | 174.3 | 1.8
2019 | 3 | 31 | 16 | 0 | 0 | 43 | 44 | 11.4 | 93.4 | 953.3 | 257.8 | 1.6
2019 | 3 | 31 | 17 | 0 | 0 | 40 | 41 | 11.4 | 94.5 | 953.3 | 217 | 1.1
2019 | 3 | 31 | 18 | 0 | 1 | 36 | 37 | 11.6 | 93.1 | 953.2 | 74.8 | 1.7
2019 | 3 | 31 | 19 | 0 | 0 | 3 | 3 | 11.7 | 92.4 | 953.7 | 94 | 1.1
2019 | 3 | 31 | 20 | 0 | 0 | 0 | 0 | 11.5 | 93.2 | 954.3 | 84.4 | 0.7
2019 | 3 | 31 | 21 | 0 | 0 | 0 | 0 | 11.5 | 92.7 | 955.2 | 80.4 | 0.5
2019 | 3 | 31 | 22 | 0 | 0 | 0 | 0 | 11.4 | 93.2 | 955.5 | 70.4 | 0.9
2019 | 3 | 31 | 23 | 0 | 0 | 0 | 0 | 11.1 | 95.1 | 955.7 | 101.5 | 0.7
2019 | 4 | 1 | 0 | 0 | 0 | 0 | 0 | 11.2 | 94.9 | 955.8 | 242.4 | 0.5
2019 | 4 | 1 | 1 | 0 | 0 | 0 | 0 | 11.3 | 94.6 | 955.9 | 104.4 | 0.1
2019 | 4 | 1 | 2 | 0 | 0 | 0 | 0 | 11.2 | 95.7 | 955.8 | 200.6 | 0.9
2019 | 4 | 1 | 3 | 0 | 0 | 0 | 0 | 10.9 | 96.5 | 955.6 | 226.6 | 0.6
2019 | 4 | 1 | 4 | 0 | 0 | 0 | 0 | 10.4 | 96.8 | 955.4 | 29.9 | 0.4
2019 | 4 | 1 | 5 | 0 | 0 | 0 | 0 | 9.6 | 97.2 | 955.3 | 22.6 | 0.5
2019 | 4 | 1 | 6 | 0 | 0 | 0 | 0 | 9.2 | 97.2 | 955.4 | 54.4 | 1.7
2019 | 4 | 1 | 7 | 0 | 195 | 34 | 67 | 10.1 | 94 | 956.1 | 76.9 | 1.8
2019 | 4 | 1 | 8 | 0 | 523 | 106 | 272 | 11.6 | 89.4 | 956.9 | 162.8 | 1.2
2019 | 4 | 1 | 9 | 0 | 218 | 252 | 351 | 13.4 | 82.9 | 957.4 | 264.7 | 1.1
2019 | 4 | 1 | 10 | 0 | 311 | 266 | 482 | 14.8 | 75.3 | 957.7 | 271.7 | 1.5
2019 | 4 | 1 | 11 | 0 | 821 | 160 | 797 | 16.1 | 72.1 | 957.8 | 219.2 | 2.4
2019 | 4 | 1 | 12 | 0 | 929 | 137 | 916 | 17.2 | 64.4 | 957.4 | 225.6 | 2.4
2019 | 4 | 1 | 13 | 0 | 926 | 139 | 928 | 18.1 | 60.3 | 956.8 | 250 | 3.8
2019 | 4 | 1 | 14 | 0 | 918 | 130 | 874 | 18.5 | 56.5 | 956.1 | 268.8 | 5
2019 | 4 | 1 | 15 | 0 | 527 | 190 | 582 | 18.1 | 59.4 | 956 | 254.7 | 6.3
2019 | 4 | 1 | 16 | 0 | 545 | 197 | 503 | 18.1 | 56.1 | 956.1 | 256.2 | 4.3
2019 | 4 | 1 | 17 | 0 | 587 | 158 | 406 | 18.3 | 57.7 | 956.4 | 247.8 | 2.8
2019 | 4 | 1 | 18 | 0 | 23 | 56 | 63 | 16 | 59.2 | 956.8 | 100 | 5.1
2019 | 4 | 1 | 19 | 0 | 0 | 7 | 7 | 14.5 | 70.3 | 957.2 | 72.6 | 3
2019 | 4 | 1 | 20 | 0 | 0 | 0 | 0 | 14 | 75 | 957.8 | 83.3 | 1.9
2019 | 4 | 1 | 21 | 0 | 0 | 0 | 0 | 12.6 | 85.1 | 958.6 | 104.2 | 2.7
2019 | 4 | 1 | 22 | 0 | 0 | 0 | 0 | 12 | 89.9 | 959.3 | 76.1 | 3
2019 | 4 | 1 | 23 | 0 | 0 | 0 | 0 | 11.4 | 87.6 | 959.7 | 81.6 | 2.5
2019 | 4 | 2 | 0 | 0 | 0 | 0 | 0 | 11 | 90.2 | 959.8 | 65.9 | 1.7
2019 | 4 | 2 | 1 | 0 | 0 | 0 | 0 | 10.5 | 90.7 | 959.8 | 40.8 | 1.4
2019 | 4 | 2 | 2 | 0 | 0 | 0 | 0 | 10.2 | 91.1 | 959.5 | 48.1 | 0.9
2019 | 4 | 2 | 3 | 0 | 0 | 0 | 0 | 9.9 | 90.7 | 959.2 | 43.3 | 1.1
2019 | 4 | 2 | 4 | 0 | 0 | 0 | 0 | 9 | 92.1 | 959 | 11 | 0.8
2019 | 4 | 2 | 5 | 0 | 0 | 0 | 0 | 8.5 | 93 | 958.9 | 8.7 | 1.1
2019 | 4 | 2 | 6 | 0 | 0 | 0 | 0 | 8 | 93.7 | 958.9 | 57.5 | 1.4
2019 | 4 | 2 | 7 | 0 | 134 | 31 | 73 | 8.4 | 95.7 | 959 | 70.8 | 1.2
2019 | 4 | 2 | 8 | 0 | 570 | 60 | 283 | 11.4 | 89.5 | 959.1 | 192.1 | 0.5
2019 | 4 | 2 | 9 | 0 | 768 | 119 | 500 | 14.2 | 72.9 | 959.3 | 198.1 | 1
2019 | 4 | 2 | 10 | 0 | 663 | 158 | 596 | 16.1 | 58.9 | 959.3 | 242.2 | 1.8
2019 | 4 | 2 | 11 | 0 | 868 | 141 | 810 | 17.9 | 45.9 | 958.9 | 222.2 | 2.9
2019 | 4 | 2 | 12 | 0 | 968 | 132 | 942 | 19.6 | 38.1 | 958.3 | 233.6 | 3.1
2019 | 4 | 2 | 13 | 0 | 910 | 183 | 957 | 20.7 | 29.2 | 957.5 | 225.4 | 2.8
2019 | 4 | 2 | 14 | 0 | 938 | 153 | 914 | 21.6 | 28.5 | 956.5 | 231.2 | 2.7
2019 | 4 | 2 | 15 | 0 | 645 | 282 | 754 | 21.9 | 29.6 | 955.9 | 244.9 | 4.8
2019 | 4 | 2 | 16 | 0 | 402 | 252 | 490 | 20.7 | 30.9 | 955.5 | 258.6 | 5.8
2019 | 4 | 2 | 17 | 0 | 247 | 171 | 271 | 19.7 | 32.6 | 955.4 | 262.6 | 5.2
2019 | 4 | 2 | 18 | 0 | 206 | 76 | 130 | 18.9 | 38.5 | 955.7 | 279.1 | 3.9
2019 | 4 | 2 | 19 | 0 | 1 | 10 | 10 | 17.1 | 47.6 | 955.9 | 273.7 | 2.5
2019 | 4 | 2 | 20 | 0 | 0 | 0 | 0 | 16.1 | 54 | 956.3 | 238.8 | 1.8
2019 | 4 | 2 | 21 | 0 | 0 | 0 | 0 | 14.9 | 60.2 | 956.8 | 248.6 | 1.1
2019 | 4 | 2 | 22 | 0 | 0 | 0 | 0 | 14 | 64.9 | 956.8 | 215.2 | 0.9
2019 | 4 | 2 | 23 | 0 | 0 | 0 | 0 | 13.8 | 69.1 | 956.5 | 79.9 | 1.5
2019 | 4 | 3 | 0 | 0 | 0 | 0 | 0 | 12.2 | 79.4 | 956.4 | 199.5 | 0.9
2019 | 4 | 3 | 1 | 0 | 0 | 0 | 0 | 12.1 | 78.3 | 956 | 172.9 | 0.5
2019 | 4 | 3 | 2 | 0 | 0 | 0 | 0 | 11.7 | 79.6 | 955.3 | 88.8 | 0.8
2019 | 4 | 3 | 3 | 0 | 0 | 0 | 0 | 10.8 | 80.9 | 954.6 | 271.8 | 0.6
2019 | 4 | 3 | 4 | 0 | 0 | 0 | 0 | 11.1 | 74 | 954 | 13.3 | 1.5
2019 | 4 | 3 | 5 | 0 | 0 | 0 | 0 | 11 | 71.2 | 953.5 | 17 | 2
2019 | 4 | 3 | 6 | 0 | 0 | 1 | 1 | 10.6 | 70.3 | 953.2 | 33.4 | 2
2019 | 4 | 3 | 7 | 0 | 368 | 30 | 82 | 11.1 | 68.8 | 953 | 18.1 | 1.6
2019 | 4 | 3 | 8 | 0 | 727 | 56 | 289 | 15.1 | 54.9 | 952.6 | 43.4 | 0.6
2019 | 4 | 3 | 9 | 0 | 874 | 63 | 502 | 16.9 | 47.6 | 951.9 | 201.7 | 0.7
2019 | 4 | 3 | 10 | 0 | 948 | 67 | 690 | 19.1 | 38.4 | 951.2 | 217.3 | 1.7
2019 | 4 | 3 | 11 | 0 | 976 | 72 | 825 | 20.2 | 36.1 | 950.7 | 247.6 | 2.4
2019 | 4 | 3 | 12 | 0 | 993 | 75 | 907 | 21.1 | 33.1 | 949.7 | 246.7 | 4.8
2019 | 4 | 3 | 13 | 0 | 981 | 83 | 918 | 21 | 38.1 | 948.8 | 252.2 | 6.7
2019 | 4 | 3 | 14 | 0 | 932 | 100 | 857 | 21.3 | 39 | 947.7 | 259.1 | 4.8
2019 | 4 | 3 | 15 | 0 | 858 | 117 | 735 | 21.9 | 40.7 | 946.6 | 255.5 | 5.3
2019 | 4 | 3 | 16 | 0 | 838 | 92 | 581 | 22.4 | 37.3 | 945.4 | 253.6 | 6.2
2019 | 4 | 3 | 17 | 0 | 742 | 72 | 378 | 22.6 | 37.7 | 944.7 | 244.1 | 5.8
2019 | 4 | 3 | 18 | 0 | 484 | 48 | 159 | 21.5 | 42.3 | 944.4 | 246.7 | 5.5
2019 | 4 | 3 | 19 | 0 | 78 | 9 | 15 | 19.9 | 36.7 | 944.5 | 256.9 | 5
2019 | 4 | 3 | 20 | 0 | 0 | 0 | 0 | 19.5 | 25.8 | 944.9 | 300.6 | 5.4
2019 | 4 | 3 | 21 | 0 | 0 | 0 | 0 | 18.3 | 27.4 | 945.4 | 297.6 | 4.2
2019 | 4 | 3 | 22 | 0 | 0 | 0 | 0 | 17 | 29.2 | 945.5 | 286.8 | 3.2
2019 | 4 | 3 | 23 | 0 | 0 | 0 | 0 | 15.4 | 30.9 | 945.3 | 250.7 | 2.5
2019 | 4 | 4 | 0 | 0 | 0 | 0 | 0 | 14.5 | 41.3 | 945.3 | 180.7 | 2.5
2019 | 4 | 4 | 1 | 0 | 0 | 0 | 0 | 13.6 | 47.4 | 944.9 | 251.4 | 1.5
2019 | 4 | 4 | 2 | 0 | 0 | 0 | 0 | 12.8 | 50.3 | 944.7 | 164.4 | 1.6
2019 | 4 | 4 | 3 | 0 | 0 | 0 | 0 | 11.5 | 52.3 | 944.8 | 28.3 | 1.5
2019 | 4 | 4 | 4 | 0 | 0 | 0 | 0 | 10.9 | 55.7 | 944.9 | 32.9 | 1.7
2019 | 4 | 4 | 5 | 0 | 0 | 0 | 0 | 10.9 | 64.5 | 945.2 | 51.9 | 3.5
2019 | 4 | 4 | 6 | 0 | 0 | 1 | 1 | 9.9 | 86.3 | 946 | 79.6 | 2.8
2019 | 4 | 4 | 7 | 0 | 41 | 38 | 47 | 10.5 | 88.4 | 946.7 | 81.3 | 3.3
2019 | 4 | 4 | 8 | 0 | 265 | 141 | 226 | 11.9 | 79.4 | 947.3 | 83.7 | 4.4
2019 | 4 | 4 | 9 | 0 | 122 | 252 | 312 | 12.6 | 74.6 | 947.5 | 99.4 | 4.8
2019 | 4 | 4 | 10 | 0 | 24 | 310 | 331 | 13.1 | 70.5 | 948 | 98 | 4.4
2019 | 4 | 4 | 11 | 0 | 450 | 350 | 713 | 14 | 65.7 | 948.1 | 99.6 | 5.8
2019 | 4 | 4 | 12 | 0 | 112 | 489 | 595 | 14.2 | 62.1 | 948.1 | 91.3 | 5.1
2019 | 4 | 4 | 13 | 0 | 38 | 364 | 404 | 14.2 | 61.8 | 947.7 | 100.2 | 5
2019 | 4 | 4 | 14 | 0 | 1 | 152 | 155 | 13.6 | 63.4 | 947.4 | 95.4 | 4.3
2019 | 4 | 4 | 15 | 0 | 0 | 90 | 91 | 13.2 | 64.4 | 947 | 100.4 | 4.8
2019 | 4 | 4 | 16 | 0 | 0 | 46 | 47 | 12.7 | 64.9 | 947.1 | 78.1 | 4.3
2019 | 4 | 4 | 17 | 0 | 0 | 23 | 23 | 12.3 | 68 | 947.1 | 60.8 | 3.1
2019 | 4 | 4 | 18 | 0 | 0 | 7 | 7 | 12.1 | 71.5 | 947.1 | 86.9 | 1.6
2019 | 4 | 4 | 19 | 0 | 0 | 0 | 0 | 12 | 73.6 | 947 | 246.2 | 2.6
2019 | 4 | 4 | 20 | 0 | 0 | 0 | 0 | 11.7 | 79 | 947.1 | 254.8 | 3
2019 | 4 | 4 | 21 | 0 | 0 | 0 | 0 | 11.3 | 82.1 | 947.5 | 273.1 | 2.3
2019 | 4 | 4 | 22 | 0 | 0 | 0 | 0 | 11.4 | 78.6 | 947.5 | 270.1 | 2.4
2019 | 4 | 4 | 23 | 0 | 0 | 0 | 0 | 10.8 | 83.4 | 947.3 | 316.6 | 2.5
2019 | 4 | 5 | 0 | 0 | 0 | 0 | 0 | 10.3 | 85.8 | 947.3 | 304.1 | 2.9
2019 | 4 | 5 | 1 | 0 | 0 | 0 | 0 | 9.3 | 88.9 | 947.1 | 227.3 | 1.4
2019 | 4 | 5 | 2 | 0 | 0 | 0 | 0 | 8.7 | 89.9 | 946.7 | 303.1 | 1.1
2019 | 4 | 5 | 3 | 0 | 0 | 0 | 0 | 7 | 92.9 | 946.2 | 186.2 | 1.1
2019 | 4 | 5 | 4 | 0 | 0 | 0 | 0 | 7.4 | 93.5 | 946 | 322.9 | 0.6
2019 | 4 | 5 | 5 | 0 | 0 | 0 | 0 | 8 | 93.5 | 946 | 314 | 0.6
2019 | 4 | 5 | 6 | 0 | 1 | 1 | 1 | 7.5 | 93.4 | 946.2 | 123.3 | 0.4
2019 | 4 | 5 | 7 | 0 | 64 | 49 | 58 | 7.9 | 92.7 | 946.3 | 167.4 | 0.4
2019 | 4 | 5 | 8 | 0 | 1 | 117 | 119 | 9.9 | 69.7 | 946.2 | 249.4 | 1.3
2019 | 4 | 5 | 9 | 0 | 582 | 98 | 412 | 12.1 | 56.9 | 946.2 | 216.5 | 2.5
2019 | 4 | 5 | 10 | 0 | 804 | 151 | 694 | 14.7 | 47.9 | 946 | 239.1 | 5.8
2019 | 4 | 5 | 11 | 0 | 722 | 204 | 767 | 15.2 | 53.1 | 945.6 | 232.5 | 8.2
2019 | 4 | 5 | 12 | 0 | 458 | 392 | 794 | 14 | 65.4 | 945.1 | 225.9 | 9.6
2019 | 4 | 5 | 13 | 0 | 75 | 291 | 360 | 13.8 | 57.2 | 945 | 244.7 | 8.1
2019 | 4 | 5 | 14 | 0 | 1 | 226 | 230 | 12.9 | 58.9 | 945.1 | 250.8 | 7.4
2019 | 4 | 5 | 15 | 0 | 1 | 139 | 141 | 10.1 | 73.2 | 945.4 | 253.5 | 6.5
2019 | 4 | 5 | 16 | 0 | 3 | 205 | 209 | 10.7 | 74.5 | 944.7 | 225 | 4.4
2019 | 4 | 5 | 17 | 0 | 145 | 198 | 266 | 12 | 68.6 | 944.5 | 239.6 | 4.5
2019 | 4 | 5 | 18 | 0 | 214 | 80 | 137 | 12.6 | 60.9 | 944.6 | 237.4 | 5
2019 | 4 | 5 | 19 | 0 | 96 | 9 | 17 | 11.4 | 49.7 | 945.2 | 272.6 | 7.4
2019 | 4 | 5 | 20 | 0 | 0 | 0 | 0 | 10.5 | 44.2 | 946.1 | 279.6 | 8.6
2019 | 4 | 5 | 21 | 0 | 0 | 0 | 0 | 10.1 | 46.8 | 947.4 | 260.9 | 5.6
2019 | 4 | 5 | 22 | 0 | 0 | 0 | 0 | 9.7 | 46.7 | 947.9 | 256.2 | 4.6
2019 | 4 | 5 | 23 | 0 | 0 | 0 | 0 | 8.8 | 53 | 948.2 | 234.9 | 2.8
2019 | 4 | 6 | 0 | 0 | 0 | 0 | 0 | 8.1 | 56.6 | 948.1 | 244.6 | 1.6
2019 | 4 | 6 | 1 | 0 | 0 | 0 | 0 | 8.3 | 58 | 947.9 | 244.9 | 3.1
2019 | 4 | 6 | 2 | 0 | 0 | 0 | 0 | 9 | 55.6 | 947.6 | 254.2 | 6.1
2019 | 4 | 6 | 3 | 0 | 0 | 0 | 0 | 8.5 | 57.7 | 947.2 | 262.9 | 5.9
2019 | 4 | 6 | 4 | 0 | 0 | 0 | 0 | 8.8 | 54.8 | 947.5 | 264.1 | 6.9
2019 | 4 | 6 | 5 | 0 | 0 | 0 | 0 | 8.5 | 58.3 | 947.7 | 245.7 | 6.6
2019 | 4 | 6 | 6 | 0 | 3 | 1 | 1 | 8.9 | 55.1 | 948.2 | 243.3 | 7.4
2019 | 4 | 6 | 7 | 0 | 462 | 31 | 101 | 9.4 | 53.2 | 948.6 | 224.2 | 7.6
2019 | 4 | 6 | 8 | 0 | 783 | 59 | 322 | 11.1 | 47.6 | 949 | 235.1 | 8.5
2019 | 4 | 6 | 9 | 0 | 903 | 60 | 527 | 12.5 | 41.9 | 949.7 | 262.2 | 9.9
2019 | 4 | 6 | 10 | 0 | 961 | 65 | 710 | 14 | 35.5 | 950 | 281 | 8.8
2019 | 4 | 6 | 11 | 0 | 896 | 109 | 813 | 15.3 | 35.1 | 949.7 | 263.9 | 6.9
2019 | 4 | 6 | 12 | 0 | 677 | 196 | 774 | 15.7 | 33.6 | 949.4 | 230.2 | 4.9
2019 | 4 | 6 | 13 | 0 | 303 | 244 | 511 | 15.9 | 34.9 | 948.9 | 246.6 | 6.4
2019 | 4 | 6 | 14 | 0 | 552 | 170 | 619 | 15.7 | 37.4 | 948.9 | 282.6 | 8.9
2019 | 4 | 6 | 15 | 0 | 193 | 137 | 287 | 14.8 | 46.9 | 948.9 | 260.2 | 7.5
2019 | 4 | 6 | 16 | 0 | 35 | 233 | 259 | 13.2 | 54.5 | 948.8 | 286.1 | 8.1
2019 | 4 | 6 | 17 | 0 | 6 | 68 | 71 | 11.2 | 65.3 | 949.7 | 276.4 | 6.9
2019 | 4 | 6 | 18 | 0 | 70 | 54 | 67 | 9.8 | 71.3 | 950.5 | 275.9 | 7.6
2019 | 4 | 6 | 19 | 0 | 5 | 10 | 11 | 9.2 | 73.1 | 950.8 | 250.6 | 5
2019 | 4 | 6 | 20 | 0 | 0 | 0 | 0 | 9.4 | 69.9 | 951.3 | 272.1 | 7.7
2019 | 4 | 6 | 21 | 0 | 0 | 0 | 0 | 8.8 | 67.5 | 951.6 | 260.2 | 6.8
2019 | 4 | 6 | 22 | 0 | 0 | 0 | 0 | 8.8 | 66.6 | 952 | 241.6 | 6.6
2019 | 4 | 6 | 23 | 0 | 0 | 0 | 0 | 8.4 | 67.9 | 952.1 | 238.1 | 7.8
2019 | 4 | 7 | 0 | 0 | 0 | 0 | 0 | 9.2 | 61.5 | 952.3 | 252.4 | 8.1
2019 | 4 | 7 | 1 | 0 | 0 | 0 | 0 | 8.7 | 66.4 | 952.3 | 264 | 7.5
2019 | 4 | 7 | 2 | 0 | 0 | 0 | 0 | 8.9 | 64.1 | 951.9 | 251.5 | 6.9
2019 | 4 | 7 | 3 | 0 | 0 | 0 | 0 | 9.6 | 60 | 951.6 | 249.9 | 8.4
2019 | 4 | 7 | 4 | 0 | 0 | 0 | 0 | 9.4 | 61 | 951.5 | 254 | 7.9
2019 | 4 | 7 | 5 | 0 | 0 | 0 | 0 | 9.5 | 59 | 951.6 | 262.5 | 8.6
2019 | 4 | 7 | 6 | 0 | 9 | 1 | 1 | 9.5 | 58.8 | 952.2 | 262 | 9.7
2019 | 4 | 7 | 7 | 0 | 475 | 27 | 101 | 10 | 57.8 | 953 | 270.1 | 9.7
2019 | 4 | 7 | 8 | 0 | 774 | 57 | 319 | 11.3 | 54.1 | 953.7 | 262.6 | 10.1
2019 | 4 | 7 | 9 | 0 | 722 | 194 | 573 | 12.8 | 49.9 | 954 | 265.4 | 10.8
2019 | 4 | 7 | 10 | 0 | 891 | 141 | 748 | 14 | 46.5 | 954.7 | 261.2 | 11.5
2019 | 4 | 7 | 11 | 0 | 971 | 110 | 877 | 15.3 | 41.6 | 955.1 | 261.6 | 11.6
2019 | 4 | 7 | 12 | 0 | 970 | 125 | 956 | 16.1 | 38.9 | 955.3 | 273.4 | 12
2019 | 4 | 7 | 13 | 0 | 958 | 152 | 985 | 17 | 37 | 955.6 | 279.5 | 10.8
2019 | 4 | 7 | 14 | 0 | 971 | 186 | 990 | 17.6 | 35.9 | 955.7 | 278.7 | 9.8
2019 | 4 | 7 | 15 | 0 | 820 | 331 | 936 | 18.3 | 35.6 | 955.7 | 277.9 | 9.6
2019 | 4 | 7 | 16 | 0 | 839 | 293 | 797 | 18.9 | 34.5 | 955.9 | 286.2 | 8.3
2019 | 4 | 7 | 17 | 0 | 455 | 202 | 399 | 18 | 39.2 | 956.3 | 278.1 | 9
2019 | 4 | 7 | 18 | 0 | 296 | 95 | 175 | 16.9 | 42.6 | 957 | 295 | 7.6
2019 | 4 | 7 | 19 | 0 | 14 | 18 | 19 | 16 | 47.1 | 957.4 | 278 | 4.6
2019 | 4 | 7 | 20 | 0 | 0 | 0 | 0 | 15.4 | 50.9 | 958 | 265.5 | 3.6
2019 | 4 | 7 | 21 | 0 | 0 | 0 | 0 | 15.1 | 51.7 | 958.5 | 251.5 | 1.6
2019 | 4 | 7 | 22 | 0 | 0 | 0 | 0 | 14.4 | 55.7 | 958.7 | 209.8 | 0.5
2019 | 4 | 7 | 23 | 0 | 0 | 0 | 0 | 14 | 63.7 | 958.7 | 223.6 | 0.8
2019 | 4 | 8 | 0 | 0 | 0 | 0 | 0 | 13.3 | 71.5 | 958.8 | 227.9 | 0.9
2019 | 4 | 8 | 1 | 0 | 0 | 0 | 0 | 12.9 | 71.8 | 958.2 | 197.4 | 1.2
2019 | 4 | 8 | 2 | 0 | 0 | 0 | 0 | 11.9 | 74.3 | 957.8 | 243.6 | 1
2019 | 4 | 8 | 3 | 0 | 0 | 0 | 0 | 11.5 | 74.9 | 957.5 | 207.4 | 1.4
2019 | 4 | 8 | 4 | 0 | 0 | 0 | 0 | 11.3 | 77.3 | 957.3 | 49.5 | 1.2
2019 | 4 | 8 | 5 | 0 | 0 | 0 | 0 | 10.9 | 79 | 957.2 | 281.3 | 0.7
2019 | 4 | 8 | 6 | 0 | 0 | 1 | 1 | 11.1 | 76.5 | 957.5 | 169.4 | 0.8
2019 | 4 | 8 | 7 | 0 | 35 | 58 | 65 | 12 | 72.2 | 957.9 | 251.5 | 1.3
2019 | 4 | 8 | 8 | 0 | 208 | 182 | 263 | 15 | 59.3 | 957.9 | 147 | 1.3
2019 | 4 | 8 | 9 | 0 | 167 | 333 | 425 | 17.7 | 42.1 | 957.7 | 280.1 | 4.5
2019 | 4 | 8 | 10 | 0 | 228 | 369 | 537 | 18.3 | 38.7 | 958.1 | 280.4 | 6.9
2019 | 4 | 8 | 11 | 0 | 795 | 180 | 814 | 19.4 | 37.1 | 958 | 261.9 | 5.5
2019 | 4 | 8 | 12 | 0 | 886 | 157 | 919 | 20.4 | 36 | 957.3 | 228.7 | 4.2
2019 | 4 | 8 | 13 | 0 | 935 | 213 | 1028 | 21.4 | 36.4 | 956.7 | 217.9 | 4.3
2019 | 4 | 8 | 14 | 0 | 778 | 224 | 875 | 21.7 | 37.8 | 956.3 | 243.1 | 3.7
2019 | 4 | 8 | 15 | 0 | 630 | 223 | 689 | 21.5 | 40.1 | 955.9 | 239.2 | 6.1
2019 | 4 | 8 | 16 | 0 | 897 | 87 | 623 | 21.7 | 38.9 | 955.4 | 254.9 | 7.1
2019 | 4 | 8 | 17 | 0 | 736 | 80 | 402 | 21.7 | 34.4 | 955.2 | 268.8 | 8.2
2019 | 4 | 8 | 18 | 0 | 33 | 67 | 77 | 19.8 | 39.2 | 955.6 | 286.5 | 6.6
2019 | 4 | 8 | 19 | 0 | 3 | 10 | 10 | 17.7 | 51.8 | 956.1 | 254.9 | 4.2
2019 | 4 | 8 | 20 | 0 | 0 | 0 | 0 | 17.3 | 52.2 | 956.6 | 266.5 | 3.8
2019 | 4 | 8 | 21 | 0 | 0 | 0 | 0 | 16.3 | 54.1 | 956.9 | 248.9 | 3.4
2019 | 4 | 8 | 22 | 0 | 0 | 0 | 0 | 15.5 | 56.4 | 956.9 | 271.6 | 4.2
2019 | 4 | 8 | 23 | 0 | 0 | 0 | 0 | 15.5 | 48.2 | 956.9 | 268 | 4.4
2019 | 4 | 9 | 0 | 0 | 0 | 0 | 0 | 15 | 44 | 956.9 | 280.2 | 4.9
2019 | 4 | 9 | 1 | 0 | 0 | 0 | 0 | 14.2 | 48.9 | 956.8 | 292.4 | 5.4
2019 | 4 | 9 | 2 | 0 | 0 | 0 | 0 | 13.5 | 47.5 | 956.8 | 277.4 | 3.6
2019 | 4 | 9 | 3 | 0 | 0 | 0 | 0 | 13.4 | 44.4 | 957.1 | 266.1 | 2.5
2019 | 4 | 9 | 4 | 0 | 0 | 0 | 0 | 13.2 | 44.1 | 957 | 261.4 | 4.9
2019 | 4 | 9 | 5 | 0 | 0 | 0 | 0 | 13.1 | 43.1 | 957 | 272.2 | 6.3
2019 | 4 | 9 | 6 | 0 | 15 | 2 | 3 | 12.5 | 43.8 | 957.3 | 303.3 | 4.3
2019 | 4 | 9 | 7 | 0 | 505 | 30 | 110 | 13.4 | 40.2 | 957.7 | 304.2 | 6.5
2019 | 4 | 9 | 8 | 0 | 790 | 53 | 326 | 14.9 | 34.9 | 958.1 | 305.4 | 6.1
2019 | 4 | 9 | 9 | 0 | 900 | 64 | 539 | 16 | 32.6 | 958.1 | 287.8 | 7.9
2019 | 4 | 9 | 10 | 0 | 959 | 69 | 723 | 17 | 32.9 | 958.1 | 269.3 | 6.9
2019 | 4 | 9 | 11 | 0 | 995 | 71 | 861 | 18 | 29.3 | 957.8 | 274.3 | 7.8
2019 | 4 | 9 | 12 | 0 | 1011 | 73 | 941 | 18.9 | 27.4 | 957.1 | 283.4 | 7.3
2019 | 4 | 9 | 13 | 0 | 991 | 108 | 970 | 19.6 | 26.7 | 956.5 | 282.8 | 6.8
2019 | 4 | 9 | 14 | 0 | 830 | 237 | 927 | 20.4 | 26.8 | 956 | 270.9 | 6.8
2019 | 4 | 9 | 15 | 0 | 934 | 110 | 796 | 20.3 | 24.1 | 955.5 | 282.7 | 10.1
2019 | 4 | 9 | 16 | 0 | 929 | 74 | 630 | 19.4 | 27.2 | 955.6 | 288.9 | 10.5
2019 | 4 | 9 | 17 | 0 | 835 | 68 | 425 | 18.6 | 30.7 | 956 | 276.8 | 8.7
2019 | 4 | 9 | 18 | 0 | 662 | 43 | 200 | 17.7 | 32.8 | 956.1 | 280.3 | 6.8
2019 | 4 | 9 | 19 | 0 | 135 | 10 | 23 | 15.8 | 39.9 | 956.6 | 271.7 | 5.7
2019 | 4 | 9 | 20 | 0 | 0 | 0 | 0 | 14.9 | 40.3 | 957.2 | 275.7 | 5
2019 | 4 | 9 | 21 | 0 | 0 | 0 | 0 | 14.4 | 44.6 | 957.8 | 229.6 | 4.6
2019 | 4 | 9 | 22 | 0 | 0 | 0 | 0 | 14 | 46.8 | 957.8 | 239.1 | 5.6
2019 | 4 | 9 | 23 | 0 | 0 | 0 | 0 | 13.6 | 48.5 | 957.8 | 247.9 | 4.1
2019 | 4 | 10 | 0 | 0 | 0 | 0 | 0 | 12.7 | 55 | 957.6 | 254.1 | 3.5
2019 | 4 | 10 | 1 | 0 | 0 | 0 | 0 | 12.5 | 55.6 | 957.3 | 204.5 | 3.4
2019 | 4 | 10 | 2 | 0 | 0 | 0 | 0 | 12.1 | 54.7 | 957 | 214.7 | 1.5
2019 | 4 | 10 | 3 | 0 | 0 | 0 | 0 | 11.3 | 55 | 956.9 | 161.5 | 1.6
2019 | 4 | 10 | 4 | 0 | 0 | 0 | 0 | 10 | 59.2 | 956.8 | 117.9 | 1
2019 | 4 | 10 | 5 | 0 | 0 | 0 | 0 | 9.8 | 63 | 956.6 | 248.9 | 2
2019 | 4 | 10 | 6 | 0 | 16 | 2 | 3 | 11 | 56.9 | 956.4 | 271.6 | 5.4
2019 | 4 | 10 | 7 | 0 | 534 | 27 | 116 | 12.4 | 45.8 | 956.6 | 298.9 | 8.2
2019 | 4 | 10 | 8 | 0 | 820 | 46 | 334 | 13.9 | 39.4 | 956.9 | 269.4 | 7.2
2019 | 4 | 10 | 9 | 0 | 927 | 55 | 550 | 15.3 | 35.9 | 956.7 | 265 | 7.9
2019 | 4 | 10 | 10 | 0 | 970 | 63 | 729 | 16.6 | 33.1 | 956.5 | 275.2 | 7.8
2019 | 4 | 10 | 11 | 0 | 994 | 135 | 931 | 17.9 | 29.4 | 956.3 | 264.2 | 6.4
2019 | 4 | 10 | 12 | 0 | 935 | 184 | 994 | 19.2 | 25.9 | 955.6 | 267.7 | 5.5
2019 | 4 | 10 | 13 | 0 | 993 | 160 | 1029 | 20.4 | 23.3 | 955.1 | 283.2 | 5.9
2019 | 4 | 10 | 14 | 0 | 664 | 317 | 879 | 19.3 | 32.4 | 955.1 | 130.5 | 5.7
2019 | 4 | 10 | 15 | 0 | 173 | 217 | 348 | 18.1 | 33.3 | 955 | 137.4 | 3.8
2019 | 4 | 10 | 16 | 0 | 797 | 104 | 578 | 18.8 | 27.7 | 954.9 | 291 | 5.7
2019 | 4 | 10 | 17 | 0 | 637 | 69 | 337 | 17.8 | 29.8 | 955.1 | 315.3 | 6.2
2019 | 4 | 10 | 18 | 0 | 671 | 42 | 202 | 17.1 | 28.4 | 955.9 | 255.6 | 4.5
2019 | 4 | 10 | 19 | 0 | 66 | 13 | 19 | 15.4 | 32.8 | 956.6 | 300.8 | 3.1
2019 | 4 | 10 | 20 | 0 | 0 | 0 | 0 | 14.4 | 38.1 | 957.2 | 299.7 | 3.5
2019 | 4 | 10 | 21 | 0 | 0 | 0 | 0 | 12.8 | 52.1 | 958.7 | 197.2 | 6.1
2019 | 4 | 10 | 22 | 0 | 0 | 0 | 0 | 9.5 | 72.5 | 959.3 | 29.8 | 3.3
2019 | 4 | 10 | 23 | 0 | 0 | 0 | 0 | 10.5 | 68.7 | 959.1 | 190.1 | 2
2019 | 4 | 11 | 0 | 0 | 0 | 0 | 0 | 10.4 | 69 | 959.1 | 229 | 2.3
2019 | 4 | 11 | 1 | 0 | 0 | 0 | 0 | 10.8 | 64.5 | 958.8 | 259.4 | 3.6
2019 | 4 | 11 | 2 | 0 | 0 | 0 | 0 | 10.4 | 67.1 | 958.6 | 214.2 | 1.8
2019 | 4 | 11 | 3 | 0 | 0 | 0 | 0 | 9.9 | 68 | 958.5 | 219.2 | 2
2019 | 4 | 11 | 4 | 0 | 0 | 0 | 0 | 9.1 | 70.3 | 958.5 | 143.3 | 1.1
2019 | 4 | 11 | 5 | 0 | 0 | 0 | 0 | 7.9 | 77.5 | 958.1 | 24.2 | 1.1
2019 | 4 | 11 | 6 | 0 | 31 | 2 | 4 | 7.6 | 77.2 | 958.3 | 200.5 | 0.7
2019 | 4 | 11 | 7 | 0 | 558 | 27 | 119 | 10.4 | 65.9 | 958.8 | 237.2 | 0.8
2019 | 4 | 11 | 8 | 0 | 821 | 43 | 336 | 13.7 | 51.6 | 959 | 136.2 | 1
2019 | 4 | 11 | 9 | 0 | 927 | 51 | 550 | 16.2 | 38.2 | 959 | 87.2 | 1
2019 | 4 | 11 | 10 | 0 | 980 | 59 | 735 | 17.2 | 34.7 | 959.1 | 179.4 | 1.5
2019 | 4 | 11 | 11 | 0 | 895 | 162 | 881 | 18.4 | 31.2 | 958.9 | 172.7 | 1.8
2019 | 4 | 11 | 12 | 0 | 893 | 201 | 977 | 19.2 | 31.1 | 958.3 | 201.6 | 3.7
2019 | 4 | 11 | 13 | 0 | 998 | 140 | 1015 | 19.4 | 32.4 | 958 | 248.6 | 4.7
2019 | 4 | 11 | 14 | 0 | 939 | 163 | 950 | 20 | 30.5 | 957.6 | 261.7 | 4.2
2019 | 4 | 11 | 15 | 0 | 534 | 221 | 618 | 19.9 | 30.4 | 957.1 | 263 | 3.8
2019 | 4 | 11 | 16 | 0 | 848 | 197 | 712 | 20.5 | 30 | 957 | 266.7 | 4.5
2019 | 4 | 11 | 17 | 0 | 707 | 106 | 404 | 20.1 | 23.5 | 957.5 | 324.4 | 4.3
2019 | 4 | 11 | 18 | 0 | 688 | 51 | 217 | 19.1 | 24.5 | 957.7 | 212.9 | 4.2
2019 | 4 | 11 | 19 | 0 | 160 | 10 | 26 | 17.1 | 30.7 | 958.1 | 228.4 | 3.9
2019 | 4 | 11 | 20 | 0 | 0 | 0 | 0 | 15.5 | 35.2 | 958.8 | 290 | 2.3
2019 | 4 | 11 | 21 | 0 | 0 | 0 | 0 | 14 | 42.2 | 959.4 | 207.8 | 1.8
2019 | 4 | 11 | 22 | 0 | 0 | 0 | 0 | 12.9 | 49.2 | 960 | 93.6 | 0.7
2019 | 4 | 11 | 23 | 0 | 0 | 0 | 0 | 11.9 | 50.9 | 960.1 | 173.3 | 1
2019 | 4 | 12 | 0 | 0 | 0 | 0 | 0 | 11.5 | 48.4 | 960.2 | 172.9 | 0.8
2019 | 4 | 12 | 1 | 0 | 0 | 0 | 0 | 10.9 | 49.7 | 960 | 120.5 | 0.8
2019 | 4 | 12 | 2 | 0 | 0 | 0 | 0 | 10 | 52.1 | 959.6 | 80.8 | 0.9
2019 | 4 | 12 | 3 | 0 | 0 | 0 | 0 | 9.2 | 52.8 | 959.3 | 52.8 | 1.6
2019 | 4 | 12 | 4 | 0 | 0 | 0 | 0 | 9 | 51.4 | 959.1 | 51 | 1.5
2019 | 4 | 12 | 5 | 0 | 0 | 0 | 0 | 7.9 | 55.4 | 959.1 | 49.1 | 1.2
2019 | 4 | 12 | 6 | 0 | 29 | 3 | 4 | 7.8 | 56 | 959.4 | 105.9 | 1.1
2019 | 4 | 12 | 7 | 0 | 523 | 32 | 122 | 11 | 47.6 | 959.8 | 48.9 | 0.9
2019 | 4 | 12 | 8 | 0 | 792 | 52 | 338 | 14 | 38.5 | 959.8 | 191.3 | 1
2019 | 4 | 12 | 9 | 0 | 905 | 62 | 553 | 17.1 | 28.8 | 959.8 | 235.6 | 2.5
2019 | 4 | 12 | 10 | 0 | 965 | 67 | 737 | 19.1 | 22.7 | 959.7 | 279.2 | 5.2
2019 | 4 | 12 | 11 | 0 | 989 | 73 | 868 | 19.9 | 24 | 959.5 | 241.4 | 5.7
2019 | 4 | 12 | 12 | 0 | 989 | 83 | 942 | 20 | 26.4 | 959.1 | 220.7 | 5
2019 | 4 | 12 | 13 | 0 | 988 | 87 | 955 | 20.4 | 25.3 | 958.8 | 235.3 | 5.3
2019 | 4 | 12 | 14 | 0 | 969 | 92 | 904 | 20.3 | 26.2 | 958.6 | 251.6 | 6.9
2019 | 4 | 12 | 15 | 0 | 931 | 88 | 781 | 20 | 26.9 | 958.1 | 255.4 | 6.6
2019 | 4 | 12 | 16 | 0 | 892 | 76 | 617 | 19.7 | 28.2 | 957.9 | 255.3 | 6
2019 | 4 | 12 | 17 | 0 | 806 | 63 | 414 | 19.3 | 29.9 | 957.9 | 260.7 | 5.5
2019 | 4 | 12 | 18 | 0 | 633 | 44 | 199 | 18.1 | 33.1 | 958.1 | 270.1 | 5.1
2019 | 4 | 12 | 19 | 0 | 147 | 11 | 26 | 16 | 37.4 | 958.5 | 289.8 | 4.8
2019 | 4 | 12 | 20 | 0 | 0 | 0 | 0 | 14.6 | 41.7 | 959.1 | 241.1 | 3.7
2019 | 4 | 12 | 21 | 0 | 0 | 0 | 0 | 13.8 | 47.3 | 960 | 202.7 | 3.2
2019 | 4 | 12 | 22 | 0 | 0 | 0 | 0 | 12.3 | 52.8 | 960.4 | 177.1 | 0.8
2019 | 4 | 12 | 23 | 0 | 0 | 0 | 0 | 11.8 | 53.6 | 960.8 | 44.9 | 1.2
2019 | 4 | 13 | 0 | 0 | 0 | 0 | 0 | 11.6 | 51.5 | 961.2 | 116.9 | 1.3
2019 | 4 | 13 | 1 | 0 | 0 | 0 | 0 | 10.1 | 54.6 | 961.2 | 85.3 | 0.7
2019 | 4 | 13 | 2 | 0 | 0 | 0 | 0 | 9.6 | 53.7 | 960.7 | 21.3 | 1.6
2019 | 4 | 13 | 3 | 0 | 0 | 0 | 0 | 9.9 | 50.5 | 960.3 | 33 | 1.7
2019 | 4 | 13 | 4 | 0 | 0 | 0 | 0 | 9.9 | 48.6 | 960.1 | 47.9 | 2.2
2019 | 4 | 13 | 5 | 0 | 0 | 0 | 0 | 9.2 | 50.5 | 960.1 | 74.2 | 1.1
2019 | 4 | 13 | 6 | 0 | 34 | 3 | 5 | 8.1 | 54.6 | 960.6 | 14 | 0.8
2019 | 4 | 13 | 7 | 0 | 529 | 33 | 126 | 11.3 | 47.6 | 961.1 | 12.9 | 0.6
2019 | 4 | 13 | 8 | 0 | 788 | 54 | 342 | 16.3 | 33.3 | 961.4 | 162 | 0.7
2019 | 4 | 13 | 9 | 0 | 900 | 65 | 557 | 18.9 | 28 | 961.6 | 185.1 | 1.3
2019 | 4 | 13 | 10 | 0 | 967 | 67 | 742 | 20.4 | 23.7 | 961.6 | 198.9 | 2.1
2019 | 4 | 13 | 11 | 0 | 996 | 69 | 876 | 21.6 | 22.3 | 961.4 | 216.5 | 3.1
2019 | 4 | 13 | 12 | 0 | 1001 | 74 | 949 | 22.4 | 21.2 | 960.7 | 227.3 | 3.9
2019 | 4 | 13 | 13 | 0 | 992 | 80 | 956 | 22.7 | 21 | 960.4 | 242.8 | 5.7
2019 | 4 | 13 | 14 | 0 | 974 | 82 | 901 | 22.5 | 22 | 959.9 | 251.2 | 6.3
2019 | 4 | 13 | 15 | 0 | 942 | 81 | 786 | 22.4 | 23.1 | 959.6 | 257.7 | 5.8
2019 | 4 | 13 | 16 | 0 | 905 | 71 | 624 | 22.4 | 22.8 | 959.4 | 262.5 | 5.8
2019 | 4 | 13 | 17 | 0 | 824 | 61 | 422 | 21.7 | 25.2 | 959.5 | 271.7 | 5.5
2019 | 4 | 13 | 18 | 0 | 644 | 41 | 202 | 20.3 | 25.9 | 959.7 | 278.8 | 5.3
2019 | 4 | 13 | 19 | 0 | 154 | 12 | 27 | 18.3 | 30 | 960.1 | 286.7 | 4.9
2019 | 4 | 13 | 20 | 0 | 0 | 0 | 0 | 16.6 | 37.2 | 960.8 | 254 | 3.4
2019 | 4 | 13 | 21 | 0 | 0 | 0 | 0 | 14.8 | 46.8 | 961.7 | 257.5 | 1.2
2019 | 4 | 13 | 22 | 0 | 0 | 0 | 0 | 13.3 | 57.8 | 962 | 235.9 | 1.5
2019 | 4 | 13 | 23 | 0 | 0 | 0 | 0 | 12.9 | 55 | 962.1 | 40.7 | 1.4
2019 | 4 | 14 | 0 | 0 | 0 | 0 | 0 | 12.6 | 48.5 | 962.1 | 61.9 | 1.4
2019 | 4 | 14 | 1 | 0 | 0 | 0 | 0 | 13.8 | 42.6 | 961.7 | 14.1 | 2.3
2019 | 4 | 14 | 2 | 0 | 0 | 0 | 0 | 12.4 | 46.1 | 961.1 | 185.4 | 1.4
2019 | 4 | 14 | 3 | 0 | 0 | 0 | 0 | 11.4 | 48.9 | 960.7 | 153.8 | 0.9
2019 | 4 | 14 | 4 | 0 | 0 | 0 | 0 | 11.7 | 47.7 | 960.6 | 106.9 | 0.4
2019 | 4 | 14 | 5 | 0 | 0 | 0 | 0 | 11.1 | 49.2 | 960.5 | 50.1 | 1.6
2019 | 4 | 14 | 6 | 0 | 37 | 4 | 6 | 12.3 | 43.5 | 960.8 | 13.6 | 2.4
2019 | 4 | 14 | 7 | 0 | 493 | 44 | 132 | 14.5 | 38.8 | 961.1 | 78.3 | 1.2
2019 | 4 | 14 | 8 | 0 | 709 | 65 | 331 | 17.9 | 32.5 | 961.2 | 162.7 | 0.8
2019 | 4 | 14 | 9 | 0 | 877 | 66 | 550 | 20.6 | 28.3 | 961.3 | 245.3 | 2.1
2019 | 4 | 14 | 10 | 0 | 935 | 72 | 730 | 22.3 | 23.2 | 961.2 | 246.7 | 3.2
2019 | 4 | 14 | 11 | 0 | 965 | 75 | 862 | 23.7 | 20.2 | 960.7 | 258.5 | 3.6
2019 | 4 | 14 | 12 | 0 | 975 | 79 | 935 | 24.7 | 17.1 | 960.1 | 268.4 | 4.5
2019 | 4 | 14 | 13 | 0 | 973 | 81 | 946 | 25.2 | 17.5 | 959.5 | 255.9 | 4.1
2019 | 4 | 14 | 14 | 0 | 963 | 78 | 892 | 25.6 | 19.6 | 958.9 | 268.8 | 5.5
2019 | 4 | 14 | 15 | 0 | 940 | 74 | 780 | 25.6 | 17.3 | 958.3 | 257 | 5.6
2019 | 4 | 14 | 16 | 0 | 892 | 68 | 616 | 25.8 | 13.9 | 957.8 | 270.9 | 5.5
2019 | 4 | 14 | 17 | 0 | 805 | 58 | 414 | 24.7 | 24.8 | 957.5 | 279.6 | 5.9
2019 | 4 | 14 | 18 | 0 | 606 | 45 | 198 | 23.4 | 28.9 | 957.8 | 292.2 | 5.1
2019 | 4 | 14 | 19 | 0 | 67 | 14 | 22 | 20.9 | 34.2 | 958.1 | 250.7 | 3.1
2019 | 4 | 14 | 20 | 0 | 0 | 0 | 0 | 18.3 | 44.4 | 958.9 | 232.7 | 2.6
2019 | 4 | 14 | 21 | 0 | 0 | 0 | 0 | 16.9 | 52.1 | 959.3 | 240.9 | 0.9
2019 | 4 | 14 | 22 | 0 | 0 | 0 | 0 | 16.6 | 54 | 959.3 | 171.3 | 0.4
2019 | 4 | 14 | 23 | 0 | 0 | 0 | 0 | 16.3 | 54.2 | 959.1 | 127.1 | 0.9
2019 | 4 | 15 | 0 | 0 | 0 | 0 | 0 | 15.4 | 54.9 | 959.1 | 212.4 | 0.8
2019 | 4 | 15 | 1 | 0 | 0 | 0 | 0 | 15.9 | 49.1 | 958.7 | 105.5 | 1.1
2019 | 4 | 15 | 2 | 0 | 0 | 0 | 0 | 15.5 | 47.5 | 958 | 26.2 | 1.1
2019 | 4 | 15 | 3 | 0 | 0 | 0 | 0 | 13.8 | 52.8 | 957.7 | 17 | 0.3
2019 | 4 | 15 | 4 | 0 | 0 | 0 | 0 | 14.5 | 50.1 | 957.4 | 37.7 | 1.7
2019 | 4 | 15 | 5 | 0 | 0 | 0 | 0 | 14.6 | 50.8 | 957.3 | 31.9 | 1.8
2019 | 4 | 15 | 6 | 0 | 3 | 5 | 5 | 13.8 | 54.8 | 957.2 | 48.8 | 1.5
2019 | 4 | 15 | 7 | 0 | 158 | 53 | 83 | 16.3 | 49.7 | 957.5 | 52.1 | 2.2
2019 | 4 | 15 | 8 | 0 | 452 | 177 | 345 | 20.5 | 40.3 | 957.5 | 90 | 1.3
2019 | 4 | 15 | 9 | 0 | 390 | 233 | 459 | 23.7 | 33.5 | 957.5 | 139 | 1.2
2019 | 4 | 15 | 10 | 0 | 402 | 341 | 637 | 25.2 | 30.9 | 957.5 | 240.7 | 2.6
2019 | 4 | 15 | 11 | 0 | 560 | 331 | 793 | 26.3 | 28.9 | 957.2 | 251.2 | 3.4
2019 | 4 | 15 | 12 | 0 | 70 | 514 | 588 | 26.5 | 27.8 | 956.8 | 249.3 | 4.4
2019 | 4 | 15 | 13 | 0 | 88 | 429 | 517 | 25.6 | 29.1 | 956.5 | 270.6 | 4.2
2019 | 4 | 15 | 14 | 0 | 171 | 363 | 519 | 26.6 | 27.3 | 955.8 | 276.3 | 3.5
2019 | 4 | 15 | 15 | 0 | 212 | 366 | 526 | 27.5 | 24.7 | 955.3 | 238.9 | 5.3
2019 | 4 | 15 | 16 | 0 | 515 | 245 | 568 | 27.9 | 23.7 | 955.3 | 241.6 | 5.2
2019 | 4 | 15 | 17 | 0 | 397 | 191 | 373 | 25.8 | 27.4 | 955.8 | 235.5 | 3.6
2019 | 4 | 15 | 18 | 0 | 211 | 109 | 166 | 23.4 | 32.2 | 956.1 | 224.6 | 3.2
2019 | 4 | 15 | 19 | 0 | 24 | 20 | 22 | 20.4 | 38.7 | 956.8 | 233.8 | 2.5
2019 | 4 | 15 | 20 | 0 | 0 | 0 | 0 | 17.8 | 46 | 957.2 | 202.1 | 1.3
2019 | 4 | 15 | 21 | 0 | 0 | 0 | 0 | 15.5 | 54.1 | 957.8 | 185.9 | 2.2
2019 | 4 | 15 | 22 | 0 | 0 | 0 | 0 | 14.1 | 56 | 958.6 | 145.9 | 2
2019 | 4 | 15 | 23 | 0 | 0 | 0 | 0 | 13.4 | 59 | 958.8 | 70.8 | 1.7
2019 | 4 | 16 | 0 | 0 | 0 | 0 | 0 | 13.5 | 59.3 | 958.8 | 52.3 | 1.5
2019 | 4 | 16 | 1 | 0 | 0 | 0 | 0 | 12.7 | 60 | 959 | 88.5 | 2.2
2019 | 4 | 16 | 2 | 0 | 0 | 0 | 0 | 13.8 | 53.3 | 959 | 68.1 | 1.2
2019 | 4 | 16 | 3 | 0 | 0 | 0 | 0 | 13.8 | 51.3 | 959.1 | 52.8 | 1.8
2019 | 4 | 16 | 4 | 0 | 0 | 0 | 0 | 13.8 | 50.2 | 959.4 | 40.8 | 2.1
2019 | 4 | 16 | 5 | 0 | 0 | 0 | 0 | 13.1 | 52.3 | 959.8 | 49.1 | 2.4
2019 | 4 | 16 | 6 | 0 | 13 | 4 | 4 | 11.9 | 58 | 960.2 | 125.1 | 1.4
2019 | 4 | 16 | 7 | 0 | 520 | 36 | 136 | 14.7 | 50.3 | 960.7 | 22 | 2.3
2019 | 4 | 16 | 8 | 0 | 785 | 57 | 353 | 17.6 | 47.1 | 961 | 111.4 | 1
2019 | 4 | 16 | 9 | 0 | 889 | 67 | 563 | 19.9 | 40.8 | 961.2 | 131.2 | 1.7
2019 | 4 | 16 | 10 | 0 | 926 | 80 | 737 | 21.5 | 36.6 | 961.3 | 123.8 | 1.7
2019 | 4 | 16 | 11 | 0 | 941 | 94 | 867 | 22.3 | 40 | 961.1 | 214.7 | 2.9
2019 | 4 | 16 | 12 | 0 | 937 | 121 | 949 | 22.8 | 42.7 | 960.8 | 255.8 | 3.9
2019 | 4 | 16 | 13 | 0 | 583 | 235 | 762 | 22.9 | 40.7 | 960.6 | 172.7 | 3.7
2019 | 4 | 16 | 14 | 0 | 917 | 114 | 892 | 23.2 | 38.1 | 959.9 | 99 | 5.2
2019 | 4 | 16 | 15 | 0 | 912 | 98 | 784 | 22.7 | 38.6 | 959.3 | 90.2 | 6.4
2019 | 4 | 16 | 16 | 0 | 669 | 165 | 588 | 22.3 | 38.1 | 959 | 90.7 | 6.4
2019 | 4 | 16 | 17 | 0 | 456 | 162 | 349 | 20.9 | 37.9 | 959 | 103.5 | 6.7
2019 | 4 | 16 | 18 | 0 | 621 | 54 | 211 | 20 | 34.5 | 959.2 | 100.7 | 6
2019 | 4 | 16 | 19 | 0 | 143 | 14 | 28 | 17.6 | 44.7 | 959.6 | 82.4 | 5.6
2019 | 4 | 16 | 20 | 0 | 0 | 0 | 0 | 14.5 | 75.5 | 960.3 | 93.2 | 5.5
2019 | 4 | 16 | 21 | 0 | 0 | 0 | 0 | 13.3 | 82.9 | 961 | 90.3 | 3.6
2019 | 4 | 16 | 22 | 0 | 0 | 0 | 0 | 12.2 | 86.5 | 961.1 | 91.5 | 3.4
2019 | 4 | 16 | 23 | 0 | 0 | 0 | 0 | 12.1 | 84.8 | 961 | 82.5 | 3.5
2019 | 4 | 17 | 0 | 0 | 0 | 0 | 0 | 11.7 | 85.8 | 960.9 | 96.6 | 3.1
2019 | 4 | 17 | 1 | 0 | 0 | 0 | 0 | 11.2 | 91.4 | 960.7 | 93.1 | 3.3
2019 | 4 | 17 | 2 | 0 | 0 | 0 | 0 | 10.9 | 93.2 | 960.4 | 67.5 | 2.7
2019 | 4 | 17 | 3 | 0 | 0 | 0 | 0 | 11.3 | 87.9 | 959.9 | 74.5 | 2.6
2019 | 4 | 17 | 4 | 0 | 0 | 0 | 0 | 10.8 | 89.1 | 959.5 | 79.7 | 2.5
2019 | 4 | 17 | 5 | 0 | 0 | 0 | 0 | 10.4 | 89.4 | 959.4 | 61.8 | 2.6
2019 | 4 | 17 | 6 | 0 | 3 | 9 | 9 | 10.5 | 88.4 | 959.6 | 71.2 | 3
2019 | 4 | 17 | 7 | 0 | 163 | 101 | 137 | 11.5 | 83.3 | 959.6 | 74.8 | 3.2
2019 | 4 | 17 | 8 | 0 | 272 | 182 | 290 | 14 | 72.3 | 959.3 | 94.7 | 4.7
2019 | 4 | 17 | 9 | 0 | 447 | 260 | 521 | 16.5 | 60.8 | 959.1 | 94.2 | 5.6
2019 | 4 | 17 | 10 | 0 | 483 | 320 | 675 | 18.6 | 52.1 | 959 | 89.7 | 6
2019 | 4 | 17 | 11 | 0 | 582 | 326 | 815 | 20.4 | 46.6 | 958.5 | 96.6 | 6.4
2019 | 4 | 17 | 12 | 0 | 574 | 355 | 875 | 21.4 | 44.6 | 957.8 | 98.8 | 7
2019 | 4 | 17 | 13 | 0 | 458 | 407 | 829 | 21.7 | 41.3 | 957 | 102.2 | 7.7
2019 | 4 | 17 | 14 | 0 | 585 | 334 | 842 | 22.3 | 39.4 | 956 | 97.4 | 8.2
2019 | 4 | 17 | 15 | 0 | 286 | 385 | 612 | 22 | 43.5 | 955.2 | 97.6 | 8.4
2019 | 4 | 17 | 16 | 0 | 219 | 348 | 490 | 21.1 | 47.8 | 954.6 | 100.4 | 7.9
2019 | 4 | 17 | 17 | 0 | 188 | 262 | 350 | 19.6 | 55.6 | 954.2 | 99.8 | 7.6
2019 | 4 | 17 | 18 | 0 | 45 | 108 | 123 | 18.2 | 58.7 | 954.3 | 107.1 | 7.3
2019 | 4 | 17 | 19 | 0 | 0 | 16 | 16 | 17 | 60.1 | 954.2 | 113.5 | 6.3
2019 | 4 | 17 | 20 | 0 | 0 | 0 | 0 | 16.8 | 57.1 | 954.9 | 125.6 | 5.2
2019 | 4 | 17 | 21 | 0 | 0 | 0 | 0 | 17.2 | 54.6 | 957.1 | 97.5 | 3.5
2019 | 4 | 17 | 22 | 0 | 0 | 0 | 0 | 16.9 | 56.9 | 957.3 | 169.6 | 1.2
2019 | 4 | 17 | 23 | 0 | 0 | 0 | 0 | 16.5 | 57.1 | 956.7 | 93.5 | 2
2019 | 4 | 18 | 0 | 0 | 0 | 0 | 0 | 16 | 59 | 956.5 | 206.1 | 1.3
2019 | 4 | 18 | 1 | 0 | 0 | 0 | 0 | 16.1 | 57.3 | 956.1 | 219.8 | 1.7
2019 | 4 | 18 | 2 | 0 | 0 | 0 | 0 | 14.6 | 59.7 | 955.6 | 107.2 | 1.6
2019 | 4 | 18 | 3 | 0 | 0 | 0 | 0 | 14.3 | 61.1 | 954.8 | 81.6 | 2.1
2019 | 4 | 18 | 4 | 0 | 0 | 0 | 0 | 13 | 76.5 | 954.7 | 96.4 | 2.7
2019 | 4 | 18 | 5 | 0 | 0 | 0 | 0 | 12 | 84.2 | 955.1 | 200.4 | 1.1
2019 | 4 | 18 | 6 | 0 | 0 | 12 | 12 | 12.2 | 87.5 | 955.2 | 288 | 1.7
2019 | 4 | 18 | 7 | 0 | 4 | 30 | 31 | 13.2 | 86.2 | 955.4 | 282.3 | 1.7
2019 | 4 | 18 | 8 | 0 | 0 | 41 | 41 | 13.8 | 83.2 | 955 | 181.3 | 1.4
2019 | 4 | 18 | 9 | 0 | 0 | 29 | 29 | 13.2 | 88 | 955.5 | 222 | 2.4
2019 | 4 | 18 | 10 | 0 | 0 | 28 | 28 | 10.7 | 87.4 | 956 | 252.9 | 4.2
2019 | 4 | 18 | 11 | 0 | 0 | 49 | 49 | 9.3 | 91.9 | 956.8 | 224.4 | 3.1
2019 | 4 | 18 | 12 | 0 | 0 | 61 | 62 | 9.4 | 93.2 | 956.7 | 190.7 | 1.8
2019 | 4 | 18 | 13 | 0 | 0 | 107 | 109 | 10.7 | 91.4 | 955.3 | 121.9 | 2.8
2019 | 4 | 18 | 14 | 0 | 0 | 127 | 129 | 11.8 | 84.9 | 955.3 | 206.7 | 1.8
2019 | 4 | 18 | 15 | 0 | 225 | 354 | 532 | 13.2 | 83.6 | 954.8 | 273.8 | 4
2019 | 4 | 18 | 16 | 0 | 574 | 193 | 555 | 14.5 | 78.5 | 954.3 | 246.7 | 4.1
2019 | 4 | 18 | 17 | 0 | 274 | 170 | 281 | 14.2 | 78.9 | 954.5 | 253.7 | 4.8
2019 | 4 | 18 | 18 | 0 | 578 | 60 | 209 | 14.5 | 77.6 | 954.2 | 283.9 | 3
2019 | 4 | 18 | 19 | 0 | 55 | 13 | 20 | 13.3 | 81.8 | 954.5 | 274.4 | 2.9
2019 | 4 | 18 | 20 | 0 | 0 | 0 | 0 | 12.8 | 83.7 | 955.2 | 300.6 | 2.3
2019 | 4 | 18 | 21 | 0 | 0 | 0 | 0 | 12.1 | 81.9 | 955.9 | 218.1 | 1.9
2019 | 4 | 18 | 22 | 0 | 0 | 0 | 0 | 11.4 | 85.8 | 956.2 | 51.1 | 1.5
2019 | 4 | 18 | 23 | 0 | 0 | 0 | 0 | 10.9 | 82.3 | 956.5 | 113.6 | 0.9
2019 | 4 | 19 | 0 | 0 | 0 | 0 | 0 | 11.2 | 80.3 | 956.8 | 39.8 | 1.2
2019 | 4 | 19 | 1 | 0 | 0 | 0 | 0 | 10.9 | 84.6 | 956.9 | 58.7 | 2
2019 | 4 | 19 | 2 | 0 | 0 | 0 | 0 | 11 | 83 | 956.5 | 95.3 | 1.2
2019 | 4 | 19 | 3 | 0 | 0 | 0 | 0 | 10.1 | 89.3 | 956.3 | 141.8 | 0.7
2019 | 4 | 19 | 4 | 0 | 0 | 0 | 0 | 9.8 | 89.3 | 956.2 | 80.6 | 0.6
2019 | 4 | 19 | 5 | 0 | 0 | 0 | 0 | 9.5 | 90.2 | 956.1 | 50.9 | 0.6
2019 | 4 | 19 | 6 | 0 | 0 | 5 | 5 | 9 | 91.4 | 956.3 | 119.9 | 0.9
2019 | 4 | 19 | 7 | 0 | 0 | 56 | 56 | 9 | 92.1 | 956.9 | 61.3 | 0.5
2019 | 4 | 19 | 8 | 0 | 8 | 132 | 136 | 10.4 | 86.8 | 957.3 | 31.8 | 0.6
2019 | 4 | 19 | 9 | 0 | 297 | 181 | 366 | 12.4 | 75.7 | 957.4 | 93.9 | 1
2019 | 4 | 19 | 10 | 0 | 148 | 309 | 422 | 13.8 | 72.4 | 957.5 | 101.6 | 2.8
2019 | 4 | 19 | 11 | 0 | 269 | 407 | 641 | 14.9 | 67.4 | 957.5 | 96.3 | 4
2019 | 4 | 19 | 12 | 0 | 179 | 501 | 672 | 15.2 | 65.6 | 957.3 | 105.7 | 4.8
2019 | 4 | 19 | 13 | 0 | 29 | 314 | 347 | 14.8 | 68.3 | 957.1 | 145.3 | 4.2
2019 | 4 | 19 | 14 | 0 | 13 | 457 | 478 | 14.3 | 72.1 | 957.1 | 117.1 | 5.9
2019 | 4 | 19 | 15 | 0 | 48 | 374 | 420 | 14.7 | 61.6 | 956.6 | 98.3 | 3.9
2019 | 4 | 19 | 16 | 0 | 1 | 263 | 267 | 15 | 59.5 | 956.4 | 106 | 2.9
2019 | 4 | 19 | 17 | 0 | 0 | 137 | 139 | 14.3 | 71 | 956.8 | 253.5 | 2.4
2019 | 4 | 19 | 18 | 0 | 0 | 69 | 70 | 14.2 | 70.8 | 957 | 257.5 | 1.2
2019 | 4 | 19 | 19 | 0 | 26 | 4 | 8 | 13.5 | 72.7 | 957.3 | 95.2 | 2.6
2019 | 4 | 19 | 20 | 0 | 0 | 0 | 0 | 12.4 | 79.4 | 957.6 | 92.8 | 1.5
2019 | 4 | 19 | 21 | 0 | 0 | 0 | 0 | 11.1 | 87.3 | 958.3 | 94.1 | 1.9
2019 | 4 | 19 | 22 | 0 | 0 | 0 | 0 | 10.4 | 90.5 | 958.1 | 149.6 | 1.4
2019 | 4 | 19 | 23 | 0 | 0 | 0 | 0 | 10.5 | 89.9 | 957.4 | 307.1 | 0.7
2019 | 4 | 20 | 0 | 0 | 0 | 0 | 0 | 10.3 | 91.4 | 957 | 96.4 | 1.2
2019 | 4 | 20 | 1 | 0 | 0 | 0 | 0 | 10.2 | 91.8 | 956.4 | 80.7 | 0.9
2019 | 4 | 20 | 2 | 0 | 0 | 0 | 0 | 10.2 | 93.1 | 955.3 | 229.1 | 1.1
2019 | 4 | 20 | 3 | 0 | 0 | 0 | 0 | 10.3 | 94.1 | 954.6 | 130.7 | 0.8
2019 | 4 | 20 | 4 | 0 | 0 | 0 | 0 | 10.4 | 94.6 | 953.8 | 192.2 | 0.7
2019 | 4 | 20 | 5 | 0 | 0 | 0 | 0 | 10.4 | 95.1 | 953 | 265.9 | 0.8
2019 | 4 | 20 | 6 | 0 | 0 | 1 | 1 | 10.3 | 95.2 | 953 | 239.1 | 1.2
2019 | 4 | 20 | 7 | 0 | 0 | 17 | 17 | 9.9 | 94.8 | 953.2 | 231.7 | 3.8
2019 | 4 | 20 | 8 | 0 | 0 | 42 | 42 | 9.6 | 94.5 | 953.7 | 233.9 | 4.9
2019 | 4 | 20 | 9 | 0 | 0 | 82 | 83 | 9.8 | 94.2 | 954.1 | 233.1 | 3.5
2019 | 4 | 20 | 10 | 0 | 0 | 162 | 164 | 10.5 | 94.2 | 954.5 | 209.4 | 1.9
2019 | 4 | 20 | 11 | 0 | 1 | 353 | 360 | 11.6 | 90.5 | 954.9 | 194.2 | 0.8
2019 | 4 | 20 | 12 | 0 | 30 | 539 | 580 | 13.5 | 77.3 | 954.6 | 68.6 | 1
2019 | 4 | 20 | 13 | 0 | 650 | 373 | 969 | 15.6 | 67.7 | 954.2 | 140.9 | 1.8
2019 | 4 | 20 | 14 | 0 | 810 | 247 | 949 | 17.7 | 59.7 | 954.1 | 106.7 | 4.9
2019 | 4 | 20 | 15 | 0 | 73 | 250 | 313 | 17.2 | 60.8 | 954.1 | 96.8 | 4.4
2019 | 4 | 20 | 16 | 0 | 11 | 163 | 170 | 15.6 | 75 | 954.2 | 87.5 | 6.2
2019 | 4 | 20 | 17 | 0 | 2 | 77 | 78 | 13.8 | 85 | 955 | 64 | 4.8
2019 | 4 | 20 | 18 | 0 | 0 | 68 | 69 | 13.5 | 83.8 | 955.2 | 72.9 | 4.3
2019 | 4 | 20 | 19 | 0 | 0 | 4 | 4 | 12.4 | 88.4 | 955.4 | 91.7 | 4.6
2019 | 4 | 20 | 20 | 0 | 0 | 0 | 0 | 11.7 | 92.7 | 955.5 | 88.4 | 4.1
2019 | 4 | 20 | 21 | 0 | 0 | 0 | 0 | 11.8 | 90.8 | 955.7 | 95 | 3.8
2019 | 4 | 20 | 22 | 0 | 0 | 0 | 0 | 11.9 | 89.9 | 955.3 | 90.3 | 3
2019 | 4 | 20 | 23 | 0 | 0 | 0 | 0 | 12.7 | 81.6 | 954.9 | 76.7 | 3
2019 | 4 | 21 | 0 | 0 | 0 | 0 | 0 | 12.4 | 83.5 | 954.4 | 100.6 | 2.8
2019 | 4 | 21 | 1 | 0 | 0 | 0 | 0 | 12.5 | 81.9 | 953.7 | 75.4 | 3.2
2019 | 4 | 21 | 2 | 0 | 0 | 0 | 0 | 12.9 | 76.3 | 952.8 | 66.7 | 4.3
2019 | 4 | 21 | 3 | 0 | 0 | 0 | 0 | 12.5 | 77.2 | 952.2 | 45.1 | 4.6
2019 | 4 | 21 | 4 | 0 | 0 | 0 | 0 | 12 | 79.8 | 951.7 | 42.2 | 3.4
2019 | 4 | 21 | 5 | 0 | 0 | 0 | 0 | 12.3 | 76.3 | 951.3 | 29.9 | 4.4
2019 | 4 | 21 | 6 | 0 | 0 | 0 | 0 | 12.4 | 74.3 | 951.2 | 26.8 | 4.1
2019 | 4 | 21 | 7 | 0 | 0 | 4 | 4 | 12.2 | 75.3 | 951.3 | 86.8 | 2.9
2019 | 4 | 21 | 8 | 0 | 0 | 19 | 19 | 11.3 | 83.8 | 951.1 | 124.5 | 3.8
2019 | 4 | 21 | 9 | 0 | 0 | 40 | 40 | 12.4 | 73.4 | 950.9 | 79.2 | 4.4
2019 | 4 | 21 | 10 | 0 | 0 | 68 | 68 | 12.5 | 74 | 950.9 | 93.5 | 3.3
2019 | 4 | 21 | 11 | 0 | 0 | 64 | 64 | 11.8 | 82.5 | 950.8 | 161.6 | 1.4
2019 | 4 | 21 | 12 | 0 | 0 | 145 | 147 | 11.9 | 84.2 | 950.4 | 118.2 | 1
2019 | 4 | 21 | 13 | 0 | 0 | 327 | 335 | 13.6 | 77.8 | 949.7 | 252.1 | 0.9
2019 | 4 | 21 | 14 | 0 | 1 | 319 | 325 | 14.7 | 69.7 | 949.3 | 297.7 | 0.9
2019 | 4 | 21 | 15 | 0 | 1 | 270 | 275 | 15.2 | 66.7 | 949 | 257.8 | 1.1
2019 | 4 | 21 | 16 | 0 | 1 | 237 | 241 | 15.4 | 65.7 | 948.7 | 280.2 | 0.9
2019 | 4 | 21 | 17 | 0 | 1 | 110 | 111 | 15.3 | 67.3 | 948.5 | 176.2 | 1.8
2019 | 4 | 21 | 18 | 0 | 2 | 96 | 97 | 14 | 77 | 948.5 | 137.2 | 3
2019 | 4 | 21 | 19 | 0 | 0 | 14 | 14 | 13.7 | 76.1 | 948.5 | 172.6 | 1.6
2019 | 4 | 21 | 20 | 0 | 0 | 0 | 0 | 13.3 | 79.7 | 948.8 | 127.9 | 0.7
2019 | 4 | 21 | 21 | 0 | 0 | 0 | 0 | 12.7 | 82.8 | 949.1 | 64.3 | 0.8
2019 | 4 | 21 | 22 | 0 | 0 | 0 | 0 | 12.2 | 87.1 | 949 | 127.7 | 0.3
2019 | 4 | 21 | 23 | 0 | 0 | 0 | 0 | 12.1 | 91.3 | 948.7 | 85.4 | 0.3
2019 | 4 | 22 | 0 | 0 | 0 | 0 | 0 | 11.9 | 93.1 | 948.1 | 180.8 | 0.7
2019 | 4 | 22 | 1 | 0 | 0 | 0 | 0 | 11.6 | 93.7 | 947.4 | 52.8 | 0.3
2019 | 4 | 22 | 2 | 0 | 0 | 0 | 0 | 11.2 | 94.5 | 946.7 | 214.6 | 0.9
2019 | 4 | 22 | 3 | 0 | 0 | 0 | 0 | 11.2 | 94.3 | 946.4 | 15.6 | 0.9
2019 | 4 | 22 | 4 | 0 | 0 | 0 | 0 | 10.9 | 94.2 | 946.1 | 46 | 0.6
2019 | 4 | 22 | 5 | 0 | 0 | 0 | 0 | 10.7 | 93.7 | 945.6 | 100.4 | 0.5
2019 | 4 | 22 | 6 | 0 | 0 | 6 | 5 | 10.8 | 93.5 | 945.4 | 132.4 | 0.9
2019 | 4 | 22 | 7 | 0 | 5 | 76 | 79 | 11.3 | 90.5 | 945.7 | 140.1 | 1.1
2019 | 4 | 22 | 8 | 0 | 223 | 179 | 285 | 13.4 | 77.7 | 945.9 | 182.4 | 1
2019 | 4 | 22 | 9 | 0 | 572 | 251 | 594 | 15.6 | 61.4 | 946 | 85.6 | 1.2
2019 | 4 | 22 | 10 | 0 | 475 | 350 | 711 | 16.4 | 55 | 946.2 | 143.7 | 1.8
2019 | 4 | 22 | 11 | 0 | 102 | 526 | 627 | 16.9 | 52.7 | 946 | 200 | 2
2019 | 4 | 22 | 12 | 0 | 37 | 501 | 549 | 17.9 | 47.6 | 945.5 | 242.8 | 3.8
2019 | 4 | 22 | 13 | 0 | 194 | 371 | 558 | 18.7 | 45.9 | 945 | 278.1 | 5.3
2019 | 4 | 22 | 14 | 0 | 0 | 163 | 166 | 17.5 | 49.1 | 945.1 | 151.1 | 3.4
2019 | 4 | 22 | 15 | 0 | 0 | 171 | 174 | 17.1 | 56.2 | 944.6 | 198 | 3.3
2019 | 4 | 22 | 16 | 0 | 21 | 202 | 219 | 17.8 | 52.2 | 944.5 | 127.9 | 2.6
2019 | 4 | 22 | 17 | 0 | 3 | 137 | 140 | 17.3 | 57.9 | 944.6 | 87.2 | 3.5
2019 | 4 | 22 | 18 | 0 | 28 | 71 | 78 | 17.2 | 56 | 944.9 | 154.1 | 1.4
2019 | 4 | 22 | 19 | 0 | 15 | 21 | 23 | 16.2 | 61.1 | 945.2 | 278.6 | 1.2
2019 | 4 | 22 | 20 | 0 | 0 | 0 | 0 | 15.3 | 68 | 945.5 | 157.7 | 0.9
2019 | 4 | 22 | 21 | 0 | 0 | 0 | 0 | 14.5 | 72.8 | 945.9 | 280.3 | 1.3
2019 | 4 | 22 | 22 | 0 | 0 | 0 | 0 | 13.4 | 82.8 | 946 | 262.2 | 1.2
2019 | 4 | 22 | 23 | 0 | 0 | 0 | 0 | 12.9 | 85.2 | 945.8 | 186.4 | 0.8
2019 | 4 | 23 | 0 | 0 | 0 | 0 | 0 | 12.1 | 89.7 | 945.5 | 124.8 | 1.1
2019 | 4 | 23 | 1 | 0 | 0 | 0 | 0 | 12.1 | 86.6 | 945 | 277.7 | 0.8
2019 | 4 | 23 | 2 | 0 | 0 | 0 | 0 | 11.5 | 87.2 | 944.3 | 269.9 | 1.4
2019 | 4 | 23 | 3 | 0 | 0 | 0 | 0 | 12.1 | 77.6 | 943.6 | 278.1 | 0.8
2019 | 4 | 23 | 4 | 0 | 0 | 0 | 0 | 11.9 | 77.3 | 943.1 | 78 | 0.8
2019 | 4 | 23 | 5 | 0 | 0 | 0 | 0 | 11.1 | 83.1 | 943.1 | 123.8 | 0.9
2019 | 4 | 23 | 6 | 0 | 3 | 8 | 8 | 10.7 | 85.9 | 943.3 | 148.1 | 0.9
2019 | 4 | 23 | 7 | 0 | 284 | 82 | 146 | 13.2 | 72.6 | 943.3 | 273.6 | 2.7
2019 | 4 | 23 | 8 | 0 | 163 | 162 | 218 | 15.1 | 59.8 | 943.4 | 241.5 | 9.1
2019 | 4 | 23 | 9 | 0 | 1 | 198 | 200 | 15.4 | 56.8 | 943.7 | 262.7 | 9
2019 | 4 | 23 | 10 | 0 | 35 | 299 | 328 | 16 | 56.8 | 944.2 | 258.8 | 7.4
2019 | 4 | 23 | 11 | 0 | 3 | 290 | 297 | 15.8 | 55.7 | 944.5 | 255 | 8.7
2019 | 4 | 23 | 12 | 0 | 2 | 141 | 144 | 14.1 | 65.8 | 945 | 250.8 | 6.7
2019 | 4 | 23 | 13 | 0 | 3 | 309 | 318 | 13.7 | 73.4 | 944.9 | 243.8 | 4.8
2019 | 4 | 23 | 14 | 0 | 28 | 371 | 403 | 14.8 | 64.7 | 944.9 | 244.2 | 5.7
2019 | 4 | 23 | 15 | 0 | 35 | 260 | 290 | 14.4 | 61.6 | 944.7 | 262 | 5.9
2019 | 4 | 23 | 16 | 0 | 523 | 197 | 513 | 15.4 | 54.5 | 944.2 | 232.9 | 7.1
2019 | 4 | 23 | 17 | 0 | 666 | 88 | 405 | 16 | 51 | 944.4 | 238.7 | 7.3
2019 | 4 | 23 | 18 | 0 | 141 | 72 | 103 | 14.2 | 59 | 945.2 | 235 | 5.9
2019 | 4 | 23 | 19 | 0 | 66 | 22 | 27 | 12.8 | 63.5 | 946 | 226.7 | 6.6
2019 | 4 | 23 | 20 | 0 | 0 | 0 | 0 | 12.1 | 62.8 | 947.3 | 228.7 | 5.3
2019 | 4 | 23 | 21 | 0 | 0 | 0 | 0 | 11.4 | 58 | 948.8 | 259.4 | 4.7
2019 | 4 | 23 | 22 | 0 | 0 | 0 | 0 | 11 | 51.5 | 949.5 | 270.9 | 4.7
2019 | 4 | 23 | 23 | 0 | 0 | 0 | 0 | 10.6 | 51.7 | 949.9 | 265.7 | 4.2
2019 | 4 | 24 | 0 | 0 | 0 | 0 | 0 | 10.1 | 55.4 | 950.3 | 257.9 | 3.3
2019 | 4 | 24 | 1 | 0 | 0 | 0 | 0 | 8.4 | 64.5 | 950.4 | 275.6 | 2.2
2019 | 4 | 24 | 2 | 0 | 0 | 0 | 0 | 8.1 | 66.8 | 950.5 | 175 | 1.4
2019 | 4 | 24 | 3 | 0 | 0 | 0 | 0 | 7.9 | 67.5 | 951 | 246.7 | 2
2019 | 4 | 24 | 4 | 0 | 0 | 0 | 0 | 7.6 | 68.3 | 951.3 | 141.7 | 2
2019 | 4 | 24 | 5 | 0 | 0 | 0 | 0 | 6.7 | 73.4 | 951.9 | 184.8 | 1.5
2019 | 4 | 24 | 6 | 0 | 115 | 9 | 19 | 6.4 | 75.2 | 952.4 | 237.5 | 0.7
2019 | 4 | 24 | 7 | 0 | 632 | 36 | 176 | 9.3 | 66.4 | 953.2 | 136.7 | 0.8
2019 | 4 | 24 | 8 | 0 | 826 | 51 | 391 | 12.1 | 55.8 | 953.9 | 215.4 | 0.9
2019 | 4 | 24 | 9 | 0 | 914 | 59 | 598 | 13.3 | 52.4 | 954.3 | 217 | 3.4
2019 | 4 | 24 | 10 | 0 | 957 | 66 | 771 | 15 | 47.1 | 954.6 | 233.4 | 4.2
2019 | 4 | 24 | 11 | 0 | 968 | 83 | 901 | 15.9 | 47.9 | 954.6 | 235.3 | 4
2019 | 4 | 24 | 12 | 0 | 846 | 172 | 940 | 16.5 | 51.4 | 954.4 | 236.9 | 3.6
2019 | 4 | 24 | 13 | 0 | 827 | 168 | 925 | 17.3 | 53.5 | 954 | 229.4 | 4.5
2019 | 4 | 24 | 14 | 0 | 955 | 100 | 928 | 18.3 | 51.8 | 953.7 | 220.9 | 5.9
2019 | 4 | 24 | 15 | 0 | 932 | 92 | 810 | 19.1 | 49.1 | 953.2 | 219.2 | 5.8
2019 | 4 | 24 | 16 | 0 | 891 | 74 | 638 | 18.8 | 51.1 | 953 | 213.1 | 6
2019 | 4 | 24 | 17 | 0 | 812 | 63 | 438 | 18.8 | 51.7 | 953.4 | 233 | 4.7
2019 | 4 | 24 | 18 | 0 | 653 | 46 | 224 | 18.2 | 53.6 | 953.8 | 256.4 | 4.3
2019 | 4 | 24 | 19 | 0 | 204 | 16 | 41 | 16.7 | 57.3 | 954.4 | 271.7 | 3.4
2019 | 4 | 24 | 20 | 0 | 0 | 0 | 0 | 15.2 | 62.7 | 955.1 | 268.7 | 3.5
2019 | 4 | 24 | 21 | 0 | 0 | 0 | 0 | 14.5 | 63.7 | 955.8 | 241.3 | 4.8
2019 | 4 | 24 | 22 | 0 | 0 | 0 | 0 | 13.6 | 67.3 | 956.1 | 239.8 | 3.2
2019 | 4 | 24 | 23 | 0 | 0 | 0 | 0 | 12.7 | 70.2 | 956.1 | 278.8 | 1.8
2019 | 4 | 25 | 0 | 0 | 0 | 0 | 0 | 13.6 | 64.1 | 956 | 250.4 | 3.7
2019 | 4 | 25 | 1 | 0 | 0 | 0 | 0 | 14.4 | 58.4 | 955.7 | 249.1 | 6
2019 | 4 | 25 | 2 | 0 | 0 | 0 | 0 | 14.4 | 61.9 | 955.4 | 260 | 5.9
2019 | 4 | 25 | 3 | 0 | 0 | 0 | 0 | 13.8 | 67 | 955.2 | 270.9 | 4
2019 | 4 | 25 | 4 | 0 | 0 | 0 | 0 | 13.3 | 71.5 | 955.1 | 268.2 | 3
2019 | 4 | 25 | 5 | 0 | 0 | 0 | 0 | 12.9 | 78 | 955 | 270.6 | 3.4
2019 | 4 | 25 | 6 | 0 | 15 | 14 | 15 | 12.9 | 84.6 | 955.4 | 258.5 | 4.5
2019 | 4 | 25 | 7 | 0 | 109 | 85 | 112 | 13.7 | 84.3 | 956 | 269.2 | 4.1
2019 | 4 | 25 | 8 | 0 | 29 | 145 | 158 | 14.8 | 81.3 | 956.4 | 268.9 | 3.9
2019 | 4 | 25 | 9 | 0 | 170 | 244 | 355 | 15.8 | 75.1 | 956.5 | 230.8 | 7.5
2019 | 4 | 25 | 10 | 0 | 280 | 328 | 548 | 17 | 69.2 | 956.6 | 230.6 | 8.4
2019 | 4 | 25 | 11 | 0 | 685 | 287 | 876 | 18.7 | 62.9 | 956.5 | 221.3 | 8.9
2019 | 4 | 25 | 12 | 0 | 885 | 178 | 986 | 20.1 | 58.3 | 956.1 | 226.2 | 9.4
2019 | 4 | 25 | 13 | 0 | 824 | 218 | 978 | 20.8 | 55.5 | 956.1 | 224.2 | 8.3
2019 | 4 | 25 | 14 | 0 | 350 | 277 | 595 | 20.2 | 57.5 | 956.3 | 225.8 | 5.7
2019 | 4 | 25 | 15 | 0 | 146 | 274 | 391 | 20.2 | 56.9 | 956 | 210.1 | 6.1
2019 | 4 | 25 | 16 | 0 | 773 | 165 | 659 | 21.9 | 48.9 | 955.8 | 230 | 6.2
2019 | 4 | 25 | 17 | 0 | 794 | 92 | 460 | 22.4 | 37.5 | 956.3 | 265.7 | 7.5
2019 | 4 | 25 | 18 | 0 | 690 | 43 | 232 | 20.7 | 37.4 | 957 | 284.1 | 7.8
2019 | 4 | 25 | 19 | 0 | 223 | 16 | 42 | 18.8 | 38.7 | 957.7 | 281.2 | 7.7
2019 | 4 | 25 | 20 | 0 | 0 | 0 | 0 | 17.4 | 37.6 | 958.7 | 283.5 | 6.4
2019 | 4 | 25 | 21 | 0 | 0 | 0 | 0 | 16.3 | 37.5 | 959.8 | 295.3 | 4.9
2019 | 4 | 25 | 22 | 0 | 0 | 0 | 0 | 15.8 | 43.2 | 960.7 | 315.6 | 3.3
2019 | 4 | 25 | 23 | 0 | 0 | 0 | 0 | 14.5 | 49 | 961.7 | 218.5 | 2.3
2019 | 4 | 26 | 0 | 0 | 0 | 0 | 0 | 12.8 | 54.4 | 962.2 | 138.4 | 1.4
2019 | 4 | 26 | 1 | 0 | 0 | 0 | 0 | 12.1 | 57.3 | 962.5 | 47 | 1.7
2019 | 4 | 26 | 2 | 0 | 0 | 0 | 0 | 11.4 | 61.8 | 962.6 | 19.2 | 2.2
2019 | 4 | 26 | 3 | 0 | 0 | 0 | 0 | 11.4 | 59.7 | 962.9 | 32 | 2.2
2019 | 4 | 26 | 4 | 0 | 0 | 0 | 0 | 9.3 | 71.2 | 963.2 | 139.5 | 0.7
2019 | 4 | 26 | 5 | 0 | 0 | 0 | 0 | 8.8 | 71.3 | 963.5 | 54.6 | 1.4
2019 | 4 | 26 | 6 | 0 | 111 | 10 | 22 | 9.2 | 67.8 | 964.2 | 30.9 | 1.8
2019 | 4 | 26 | 7 | 0 | 620 | 42 | 184 | 11.5 | 61.3 | 964.9 | 31.2 | 1.7
2019 | 4 | 26 | 8 | 0 | 801 | 63 | 400 | 14.7 | 48.6 | 965.5 | 111.3 | 0.9
2019 | 4 | 26 | 9 | 0 | 876 | 81 | 603 | 16.1 | 51.8 | 965.9 | 98 | 3
2019 | 4 | 26 | 10 | 0 | 909 | 105 | 783 | 17.2 | 54.2 | 966.2 | 94.5 | 3.8
2019 | 4 | 26 | 11 | 0 | 939 | 114 | 915 | 18.3 | 46.8 | 966 | 89.8 | 3.6
2019 | 4 | 26 | 12 | 0 | 948 | 132 | 997 | 19 | 41.3 | 965.5 | 115 | 2.6
2019 | 4 | 26 | 13 | 0 | 719 | 211 | 879 | 19.9 | 40.2 | 964.9 | 118.3 | 2.1
2019 | 4 | 26 | 14 | 0 | 867 | 173 | 929 | 20.2 | 44.4 | 964.6 | 259.4 | 4.8
2019 | 4 | 26 | 15 | 0 | 897 | 130 | 827 | 20 | 44.6 | 964.2 | 263.6 | 4.2
2019 | 4 | 26 | 16 | 0 | 855 | 99 | 645 | 19.7 | 45.6 | 964.1 | 267.9 | 4.2
2019 | 4 | 26 | 17 | 0 | 780 | 76 | 442 | 19.4 | 47.2 | 964.4 | 258.6 | 4.2
2019 | 4 | 26 | 18 | 0 | 603 | 57 | 225 | 18.7 | 45.9 | 965 | 262.3 | 3.9
2019 | 4 | 26 | 19 | 0 | 196 | 20 | 44 | 17.5 | 43 | 965.5 | 255.4 | 2.2
2019 | 4 | 26 | 20 | 0 | 0 | 0 | 0 | 15.4 | 51.3 | 966.2 | 207.1 | 1.2
2019 | 4 | 26 | 21 | 0 | 0 | 0 | 0 | 14.1 | 62 | 967.2 | 120 | 1.2
2019 | 4 | 26 | 22 | 0 | 0 | 0 | 0 | 13.2 | 66.6 | 967.5 | 63.6 | 1.7
2019 | 4 | 26 | 23 | 0 | 0 | 0 | 0 | 12.7 | 71.6 | 967.7 | 53.6 | 0.8
2019 | 4 | 27 | 0 | 0 | 0 | 0 | 0 | 12.7 | 70.4 | 967.6 | 41.2 | 2.3
2019 | 4 | 27 | 1 | 0 | 0 | 0 | 0 | 12.3 | 70.3 | 967.4 | 55.5 | 2.4
2019 | 4 | 27 | 2 | 0 | 0 | 0 | 0 | 12.1 | 68.8 | 967.1 | 65.9 | 1.1
2019 | 4 | 27 | 3 | 0 | 0 | 0 | 0 | 11.3 | 72.9 | 967 | 98.9 | 1.1
2019 | 4 | 27 | 4 | 0 | 0 | 0 | 0 | 10.8 | 75.3 | 966.9 | 135.9 | 1.2
2019 | 4 | 27 | 5 | 0 | 0 | 0 | 0 | 10.1 | 76.6 | 967.1 | 35.8 | 1.1
2019 | 4 | 27 | 6 | 0 | 110 | 11 | 23 | 11 | 71.2 | 967.5 | 60.8 | 1.8
2019 | 4 | 27 | 7 | 0 | 623 | 40 | 186 | 14 | 64.2 | 968.1 | 65.7 | 0.1
2019 | 4 | 27 | 8 | 0 | 815 | 55 | 401 | 16.8 | 45 | 968.1 | 118.3 | 1
2019 | 4 | 27 | 9 | 0 | 902 | 64 | 607 | 18.9 | 36.5 | 968 | 109.8 | 1.9
2019 | 4 | 27 | 10 | 0 | 953 | 68 | 782 | 19.9 | 34.5 | 968.1 | 124.6 | 2.4
2019 | 4 | 27 | 11 | 0 | 984 | 68 | 909 | 20.6 | 33.8 | 968.2 | 113.8 | 2.5
2019 | 4 | 27 | 12 | 0 | 992 | 70 | 977 | 21.3 | 33.2 | 967.9 | 105 | 2.6
2019 | 4 | 27 | 13 | 0 | 988 | 72 | 981 | 21.7 | 33.2 | 967.3 | 98.1 | 2.7
2019 | 4 | 27 | 14 | 0 | 977 | 72 | 926 | 22.2 | 31.7 | 966.7 | 81 | 3.9
2019 | 4 | 27 | 15 | 0 | 958 | 68 | 814 | 22.4 | 30.2 | 966.2 | 96.1 | 4.9
2019 | 4 | 27 | 16 | 0 | 923 | 61 | 653 | 22 | 30.7 | 965.8 | 93.4 | 4.6
2019 | 4 | 27 | 17 | 0 | 848 | 54 | 453 | 20.8 | 34.4 | 965.8 | 96.7 | 5.7
2019 | 4 | 27 | 18 | 0 | 690 | 43 | 236 | 19.6 | 36.5 | 965.9 | 95.7 | 5.4
2019 | 4 | 27 | 19 | 0 | 256 | 17 | 48 | 17.6 | 41.3 | 966.3 | 96.9 | 5.2
2019 | 4 | 27 | 20 | 0 | 0 | 0 | 0 | 15.6 | 54.4 | 967 | 82.9 | 2.8
2019 | 4 | 27 | 21 | 0 | 0 | 0 | 0 | 14.1 | 64.7 | 967.4 | 103.6 | 2.1
2019 | 4 | 27 | 22 | 0 | 0 | 0 | 0 | 12.9 | 71.6 | 967.5 | 99.8 | 1.7
2019 | 4 | 27 | 23 | 0 | 0 | 0 | 0 | 12.8 | 68.7 | 967.4 | 26.8 | 0.8
2019 | 4 | 28 | 0 | 0 | 0 | 0 | 0 | 12.7 | 63.2 | 967.1 | 39.6 | 1.4
2019 | 4 | 28 | 1 | 0 | 0 | 0 | 0 | 12.4 | 58.7 | 966.6 | 68.3 | 1.6
2019 | 4 | 28 | 2 | 0 | 0 | 0 | 0 | 11.3 | 64.9 | 966 | 93.2 | 0.9
2019 | 4 | 28 | 3 | 0 | 0 | 0 | 0 | 10.4 | 66.8 | 965.6 | 22.7 | 0.9
2019 | 4 | 28 | 4 | 0 | 0 | 0 | 0 | 10.5 | 65.6 | 965.5 | 21.8 | 1.2
2019 | 4 | 28 | 5 | 0 | 0 | 0 | 0 | 11.1 | 60.9 | 965.3 | 33.7 | 1.7
2019 | 4 | 28 | 6 | 0 | 125 | 17 | 32 | 11.4 | 61.3 | 965.2 | 46 | 1.6
2019 | 4 | 28 | 7 | 0 | 409 | 61 | 160 | 13.4 | 58 | 965.3 | 74.2 | 1.5
2019 | 4 | 28 | 8 | 0 | 777 | 69 | 403 | 16.4 | 49.5 | 965.3 | 91.9 | 3
2019 | 4 | 28 | 9 | 0 | 865 | 80 | 605 | 18.7 | 42.2 | 965 | 105.6 | 4.3
2019 | 4 | 28 | 10 | 0 | 963 | 67 | 791 | 20.6 | 36.7 | 964.9 | 106.8 | 4.3
2019 | 4 | 28 | 11 | 0 | 948 | 87 | 902 | 22 | 32 | 964.7 | 92.3 | 4.6
2019 | 4 | 28 | 12 | 0 | 964 | 92 | 976 | 22.3 | 31.7 | 964.3 | 102.2 | 5.6
2019 | 4 | 28 | 13 | 0 | 908 | 118 | 958 | 22.3 | 28.2 | 963.7 | 100.9 | 6.6
2019 | 4 | 28 | 14 | 0 | 923 | 121 | 932 | 22.7 | 27.7 | 963 | 99 | 7.2
2019 | 4 | 28 | 15 | 0 | 937 | 96 | 829 | 22.9 | 27.4 | 962.3 | 98 | 7.1
2019 | 4 | 28 | 16 | 0 | 886 | 86 | 657 | 22.6 | 29.1 | 961.9 | 100.2 | 6.8
2019 | 4 | 28 | 17 | 0 | 789 | 79 | 453 | 21.6 | 31.7 | 961.7 | 102.2 | 6.5
2019 | 4 | 28 | 18 | 0 | 661 | 52 | 241 | 20.3 | 34.3 | 961.7 | 99.8 | 5.5
2019 | 4 | 28 | 19 | 0 | 227 | 21 | 50 | 18 | 39 | 961.9 | 95 | 5.1
2019 | 4 | 28 | 20 | 0 | 0 | 0 | 0 | 15.4 | 45.1 | 962.4 | 97.7 | 4.6
2019 | 4 | 28 | 21 | 0 | 0 | 0 | 0 | 13.8 | 50.8 | 963 | 99.5 | 2.4
2019 | 4 | 28 | 22 | 0 | 0 | 0 | 0 | 13.7 | 49.4 | 963.2 | 79.3 | 2.8
2019 | 4 | 28 | 23 | 0 | 0 | 0 | 0 | 13.5 | 49.8 | 963.1 | 52.9 | 2.4
2019 | 4 | 29 | 0 | 0 | 0 | 0 | 0 | 13 | 53.7 | 962.9 | 60.4 | 1.4
2019 | 4 | 29 | 1 | 0 | 0 | 0 | 0 | 13 | 56.7 | 962.7 | 40.5 | 1.4
2019 | 4 | 29 | 2 | 0 | 0 | 0 | 0 | 11.3 | 66.2 | 962.2 | 64 | 0.8
2019 | 4 | 29 | 3 | 0 | 0 | 0 | 0 | 12 | 63.3 | 961.7 | 50.3 | 1.4
2019 | 4 | 29 | 4 | 0 | 0 | 0 | 0 | 13.8 | 55 | 961.1 | 44.9 | 2.4
2019 | 4 | 29 | 5 | 0 | 0 | 0 | 0 | 13 | 60.8 | 961.1 | 51.7 | 1.7
2019 | 4 | 29 | 6 | 0 | 0 | 15 | 15 | 13.3 | 58.5 | 961.4 | 59 | 2.3
2019 | 4 | 29 | 7 | 0 | 72 | 102 | 122 | 15.1 | 50 | 961.8 | 71.5 | 2.3
2019 | 4 | 29 | 8 | 0 | 246 | 207 | 318 | 16.9 | 43.2 | 961.9 | 87.9 | 3.7
2019 | 4 | 29 | 9 | 0 | 521 | 220 | 548 | 18.7 | 40.3 | 961.8 | 98.9 | 4.5
2019 | 4 | 29 | 10 | 0 | 597 | 283 | 739 | 20.1 | 36.6 | 961.8 | 98 | 5.1
2019 | 4 | 29 | 11 | 0 | 298 | 434 | 698 | 20.6 | 32.4 | 961.6 | 93.8 | 5.2
2019 | 4 | 29 | 12 | 0 | 520 | 329 | 819 | 20.7 | 32.9 | 961.2 | 100.3 | 5.8
2019 | 4 | 29 | 13 | 0 | 756 | 240 | 945 | 21.7 | 29.8 | 960.6 | 98 | 5.3
2019 | 4 | 29 | 14 | 0 | 317 | 385 | 674 | 21.9 | 28.3 | 960.1 | 95.3 | 4.5
2019 | 4 | 29 | 15 | 0 | 291 | 341 | 579 | 21.8 | 29.2 | 959.7 | 99.3 | 4.3
2019 | 4 | 29 | 16 | 0 | 167 | 309 | 417 | 21.4 | 33.7 | 959.5 | 96.5 | 4.1
2019 | 4 | 29 | 17 | 0 | 404 | 179 | 362 | 20.7 | 42.1 | 959.5 | 93.7 | 4.6
2019 | 4 | 29 | 18 | 0 | 547 | 64 | 226 | 19.9 | 43 | 959.3 | 92.4 | 4.7
2019 | 4 | 29 | 19 | 0 | 247 | 27 | 58 | 18.1 | 50.2 | 959.3 | 98.1 | 4.4
2019 | 4 | 29 | 20 | 0 | 0 | 0 | 0 | 15.2 | 69.1 | 959.9 | 102.1 | 4.3
2019 | 4 | 29 | 21 | 0 | 0 | 0 | 0 | 13.8 | 82 | 960.7 | 103 | 3.1
2019 | 4 | 29 | 22 | 0 | 0 | 0 | 0 | 13 | 85.8 | 961 | 91.2 | 2.1
2019 | 4 | 29 | 23 | 0 | 0 | 0 | 0 | 12.4 | 88.4 | 961 | 77.2 | 1.9
2019 | 4 | 30 | 0 | 0 | 0 | 0 | 0 | 12.2 | 88.3 | 961.3 | 73.4 | 0.8
2019 | 4 | 30 | 1 | 0 | 0 | 0 | 0 | 11.5 | 87.6 | 961 | 67.8 | 1.2
2019 | 4 | 30 | 2 | 0 | 0 | 0 | 0 | 10.8 | 79.6 | 960.4 | 49.3 | 1
2019 | 4 | 30 | 3 | 0 | 0 | 0 | 0 | 11.4 | 72.4 | 959.7 | 61.4 | 1.4
2019 | 4 | 30 | 4 | 0 | 0 | 0 | 0 | 11.6 | 69.9 | 959.3 | 48.7 | 1.8
2019 | 4 | 30 | 5 | 0 | 0 | 0 | 0 | 10.3 | 78.1 | 959.3 | 55.6 | 1.3
2019 | 4 | 30 | 6 | 0 | 99 | 14 | 26 | 10.6 | 79.2 | 959.5 | 63.5 | 1.4
2019 | 4 | 30 | 7 | 0 | 572 | 48 | 187 | 14.3 | 62.8 | 960 | 44.7 | 0.5
2019 | 4 | 30 | 8 | 0 | 760 | 69 | 398 | 16.7 | 60.7 | 960.2 | 130.8 | 0.6
2019 | 4 | 30 | 9 | 0 | 848 | 84 | 600 | 18.7 | 49.7 | 960.1 | 236.9 | 1.6
2019 | 4 | 30 | 10 | 0 | 898 | 92 | 771 | 20 | 44.7 | 960 | 238.2 | 2.3
2019 | 4 | 30 | 11 | 0 | 924 | 99 | 894 | 21.3 | 40.5 | 959.7 | 242.6 | 2.6
2019 | 4 | 30 | 12 | 0 | 938 | 102 | 965 | 22.5 | 39.1 | 959.2 | 226 | 2.6
2019 | 4 | 30 | 13 | 0 | 929 | 109 | 969 | 23.1 | 43 | 958.7 | 239.9 | 3.5
2019 | 4 | 30 | 14 | 0 | 905 | 114 | 911 | 23.5 | 42.2 | 958.3 | 251.8 | 4.7
2019 | 4 | 30 | 15 | 0 | 864 | 118 | 797 | 23.5 | 42 | 958 | 256.2 | 5.1
2019 | 4 | 30 | 16 | 0 | 795 | 112 | 628 | 23.8 | 38.9 | 957.7 | 252.4 | 3.5
2019 | 4 | 30 | 17 | 0 | 713 | 98 | 439 | 23.6 | 44.2 | 957.5 | 121.9 | 3.5
2019 | 4 | 30 | 18 | 0 | 501 | 124 | 273 | 21.4 | 55.9 | 957.7 | 93.3 | 5
2019 | 4 | 30 | 19 | 0 | 93 | 42 | 54 | 18.4 | 65.5 | 958.1 | 104 | 4.7
2019 | 4 | 30 | 20 | 0 | 0 | 0 | 0 | 15.8 | 71.9 | 958.7 | 107.4 | 3.7
2019 | 4 | 30 | 21 | 0 | 0 | 0 | 0 | 14.4 | 74.8 | 959.1 | 105.5 | 3.8
2019 | 4 | 30 | 22 | 0 | 0 | 0 | 0 | 13.3 | 83 | 959.2 | 98.3 | 3.9
2019 | 4 | 30 | 23 | 0 | 0 | 0 | 0 | 12.6 | 87.4 | 959 | 99.3 | 2.8
2019 | 5 | 1 | 0 | 0 | 0 | 0 | 0 | 11.9 | 91.5 | 958.9 | 91.5 | 2.7
2019 | 5 | 1 | 1 | 0 | 0 | 0 | 0 | 11.5 | 92.5 | 958.4 | 84.3 | 2.8
2019 | 5 | 1 | 2 | 0 | 0 | 0 | 0 | 11 | 94.5 | 957.9 | 86.3 | 2.9
2019 | 5 | 1 | 3 | 0 | 0 | 0 | 0 | 10.8 | 94.6 | 957.6 | 69.2 | 2.2
2019 | 5 | 1 | 4 | 0 | 0 | 0 | 0 | 10.6 | 94.6 | 957.4 | 76.8 | 2.4
2019 | 5 | 1 | 5 | 0 | 0 | 0 | 0 | 10.7 | 96 | 957 | 85.8 | 3.8
2019 | 5 | 1 | 6 | 0 | 51 | 16 | 22 | 11.2 | 94.9 | 957.4 | 73.8 | 2.9
2019 | 5 | 1 | 7 | 0 | 430 | 70 | 182 | 12.9 | 87.9 | 957.9 | 88.7 | 2.9
2019 | 5 | 1 | 8 | 0 | 729 | 78 | 398 | 15 | 78.9 | 957.9 | 123.7 | 3
2019 | 5 | 1 | 9 | 0 | 845 | 85 | 604 | 17.9 | 54.6 | 957.9 | 111.9 | 3.9
2019 | 5 | 1 | 10 | 0 | 891 | 101 | 779 | 20 | 46.8 | 957.8 | 98.3 | 4.8
2019 | 5 | 1 | 11 | 0 | 810 | 164 | 869 | 21.5 | 45.5 | 957.3 | 106 | 5.2
2019 | 5 | 1 | 12 | 0 | 815 | 208 | 965 | 22.6 | 43.8 | 956.8 | 101.3 | 5.9
2019 | 5 | 1 | 13 | 0 | 826 | 181 | 952 | 23.2 | 41.2 | 956.4 | 103 | 6
2019 | 5 | 1 | 14 | 0 | 862 | 143 | 906 | 23.8 | 36.6 | 956 | 96 | 5.7
2019 | 5 | 1 | 15 | 0 | 852 | 125 | 796 | 24.3 | 35 | 955.4 | 92.3 | 5.6
2019 | 5 | 1 | 16 | 0 | 875 | 82 | 651 | 24.3 | 34.5 | 954.8 | 88.9 | 5.6
2019 | 5 | 1 | 17 | 0 | 815 | 66 | 457 | 23.7 | 36.7 | 954.6 | 91.9 | 5.8
2019 | 5 | 1 | 18 | 0 | 645 | 52 | 241 | 21.8 | 42.1 | 954.8 | 99 | 5.4
2019 | 5 | 1 | 19 | 0 | 80 | 22 | 34 | 19.1 | 47.3 | 954.8 | 105.7 | 5
2019 | 5 | 1 | 20 | 0 | 0 | 0 | 0 | 16.3 | 54.4 | 955.7 | 99.2 | 5.6
2019 | 5 | 1 | 21 | 0 | 0 | 0 | 0 | 14.7 | 64.3 | 956.8 | 95.4 | 5.2
2019 | 5 | 1 | 22 | 0 | 0 | 0 | 0 | 14.1 | 68.1 | 957.3 | 93.3 | 4.4
2019 | 5 | 1 | 23 | 0 | 0 | 0 | 0 | 13.5 | 73.8 | 957.3 | 91.3 | 4.4
2019 | 5 | 2 | 0 | 0 | 0 | 0 | 0 | 13.8 | 71.5 | 956.8 | 59.8 | 3.1
2019 | 5 | 2 | 1 | 0 | 0 | 0 | 0 | 13.7 | 70.4 | 956.3 | 49.4 | 2.1
2019 | 5 | 2 | 2 | 0 | 0 | 0 | 0 | 13.3 | 69.7 | 955.4 | 72.4 | 2.1
2019 | 5 | 2 | 3 | 0 | 0 | 0 | 0 | 13.2 | 70.4 | 954.8 | 54.3 | 2.3
2019 | 5 | 2 | 4 | 0 | 0 | 0 | 0 | 13.6 | 66.1 | 954.7 | 41.5 | 2.4
2019 | 5 | 2 | 5 | 0 | 0 | 0 | 0 | 13.3 | 67.3 | 954.6 | 23.1 | 2.4
2019 | 5 | 2 | 6 | 0 | 23 | 22 | 25 | 14.5 | 58.2 | 955 | 52.4 | 2.7
2019 | 5 | 2 | 7 | 0 | 218 | 103 | 165 | 15.2 | 51.4 | 955.6 | 92.4 | 4.1
2019 | 5 | 2 | 8 | 0 | 426 | 138 | 335 | 18.3 | 45.8 | 956.2 | 97.6 | 2.2
2019 | 5 | 2 | 9 | 0 | 574 | 193 | 547 | 20.1 | 41.7 | 956.6 | 98.5 | 6.1
2019 | 5 | 2 | 10 | 0 | 762 | 190 | 771 | 21.5 | 28.4 | 956.7 | 86.1 | 6.7
2019 | 5 | 2 | 11 | 0 | 522 | 290 | 745 | 22.3 | 28.1 | 956.4 | 86.5 | 7.2
2019 | 5 | 2 | 12 | 0 | 326 | 435 | 752 | 22.9 | 29.3 | 955.9 | 94.2 | 6.8
2019 | 5 | 2 | 13 | 0 | 141 | 446 | 589 | 23.2 | 30.5 | 955.3 | 100.7 | 7.1
2019 | 5 | 2 | 14 | 0 | 27 | 384 | 415 | 21.8 | 37.1 | 955.2 | 104.8 | 7.3
2019 | 5 | 2 | 15 | 0 | 13 | 298 | 312 | 20.8 | 40.8 | 954.9 | 101 | 8.3
2019 | 5 | 2 | 16 | 0 | 23 | 263 | 281 | 19.7 | 45.9 | 955 | 91.2 | 8.5
2019 | 5 | 2 | 17 | 0 | 110 | 220 | 272 | 19.2 | 39.8 | 955.3 | 86.9 | 7.1
2019 | 5 | 2 | 18 | 0 | 93 | 134 | 161 | 18.5 | 40.3 | 955 | 89.5 | 5.7
2019 | 5 | 2 | 19 | 0 | 38 | 34 | 40 | 17.3 | 40.9 | 955.4 | 104.1 | 4.8
2019 | 5 | 2 | 20 | 0 | 0 | 0 | 0 | 15.4 | 51.2 | 955.8 | 108.8 | 3.4
2019 | 5 | 2 | 21 | 0 | 0 | 0 | 0 | 14.8 | 55.2 | 956.1 | 99.9 | 3.8
2019 | 5 | 2 | 22 | 0 | 0 | 0 | 0 | 14.6 | 54.6 | 956.7 | 107.7 | 4.4
2019 | 5 | 2 | 23 | 0 | 0 | 0 | 0 | 14 | 51.7 | 956.8 | 113.3 | 3.1
2019 | 5 | 3 | 0 | 0 | 0 | 0 | 0 | 12.9 | 50.1 | 956.3 | 109 | 2.3
2019 | 5 | 3 | 1 | 0 | 0 | 0 | 0 | 13.1 | 45.8 | 955.9 | 108.9 | 1.5
2019 | 5 | 3 | 2 | 0 | 0 | 0 | 0 | 12.2 | 49.5 | 955.5 | 234.7 | 1.2
2019 | 5 | 3 | 3 | 0 | 0 | 0 | 0 | 12 | 49.3 | 955 | 221.2 | 0.8
2019 | 5 | 3 | 4 | 0 | 0 | 0 | 0 | 12 | 49.7 | 954.4 | 164.8 | 1.2
2019 | 5 | 3 | 5 | 0 | 0 | 0 | 0 | 10 | 59.3 | 954.1 | 78.4 | 1.2
2019 | 5 | 3 | 6 | 0 | 105 | 15 | 27 | 11 | 52.5 | 954.2 | 61.5 | 2.4
2019 | 5 | 3 | 7 | 0 | 540 | 49 | 190 | 13.3 | 47.8 | 954.4 | 83.5 | 2.9
2019 | 5 | 3 | 8 | 0 | 788 | 71 | 419 | 15.4 | 44.9 | 954.5 | 88.5 | 4.2
2019 | 5 | 3 | 9 | 0 | 814 | 104 | 611 | 17.5 | 41.4 | 954.4 | 108.7 | 3.3
2019 | 5 | 3 | 10 | 0 | 924 | 91 | 797 | 19.7 | 35.9 | 954.1 | 99.6 | 1.4
2019 | 5 | 3 | 11 | 0 | 948 | 101 | 925 | 21.4 | 30.6 | 953.8 | 151.8 | 1.7
2019 | 5 | 3 | 12 | 0 | 861 | 157 | 956 | 22.3 | 32.4 | 953.1 | 174.2 | 2.2
2019 | 5 | 3 | 13 | 0 | 860 | 150 | 953 | 22.5 | 35.7 | 952.4 | 252.6 | 4.1
2019 | 5 | 3 | 14 | 0 | 902 | 138 | 937 | 22.1 | 40.3 | 951.8 | 266.8 | 5.9
2019 | 5 | 3 | 15 | 0 | 481 | 222 | 603 | 19.9 | 53.5 | 951.4 | 276.4 | 7.1
2019 | 5 | 3 | 16 | 0 | 427 | 162 | 436 | 18.9 | 60.8 | 951 | 285.2 | 6.9
2019 | 5 | 3 | 17 | 0 | 433 | 114 | 332 | 18.6 | 64.8 | 951.1 | 281.8 | 5.3
2019 | 5 | 3 | 18 | 0 | 449 | 86 | 225 | 18.8 | 64.8 | 951.3 | 290.9 | 4
2019 | 5 | 3 | 19 | 0 | 1 | 11 | 11 | 16.1 | 78.7 | 952.7 | 129.7 | 4.8
2019 | 5 | 3 | 20 | 0 | 0 | 0 | 0 | 14.3 | 87.8 | 953.4 | 80.9 | 4.2
2019 | 5 | 3 | 21 | 0 | 0 | 0 | 0 | 14.1 | 89.4 | 954.3 | 92.4 | 3.6
2019 | 5 | 3 | 22 | 0 | 0 | 0 | 0 | 14.1 | 89.1 | 955 | 84.7 | 3.4
2019 | 5 | 3 | 23 | 0 | 0 | 0 | 0 | 13.8 | 84.8 | 955.4 | 86.7 | 5.2
2019 | 5 | 4 | 0 | 0 | 0 | 0 | 0 | 13.8 | 84.9 | 955.7 | 99 | 4.4
2019 | 5 | 4 | 1 | 0 | 0 | 0 | 0 | 13.6 | 87 | 955.5 | 109.1 | 4.1
2019 | 5 | 4 | 2 | 0 | 0 | 0 | 0 | 12.8 | 92.1 | 955.1 | 100 | 4.1
2019 | 5 | 4 | 3 | 0 | 0 | 0 | 0 | 12.1 | 94.1 | 955 | 110.9 | 3.1
2019 | 5 | 4 | 4 | 0 | 0 | 0 | 0 | 12.3 | 93.7 | 954.9 | 102.1 | 2.7
2019 | 5 | 4 | 5 | 0 | 0 | 0 | 0 | 12.4 | 92.7 | 955.1 | 92.4 | 3
2019 | 5 | 4 | 6 | 0 | 0 | 7 | 7 | 12.5 | 91.4 | 955.5 | 95.2 | 3
2019 | 5 | 4 | 7 | 0 | 16 | 84 | 90 | 13 | 90 | 956.1 | 103.2 | 2.8
2019 | 5 | 4 | 8 | 0 | 4 | 171 | 174 | 13.9 | 85.7 | 956.5 | 122.9 | 2.2
2019 | 5 | 4 | 9 | 0 | 53 | 278 | 313 | 15.2 | 80.7 | 956.9 | 179.3 | 1.9
2019 | 5 | 4 | 10 | 0 | 18 | 352 | 372 | 15.8 | 78.1 | 957.1 | 252.6 | 2.8
2019 | 5 | 4 | 11 | 0 | 398 | 408 | 769 | 18 | 67.3 | 957.1 | 248.7 | 4.4
2019 | 5 | 4 | 12 | 0 | 843 | 217 | 1004 | 18.8 | 62.7 | 956.6 | 253.2 | 6.5
2019 | 5 | 4 | 13 | 0 | 898 | 150 | 992 | 19.3 | 60.3 | 956.1 | 263.7 | 6
2019 | 5 | 4 | 14 | 0 | 918 | 117 | 935 | 19.6 | 59 | 955.7 | 264.7 | 6.3
2019 | 5 | 4 | 15 | 0 | 895 | 112 | 824 | 19 | 64 | 955.6 | 263.9 | 7.2
2019 | 5 | 4 | 16 | 0 | 839 | 107 | 659 | 18.5 | 67.8 | 955.5 | 270.3 | 6.8
2019 | 5 | 4 | 17 | 0 | 718 | 101 | 454 | 17.8 | 72 | 955.7 | 272.9 | 6.7
2019 | 5 | 4 | 18 | 0 | 70 | 97 | 123 | 15.9 | 81.5 | 956 | 282.1 | 6
2019 | 5 | 4 | 19 | 0 | 0 | 27 | 27 | 15.1 | 85.4 | 956.3 | 286.9 | 4.3
2019 | 5 | 4 | 20 | 0 | 0 | 0 | 0 | 15 | 86.7 | 956.6 | 266.1 | 2.4
2019 | 5 | 4 | 21 | 0 | 0 | 0 | 0 | 14.3 | 88.6 | 957 | 245.7 | 1.5
2019 | 5 | 4 | 22 | 0 | 0 | 0 | 0 | 13.4 | 91 | 957.2 | 291.2 | 1.3
2019 | 5 | 4 | 23 | 0 | 0 | 0 | 0 | 12.9 | 92.1 | 957.2 | 276.3 | 0.8
2019 | 5 | 5 | 0 | 0 | 0 | 0 | 0 | 12.4 | 91.4 | 957 | 250.9 | 0.9
2019 | 5 | 5 | 1 | 0 | 0 | 0 | 0 | 12 | 84.4 | 956.7 | 45.8 | 1.2
2019 | 5 | 5 | 2 | 0 | 0 | 0 | 0 | 12 | 73.6 | 956.2 | 77.8 | 1.1
2019 | 5 | 5 | 3 | 0 | 0 | 0 | 0 | 12 | 72.5 | 956.1 | 38.4 | 1.1
2019 | 5 | 5 | 4 | 0 | 0 | 0 | 0 | 12.1 | 71.7 | 956 | 9.1 | 1.1
2019 | 5 | 5 | 5 | 0 | 0 | 0 | 0 | 12 | 70.3 | 956.1 | 17 | 1.4
2019 | 5 | 5 | 6 | 0 | 143 | 15 | 36 | 14 | 60.8 | 956.9 | 13.8 | 2.1
2019 | 5 | 5 | 7 | 0 | 647 | 44 | 212 | 17.4 | 50.7 | 957.4 | 69.7 | 1.1
2019 | 5 | 5 | 8 | 0 | 810 | 60 | 425 | 20.4 | 44.3 | 957.9 | 191.7 | 0.8
2019 | 5 | 5 | 9 | 0 | 897 | 67 | 628 | 22.8 | 36.2 | 958 | 199.6 | 0.8
2019 | 5 | 5 | 10 | 0 | 931 | 76 | 793 | 23.9 | 33.5 | 958.3 | 198.3 | 3.1
2019 | 5 | 5 | 11 | 0 | 920 | 103 | 908 | 22.9 | 46.8 | 958.8 | 73.5 | 6.6
2019 | 5 | 5 | 12 | 0 | 910 | 130 | 980 | 23 | 46.7 | 959 | 80.7 | 5.9
2019 | 5 | 5 | 13 | 0 | 903 | 149 | 997 | 23.6 | 46.6 | 958.8 | 85.6 | 6
2019 | 5 | 5 | 14 | 0 | 700 | 218 | 848 | 23.8 | 45.1 | 958.6 | 87.2 | 5.6
2019 | 5 | 5 | 15 | 0 | 860 | 131 | 820 | 25.1 | 34.8 | 958.2 | 200.6 | 4.1
2019 | 5 | 5 | 16 | 0 | 829 | 109 | 658 | 25 | 31 | 957.8 | 263.5 | 5.4
2019 | 5 | 5 | 17 | 0 | 724 | 92 | 449 | 23.9 | 37.2 | 957.9 | 266.1 | 4.8
2019 | 5 | 5 | 18 | 0 | 578 | 63 | 239 | 22.2 | 46 | 958.1 | 273 | 4.9
2019 | 5 | 5 | 19 | 0 | 222 | 26 | 56 | 20 | 59.3 | 958.4 | 246.9 | 3.2
2019 | 5 | 5 | 20 | 0 | 0 | 0 | 0 | 17.3 | 74.3 | 959.1 | 223.9 | 2.4
2019 | 5 | 5 | 21 | 0 | 0 | 0 | 0 | 15.7 | 80.6 | 959.8 | 236.4 | 1
2019 | 5 | 5 | 22 | 0 | 0 | 0 | 0 | 14.6 | 84.5 | 959.9 | 257.4 | 1.1
2019 | 5 | 5 | 23 | 0 | 0 | 0 | 0 | 14.5 | 85.1 | 959.9 | 238.7 | 0.4
2019 | 5 | 6 | 0 | 0 | 0 | 0 | 0 | 15 | 80.6 | 959.8 | 178.7 | 0.7
2019 | 5 | 6 | 1 | 0 | 0 | 0 | 0 | 15.7 | 68.8 | 959.6 | 94.9 | 1
2019 | 5 | 6 | 2 | 0 | 0 | 0 | 0 | 15.4 | 65.6 | 959.4 | 15.3 | 0.5
2019 | 5 | 6 | 3 | 0 | 0 | 0 | 0 | 15.7 | 60.7 | 959.3 | 52.4 | 1.3
2019 | 5 | 6 | 4 | 0 | 0 | 0 | 0 | 14.6 | 63.3 | 959.5 | 46 | 0.7
2019 | 5 | 6 | 5 | 0 | 0 | 0 | 0 | 15.4 | 58 | 959.6 | 19.8 | 2
2019 | 5 | 6 | 6 | 0 | 121 | 18 | 36 | 15.7 | 57.8 | 960.1 | 13.6 | 2
2019 | 5 | 6 | 7 | 0 | 594 | 52 | 209 | 18.8 | 51.3 | 960.5 | 76.4 | 1.2
2019 | 5 | 6 | 8 | 0 | 779 | 72 | 423 | 18.4 | 62.4 | 960.9 | 232.1 | 1.6
2019 | 5 | 6 | 9 | 0 | 860 | 86 | 623 | 19.3 | 64.4 | 961.2 | 222.3 | 1.9
2019 | 5 | 6 | 10 | 0 | 904 | 96 | 791 | 20.7 | 62.3 | 961.4 | 240.6 | 3
2019 | 5 | 6 | 11 | 0 | 937 | 97 | 917 | 23.6 | 48.4 | 961.3 | 234.6 | 3
2019 | 5 | 6 | 12 | 0 | 941 | 108 | 986 | 25.6 | 39.1 | 960.9 | 235.8 | 2.7
2019 | 5 | 6 | 13 | 0 | 935 | 122 | 999 | 26.2 | 35.7 | 960.5 | 256.5 | 5.6
2019 | 5 | 6 | 14 | 0 | 869 | 151 | 929 | 26.4 | 35.1 | 960.3 | 267.3 | 5.7
2019 | 5 | 6 | 15 | 0 | 635 | 248 | 760 | 25.9 | 35.7 | 959.9 | 261.2 | 6.4
2019 | 5 | 6 | 16 | 0 | 611 | 209 | 617 | 25 | 39.5 | 959.8 | 270 | 5.5
2019 | 5 | 6 | 17 | 0 | 440 | 174 | 394 | 23.9 | 45 | 959.8 | 267.9 | 5
2019 | 5 | 6 | 18 | 0 | 377 | 126 | 243 | 22.4 | 53 | 959.9 | 258.4 | 4
2019 | 5 | 6 | 19 | 0 | 66 | 38 | 50 | 19.8 | 67.7 | 960.3 | 223.7 | 3
2019 | 5 | 6 | 20 | 0 | 0 | 0 | 0 | 17.6 | 78.8 | 960.8 | 240.5 | 1.7
2019 | 5 | 6 | 21 | 0 | 0 | 0 | 0 | 16.6 | 84.3 | 961.6 | 231.1 | 1
2019 | 5 | 6 | 22 | 0 | 0 | 0 | 0 | 15.9 | 87.3 | 961.9 | 106.6 | 0.5
2019 | 5 | 6 | 23 | 0 | 0 | 0 | 0 | 15.2 | 88.5 | 961.8 | 61.7 | 0.3
2019 | 5 | 7 | 0 | 0 | 0 | 0 | 0 | 14.4 | 90.1 | 961.7 | 32.2 | 0.5
2019 | 5 | 7 | 1 | 0 | 0 | 0 | 0 | 13.3 | 92 | 961.5 | 171.2 | 0.7
2019 | 5 | 7 | 2 | 0 | 0 | 0 | 0 | 12.7 | 94.3 | 961.2 | 167.2 | 0.9
2019 | 5 | 7 | 3 | 0 | 0 | 0 | 0 | 13.4 | 96.3 | 961.2 | 252.2 | 0.9
2019 | 5 | 7 | 4 | 0 | 0 | 0 | 0 | 13.2 | 96.7 | 961.3 | 41.9 | 1.2
2019 | 5 | 7 | 5 | 0 | 0 | 0 | 0 | 11.7 | 97 | 960.8 | 54.4 | 1.8
2019 | 5 | 7 | 6 | 0 | 68 | 18 | 36 | 12.2 | 97.1 | 961 | 58.3 | 1.3
2019 | 5 | 7 | 7 | 0 | 577 | 56 | 219 | 13.4 | 96 | 961.2 | 111.6 | 0.7
2019 | 5 | 7 | 8 | 0 | 768 | 79 | 429 | 17.3 | 74.9 | 961.3 | 182.1 | 0.7
2019 | 5 | 7 | 9 | 0 | 914 | 70 | 643 | 21 | 44.1 | 961 | 232.1 | 1.9
2019 | 5 | 7 | 10 | 0 | 941 | 86 | 810 | 22.6 | 44 | 961.1 | 235.8 | 3.3
2019 | 5 | 7 | 11 | 0 | 925 | 111 | 923 | 24.1 | 40.3 | 960.9 | 244.3 | 3.7
2019 | 5 | 7 | 12 | 0 | 948 | 109 | 994 | 25 | 38.6 | 960.4 | 247 | 4.1
2019 | 5 | 7 | 13 | 0 | 935 | 116 | 995 | 25 | 43 | 960 | 262.3 | 4.5
2019 | 5 | 7 | 14 | 0 | 940 | 98 | 937 | 25.8 | 38.8 | 959.4 | 257.5 | 4.6
2019 | 5 | 7 | 15 | 0 | 887 | 116 | 825 | 26.4 | 38.2 | 958.8 | 257.9 | 4.1
2019 | 5 | 7 | 16 | 0 | 776 | 121 | 638 | 25.5 | 44.4 | 958.2 | 237.3 | 4.7
2019 | 5 | 7 | 17 | 0 | 704 | 102 | 450 | 23.8 | 55.6 | 958 | 232.9 | 4.9
2019 | 5 | 7 | 18 | 0 | 507 | 77 | 235 | 21.4 | 66 | 958 | 230.9 | 4.6
2019 | 5 | 7 | 19 | 0 | 120 | 30 | 49 | 19 | 76 | 958.3 | 239.3 | 2.9
2019 | 5 | 7 | 20 | 0 | 0 | 0 | 0 | 17.4 | 83.1 | 958.7 | 245.7 | 2
2019 | 5 | 7 | 21 | 0 | 0 | 0 | 0 | 16.7 | 86.4 | 959 | 246 | 0.8
2019 | 5 | 7 | 22 | 0 | 0 | 0 | 0 | 16.4 | 87.2 | 959 | 219.7 | 0.7
2019 | 5 | 7 | 23 | 0 | 0 | 0 | 0 | 16.3 | 87.4 | 959 | 283.4 | 0.8
2019 | 5 | 8 | 0 | 0 | 0 | 0 | 0 | 15.4 | 90.1 | 958.9 | 231.2 | 0.9
2019 | 5 | 8 | 1 | 0 | 0 | 0 | 0 | 14.3 | 93.8 | 958.5 | 270.7 | 1.5
2019 | 5 | 8 | 2 | 0 | 0 | 0 | 0 | 14.3 | 96 | 958.2 | 244.1 | 1.5
2019 | 5 | 8 | 3 | 0 | 0 | 0 | 0 | 14.3 | 96.6 | 957.9 | 220.5 | 0.7
2019 | 5 | 8 | 4 | 0 | 0 | 0 | 0 | 13.6 | 96.9 | 957.3 | 60.8 | 1
2019 | 5 | 8 | 5 | 0 | 0 | 0 | 0 | 12.6 | 97.2 | 957.2 | 184.7 | 1.3
2019 | 5 | 8 | 6 | 0 | 117 | 25 | 42 | 12.8 | 92.3 | 957.3 | 143.2 | 1.2
2019 | 5 | 8 | 7 | 0 | 326 | 92 | 173 | 17.7 | 66.7 | 957.6 | 262.8 | 0.7
2019 | 5 | 8 | 8 | 0 | 653 | 136 | 437 | 22.5 | 42.9 | 957.6 | 252.5 | 3.1
2019 | 5 | 8 | 9 | 0 | 227 | 291 | 435 | 24.4 | 36.2 | 957.6 | 231.3 | 4.2
2019 | 5 | 8 | 10 | 0 | 423 | 248 | 594 | 25.1 | 35 | 957.7 | 231.3 | 4.2
2019 | 5 | 8 | 11 | 0 | 939 | 101 | 927 | 26.7 | 31.7 | 957.4 | 227.9 | 5.6
2019 | 5 | 8 | 12 | 0 | 820 | 159 | 929 | 28.2 | 28.1 | 956.6 | 236.7 | 6.4
2019 | 5 | 8 | 13 | 0 | 703 | 226 | 895 | 29.1 | 27.7 | 955.8 | 238.9 | 6.4
2019 | 5 | 8 | 14 | 0 | 401 | 332 | 703 | 29.3 | 27.1 | 955.4 | 234.4 | 5
2019 | 5 | 8 | 15 | 0 | 867 | 131 | 830 | 30.1 | 24 | 955 | 231 | 5.1
2019 | 5 | 8 | 16 | 0 | 789 | 129 | 657 | 30.4 | 22.4 | 954.5 | 254.6 | 6.8
2019 | 5 | 8 | 17 | 0 | 723 | 94 | 453 | 30.1 | 18.6 | 954.6 | 277.8 | 8.2
2019 | 5 | 8 | 18 | 0 | 445 | 65 | 216 | 28.6 | 17.8 | 954.7 | 284.6 | 8.6
2019 | 5 | 8 | 19 | 0 | 180 | 45 | 70 | 26.8 | 27.1 | 955.3 | 297 | 7.3
2019 | 5 | 8 | 20 | 0 | 0 | 0 | 0 | 25.1 | 31.2 | 956.1 | 285.3 | 4.3
2019 | 5 | 8 | 21 | 0 | 0 | 0 | 0 | 23.4 | 37.8 | 956.9 | 226.6 | 3.3
2019 | 5 | 8 | 22 | 0 | 0 | 0 | 0 | 22.5 | 42.3 | 957.1 | 212.7 | 4.7
2019 | 5 | 8 | 23 | 0 | 0 | 0 | 0 | 22 | 44.5 | 957.2 | 210.8 | 5
2019 | 5 | 9 | 0 | 0 | 0 | 0 | 0 | 21.2 | 48.4 | 957 | 227.4 | 4.1
2019 | 5 | 9 | 1 | 0 | 0 | 0 | 0 | 20.9 | 49.4 | 956.9 | 234.4 | 5.1
2019 | 5 | 9 | 2 | 0 | 0 | 0 | 0 | 20.9 | 49.1 | 956.9 | 230.5 | 3.3
2019 | 5 | 9 | 3 | 0 | 0 | 0 | 0 | 20.5 | 50.3 | 956.8 | 215.9 | 3
2019 | 5 | 9 | 4 | 0 | 0 | 0 | 0 | 19.7 | 53.2 | 956.6 | 249.2 | 2.1
2019 | 5 | 9 | 5 | 0 | 0 | 0 | 0 | 19.8 | 53.4 | 956.7 | 237.6 | 3.1
2019 | 5 | 9 | 6 | 0 | 9 | 25 | 26 | 19.8 | 54.1 | 957.2 | 231 | 1.8
2019 | 5 | 9 | 7 | 0 | 86 | 129 | 158 | 20.5 | 53.1 | 957.6 | 170.9 | 1.5
2019 | 5 | 9 | 8 | 0 | 401 | 215 | 405 | 22.9 | 47.1 | 957.9 | 231 | 1.2
2019 | 5 | 9 | 9 | 0 | 657 | 176 | 601 | 24.1 | 44.5 | 958.2 | 136.3 | 2
2019 | 5 | 9 | 10 | 0 | 809 | 136 | 766 | 25.2 | 42.3 | 958.2 | 156.1 | 1.7
2019 | 5 | 9 | 11 | 0 | 904 | 102 | 900 | 26.7 | 38.5 | 957.9 | 180.4 | 1.9
2019 | 5 | 9 | 12 | 0 | 947 | 89 | 977 | 28 | 36.2 | 957.4 | 208.3 | 2.1
2019 | 5 | 9 | 13 | 0 | 777 | 201 | 937 | 28.4 | 37.6 | 957 | 181 | 3.7
2019 | 5 | 9 | 14 | 0 | 778 | 189 | 886 | 28.8 | 37.4 | 956.9 | 217.5 | 3.9
2019 | 5 | 9 | 15 | 0 | 868 | 134 | 831 | 28.1 | 37.2 | 956.5 | 261.1 | 5.6
2019 | 5 | 9 | 16 | 0 | 839 | 102 | 662 | 28.3 | 34.7 | 956.3 | 257.7 | 5.2
2019 | 5 | 9 | 17 | 0 | 775 | 74 | 460 | 28.3 | 34.5 | 956.2 | 265.8 | 3.8
2019 | 5 | 9 | 18 | 0 | 639 | 53 | 251 | 28.2 | 34.7 | 955.9 | 265.3 | 3.5
2019 | 5 | 9 | 19 | 0 | 271 | 25 | 63 | 26.5 | 38.4 | 956.1 | 275.8 | 4
2019 | 5 | 9 | 20 | 0 | 0 | 0 | 0 | 23.6 | 51.5 | 956.8 | 244.9 | 1.9
2019 | 5 | 9 | 21 | 0 | 0 | 0 | 0 | 21.2 | 63.8 | 957.4 | 262.9 | 0.9
2019 | 5 | 9 | 22 | 0 | 0 | 0 | 0 | 21.2 | 62.3 | 957.8 | 194.2 | 0.9
2019 | 5 | 9 | 23 | 0 | 0 | 0 | 0 | 20.6 | 59.6 | 957.9 | 27 | 1
2019 | 5 | 10 | 0 | 0 | 0 | 0 | 0 | 19.7 | 63 | 957.9 | 128.2 | 0.6
2019 | 5 | 10 | 1 | 0 | 0 | 0 | 0 | 18.8 | 66.9 | 957.7 | 229.3 | 0.5
2019 | 5 | 10 | 2 | 0 | 0 | 0 | 0 | 18 | 68.7 | 957.6 | 148.3 | 0.7
2019 | 5 | 10 | 3 | 0 | 0 | 0 | 0 | 18.6 | 65.1 | 957.5 | 29.2 | 1.8
2019 | 5 | 10 | 4 | 0 | 0 | 0 | 0 | 18.8 | 64.2 | 957.6 | 23.7 | 2.4
2019 | 5 | 10 | 5 | 0 | 0 | 0 | 0 | 18.2 | 65.9 | 957.7 | 13.9 | 1.7
2019 | 5 | 10 | 6 | 0 | 168 | 19 | 42 | 17.3 | 69.7 | 958 | 60.2 | 1.4
2019 | 5 | 10 | 7 | 0 | 647 | 47 | 223 | 20.9 | 57.7 | 958.3 | 109.7 | 0.9
2019 | 5 | 10 | 8 | 0 | 804 | 58 | 429 | 23.9 | 47.6 | 958.6 | 201 | 0.5
2019 | 5 | 10 | 9 | 0 | 893 | 63 | 629 | 25.7 | 43 | 958.8 | 118.3 | 1
2019 | 5 | 10 | 10 | 0 | 940 | 66 | 797 | 27.2 | 38.1 | 958.6 | 181.3 | 1.3
2019 | 5 | 10 | 11 | 0 | 958 | 71 | 916 | 28.4 | 35.9 | 958.4 | 122.4 | 2.3
2019 | 5 | 10 | 12 | 0 | 965 | 75 | 982 | 29.1 | 35 | 958.1 | 113.2 | 2.9
2019 | 5 | 10 | 13 | 0 | 947 | 84 | 980 | 29.8 | 35.7 | 957.6 | 174.4 | 3.7
2019 | 5 | 10 | 14 | 0 | 930 | 87 | 924 | 29.7 | 36.3 | 957.3 | 251.2 | 4.4
2019 | 5 | 10 | 15 | 0 | 894 | 92 | 812 | 29.9 | 34.5 | 957.2 | 252.2 | 4.4
2019 | 5 | 10 | 16 | 0 | 845 | 86 | 652 | 29.9 | 33 | 956.9 | 263.9 | 3.9
2019 | 5 | 10 | 17 | 0 | 652 | 96 | 429 | 28.8 | 36.3 | 956.9 | 260.4 | 4.9
2019 | 5 | 10 | 18 | 0 | 455 | 90 | 238 | 27.7 | 38.7 | 957.1 | 248.3 | 3.9
2019 | 5 | 10 | 19 | 0 | 225 | 37 | 68 | 26.1 | 42.9 | 957.4 | 242.4 | 3.1
2019 | 5 | 10 | 20 | 0 | 0 | 1 | 1 | 23.4 | 54.6 | 958.1 | 216.6 | 1.8
2019 | 5 | 10 | 21 | 0 | 0 | 0 | 0 | 22 | 61.3 | 958.8 | 234.6 | 0.5
2019 | 5 | 10 | 22 | 0 | 0 | 0 | 0 | 21.3 | 62.7 | 959.4 | 157.4 | 1
2019 | 5 | 10 | 23 | 0 | 0 | 0 | 0 | 20.2 | 63.8 | 959.4 | 76.1 | 1.7
2019 | 5 | 11 | 0 | 0 | 0 | 0 | 0 | 19.8 | 62.7 | 959.2 | 77.5 | 1.3
2019 | 5 | 11 | 1 | 0 | 0 | 0 | 0 | 19.4 | 62.7 | 959.1 | 221.8 | 0.3
2019 | 5 | 11 | 2 | 0 | 0 | 0 | 0 | 19.9 | 52.3 | 959.1 | 71 | 2.1
2019 | 5 | 11 | 3 | 0 | 0 | 0 | 0 | 19.8 | 52.8 | 959.2 | 52.6 | 2.2
2019 | 5 | 11 | 4 | 0 | 0 | 0 | 0 | 18.4 | 58.5 | 959.4 | 62.3 | 1.6
2019 | 5 | 11 | 5 | 0 | 0 | 0 | 0 | 18.9 | 52.6 | 959.6 | 54 | 2
2019 | 5 | 11 | 6 | 0 | 166 | 19 | 42 | 18.7 | 53.5 | 960.2 | 56.4 | 1.9
2019 | 5 | 11 | 7 | 0 | 644 | 46 | 224 | 23.3 | 39.9 | 960.9 | 77.4 | 0.5
2019 | 5 | 11 | 8 | 0 | 807 | 60 | 435 | 25.2 | 36.2 | 961.2 | 160.3 | 0.6
2019 | 5 | 11 | 9 | 0 | 887 | 68 | 634 | 27.2 | 31.2 | 961.3 | 167.4 | 1.1
2019 | 5 | 11 | 10 | 0 | 929 | 74 | 800 | 28.7 | 29.1 | 961.3 | 122.1 | 2.2
2019 | 5 | 11 | 11 | 0 | 952 | 78 | 922 | 29.6 | 28.3 | 961.1 | 110.4 | 2.5
2019 | 5 | 11 | 12 | 0 | 944 | 97 | 987 | 30.5 | 27.5 | 960.7 | 109.8 | 3.7
2019 | 5 | 11 | 13 | 0 | 752 | 175 | 892 | 30.6 | 29.5 | 960.7 | 189.5 | 2.6
2019 | 5 | 11 | 14 | 0 | 874 | 125 | 912 | 30.3 | 29.5 | 960.5 | 269.1 | 4.2
2019 | 5 | 11 | 15 | 0 | 891 | 93 | 813 | 30.2 | 29.9 | 960.3 | 261.1 | 4.4
2019 | 5 | 11 | 16 | 0 | 848 | 87 | 657 | 29.7 | 31.4 | 960.5 | 228.5 | 4.3
2019 | 5 | 11 | 17 | 0 | 776 | 74 | 464 | 28.9 | 32.6 | 961 | 98.3 | 5.4
2019 | 5 | 11 | 18 | 0 | 645 | 55 | 258 | 25.9 | 42.8 | 961.5 | 88 | 6.7
2019 | 5 | 11 | 19 | 0 | 307 | 26 | 71 | 22.2 | 56.1 | 962.3 | 87.8 | 6.5
2019 | 5 | 11 | 20 | 0 | 0 | 1 | 1 | 19.9 | 63.7 | 963.3 | 94 | 5.7
2019 | 5 | 11 | 21 | 0 | 0 | 0 | 0 | 18.6 | 70.1 | 964.2 | 87.7 | 4.6
2019 | 5 | 11 | 22 | 0 | 0 | 0 | 0 | 17.6 | 75.2 | 964.7 | 100.1 | 4.3
2019 | 5 | 11 | 23 | 0 | 0 | 0 | 0 | 17.4 | 77.1 | 964.8 | 99.1 | 3.2
2019 | 5 | 12 | 0 | 0 | 0 | 0 | 0 | 17.2 | 76.2 | 964.9 | 83.1 | 3.4
2019 | 5 | 12 | 1 | 0 | 0 | 0 | 0 | 17.4 | 76.1 | 964.9 | 87.8 | 2.7
2019 | 5 | 12 | 2 | 0 | 0 | 0 | 0 | 18.4 | 64.6 | 965.1 | 84.8 | 3.9
2019 | 5 | 12 | 3 | 0 | 0 | 0 | 0 | 19.1 | 53.1 | 965.3 | 62.5 | 4.5
2019 | 5 | 12 | 4 | 0 | 0 | 0 | 0 | 18.8 | 50.4 | 965.5 | 60.3 | 4.7
2019 | 5 | 12 | 5 | 0 | 0 | 0 | 0 | 18.2 | 50.4 | 965.7 | 69 | 3.8
2019 | 5 | 12 | 6 | 0 | 158 | 19 | 40 | 16.2 | 62 | 966.2 | 100.2 | 2.8
2019 | 5 | 12 | 7 | 0 | 587 | 52 | 218 | 17.3 | 63.2 | 966.5 | 113.1 | 4.1
2019 | 5 | 12 | 8 | 0 | 766 | 72 | 432 | 19.1 | 60.6 | 966.7 | 112.2 | 5.2
2019 | 5 | 12 | 9 | 0 | 847 | 84 | 629 | 20.4 | 55.6 | 966.6 | 101.4 | 6.1
2019 | 5 | 12 | 10 | 0 | 892 | 92 | 793 | 21.5 | 53.5 | 966.6 | 100.4 | 6.2
2019 | 5 | 12 | 11 | 0 | 920 | 94 | 914 | 22.7 | 50.8 | 966.3 | 103.6 | 6.2
2019 | 5 | 12 | 12 | 0 | 929 | 98 | 978 | 23.6 | 47.8 | 965.8 | 97.6 | 5.9
2019 | 5 | 12 | 13 | 0 | 927 | 99 | 982 | 24.6 | 43.3 | 965 | 103.5 | 5.3
2019 | 5 | 12 | 14 | 0 | 914 | 98 | 926 | 25.4 | 41 | 964.2 | 95.2 | 5.1
2019 | 5 | 12 | 15 | 0 | 889 | 95 | 816 | 25.4 | 39.9 | 963.7 | 95.2 | 5.5
2019 | 5 | 12 | 16 | 0 | 853 | 86 | 662 | 25.1 | 39.8 | 963.1 | 98.1 | 5.5
2019 | 5 | 12 | 17 | 0 | 779 | 74 | 469 | 24.2 | 41.4 | 963 | 97.4 | 5.4
2019 | 5 | 12 | 18 | 0 | 635 | 58 | 261 | 22.5 | 45 | 963 | 97.6 | 5.3
2019 | 5 | 12 | 19 | 0 | 291 | 29 | 72 | 20.2 | 50.7 | 963.1 | 103.7 | 4.6
2019 | 5 | 12 | 20 | 0 | 0 | 1 | 1 | 18 | 57.2 | 963.1 | 107.2 | 3.9
2019 | 5 | 12 | 21 | 0 | 0 | 0 | 0 | 16.6 | 57.1 | 963.4 | 95.4 | 1.9
2019 | 5 | 12 | 22 | 0 | 0 | 0 | 0 | 16 | 54.9 | 963.6 | 83.5 | 2
2019 | 5 | 12 | 23 | 0 | 0 | 0 | 0 | 15.6 | 55.7 | 963.6 | 74.6 | 1.6
2019 | 5 | 13 | 0 | 0 | 0 | 0 | 0 | 14.9 | 59.8 | 963.3 | 78.1 | 1.5
2019 | 5 | 13 | 1 | 0 | 0 | 0 | 0 | 14.7 | 64.9 | 963 | 220.7 | 1
2019 | 5 | 13 | 2 | 0 | 0 | 0 | 0 | 13.9 | 69.5 | 962.7 | 85.6 | 1
2019 | 5 | 13 | 3 | 0 | 0 | 0 | 0 | 14.1 | 65.5 | 962.5 | 82.9 | 2.5
2019 | 5 | 13 | 4 | 0 | 0 | 0 | 0 | 14.1 | 57.9 | 962.2 | 94.6 | 2.3
2019 | 5 | 13 | 5 | 0 | 0 | 0 | 0 | 12.6 | 62.3 | 962.3 | 88.6 | 1.8
2019 | 5 | 13 | 6 | 0 | 204 | 21 | 48 | 14.2 | 56.2 | 962.7 | 89 | 3
2019 | 5 | 13 | 7 | 0 | 649 | 50 | 231 | 16.8 | 46.5 | 963.1 | 98.1 | 3.5
2019 | 5 | 13 | 8 | 0 | 818 | 64 | 446 | 17.9 | 45.2 | 963.3 | 101.6 | 4.4
2019 | 5 | 13 | 9 | 0 | 896 | 72 | 646 | 19.2 | 45.8 | 962.8 | 107.1 | 4.2
2019 | 5 | 13 | 10 | 0 | 945 | 75 | 815 | 20.5 | 44 | 962.4 | 105.9 | 3.9
2019 | 5 | 13 | 11 | 0 | 962 | 81 | 934 | 21.6 | 46.1 | 962 | 113.6 | 3.7
2019 | 5 | 13 | 12 | 0 | 968 | 84 | 998 | 23.5 | 41.6 | 961.3 | 94.9 | 2.7
2019 | 5 | 13 | 13 | 0 | 960 | 89 | 1000 | 24 | 44 | 960.6 | 103.2 | 4.5
2019 | 5 | 13 | 14 | 0 | 937 | 94 | 940 | 24.1 | 45.3 | 960.1 | 92.5 | 5.2
2019 | 5 | 13 | 15 | 0 | 907 | 94 | 828 | 23.6 | 45.8 | 959.9 | 96.9 | 6.2
2019 | 5 | 13 | 16 | 0 | 854 | 92 | 668 | 22.3 | 48.9 | 960 | 99.8 | 7.5
2019 | 5 | 13 | 17 | 0 | 760 | 86 | 471 | 21.2 | 51.4 | 960.6 | 94.3 | 7.3
2019 | 5 | 13 | 18 | 0 | 592 | 69 | 259 | 19.9 | 52.5 | 960.8 | 100.9 | 6.9
2019 | 5 | 13 | 19 | 0 | 239 | 33 | 70 | 18.2 | 58.1 | 961.5 | 95.5 | 5.4
2019 | 5 | 13 | 20 | 0 | 0 | 1 | 1 | 16.2 | 67.1 | 962.3 | 88.1 | 3.7
2019 | 5 | 13 | 21 | 0 | 0 | 0 | 0 | 14.9 | 75.2 | 963 | 86.4 | 4
2019 | 5 | 13 | 22 | 0 | 0 | 0 | 0 | 14.1 | 82.5 | 963.5 | 99.3 | 4.3
2019 | 5 | 13 | 23 | 0 | 0 | 0 | 0 | 13.7 | 84 | 963.8 | 82.4 | 3.7
2019 | 5 | 14 | 0 | 0 | 0 | 0 | 0 | 13.2 | 82.9 | 963.6 | 87.5 | 3.9
2019 | 5 | 14 | 1 | 0 | 0 | 0 | 0 | 13 | 78.9 | 963.3 | 96.9 | 3.9
2019 | 5 | 14 | 2 | 0 | 0 | 0 | 0 | 12.9 | 77.4 | 963 | 64 | 1.7
2019 | 5 | 14 | 3 | 0 | 0 | 0 | 0 | 12.7 | 74.6 | 962.8 | 69.9 | 2
2019 | 5 | 14 | 4 | 0 | 0 | 0 | 0 | 12.4 | 70.7 | 962.8 | 69 | 2.2
2019 | 5 | 14 | 5 | 0 | 0 | 0 | 0 | 11.3 | 72.3 | 963.1 | 88 | 2
2019 | 5 | 14 | 6 | 0 | 242 | 20 | 50 | 11.5 | 73.1 | 963.2 | 69.1 | 1.9
2019 | 5 | 14 | 7 | 0 | 682 | 47 | 239 | 14.1 | 68.3 | 963.3 | 95.5 | 2.2
2019 | 5 | 14 | 8 | 0 | 840 | 60 | 454 | 16.2 | 62.3 | 963.3 | 104.5 | 3.3
2019 | 5 | 14 | 9 | 0 | 922 | 66 | 656 | 18.1 | 51.6 | 963.2 | 105.9 | 4.4
2019 | 5 | 14 | 10 | 0 | 966 | 68 | 825 | 19.8 | 40.7 | 963.1 | 98.4 | 4.5
2019 | 5 | 14 | 11 | 0 | 985 | 71 | 945 | 21.1 | 34.7 | 962.8 | 100.9 | 4.3
2019 | 5 | 14 | 12 | 0 | 991 | 74 | 1010 | 22.1 | 31.2 | 962.3 | 98.6 | 2.9
2019 | 5 | 14 | 13 | 0 | 986 | 76 | 1012 | 23.2 | 33.1 | 961.4 | 101.1 | 2.7
2019 | 5 | 14 | 14 | 0 | 975 | 75 | 956 | 24.3 | 30 | 960.8 | 81.7 | 3.7
2019 | 5 | 14 | 15 | 0 | 952 | 73 | 844 | 24.8 | 27.3 | 960.2 | 100.1 | 4.5
2019 | 5 | 14 | 16 | 0 | 916 | 68 | 686 | 24.5 | 28.1 | 959.6 | 96.3 | 4.2
2019 | 5 | 14 | 17 | 0 | 853 | 59 | 492 | 24.4 | 27.9 | 959.3 | 88.1 | 3
2019 | 5 | 14 | 18 | 0 | 703 | 49 | 274 | 24.2 | 29.3 | 959.1 | 205.1 | 2.3
2019 | 5 | 14 | 19 | 0 | 360 | 26 | 79 | 21.9 | 33.9 | 959.1 | 253.6 | 3.6
2019 | 5 | 14 | 20 | 0 | 0 | 1 | 1 | 19.4 | 40.2 | 959.2 | 231.8 | 2.4
2019 | 5 | 14 | 21 | 0 | 0 | 0 | 0 | 17.9 | 44.2 | 959.4 | 225.2 | 2.2
2019 | 5 | 14 | 22 | 0 | 0 | 0 | 0 | 16.4 | 48.2 | 959.4 | 218.9 | 0.9
2019 | 5 | 14 | 23 | 0 | 0 | 0 | 0 | 15.3 | 55.1 | 959.3 | 215.6 | 1.1
2019 | 5 | 15 | 0 | 0 | 0 | 0 | 0 | 13.9 | 64.7 | 958.9 | 156.6 | 0.4
2019 | 5 | 15 | 1 | 0 | 0 | 0 | 0 | 13.3 | 69.7 | 958.3 | 246.6 | 0.6
2019 | 5 | 15 | 2 | 0 | 0 | 0 | 0 | 12.8 | 71 | 957.5 | 264.6 | 0.5
2019 | 5 | 15 | 3 | 0 | 0 | 0 | 0 | 12.1 | 71.9 | 956.8 | 254.6 | 0.7
2019 | 5 | 15 | 4 | 0 | 0 | 0 | 0 | 11.6 | 72.4 | 956.4 | 266.7 | 0.8
2019 | 5 | 15 | 5 | 0 | 0 | 0 | 0 | 11.7 | 73.4 | 956.2 | 248.3 | 0.6
2019 | 5 | 15 | 6 | 0 | 241 | 21 | 51 | 12.9 | 65.9 | 956 | 244.7 | 0.5
2019 | 5 | 15 | 7 | 0 | 659 | 49 | 235 | 16.1 | 60.1 | 956 | 241 | 1.2
2019 | 5 | 15 | 8 | 0 | 816 | 63 | 447 | 19.1 | 48.8 | 956 | 246.5 | 1.4
2019 | 5 | 15 | 9 | 0 | 892 | 72 | 646 | 22.2 | 38.7 | 955.8 | 244.4 | 1.7
2019 | 5 | 15 | 10 | 0 | 914 | 88 | 807 | 24.1 | 34.4 | 955.5 | 237.4 | 3.1
2019 | 5 | 15 | 11 | 0 | 887 | 130 | 921 | 26.3 | 31.1 | 955.2 | 238 | 4
2019 | 5 | 15 | 12 | 0 | 897 | 126 | 978 | 28.8 | 27.6 | 954.5 | 247.8 | 4
2019 | 5 | 15 | 13 | 0 | 951 | 92 | 999 | 31.3 | 22.4 | 953.9 | 235.9 | 5.8
2019 | 5 | 15 | 14 | 0 | 948 | 86 | 947 | 32.4 | 19 | 953.5 | 241.5 | 6.7
2019 | 5 | 15 | 15 | 0 | 936 | 79 | 842 | 32.5 | 15.9 | 953 | 237.4 | 7.5
2019 | 5 | 15 | 16 | 0 | 905 | 70 | 685 | 32.4 | 14.9 | 952.5 | 254.6 | 7
2019 | 5 | 15 | 17 | 0 | 809 | 68 | 481 | 32 | 17.7 | 952.4 | 256.9 | 5.5
2019 | 5 | 15 | 18 | 0 | 640 | 70 | 281 | 28.6 | 29 | 952.8 | 232.1 | 4.6
2019 | 5 | 15 | 19 | 0 | 328 | 48 | 97 | 24.9 | 38.7 | 953.1 | 248 | 3
2019 | 5 | 15 | 20 | 0 | 0 | 1 | 1 | 22.1 | 46.7 | 953.4 | 252.1 | 2.1
2019 | 5 | 15 | 21 | 0 | 0 | 0 | 0 | 21.9 | 45.9 | 954 | 187.7 | 1.4
2019 | 5 | 15 | 22 | 0 | 0 | 0 | 0 | 20.7 | 56.3 | 954.7 | 97.4 | 5.8
2019 | 5 | 15 | 23 | 0 | 0 | 0 | 0 | 17.4 | 77.3 | 955.4 | 104.4 | 6.8
2019 | 5 | 16 | 0 | 0 | 0 | 0 | 0 | 16.1 | 86.7 | 955.7 | 88.7 | 6.2
2019 | 5 | 16 | 1 | 0 | 0 | 0 | 0 | 15.8 | 86.3 | 955.6 | 83.4 | 5.2
2019 | 5 | 16 | 2 | 0 | 0 | 0 | 0 | 15.1 | 85.9 | 955.4 | 79.5 | 4.1
2019 | 5 | 16 | 3 | 0 | 0 | 0 | 0 | 14.6 | 87.5 | 955.2 | 74.8 | 3.7
2019 | 5 | 16 | 4 | 0 | 0 | 0 | 0 | 14.3 | 88.5 | 955.1 | 74.9 | 3.2
2019 | 5 | 16 | 5 | 0 | 0 | 0 | 0 | 14.1 | 88.2 | 955.2 | 74.5 | 3.4
2019 | 5 | 16 | 6 | 0 | 154 | 26 | 47 | 14.2 | 86.8 | 955.6 | 82.2 | 3.9
2019 | 5 | 16 | 7 | 0 | 540 | 68 | 224 | 16 | 78.3 | 955.8 | 91.3 | 4.3
2019 | 5 | 16 | 8 | 0 | 739 | 84 | 435 | 18.1 | 67.2 | 955.8 | 95.5 | 5.1
2019 | 5 | 16 | 9 | 0 | 848 | 88 | 636 | 19.8 | 59.9 | 955.5 | 106.5 | 5.1
2019 | 5 | 16 | 10 | 0 | 900 | 91 | 803 | 21.7 | 54 | 955.4 | 109 | 4.4
2019 | 5 | 16 | 11 | 0 | 923 | 96 | 921 | 23.7 | 47.4 | 955.1 | 127.1 | 2.5
2019 | 5 | 16 | 12 | 0 | 926 | 101 | 983 | 26.1 | 40.9 | 954.4 | 151.4 | 1.5
2019 | 5 | 16 | 13 | 0 | 925 | 103 | 987 | 26.6 | 40.6 | 953.6 | 258.8 | 4.6
2019 | 5 | 16 | 14 | 0 | 907 | 106 | 932 | 26.3 | 39.7 | 953 | 271.5 | 5.4
2019 | 5 | 16 | 15 | 0 | 871 | 108 | 820 | 25.2 | 42.7 | 952.3 | 263.8 | 6.1
2019 | 5 | 16 | 16 | 0 | 830 | 98 | 663 | 23.7 | 50.7 | 951.7 | 259.2 | 6.3
2019 | 5 | 16 | 17 | 0 | 722 | 96 | 470 | 22 | 60.9 | 951.5 | 257.7 | 6.1
2019 | 5 | 16 | 18 | 0 | 527 | 92 | 264 | 20.5 | 68.3 | 951.1 | 267 | 6
2019 | 5 | 16 | 19 | 0 | 178 | 35 | 62 | 18.5 | 77.6 | 950.8 | 251 | 4.9
2019 | 5 | 16 | 20 | 0 | 0 | 1 | 1 | 17.1 | 84.1 | 950.9 | 251.1 | 3
2019 | 5 | 16 | 21 | 0 | 0 | 0 | 0 | 16.4 | 86.8 | 950.9 | 257.1 | 2.5
2019 | 5 | 16 | 22 | 0 | 0 | 0 | 0 | 15.7 | 88.6 | 950.8 | 234.6 | 1.7
2019 | 5 | 16 | 23 | 0 | 0 | 0 | 0 | 14.8 | 91.2 | 950.1 | 211.7 | 0.7
2019 | 5 | 17 | 0 | 0 | 0 | 0 | 0 | 17.2 | 73.9 | 949.4 | 145.9 | 2.4
2019 | 5 | 17 | 1 | 0 | 0 | 0 | 0 | 21.4 | 42.4 | 948.6 | 252.6 | 4.3
2019 | 5 | 17 | 2 | 0 | 0 | 0 | 0 | 22.6 | 28.1 | 947.7 | 288.4 | 9
2019 | 5 | 17 | 3 | 0 | 0 | 0 | 0 | 21.6 | 26.6 | 947.7 | 286.4 | 9.7
2019 | 5 | 17 | 4 | 0 | 0 | 0 | 0 | 20.1 | 23.4 | 947.8 | 260.2 | 6.9
2019 | 5 | 17 | 5 | 0 | 0 | 0 | 0 | 19.6 | 14.3 | 948.3 | 218.7 | 4.4
2019 | 5 | 17 | 6 | 0 | 101 | 43 | 55 | 18.5 | 14.6 | 949.3 | 266.7 | 9.7
2019 | 5 | 17 | 7 | 0 | 20 | 135 | 141 | 17.7 | 19.3 | 950 | 258.4 | 11.6
2019 | 5 | 17 | 8 | 0 | 74 | 248 | 291 | 18.1 | 21.4 | 950.6 | 255.3 | 9.8
2019 | 5 | 17 | 9 | 0 | 342 | 346 | 582 | 20.5 | 17.1 | 950.7 | 258.4 | 8.8
2019 | 5 | 17 | 10 | 0 | 426 | 407 | 753 | 23.2 | 8 | 950.5 | 277.5 | 10.9
2019 | 5 | 17 | 11 | 0 | 281 | 453 | 717 | 24.2 | 4.8 | 950.8 | 281.2 | 11.6
2019 | 5 | 17 | 12 | 0 | 176 | 495 | 678 | 25.2 | 5.5 | 950.6 | 300.7 | 10
2019 | 5 | 17 | 13 | 0 | 658 | 395 | 1037 | 26.1 | 17 | 950.9 | 178.8 | 5.2
2019 | 5 | 17 | 14 | 0 | 262 | 467 | 717 | 24.8 | 27.8 | 951 | 95.6 | 4.6
2019 | 5 | 17 | 15 | 0 | 88 | 393 | 475 | 25.2 | 17.6 | 950.9 | 243.3 | 3.7
2019 | 5 | 17 | 16 | 0 | 6 | 222 | 229 | 23.5 | 16.5 | 951.3 | 326.1 | 4.5
2019 | 5 | 17 | 17 | 0 | 2 | 184 | 187 | 22 | 21.7 | 951.7 | 285.1 | 3.7
2019 | 5 | 17 | 18 | 0 | 298 | 109 | 205 | 22.5 | 18.7 | 951.6 | 268 | 2.5
2019 | 5 | 17 | 19 | 0 | 64 | 41 | 48 | 20.9 | 23.3 | 952.1 | 266 | 4.1
2019 | 5 | 17 | 20 | 0 | 0 | 2 | 2 | 19.6 | 24.9 | 952.8 | 284.6 | 3
2019 | 5 | 17 | 21 | 0 | 0 | 0 | 0 | 18 | 28.3 | 953.5 | 267.5 | 1.3
2019 | 5 | 17 | 22 | 0 | 0 | 0 | 0 | 16.6 | 30.1 | 953.9 | 279.9 | 1.5
2019 | 5 | 17 | 23 | 0 | 0 | 0 | 0 | 17.5 | 28.3 | 954 | 322.2 | 3.3
2019 | 5 | 18 | 0 | 0 | 0 | 0 | 0 | 17.4 | 27.9 | 953.7 | 200.2 | 1.8
2019 | 5 | 18 | 1 | 0 | 0 | 0 | 0 | 16 | 30.3 | 953 | 227.5 | 2.2
2019 | 5 | 18 | 2 | 0 | 0 | 0 | 0 | 15.6 | 30.4 | 952.4 | 143.7 | 2
2019 | 5 | 18 | 3 | 0 | 0 | 0 | 0 | 13.9 | 33.9 | 952.2 | 75.5 | 1.4
2019 | 5 | 18 | 4 | 0 | 0 | 0 | 0 | 13.6 | 34.2 | 951.9 | 30.4 | 1.8
2019 | 5 | 18 | 5 | 0 | 0 | 0 | 0 | 12.4 | 37.3 | 952 | 113.6 | 1.1
2019 | 5 | 18 | 6 | 0 | 68 | 37 | 43 | 13.4 | 34.9 | 952 | 20.5 | 1.6
2019 | 5 | 18 | 7 | 0 | 529 | 53 | 218 | 16.4 | 30.2 | 952.3 | 49.2 | 1
2019 | 5 | 18 | 8 | 0 | 803 | 69 | 455 | 18.8 | 28.4 | 952.3 | 179.6 | 1
2019 | 5 | 18 | 9 | 0 | 857 | 101 | 660 | 20.5 | 26.1 | 952 | 179.3 | 1.5
2019 | 5 | 18 | 10 | 0 | 864 | 102 | 791 | 21.3 | 24.7 | 951.8 | 146.5 | 2.1
2019 | 5 | 18 | 11 | 0 | 896 | 141 | 946 | 21.8 | 27 | 951.7 | 115.3 | 3.8
2019 | 5 | 18 | 12 | 0 | 745 | 211 | 925 | 22.5 | 27 | 951.3 | 119.9 | 3.6
2019 | 5 | 18 | 13 | 0 | 651 | 252 | 884 | 22.9 | 28.8 | 951.1 | 119.9 | 3.8
2019 | 5 | 18 | 14 | 0 | 599 | 238 | 789 | 22.9 | 31.5 | 950.8 | 116.9 | 4.5
2019 | 5 | 18 | 15 | 0 | 669 | 255 | 808 | 23.4 | 29.9 | 950.6 | 143.3 | 2.8
2019 | 5 | 18 | 16 | 0 | 895 | 125 | 737 | 24.7 | 18.7 | 950.6 | 270.2 | 5
2019 | 5 | 18 | 17 | 0 | 827 | 78 | 504 | 23.9 | 16.8 | 951.1 | 291.3 | 6.1
2019 | 5 | 18 | 18 | 0 | 705 | 55 | 288 | 22.7 | 16.8 | 951.7 | 311.3 | 6.5
2019 | 5 | 18 | 19 | 0 | 389 | 29 | 89 | 21.3 | 16.5 | 952.6 | 329 | 5.8
2019 | 5 | 18 | 20 | 0 | 0 | 1 | 1 | 19.8 | 17.8 | 953.6 | 326.1 | 5.4
2019 | 5 | 18 | 21 | 0 | 0 | 0 | 0 | 18.8 | 19.9 | 954.4 | 317.3 | 2.8
2019 | 5 | 18 | 22 | 0 | 0 | 0 | 0 | 18.3 | 21.2 | 954.9 | 290.5 | 3.4
2019 | 5 | 18 | 23 | 0 | 0 | 0 | 0 | 17.6 | 22.4 | 955 | 240.6 | 2.5
2019 | 5 | 19 | 0 | 0 | 0 | 0 | 0 | 17.1 | 24 | 954.5 | 323 | 1.9
2019 | 5 | 19 | 1 | 0 | 0 | 0 | 0 | 15.7 | 26.7 | 954 | 137.4 | 1.5
2019 | 5 | 19 | 2 | 0 | 0 | 0 | 0 | 15.6 | 27.1 | 953.6 | 116.8 | 1.5
2019 | 5 | 19 | 3 | 0 | 0 | 0 | 0 | 15.7 | 27.9 | 953.5 | 141.2 | 1.1
2019 | 5 | 19 | 4 | 0 | 0 | 0 | 0 | 15 | 30.3 | 953.4 | 197.9 | 0.8
2019 | 5 | 19 | 5 | 0 | 0 | 0 | 0 | 15.2 | 30.7 | 953.6 | 32.9 | 1.1
2019 | 5 | 19 | 6 | 0 | 0 | 21 | 21 | 15.3 | 30.1 | 953.8 | 11.2 | 1.8
2019 | 5 | 19 | 7 | 0 | 1 | 101 | 102 | 15.5 | 32.1 | 954 | 67 | 1.5
2019 | 5 | 19 | 8 | 0 | 347 | 196 | 367 | 18.1 | 28 | 954.2 | 160.2 | 1
2019 | 5 | 19 | 9 | 0 | 555 | 193 | 572 | 19.7 | 24.5 | 954.2 | 193.2 | 1.5
2019 | 5 | 19 | 10 | 0 | 935 | 86 | 830 | 21.1 | 22.5 | 953.9 | 166.3 | 2.3
2019 | 5 | 19 | 11 | 0 | 971 | 80 | 952 | 22.3 | 20 | 953.5 | 243.3 | 3.2
2019 | 5 | 19 | 12 | 0 | 974 | 91 | 1021 | 23.2 | 21.5 | 953.2 | 238.3 | 2.8
2019 | 5 | 19 | 13 | 0 | 970 | 106 | 1037 | 23.5 | 22.7 | 952.8 | 240.6 | 3.1
2019 | 5 | 19 | 14 | 0 | 947 | 116 | 983 | 23.8 | 23.5 | 952.8 | 245.3 | 4
2019 | 5 | 19 | 15 | 0 | 916 | 98 | 852 | 23.9 | 23.3 | 952.5 | 256 | 5.8
2019 | 5 | 19 | 16 | 0 | 839 | 104 | 681 | 23.3 | 23.8 | 952.6 | 263.1 | 4.9
2019 | 5 | 19 | 17 | 0 | 790 | 79 | 491 | 23.5 | 22.1 | 952.7 | 258.2 | 3.9
2019 | 5 | 19 | 18 | 0 | 686 | 60 | 290 | 23.6 | 20.4 | 952.9 | 298.3 | 4.5
2019 | 5 | 19 | 19 | 0 | 112 | 47 | 67 | 21.9 | 21.5 | 953.5 | 297.8 | 5.6
2019 | 5 | 19 | 20 | 0 | 0 | 1 | 1 | 20.3 | 28.2 | 954.1 | 198.9 | 3.3
2019 | 5 | 19 | 21 | 0 | 0 | 0 | 0 | 17.6 | 51.9 | 954.9 | 165.4 | 0.6
2019 | 5 | 19 | 22 | 0 | 0 | 0 | 0 | 18.2 | 41.5 | 955.5 | 143 | 0.9
2019 | 5 | 19 | 23 | 0 | 0 | 0 | 0 | 17.9 | 35.1 | 955.6 | 88.8 | 1.6
2019 | 5 | 20 | 0 | 0 | 0 | 0 | 0 | 16.8 | 35 | 955.6 | 78.7 | 2.1
2019 | 5 | 20 | 1 | 0 | 0 | 0 | 0 | 16.4 | 39.9 | 955 | 49.9 | 2.2
2019 | 5 | 20 | 2 | 0 | 0 | 0 | 0 | 15.4 | 38.5 | 954.7 | 116.1 | 1.3
2019 | 5 | 20 | 3 | 0 | 0 | 0 | 0 | 15.1 | 38.9 | 954.6 | 53.4 | 1.2
2019 | 5 | 20 | 4 | 0 | 0 | 0 | 0 | 15.7 | 35.7 | 954.5 | 39.6 | 1.8
2019 | 5 | 20 | 5 | 0 | 0 | 0 | 0 | 15 | 37.6 | 954.6 | 41.7 | 1.5
2019 | 5 | 20 | 6 | 0 | 284 | 23 | 58 | 14.9 | 38 | 955.2 | 35.3 | 1.3
2019 | 5 | 20 | 7 | 0 | 672 | 50 | 247 | 18.5 | 32.6 | 955.5 | 87.5 | 0.9
2019 | 5 | 20 | 8 | 0 | 824 | 64 | 459 | 21.2 | 29.5 | 955.7 | 145 | 0.7
2019 | 5 | 20 | 9 | 0 | 893 | 76 | 657 | 22.8 | 24.7 | 955.9 | 200.7 | 1.2
2019 | 5 | 20 | 10 | 0 | 930 | 95 | 832 | 23.5 | 24.2 | 955.8 | 163.8 | 2.2
2019 | 5 | 20 | 11 | 0 | 940 | 110 | 953 | 24.2 | 22.6 | 955.8 | 251.9 | 3.6
2019 | 5 | 20 | 12 | 0 | 952 | 137 | 1046 | 24.6 | 24.1 | 955.5 | 253.5 | 4.6
2019 | 5 | 20 | 13 | 0 | 480 | 263 | 728 | 24.1 | 24.7 | 955.4 | 197.6 | 4
2019 | 5 | 20 | 14 | 0 | 406 | 315 | 691 | 24.1 | 25.8 | 955.2 | 177.9 | 3
2019 | 5 | 20 | 15 | 0 | 760 | 219 | 842 | 24.8 | 24.7 | 954.9 | 203.7 | 3.5
2019 | 5 | 20 | 16 | 0 | 739 | 141 | 652 | 24.5 | 26 | 954.7 | 251.4 | 5.1
2019 | 5 | 20 | 17 | 0 | 82 | 224 | 270 | 23.7 | 25.8 | 954.7 | 257.6 | 4.9
2019 | 5 | 20 | 18 | 0 | 522 | 99 | 271 | 24 | 27.2 | 954.5 | 265.7 | 3.6
2019 | 5 | 20 | 19 | 0 | 178 | 52 | 85 | 21.7 | 38.3 | 954.9 | 280.9 | 3.9
2019 | 5 | 20 | 20 | 0 | 0 | 2 | 2 | 20 | 43.8 | 955.4 | 279.2 | 2.6
2019 | 5 | 20 | 21 | 0 | 0 | 0 | 0 | 19.6 | 46.2 | 956.2 | 207.8 | 1.7
2019 | 5 | 20 | 22 | 0 | 0 | 0 | 0 | 18.7 | 54.3 | 956.7 | 143.1 | 1.6
2019 | 5 | 20 | 23 | 0 | 0 | 0 | 0 | 17.4 | 64.9 | 956.9 | 103.9 | 2.2
2019 | 5 | 21 | 0 | 0 | 0 | 0 | 0 | 16.7 | 71.7 | 956.9 | 101.3 | 2.9
2019 | 5 | 21 | 1 | 0 | 0 | 0 | 0 | 16.7 | 67.7 | 956.8 | 92.2 | 2.8
2019 | 5 | 21 | 2 | 0 | 0 | 0 | 0 | 16 | 78.4 | 956.7 | 115.7 | 2.7
2019 | 5 | 21 | 3 | 0 | 0 | 0 | 0 | 15.2 | 83.3 | 956.6 | 120.7 | 1
2019 | 5 | 21 | 4 | 0 | 0 | 0 | 0 | 14.4 | 86.2 | 956.6 | 84.3 | 0.7
2019 | 5 | 21 | 5 | 0 | 0 | 0 | 0 | 14.2 | 83.6 | 956.6 | 73.5 | 1.1
2019 | 5 | 21 | 6 | 0 | 0 | 28 | 28 | 14 | 82.4 | 957 | 79.4 | 1.3
2019 | 5 | 21 | 7 | 0 | 113 | 125 | 160 | 16 | 74.2 | 957.4 | 92 | 1.3
2019 | 5 | 21 | 8 | 0 | 22 | 246 | 260 | 18.1 | 60.2 | 957.6 | 107.4 | 2.1
2019 | 5 | 21 | 9 | 0 | 390 | 295 | 566 | 20.4 | 48.4 | 957.7 | 107.8 | 3.1
2019 | 5 | 21 | 10 | 0 | 794 | 177 | 811 | 22.3 | 42.8 | 957.7 | 97.2 | 3.8
2019 | 5 | 21 | 11 | 0 | 921 | 138 | 966 | 23.6 | 40.7 | 957.6 | 86.6 | 4.5
2019 | 5 | 21 | 12 | 0 | 287 | 214 | 490 | 23.3 | 51 | 957.4 | 97.1 | 6.6
2019 | 5 | 21 | 13 | 0 | 2 | 77 | 80 | 16.5 | 83.5 | 958.3 | 140.9 | 4.4
2019 | 5 | 21 | 14 | 0 | 365 | 301 | 634 | 18.8 | 76.4 | 958.2 | 81.4 | 3.3
2019 | 5 | 21 | 15 | 0 | 651 | 308 | 852 | 20.8 | 61.4 | 958 | 65.7 | 3.6
2019 | 5 | 21 | 16 | 0 | 443 | 286 | 599 | 21.4 | 57.6 | 957.9 | 92.2 | 3.7
2019 | 5 | 21 | 17 | 0 | 24 | 149 | 162 | 20.4 | 63.5 | 958 | 82.5 | 3.8
2019 | 5 | 21 | 18 | 0 | 252 | 139 | 228 | 20.7 | 61 | 958 | 85.6 | 3.9
2019 | 5 | 21 | 19 | 0 | 21 | 40 | 44 | 19.3 | 69.5 | 958.5 | 92.4 | 3.8
2019 | 5 | 21 | 20 | 0 | 0 | 2 | 2 | 17.5 | 80.2 | 959 | 99 | 3.8
2019 | 5 | 21 | 21 | 0 | 0 | 0 | 0 | 16.1 | 85.7 | 959.8 | 99 | 3.9
2019 | 5 | 21 | 22 | 0 | 0 | 0 | 0 | 15.3 | 90.5 | 960.3 | 98.4 | 3
2019 | 5 | 21 | 23 | 0 | 0 | 0 | 0 | 14.9 | 92.6 | 960.4 | 90 | 2.5
2019 | 5 | 22 | 0 | 0 | 0 | 0 | 0 | 14.8 | 88.3 | 960.5 | 65.7 | 1.9
2019 | 5 | 22 | 1 | 0 | 0 | 0 | 0 | 14.6 | 85.6 | 960.6 | 45.2 | 1.3
2019 | 5 | 22 | 2 | 0 | 0 | 0 | 0 | 14 | 84.3 | 960.4 | 44.4 | 1.9
2019 | 5 | 22 | 3 | 0 | 0 | 0 | 0 | 13 | 88.5 | 960.3 | 73.3 | 2.1
2019 | 5 | 22 | 4 | 0 | 0 | 0 | 0 | 12 | 93.3 | 960.2 | 86.7 | 2.1
2019 | 5 | 22 | 5 | 0 | 0 | 0 | 0 | 11.7 | 93.8 | 960.3 | 63.7 | 1.1
2019 | 5 | 22 | 6 | 0 | 264 | 25 | 58 | 13.1 | 86.9 | 960.7 | 63.6 | 1.9
2019 | 5 | 22 | 7 | 0 | 640 | 53 | 243 | 16.7 | 72.5 | 960.9 | 158.9 | 0.6
2019 | 5 | 22 | 8 | 0 | 797 | 68 | 453 | 19.2 | 62.3 | 961.1 | 213.6 | 0.7
2019 | 5 | 22 | 9 | 0 | 871 | 77 | 646 | 21.1 | 48 | 961.2 | 143.7 | 1.2
2019 | 5 | 22 | 10 | 0 | 914 | 83 | 811 | 22.5 | 44.7 | 961.2 | 129.2 | 1.7
2019 | 5 | 22 | 11 | 0 | 939 | 89 | 932 | 24.2 | 39.8 | 961.2 | 102.6 | 2.4
2019 | 5 | 22 | 12 | 0 | 942 | 102 | 1000 | 25.3 | 34.6 | 960.9 | 99.3 | 3.1
2019 | 5 | 22 | 13 | 0 | 921 | 122 | 1006 | 25.8 | 34.6 | 960.6 | 95.5 | 4.7
2019 | 5 | 22 | 14 | 0 | 720 | 187 | 851 | 25.9 | 34.1 | 960.3 | 83.8 | 6.3
2019 | 5 | 22 | 15 | 0 | 830 | 181 | 866 | 26.6 | 33.5 | 960.2 | 153.4 | 4.2
2019 | 5 | 22 | 16 | 0 | 775 | 148 | 683 | 26.2 | 34.8 | 960.2 | 264.5 | 4.5
2019 | 5 | 22 | 17 | 0 | 754 | 92 | 487 | 25.6 | 33.3 | 960.2 | 269.6 | 5.1
2019 | 5 | 22 | 18 | 0 | 613 | 67 | 271 | 24.9 | 33.2 | 960.2 | 225 | 3.5
2019 | 5 | 22 | 19 | 0 | 277 | 31 | 81 | 22.7 | 39.7 | 960.5 | 90.9 | 4.1
2019 | 5 | 22 | 20 | 0 | 0 | 2 | 2 | 20.3 | 49.6 | 960.8 | 102.9 | 3.4
2019 | 5 | 22 | 21 | 0 | 0 | 0 | 0 | 18.5 | 63.9 | 961.3 | 105 | 3.4
2019 | 5 | 22 | 22 | 0 | 0 | 0 | 0 | 17.3 | 68.6 | 961.8 | 75 | 2
2019 | 5 | 22 | 23 | 0 | 0 | 0 | 0 | 16.4 | 73.4 | 962.1 | 94.1 | 1.8
2019 | 5 | 23 | 0 | 0 | 0 | 0 | 0 | 15.5 | 75.8 | 962.1 | 68.7 | 1
2019 | 5 | 23 | 1 | 0 | 0 | 0 | 0 | 14.8 | 76.8 | 962 | 65.4 | 0.4
2019 | 5 | 23 | 2 | 0 | 0 | 0 | 0 | 14.4 | 73 | 961.8 | 68.1 | 0.6
2019 | 5 | 23 | 3 | 0 | 0 | 0 | 0 | 14.7 | 65.2 | 961.4 | 49.9 | 1.5
2019 | 5 | 23 | 4 | 0 | 0 | 0 | 0 | 14.6 | 65.5 | 961.4 | 58.5 | 1.6
2019 | 5 | 23 | 5 | 0 | 0 | 0 | 0 | 13.7 | 70.5 | 961.3 | 48.6 | 1
2019 | 5 | 23 | 6 | 0 | 279 | 25 | 59 | 16 | 58.3 | 961.4 | 26.7 | 2.2
2019 | 5 | 23 | 7 | 0 | 645 | 54 | 246 | 18.2 | 49.9 | 961.4 | 100.9 | 1.3
2019 | 5 | 23 | 8 | 0 | 797 | 68 | 455 | 21.5 | 37.9 | 961.4 | 125.6 | 1
2019 | 5 | 23 | 9 | 0 | 867 | 83 | 651 | 24.6 | 34 | 961.4 | 178.9 | 1
2019 | 5 | 23 | 10 | 0 | 892 | 93 | 806 | 26.6 | 26.5 | 961.2 | 204 | 1.2
2019 | 5 | 23 | 11 | 0 | 941 | 89 | 936 | 27.7 | 25.7 | 960.8 | 179 | 1.6
2019 | 5 | 23 | 12 | 0 | 870 | 143 | 977 | 28.7 | 23.4 | 960.3 | 244.8 | 2.4
2019 | 5 | 23 | 13 | 0 | 922 | 111 | 997 | 29.2 | 22.3 | 959.8 | 258.8 | 4.7
2019 | 5 | 23 | 14 | 0 | 931 | 98 | 951 | 29.4 | 22 | 959.4 | 265.3 | 5.3
2019 | 5 | 23 | 15 | 0 | 896 | 96 | 834 | 29.3 | 21.4 | 959.1 | 264.1 | 6.2
2019 | 5 | 23 | 16 | 0 | 870 | 85 | 685 | 29 | 20 | 958.8 | 263.2 | 6.2
2019 | 5 | 23 | 17 | 0 | 779 | 81 | 491 | 28.3 | 19.3 | 958.6 | 266.2 | 6
2019 | 5 | 23 | 18 | 0 | 626 | 69 | 282 | 27 | 19.2 | 958.4 | 281.2 | 5.5
2019 | 5 | 23 | 19 | 0 | 304 | 41 | 94 | 25.5 | 19.6 | 958.5 | 289.6 | 4.6
2019 | 5 | 23 | 20 | 0 | 0 | 1 | 1 | 23.7 | 21.7 | 958.8 | 313 | 3.7
2019 | 5 | 23 | 21 | 0 | 0 | 0 | 0 | 23 | 22.7 | 959 | 317.9 | 3.2
2019 | 5 | 23 | 22 | 0 | 0 | 0 | 0 | 22.4 | 24.9 | 959.4 | 307.4 | 2.2
2019 | 5 | 23 | 23 | 0 | 0 | 0 | 0 | 20.6 | 30.9 | 959.2 | 257 | 2.1
2019 | 5 | 24 | 0 | 0 | 0 | 0 | 0 | 18.4 | 48.7 | 959 | 188.1 | 1.1
2019 | 5 | 24 | 1 | 0 | 0 | 0 | 0 | 17.4 | 54.4 | 958.3 | 39.6 | 0.1
2019 | 5 | 24 | 2 | 0 | 0 | 0 | 0 | 17.6 | 48.6 | 957.6 | 78.4 | 0.8
2019 | 5 | 24 | 3 | 0 | 0 | 0 | 0 | 16.4 | 52.1 | 957.1 | 86.6 | 1.6
2019 | 5 | 24 | 4 | 0 | 0 | 0 | 0 | 15.8 | 52.9 | 956.7 | 168.2 | 0.5
2019 | 5 | 24 | 5 | 0 | 0 | 0 | 0 | 15.1 | 55.3 | 956.5 | 82.5 | 0.7
2019 | 5 | 24 | 6 | 0 | 93 | 50 | 65 | 16.9 | 46.2 | 956.4 | 133.1 | 0.8
2019 | 5 | 24 | 7 | 0 | 145 | 137 | 182 | 20.2 | 38.9 | 956.1 | 65.2 | 0.6
2019 | 5 | 24 | 8 | 0 | 61 | 219 | 250 | 22 | 33.4 | 955.9 | 186.8 | 0.4
2019 | 5 | 24 | 9 | 0 | 33 | 273 | 299 | 23.8 | 30.8 | 955.6 | 205.6 | 1.1
2019 | 5 | 24 | 10 | 0 | 15 | 309 | 325 | 24.8 | 27.5 | 955.5 | 247.4 | 1.8
2019 | 5 | 24 | 11 | 0 | 190 | 426 | 611 | 26.2 | 23.6 | 955.4 | 231.4 | 2.1
2019 | 5 | 24 | 12 | 0 | 298 | 452 | 751 | 27.6 | 24.7 | 954.7 | 223.8 | 2.3
2019 | 5 | 24 | 13 | 0 | 208 | 513 | 727 | 28.3 | 24.3 | 954 | 189.7 | 2.1
2019 | 5 | 24 | 14 | 0 | 52 | 438 | 492 | 25.9 | 38.5 | 954 | 73.6 | 7.7
2019 | 5 | 24 | 15 | 0 | 107 | 374 | 467 | 23.4 | 45.9 | 954.2 | 85.1 | 8.2
2019 | 5 | 24 | 16 | 0 | 463 | 281 | 597 | 23.3 | 50.2 | 954.5 | 85.8 | 7.6
2019 | 5 | 24 | 17 | 0 | 235 | 206 | 338 | 21.4 | 63.8 | 954.8 | 92 | 7.6
2019 | 5 | 24 | 18 | 0 | 2 | 68 | 69 | 19.1 | 74.3 | 955.3 | 92.4 | 6.8
2019 | 5 | 24 | 19 | 0 | 10 | 44 | 46 | 18.2 | 77.8 | 955.8 | 95.7 | 7.2
2019 | 5 | 24 | 20 | 0 | 0 | 2 | 2 | 17.5 | 80.3 | 956.4 | 94.2 | 6.4
2019 | 5 | 24 | 21 | 0 | 0 | 0 | 0 | 17.2 | 55.4 | 957.3 | 78.1 | 5.7
2019 | 5 | 24 | 22 | 0 | 0 | 0 | 0 | 16.9 | 51.4 | 957.9 | 66.8 | 4.4
2019 | 5 | 24 | 23 | 0 | 0 | 0 | 0 | 16.9 | 44.6 | 958.3 | 63 | 3.2
2019 | 5 | 25 | 0 | 0 | 0 | 0 | 0 | 16.5 | 42.1 | 958.5 | 67.7 | 3
2019 | 5 | 25 | 1 | 0 | 0 | 0 | 0 | 16.2 | 42.8 | 958.3 | 61 | 3.1
2019 | 5 | 25 | 2 | 0 | 0 | 0 | 0 | 14.7 | 49.8 | 958.1 | 99.7 | 2.2
2019 | 5 | 25 | 3 | 0 | 0 | 0 | 0 | 13.6 | 54.5 | 957.9 | 96.7 | 2
2019 | 5 | 25 | 4 | 0 | 0 | 0 | 0 | 13.5 | 52.6 | 957.9 | 79.2 | 1.5
2019 | 5 | 25 | 5 | 0 | 0 | 0 | 0 | 12.7 | 54.5 | 957.9 | 199.1 | 1.2
2019 | 5 | 25 | 6 | 0 | 325 | 23 | 62 | 13.4 | 53.9 | 958.1 | 195.6 | 0.4
2019 | 5 | 25 | 7 | 0 | 625 | 60 | 245 | 17.1 | 41.8 | 958.6 | 72.9 | 0.6
2019 | 5 | 25 | 8 | 0 | 770 | 103 | 479 | 19.2 | 35.2 | 958.7 | 81.9 | 1.2
2019 | 5 | 25 | 9 | 0 | 888 | 75 | 658 | 20.6 | 32.1 | 958.8 | 153.9 | 1.7
2019 | 5 | 25 | 10 | 0 | 937 | 91 | 840 | 22.1 | 30.2 | 958.8 | 109.4 | 2.6
2019 | 5 | 25 | 11 | 0 | 126 | 250 | 365 | 22 | 31.2 | 958.9 | 162.2 | 2.3
2019 | 5 | 25 | 12 | 0 | 9 | 278 | 291 | 21.8 | 36.3 | 958.8 | 250.7 | 4.2
2019 | 5 | 25 | 13 | 0 | 27 | 280 | 312 | 21.6 | 40.6 | 959.1 | 131.4 | 3.7
2019 | 5 | 25 | 14 | 0 | 52 | 268 | 322 | 21.5 | 42.9 | 958.9 | 138.4 | 1.7
2019 | 5 | 25 | 15 | 0 | 31 | 237 | 266 | 21.7 | 44.4 | 958.7 | 144.8 | 2.1
2019 | 5 | 25 | 16 | 0 | 14 | 172 | 184 | 20.9 | 53.9 | 958.8 | 272.4 | 3.2
2019 | 5 | 25 | 17 | 0 | 83 | 127 | 177 | 20.6 | 58 | 959.1 | 251.9 | 2.9
2019 | 5 | 25 | 18 | 0 | 100 | 105 | 144 | 19.1 | 68.9 | 959.6 | 268.1 | 4.1
2019 | 5 | 25 | 19 | 0 | 122 | 39 | 59 | 18.7 | 67.4 | 960.1 | 280.8 | 3
2019 | 5 | 25 | 20 | 0 | 0 | 2 | 2 | 17 | 76.3 | 960.8 | 242.5 | 2.3
2019 | 5 | 25 | 21 | 0 | 0 | 0 | 0 | 16 | 81.2 | 961.5 | 227.4 | 2.6
2019 | 5 | 25 | 22 | 0 | 0 | 0 | 0 | 15.1 | 85.1 | 962 | 241.4 | 1.5
2019 | 5 | 25 | 23 | 0 | 0 | 0 | 0 | 14.6 | 87.1 | 961.8 | 308.8 | 0.6
2019 | 5 | 26 | 0 | 0 | 0 | 0 | 0 | 14.2 | 85.9 | 961.7 | 131 | 1.1
2019 | 5 | 26 | 1 | 0 | 0 | 0 | 0 | 14.1 | 82 | 961.5 | 64.5 | 1.2
2019 | 5 | 26 | 2 | 0 | 0 | 0 | 0 | 13.2 | 84.1 | 961.2 | 75.3 | 1.6
2019 | 5 | 26 | 3 | 0 | 0 | 0 | 0 | 13.1 | 84.7 | 961 | 27.8 | 0.8
2019 | 5 | 26 | 4 | 0 | 0 | 0 | 0 | 12.8 | 83.8 | 960.8 | 6.8 | 0.6
2019 | 5 | 26 | 5 | 0 | 0 | 1 | 1 | 12.3 | 84.6 | 960.5 | 83.8 | 0.9
2019 | 5 | 26 | 6 | 0 | 318 | 24 | 62 | 13.7 | 76.7 | 960.6 | 41.6 | 0.8
2019 | 5 | 26 | 7 | 0 | 664 | 49 | 250 | 17.9 | 60.7 | 960.8 | 22.1 | 0.8
2019 | 5 | 26 | 8 | 0 | 799 | 64 | 455 | 20.6 | 51.9 | 960.8 | 175.3 | 0.8
2019 | 5 | 26 | 9 | 0 | 869 | 75 | 649 | 22.2 | 42.4 | 960.6 | 144.6 | 1
2019 | 5 | 26 | 10 | 0 | 883 | 114 | 822 | 23.2 | 39.9 | 960.2 | 170.4 | 1.4
2019 | 5 | 26 | 11 | 0 | 161 | 325 | 475 | 23 | 42.2 | 959.9 | 266 | 2.6
2019 | 5 | 26 | 12 | 0 | 458 | 302 | 751 | 23.7 | 41.3 | 959.5 | 260.1 | 4.6
2019 | 5 | 26 | 13 | 0 | 763 | 249 | 988 | 24.1 | 40 | 959.2 | 256.4 | 6.4
2019 | 5 | 26 | 14 | 0 | 902 | 119 | 950 | 24.4 | 37.8 | 958.7 | 258.5 | 6.5
2019 | 5 | 26 | 15 | 0 | 870 | 109 | 830 | 24.3 | 38.7 | 958.2 | 257.6 | 6.9
2019 | 5 | 26 | 16 | 0 | 849 | 89 | 680 | 23.8 | 40.2 | 958 | 254.4 | 6.9
2019 | 5 | 26 | 17 | 0 | 786 | 74 | 492 | 23.3 | 40.8 | 957.8 | 256.6 | 6.5
2019 | 5 | 26 | 18 | 0 | 661 | 58 | 287 | 22.8 | 41.6 | 957.8 | 271 | 5.1
2019 | 5 | 26 | 19 | 0 | 414 | 31 | 99 | 21.5 | 43.3 | 958 | 277.2 | 4.3
2019 | 5 | 26 | 20 | 0 | 1 | 3 | 3 | 19.6 | 48.8 | 958.3 | 286.4 | 3.2
2019 | 5 | 26 | 21 | 0 | 0 | 0 | 0 | 18.4 | 55.6 | 958.7 | 277.7 | 2.3
2019 | 5 | 26 | 22 | 0 | 0 | 0 | 0 | 16.9 | 71.6 | 959.2 | 240 | 1.6
2019 | 5 | 26 | 23 | 0 | 0 | 0 | 0 | 16 | 79.7 | 958.8 | 99.9 | 0.5
2019 | 5 | 27 | 0 | 0 | 0 | 0 | 0 | 15.1 | 68.5 | 958.4 | 33.7 | 0.8
2019 | 5 | 27 | 1 | 0 | 0 | 0 | 0 | 14.3 | 72 | 958 | 115.8 | 1
2019 | 5 | 27 | 2 | 0 | 0 | 0 | 0 | 14.3 | 68.2 | 957.6 | 58.1 | 1
2019 | 5 | 27 | 3 | 0 | 0 | 0 | 0 | 13.6 | 71.9 | 957.2 | 113.6 | 0.7
2019 | 5 | 27 | 4 | 0 | 0 | 0 | 0 | 13.8 | 73.1 | 956.8 | 140.7 | 0.8
2019 | 5 | 27 | 5 | 0 | 0 | 1 | 1 | 12.4 | 77.6 | 956.9 | 82.6 | 2.1
2019 | 5 | 27 | 6 | 0 | 359 | 22 | 65 | 14.5 | 75.3 | 957.1 | 83 | 2.5
2019 | 5 | 27 | 7 | 0 | 706 | 43 | 258 | 17.3 | 71.6 | 957.2 | 81.4 | 1.6
2019 | 5 | 27 | 8 | 0 | 850 | 52 | 467 | 20.3 | 55.1 | 957.1 | 125.8 | 1.6
2019 | 5 | 27 | 9 | 0 | 911 | 61 | 660 | 22.9 | 45.3 | 957 | 211.2 | 1.3
2019 | 5 | 27 | 10 | 0 | 937 | 72 | 821 | 24.4 | 39.7 | 956.8 | 238.7 | 1.9
2019 | 5 | 27 | 11 | 0 | 829 | 155 | 907 | 26.6 | 35.7 | 956.4 | 238.4 | 2.1
2019 | 5 | 27 | 12 | 0 | 932 | 104 | 999 | 27.8 | 34.9 | 955.9 | 232.5 | 3.6
2019 | 5 | 27 | 13 | 0 | 911 | 113 | 993 | 28.3 | 34.1 | 955.4 | 255.2 | 5.7
2019 | 5 | 27 | 14 | 0 | 729 | 169 | 843 | 28 | 35.3 | 954.9 | 257.7 | 5.9
2019 | 5 | 27 | 15 | 0 | 927 | 78 | 847 | 28.9 | 28.1 | 954.4 | 257 | 6.2
2019 | 5 | 27 | 16 | 0 | 895 | 87 | 712 | 28.5 | 26.2 | 954.2 | 256.7 | 5.8
2019 | 5 | 27 | 17 | 0 | 784 | 85 | 504 | 28.1 | 27.4 | 954.2 | 260.9 | 4.7
2019 | 5 | 27 | 18 | 0 | 543 | 119 | 315 | 26.5 | 31 | 954.2 | 279.4 | 4.6
2019 | 5 | 27 | 19 | 0 | 247 | 60 | 100 | 24.4 | 36.5 | 954.5 | 262.7 | 3.8
2019 | 5 | 27 | 20 | 0 | 2 | 6 | 6 | 20.7 | 52 | 955 | 230.4 | 2.8
2019 | 5 | 27 | 21 | 0 | 0 | 0 | 0 | 18.8 | 59.8 | 955.2 | 268.8 | 1.6
2019 | 5 | 27 | 22 | 0 | 0 | 0 | 0 | 18.2 | 63.7 | 955.5 | 167.2 | 0.6
2019 | 5 | 27 | 23 | 0 | 0 | 0 | 0 | 18 | 64.6 | 955.4 | 261 | 0.5
2019 | 5 | 28 | 0 | 0 | 0 | 0 | 0 | 17.1 | 66.4 | 955.1 | 59.4 | 0.5
2019 | 5 | 28 | 1 | 0 | 0 | 0 | 0 | 17.2 | 62.8 | 954.6 | 38.8 | 0.7
2019 | 5 | 28 | 2 | 0 | 0 | 0 | 0 | 16.3 | 67.8 | 954.5 | 255 | 1
2019 | 5 | 28 | 3 | 0 | 0 | 0 | 0 | 16.9 | 63.3 | 954.3 | 123.8 | 0.9
2019 | 5 | 28 | 4 | 0 | 0 | 0 | 0 | 16.5 | 60.3 | 954.3 | 64.5 | 1.1
2019 | 5 | 28 | 5 | 0 | 0 | 1 | 1 | 16.5 | 65.7 | 954.7 | 99.2 | 4.8
2019 | 5 | 28 | 6 | 0 | 243 | 28 | 59 | 16.8 | 78.7 | 955.3 | 94 | 5.3
2019 | 5 | 28 | 7 | 0 | 598 | 59 | 243 | 18.2 | 74.2 | 955.8 | 101.8 | 5.2
2019 | 5 | 28 | 8 | 0 | 767 | 73 | 450 | 20.4 | 64.9 | 956.1 | 109.7 | 4.6
2019 | 5 | 28 | 9 | 0 | 856 | 78 | 645 | 23.5 | 50.5 | 956.2 | 102.6 | 4.1
2019 | 5 | 28 | 10 | 0 | 907 | 83 | 812 | 25.7 | 40.5 | 956.2 | 102.8 | 3.9
2019 | 5 | 28 | 11 | 0 | 882 | 130 | 932 | 27.4 | 35.9 | 956.3 | 105 | 3.6
2019 | 5 | 28 | 12 | 0 | 763 | 225 | 962 | 28.6 | 37.3 | 956 | 86.2 | 4
2019 | 5 | 28 | 13 | 0 | 767 | 179 | 924 | 28.4 | 41.4 | 955.8 | 88.5 | 5.6
2019 | 5 | 28 | 14 | 0 | 806 | 158 | 904 | 28.4 | 39.7 | 955.8 | 94.4 | 5.8
2019 | 5 | 28 | 15 | 0 | 492 | 250 | 671 | 28 | 42.4 | 955.8 | 88.6 | 5.9
2019 | 5 | 28 | 16 | 0 | 327 | 205 | 439 | 26.9 | 48.2 | 955.9 | 94.3 | 5.3
2019 | 5 | 28 | 17 | 0 | 225 | 162 | 279 | 26.1 | 51 | 956 | 99 | 5.1
2019 | 5 | 28 | 18 | 0 | 382 | 107 | 247 | 26.1 | 49.4 | 956.2 | 102 | 4.3
2019 | 5 | 28 | 19 | 0 | 308 | 59 | 111 | 24.9 | 53.9 | 956.7 | 95.3 | 4
2019 | 5 | 28 | 20 | 0 | 2 | 5 | 6 | 22.5 | 61 | 957.3 | 98.3 | 3.9
2019 | 5 | 28 | 21 | 0 | 0 | 0 | 0 | 19.9 | 70.5 | 958.2 | 110.8 | 4.7
2019 | 5 | 28 | 22 | 0 | 0 | 0 | 0 | 18.1 | 79.1 | 959 | 105.1 | 5.6
2019 | 5 | 28 | 23 | 0 | 0 | 0 | 0 | 17 | 78.5 | 959.5 | 93.2 | 4.8
2019 | 5 | 29 | 0 | 0 | 0 | 0 | 0 | 17.1 | 83.6 | 959.9 | 90.1 | 4.1
2019 | 5 | 29 | 1 | 0 | 0 | 0 | 0 | 17.2 | 85.9 | 960 | 83.9 | 3.6
2019 | 5 | 29 | 2 | 0 | 0 | 0 | 0 | 17.3 | 86.1 | 960 | 97.4 | 4.7
2019 | 5 | 29 | 3 | 0 | 0 | 0 | 0 | 16.8 | 87.6 | 960.3 | 100.9 | 4.6
2019 | 5 | 29 | 4 | 0 | 0 | 0 | 0 | 16.2 | 86.2 | 960.8 | 105.5 | 5.2
2019 | 5 | 29 | 5 | 0 | 0 | 1 | 1 | 15.6 | 82.5 | 961.1 | 96.5 | 4
2019 | 5 | 29 | 6 | 0 | 292 | 29 | 66 | 16.1 | 72.6 | 961.8 | 97 | 3
2019 | 5 | 29 | 7 | 0 | 650 | 55 | 254 | 18.8 | 52.3 | 962.4 | 96.5 | 4.8
2019 | 5 | 29 | 8 | 0 | 767 | 82 | 458 | 19.8 | 47.3 | 962.8 | 96.3 | 6.3
2019 | 5 | 29 | 9 | 0 | 859 | 81 | 649 | 20.8 | 44.1 | 962.9 | 103.7 | 6
2019 | 5 | 29 | 10 | 0 | 899 | 88 | 810 | 21.5 | 46.4 | 962.9 | 107.2 | 6.2
2019 | 5 | 29 | 11 | 0 | 924 | 92 | 930 | 21.9 | 48.1 | 962.7 | 106.7 | 5.5
2019 | 5 | 29 | 12 | 0 | 931 | 96 | 992 | 22.8 | 48.3 | 962.6 | 93.6 | 6
2019 | 5 | 29 | 13 | 0 | 926 | 99 | 997 | 23.2 | 49.3 | 962.3 | 99.5 | 6.4
2019 | 5 | 29 | 14 | 0 | 916 | 99 | 946 | 23.8 | 43.8 | 962.1 | 103 | 6.3
2019 | 5 | 29 | 15 | 0 | 884 | 101 | 838 | 23.6 | 42.7 | 962.2 | 104.1 | 6.5
2019 | 5 | 29 | 16 | 0 | 837 | 96 | 683 | 22.9 | 45.5 | 962.3 | 93.7 | 6.7
2019 | 5 | 29 | 17 | 0 | 768 | 85 | 498 | 22 | 47.4 | 962.5 | 95.4 | 6.7
2019 | 5 | 29 | 18 | 0 | 629 | 70 | 293 | 20.5 | 51.8 | 962.8 | 94.4 | 6.4
2019 | 5 | 29 | 19 | 0 | 348 | 40 | 100 | 18.5 | 56.2 | 963.6 | 96.4 | 6.4
2019 | 5 | 29 | 20 | 0 | 3 | 4 | 4 | 17 | 58.1 | 964.2 | 93.6 | 5.5
2019 | 5 | 29 | 21 | 0 | 0 | 0 | 0 | 16.2 | 53.2 | 965.1 | 97.9 | 4.3
2019 | 5 | 29 | 22 | 0 | 0 | 0 | 0 | 15.4 | 58.1 | 966 | 104.8 | 2.6
2019 | 5 | 29 | 23 | 0 | 0 | 0 | 0 | 14.5 | 63.2 | 966.3 | 86.4 | 2.7
2019 | 5 | 30 | 0 | 0 | 0 | 0 | 0 | 13.9 | 68.7 | 966.3 | 78.6 | 2.2
2019 | 5 | 30 | 1 | 0 | 0 | 0 | 0 | 13.8 | 73.8 | 966.2 | 90.7 | 2.7
2019 | 5 | 30 | 2 | 0 | 0 | 0 | 0 | 13.2 | 80.5 | 966.2 | 88.9 | 2.9
2019 | 5 | 30 | 3 | 0 | 0 | 0 | 0 | 13 | 81.9 | 966.1 | 72.9 | 1.2
2019 | 5 | 30 | 4 | 0 | 0 | 0 | 0 | 12.9 | 77.6 | 966.1 | 265.4 | 0.8
2019 | 5 | 30 | 5 | 0 | 0 | 1 | 1 | 12.4 | 73.7 | 966.3 | 12.1 | 0.9
2019 | 5 | 30 | 6 | 0 | 356 | 24 | 69 | 13.2 | 70.5 | 966.7 | 0.8 | 0.6
2019 | 5 | 30 | 7 | 0 | 705 | 46 | 262 | 16.6 | 58.5 | 966.9 | 145.9 | 2.3
2019 | 5 | 30 | 8 | 0 | 846 | 57 | 472 | 19.3 | 48.3 | 967.1 | 104.1 | 3.9
2019 | 5 | 30 | 9 | 0 | 922 | 62 | 671 | 21 | 35.9 | 967.2 | 95.8 | 6.2
2019 | 5 | 30 | 10 | 0 | 959 | 67 | 835 | 21.6 | 33.8 | 967.4 | 102.2 | 6.6
2019 | 5 | 30 | 11 | 0 | 962 | 78 | 948 | 22 | 40.7 | 967.5 | 101.8 | 6
2019 | 5 | 30 | 12 | 0 | 980 | 74 | 1016 | 22.5 | 37.5 | 967.1 | 99.9 | 7.3
2019 | 5 | 30 | 13 | 0 | 986 | 70 | 1023 | 23.4 | 31.6 | 966.8 | 108.9 | 7.7
2019 | 5 | 30 | 14 | 0 | 978 | 69 | 970 | 23.9 | 28.6 | 966.6 | 108.3 | 8
2019 | 5 | 30 | 15 | 0 | 961 | 66 | 865 | 23.9 | 27.2 | 966.5 | 102.7 | 7.7
2019 | 5 | 30 | 16 | 0 | 916 | 66 | 707 | 23.5 | 33.5 | 966.2 | 102 | 7.7
2019 | 5 | 30 | 17 | 0 | 850 | 61 | 516 | 22.7 | 40 | 966.1 | 101.3 | 7.7
2019 | 5 | 30 | 18 | 0 | 736 | 50 | 310 | 21.5 | 46.9 | 966 | 104.2 | 6.9
2019 | 5 | 30 | 19 | 0 | 474 | 30 | 111 | 19.7 | 56.5 | 966.3 | 97.7 | 6.3
2019 | 5 | 30 | 20 | 0 | 6 | 3 | 3 | 17.6 | 64.8 | 966.7 | 106.2 | 5.6
2019 | 5 | 30 | 21 | 0 | 0 | 0 | 0 | 15.9 | 73.1 | 967.3 | 98.4 | 4.6
2019 | 5 | 30 | 22 | 0 | 0 | 0 | 0 | 15.1 | 77.6 | 967.8 | 96.4 | 3.9
2019 | 5 | 30 | 23 | 0 | 0 | 0 | 0 | 14.2 | 82.6 | 968 | 84.1 | 1.6
2019 | 5 | 31 | 0 | 0 | 0 | 0 | 0 | 13.8 | 84.9 | 967.7 | 90.1 | 1.3
2019 | 5 | 31 | 1 | 0 | 0 | 0 | 0 | 13.8 | 83.9 | 967.2 | 60.1 | 1.6
2019 | 5 | 31 | 2 | 0 | 0 | 0 | 0 | 13.2 | 84.6 | 966.5 | 53 | 1.4
2019 | 5 | 31 | 3 | 0 | 0 | 0 | 0 | 13.1 | 86.6 | 966.2 | 65.5 | 2
2019 | 5 | 31 | 4 | 0 | 0 | 0 | 0 | 12.9 | 84.2 | 966.1 | 36.8 | 1.8
2019 | 5 | 31 | 5 | 0 | 0 | 1 | 1 | 12.3 | 81.8 | 966 | 27.3 | 2.2
2019 | 5 | 31 | 6 | 0 | 389 | 22 | 72 | 13.6 | 74 | 966.2 | 51.5 | 1.4
2019 | 5 | 31 | 7 | 0 | 732 | 41 | 266 | 17.5 | 54.8 | 966.2 | 85.3 | 1.9
2019 | 5 | 31 | 8 | 0 | 854 | 52 | 474 | 20.7 | 43 | 966.4 | 108.6 | 4.5
2019 | 5 | 31 | 9 | 0 | 919 | 59 | 669 | 22.2 | 41.4 | 966.5 | 100.6 | 5.4
2019 | 5 | 31 | 10 | 0 | 960 | 62 | 836 | 23.6 | 30.7 | 966.4 | 98.4 | 6.6
2019 | 5 | 31 | 11 | 0 | 975 | 66 | 952 | 24.2 | 29.1 | 966.6 | 90.5 | 6.5
2019 | 5 | 31 | 12 | 0 | 980 | 70 | 1014 | 24.7 | 31.2 | 966.3 | 104.2 | 7
2019 | 5 | 31 | 13 | 0 | 984 | 69 | 1022 | 25.3 | 30.5 | 965.8 | 102 | 7.6
2019 | 5 | 31 | 14 | 0 | 977 | 67 | 971 | 25.4 | 29.7 | 965.5 | 105.9 | 7.5
2019 | 5 | 31 | 15 | 0 | 952 | 68 | 863 | 25.7 | 32 | 965.1 | 107 | 6.8
2019 | 5 | 31 | 16 | 0 | 914 | 65 | 708 | 25.6 | 36.4 | 964.7 | 106.9 | 7.2
2019 | 5 | 31 | 17 | 0 | 849 | 61 | 518 | 24.7 | 39.3 | 964.4 | 111 | 7.5
2019 | 5 | 31 | 18 | 0 | 734 | 50 | 312 | 23.6 | 43.1 | 964.4 | 105.8 | 6.7
2019 | 5 | 31 | 19 | 0 | 474 | 31 | 113 | 21.5 | 50.6 | 964.5 | 100.4 | 6.1
2019 | 5 | 31 | 20 | 0 | 9 | 3 | 4 | 18.6 | 63.2 | 964.9 | 102.8 | 5
2019 | 5 | 31 | 21 | 0 | 0 | 0 | 0 | 16.9 | 73.4 | 965.3 | 95.2 | 4.6
2019 | 5 | 31 | 22 | 0 | 0 | 0 | 0 | 15.8 | 80.1 | 965.6 | 108.4 | 5.3
2019 | 5 | 31 | 23 | 0 | 0 | 0 | 0 | 15.7 | 77.6 | 965.7 | 71.6 | 3.4
2019 | 6 | 1 | 0 | 0 | 0 | 0 | 0 | 16 | 74.7 | 965.5 | 62.3 | 2.6
2019 | 6 | 1 | 1 | 0 | 0 | 0 | 0 | 15.6 | 75.8 | 964.9 | 40.9 | 2.2
2019 | 6 | 1 | 2 | 0 | 0 | 0 | 0 | 15 | 77 | 964.5 | 40.9 | 3
2019 | 6 | 1 | 3 | 0 | 0 | 0 | 0 | 14.7 | 74.6 | 964.4 | 64.3 | 2.2
2019 | 6 | 1 | 4 | 0 | 0 | 0 | 0 | 13.9 | 75.4 | 964.4 | 52.4 | 1
2019 | 6 | 1 | 5 | 0 | 0 | 1 | 1 | 13.2 | 77.2 | 964.4 | 175.3 | 1.2
2019 | 6 | 1 | 6 | 0 | 373 | 23 | 73 | 14 | 71.8 | 964.6 | 144.3 | 1.2
2019 | 6 | 1 | 7 | 0 | 718 | 43 | 266 | 18.1 | 49 | 964.8 | 96.3 | 3.2
2019 | 6 | 1 | 8 | 0 | 855 | 52 | 476 | 21.2 | 31.9 | 964.8 | 105.3 | 6.2
2019 | 6 | 1 | 9 | 0 | 930 | 55 | 676 | 22.8 | 25.9 | 964.8 | 98.3 | 6.4
2019 | 6 | 1 | 10 | 0 | 968 | 59 | 841 | 24.1 | 23.9 | 964.7 | 96.4 | 6.7
2019 | 6 | 1 | 11 | 0 | 989 | 61 | 961 | 25.3 | 21.9 | 964.5 | 96.8 | 7.3
2019 | 6 | 1 | 12 | 0 | 997 | 63 | 1026 | 25.7 | 22.5 | 964.3 | 103.8 | 7.7
2019 | 6 | 1 | 13 | 0 | 996 | 63 | 1030 | 25.9 | 23.3 | 963.9 | 104.6 | 8.3
2019 | 6 | 1 | 14 | 0 | 988 | 63 | 979 | 26.2 | 23.4 | 963.3 | 103.3 | 8.7
2019 | 6 | 1 | 15 | 0 | 968 | 62 | 871 | 25.9 | 25.7 | 963 | 104.5 | 8.5
2019 | 6 | 1 | 16 | 0 | 936 | 58 | 718 | 25.6 | 26.2 | 962.7 | 101.8 | 8.2
2019 | 6 | 1 | 17 | 0 | 878 | 53 | 528 | 24.8 | 27.7 | 962.5 | 99.8 | 8.4
2019 | 6 | 1 | 18 | 0 | 773 | 44 | 320 | 23.5 | 30.3 | 962.6 | 100.7 | 7.8
2019 | 6 | 1 | 19 | 0 | 531 | 27 | 119 | 22.1 | 33.7 | 962.9 | 106.1 | 6.3
2019 | 6 | 1 | 20 | 0 | 14 | 3 | 4 | 19.6 | 40.1 | 963.2 | 99.3 | 4.9
2019 | 6 | 1 | 21 | 0 | 0 | 0 | 0 | 17.8 | 45.3 | 963.8 | 101.5 | 4.8
2019 | 6 | 1 | 22 | 0 | 0 | 0 | 0 | 16.8 | 47.3 | 964.5 | 74.1 | 2.3
2019 | 6 | 1 | 23 | 0 | 0 | 0 | 0 | 16.7 | 47 | 964.4 | 62.2 | 2.1
2019 | 6 | 2 | 0 | 0 | 0 | 0 | 0 | 15.5 | 48.3 | 964.1 | 27.5 | 1.2
2019 | 6 | 2 | 1 | 0 | 0 | 0 | 0 | 15 | 48.3 | 963.9 | 26 | 1.3
2019 | 6 | 2 | 2 | 0 | 0 | 0 | 0 | 14.9 | 48.3 | 963.6 | 32.1 | 2.2
2019 | 6 | 2 | 3 | 0 | 0 | 0 | 0 | 14.4 | 49.8 | 963.2 | 40.9 | 1.9
2019 | 6 | 2 | 4 | 0 | 0 | 0 | 0 | 13.4 | 53.1 | 963 | 39 | 1.4
2019 | 6 | 2 | 5 | 0 | 0 | 1 | 1 | 13.6 | 52.3 | 962.9 | 21.6 | 2.4
2019 | 6 | 2 | 6 | 0 | 420 | 21 | 77 | 15.4 | 48.1 | 963 | 76.1 | 2
2019 | 6 | 2 | 7 | 0 | 760 | 39 | 275 | 19.1 | 39.4 | 963.2 | 58 | 1.1
2019 | 6 | 2 | 8 | 0 | 883 | 48 | 487 | 21.5 | 32.7 | 963.2 | 117.6 | 1.8
2019 | 6 | 2 | 9 | 0 | 946 | 54 | 686 | 23.8 | 26.6 | 963.2 | 106.9 | 3.4
2019 | 6 | 2 | 10 | 0 | 978 | 58 | 850 | 25.2 | 24.9 | 963.1 | 113.6 | 5.4
2019 | 6 | 2 | 11 | 0 | 993 | 61 | 967 | 26.4 | 20.2 | 963 | 109.2 | 5.2
2019 | 6 | 2 | 12 | 0 | 1001 | 63 | 1031 | 27.1 | 19.3 | 962.8 | 107.2 | 4.4
2019 | 6 | 2 | 13 | 0 | 1001 | 63 | 1037 | 27.9 | 16.5 | 962.2 | 108.7 | 4.5
2019 | 6 | 2 | 14 | 0 | 991 | 64 | 985 | 28.6 | 16.1 | 961.8 | 97 | 4.8
2019 | 6 | 2 | 15 | 0 | 967 | 63 | 874 | 28.7 | 16.4 | 961.5 | 102.3 | 5.3
2019 | 6 | 2 | 16 | 0 | 931 | 60 | 718 | 27.9 | 18.3 | 961.4 | 103.9 | 5.1
2019 | 6 | 2 | 17 | 0 | 871 | 55 | 528 | 27.8 | 18.9 | 961.3 | 100.2 | 4.8
2019 | 6 | 2 | 18 | 0 | 760 | 46 | 320 | 26.6 | 20.2 | 961.2 | 99.9 | 4.9
2019 | 6 | 2 | 19 | 0 | 485 | 30 | 115 | 24.6 | 24.2 | 961.3 | 106.6 | 4.9
2019 | 6 | 2 | 20 | 0 | 15 | 4 | 5 | 22 | 29.2 | 961.8 | 101.5 | 3.6
2019 | 6 | 2 | 21 | 0 | 0 | 0 | 0 | 20 | 34.6 | 962.4 | 95.1 | 2
2019 | 6 | 2 | 22 | 0 | 0 | 0 | 0 | 19.3 | 36.1 | 962.8 | 53.1 | 1.5
2019 | 6 | 2 | 23 | 0 | 0 | 0 | 0 | 18.2 | 37.9 | 963.1 | 85.8 | 1.3
2019 | 6 | 3 | 0 | 0 | 0 | 0 | 0 | 16.1 | 42.5 | 963 | 79.4 | 1
2019 | 6 | 3 | 1 | 0 | 0 | 0 | 0 | 15.7 | 42.4 | 962.5 | 27.3 | 0.6
2019 | 6 | 3 | 2 | 0 | 0 | 0 | 0 | 15.1 | 42 | 962 | 42.6 | 1
2019 | 6 | 3 | 3 | 0 | 0 | 0 | 0 | 15.4 | 42.7 | 961.3 | 60.9 | 1.7
2019 | 6 | 3 | 4 | 0 | 0 | 0 | 0 | 15 | 42.9 | 961.1 | 31.7 | 0.6
2019 | 6 | 3 | 5 | 0 | 0 | 2 | 2 | 14.4 | 43.2 | 961.1 | 60.2 | 1.7
2019 | 6 | 3 | 6 | 0 | 347 | 28 | 76 | 17.2 | 35.1 | 961.1 | 64.5 | 1.3
2019 | 6 | 3 | 7 | 0 | 694 | 51 | 267 | 21.8 | 30 | 961.5 | 91 | 0.6
2019 | 6 | 3 | 8 | 0 | 813 | 71 | 476 | 23.7 | 28.2 | 961.8 | 138.8 | 0.9
2019 | 6 | 3 | 9 | 0 | 811 | 114 | 652 | 25.4 | 25.1 | 961.9 | 215.5 | 1.5
2019 | 6 | 3 | 10 | 0 | 874 | 115 | 819 | 26.8 | 22 | 961.8 | 257.8 | 1.7
2019 | 6 | 3 | 11 | 0 | 933 | 96 | 942 | 28.8 | 17.9 | 961.5 | 185.7 | 1.6
2019 | 6 | 3 | 12 | 0 | 948 | 99 | 1012 | 30.2 | 18.3 | 961.1 | 143.7 | 2.1
2019 | 6 | 3 | 13 | 0 | 914 | 125 | 1013 | 30.1 | 22.5 | 960.7 | 230.8 | 3.9
2019 | 6 | 3 | 14 | 0 | 577 | 300 | 844 | 30.2 | 25.5 | 960.2 | 233.5 | 3.7
2019 | 6 | 3 | 15 | 0 | 162 | 441 | 585 | 29 | 24.3 | 960 | 254.9 | 5
2019 | 6 | 3 | 16 | 0 | 249 | 339 | 522 | 29.1 | 21.3 | 959.8 | 244.3 | 4.3
2019 | 6 | 3 | 17 | 0 | 644 | 152 | 499 | 29 | 21.7 | 959.5 | 240.3 | 4.1
2019 | 6 | 3 | 18 | 0 | 499 | 92 | 266 | 28.2 | 20.8 | 959.3 | 245 | 4.2
2019 | 6 | 3 | 19 | 0 | 376 | 43 | 110 | 26.8 | 21.6 | 959.5 | 241.9 | 3.8
2019 | 6 | 3 | 20 | 0 | 11 | 5 | 5 | 24.1 | 32.1 | 959.4 | 233.1 | 1.8
2019 | 6 | 3 | 21 | 0 | 0 | 0 | 0 | 21.2 | 50.2 | 959.5 | 262.3 | 1.4
2019 | 6 | 3 | 22 | 0 | 0 | 0 | 0 | 20.5 | 53.6 | 959.6 | 265.4 | 0.6
2019 | 6 | 3 | 23 | 0 | 0 | 0 | 0 | 19 | 51.5 | 959.5 | 281.6 | 1
2019 | 6 | 4 | 0 | 0 | 0 | 0 | 0 | 17.5 | 63.9 | 959.2 | 193.4 | 0.5
2019 | 6 | 4 | 1 | 0 | 0 | 0 | 0 | 16.8 | 63.4 | 958.4 | 267.8 | 0.6
2019 | 6 | 4 | 2 | 0 | 0 | 0 | 0 | 16.4 | 59.6 | 957.8 | 130.5 | 0.2
2019 | 6 | 4 | 3 | 0 | 0 | 0 | 0 | 16.4 | 49.9 | 957.2 | 76.1 | 0.4
2019 | 6 | 4 | 4 | 0 | 0 | 0 | 0 | 15.7 | 47.5 | 956.6 | 2.2 | 0.2
2019 | 6 | 4 | 5 | 0 | 0 | 1 | 1 | 15.5 | 43.4 | 956.5 | 40.1 | 1
2019 | 6 | 4 | 6 | 0 | 369 | 26 | 75 | 17 | 42.3 | 956.7 | 141.7 | 0.6
2019 | 6 | 4 | 7 | 0 | 711 | 50 | 271 | 20.8 | 37.3 | 956.9 | 144.7 | 0.9
2019 | 6 | 4 | 8 | 0 | 831 | 68 | 478 | 21.8 | 40.6 | 957.1 | 213.9 | 1.2
2019 | 6 | 4 | 9 | 0 | 905 | 76 | 675 | 24.8 | 34.7 | 956.9 | 211.8 | 1.7
2019 | 6 | 4 | 10 | 0 | 941 | 83 | 839 | 25.8 | 33.2 | 956.8 | 250.8 | 2.3
2019 | 6 | 4 | 11 | 0 | 958 | 87 | 955 | 27.7 | 33.9 | 956.4 | 245.9 | 2.3
2019 | 6 | 4 | 12 | 0 | 962 | 90 | 1017 | 29.7 | 26.6 | 955.9 | 255.2 | 4
2019 | 6 | 4 | 13 | 0 | 954 | 94 | 1019 | 30.1 | 28.4 | 955.1 | 267.4 | 4.9
2019 | 6 | 4 | 14 | 0 | 933 | 96 | 961 | 30.8 | 26.2 | 954.4 | 264.9 | 5.6
2019 | 6 | 4 | 15 | 0 | 897 | 104 | 856 | 30.9 | 25.2 | 953.6 | 268.1 | 5.1
2019 | 6 | 4 | 16 | 0 | 823 | 118 | 701 | 30.2 | 24.1 | 953 | 277.2 | 5.2
2019 | 6 | 4 | 17 | 0 | 722 | 112 | 506 | 29.6 | 24.1 | 952.6 | 263.6 | 4.2
2019 | 6 | 4 | 18 | 0 | 571 | 93 | 301 | 26.6 | 38.5 | 952.3 | 223.3 | 4.3
2019 | 6 | 4 | 19 | 0 | 255 | 52 | 103 | 23.9 | 48.4 | 952.3 | 237.9 | 3.6
2019 | 6 | 4 | 20 | 0 | 3 | 4 | 4 | 21.4 | 58.1 | 952.6 | 242.7 | 2.7
2019 | 6 | 4 | 21 | 0 | 0 | 0 | 0 | 19.7 | 67.3 | 953 | 256.9 | 1.9
2019 | 6 | 4 | 22 | 0 | 0 | 0 | 0 | 18.8 | 72.5 | 953.3 | 263 | 1.2
2019 | 6 | 4 | 23 | 0 | 0 | 0 | 0 | 18.5 | 73.4 | 953.4 | 265.3 | 1.1
2019 | 6 | 5 | 0 | 0 | 0 | 0 | 0 | 20 | 59.5 | 953.1 | 270.6 | 1
2019 | 6 | 5 | 1 | 0 | 0 | 0 | 0 | 20.5 | 46.8 | 952.5 | 94.7 | 0.9
2019 | 6 | 5 | 2 | 0 | 0 | 0 | 0 | 19.6 | 54.3 | 952.2 | 271.6 | 1.7
2019 | 6 | 5 | 3 | 0 | 0 | 0 | 0 | 21.5 | 47.4 | 951.7 | 257.5 | 3.9
2019 | 6 | 5 | 4 | 0 | 0 | 0 | 0 | 20.7 | 52 | 951.5 | 215 | 4.6
2019 | 6 | 5 | 5 | 0 | 0 | 1 | 1 | 20.9 | 48.7 | 951.4 | 279.4 | 4.6
2019 | 6 | 5 | 6 | 0 | 119 | 38 | 54 | 21.4 | 43.3 | 951.7 | 291.9 | 7.8
2019 | 6 | 5 | 7 | 0 | 509 | 75 | 237 | 22 | 39.4 | 952.4 | 287.9 | 8.5
2019 | 6 | 5 | 8 | 0 | 685 | 115 | 453 | 22.8 | 31.7 | 953 | 280.4 | 9.1
2019 | 6 | 5 | 9 | 0 | 882 | 91 | 678 | 24 | 24.5 | 953.3 | 272.6 | 10.1
2019 | 6 | 5 | 10 | 0 | 858 | 165 | 855 | 25.3 | 16.7 | 953.5 | 275.5 | 10.7
2019 | 6 | 5 | 11 | 0 | 481 | 369 | 811 | 26.1 | 10.7 | 953.6 | 281.6 | 10.3
2019 | 6 | 5 | 12 | 0 | 778 | 288 | 1045 | 27.6 | 9.4 | 953.9 | 266.4 | 6.9
2019 | 6 | 5 | 13 | 0 | 947 | 129 | 1051 | 28 | 11 | 953.9 | 243.5 | 3.5
2019 | 6 | 5 | 14 | 0 | 935 | 109 | 980 | 28.5 | 10.1 | 953.6 | 147.7 | 2.4
2019 | 6 | 5 | 15 | 0 | 740 | 213 | 841 | 28.5 | 16.5 | 953.4 | 128 | 4.8
2019 | 6 | 5 | 16 | 0 | 376 | 309 | 586 | 27.5 | 22.3 | 953.5 | 113.1 | 5.8
2019 | 6 | 5 | 17 | 0 | 296 | 244 | 409 | 26.6 | 24.2 | 954 | 135 | 4.4
2019 | 6 | 5 | 18 | 0 | 27 | 142 | 154 | 25.4 | 24.7 | 954.4 | 133.8 | 3.4
2019 | 6 | 5 | 19 | 0 | 37 | 59 | 67 | 24.4 | 24.2 | 955 | 218.8 | 2.1
2019 | 6 | 5 | 20 | 0 | 2 | 6 | 6 | 23.1 | 27.1 | 955.4 | 211.4 | 1.6
2019 | 6 | 5 | 21 | 0 | 0 | 0 | 0 | 21.3 | 39.8 | 956 | 250 | 1.9
2019 | 6 | 5 | 22 | 0 | 0 | 0 | 0 | 20.2 | 46.6 | 956.5 | 195.8 | 1
2019 | 6 | 5 | 23 | 0 | 0 | 0 | 0 | 20 | 42.9 | 956.9 | 57.8 | 1.8
2019 | 6 | 6 | 0 | 0 | 0 | 0 | 0 | 18.6 | 38.3 | 957 | 67.8 | 1.7
2019 | 6 | 6 | 1 | 0 | 0 | 0 | 0 | 18.1 | 33.5 | 956.8 | 48 | 1.6
2019 | 6 | 6 | 2 | 0 | 0 | 0 | 0 | 17.7 | 32.7 | 956.5 | 31.1 | 2.1
2019 | 6 | 6 | 3 | 0 | 0 | 0 | 0 | 15.9 | 36.7 | 956.4 | 69 | 1.5
2019 | 6 | 6 | 4 | 0 | 0 | 0 | 0 | 14.5 | 39.6 | 956.2 | 18.2 | 0.8
2019 | 6 | 6 | 5 | 0 | 0 | 1 | 1 | 13.7 | 41.5 | 956.3 | 16.8 | 0.7
2019 | 6 | 6 | 6 | 0 | 303 | 30 | 73 | 15.6 | 37 | 956.7 | 53.4 | 0.7
2019 | 6 | 6 | 7 | 0 | 642 | 61 | 260 | 20.3 | 28.9 | 956.9 | 121.5 | 0.2
2019 | 6 | 6 | 8 | 0 | 791 | 78 | 469 | 22.5 | 25.1 | 957 | 142.4 | 1.1
2019 | 6 | 6 | 9 | 0 | 872 | 87 | 665 | 23.7 | 22 | 956.9 | 95.8 | 3.3
2019 | 6 | 6 | 10 | 0 | 926 | 88 | 833 | 24.5 | 20.8 | 956.6 | 98.5 | 3.7
2019 | 6 | 6 | 11 | 0 | 951 | 88 | 951 | 25.6 | 19.5 | 956.3 | 121.9 | 3
2019 | 6 | 6 | 12 | 0 | 944 | 102 | 1013 | 26.4 | 20.9 | 956 | 111.9 | 3.6
2019 | 6 | 6 | 13 | 0 | 946 | 99 | 1019 | 26.7 | 26.1 | 955.6 | 203.8 | 4.3
2019 | 6 | 6 | 14 | 0 | 950 | 93 | 974 | 26.4 | 26.1 | 955.1 | 262 | 5.2
2019 | 6 | 6 | 15 | 0 | 937 | 87 | 872 | 26.9 | 23 | 954.5 | 278.1 | 4.9
2019 | 6 | 6 | 16 | 0 | 915 | 77 | 724 | 26.7 | 23.2 | 953.8 | 278.5 | 5.7
2019 | 6 | 6 | 17 | 0 | 850 | 69 | 533 | 26.1 | 23.7 | 953.4 | 279.1 | 6.4
2019 | 6 | 6 | 18 | 0 | 732 | 57 | 323 | 25.4 | 23 | 953.3 | 284.5 | 5.7
2019 | 6 | 6 | 19 | 0 | 479 | 34 | 121 | 24.5 | 23.3 | 953.5 | 278.3 | 4.2
2019 | 6 | 6 | 20 | 0 | 17 | 4 | 5 | 22.4 | 26.3 | 953.7 | 278.6 | 2.4
2019 | 6 | 6 | 21 | 0 | 0 | 0 | 0 | 20.7 | 28.4 | 954.3 | 245.6 | 1.1
2019 | 6 | 6 | 22 | 0 | 0 | 0 | 0 | 18.6 | 33.5 | 955 | 185.5 | 1.3
2019 | 6 | 6 | 23 | 0 | 0 | 0 | 0 | 16.6 | 39.7 | 955.3 | 70.9 | 0.5
2019 | 6 | 7 | 0 | 0 | 0 | 0 | 0 | 15.8 | 47.4 | 955 | 269.4 | 0.8
2019 | 6 | 7 | 1 | 0 | 0 | 0 | 0 | 14.2 | 56.5 | 954.8 | 201.6 | 1
2019 | 6 | 7 | 2 | 0 | 0 | 0 | 0 | 13.9 | 58.6 | 954.8 | 137 | 0.7
2019 | 6 | 7 | 3 | 0 | 0 | 0 | 0 | 13.6 | 62.8 | 954.8 | 68 | 1.5
2019 | 6 | 7 | 4 | 0 | 0 | 0 | 0 | 12.7 | 54.1 | 954.9 | 97.2 | 1.3
2019 | 6 | 7 | 5 | 0 | 0 | 1 | 1 | 13.4 | 52.8 | 955.3 | 67 | 1.9
2019 | 6 | 7 | 6 | 0 | 185 | 38 | 66 | 16.2 | 44 | 955.8 | 41.1 | 1.7
2019 | 6 | 7 | 7 | 0 | 455 | 77 | 220 | 18.6 | 38.1 | 956.5 | 217.8 | 0.8
2019 | 6 | 7 | 8 | 0 | 731 | 93 | 457 | 21.6 | 29.8 | 957.1 | 77.5 | 0.9
2019 | 6 | 7 | 9 | 0 | 829 | 103 | 654 | 23.2 | 26.9 | 957.4 | 167.6 | 1.5
2019 | 6 | 7 | 10 | 0 | 877 | 110 | 817 | 25.1 | 24.4 | 957.6 | 153 | 1.9
2019 | 6 | 7 | 11 | 0 | 908 | 112 | 936 | 26.5 | 24.7 | 957.8 | 159.3 | 2.4
2019 | 6 | 7 | 12 | 0 | 908 | 120 | 997 | 27 | 30.4 | 957.9 | 97.8 | 4.7
2019 | 6 | 7 | 13 | 0 | 899 | 124 | 1000 | 27.5 | 30.7 | 957.8 | 109.9 | 3.6
2019 | 6 | 7 | 14 | 0 | 890 | 119 | 949 | 28.1 | 30.3 | 957.8 | 153.7 | 2.3
2019 | 6 | 7 | 15 | 0 | 864 | 117 | 845 | 28.4 | 29.6 | 957.6 | 253.6 | 3.1
2019 | 6 | 7 | 16 | 0 | 813 | 111 | 690 | 29 | 28.1 | 957.5 | 186.4 | 2.5
2019 | 6 | 7 | 17 | 0 | 733 | 100 | 502 | 28.7 | 30.6 | 957.5 | 82.2 | 3.9
2019 | 6 | 7 | 18 | 0 | 596 | 79 | 298 | 27.9 | 31.6 | 957.9 | 92.4 | 4.6
2019 | 6 | 7 | 19 | 0 | 358 | 46 | 112 | 26.6 | 33.4 | 958.4 | 85 | 4.1
2019 | 6 | 7 | 20 | 0 | 15 | 6 | 7 | 23.9 | 47.6 | 959.1 | 116.5 | 4.1
2019 | 6 | 7 | 21 | 0 | 0 | 0 | 0 | 21.1 | 64.9 | 959.9 | 116.3 | 3.4
2019 | 6 | 7 | 22 | 0 | 0 | 0 | 0 | 19.4 | 74.5 | 960.5 | 95.1 | 3.7
2019 | 6 | 7 | 23 | 0 | 0 | 0 | 0 | 19 | 71.6 | 960.9 | 77.1 | 3.4
2019 | 6 | 8 | 0 | 0 | 0 | 0 | 0 | 18.6 | 68.8 | 961.4 | 89.2 | 4.4
2019 | 6 | 8 | 1 | 0 | 0 | 0 | 0 | 17 | 83.8 | 961.6 | 91.8 | 4.8
2019 | 6 | 8 | 2 | 0 | 0 | 0 | 0 | 16.5 | 84.6 | 961.6 | 85.6 | 3.8
2019 | 6 | 8 | 3 | 0 | 0 | 0 | 0 | 16.4 | 76.6 | 961.4 | 88.6 | 3.8
2019 | 6 | 8 | 4 | 0 | 0 | 0 | 0 | 15.9 | 77.2 | 961.3 | 61.9 | 1.4
2019 | 6 | 8 | 5 | 0 | 0 | 1 | 1 | 15.9 | 70.1 | 961.5 | 181.3 | 1.3
2019 | 6 | 8 | 6 | 0 | 264 | 32 | 70 | 17 | 59 | 961.7 | 40.1 | 1.4
2019 | 6 | 8 | 7 | 0 | 589 | 67 | 252 | 20.2 | 43.6 | 961.9 | 87.4 | 2
2019 | 6 | 8 | 8 | 0 | 740 | 88 | 457 | 23.1 | 32.1 | 962.2 | 95.9 | 5.6
2019 | 6 | 8 | 9 | 0 | 815 | 103 | 647 | 24.2 | 29.6 | 962.6 | 88.6 | 7.1
2019 | 6 | 8 | 10 | 0 | 850 | 118 | 807 | 24.9 | 32.3 | 962.7 | 87.2 | 6.9
2019 | 6 | 8 | 11 | 0 | 870 | 130 | 924 | 25.1 | 35.7 | 962.6 | 94.5 | 7.1
2019 | 6 | 8 | 12 | 0 | 875 | 140 | 989 | 25.6 | 39.9 | 962.3 | 102.2 | 7.2
2019 | 6 | 8 | 13 | 0 | 851 | 158 | 990 | 25.8 | 45.2 | 961.9 | 101 | 7.7
2019 | 6 | 8 | 14 | 0 | 846 | 157 | 947 | 25.9 | 48.9 | 961.4 | 102.5 | 7.9
2019 | 6 | 8 | 15 | 0 | 817 | 147 | 837 | 25.6 | 49.9 | 961 | 103.1 | 8.4
2019 | 6 | 8 | 16 | 0 | 769 | 136 | 686 | 25.3 | 49.4 | 960.8 | 100.7 | 8.3
2019 | 6 | 8 | 17 | 0 | 681 | 124 | 500 | 24.4 | 55 | 960.7 | 100.9 | 8
2019 | 6 | 8 | 18 | 0 | 519 | 101 | 295 | 22.7 | 62.5 | 961 | 99.4 | 7.3
2019 | 6 | 8 | 19 | 0 | 211 | 56 | 100 | 20.8 | 71.1 | 961.3 | 98.2 | 6.6
2019 | 6 | 8 | 20 | 0 | 2 | 4 | 5 | 19.1 | 77.7 | 961.5 | 99.3 | 5.6
2019 | 6 | 8 | 21 | 0 | 0 | 0 | 0 | 18.4 | 81.8 | 962.2 | 96.6 | 5
2019 | 6 | 8 | 22 | 0 | 0 | 0 | 0 | 18.1 | 85.4 | 962.5 | 103.3 | 4.4
2019 | 6 | 8 | 23 | 0 | 0 | 0 | 0 | 17.8 | 85.8 | 962.7 | 99.3 | 3.2
2019 | 6 | 9 | 0 | 0 | 0 | 0 | 0 | 17.2 | 84.6 | 962.6 | 108.9 | 1.9
2019 | 6 | 9 | 1 | 0 | 0 | 0 | 0 | 17 | 82.7 | 962.2 | 79.2 | 1.4
2019 | 6 | 9 | 2 | 0 | 0 | 0 | 0 | 16.9 | 82.1 | 961.6 | 40.3 | 1.1
2019 | 6 | 9 | 3 | 0 | 0 | 0 | 0 | 16.7 | 80.5 | 960.9 | 102.5 | 1.1
2019 | 6 | 9 | 4 | 0 | 0 | 0 | 0 | 15.7 | 82.2 | 960.8 | 218 | 1
2019 | 6 | 9 | 5 | 0 | 0 | 1 | 1 | 15.7 | 83.1 | 960.6 | 180.3 | 0.6
2019 | 6 | 9 | 6 | 0 | 3 | 33 | 34 | 15.4 | 83.7 | 960.6 | 265.8 | 0.4
2019 | 6 | 9 | 7 | 0 | 169 | 141 | 198 | 18 | 76.9 | 960.6 | 248.8 | 2
2019 | 6 | 9 | 8 | 0 | 72 | 303 | 342 | 19.7 | 70.5 | 960.7 | 248.5 | 2.1
2019 | 6 | 9 | 9 | 0 | 28 | 319 | 342 | 20.7 | 66.5 | 960.7 | 241.9 | 1.9
2019 | 6 | 9 | 10 | 0 | 165 | 311 | 454 | 22 | 61.3 | 960.5 | 237.1 | 1.7
2019 | 6 | 9 | 11 | 0 | 441 | 315 | 731 | 24.4 | 52.5 | 960 | 242.8 | 1.2
2019 | 6 | 9 | 12 | 0 | 516 | 344 | 855 | 26.6 | 44.1 | 959.3 | 222.8 | 2.2
2019 | 6 | 9 | 13 | 0 | 750 | 242 | 978 | 27.4 | 41.6 | 958.5 | 255.8 | 4
2019 | 6 | 9 | 14 | 0 | 768 | 195 | 916 | 28.3 | 36.3 | 958 | 269.7 | 4.4
2019 | 6 | 9 | 15 | 0 | 763 | 188 | 838 | 28.3 | 39.5 | 957.6 | 272.9 | 5.1
2019 | 6 | 9 | 16 | 0 | 715 | 164 | 677 | 28.1 | 42.4 | 957.2 | 275.7 | 5.2
2019 | 6 | 9 | 17 | 0 | 647 | 134 | 495 | 27.4 | 44.2 | 957 | 272.8 | 5.4
2019 | 6 | 9 | 18 | 0 | 468 | 108 | 284 | 25.7 | 49.3 | 957.2 | 276.6 | 5.5
2019 | 6 | 9 | 19 | 0 | 169 | 53 | 90 | 23.3 | 54.6 | 957.5 | 268.2 | 4.9
2019 | 6 | 9 | 20 | 0 | 6 | 5 | 5 | 21.1 | 61.1 | 957.9 | 236.9 | 3
2019 | 6 | 9 | 21 | 0 | 0 | 0 | 0 | 19.6 | 68.4 | 958.4 | 248.2 | 1.8
2019 | 6 | 9 | 22 | 0 | 0 | 0 | 0 | 18.9 | 71.2 | 958.6 | 203.9 | 0.7
2019 | 6 | 9 | 23 | 0 | 0 | 0 | 0 | 18.5 | 72.1 | 958.4 | 240.8 | 0.5
2019 | 6 | 10 | 0 | 0 | 0 | 0 | 0 | 18.6 | 68.4 | 958.2 | 142.1 | 1
2019 | 6 | 10 | 1 | 0 | 0 | 0 | 0 | 18.1 | 66.5 | 957.8 | 25.9 | 0.8
2019 | 6 | 10 | 2 | 0 | 0 | 0 | 0 | 18 | 60.2 | 957.3 | 52.5 | 1.2
2019 | 6 | 10 | 3 | 0 | 0 | 0 | 0 | 17.8 | 55.9 | 957.2 | 19.3 | 1.2
2019 | 6 | 10 | 4 | 0 | 0 | 0 | 0 | 16.9 | 54.6 | 957.1 | 171.2 | 0.6
2019 | 6 | 10 | 5 | 0 | 0 | 1 | 1 | 17.1 | 49.9 | 957.2 | 64.9 | 1.4
2019 | 6 | 10 | 6 | 0 | 44 | 45 | 51 | 17.7 | 45.9 | 957.5 | 34.3 | 1.3
2019 | 6 | 10 | 7 | 0 | 514 | 70 | 240 | 21.3 | 35.8 | 957.7 | 51.1 | 0.7
2019 | 6 | 10 | 8 | 0 | 809 | 71 | 472 | 24.6 | 27.5 | 958 | 142.9 | 0.6
2019 | 6 | 10 | 9 | 0 | 873 | 83 | 662 | 25.6 | 26.8 | 958.2 | 115 | 3
2019 | 6 | 10 | 10 | 0 | 916 | 88 | 827 | 26.9 | 26.1 | 957.9 | 122.4 | 4.8
2019 | 6 | 10 | 11 | 0 | 950 | 88 | 951 | 27.5 | 23.3 | 957.5 | 139.4 | 4
2019 | 6 | 10 | 12 | 0 | 953 | 92 | 1013 | 28.2 | 22.2 | 957.1 | 135.3 | 2.5
2019 | 6 | 10 | 13 | 0 | 934 | 106 | 1016 | 28.7 | 23.9 | 956.6 | 166.7 | 3.9
2019 | 6 | 10 | 14 | 0 | 911 | 116 | 965 | 28.7 | 26.9 | 956.1 | 260.2 | 5.1
2019 | 6 | 10 | 15 | 0 | 887 | 105 | 853 | 28.8 | 25.6 | 955.9 | 269 | 4.3
2019 | 6 | 10 | 16 | 0 | 854 | 95 | 705 | 28.7 | 24.3 | 955.4 | 261.1 | 5.3
2019 | 6 | 10 | 17 | 0 | 801 | 80 | 522 | 28.1 | 22.1 | 955.2 | 266.4 | 6
2019 | 6 | 10 | 18 | 0 | 644 | 76 | 316 | 27.6 | 21.3 | 955 | 264.2 | 5.8
2019 | 6 | 10 | 19 | 0 | 418 | 49 | 127 | 26.4 | 23.1 | 955.3 | 266.8 | 4.6
2019 | 6 | 10 | 20 | 0 | 25 | 7 | 9 | 24.5 | 25.3 | 955.8 | 285.8 | 2.8
2019 | 6 | 10 | 21 | 0 | 0 | 0 | 0 | 23.1 | 26.1 | 956.2 | 313.6 | 1.9
2019 | 6 | 10 | 22 | 0 | 0 | 0 | 0 | 20.3 | 44.1 | 956.6 | 265.5 | 1.3
2019 | 6 | 10 | 23 | 0 | 0 | 0 | 0 | 19.8 | 41 | 956.4 | 180.6 | 0.9
2019 | 6 | 11 | 0 | 0 | 0 | 0 | 0 | 19.4 | 34.6 | 955.8 | 57.2 | 1
2019 | 6 | 11 | 1 | 0 | 0 | 0 | 0 | 19.3 | 32.3 | 955.1 | 16.6 | 1.8
2019 | 6 | 11 | 2 | 0 | 0 | 0 | 0 | 18.3 | 34.6 | 954.5 | 38.7 | 0.9
2019 | 6 | 11 | 3 | 0 | 0 | 0 | 0 | 18.3 | 34.5 | 954 | 15.3 | 1.8
2019 | 6 | 11 | 4 | 0 | 0 | 0 | 0 | 17.6 | 36.5 | 953.5 | 66.6 | 0.6
2019 | 6 | 11 | 5 | 0 | 0 | 1 | 1 | 17.4 | 37.6 | 953.3 | 26.1 | 0.8
2019 | 6 | 11 | 6 | 0 | 339 | 26 | 75 | 18.7 | 35.7 | 953.4 | 101 | 0.7
2019 | 6 | 11 | 7 | 0 | 689 | 49 | 265 | 22.2 | 31.2 | 953.5 | 213.9 | 1.1
2019 | 6 | 11 | 8 | 0 | 831 | 60 | 473 | 24.4 | 27.7 | 953.4 | 219.7 | 3.1
2019 | 6 | 11 | 9 | 0 | 905 | 66 | 666 | 26.4 | 24.2 | 953.1 | 220.8 | 3.4
2019 | 6 | 11 | 10 | 0 | 948 | 68 | 831 | 27.2 | 20.8 | 952.6 | 231.1 | 2.7
2019 | 6 | 11 | 11 | 0 | 956 | 75 | 943 | 28.5 | 19.6 | 952.1 | 239.7 | 3.1
2019 | 6 | 11 | 12 | 0 | 955 | 83 | 1005 | 28.9 | 20.4 | 951.5 | 264.9 | 4.7
2019 | 6 | 11 | 13 | 0 | 950 | 90 | 1014 | 29.4 | 18.4 | 951.1 | 256.7 | 4.9
2019 | 6 | 11 | 14 | 0 | 935 | 90 | 962 | 29.7 | 18.4 | 950.9 | 233.8 | 3.1
2019 | 6 | 11 | 15 | 0 | 909 | 90 | 857 | 30.2 | 17.2 | 950.4 | 254.2 | 3.9
2019 | 6 | 11 | 16 | 0 | 768 | 140 | 691 | 30.5 | 15.1 | 950.3 | 263.8 | 4.7
2019 | 6 | 11 | 17 | 0 | 720 | 122 | 519 | 30 | 19.5 | 950.6 | 259.5 | 4.7
2019 | 6 | 11 | 18 | 0 | 657 | 69 | 315 | 28.9 | 25.7 | 950.9 | 249 | 4.3
2019 | 6 | 11 | 19 | 0 | 310 | 52 | 108 | 24.9 | 44.2 | 952 | 186 | 4.1
2019 | 6 | 11 | 20 | 0 | 9 | 6 | 7 | 20.4 | 69.2 | 953 | 114.5 | 5.8
2019 | 6 | 11 | 21 | 0 | 0 | 0 | 0 | 18.4 | 75.7 | 954.4 | 99.9 | 7.9
2019 | 6 | 11 | 22 | 0 | 0 | 0 | 0 | 18 | 77.7 | 955.4 | 92.8 | 8
2019 | 6 | 11 | 23 | 0 | 0 | 0 | 0 | 17.5 | 81.3 | 956 | 93.3 | 7.4
2019 | 6 | 12 | 0 | 0 | 0 | 0 | 0 | 16.9 | 81.6 | 956.2 | 87.1 | 6.9
2019 | 6 | 12 | 1 | 0 | 0 | 0 | 0 | 16.5 | 82 | 956.1 | 88.9 | 6.6
2019 | 6 | 12 | 2 | 0 | 0 | 0 | 0 | 16.1 | 83.9 | 956.2 | 81.3 | 5.1
2019 | 6 | 12 | 3 | 0 | 0 | 0 | 0 | 16 | 85.3 | 956.4 | 90.1 | 4.7
2019 | 6 | 12 | 4 | 0 | 0 | 0 | 0 | 15.2 | 89.4 | 956.6 | 86.9 | 5.3
2019 | 6 | 12 | 5 | 0 | 0 | 1 | 1 | 14.9 | 85.7 | 956.9 | 73.4 | 4.1
2019 | 6 | 12 | 6 | 0 | 9 | 41 | 42 | 15.5 | 77.8 | 957.3 | 62 | 3.5
2019 | 6 | 12 | 7 | 0 | 495 | 100 | 258 | 17 | 67.1 | 957.6 | 76.7 | 4.7
2019 | 6 | 12 | 8 | 0 | 495 | 203 | 443 | 18 | 61.3 | 957.8 | 85.6 | 5.2
2019 | 6 | 12 | 9 | 0 | 358 | 256 | 499 | 18.9 | 57.2 | 957.9 | 87.7 | 5.3
2019 | 6 | 12 | 10 | 0 | 708 | 175 | 752 | 20.2 | 51.1 | 957.5 | 95.3 | 5.1
2019 | 6 | 12 | 11 | 0 | 924 | 106 | 938 | 21.2 | 46.7 | 957.1 | 107.1 | 5.1
2019 | 6 | 12 | 12 | 0 | 943 | 99 | 999 | 21.8 | 45.6 | 956.7 | 103.5 | 5.7
2019 | 6 | 12 | 13 | 0 | 942 | 101 | 1006 | 22.7 | 44.4 | 956.3 | 107.9 | 6.1
2019 | 6 | 12 | 14 | 0 | 930 | 102 | 956 | 23.2 | 43.7 | 955.9 | 103.1 | 6.5
2019 | 6 | 12 | 15 | 0 | 900 | 100 | 858 | 23.7 | 44.4 | 955.6 | 89.9 | 6
2019 | 6 | 12 | 16 | 0 | 850 | 97 | 705 | 23.2 | 47.9 | 955.5 | 97.1 | 6.4
2019 | 6 | 12 | 17 | 0 | 784 | 84 | 518 | 22.5 | 53.3 | 954.9 | 100.8 | 6.3
2019 | 6 | 12 | 18 | 0 | 653 | 68 | 312 | 21.5 | 59 | 954.6 | 100.8 | 6.7
2019 | 6 | 12 | 19 | 0 | 373 | 42 | 115 | 19.8 | 67.4 | 954.9 | 107.6 | 6.8
2019 | 6 | 12 | 20 | 0 | 13 | 5 | 6 | 17.9 | 76.4 | 955.4 | 101.3 | 6.4
2019 | 6 | 12 | 21 | 0 | 0 | 0 | 0 | 17.3 | 79.4 | 956.1 | 95.6 | 5.3
2019 | 6 | 12 | 22 | 0 | 0 | 0 | 0 | 17.7 | 79.7 | 956.6 | 94 | 4
2019 | 6 | 12 | 23 | 0 | 0 | 0 | 0 | 17.5 | 82.4 | 956.6 | 94.8 | 3.5
2019 | 6 | 13 | 0 | 0 | 0 | 0 | 0 | 16.7 | 87.1 | 956.3 | 95.6 | 3.1
2019 | 6 | 13 | 1 | 0 | 0 | 0 | 0 | 16.5 | 86.9 | 955.7 | 102 | 3.6
2019 | 6 | 13 | 2 | 0 | 0 | 0 | 0 | 16 | 85.8 | 955.2 | 86.9 | 1.5
2019 | 6 | 13 | 3 | 0 | 0 | 0 | 0 | 15.4 | 86.6 | 954.8 | 96.8 | 1.5
2019 | 6 | 13 | 4 | 0 | 0 | 0 | 0 | 15.4 | 83.4 | 954.9 | 61.3 | 2
2019 | 6 | 13 | 5 | 0 | 0 | 1 | 1 | 15.2 | 83 | 955.1 | 44.3 | 1.7
2019 | 6 | 13 | 6 | 0 | 7 | 36 | 37 | 15.5 | 81 | 955 | 161.7 | 1.4
2019 | 6 | 13 | 7 | 0 | 117 | 109 | 147 | 18.1 | 71.1 | 955.2 | 123.1 | 2.1
2019 | 6 | 13 | 8 | 0 | 479 | 182 | 424 | 20.7 | 60 | 955.1 | 87.7 | 5.3
2019 | 6 | 13 | 9 | 0 | 695 | 164 | 630 | 21.9 | 55.2 | 954.7 | 102.4 | 6.3
2019 | 6 | 13 | 10 | 0 | 741 | 194 | 796 | 23.5 | 50.1 | 954.3 | 102.1 | 6.8
2019 | 6 | 13 | 11 | 0 | 828 | 162 | 918 | 25 | 45.7 | 953.8 | 105.3 | 6.8
2019 | 6 | 13 | 12 | 0 | 845 | 162 | 982 | 25.9 | 45.4 | 953.4 | 108.8 | 6.8
2019 | 6 | 13 | 13 | 0 | 848 | 159 | 989 | 25.4 | 51.3 | 953.2 | 108.1 | 7.1
2019 | 6 | 13 | 14 | 0 | 856 | 143 | 944 | 25.4 | 52.3 | 953 | 102.5 | 6.9
2019 | 6 | 13 | 15 | 0 | 810 | 152 | 839 | 25.2 | 52 | 952.8 | 104 | 6
2019 | 6 | 13 | 16 | 0 | 715 | 170 | 685 | 25.1 | 52.3 | 952.6 | 101.5 | 5.7
2019 | 6 | 13 | 17 | 0 | 545 | 167 | 475 | 24.1 | 56.2 | 952.5 | 102.2 | 5.8
2019 | 6 | 13 | 18 | 0 | 306 | 121 | 245 | 22.7 | 61.3 | 952.6 | 106.5 | 5.2
2019 | 6 | 13 | 19 | 0 | 1 | 41 | 41 | 20.6 | 70.6 | 953.6 | 96.3 | 5.4
2019 | 6 | 13 | 20 | 0 | 0 | 3 | 3 | 19.5 | 75.2 | 954.4 | 83.2 | 4.7
2019 | 6 | 13 | 21 | 0 | 0 | 0 | 0 | 18.9 | 75.9 | 955.2 | 89.9 | 4.2
2019 | 6 | 13 | 22 | 0 | 0 | 0 | 0 | 18.5 | 76.3 | 955.8 | 89 | 3.1
2019 | 6 | 13 | 23 | 0 | 0 | 0 | 0 | 18.1 | 77.4 | 956.3 | 132.1 | 2.2
2019 | 6 | 14 | 0 | 0 | 0 | 0 | 0 | 18.2 | 82.1 | 956.2 | 269.1 | 3.3
2019 | 6 | 14 | 1 | 0 | 0 | 0 | 0 | 17.9 | 87.1 | 955.4 | 273.2 | 3.1
2019 | 6 | 14 | 2 | 0 | 0 | 0 | 0 | 17.9 | 89 | 954 | 223.5 | 3.5
2019 | 6 | 14 | 3 | 0 | 0 | 0 | 0 | 19 | 81.1 | 953.8 | 236.2 | 3.2
2019 | 6 | 14 | 4 | 0 | 0 | 0 | 0 | 18.2 | 85.1 | 954.3 | 295.4 | 2.3
2019 | 6 | 14 | 5 | 0 | 0 | 1 | 1 | 18 | 83.1 | 954.6 | 266.6 | 2.4
2019 | 6 | 14 | 6 | 0 | 83 | 36 | 50 | 17.6 | 84.4 | 955.2 | 243.2 | 2.7
2019 | 6 | 14 | 7 | 0 | 455 | 88 | 233 | 18.9 | 80.5 | 955.7 | 242.7 | 2.2
2019 | 6 | 14 | 8 | 0 | 672 | 108 | 443 | 20.7 | 71.1 | 956.4 | 233.3 | 2.6
2019 | 6 | 14 | 9 | 0 | 804 | 109 | 644 | 23.3 | 57.2 | 956.6 | 252.5 | 1.9
2019 | 6 | 14 | 10 | 0 | 876 | 108 | 814 | 24.9 | 48.8 | 956.7 | 225.8 | 4
2019 | 6 | 14 | 11 | 0 | 918 | 105 | 938 | 26.4 | 43.2 | 956.4 | 249.6 | 3
2019 | 6 | 14 | 12 | 0 | 935 | 103 | 1006 | 27.5 | 37.9 | 956.2 | 228.1 | 5.2
2019 | 6 | 14 | 13 | 0 | 934 | 104 | 1014 | 28.4 | 33.8 | 955.9 | 243.5 | 5.3
2019 | 6 | 14 | 14 | 0 | 920 | 103 | 961 | 28.9 | 28.2 | 955.7 | 221.2 | 6
2019 | 6 | 14 | 15 | 0 | 913 | 94 | 867 | 29.2 | 22.8 | 955.6 | 240.9 | 4.3
2019 | 6 | 14 | 16 | 0 | 869 | 92 | 715 | 28.8 | 21.6 | 955.6 | 270.1 | 5.6
2019 | 6 | 14 | 17 | 0 | 745 | 100 | 518 | 28 | 20.2 | 955.7 | 274.9 | 5.3
2019 | 6 | 14 | 18 | 0 | 585 | 90 | 309 | 26.6 | 22.4 | 956 | 270.5 | 5.3
2019 | 6 | 14 | 19 | 0 | 288 | 45 | 102 | 25.5 | 25.3 | 956.4 | 257.2 | 4.2
2019 | 6 | 14 | 20 | 0 | 19 | 8 | 9 | 23.4 | 29.9 | 956.9 | 254.7 | 3.7
2019 | 6 | 14 | 21 | 0 | 0 | 0 | 0 | 21.4 | 36.4 | 957.8 | 239.6 | 1.7
2019 | 6 | 14 | 22 | 0 | 0 | 0 | 0 | 19.4 | 44.2 | 958.4 | 279.1 | 0.9
2019 | 6 | 14 | 23 | 0 | 0 | 0 | 0 | 18.7 | 42.9 | 958.6 | 122.8 | 0.3
2019 | 6 | 15 | 0 | 0 | 0 | 0 | 0 | 18.7 | 44.7 | 958.6 | 264.7 | 0.8
2019 | 6 | 15 | 1 | 0 | 0 | 0 | 0 | 18.8 | 42.3 | 958.5 | 199.8 | 1.9
2019 | 6 | 15 | 2 | 0 | 0 | 0 | 0 | 17.6 | 42.5 | 958.5 | 103.4 | 1.9
2019 | 6 | 15 | 3 | 0 | 0 | 0 | 0 | 16.7 | 43.7 | 958.7 | 30.6 | 1.8
2019 | 6 | 15 | 4 | 0 | 0 | 0 | 0 | 16 | 44.8 | 959 | 36.7 | 1.6
2019 | 6 | 15 | 5 | 0 | 0 | 1 | 1 | 15.6 | 45.5 | 959.4 | 57.9 | 1.8
2019 | 6 | 15 | 6 | 0 | 384 | 25 | 78 | 16 | 44.4 | 959.9 | 43.1 | 1.3
2019 | 6 | 15 | 7 | 0 | 729 | 45 | 272 | 19.9 | 36 | 960.3 | 130.2 | 0.6
2019 | 6 | 15 | 8 | 0 | 860 | 56 | 482 | 22.4 | 31.4 | 960.7 | 148.4 | 1
2019 | 6 | 15 | 9 | 0 | 926 | 62 | 678 | 24.3 | 27.3 | 960.9 | 120.1 | 1.4
2019 | 6 | 15 | 10 | 0 | 962 | 66 | 842 | 26.6 | 22.8 | 960.6 | 125.4 | 2.4
2019 | 6 | 15 | 11 | 0 | 970 | 75 | 957 | 27.7 | 25 | 960.6 | 104.9 | 5.1
2019 | 6 | 15 | 12 | 0 | 965 | 90 | 1025 | 27.9 | 27.1 | 960.7 | 95.3 | 5
2019 | 6 | 15 | 13 | 0 | 963 | 87 | 1028 | 28.4 | 25.7 | 960.4 | 79.6 | 4.2
2019 | 6 | 15 | 14 | 0 | 950 | 86 | 975 | 28.8 | 28.4 | 960.1 | 159.5 | 3.1
2019 | 6 | 15 | 15 | 0 | 927 | 82 | 869 | 28.4 | 31.1 | 959.8 | 247.4 | 4.2
2019 | 6 | 15 | 16 | 0 | 889 | 78 | 718 | 28.6 | 29.2 | 959.5 | 233.4 | 3.4
2019 | 6 | 15 | 17 | 0 | 826 | 71 | 532 | 28.3 | 28.1 | 959.2 | 248.8 | 4.3
2019 | 6 | 15 | 18 | 0 | 710 | 59 | 327 | 27.1 | 26.7 | 959.4 | 264.4 | 4.2
2019 | 6 | 15 | 19 | 0 | 440 | 39 | 125 | 25.8 | 25.7 | 959.9 | 261.8 | 3.5
2019 | 6 | 15 | 20 | 0 | 26 | 6 | 8 | 23.2 | 32.6 | 960.4 | 219.7 | 2.3
2019 | 6 | 15 | 21 | 0 | 0 | 0 | 0 | 21.2 | 44.1 | 960.9 | 140.3 | 1.7
2019 | 6 | 15 | 22 | 0 | 0 | 0 | 0 | 19.7 | 50.3 | 961.6 | 92 | 3.2
2019 | 6 | 15 | 23 | 0 | 0 | 0 | 0 | 19.5 | 47.5 | 962 | 73.3 | 2.1
2019 | 6 | 16 | 0 | 0 | 0 | 0 | 0 | 18.6 | 48.2 | 961.8 | 83.2 | 1.8
2019 | 6 | 16 | 1 | 0 | 0 | 0 | 0 | 18.7 | 46.5 | 961.3 | 73.3 | 2.4
2019 | 6 | 16 | 2 | 0 | 0 | 0 | 0 | 18.8 | 45.7 | 960.8 | 33.5 | 2.7
2019 | 6 | 16 | 3 | 0 | 0 | 0 | 0 | 18.1 | 46.6 | 960.5 | 50.8 | 2.5
2019 | 6 | 16 | 4 | 0 | 0 | 0 | 0 | 17.6 | 48.7 | 960.8 | 79 | 3.4
2019 | 6 | 16 | 5 | 0 | 0 | 1 | 1 | 16.3 | 52.1 | 961.1 | 66.5 | 1.8
2019 | 6 | 16 | 6 | 0 | 255 | 56 | 87 | 17.5 | 49.3 | 961.5 | 62 | 2.1
2019 | 6 | 16 | 7 | 0 | 349 | 118 | 235 | 20.1 | 39.5 | 962 | 67.6 | 2.4
2019 | 6 | 16 | 8 | 0 | 331 | 215 | 378 | 22.4 | 35.2 | 962.2 | 105.5 | 4
2019 | 6 | 16 | 9 | 0 | 572 | 266 | 653 | 24.4 | 30.3 | 962.2 | 94.6 | 5.1
2019 | 6 | 16 | 10 | 0 | 265 | 366 | 590 | 24.7 | 28.7 | 962.3 | 75 | 5.8
2019 | 6 | 16 | 11 | 0 | 126 | 445 | 568 | 25.3 | 28 | 962.3 | 79 | 4.6
2019 | 6 | 16 | 12 | 0 | 2 | 275 | 283 | 24.4 | 33.5 | 962.1 | 101.5 | 5.3
2019 | 6 | 16 | 13 | 0 | 135 | 336 | 477 | 24.4 | 31.9 | 962.1 | 105.4 | 5.2
2019 | 6 | 16 | 14 | 0 | 566 | 277 | 816 | 26.1 | 28.1 | 961.6 | 98.1 | 5.6
2019 | 6 | 16 | 15 | 0 | 250 | 372 | 587 | 25.6 | 37.6 | 961.1 | 101.8 | 6.2
2019 | 6 | 16 | 16 | 0 | 785 | 151 | 718 | 25.5 | 47.3 | 960.8 | 100.4 | 6.3
2019 | 6 | 16 | 17 | 0 | 468 | 146 | 406 | 24.7 | 50.7 | 960.9 | 105.9 | 6
2019 | 6 | 16 | 18 | 0 | 311 | 87 | 214 | 23.8 | 50.5 | 961.3 | 103.4 | 5.4
2019 | 6 | 16 | 19 | 0 | 221 | 68 | 117 | 22.8 | 51.2 | 961.4 | 108 | 4.9
2019 | 6 | 16 | 20 | 0 | 5 | 9 | 10 | 21.5 | 50.4 | 961.7 | 99 | 3.4
2019 | 6 | 16 | 21 | 0 | 0 | 0 | 0 | 20.3 | 55.2 | 962.2 | 93.5 | 2.4
2019 | 6 | 16 | 22 | 0 | 0 | 0 | 0 | 19.4 | 57.8 | 962.7 | 71.1 | 1.3
2019 | 6 | 16 | 23 | 0 | 0 | 0 | 0 | 18.7 | 57.9 | 962.8 | 251.1 | 1.1
2019 | 6 | 17 | 0 | 0 | 0 | 0 | 0 | 17.8 | 58.5 | 962.4 | 67.9 | 1
2019 | 6 | 17 | 1 | 0 | 0 | 0 | 0 | 17.1 | 62.1 | 962 | 26.2 | 1.1
2019 | 6 | 17 | 2 | 0 | 0 | 0 | 0 | 16.4 | 64.2 | 961.6 | 103.9 | 0.8
2019 | 6 | 17 | 3 | 0 | 0 | 0 | 0 | 15 | 68.2 | 961.2 | 210.4 | 0.4
2019 | 6 | 17 | 4 | 0 | 0 | 0 | 0 | 14.9 | 68.7 | 961 | 109.4 | 0.1
2019 | 6 | 17 | 5 | 0 | 0 | 1 | 1 | 15.1 | 69 | 961.1 | 304.3 | 0.9
2019 | 6 | 17 | 6 | 0 | 308 | 30 | 74 | 16.1 | 65.7 | 961.3 | 56.3 | 0.3
2019 | 6 | 17 | 7 | 0 | 652 | 58 | 261 | 21.2 | 50.6 | 961.4 | 93.1 | 0.2
2019 | 6 | 17 | 8 | 0 | 795 | 72 | 465 | 23 | 45.9 | 961.5 | 201.5 | 1.1
2019 | 6 | 17 | 9 | 0 | 882 | 77 | 662 | 24.3 | 41.6 | 961.3 | 216.9 | 1.9
2019 | 6 | 17 | 10 | 0 | 928 | 80 | 827 | 26.9 | 31.8 | 961.1 | 143.1 | 1.4
2019 | 6 | 17 | 11 | 0 | 942 | 86 | 942 | 28.6 | 26.6 | 960.8 | 156.4 | 2.3
2019 | 6 | 17 | 12 | 0 | 943 | 92 | 1004 | 29.4 | 29.2 | 960.4 | 230.6 | 3.9
2019 | 6 | 17 | 13 | 0 | 945 | 94 | 1016 | 29.6 | 28.1 | 959.9 | 247.4 | 4.9
2019 | 6 | 17 | 14 | 0 | 930 | 93 | 963 | 30.3 | 23 | 959.5 | 185.8 | 3.6
2019 | 6 | 17 | 15 | 0 | 924 | 84 | 867 | 30.7 | 22.7 | 959.1 | 251.4 | 4.9
2019 | 6 | 17 | 16 | 0 | 896 | 76 | 721 | 30.2 | 24.8 | 958.8 | 259.5 | 5.2
2019 | 6 | 17 | 17 | 0 | 832 | 69 | 534 | 29.9 | 21.3 | 958.5 | 265.5 | 3.7
2019 | 6 | 17 | 18 | 0 | 709 | 60 | 328 | 29.4 | 23.1 | 958.7 | 241 | 3
2019 | 6 | 17 | 19 | 0 | 470 | 39 | 131 | 27.6 | 26.1 | 959.2 | 189.3 | 1.6
2019 | 6 | 17 | 20 | 0 | 36 | 6 | 9 | 24.7 | 38.6 | 959.5 | 163.9 | 1.6
2019 | 6 | 17 | 21 | 0 | 0 | 0 | 0 | 22 | 44.8 | 959.9 | 220.1 | 2.4
2019 | 6 | 17 | 22 | 0 | 0 | 0 | 0 | 20.5 | 49 | 960.3 | 163.5 | 0.8
2019 | 6 | 17 | 23 | 0 | 0 | 0 | 0 | 19.4 | 51.3 | 960.4 | 152.3 | 1
2019 | 6 | 18 | 0 | 0 | 0 | 0 | 0 | 17.9 | 54.9 | 960.2 | 92.4 | 1.7
2019 | 6 | 18 | 1 | 0 | 0 | 0 | 0 | 18.2 | 49.1 | 960 | 90.1 | 1
2019 | 6 | 18 | 2 | 0 | 0 | 0 | 0 | 17.6 | 48.2 | 959.4 | 121.1 | 0.8
2019 | 6 | 18 | 3 | 0 | 0 | 0 | 0 | 16.5 | 50.7 | 958.9 | 91.4 | 0.7
2019 | 6 | 18 | 4 | 0 | 0 | 0 | 0 | 15.5 | 48.2 | 958.6 | 53.6 | 0.4
2019 | 6 | 18 | 5 | 0 | 0 | 1 | 1 | 16.2 | 46.9 | 958.7 | 313.2 | 0.6
2019 | 6 | 18 | 6 | 0 | 341 | 27 | 75 | 17.8 | 40 | 958.8 | 280.9 | 0.4
2019 | 6 | 18 | 7 | 0 | 681 | 50 | 262 | 22 | 31.6 | 958.9 | 127.5 | 0.9
2019 | 6 | 18 | 8 | 0 | 825 | 62 | 469 | 23.9 | 29.2 | 959.2 | 196.9 | 2
2019 | 6 | 18 | 9 | 0 | 880 | 75 | 657 | 23.7 | 42.4 | 959.4 | 245.9 | 3.2
2019 | 6 | 18 | 10 | 0 | 909 | 86 | 817 | 25.7 | 40.1 | 959.4 | 232.3 | 2.6
2019 | 6 | 18 | 11 | 0 | 922 | 95 | 932 | 27.4 | 36.7 | 959.4 | 225.8 | 3
2019 | 6 | 18 | 12 | 0 | 916 | 105 | 992 | 28.9 | 29.8 | 959 | 244.2 | 3.4
2019 | 6 | 18 | 13 | 0 | 916 | 106 | 1001 | 30.4 | 21.7 | 958.4 | 250.2 | 3
2019 | 6 | 18 | 14 | 0 | 899 | 109 | 949 | 31.1 | 22.2 | 957.8 | 261.2 | 6.4
2019 | 6 | 18 | 15 | 0 | 870 | 107 | 845 | 30 | 28.7 | 957.5 | 273.6 | 6.2
2019 | 6 | 18 | 16 | 0 | 828 | 100 | 697 | 29.6 | 28.8 | 957.2 | 269 | 6
2019 | 6 | 18 | 17 | 0 | 769 | 86 | 517 | 29.4 | 30.6 | 956.9 | 283.1 | 4.5
2019 | 6 | 18 | 18 | 0 | 680 | 66 | 323 | 29 | 31.3 | 956.8 | 277.7 | 3.9
2019 | 6 | 18 | 19 | 0 | 455 | 39 | 130 | 27 | 34.3 | 957 | 243.4 | 4.5
2019 | 6 | 18 | 20 | 0 | 26 | 6 | 8 | 21.7 | 51.5 | 957.6 | 229.7 | 3.3
2019 | 6 | 18 | 21 | 0 | 0 | 0 | 0 | 19.1 | 66.3 | 958.1 | 250.5 | 1.9
2019 | 6 | 18 | 22 | 0 | 0 | 0 | 0 | 18.3 | 71.9 | 958.4 | 210.3 | 0.8
2019 | 6 | 18 | 23 | 0 | 0 | 0 | 0 | 17.8 | 74.4 | 958.3 | 241.2 | 0.5
2019 | 6 | 19 | 0 | 0 | 0 | 0 | 0 | 17.2 | 74 | 958.2 | 164.6 | 0.3
2019 | 6 | 19 | 1 | 0 | 0 | 0 | 0 | 16.3 | 72.7 | 958.2 | 105.3 | 0.8
2019 | 6 | 19 | 2 | 0 | 0 | 0 | 0 | 15.6 | 76.5 | 958 | 190.3 | 0.5
2019 | 6 | 19 | 3 | 0 | 0 | 0 | 0 | 15.1 | 77.7 | 957.7 | 83.6 | 0.9
2019 | 6 | 19 | 4 | 0 | 0 | 0 | 0 | 15.4 | 72.7 | 957.6 | 69.6 | 1.2
2019 | 6 | 19 | 5 | 0 | 0 | 1 | 1 | 15.4 | 72 | 957.7 | 59.6 | 1.2
2019 | 6 | 19 | 6 | 0 | 253 | 33 | 70 | 19.1 | 49.8 | 957.9 | 20.5 | 1.5
2019 | 6 | 19 | 7 | 0 | 626 | 64 | 259 | 22.9 | 39.2 | 958.1 | 98.2 | 0.9
2019 | 6 | 19 | 8 | 0 | 741 | 91 | 458 | 25.4 | 33.7 | 958.2 | 233.9 | 0.8
2019 | 6 | 19 | 9 | 0 | 873 | 90 | 669 | 27.8 | 28.3 | 957.9 | 238.7 | 1.8
2019 | 6 | 19 | 10 | 0 | 927 | 89 | 835 | 28.9 | 23.1 | 957.9 | 237.5 | 3.2
2019 | 6 | 19 | 11 | 0 | 958 | 89 | 958 | 30.1 | 25 | 957.9 | 243.1 | 3.7
2019 | 6 | 19 | 12 | 0 | 917 | 164 | 1051 | 31.2 | 20.5 | 957.7 | 240.5 | 4.5
2019 | 6 | 19 | 13 | 0 | 962 | 103 | 1041 | 32.1 | 16.6 | 957.3 | 241.6 | 5.2
2019 | 6 | 19 | 14 | 0 | 942 | 101 | 983 | 32.5 | 14.7 | 956.8 | 241.5 | 6
2019 | 6 | 19 | 15 | 0 | 862 | 161 | 899 | 33.2 | 12.6 | 956.2 | 241 | 5.9
2019 | 6 | 19 | 16 | 0 | 272 | 318 | 527 | 32.4 | 11.8 | 955.8 | 253.8 | 5.8
2019 | 6 | 19 | 17 | 0 | 353 | 246 | 440 | 31.9 | 14.1 | 955.5 | 267.8 | 4.8
2019 | 6 | 19 | 18 | 0 | 627 | 117 | 355 | 31.7 | 16.1 | 955.4 | 264.4 | 3.9
2019 | 6 | 19 | 19 | 0 | 416 | 64 | 143 | 30.5 | 21.7 | 955.4 | 253.4 | 2.8
2019 | 6 | 19 | 20 | 0 | 41 | 12 | 15 | 25.2 | 45.9 | 955.5 | 243.8 | 2.8
2019 | 6 | 19 | 21 | 0 | 0 | 0 | 0 | 22.2 | 60.5 | 955.9 | 249.4 | 1.8
2019 | 6 | 19 | 22 | 0 | 0 | 0 | 0 | 21.4 | 62.3 | 956.4 | 277.9 | 0.5
2019 | 6 | 19 | 23 | 0 | 0 | 0 | 0 | 20.7 | 63.8 | 956.8 | 76.6 | 0.5
2019 | 6 | 20 | 0 | 0 | 0 | 0 | 0 | 19.9 | 66.1 | 956.8 | 14.1 | 0
2019 | 6 | 20 | 1 | 0 | 0 | 0 | 0 | 19.6 | 61.3 | 956.6 | 254.4 | 0.5
2019 | 6 | 20 | 2 | 0 | 0 | 0 | 0 | 19.5 | 46.1 | 956.2 | 52.3 | 1.2
2019 | 6 | 20 | 3 | 0 | 0 | 0 | 0 | 19.3 | 42.8 | 955.8 | 61.9 | 0.8
2019 | 6 | 20 | 4 | 0 | 0 | 0 | 0 | 19.3 | 42.2 | 955.6 | 67.2 | 0.8
2019 | 6 | 20 | 5 | 0 | 0 | 1 | 1 | 20.9 | 39 | 955.9 | 47.8 | 1.2
2019 | 6 | 20 | 6 | 0 | 241 | 48 | 83 | 22.4 | 37.8 | 956.1 | 62.1 | 1.5
2019 | 6 | 20 | 7 | 0 | 610 | 65 | 255 | 24.5 | 36 | 956.4 | 138.3 | 1
2019 | 6 | 20 | 8 | 0 | 779 | 74 | 459 | 26.5 | 32.5 | 956.6 | 147.9 | 0.8
2019 | 6 | 20 | 9 | 0 | 858 | 84 | 653 | 28.4 | 28.6 | 956.3 | 163.8 | 1.5
2019 | 6 | 20 | 10 | 0 | 902 | 92 | 817 | 29.9 | 25.4 | 956.2 | 95.9 | 2.1
2019 | 6 | 20 | 11 | 0 | 925 | 93 | 934 | 31.3 | 21.9 | 956 | 103.1 | 2
2019 | 6 | 20 | 12 | 0 | 939 | 94 | 1004 | 32.1 | 22.3 | 955.6 | 204.8 | 3.3
2019 | 6 | 20 | 13 | 0 | 970 | 85 | 1031 | 32.8 | 15.8 | 955.1 | 250.4 | 5.3
2019 | 6 | 20 | 14 | 0 | 975 | 77 | 988 | 32.8 | 11.5 | 954.7 | 239.8 | 6.3
2019 | 6 | 20 | 15 | 0 | 967 | 70 | 890 | 32.9 | 13.2 | 954.1 | 255.9 | 6.1
2019 | 6 | 20 | 16 | 0 | 945 | 64 | 745 | 32.9 | 11.8 | 953.7 | 246 | 6.5
2019 | 6 | 20 | 17 | 0 | 871 | 62 | 550 | 31.8 | 13.5 | 953.8 | 252.4 | 6
2019 | 6 | 20 | 18 | 0 | 734 | 56 | 336 | 31.5 | 12.3 | 953.7 | 262.6 | 4.2
2019 | 6 | 20 | 19 | 0 | 455 | 39 | 130 | 30.6 | 14.2 | 953.9 | 274.6 | 3
2019 | 6 | 20 | 20 | 0 | 31 | 6 | 9 | 28.2 | 16.8 | 954.3 | 266.4 | 2.1
2019 | 6 | 20 | 21 | 0 | 0 | 0 | 0 | 24.6 | 40.4 | 955.1 | 126.9 | 3
2019 | 6 | 20 | 22 | 0 | 0 | 0 | 0 | 21.9 | 58.1 | 955.6 | 92.2 | 2.3
2019 | 6 | 20 | 23 | 0 | 0 | 0 | 0 | 20.9 | 64.2 | 956 | 91.3 | 3
2019 | 6 | 21 | 0 | 0 | 0 | 0 | 0 | 20.2 | 70.8 | 956 | 76.3 | 3.8
2019 | 6 | 21 | 1 | 0 | 0 | 0 | 0 | 20.4 | 66.8 | 956.2 | 60.2 | 3.1
2019 | 6 | 21 | 2 | 0 | 0 | 0 | 0 | 18.9 | 72 | 956.3 | 104.2 | 2.2
2019 | 6 | 21 | 3 | 0 | 0 | 0 | 0 | 18 | 75.6 | 956.4 | 76.5 | 1.6
2019 | 6 | 21 | 4 | 0 | 0 | 0 | 0 | 17.8 | 73.7 | 956.4 | 48.4 | 1.2
2019 | 6 | 21 | 5 | 0 | 0 | 1 | 1 | 18.3 | 60.8 | 956.5 | 66.1 | 1.1
2019 | 6 | 21 | 6 | 0 | 57 | 32 | 41 | 18.9 | 58.4 | 957 | 174.8 | 0.9
2019 | 6 | 21 | 7 | 0 | 524 | 63 | 234 | 21.3 | 61.1 | 957.5 | 98.2 | 2
2019 | 6 | 21 | 8 | 0 | 763 | 74 | 453 | 24.1 | 48.2 | 958 | 118.5 | 1.1
2019 | 6 | 21 | 9 | 0 | 847 | 82 | 646 | 25.8 | 41.2 | 957.9 | 112.4 | 2.4
2019 | 6 | 21 | 10 | 0 | 881 | 97 | 809 | 27.3 | 40.1 | 957.7 | 105.6 | 2.9
2019 | 6 | 21 | 11 | 0 | 769 | 158 | 865 | 27.8 | 42.5 | 957.5 | 99.8 | 3.5
2019 | 6 | 21 | 12 | 0 | 586 | 210 | 788 | 28.3 | 39.3 | 957.3 | 85.1 | 5.2
2019 | 6 | 21 | 13 | 0 | 878 | 131 | 995 | 29 | 38.8 | 957.1 | 87.7 | 4.9
2019 | 6 | 21 | 14 | 0 | 852 | 140 | 943 | 29.6 | 39.1 | 956.8 | 89.4 | 4.8
2019 | 6 | 21 | 15 | 0 | 821 | 138 | 841 | 29.5 | 40 | 956.7 | 79.5 | 4.8
2019 | 6 | 21 | 16 | 0 | 757 | 136 | 655 | 29.2 | 41.5 | 956.5 | 88.4 | 4.6
2019 | 6 | 21 | 17 | 0 | 698 | 114 | 509 | 28.4 | 42.7 | 956.6 | 86 | 5.4
2019 | 6 | 21 | 18 | 0 | 582 | 88 | 312 | 27.1 | 44.5 | 956.8 | 88.9 | 5.3
2019 | 6 | 21 | 19 | 0 | 327 | 52 | 119 | 25.6 | 47 | 957.4 | 86.5 | 4.7
2019 | 6 | 21 | 20 | 0 | 3 | 5 | 5 | 23.8 | 55.3 | 958 | 99.2 | 3.8
2019 | 6 | 21 | 21 | 0 | 0 | 0 | 0 | 22.5 | 62.8 | 958.7 | 113.6 | 3.1
2019 | 6 | 21 | 22 | 0 | 0 | 0 | 0 | 20.9 | 71.8 | 959.3 | 111.6 | 2.7
2019 | 6 | 21 | 23 | 0 | 0 | 0 | 0 | 19.8 | 77.3 | 959.4 | 101.1 | 2.9
2019 | 6 | 22 | 0 | 0 | 0 | 0 | 0 | 18.9 | 80.8 | 959.6 | 93.7 | 3.6
2019 | 6 | 22 | 1 | 0 | 0 | 0 | 0 | 18.6 | 80.2 | 959.6 | 97.6 | 3.5
2019 | 6 | 22 | 2 | 0 | 0 | 0 | 0 | 18.2 | 81.5 | 959.6 | 88.2 | 3.2
2019 | 6 | 22 | 3 | 0 | 0 | 0 | 0 | 17.7 | 83.7 | 959.5 | 89.7 | 3.1
2019 | 6 | 22 | 4 | 0 | 0 | 0 | 0 | 17 | 86.2 | 959.5 | 96.2 | 1.8
2019 | 6 | 22 | 5 | 0 | 0 | 1 | 1 | 16.7 | 86.7 | 959.6 | 77.2 | 1.6
2019 | 6 | 22 | 6 | 0 | 214 | 33 | 64 | 18 | 80.9 | 959.8 | 57 | 1.3
2019 | 6 | 22 | 7 | 0 | 521 | 74 | 238 | 20.6 | 68.1 | 960 | 122.9 | 1.3
2019 | 6 | 22 | 8 | 0 | 698 | 94 | 442 | 22.9 | 62.2 | 960.1 | 93.8 | 2.9
2019 | 6 | 22 | 9 | 0 | 788 | 105 | 632 | 24.8 | 56.3 | 959.8 | 106.9 | 4.5
2019 | 6 | 22 | 10 | 0 | 842 | 111 | 794 | 25.8 | 51.2 | 959.7 | 107.3 | 5.8
2019 | 6 | 22 | 11 | 0 | 867 | 116 | 910 | 27 | 46.4 | 959.7 | 104 | 5.4
2019 | 6 | 22 | 12 | 0 | 881 | 119 | 978 | 27.7 | 44.7 | 959.4 | 95.8 | 5.2
2019 | 6 | 22 | 13 | 0 | 890 | 115 | 991 | 28.5 | 40.7 | 959 | 102.4 | 5.7
2019 | 6 | 22 | 14 | 0 | 891 | 108 | 948 | 29.2 | 37.6 | 958.5 | 99.1 | 6
2019 | 6 | 22 | 15 | 0 | 874 | 102 | 850 | 29 | 39.1 | 958.1 | 97.2 | 6.5
2019 | 6 | 22 | 16 | 0 | 825 | 100 | 701 | 28.5 | 42.5 | 957.8 | 102.2 | 6.8
2019 | 6 | 22 | 17 | 0 | 749 | 94 | 520 | 27.3 | 44 | 957.6 | 100.7 | 7.4
2019 | 6 | 22 | 18 | 0 | 613 | 81 | 318 | 25.9 | 48.8 | 957.8 | 100.3 | 7
2019 | 6 | 22 | 19 | 0 | 345 | 52 | 123 | 24.1 | 63.4 | 957.9 | 99.3 | 5.8
2019 | 6 | 22 | 20 | 0 | 14 | 8 | 9 | 22 | 73.6 | 958.3 | 109 | 4.6
2019 | 6 | 22 | 21 | 0 | 0 | 0 | 0 | 20.5 | 80.4 | 958.9 | 105.5 | 3.8
2019 | 6 | 22 | 22 | 0 | 0 | 0 | 0 | 19.7 | 83.6 | 959.3 | 93.4 | 2.5
2019 | 6 | 22 | 23 | 0 | 0 | 0 | 0 | 19.6 | 84.1 | 959.2 | 43.5 | 1.3
2019 | 6 | 23 | 0 | 0 | 0 | 0 | 0 | 19.6 | 82.7 | 958.8 | 7.9 | 1.3
2019 | 6 | 23 | 1 | 0 | 0 | 0 | 0 | 19.8 | 79 | 958.4 | 16.8 | 1.5
2019 | 6 | 23 | 2 | 0 | 0 | 0 | 0 | 19.1 | 71.4 | 958 | 29.7 | 1.4
2019 | 6 | 23 | 3 | 0 | 0 | 0 | 0 | 18.6 | 66 | 957.9 | 62.7 | 1.5
2019 | 6 | 23 | 4 | 0 | 0 | 0 | 0 | 18.3 | 61.8 | 957.6 | 47.1 | 1.7
2019 | 6 | 23 | 5 | 0 | 0 | 1 | 1 | 18.3 | 51.6 | 957.4 | 23.2 | 1.5
2019 | 6 | 23 | 6 | 0 | 249 | 33 | 68 | 17.8 | 64.4 | 957.8 | 266.7 | 0.8
2019 | 6 | 23 | 7 | 0 | 569 | 69 | 247 | 20.6 | 71.8 | 958.1 | 278.4 | 0.6
2019 | 6 | 23 | 8 | 0 | 732 | 86 | 451 | 23.2 | 57.8 | 958.1 | 187.5 | 1.3
2019 | 6 | 23 | 9 | 0 | 822 | 95 | 646 | 26 | 41 | 958 | 107.6 | 4
2019 | 6 | 23 | 10 | 0 | 857 | 109 | 806 | 27.2 | 41.6 | 957.9 | 105.7 | 5.8
2019 | 6 | 23 | 11 | 0 | 890 | 111 | 927 | 28.6 | 33.3 | 957.9 | 101.6 | 6
2019 | 6 | 23 | 12 | 0 | 905 | 112 | 995 | 29.6 | 28.4 | 957.6 | 95.7 | 6.4
2019 | 6 | 23 | 13 | 0 | 901 | 118 | 1006 | 30.4 | 25.6 | 957.2 | 95 | 6.1
2019 | 6 | 23 | 14 | 0 | 872 | 132 | 955 | 30.9 | 27.4 | 956.7 | 97.8 | 6
2019 | 6 | 23 | 15 | 0 | 822 | 142 | 848 | 30.4 | 32.5 | 956.3 | 100.8 | 6.3
2019 | 6 | 23 | 16 | 0 | 776 | 136 | 703 | 30.1 | 28 | 956 | 98.2 | 6.4
2019 | 6 | 23 | 17 | 0 | 668 | 136 | 518 | 29.5 | 26.9 | 955.7 | 100.9 | 6.4
2019 | 6 | 23 | 18 | 0 | 473 | 123 | 309 | 27.9 | 29.4 | 955.9 | 98.6 | 6.7
2019 | 6 | 23 | 19 | 0 | 219 | 72 | 119 | 25.1 | 49.9 | 956.6 | 101.9 | 6.3
2019 | 6 | 23 | 20 | 0 | 2 | 5 | 6 | 22.5 | 58.3 | 957.2 | 103.5 | 4.6
2019 | 6 | 23 | 21 | 0 | 0 | 0 | 0 | 21 | 69.7 | 957.7 | 105.7 | 4
2019 | 6 | 23 | 22 | 0 | 0 | 0 | 0 | 19.5 | 83.3 | 958.2 | 79.5 | 2
2019 | 6 | 23 | 23 | 0 | 0 | 0 | 0 | 19.3 | 83.9 | 958 | 65.6 | 1.1
2019 | 6 | 24 | 0 | 0 | 0 | 0 | 0 | 19.5 | 79.5 | 958.1 | 55.9 | 1.4
2019 | 6 | 24 | 1 | 0 | 0 | 0 | 0 | 18.8 | 81.7 | 958 | 197.2 | 1.3
2019 | 6 | 24 | 2 | 0 | 0 | 0 | 0 | 17.5 | 90.8 | 957.8 | 278.2 | 1
2019 | 6 | 24 | 3 | 0 | 0 | 0 | 0 | 17.1 | 92.2 | 957.4 | 121.1 | 0.2
2019 | 6 | 24 | 4 | 0 | 0 | 0 | 0 | 16.6 | 87.9 | 957.2 | 71.6 | 0.9
2019 | 6 | 24 | 5 | 0 | 0 | 1 | 1 | 16.8 | 79.8 | 957.2 | 68.4 | 1.1
2019 | 6 | 24 | 6 | 0 | 123 | 37 | 56 | 18.5 | 70.2 | 957.5 | 70.8 | 1.4
2019 | 6 | 24 | 7 | 0 | 473 | 87 | 237 | 21.4 | 59 | 957.6 | 87.4 | 1.1
2019 | 6 | 24 | 8 | 0 | 656 | 112 | 442 | 23.9 | 45.8 | 957.8 | 102.8 | 3.2
2019 | 6 | 24 | 9 | 0 | 766 | 125 | 633 | 25.3 | 39.5 | 958.2 | 105.3 | 3
2019 | 6 | 24 | 10 | 0 | 828 | 133 | 800 | 26.8 | 35.6 | 957.9 | 104.3 | 2.5
2019 | 6 | 24 | 11 | 0 | 875 | 124 | 921 | 28.2 | 32.6 | 957.6 | 114.2 | 2.9
2019 | 6 | 24 | 12 | 0 | 884 | 128 | 985 | 29.6 | 32.4 | 957.4 | 112.4 | 2.4
2019 | 6 | 24 | 13 | 0 | 864 | 141 | 986 | 29.9 | 38.6 | 957 | 222.2 | 2.5
2019 | 6 | 24 | 14 | 0 | 863 | 146 | 957 | 31 | 37.9 | 956.7 | 172.9 | 2.2
2019 | 6 | 24 | 15 | 0 | 789 | 156 | 832 | 31.1 | 39.2 | 956.5 | 210.7 | 2.3
2019 | 6 | 24 | 16 | 0 | 771 | 130 | 689 | 30.3 | 41 | 956.5 | 253.7 | 3.2
2019 | 6 | 24 | 17 | 0 | 723 | 107 | 517 | 29.8 | 41.6 | 956.6 | 255.9 | 4.1
2019 | 6 | 24 | 18 | 0 | 539 | 91 | 299 | 28.7 | 43.7 | 956.7 | 253.8 | 3.9
2019 | 6 | 24 | 19 | 0 | 199 | 46 | 90 | 26.9 | 48.3 | 957.1 | 247.8 | 3.7
2019 | 6 | 24 | 20 | 0 | 15 | 8 | 9 | 24.6 | 54.3 | 957.8 | 224.5 | 2.3
2019 | 6 | 24 | 21 | 0 | 0 | 0 | 0 | 23 | 55.5 | 958.5 | 226.3 | 2.3
2019 | 6 | 24 | 22 | 0 | 0 | 0 | 0 | 22.4 | 53.9 | 959.1 | 219.2 | 1
2019 | 6 | 24 | 23 | 0 | 0 | 0 | 0 | 21.8 | 54.4 | 959.3 | 173.8 | 0.5
2019 | 6 | 25 | 0 | 0 | 0 | 0 | 0 | 21.2 | 56.9 | 959.4 | 149 | 0.3
2019 | 6 | 25 | 1 | 0 | 0 | 0 | 0 | 20.4 | 61.3 | 958.9 | 72.7 | 1.2
2019 | 6 | 25 | 2 | 0 | 0 | 0 | 0 | 19.8 | 67.4 | 958.6 | 80.8 | 1.4
2019 | 6 | 25 | 3 | 0 | 0 | 0 | 0 | 20 | 66.4 | 958.7 | 47.3 | 1.2
2019 | 6 | 25 | 4 | 0 | 0 | 0 | 0 | 19.8 | 67.1 | 958.7 | 73.1 | 1
2019 | 6 | 25 | 5 | 0 | 0 | 1 | 1 | 18.9 | 71.2 | 959.1 | 100.4 | 0.6
2019 | 6 | 25 | 6 | 0 | 188 | 35 | 62 | 20 | 67.5 | 959.3 | 164.3 | 0.6
2019 | 6 | 25 | 7 | 0 | 506 | 76 | 233 | 22.5 | 61 | 959.5 | 99.7 | 1.8
2019 | 6 | 25 | 8 | 0 | 670 | 101 | 431 | 25.3 | 53 | 959.8 | 96.8 | 2.8
2019 | 6 | 25 | 9 | 0 | 767 | 115 | 623 | 27.1 | 46.3 | 959.9 | 101.9 | 2.1
2019 | 6 | 25 | 10 | 0 | 831 | 120 | 788 | 28.6 | 41.9 | 959.7 | 109.5 | 2.1
2019 | 6 | 25 | 11 | 0 | 872 | 119 | 911 | 30.2 | 38.8 | 959.5 | 129.8 | 2
2019 | 6 | 25 | 12 | 0 | 888 | 120 | 980 | 31.1 | 39.3 | 959.2 | 205.2 | 3.2
2019 | 6 | 25 | 13 | 0 | 898 | 117 | 995 | 31 | 42.3 | 958.9 | 198.7 | 3.8
2019 | 6 | 25 | 14 | 0 | 889 | 115 | 949 | 31.5 | 42.8 | 958.7 | 95.1 | 4.8
2019 | 6 | 25 | 15 | 0 | 868 | 111 | 851 | 30.5 | 46.7 | 958.6 | 96.3 | 5.7
2019 | 6 | 25 | 16 | 0 | 835 | 102 | 706 | 30.5 | 47.4 | 958.4 | 97.9 | 5.1
2019 | 6 | 25 | 17 | 0 | 777 | 87 | 526 | 30.4 | 46.2 | 958.2 | 96.3 | 4.5
2019 | 6 | 25 | 18 | 0 | 658 | 72 | 325 | 29.7 | 47.5 | 958.2 | 98.8 | 4.5
2019 | 6 | 25 | 19 | 0 | 387 | 50 | 130 | 26.3 | 60.1 | 959.1 | 222.7 | 3.3
2019 | 6 | 25 | 20 | 0 | 22 | 8 | 10 | 22.9 | 74.6 | 959.8 | 215.1 | 2.9
2019 | 6 | 25 | 21 | 0 | 0 | 0 | 0 | 21.9 | 78.9 | 960 | 164.3 | 1.1
2019 | 6 | 25 | 22 | 0 | 0 | 0 | 0 | 21.4 | 78.3 | 960.3 | 95 | 3
2019 | 6 | 25 | 23 | 0 | 0 | 0 | 0 | 20.6 | 81.7 | 960.4 | 54.3 | 2.2
2019 | 6 | 26 | 0 | 0 | 0 | 0 | 0 | 21 | 79.8 | 960.4 | 289.7 | 1.9
2019 | 6 | 26 | 1 | 0 | 0 | 0 | 0 | 20 | 82.8 | 960 | 179.3 | 0.9
2019 | 6 | 26 | 2 | 0 | 0 | 0 | 0 | 19.4 | 84.9 | 959.8 | 213.2 | 1.3
2019 | 6 | 26 | 3 | 0 | 0 | 0 | 0 | 19 | 87 | 959.8 | 90.1 | 1.9
2019 | 6 | 26 | 4 | 0 | 0 | 0 | 0 | 19.5 | 88.4 | 960.2 | 92.2 | 3.7
2019 | 6 | 26 | 5 | 0 | 0 | 0 | 0 | 19.8 | 87.6 | 960.7 | 93.8 | 2.9
2019 | 6 | 26 | 6 | 0 | 0 | 17 | 17 | 20.2 | 86.4 | 960.8 | 104.3 | 2.3
2019 | 6 | 26 | 7 | 0 | 0 | 66 | 66 | 20.9 | 83 | 961.1 | 113.8 | 1.4
2019 | 6 | 26 | 8 | 0 | 0 | 152 | 154 | 22.1 | 76.9 | 961.7 | 110.7 | 2.8
2019 | 6 | 26 | 9 | 0 | 126 | 342 | 437 | 23.7 | 69.3 | 961.6 | 115.7 | 3.7
2019 | 6 | 26 | 10 | 0 | 798 | 158 | 798 | 25.6 | 60.2 | 961.5 | 111.1 | 4.2
2019 | 6 | 26 | 11 | 0 | 849 | 143 | 913 | 27.3 | 55.5 | 961.4 | 108 | 3.9
2019 | 6 | 26 | 12 | 0 | 853 | 153 | 980 | 28.8 | 51.3 | 961 | 93.3 | 3.1
2019 | 6 | 26 | 13 | 0 | 854 | 154 | 990 | 29.8 | 50.2 | 960.4 | 93.7 | 4
2019 | 6 | 26 | 14 | 0 | 856 | 144 | 949 | 30.9 | 48.3 | 959.8 | 100.3 | 3.9
2019 | 6 | 26 | 15 | 0 | 500 | 239 | 667 | 30.7 | 49.7 | 959.3 | 93.9 | 4.4
2019 | 6 | 26 | 16 | 0 | 772 | 156 | 718 | 30.5 | 50.8 | 959 | 97.1 | 5.8
2019 | 6 | 26 | 17 | 0 | 627 | 161 | 516 | 28.9 | 55 | 959.1 | 94.2 | 6.8
2019 | 6 | 26 | 18 | 0 | 455 | 132 | 309 | 27.6 | 57.3 | 959.6 | 91.9 | 6.7
2019 | 6 | 26 | 19 | 0 | 142 | 65 | 100 | 26.7 | 58.9 | 960 | 101.2 | 5.4
2019 | 6 | 26 | 20 | 0 | 4 | 5 | 5 | 24.5 | 68.3 | 960.6 | 106.9 | 4.2
2019 | 6 | 26 | 21 | 0 | 0 | 0 | 0 | 24.1 | 69.9 | 961 | 91.2 | 2.1
2019 | 6 | 26 | 22 | 0 | 0 | 0 | 0 | 23.7 | 71.2 | 961 | 270.5 | 1.5
2019 | 6 | 26 | 23 | 0 | 0 | 0 | 0 | 23.4 | 71.3 | 960.7 | 135.3 | 1.8
2019 | 6 | 27 | 0 | 0 | 0 | 0 | 0 | 22.2 | 74.4 | 960.6 | 77.6 | 1.7
2019 | 6 | 27 | 1 | 0 | 0 | 0 | 0 | 22.4 | 74.6 | 960 | 60.2 | 1.8
2019 | 6 | 27 | 2 | 0 | 0 | 0 | 0 | 22.4 | 74.6 | 959.9 | 53.8 | 2.8
2019 | 6 | 27 | 3 | 0 | 0 | 0 | 0 | 21.6 | 80.1 | 960.1 | 112.2 | 2.5
2019 | 6 | 27 | 4 | 0 | 0 | 0 | 0 | 20.2 | 90.2 | 960.2 | 207 | 1.1
2019 | 6 | 27 | 5 | 0 | 0 | 1 | 1 | 20.1 | 90.1 | 960.2 | 90.4 | 2.3
2019 | 6 | 27 | 6 | 0 | 19 | 46 | 49 | 20.9 | 83.6 | 960.4 | 90.3 | 4.7
2019 | 6 | 27 | 7 | 0 | 88 | 133 | 161 | 23.1 | 71.3 | 960.7 | 104.4 | 6.1
2019 | 6 | 27 | 8 | 0 | 252 | 226 | 359 | 24.8 | 64.1 | 960.8 | 114.9 | 6
2019 | 6 | 27 | 9 | 0 | 391 | 277 | 549 | 27.2 | 52.9 | 960.8 | 111.5 | 6.7
2019 | 6 | 27 | 10 | 0 | 570 | 345 | 811 | 29.2 | 46.4 | 960.7 | 113.5 | 7.5
2019 | 6 | 27 | 11 | 0 | 347 | 372 | 697 | 30.3 | 45.5 | 960.8 | 112.8 | 7.3
2019 | 6 | 27 | 12 | 0 | 570 | 374 | 939 | 31 | 48.4 | 960.8 | 111.1 | 7.2
2019 | 6 | 27 | 13 | 0 | 552 | 394 | 949 | 31.8 | 47.7 | 960.4 | 105.7 | 7.4
2019 | 6 | 27 | 14 | 0 | 439 | 409 | 831 | 31.1 | 50.7 | 959.9 | 101.7 | 8
2019 | 6 | 27 | 15 | 0 | 658 | 255 | 825 | 31.5 | 50.5 | 959.5 | 104.9 | 8.4
2019 | 6 | 27 | 16 | 0 | 624 | 217 | 677 | 32.2 | 47.9 | 959 | 104.6 | 8.3
2019 | 6 | 27 | 17 | 0 | 536 | 188 | 496 | 30.6 | 53.5 | 958.8 | 105.2 | 7.6
2019 | 6 | 27 | 18 | 0 | 313 | 155 | 282 | 28.7 | 60.1 | 958.8 | 108.8 | 7
2019 | 6 | 27 | 19 | 0 | 77 | 84 | 102 | 27.1 | 64.6 | 959.5 | 105 | 5.8
2019 | 6 | 27 | 20 | 0 | 2 | 9 | 9 | 25.3 | 70.1 | 960.3 | 97 | 5.1
2019 | 6 | 27 | 21 | 0 | 0 | 0 | 0 | 23.8 | 73.6 | 961.1 | 97.5 | 3.8
2019 | 6 | 27 | 22 | 0 | 0 | 0 | 0 | 24.2 | 64 | 961.7 | 99.3 | 3.4
2019 | 6 | 27 | 23 | 0 | 0 | 0 | 0 | 26.7 | 41.3 | 962 | 74.3 | 3.5
2019 | 6 | 28 | 0 | 0 | 0 | 0 | 0 | 26.2 | 40.8 | 962 | 73.1 | 2.8
2019 | 6 | 28 | 1 | 0 | 0 | 0 | 0 | 23.9 | 48.5 | 961.8 | 94.4 | 2.3
2019 | 6 | 28 | 2 | 0 | 0 | 0 | 0 | 22.9 | 51.3 | 961.3 | 99.8 | 2.1
2019 | 6 | 28 | 3 | 0 | 0 | 0 | 0 | 21.7 | 54.5 | 961 | 255.2 | 1.3
2019 | 6 | 28 | 4 | 0 | 0 | 0 | 0 | 21.9 | 53.2 | 960.9 | 318.9 | 1.7
2019 | 6 | 28 | 5 | 0 | 0 | 1 | 1 | 22.3 | 50.8 | 961 | 299.5 | 1.1
2019 | 6 | 28 | 6 | 0 | 79 | 43 | 55 | 22.4 | 47.8 | 960.9 | 22.2 | 1.7
2019 | 6 | 28 | 7 | 0 | 350 | 110 | 220 | 26 | 39.8 | 961 | 63.4 | 0.7
2019 | 6 | 28 | 8 | 0 | 539 | 155 | 421 | 28.3 | 36.3 | 960.9 | 114.2 | 3.1
2019 | 6 | 28 | 9 | 0 | 656 | 181 | 616 | 31.4 | 27.4 | 960.5 | 101.4 | 5
2019 | 6 | 28 | 10 | 0 | 731 | 195 | 784 | 33.3 | 23.1 | 960.4 | 100.7 | 6
2019 | 6 | 28 | 11 | 0 | 771 | 206 | 909 | 34.1 | 22.8 | 960.3 | 102.2 | 6.6
2019 | 6 | 28 | 12 | 0 | 789 | 211 | 979 | 34.6 | 24.1 | 960 | 103.8 | 7.1
2019 | 6 | 28 | 13 | 0 | 798 | 206 | 992 | 34.6 | 23.7 | 959.9 | 101 | 7.3
2019 | 6 | 28 | 14 | 0 | 800 | 196 | 951 | 34.5 | 23.8 | 959.6 | 104.1 | 7.8
2019 | 6 | 28 | 15 | 0 | 789 | 181 | 857 | 34.2 | 26.2 | 959 | 100.3 | 9
2019 | 6 | 28 | 16 | 0 | 733 | 168 | 704 | 33.8 | 28.1 | 958.6 | 101.3 | 8.2
2019 | 6 | 28 | 17 | 0 | 636 | 153 | 516 | 32.8 | 28.3 | 958.6 | 101.9 | 7.4
2019 | 6 | 28 | 18 | 0 | 478 | 126 | 312 | 31.6 | 30.6 | 958.5 | 102.1 | 6.8
2019 | 6 | 28 | 19 | 0 | 221 | 73 | 120 | 29.4 | 35.8 | 958.7 | 100.5 | 7.4
2019 | 6 | 28 | 20 | 0 | 8 | 9 | 10 | 26.9 | 44.3 | 958.9 | 100.8 | 6.1
2019 | 6 | 28 | 21 | 0 | 0 | 0 | 0 | 26 | 45 | 959.4 | 109.7 | 6.5
2019 | 6 | 28 | 22 | 0 | 0 | 0 | 0 | 25.5 | 45.1 | 960.4 | 109.1 | 5.1
2019 | 6 | 28 | 23 | 0 | 0 | 0 | 0 | 24.6 | 46.7 | 960.7 | 102.9 | 4.4
2019 | 6 | 29 | 0 | 0 | 0 | 0 | 0 | 23.2 | 50.2 | 960.4 | 96.1 | 3
2019 | 6 | 29 | 1 | 0 | 0 | 0 | 0 | 22.6 | 50.8 | 960.2 | 94.5 | 1.9
2019 | 6 | 29 | 2 | 0 | 0 | 0 | 0 | 22.5 | 50.2 | 959.8 | 172.9 | 1.1
2019 | 6 | 29 | 3 | 0 | 0 | 0 | 0 | 21.7 | 50 | 959.4 | 328.3 | 1.1
2019 | 6 | 29 | 4 | 0 | 0 | 0 | 0 | 21.3 | 45.5 | 959 | 81.5 | 1.5
2019 | 6 | 29 | 5 | 0 | 0 | 1 | 1 | 22.4 | 36 | 958.8 | 15.8 | 2.5
2019 | 6 | 29 | 6 | 0 | 102 | 44 | 60 | 23.3 | 30.7 | 958.9 | 19.2 | 3
2019 | 6 | 29 | 7 | 0 | 363 | 116 | 229 | 26 | 29.2 | 959.2 | 70.3 | 1.8
2019 | 6 | 29 | 8 | 0 | 541 | 160 | 428 | 28.5 | 32.5 | 959.4 | 98.9 | 3.4
2019 | 6 | 29 | 9 | 0 | 666 | 179 | 622 | 30.4 | 30.5 | 959.5 | 107.7 | 5.2
2019 | 6 | 29 | 10 | 0 | 734 | 194 | 787 | 32.5 | 24 | 959.4 | 103.1 | 5.8
2019 | 6 | 29 | 11 | 0 | 774 | 204 | 911 | 34 | 21 | 959.3 | 101.8 | 6.2
2019 | 6 | 29 | 12 | 0 | 785 | 213 | 979 | 34.5 | 23.1 | 959.3 | 105.1 | 6.7
2019 | 6 | 29 | 13 | 0 | 789 | 215 | 994 | 34.8 | 21.6 | 958.9 | 107.2 | 7.2
2019 | 6 | 29 | 14 | 0 | 779 | 211 | 949 | 35.2 | 18.3 | 958.5 | 105.2 | 7.3
2019 | 6 | 29 | 15 | 0 | 744 | 206 | 847 | 35.5 | 18.7 | 958.2 | 105.2 | 6.8
2019 | 6 | 29 | 16 | 0 | 695 | 189 | 699 | 35 | 21.1 | 958 | 106.1 | 7.1
2019 | 6 | 29 | 17 | 0 | 614 | 162 | 513 | 34.1 | 21.2 | 957.9 | 103.9 | 6.9
2019 | 6 | 29 | 18 | 0 | 462 | 128 | 308 | 32.6 | 22.6 | 957.9 | 100.8 | 6.7
2019 | 6 | 29 | 19 | 0 | 229 | 73 | 122 | 30.5 | 26.8 | 958 | 104 | 5.6
2019 | 6 | 29 | 20 | 0 | 10 | 10 | 11 | 28.1 | 29.9 | 958.7 | 106.6 | 5.8
2019 | 6 | 29 | 21 | 0 | 0 | 0 | 0 | 26.6 | 32.5 | 959.8 | 64.4 | 3.1
2019 | 6 | 29 | 22 | 0 | 0 | 0 | 0 | 25.2 | 35.1 | 960.7 | 91.4 | 1.1
2019 | 6 | 29 | 23 | 0 | 0 | 0 | 0 | 23.5 | 38.3 | 960.8 | 101.2 | 1.1
2019 | 6 | 30 | 0 | 0 | 0 | 0 | 0 | 24.2 | 35.3 | 960.5 | 36.1 | 2.2
2019 | 6 | 30 | 1 | 0 | 0 | 0 | 0 | 22.5 | 37.8 | 960.2 | 37.3 | 1.5
2019 | 6 | 30 | 2 | 0 | 0 | 0 | 0 | 22.7 | 33 | 959.8 | 15.5 | 2.1
2019 | 6 | 30 | 3 | 0 | 0 | 0 | 0 | 22.3 | 28.8 | 959.6 | 81.9 | 1.8
2019 | 6 | 30 | 4 | 0 | 0 | 0 | 0 | 21.4 | 25.8 | 959.4 | 101.9 | 1.5
2019 | 6 | 30 | 5 | 0 | 0 | 0 | 1 | 20.2 | 25.2 | 959.5 | 131.6 | 1.1
2019 | 6 | 30 | 6 | 0 | 177 | 36 | 62 | 21.6 | 24.3 | 959.8 | 117.5 | 0.4
2019 | 6 | 30 | 7 | 0 | 524 | 80 | 241 | 25.5 | 21.8 | 960.3 | 158.4 | 1.4
2019 | 6 | 30 | 8 | 0 | 692 | 103 | 443 | 27.8 | 24.1 | 961 | 208.6 | 1.1
2019 | 6 | 30 | 9 | 0 | 781 | 120 | 637 | 30.4 | 21.5 | 961.2 | 132.5 | 2.8
2019 | 6 | 30 | 10 | 0 | 832 | 131 | 801 | 32.6 | 15.4 | 961.3 | 112.4 | 4.4
2019 | 6 | 30 | 11 | 0 | 856 | 140 | 921 | 34.1 | 15.1 | 961.3 | 112.3 | 5.3
2019 | 6 | 30 | 12 | 0 | 854 | 154 | 987 | 35 | 12.3 | 961.2 | 106.6 | 5.6
2019 | 6 | 30 | 13 | 0 | 842 | 169 | 1000 | 35.7 | 9.8 | 961 | 95.9 | 6.1
2019 | 6 | 30 | 14 | 0 | 752 | 213 | 928 | 35.6 | 15.7 | 960.6 | 87.4 | 6.3
2019 | 6 | 30 | 15 | 0 | 713 | 219 | 834 | 35.4 | 21.9 | 960.6 | 102.3 | 5.6
2019 | 6 | 30 | 16 | 0 | 723 | 166 | 696 | 34.6 | 23.8 | 960.5 | 105.8 | 5.5
2019 | 6 | 30 | 17 | 0 | 648 | 145 | 516 | 34.1 | 21.8 | 960.2 | 95.4 | 5.5
2019 | 6 | 30 | 18 | 0 | 491 | 119 | 311 | 33.1 | 22.1 | 960.1 | 87.2 | 5.5
2019 | 6 | 30 | 19 | 0 | 215 | 71 | 118 | 31.1 | 25 | 960.3 | 94.9 | 5.1
2019 | 6 | 30 | 20 | 0 | 10 | 9 | 10 | 28.8 | 29.3 | 960.4 | 88.9 | 4.2
2019 | 6 | 30 | 21 | 0 | 0 | 0 | 0 | 26.7 | 34.8 | 961.1 | 97.9 | 2.1
2019 | 6 | 30 | 22 | 0 | 0 | 0 | 0 | 25.3 | 45.8 | 962.2 | 249 | 1.9
2019 | 6 | 30 | 23 | 0 | 0 | 0 | 0 | 24 | 48.4 | 962.2 | 179.7 | 0.6
2019 | 7 | 1 | 0 | 0 | 0 | 0 | 0 | 23.2 | 50.3 | 961.9 | 55.4 | 0.6
2019 | 7 | 1 | 1 | 0 | 0 | 0 | 0 | 23.2 | 44.7 | 960.9 | 70.4 | 1.4
2019 | 7 | 1 | 2 | 0 | 0 | 0 | 0 | 22.3 | 43 | 960 | 76.9 | 1.2
2019 | 7 | 1 | 3 | 0 | 0 | 0 | 0 | 21.1 | 45.7 | 959.7 | 63.7 | 1.2
2019 | 7 | 1 | 4 | 0 | 0 | 0 | 0 | 22.4 | 39.8 | 959.7 | 39.2 | 1.8
2019 | 7 | 1 | 5 | 0 | 1 | 0 | 1 | 21.9 | 39 | 959.8 | 95.3 | 1.3
2019 | 7 | 1 | 6 | 0 | 154 | 31 | 53 | 22.2 | 40.2 | 960.1 | 64.3 | 1.9
2019 | 7 | 1 | 7 | 0 | 540 | 71 | 235 | 26 | 32.7 | 960.2 | 102.4 | 1.2
2019 | 7 | 1 | 8 | 0 | 715 | 91 | 439 | 29.2 | 29.5 | 960.4 | 115 | 1.6
2019 | 7 | 1 | 9 | 0 | 817 | 100 | 635 | 30.5 | 29.3 | 960.1 | 171.9 | 1.7
2019 | 7 | 1 | 10 | 0 | 876 | 102 | 802 | 32.3 | 26.2 | 959.7 | 164.2 | 2
2019 | 7 | 1 | 11 | 0 | 905 | 104 | 923 | 33.8 | 24.5 | 959.4 | 186.9 | 2.2
2019 | 7 | 1 | 12 | 0 | 924 | 104 | 996 | 34.2 | 23.7 | 959.1 | 255.3 | 4.8
2019 | 7 | 1 | 13 | 0 | 940 | 97 | 1015 | 34.7 | 20.6 | 958.7 | 258.7 | 5.7
2019 | 7 | 1 | 14 | 0 | 921 | 100 | 965 | 34.7 | 20.6 | 958.3 | 263.1 | 6.9
2019 | 7 | 1 | 15 | 0 | 881 | 108 | 861 | 34.4 | 24.9 | 958 | 255.7 | 7.2
2019 | 7 | 1 | 16 | 0 | 739 | 133 | 670 | 34 | 23 | 957.6 | 257.5 | 6.9
2019 | 7 | 1 | 17 | 0 | 703 | 114 | 514 | 33.9 | 21.5 | 957 | 257.3 | 6.7
2019 | 7 | 1 | 18 | 0 | 537 | 95 | 304 | 33 | 23.2 | 956.8 | 260.5 | 5.8
2019 | 7 | 1 | 19 | 0 | 245 | 56 | 110 | 31.5 | 27.3 | 956.9 | 276.8 | 3.7
2019 | 7 | 1 | 20 | 0 | 1 | 7 | 7 | 28.1 | 46.8 | 957.5 | 163.8 | 3.6
2019 | 7 | 1 | 21 | 0 | 0 | 0 | 0 | 25 | 63.3 | 958.4 | 106 | 4.9
2019 | 7 | 1 | 22 | 0 | 0 | 0 | 0 | 23.4 | 72.7 | 958.9 | 96.5 | 3.8
2019 | 7 | 1 | 23 | 0 | 0 | 0 | 0 | 23.6 | 66.3 | 959.3 | 70.9 | 2.5
2019 | 7 | 2 | 0 | 0 | 0 | 0 | 0 | 22.6 | 68.9 | 959.6 | 91 | 3.9
2019 | 7 | 2 | 1 | 0 | 0 | 0 | 0 | 21.3 | 78.6 | 959.2 | 95.4 | 4
2019 | 7 | 2 | 2 | 0 | 0 | 0 | 0 | 20.6 | 82.3 | 958.7 | 94.7 | 3.2
2019 | 7 | 2 | 3 | 0 | 0 | 0 | 0 | 20.5 | 82.6 | 958.2 | 69.3 | 2.4
2019 | 7 | 2 | 4 | 0 | 0 | 0 | 0 | 20.5 | 78.8 | 958 | 72.3 | 2.1
2019 | 7 | 2 | 5 | 0 | 0 | 1 | 1 | 19.1 | 86.7 | 958.1 | 93.2 | 2.6
2019 | 7 | 2 | 6 | 0 | 118 | 34 | 51 | 18.8 | 91.5 | 958.4 | 95.4 | 3.3
2019 | 7 | 2 | 7 | 0 | 391 | 94 | 213 | 20.8 | 85.3 | 959 | 87.8 | 4.3
2019 | 7 | 2 | 8 | 0 | 621 | 119 | 421 | 23.4 | 71.8 | 959.2 | 95.8 | 6.2
2019 | 7 | 2 | 9 | 0 | 749 | 130 | 621 | 25.2 | 64.2 | 959.1 | 100.1 | 6.5
2019 | 7 | 2 | 10 | 0 | 814 | 135 | 786 | 26.8 | 58 | 959.1 | 102.3 | 6.1
2019 | 7 | 2 | 11 | 0 | 830 | 151 | 904 | 28.1 | 53.3 | 959.2 | 108.7 | 5.4
2019 | 7 | 2 | 12 | 0 | 839 | 161 | 974 | 29.2 | 49.5 | 958.8 | 101.1 | 4.5
2019 | 7 | 2 | 13 | 0 | 865 | 145 | 993 | 30.4 | 42.6 | 958.3 | 91.5 | 3.4
2019 | 7 | 2 | 14 | 0 | 845 | 152 | 948 | 31.3 | 42.2 | 957.8 | 94.3 | 4.4
2019 | 7 | 2 | 15 | 0 | 808 | 154 | 845 | 31 | 46.7 | 957.4 | 98.7 | 5.3
2019 | 7 | 2 | 16 | 0 | 772 | 138 | 699 | 30.9 | 46.6 | 957.2 | 97.5 | 4.9
2019 | 7 | 2 | 17 | 0 | 613 | 127 | 479 | 30.3 | 48.8 | 956.8 | 101.3 | 5
2019 | 7 | 2 | 18 | 0 | 524 | 99 | 302 | 28.7 | 53.8 | 956.9 | 96.4 | 5.2
2019 | 7 | 2 | 19 | 0 | 236 | 56 | 106 | 26.7 | 59.6 | 957.4 | 96.2 | 5.1
2019 | 7 | 2 | 20 | 0 | 6 | 6 | 7 | 25 | 66.9 | 957.4 | 100.1 | 4.4
2019 | 7 | 2 | 21 | 0 | 0 | 0 | 0 | 23.2 | 75.3 | 957.8 | 100.8 | 4.4
2019 | 7 | 2 | 22 | 0 | 0 | 0 | 0 | 21.9 | 82.1 | 958.3 | 100.9 | 4.5
2019 | 7 | 2 | 23 | 0 | 0 | 0 | 0 | 21.4 | 84.8 | 958.7 | 90.1 | 2.7
2019 | 7 | 3 | 0 | 0 | 0 | 0 | 0 | 21.3 | 85.6 | 958.5 | 67.1 | 1.6
2019 | 7 | 3 | 1 | 0 | 0 | 0 | 0 | 20.7 | 89 | 958.6 | 87.1 | 2.7
2019 | 7 | 3 | 2 | 0 | 0 | 0 | 0 | 21.3 | 87 | 958.6 | 87.8 | 2.8
2019 | 7 | 3 | 3 | 0 | 0 | 0 | 0 | 21.2 | 85.9 | 958.4 | 104 | 3.1
2019 | 7 | 3 | 4 | 0 | 0 | 0 | 0 | 20.5 | 87.1 | 958.1 | 112.9 | 2.2
2019 | 7 | 3 | 5 | 0 | 0 | 1 | 1 | 20 | 87.4 | 957.8 | 72.1 | 1.3
2019 | 7 | 3 | 6 | 0 | 160 | 31 | 54 | 20.4 | 85.3 | 957.4 | 51.2 | 1.5
2019 | 7 | 3 | 7 | 0 | 522 | 71 | 228 | 22.2 | 78.6 | 957.7 | 62.7 | 1.8
2019 | 7 | 3 | 8 | 0 | 684 | 98 | 428 | 24 | 67.2 | 958.5 | 85.8 | 3.2
2019 | 7 | 3 | 9 | 0 | 758 | 120 | 616 | 25.5 | 58.6 | 958.5 | 100 | 4.6
2019 | 7 | 3 | 10 | 0 | 805 | 135 | 777 | 26.7 | 54 | 958.3 | 109.5 | 4.7
2019 | 7 | 3 | 11 | 0 | 846 | 137 | 902 | 28.3 | 48.5 | 958.1 | 107 | 4.2
2019 | 7 | 3 | 12 | 0 | 828 | 159 | 961 | 29.7 | 44.6 | 957.7 | 101.5 | 3.9
2019 | 7 | 3 | 13 | 0 | 833 | 159 | 975 | 30.5 | 42.9 | 957.3 | 88.7 | 4.5
2019 | 7 | 3 | 14 | 0 | 816 | 161 | 927 | 31.1 | 40.1 | 956.8 | 96.9 | 5.2
2019 | 7 | 3 | 15 | 0 | 770 | 165 | 823 | 30.9 | 40.7 | 956.5 | 96.6 | 6.4
2019 | 7 | 3 | 16 | 0 | 733 | 149 | 682 | 30.6 | 41.1 | 956.5 | 92.8 | 6.1
2019 | 7 | 3 | 17 | 0 | 653 | 129 | 499 | 30 | 44.5 | 956.4 | 88.8 | 5.6
2019 | 7 | 3 | 18 | 0 | 530 | 99 | 304 | 28.9 | 48 | 956.7 | 88.9 | 5.2
2019 | 7 | 3 | 19 | 0 | 289 | 56 | 117 | 27.5 | 53.1 | 957 | 91.5 | 4.5
2019 | 7 | 3 | 20 | 0 | 14 | 8 | 9 | 25.8 | 60 | 957.3 | 96.9 | 3.3
2019 | 7 | 3 | 21 | 0 | 0 | 0 | 0 | 24 | 70.8 | 957.8 | 104.5 | 4
2019 | 7 | 3 | 22 | 0 | 0 | 0 | 0 | 22.1 | 80 | 958.3 | 94.2 | 4.8
2019 | 7 | 3 | 23 | 0 | 0 | 0 | 0 | 21.5 | 85.5 | 958.7 | 95 | 3.5
2019 | 7 | 4 | 0 | 0 | 0 | 0 | 0 | 21.9 | 83.9 | 958.8 | 79.2 | 1.9
2019 | 7 | 4 | 1 | 0 | 0 | 0 | 0 | 21.1 | 84.8 | 958.4 | 185 | 1
2019 | 7 | 4 | 2 | 0 | 0 | 0 | 0 | 20.7 | 85.2 | 958.3 | 308.3 | 1.5
2019 | 7 | 4 | 3 | 0 | 0 | 0 | 0 | 20.4 | 85.3 | 958.5 | 201.3 | 0.5
2019 | 7 | 4 | 4 | 0 | 0 | 0 | 0 | 20.1 | 85.9 | 958.5 | 58.5 | 1.6
2019 | 7 | 4 | 5 | 0 | 0 | 0 | 0 | 18.7 | 89.4 | 958.1 | 94.2 | 1.8
2019 | 7 | 4 | 6 | 0 | 54 | 37 | 46 | 19.2 | 87.8 | 958.4 | 44.7 | 1.6
2019 | 7 | 4 | 7 | 0 | 336 | 104 | 207 | 21.4 | 74.7 | 959.2 | 51.6 | 2.6
2019 | 7 | 4 | 8 | 0 | 502 | 152 | 397 | 24.3 | 58.9 | 959.9 | 62.8 | 1.5
2019 | 7 | 4 | 9 | 0 | 597 | 192 | 584 | 26.4 | 46.2 | 959.7 | 101.2 | 2.9
2019 | 7 | 4 | 10 | 0 | 631 | 231 | 739 | 27.4 | 42.6 | 959.7 | 104.4 | 4.4
2019 | 7 | 4 | 11 | 0 | 700 | 229 | 867 | 28.4 | 39.8 | 959.5 | 109 | 4.8
2019 | 7 | 4 | 12 | 0 | 726 | 233 | 939 | 29.5 | 39 | 959.3 | 92.5 | 5.8
2019 | 7 | 4 | 13 | 0 | 738 | 228 | 956 | 30.2 | 38.6 | 959.1 | 90.6 | 5.5
2019 | 7 | 4 | 14 | 0 | 744 | 213 | 916 | 30.5 | 40.5 | 958.8 | 89 | 5.2
2019 | 7 | 4 | 15 | 0 | 750 | 183 | 825 | 31 | 39.6 | 958.5 | 84.4 | 4.6
2019 | 7 | 4 | 16 | 0 | 757 | 140 | 691 | 30.7 | 39.9 | 958.2 | 88.2 | 5.6
2019 | 7 | 4 | 17 | 0 | 703 | 115 | 515 | 30.4 | 39.6 | 958.1 | 99 | 5.1
2019 | 7 | 4 | 18 | 0 | 579 | 91 | 316 | 29.4 | 43.4 | 958.3 | 91.3 | 5.6
2019 | 7 | 4 | 19 | 0 | 361 | 57 | 131 | 27.4 | 53.2 | 958.8 | 92.4 | 5.6
2019 | 7 | 4 | 20 | 0 | 19 | 9 | 11 | 24.8 | 67.8 | 959.9 | 88.7 | 5.5
2019 | 7 | 4 | 21 | 0 | 0 | 0 | 0 | 23.2 | 77.5 | 961.1 | 90.9 | 4.4
2019 | 7 | 4 | 22 | 0 | 0 | 0 | 0 | 23.4 | 74.6 | 961.6 | 77.7 | 3.3
2019 | 7 | 4 | 23 | 0 | 0 | 0 | 0 | 22.9 | 75.2 | 961.4 | 62.3 | 1.4
2019 | 7 | 5 | 0 | 0 | 0 | 0 | 0 | 22.2 | 80.2 | 961.1 | 210 | 1.1
2019 | 7 | 5 | 1 | 0 | 0 | 0 | 0 | 21.7 | 82 | 960.6 | 250 | 0.9
2019 | 7 | 5 | 2 | 0 | 0 | 0 | 0 | 21.5 | 81.4 | 960.3 | 74.1 | 1
2019 | 7 | 5 | 3 | 0 | 0 | 0 | 0 | 21.4 | 79 | 960 | 84.1 | 1.3
2019 | 7 | 5 | 4 | 0 | 0 | 0 | 0 | 20.5 | 82.3 | 960.2 | 97 | 1.3
2019 | 7 | 5 | 5 | 0 | 0 | 0 | 0 | 20 | 83 | 960.2 | 107.9 | 1.1
2019 | 7 | 5 | 6 | 0 | 36 | 40 | 45 | 20 | 82.4 | 960.4 | 164.2 | 1.6
2019 | 7 | 5 | 7 | 0 | 220 | 121 | 189 | 22.6 | 74.5 | 960.9 | 88.1 | 1.7
2019 | 7 | 5 | 8 | 0 | 387 | 190 | 380 | 24.6 | 68.5 | 961 | 98.1 | 2.8
2019 | 7 | 5 | 9 | 0 | 537 | 222 | 576 | 26 | 63.7 | 960.9 | 103.8 | 2.7
2019 | 7 | 5 | 10 | 0 | 634 | 237 | 745 | 27.7 | 56 | 960.8 | 135.5 | 2
2019 | 7 | 5 | 11 | 0 | 668 | 258 | 866 | 29.4 | 53.3 | 961 | 141 | 2
2019 | 7 | 5 | 12 | 0 | 691 | 264 | 936 | 30.5 | 51.9 | 960.7 | 248.9 | 3.6
2019 | 7 | 5 | 13 | 0 | 698 | 261 | 948 | 31.2 | 50.1 | 960.2 | 251.7 | 3.4
2019 | 7 | 5 | 14 | 0 | 683 | 262 | 910 | 32.7 | 45.5 | 959.6 | 239.3 | 3.2
2019 | 7 | 5 | 15 | 0 | 647 | 254 | 811 | 32.9 | 44.8 | 959.2 | 256.2 | 4.7
2019 | 7 | 5 | 16 | 0 | 589 | 224 | 656 | 31.9 | 45.3 | 958.8 | 262 | 4.8
2019 | 7 | 5 | 17 | 0 | 535 | 183 | 491 | 32.4 | 37.6 | 958.3 | 266.3 | 4.6
2019 | 7 | 5 | 18 | 0 | 58 | 127 | 154 | 30.2 | 43.7 | 958.5 | 273.6 | 4.6
2019 | 7 | 5 | 19 | 0 | 19 | 49 | 52 | 26.9 | 59.9 | 959.2 | 285.9 | 4.7
2019 | 7 | 5 | 20 | 0 | 4 | 9 | 9 | 25.2 | 67.7 | 959.9 | 282.1 | 5.1
2019 | 7 | 5 | 21 | 0 | 0 | 0 | 0 | 24.5 | 68.1 | 960.3 | 278.2 | 3.9
2019 | 7 | 5 | 22 | 0 | 0 | 0 | 0 | 24 | 68.4 | 960.7 | 253.4 | 1.8
2019 | 7 | 5 | 23 | 0 | 0 | 0 | 0 | 22.7 | 77.5 | 961.1 | 249.4 | 2.4
2019 | 7 | 6 | 0 | 0 | 0 | 0 | 0 | 24.1 | 68.9 | 960.9 | 225.6 | 1.8
2019 | 7 | 6 | 1 | 0 | 0 | 0 | 0 | 23.8 | 70.2 | 959.9 | 173.5 | 1.1
2019 | 7 | 6 | 2 | 0 | 0 | 0 | 0 | 24.1 | 66.5 | 959.1 | 112.1 | 1
2019 | 7 | 6 | 3 | 0 | 0 | 0 | 0 | 23.1 | 65.7 | 958.7 | 25.9 | 0.4
2019 | 7 | 6 | 4 | 0 | 0 | 0 | 0 | 22.6 | 67.7 | 958.7 | 77.2 | 1.5
2019 | 7 | 6 | 5 | 0 | 0 | 0 | 0 | 21.5 | 71.6 | 958.7 | 242.7 | 0.9
2019 | 7 | 6 | 6 | 0 | 42 | 39 | 46 | 21.3 | 79.8 | 958.8 | 243.4 | 1.4
2019 | 7 | 6 | 7 | 0 | 246 | 121 | 197 | 24.4 | 69 | 958.6 | 168.4 | 0.7
2019 | 7 | 6 | 8 | 0 | 421 | 184 | 391 | 27.8 | 54.6 | 958.5 | 114.3 | 0.9
2019 | 7 | 6 | 9 | 0 | 511 | 237 | 576 | 34.1 | 30 | 958.4 | 213.7 | 3
2019 | 7 | 6 | 10 | 0 | 521 | 312 | 735 | 35.8 | 22.8 | 958.4 | 263.6 | 4.9
2019 | 7 | 6 | 11 | 0 | 212 | 426 | 625 | 35.9 | 22.5 | 958.7 | 246.7 | 5.9
2019 | 7 | 6 | 12 | 0 | 332 | 421 | 752 | 36.6 | 21.5 | 957.9 | 235 | 2.7
2019 | 7 | 6 | 13 | 0 | 273 | 424 | 703 | 37.5 | 19.8 | 957.9 | 263.3 | 4.4
2019 | 7 | 6 | 14 | 0 | 3 | 226 | 232 | 35.7 | 23.5 | 958.9 | 262.2 | 6.6
2019 | 7 | 6 | 15 | 0 | 17 | 318 | 336 | 36.5 | 18.1 | 958.2 | 288.1 | 8.9
2019 | 7 | 6 | 16 | 0 | 165 | 310 | 433 | 37.7 | 16.1 | 957.1 | 287.6 | 7.4
2019 | 7 | 6 | 17 | 0 | 63 | 172 | 204 | 37.7 | 14.5 | 956 | 255.4 | 4.6
2019 | 7 | 6 | 18 | 0 | 35 | 134 | 149 | 36.6 | 20.2 | 956.1 | 251.8 | 5.6
2019 | 7 | 6 | 19 | 0 | 1 | 43 | 43 | 29.3 | 42.4 | 957.6 | 283.1 | 6.4
2019 | 7 | 6 | 20 | 0 | 0 | 6 | 6 | 27.5 | 48.2 | 959 | 275 | 4.2
2019 | 7 | 6 | 21 | 0 | 0 | 0 | 0 | 26.4 | 53.6 | 959.2 | 217.7 | 1.5
2019 | 7 | 6 | 22 | 0 | 0 | 0 | 0 | 25.5 | 59 | 960.8 | 225.4 | 3.7
2019 | 7 | 6 | 23 | 0 | 0 | 0 | 0 | 27.8 | 41.7 | 960.4 | 266.3 | 2.4
2019 | 7 | 7 | 0 | 0 | 0 | 0 | 0 | 25.9 | 48.2 | 959.7 | 142.2 | 0.8
2019 | 7 | 7 | 1 | 0 | 0 | 0 | 0 | 26.5 | 44 | 959.3 | 284 | 1.4
2019 | 7 | 7 | 2 | 0 | 0 | 0 | 0 | 26.1 | 44.9 | 959 | 148.3 | 1.1
2019 | 7 | 7 | 3 | 0 | 0 | 0 | 0 | 26.9 | 39.2 | 958.1 | 82.6 | 1.9
2019 | 7 | 7 | 4 | 0 | 0 | 0 | 0 | 27.1 | 41.3 | 957.8 | 261.5 | 3.9
2019 | 7 | 7 | 5 | 0 | 0 | 0 | 0 | 24.6 | 53.6 | 958 | 111.5 | 1.9
2019 | 7 | 7 | 6 | 0 | 0 | 18 | 18 | 24 | 54.2 | 958 | 272.1 | 1.4
2019 | 7 | 7 | 7 | 0 | 34 | 85 | 97 | 26.1 | 46.3 | 958 | 182.7 | 1.1
2019 | 7 | 7 | 8 | 0 | 242 | 210 | 328 | 30.9 | 32 | 957.9 | 269.2 | 3.4
2019 | 7 | 7 | 9 | 0 | 262 | 279 | 463 | 32 | 30.6 | 957.9 | 240.9 | 3.8
2019 | 7 | 7 | 10 | 0 | 455 | 332 | 695 | 34.5 | 25.1 | 957.3 | 253 | 5.4
2019 | 7 | 7 | 11 | 0 | 70 | 411 | 483 | 34.7 | 23.7 | 957.4 | 238.4 | 6.6
2019 | 7 | 7 | 12 | 0 | 299 | 484 | 788 | 35.9 | 22 | 957 | 238.6 | 5.2
2019 | 7 | 7 | 13 | 0 | 121 | 462 | 593 | 35.8 | 22.2 | 956.7 | 249.6 | 5.1
2019 | 7 | 7 | 14 | 0 | 33 | 383 | 423 | 35.4 | 22.9 | 956.4 | 220.8 | 5.4
2019 | 7 | 7 | 15 | 0 | 88 | 384 | 464 | 35.3 | 23.3 | 955.4 | 236 | 4.1
2019 | 7 | 7 | 16 | 0 | 411 | 353 | 657 | 36.6 | 21.1 | 954.4 | 232.9 | 4.2
2019 | 7 | 7 | 17 | 0 | 239 | 291 | 432 | 36.5 | 21.2 | 954 | 222.4 | 5.4
2019 | 7 | 7 | 18 | 0 | 79 | 145 | 178 | 34.4 | 24.8 | 953.8 | 262.1 | 3.9
2019 | 7 | 7 | 19 | 0 | 37 | 69 | 78 | 32.1 | 29.1 | 954.6 | 258.3 | 5
2019 | 7 | 7 | 20 | 0 | 1 | 2 | 2 | 28.2 | 37.8 | 956.4 | 277.3 | 4.8
2019 | 7 | 7 | 21 | 0 | 0 | 0 | 0 | 27.6 | 40.3 | 955.9 | 176 | 1.6
2019 | 7 | 7 | 22 | 0 | 0 | 0 | 0 | 27.1 | 40.9 | 955.7 | 97.7 | 0.7
2019 | 7 | 7 | 23 | 0 | 0 | 0 | 0 | 26.7 | 41.5 | 955.6 | 103.4 | 1
2019 | 7 | 8 | 0 | 0 | 0 | 0 | 0 | 25.6 | 43.7 | 955.6 | 177.9 | 0.9
2019 | 7 | 8 | 1 | 0 | 0 | 0 | 0 | 24.7 | 49.1 | 955.3 | 218.3 | 1.3
2019 | 7 | 8 | 2 | 0 | 0 | 0 | 0 | 22.9 | 67.1 | 955.5 | 254.7 | 1.8
2019 | 7 | 8 | 3 | 0 | 0 | 0 | 0 | 21.3 | 77.8 | 955.1 | 239.3 | 2.9
2019 | 7 | 8 | 4 | 0 | 0 | 0 | 0 | 20.1 | 84.7 | 955.1 | 240.3 | 1.8
2019 | 7 | 8 | 5 | 0 | 0 | 0 | 0 | 19.7 | 87.4 | 955.4 | 187.2 | 0.7
2019 | 7 | 8 | 6 | 0 | 0 | 23 | 23 | 19.7 | 88 | 955.6 | 189.8 | 0.7
2019 | 7 | 8 | 7 | 0 | 2 | 98 | 99 | 21.6 | 78.4 | 955.9 | 265.4 | 0.9
2019 | 7 | 8 | 8 | 0 | 140 | 190 | 262 | 24.2 | 61.1 | 955.8 | 240.4 | 1.7
2019 | 7 | 8 | 9 | 0 | 257 | 215 | 392 | 27.6 | 38.8 | 955.6 | 209.7 | 2.6
2019 | 7 | 8 | 10 | 0 | 389 | 297 | 617 | 30.3 | 28.5 | 955.2 | 225.6 | 2.7
2019 | 7 | 8 | 11 | 0 | 577 | 306 | 833 | 32.6 | 14.1 | 954.8 | 209.4 | 3
2019 | 7 | 8 | 12 | 0 | 542 | 340 | 872 | 33.9 | 13.9 | 954.5 | 207.9 | 3
2019 | 7 | 8 | 13 | 0 | 661 | 306 | 958 | 34.2 | 11.1 | 954.2 | 217.6 | 5.6
2019 | 7 | 8 | 14 | 0 | 833 | 177 | 961 | 34.2 | 12 | 953.6 | 238.3 | 5.7
2019 | 7 | 8 | 15 | 0 | 887 | 124 | 880 | 34.2 | 10.8 | 953.2 | 207.9 | 7.2
2019 | 7 | 8 | 16 | 0 | 903 | 89 | 742 | 34.5 | 13.6 | 952.6 | 228.5 | 4.9
2019 | 7 | 8 | 17 | 0 | 860 | 75 | 561 | 34.3 | 15.9 | 952.1 | 218.7 | 5.4
2019 | 7 | 8 | 18 | 0 | 713 | 67 | 342 | 33.2 | 16.6 | 952.2 | 267 | 4.3
2019 | 7 | 8 | 19 | 0 | 426 | 42 | 129 | 31.8 | 16 | 952.7 | 266.7 | 4
2019 | 7 | 8 | 20 | 0 | 32 | 6 | 9 | 29.5 | 20.9 | 953.3 | 266.3 | 2.2
2019 | 7 | 8 | 21 | 0 | 0 | 0 | 0 | 27.9 | 25.2 | 954.2 | 282 | 1.7
2019 | 7 | 8 | 22 | 0 | 0 | 0 | 0 | 27.2 | 28.4 | 955.3 | 265.8 | 3.9
2019 | 7 | 8 | 23 | 0 | 0 | 0 | 0 | 25.9 | 31.7 | 955.9 | 297.1 | 4.6
2019 | 7 | 9 | 0 | 0 | 0 | 0 | 0 | 24.7 | 35.7 | 956.2 | 304.6 | 3.7
2019 | 7 | 9 | 1 | 0 | 0 | 0 | 0 | 23.5 | 39.1 | 956.1 | 194.9 | 3
2019 | 7 | 9 | 2 | 0 | 0 | 0 | 0 | 22.7 | 41.1 | 956.3 | 216.4 | 3.5
2019 | 7 | 9 | 3 | 0 | 0 | 0 | 0 | 22 | 42 | 956.1 | 217.6 | 2.9
2019 | 7 | 9 | 4 | 0 | 0 | 0 | 0 | 20.5 | 44.1 | 956.2 | 179.3 | 1.3
2019 | 7 | 9 | 5 | 0 | 0 | 0 | 0 | 19 | 47.3 | 956.4 | 53.2 | 1.3
2019 | 7 | 9 | 6 | 0 | 296 | 21 | 57 | 19.8 | 45 | 956.7 | 29.6 | 2.3
2019 | 7 | 9 | 7 | 0 | 674 | 47 | 240 | 23 | 40.6 | 957.1 | 109.1 | 1.2
2019 | 7 | 9 | 8 | 0 | 827 | 57 | 449 | 25.3 | 36.7 | 957.5 | 182.9 | 0.8
2019 | 7 | 9 | 9 | 0 | 907 | 62 | 647 | 26.8 | 32.6 | 957.6 | 125.3 | 1.4
2019 | 7 | 9 | 10 | 0 | 940 | 70 | 813 | 28.4 | 28.3 | 957.3 | 105.5 | 2.1
2019 | 7 | 9 | 11 | 0 | 960 | 75 | 936 | 29.8 | 24.4 | 957.1 | 106.3 | 2.1
2019 | 7 | 9 | 12 | 0 | 966 | 78 | 1005 | 30.6 | 24.1 | 956.6 | 160 | 2.9
2019 | 7 | 9 | 13 | 0 | 978 | 77 | 1025 | 30.8 | 25.5 | 956 | 257.4 | 5.3
2019 | 7 | 9 | 14 | 0 | 968 | 76 | 979 | 30.3 | 26.5 | 955.7 | 269.2 | 6.1
2019 | 7 | 9 | 15 | 0 | 934 | 80 | 873 | 30.1 | 28.1 | 955.6 | 276.5 | 6
2019 | 7 | 9 | 16 | 0 | 881 | 82 | 719 | 29.3 | 28.3 | 955.6 | 272.7 | 6.2
2019 | 7 | 9 | 17 | 0 | 804 | 79 | 531 | 29.8 | 27.2 | 955.6 | 266.5 | 4.7
2019 | 7 | 9 | 18 | 0 | 680 | 67 | 327 | 28.5 | 30.6 | 955.8 | 255.4 | 5.1
2019 | 7 | 9 | 19 | 0 | 428 | 43 | 129 | 27.2 | 29.9 | 956.3 | 252.7 | 4.3
2019 | 7 | 9 | 20 | 0 | 30 | 6 | 8 | 25.4 | 36.4 | 956.9 | 221.4 | 2
2019 | 7 | 9 | 21 | 0 | 0 | 0 | 0 | 24 | 40.7 | 957.6 | 50.5 | 0.5
2019 | 7 | 9 | 22 | 0 | 0 | 0 | 0 | 23.3 | 37.6 | 958 | 77.9 | 1.4
2019 | 7 | 9 | 23 | 0 | 0 | 0 | 0 | 23.4 | 34.7 | 958.1 | 123.7 | 1
2019 | 7 | 10 | 0 | 0 | 0 | 0 | 0 | 22.5 | 36.3 | 958.1 | 99 | 0.8
2019 | 7 | 10 | 1 | 0 | 0 | 0 | 0 | 21.8 | 38.9 | 958 | 76.4 | 1.4
2019 | 7 | 10 | 2 | 0 | 0 | 0 | 0 | 21.2 | 40.8 | 957.8 | 171.4 | 1
2019 | 7 | 10 | 3 | 0 | 0 | 0 | 0 | 20.9 | 42.9 | 957.6 | 54.3 | 1.7
2019 | 7 | 10 | 4 | 0 | 0 | 0 | 0 | 20.6 | 43.4 | 957.7 | 32.9 | 1.3
2019 | 7 | 10 | 5 | 0 | 0 | 0 | 0 | 21.7 | 37.6 | 957.7 | 31.1 | 1.7
2019 | 7 | 10 | 6 | 0 | 223 | 24 | 51 | 22.5 | 36.5 | 957.8 | 51.8 | 1.8
2019 | 7 | 10 | 7 | 0 | 597 | 57 | 228 | 24.4 | 37.5 | 957.9 | 98.3 | 2.7
2019 | 7 | 10 | 8 | 0 | 728 | 83 | 428 | 25.9 | 39.1 | 958.2 | 103.1 | 5.3
2019 | 7 | 10 | 9 | 0 | 811 | 100 | 624 | 27.8 | 33.3 | 958.4 | 106.7 | 5.9
2019 | 7 | 10 | 10 | 0 | 840 | 120 | 785 | 28.7 | 31.9 | 958.6 | 104.4 | 6.4
2019 | 7 | 10 | 11 | 0 | 864 | 129 | 907 | 29.5 | 31.4 | 958.8 | 104.1 | 6.9
2019 | 7 | 10 | 12 | 0 | 862 | 143 | 974 | 30.1 | 30.5 | 958.7 | 103.8 | 6.9
2019 | 7 | 10 | 13 | 0 | 863 | 147 | 990 | 30.6 | 28.3 | 958.4 | 104.1 | 7.3
2019 | 7 | 10 | 14 | 0 | 858 | 143 | 948 | 31.2 | 27.1 | 957.9 | 100.8 | 7.3
2019 | 7 | 10 | 15 | 0 | 831 | 139 | 848 | 31.7 | 26.4 | 957.5 | 104.8 | 7.3
2019 | 7 | 10 | 16 | 0 | 784 | 131 | 701 | 31.2 | 29.8 | 957.3 | 103.7 | 7.3
2019 | 7 | 10 | 17 | 0 | 711 | 114 | 516 | 30.6 | 31.7 | 957.2 | 102.8 | 7.3
2019 | 7 | 10 | 18 | 0 | 620 | 83 | 321 | 29.7 | 35.6 | 957.1 | 105.8 | 6.7
2019 | 7 | 10 | 19 | 0 | 376 | 50 | 126 | 27.7 | 46.7 | 957.4 | 103.8 | 6.1
2019 | 7 | 10 | 20 | 0 | 23 | 8 | 10 | 25.4 | 54 | 957.8 | 99.8 | 4.8
2019 | 7 | 10 | 21 | 0 | 0 | 0 | 0 | 23.9 | 58.7 | 958.4 | 94.8 | 2.9
2019 | 7 | 10 | 22 | 0 | 0 | 0 | 0 | 23.2 | 59.2 | 958.9 | 81.6 | 2
2019 | 7 | 10 | 23 | 0 | 0 | 0 | 0 | 23 | 58.3 | 959.2 | 57.4 | 1.9
2019 | 7 | 11 | 0 | 0 | 0 | 0 | 0 | 22.9 | 57.1 | 959.2 | 68.3 | 2.1
2019 | 7 | 11 | 1 | 0 | 0 | 0 | 0 | 22 | 57.5 | 959.1 | 61.7 | 1.2
2019 | 7 | 11 | 2 | 0 | 0 | 0 | 0 | 22.8 | 55.8 | 959 | 61.2 | 2.4
2019 | 7 | 11 | 3 | 0 | 0 | 0 | 0 | 21.9 | 56.3 | 959 | 49.5 | 1.7
2019 | 7 | 11 | 4 | 0 | 0 | 0 | 0 | 20.6 | 56.7 | 958.7 | 52.4 | 1
2019 | 7 | 11 | 5 | 0 | 0 | 0 | 0 | 20.3 | 56.5 | 958.6 | 3.4 | 0.9
2019 | 7 | 11 | 6 | 0 | 66 | 35 | 44 | 21.2 | 50.8 | 958.6 | 147.5 | 1.2
2019 | 7 | 11 | 7 | 0 | 340 | 102 | 202 | 24.3 | 40.6 | 958.7 | 82.2 | 1
2019 | 7 | 11 | 8 | 0 | 535 | 146 | 401 | 27.5 | 33.1 | 958.9 | 99 | 2.1
2019 | 7 | 11 | 9 | 0 | 643 | 176 | 594 | 29.4 | 30.3 | 958.9 | 112.9 | 3
2019 | 7 | 11 | 10 | 0 | 719 | 191 | 762 | 31.4 | 28.1 | 959 | 109.1 | 4.6
2019 | 7 | 11 | 11 | 0 | 734 | 217 | 880 | 32.3 | 27.8 | 959.1 | 114.7 | 5.3
2019 | 7 | 11 | 12 | 0 | 734 | 241 | 952 | 32.7 | 26.6 | 959.1 | 98.2 | 6
2019 | 7 | 11 | 13 | 0 | 730 | 250 | 967 | 33.2 | 25.5 | 958.7 | 89.5 | 5.9
2019 | 7 | 11 | 14 | 0 | 689 | 266 | 917 | 33.5 | 24.6 | 958.4 | 98.7 | 6.1
2019 | 7 | 11 | 15 | 0 | 641 | 264 | 816 | 33.8 | 24.9 | 958 | 103.4 | 6.8
2019 | 7 | 11 | 16 | 0 | 555 | 255 | 662 | 33.6 | 27.8 | 957.6 | 106.1 | 7.2
2019 | 7 | 11 | 17 | 0 | 445 | 222 | 478 | 32.9 | 30.1 | 957.5 | 99.8 | 7.1
2019 | 7 | 11 | 18 | 0 | 274 | 170 | 279 | 32 | 29.7 | 957.5 | 104.1 | 6.6
2019 | 7 | 11 | 19 | 0 | 75 | 83 | 100 | 29.8 | 33.8 | 958 | 104.3 | 6.2
2019 | 7 | 11 | 20 | 0 | 1 | 8 | 8 | 27.5 | 41.2 | 958.6 | 93.2 | 4.6
2019 | 7 | 11 | 21 | 0 | 0 | 0 | 0 | 25.8 | 46.3 | 959.2 | 100.7 | 5
2019 | 7 | 11 | 22 | 0 | 0 | 0 | 0 | 24.9 | 48.5 | 959.7 | 101 | 4.5
2019 | 7 | 11 | 23 | 0 | 0 | 0 | 0 | 24 | 47.3 | 959.8 | 88.3 | 3.3
2019 | 7 | 12 | 0 | 0 | 0 | 0 | 0 | 23 | 52.4 | 959.8 | 76 | 2.1
2019 | 7 | 12 | 1 | 0 | 0 | 0 | 0 | 22.8 | 51 | 959.7 | 56.9 | 1.9
2019 | 7 | 12 | 2 | 0 | 0 | 0 | 0 | 22.3 | 52.3 | 959.3 | 75.2 | 1.6
2019 | 7 | 12 | 3 | 0 | 0 | 0 | 0 | 21.9 | 52 | 959.1 | 70 | 1.7
2019 | 7 | 12 | 4 | 0 | 0 | 0 | 0 | 23.4 | 45.2 | 958.9 | 77 | 2.2
2019 | 7 | 12 | 5 | 0 | 0 | 0 | 0 | 24.1 | 40.1 | 959 | 77.4 | 2.2
2019 | 7 | 12 | 6 | 0 | 7 | 39 | 41 | 23.5 | 44 | 959.6 | 69.8 | 1.2
2019 | 7 | 12 | 7 | 0 | 104 | 122 | 156 | 26.9 | 35.6 | 960 | 187.3 | 1.2
2019 | 7 | 12 | 8 | 0 | 314 | 221 | 373 | 30 | 34.6 | 960.2 | 110.2 | 1.8
2019 | 7 | 12 | 9 | 0 | 432 | 280 | 564 | 32.1 | 29.9 | 960.1 | 114.1 | 2.7
2019 | 7 | 12 | 10 | 0 | 531 | 305 | 731 | 34.8 | 21.8 | 959.9 | 89.4 | 3.9
2019 | 7 | 12 | 11 | 0 | 491 | 397 | 849 | 35.6 | 21 | 959.7 | 85.1 | 4.6
2019 | 7 | 12 | 12 | 0 | 505 | 400 | 895 | 36.6 | 19.5 | 959.5 | 89.7 | 4.4
2019 | 7 | 12 | 13 | 0 | 357 | 500 | 862 | 36.5 | 19.8 | 959.1 | 101.3 | 5.7
2019 | 7 | 12 | 14 | 0 | 226 | 474 | 698 | 36.2 | 19.4 | 958.9 | 105.3 | 6.5
2019 | 7 | 12 | 15 | 0 | 19 | 393 | 416 | 35.2 | 20.1 | 959 | 103.2 | 6
2019 | 7 | 12 | 16 | 0 | 16 | 341 | 356 | 34.4 | 21.1 | 958.8 | 98.5 | 5.9
2019 | 7 | 12 | 17 | 0 | 3 | 174 | 177 | 32.8 | 25 | 958.5 | 101.4 | 6
2019 | 7 | 12 | 18 | 0 | 5 | 143 | 146 | 31.3 | 28.2 | 958.3 | 100.9 | 5.6
2019 | 7 | 12 | 19 | 0 | 3 | 72 | 73 | 29.7 | 30.9 | 958.3 | 103.4 | 6.1
2019 | 7 | 12 | 20 | 0 | 0 | 5 | 5 | 28.2 | 31 | 958.8 | 95.5 | 3.3
2019 | 7 | 12 | 21 | 0 | 0 | 0 | 0 | 27.6 | 28.9 | 959.4 | 71.1 | 1.8
2019 | 7 | 12 | 22 | 0 | 0 | 0 | 0 | 26.4 | 30.6 | 960 | 187.6 | 1.4
2019 | 7 | 12 | 23 | 0 | 0 | 0 | 0 | 26.1 | 35.9 | 960.3 | 123.2 | 0.7
2019 | 7 | 13 | 0 | 0 | 0 | 0 | 0 | 26.2 | 36.9 | 960.5 | 232.4 | 2.3
2019 | 7 | 13 | 1 | 0 | 0 | 0 | 0 | 26 | 41.3 | 958.6 | 100.3 | 2.5
2019 | 7 | 13 | 2 | 0 | 0 | 0 | 0 | 27.7 | 33.1 | 958.2 | 188.6 | 2
2019 | 7 | 13 | 3 | 0 | 0 | 0 | 0 | 25.7 | 38.2 | 958.3 | 192 | 1.5
2019 | 7 | 13 | 4 | 0 | 0 | 0 | 0 | 24 | 42.5 | 958.2 | 198.1 | 1.1
2019 | 7 | 13 | 5 | 0 | 0 | 0 | 0 | 23.7 | 45.1 | 957.8 | 38.3 | 1.5
2019 | 7 | 13 | 6 | 0 | 1 | 30 | 30 | 23.3 | 43.6 | 958 | 154.7 | 1.4
2019 | 7 | 13 | 7 | 0 | 103 | 126 | 158 | 26.6 | 36.3 | 958.7 | 196.5 | 1
2019 | 7 | 13 | 8 | 0 | 285 | 210 | 351 | 28.9 | 31.8 | 958.9 | 128.9 | 1.5
2019 | 7 | 13 | 9 | 0 | 432 | 260 | 544 | 32.1 | 24.1 | 958.9 | 82.4 | 2.4
2019 | 7 | 13 | 10 | 0 | 529 | 290 | 707 | 33.9 | 19.8 | 958.9 | 76.7 | 2.2
2019 | 7 | 13 | 11 | 0 | 593 | 303 | 828 | 35.4 | 18.1 | 958.5 | 91.2 | 2.4
2019 | 7 | 13 | 12 | 0 | 635 | 307 | 920 | 36.4 | 16.5 | 957.9 | 99.8 | 2.6
2019 | 7 | 13 | 13 | 0 | 621 | 328 | 939 | 37 | 19 | 957.3 | 104.8 | 3.5
2019 | 7 | 13 | 14 | 0 | 666 | 273 | 897 | 36.9 | 21.7 | 956.8 | 119 | 3.2
2019 | 7 | 13 | 15 | 0 | 524 | 249 | 701 | 36.5 | 19.3 | 956.3 | 260.5 | 4.8
2019 | 7 | 13 | 16 | 0 | 515 | 235 | 612 | 36.1 | 17.1 | 955.9 | 255 | 6
2019 | 7 | 13 | 17 | 0 | 406 | 201 | 437 | 35.5 | 17.3 | 955.3 | 261.2 | 5.8
2019 | 7 | 13 | 18 | 0 | 331 | 154 | 282 | 34.9 | 19.2 | 955 | 283.7 | 3.9
2019 | 7 | 13 | 19 | 0 | 132 | 77 | 105 | 32.1 | 30.8 | 955 | 241.5 | 2.5
2019 | 7 | 13 | 20 | 0 | 2 | 8 | 8 | 29.5 | 39.7 | 955.3 | 133.2 | 2
2019 | 7 | 13 | 21 | 0 | 0 | 0 | 0 | 27 | 45.8 | 956 | 123.2 | 2
2019 | 7 | 13 | 22 | 0 | 0 | 0 | 0 | 25.6 | 46 | 956.5 | 93.8 | 2.6
2019 | 7 | 13 | 23 | 0 | 0 | 0 | 0 | 24.6 | 45.3 | 956.5 | 68.1 | 2.6
2019 | 7 | 14 | 0 | 0 | 0 | 0 | 0 | 23.8 | 49.1 | 956.4 | 135.9 | 1.7
2019 | 7 | 14 | 1 | 0 | 0 | 0 | 0 | 22.5 | 54.2 | 956.2 | 109.7 | 0.7
2019 | 7 | 14 | 2 | 0 | 0 | 0 | 0 | 22.8 | 52.4 | 955.6 | 23.8 | 1.6
2019 | 7 | 14 | 3 | 0 | 0 | 0 | 0 | 22.2 | 52 | 955.2 | 70.4 | 1.1
2019 | 7 | 14 | 4 | 0 | 0 | 0 | 0 | 22.4 | 51.2 | 955.2 | 35.7 | 1.2
2019 | 7 | 14 | 5 | 0 | 0 | 0 | 0 | 22.1 | 51.9 | 955.5 | 25 | 1.3
2019 | 7 | 14 | 6 | 0 | 230 | 20 | 48 | 22.2 | 52.2 | 955.6 | 142.7 | 1.4
2019 | 7 | 14 | 7 | 0 | 645 | 47 | 230 | 25.9 | 40.7 | 955.9 | 174.2 | 1.6
2019 | 7 | 14 | 8 | 0 | 780 | 66 | 435 | 28.3 | 33.2 | 956.1 | 206.5 | 2.2
2019 | 7 | 14 | 9 | 0 | 851 | 79 | 627 | 30.5 | 27.6 | 955.9 | 269.8 | 2
2019 | 7 | 14 | 10 | 0 | 884 | 91 | 779 | 31.5 | 29.3 | 955.8 | 243.4 | 5.1
2019 | 7 | 14 | 11 | 0 | 894 | 105 | 888 | 31.8 | 29.4 | 955.9 | 236.9 | 3.4
2019 | 7 | 14 | 12 | 0 | 892 | 115 | 964 | 33.2 | 27.2 | 955.6 | 248.6 | 2.9
2019 | 7 | 14 | 13 | 0 | 885 | 122 | 981 | 34.1 | 25.5 | 955.1 | 257.9 | 3.1
2019 | 7 | 14 | 14 | 0 | 865 | 126 | 930 | 34.8 | 25 | 954.6 | 248.4 | 3.2
2019 | 7 | 14 | 15 | 0 | 824 | 131 | 835 | 35.3 | 24.9 | 954.1 | 248.5 | 4.2
2019 | 7 | 14 | 16 | 0 | 767 | 127 | 684 | 35 | 24.5 | 954 | 260.9 | 4.7
2019 | 7 | 14 | 17 | 0 | 693 | 112 | 508 | 34.5 | 25.2 | 954.2 | 262.5 | 4.1
2019 | 7 | 14 | 18 | 0 | 576 | 86 | 304 | 34 | 26.7 | 954.7 | 169 | 2
2019 | 7 | 14 | 19 | 0 | 335 | 50 | 116 | 30.9 | 38.9 | 955.1 | 230.5 | 2.9
2019 | 7 | 14 | 20 | 0 | 22 | 7 | 8 | 27.6 | 49.8 | 955.5 | 245.4 | 1.6
2019 | 7 | 14 | 21 | 0 | 0 | 0 | 0 | 26.5 | 53.5 | 956.1 | 163.7 | 0.6
2019 | 7 | 14 | 22 | 0 | 0 | 0 | 0 | 26.9 | 50.5 | 956.4 | 80.8 | 1.3
2019 | 7 | 14 | 23 | 0 | 0 | 0 | 0 | 26 | 47.4 | 956.5 | 140.5 | 0.8
2019 | 7 | 15 | 0 | 0 | 0 | 0 | 0 | 25.5 | 44.5 | 956.4 | 114.5 | 1.1
2019 | 7 | 15 | 1 | 0 | 0 | 0 | 0 | 25.5 | 41.6 | 956.1 | 91.9 | 1.2
2019 | 7 | 15 | 2 | 0 | 0 | 0 | 0 | 24.9 | 41.7 | 955.7 | 10.1 | 0.7
2019 | 7 | 15 | 3 | 0 | 0 | 0 | 0 | 24.2 | 43.2 | 955.5 | 78.9 | 0.9
2019 | 7 | 15 | 4 | 0 | 0 | 0 | 0 | 24.5 | 42.5 | 955.6 | 19 | 1.3
2019 | 7 | 15 | 5 | 0 | 0 | 0 | 0 | 24.2 | 43.1 | 955.8 | 14.1 | 1.4
2019 | 7 | 15 | 6 | 0 | 141 | 25 | 41 | 24.7 | 42.3 | 955.9 | 23.8 | 1.3
2019 | 7 | 15 | 7 | 0 | 479 | 69 | 204 | 28.2 | 35.8 | 956.2 | 201.3 | 0.8
2019 | 7 | 15 | 8 | 0 | 661 | 96 | 405 | 31 | 30.4 | 956.2 | 229.7 | 1.6
2019 | 7 | 15 | 9 | 0 | 764 | 111 | 601 | 33.2 | 26.6 | 956.1 | 226.1 | 2.4
2019 | 7 | 15 | 10 | 0 | 807 | 136 | 772 | 34.6 | 23.8 | 955.9 | 223.1 | 2.9
2019 | 7 | 15 | 11 | 0 | 841 | 159 | 915 | 35.5 | 22.2 | 955.8 | 225.2 | 3.1
2019 | 7 | 15 | 12 | 0 | 847 | 204 | 1020 | 36.4 | 21.6 | 955.4 | 224.1 | 3.5
2019 | 7 | 15 | 13 | 0 | 831 | 231 | 1041 | 36.7 | 21.3 | 955.1 | 248.3 | 7.5
2019 | 7 | 15 | 14 | 0 | 822 | 178 | 948 | 36.6 | 21.7 | 954.9 | 244.4 | 7.5
2019 | 7 | 15 | 15 | 0 | 808 | 156 | 847 | 36.2 | 22.6 | 954.8 | 245.6 | 7.1
2019 | 7 | 15 | 16 | 0 | 759 | 139 | 690 | 35.8 | 22.7 | 954.6 | 249.2 | 7.4
2019 | 7 | 15 | 17 | 0 | 633 | 128 | 488 | 35.8 | 22.3 | 954.5 | 241.7 | 6.5
2019 | 7 | 15 | 18 | 0 | 503 | 98 | 288 | 35 | 24.4 | 954.5 | 257.4 | 5.7
2019 | 7 | 15 | 19 | 0 | 256 | 59 | 108 | 33.5 | 28.1 | 954.9 | 279.8 | 4.5
2019 | 7 | 15 | 20 | 0 | 16 | 7 | 8 | 30.9 | 35.1 | 955.4 | 251.1 | 2.4
2019 | 7 | 15 | 21 | 0 | 0 | 0 | 0 | 27.5 | 46.3 | 956.2 | 242 | 1.7
2019 | 7 | 15 | 22 | 0 | 0 | 0 | 0 | 25.9 | 52.4 | 956.7 | 205.1 | 0.7
2019 | 7 | 15 | 23 | 0 | 0 | 0 | 0 | 25.8 | 51.6 | 956.7 | 128.7 | 0.5
2019 | 7 | 16 | 0 | 0 | 0 | 0 | 0 | 25.9 | 49.2 | 956.6 | 87.6 | 1.1
2019 | 7 | 16 | 1 | 0 | 0 | 0 | 0 | 25.2 | 50.1 | 956.5 | 127.5 | 2.8
2019 | 7 | 16 | 2 | 0 | 0 | 0 | 0 | 23.6 | 69.6 | 956.7 | 100.9 | 5.3
2019 | 7 | 16 | 3 | 0 | 0 | 0 | 0 | 21.9 | 85.2 | 956.9 | 95.8 | 5.1
2019 | 7 | 16 | 4 | 0 | 0 | 0 | 0 | 21.4 | 88.2 | 957.2 | 95.6 | 5.5
2019 | 7 | 16 | 5 | 0 | 0 | 0 | 0 | 21.3 | 90.7 | 957.6 | 89.8 | 4.3
2019 | 7 | 16 | 6 | 0 | 75 | 27 | 37 | 21.5 | 90.3 | 957.9 | 80.8 | 3.2
2019 | 7 | 16 | 7 | 0 | 432 | 76 | 199 | 23.9 | 75.1 | 958.2 | 103.8 | 4.6
2019 | 7 | 16 | 8 | 0 | 629 | 105 | 399 | 26.6 | 58.7 | 958.4 | 111.2 | 6.6
2019 | 7 | 16 | 9 | 0 | 737 | 123 | 595 | 28 | 52.4 | 958.7 | 104.7 | 7
2019 | 7 | 16 | 10 | 0 | 803 | 131 | 763 | 29.9 | 47.1 | 958.7 | 104.4 | 6.8
2019 | 7 | 16 | 11 | 0 | 833 | 141 | 887 | 30.7 | 46.3 | 958.7 | 104.9 | 7.3
2019 | 7 | 16 | 12 | 0 | 855 | 142 | 963 | 30.7 | 46.6 | 958.7 | 102.9 | 7.2
2019 | 7 | 16 | 13 | 0 | 874 | 132 | 985 | 31.5 | 39.4 | 958.5 | 91.4 | 6.3
2019 | 7 | 16 | 14 | 0 | 867 | 129 | 941 | 32 | 37.7 | 958.3 | 85.2 | 5.8
2019 | 7 | 16 | 15 | 0 | 832 | 127 | 837 | 32.2 | 37.9 | 958.1 | 94 | 6
2019 | 7 | 16 | 16 | 0 | 756 | 133 | 681 | 31.7 | 40 | 957.8 | 91.1 | 6.4
2019 | 7 | 16 | 17 | 0 | 656 | 124 | 493 | 30.7 | 43.8 | 957.6 | 96 | 6.7
2019 | 7 | 16 | 18 | 0 | 523 | 96 | 296 | 29 | 45.5 | 957.6 | 95.8 | 6.6
2019 | 7 | 16 | 19 | 0 | 305 | 53 | 114 | 27.1 | 50.1 | 957.9 | 94.9 | 6.1
2019 | 7 | 16 | 20 | 0 | 12 | 7 | 8 | 24.7 | 60.1 | 958.3 | 97.3 | 5.6
2019 | 7 | 16 | 21 | 0 | 0 | 0 | 0 | 23.1 | 70.9 | 958.9 | 96.6 | 4.9
2019 | 7 | 16 | 22 | 0 | 0 | 0 | 0 | 22.2 | 72.1 | 959.4 | 96 | 3.7
2019 | 7 | 16 | 23 | 0 | 0 | 0 | 0 | 21.7 | 70.5 | 959.6 | 87.7 | 2.9
2019 | 7 | 17 | 0 | 0 | 0 | 0 | 0 | 21 | 73.8 | 959.4 | 94.7 | 2.8
2019 | 7 | 17 | 1 | 0 | 0 | 0 | 0 | 20.7 | 74.5 | 959 | 73.7 | 2.1
2019 | 7 | 17 | 2 | 0 | 0 | 0 | 0 | 20.4 | 69.4 | 958.6 | 22.2 | 0.8
2019 | 7 | 17 | 3 | 0 | 0 | 0 | 0 | 20 | 67.5 | 958.1 | 39.5 | 1.3
2019 | 7 | 17 | 4 | 0 | 0 | 0 | 0 | 20.2 | 68.2 | 957.9 | 57.8 | 1.4
2019 | 7 | 17 | 5 | 0 | 0 | 0 | 0 | 19.6 | 68.9 | 957.7 | 75.7 | 2.2
2019 | 7 | 17 | 6 | 0 | 168 | 26 | 45 | 21.6 | 61.8 | 957.5 | 40.9 | 1.4
2019 | 7 | 17 | 7 | 0 | 245 | 112 | 172 | 24.1 | 55.2 | 957.9 | 89.5 | 0.7
2019 | 7 | 17 | 8 | 0 | 171 | 192 | 281 | 25.1 | 52.2 | 958.5 | 120.7 | 1.3
2019 | 7 | 17 | 9 | 0 | 641 | 259 | 675 | 28.1 | 41.1 | 958.5 | 123.4 | 1.5
2019 | 7 | 17 | 10 | 0 | 557 | 234 | 676 | 29.8 | 35.8 | 958.5 | 144.4 | 1.2
2019 | 7 | 17 | 11 | 0 | 842 | 206 | 958 | 30.6 | 37.8 | 958.3 | 219.8 | 3.8
2019 | 7 | 17 | 12 | 0 | 812 | 216 | 995 | 31.3 | 34.6 | 957.9 | 253.1 | 3.9
2019 | 7 | 17 | 13 | 0 | 913 | 111 | 994 | 31.9 | 34.1 | 957.3 | 262.6 | 3.9
2019 | 7 | 17 | 14 | 0 | 905 | 108 | 950 | 32.5 | 31.8 | 956.7 | 251.4 | 4.4
2019 | 7 | 17 | 15 | 0 | 852 | 119 | 840 | 32.1 | 33.1 | 956.4 | 268.5 | 5.8
2019 | 7 | 17 | 16 | 0 | 801 | 115 | 690 | 30.9 | 39.5 | 956 | 276.9 | 6.1
2019 | 7 | 17 | 17 | 0 | 712 | 111 | 508 | 28.8 | 46 | 956 | 278.8 | 6.1
2019 | 7 | 17 | 18 | 0 | 443 | 111 | 282 | 27.4 | 52.3 | 956.1 | 273.6 | 4.9
2019 | 7 | 17 | 19 | 0 | 137 | 44 | 77 | 26.1 | 57 | 956.9 | 246 | 2.7
2019 | 7 | 17 | 20 | 0 | 1 | 6 | 6 | 24.8 | 60 | 957.4 | 99.8 | 4.4
2019 | 7 | 17 | 21 | 0 | 0 | 0 | 0 | 23.4 | 70.2 | 957.9 | 111.7 | 3.7
2019 | 7 | 17 | 22 | 0 | 0 | 0 | 0 | 22.8 | 75.6 | 958.5 | 115.8 | 2.3
2019 | 7 | 17 | 23 | 0 | 0 | 0 | 0 | 22.1 | 81.6 | 958.7 | 81.2 | 1.2
2019 | 7 | 18 | 0 | 0 | 0 | 0 | 0 | 21.8 | 82.8 | 958.7 | 90.9 | 0.7
2019 | 7 | 18 | 1 | 0 | 0 | 0 | 0 | 21.4 | 82.8 | 958.1 | 73.8 | 0.7
2019 | 7 | 18 | 2 | 0 | 0 | 0 | 0 | 20.7 | 84.3 | 957.9 | 80.5 | 1.3
2019 | 7 | 18 | 3 | 0 | 0 | 0 | 0 | 20.6 | 80.7 | 957.8 | 56.7 | 0.9
2019 | 7 | 18 | 4 | 0 | 0 | 0 | 0 | 20.1 | 75.9 | 957.7 | 42.4 | 1
2019 | 7 | 18 | 5 | 0 | 0 | 0 | 0 | 20.9 | 66 | 957.9 | 25.1 | 2.3
2019 | 7 | 18 | 6 | 0 | 150 | 23 | 39 | 21.7 | 62.3 | 958.1 | 28 | 1.6
2019 | 7 | 18 | 7 | 0 | 515 | 62 | 204 | 23.6 | 57 | 958.3 | 82.1 | 1.4
2019 | 7 | 18 | 8 | 0 | 704 | 83 | 408 | 26.3 | 47.1 | 958.7 | 83.5 | 2
2019 | 7 | 18 | 9 | 0 | 789 | 100 | 601 | 26.8 | 51 | 958.9 | 97.7 | 3.5
2019 | 7 | 18 | 10 | 0 | 831 | 115 | 762 | 28 | 49.3 | 959.1 | 110 | 4.1
2019 | 7 | 18 | 11 | 0 | 874 | 116 | 893 | 29.4 | 46.3 | 959.1 | 101.2 | 5.6
2019 | 7 | 18 | 12 | 0 | 905 | 110 | 974 | 30.9 | 29.2 | 958.9 | 91 | 5.7
2019 | 7 | 18 | 13 | 0 | 919 | 104 | 994 | 31.8 | 24 | 958.6 | 86.6 | 5.8
2019 | 7 | 18 | 14 | 0 | 928 | 95 | 960 | 32.3 | 23.3 | 958.2 | 93.5 | 6
2019 | 7 | 18 | 15 | 0 | 919 | 87 | 864 | 32.7 | 23.5 | 957.7 | 96 | 5.7
2019 | 7 | 18 | 16 | 0 | 887 | 81 | 716 | 32.7 | 21.3 | 957.4 | 95.3 | 6
2019 | 7 | 18 | 17 | 0 | 821 | 73 | 529 | 32.4 | 22.3 | 957.2 | 94.6 | 5.7
2019 | 7 | 18 | 18 | 0 | 695 | 61 | 321 | 30.8 | 31.6 | 957.4 | 109.3 | 5.6
2019 | 7 | 18 | 19 | 0 | 442 | 38 | 121 | 29.3 | 31.3 | 958 | 102.7 | 4
2019 | 7 | 18 | 20 | 0 | 23 | 4 | 6 | 27 | 30.1 | 958.5 | 104.1 | 3.5
2019 | 7 | 18 | 21 | 0 | 0 | 0 | 0 | 24.8 | 32.6 | 959 | 91.8 | 3.3
2019 | 7 | 18 | 22 | 0 | 0 | 0 | 0 | 23.4 | 39.2 | 959.4 | 93.9 | 2.8
2019 | 7 | 18 | 23 | 0 | 0 | 0 | 0 | 22.2 | 44.2 | 959.6 | 87.2 | 1.8
2019 | 7 | 19 | 0 | 0 | 0 | 0 | 0 | 22 | 45.3 | 959.4 | 72.2 | 2.3
2019 | 7 | 19 | 1 | 0 | 0 | 0 | 0 | 23.1 | 33.4 | 959.1 | 36 | 2
2019 | 7 | 19 | 2 | 0 | 0 | 0 | 0 | 22.2 | 35.3 | 958.8 | 66.7 | 1.7
2019 | 7 | 19 | 3 | 0 | 0 | 0 | 0 | 21.2 | 49.2 | 958.4 | 78.2 | 2.9
2019 | 7 | 19 | 4 | 0 | 0 | 0 | 0 | 20.7 | 64 | 958.4 | 87.1 | 3.2
2019 | 7 | 19 | 5 | 0 | 0 | 0 | 0 | 20.4 | 73.2 | 958.8 | 83.8 | 3.5
2019 | 7 | 19 | 6 | 0 | 152 | 25 | 41 | 20.5 | 70 | 959.1 | 70.1 | 2.7
2019 | 7 | 19 | 7 | 0 | 501 | 67 | 204 | 22.4 | 63 | 959.2 | 78.8 | 2.1
2019 | 7 | 19 | 8 | 0 | 658 | 100 | 404 | 26.3 | 39.3 | 959.4 | 93.5 | 3.1
2019 | 7 | 19 | 9 | 0 | 758 | 119 | 603 | 29.8 | 26.7 | 959.2 | 104.6 | 4.4
2019 | 7 | 19 | 10 | 0 | 830 | 125 | 774 | 31.9 | 19.5 | 959.1 | 96.5 | 6
2019 | 7 | 19 | 11 | 0 | 843 | 143 | 894 | 32.8 | 18.6 | 958.9 | 88.7 | 6.7
2019 | 7 | 19 | 12 | 0 | 837 | 159 | 961 | 32.7 | 22.2 | 958.8 | 99.3 | 8.3
2019 | 7 | 19 | 13 | 0 | 828 | 168 | 975 | 32.7 | 22.2 | 958.5 | 101.1 | 8.7
2019 | 7 | 19 | 14 | 0 | 784 | 186 | 921 | 33 | 25.1 | 958.1 | 101.4 | 7.9
2019 | 7 | 19 | 15 | 0 | 660 | 240 | 806 | 33.1 | 26.7 | 957.5 | 100.4 | 7.4
2019 | 7 | 19 | 16 | 0 | 493 | 274 | 634 | 32.7 | 29.4 | 957.1 | 97.6 | 7.4
2019 | 7 | 19 | 17 | 0 | 349 | 246 | 446 | 31.9 | 33.4 | 956.6 | 100.2 | 7.7
2019 | 7 | 19 | 18 | 0 | 174 | 178 | 248 | 30.8 | 33.5 | 956.3 | 93.4 | 7.1
2019 | 7 | 19 | 19 | 0 | 28 | 74 | 81 | 29.6 | 33.1 | 956.1 | 95.6 | 7.3
2019 | 7 | 19 | 20 | 0 | 0 | 5 | 5 | 28.2 | 39 | 956.5 | 104.4 | 6
2019 | 7 | 19 | 21 | 0 | 0 | 0 | 0 | 25.9 | 55.4 | 957.4 | 99.3 | 5.7
2019 | 7 | 19 | 22 | 0 | 0 | 0 | 0 | 24.1 | 67.3 | 958.4 | 84.4 | 4.9
2019 | 7 | 19 | 23 | 0 | 0 | 0 | 0 | 23.7 | 67.7 | 958.7 | 98.8 | 4.3
2019 | 7 | 20 | 0 | 0 | 0 | 0 | 0 | 23.2 | 67.6 | 958.3 | 111.8 | 3.7
2019 | 7 | 20 | 1 | 0 | 0 | 0 | 0 | 23 | 63.8 | 958.1 | 249.9 | 1.4
2019 | 7 | 20 | 2 | 0 | 0 | 0 | 0 | 23.2 | 57 | 957.6 | 360 | 0.7
2019 | 7 | 20 | 3 | 0 | 0 | 0 | 0 | 22.9 | 54 | 957.2 | 285.3 | 1
2019 | 7 | 20 | 4 | 0 | 0 | 0 | 0 | 23 | 50.6 | 957.2 | 343.9 | 1.2
2019 | 7 | 20 | 5 | 0 | 0 | 0 | 0 | 23.2 | 45.8 | 957.2 | 347 | 1.1
2019 | 7 | 20 | 6 | 0 | 9 | 28 | 29 | 22.8 | 45.9 | 957.2 | 188 | 1
2019 | 7 | 20 | 7 | 0 | 103 | 117 | 148 | 26.7 | 35 | 957.5 | 329.6 | 0.9
2019 | 7 | 20 | 8 | 0 | 141 | 221 | 290 | 29.6 | 29.1 | 957.7 | 112.7 | 0.6
2019 | 7 | 20 | 9 | 0 | 294 | 311 | 509 | 31.6 | 25.8 | 957.5 | 90.9 | 1.8
2019 | 7 | 20 | 10 | 0 | 511 | 311 | 719 | 33.3 | 23.5 | 957.4 | 116.4 | 4.8
2019 | 7 | 20 | 11 | 0 | 612 | 288 | 840 | 34 | 24.6 | 957.6 | 109 | 5.4
2019 | 7 | 20 | 12 | 0 | 656 | 280 | 915 | 33.9 | 28.6 | 957.8 | 104 | 4.7
2019 | 7 | 20 | 13 | 0 | 673 | 271 | 933 | 33.7 | 32.4 | 957.9 | 100.1 | 5.7
2019 | 7 | 20 | 14 | 0 | 662 | 263 | 888 | 33.4 | 34.6 | 957.8 | 96.1 | 6
2019 | 7 | 20 | 15 | 0 | 614 | 257 | 783 | 32.7 | 42.3 | 957.6 | 99 | 6.3
2019 | 7 | 20 | 16 | 0 | 536 | 243 | 633 | 31.4 | 51.8 | 957.6 | 105.2 | 6.8
2019 | 7 | 20 | 17 | 0 | 418 | 212 | 450 | 30.7 | 56.6 | 957.4 | 106.8 | 7
2019 | 7 | 20 | 18 | 0 | 268 | 153 | 258 | 30.2 | 58.7 | 957.8 | 102.4 | 6.6
2019 | 7 | 20 | 19 | 0 | 71 | 68 | 84 | 28.1 | 67.4 | 958.7 | 88.5 | 6.2
2019 | 7 | 20 | 20 | 0 | 1 | 5 | 5 | 25.5 | 78.7 | 959.5 | 96.8 | 5.5
2019 | 7 | 20 | 21 | 0 | 0 | 0 | 0 | 24.8 | 80.8 | 959.9 | 103.4 | 4.9
2019 | 7 | 20 | 22 | 0 | 0 | 0 | 0 | 24.1 | 83.3 | 960.5 | 205.7 | 2.1
2019 | 7 | 20 | 23 | 0 | 0 | 0 | 0 | 24.5 | 81.4 | 960.8 | 247.8 | 1.2
2019 | 7 | 21 | 0 | 0 | 0 | 0 | 0 | 25 | 75.5 | 960.7 | 15.6 | 0.9
2019 | 7 | 21 | 1 | 0 | 0 | 0 | 0 | 24.9 | 70.7 | 960.6 | 314.5 | 0.9
2019 | 7 | 21 | 2 | 0 | 0 | 0 | 0 | 23.3 | 73.6 | 960.6 | 131.5 | 1
2019 | 7 | 21 | 3 | 0 | 0 | 0 | 0 | 22.8 | 73.4 | 960.5 | 169.9 | 1
2019 | 7 | 21 | 4 | 0 | 0 | 0 | 0 | 22.2 | 72.9 | 960.1 | 78.9 | 2
2019 | 7 | 21 | 5 | 0 | 0 | 0 | 0 | 23 | 70.1 | 960.3 | 34.1 | 2.6
2019 | 7 | 21 | 6 | 0 | 35 | 28 | 33 | 23.7 | 62.9 | 960.8 | 60.8 | 3.6
2019 | 7 | 21 | 7 | 0 | 274 | 99 | 177 | 24.6 | 56.8 | 961.1 | 54.7 | 3.4
2019 | 7 | 21 | 8 | 0 | 476 | 151 | 374 | 27.4 | 42.6 | 961.4 | 74.1 | 3.6
2019 | 7 | 21 | 9 | 0 | 593 | 184 | 567 | 29.2 | 37.4 | 961.4 | 116 | 6.1
2019 | 7 | 21 | 10 | 0 | 679 | 199 | 735 | 31 | 32.7 | 961.5 | 110.9 | 7.4
2019 | 7 | 21 | 11 | 0 | 704 | 220 | 853 | 31.4 | 36 | 961.7 | 105.4 | 7.4
2019 | 7 | 21 | 12 | 0 | 695 | 254 | 926 | 32.3 | 38.5 | 961.6 | 107.7 | 8.1
2019 | 7 | 21 | 13 | 0 | 617 | 300 | 909 | 32.1 | 46.3 | 961.5 | 111 | 8.5
2019 | 7 | 21 | 14 | 0 | 534 | 385 | 892 | 31.5 | 51.4 | 961.2 | 105.7 | 9.3
2019 | 7 | 21 | 15 | 0 | 619 | 258 | 788 | 31 | 54.3 | 961.1 | 100.3 | 9
2019 | 7 | 21 | 16 | 0 | 554 | 233 | 636 | 30.6 | 55.5 | 960.8 | 102.6 | 8.2
2019 | 7 | 21 | 17 | 0 | 454 | 201 | 459 | 29.9 | 57.5 | 960.5 | 103.8 | 8.4
2019 | 7 | 21 | 18 | 0 | 128 | 118 | 173 | 28.2 | 64.1 | 960.7 | 106.7 | 8.1
2019 | 7 | 21 | 19 | 0 | 27 | 65 | 71 | 25.9 | 75 | 961.8 | 104.1 | 7.4
2019 | 7 | 21 | 20 | 0 | 0 | 6 | 6 | 24.3 | 83.4 | 963.3 | 108.9 | 5.4
2019 | 7 | 21 | 21 | 0 | 0 | 0 | 0 | 23.8 | 85 | 963.8 | 99.3 | 5.5
2019 | 7 | 21 | 22 | 0 | 0 | 0 | 0 | 23.5 | 83.1 | 963.9 | 111.1 | 4.6
2019 | 7 | 21 | 23 | 0 | 0 | 0 | 0 | 23.7 | 77.4 | 963.5 | 156 | 2.3
2019 | 7 | 22 | 0 | 0 | 0 | 0 | 0 | 23.5 | 76.1 | 963.8 | 196.5 | 1.5
2019 | 7 | 22 | 1 | 0 | 0 | 0 | 0 | 23.8 | 67.4 | 963.7 | 51.8 | 2.4
2019 | 7 | 22 | 2 | 0 | 0 | 0 | 0 | 23.1 | 67.9 | 963.1 | 74.8 | 2.7
2019 | 7 | 22 | 3 | 0 | 0 | 0 | 0 | 22.6 | 68.1 | 962.6 | 63.9 | 2.4
2019 | 7 | 22 | 4 | 0 | 0 | 0 | 0 | 22.4 | 64.6 | 962.6 | 54 | 2.3
2019 | 7 | 22 | 5 | 0 | 0 | 0 | 0 | 22.7 | 60.7 | 963 | 38.6 | 1.3
2019 | 7 | 22 | 6 | 0 | 51 | 24 | 31 | 22.4 | 58 | 963.3 | 23.6 | 1
2019 | 7 | 22 | 7 | 0 | 369 | 86 | 187 | 25.6 | 43.4 | 963.8 | 51.6 | 2.1
2019 | 7 | 22 | 8 | 0 | 535 | 135 | 381 | 27.7 | 38.8 | 963.8 | 95.1 | 4.7
2019 | 7 | 22 | 9 | 0 | 631 | 172 | 573 | 30.5 | 27.6 | 963.4 | 94.5 | 7
2019 | 7 | 22 | 10 | 0 | 680 | 204 | 734 | 31.5 | 26.3 | 963.5 | 94.1 | 7.7
2019 | 7 | 22 | 11 | 0 | 691 | 233 | 849 | 32.5 | 26.9 | 963.6 | 86.8 | 7.6
2019 | 7 | 22 | 12 | 0 | 723 | 233 | 927 | 33.6 | 26.5 | 963.2 | 92.4 | 7.7
2019 | 7 | 22 | 13 | 0 | 734 | 227 | 944 | 34.2 | 28 | 962.7 | 96.7 | 8.3
2019 | 7 | 22 | 14 | 0 | 717 | 227 | 900 | 34.2 | 30.5 | 962.4 | 97.7 | 9.2
2019 | 7 | 22 | 15 | 0 | 668 | 225 | 793 | 33.7 | 36.9 | 962.2 | 99.4 | 8
2019 | 7 | 22 | 16 | 0 | 586 | 217 | 640 | 32.4 | 43.9 | 961.8 | 101 | 8.2
2019 | 7 | 22 | 17 | 0 | 490 | 187 | 462 | 32.1 | 43.6 | 961.3 | 100.9 | 7.6
2019 | 7 | 22 | 18 | 0 | 321 | 144 | 266 | 30.3 | 51.5 | 961.1 | 103.2 | 7.8
2019 | 7 | 22 | 19 | 0 | 93 | 70 | 90 | 27.9 | 60.2 | 961.6 | 103.5 | 6.9
2019 | 7 | 22 | 20 | 0 | 0 | 5 | 5 | 26.1 | 64.9 | 962.2 | 109.1 | 5.5
2019 | 7 | 22 | 21 | 0 | 0 | 0 | 0 | 25.6 | 62.4 | 962.8 | 111.6 | 4.3
2019 | 7 | 22 | 22 | 0 | 0 | 0 | 0 | 25.5 | 56.5 | 963.1 | 118.1 | 3.4
2019 | 7 | 22 | 23 | 0 | 0 | 0 | 0 | 24.9 | 57.3 | 963.2 | 99.7 | 1.2
2019 | 7 | 23 | 0 | 0 | 0 | 0 | 0 | 24.2 | 58.5 | 963.1 | 89.9 | 1.2
2019 | 7 | 23 | 1 | 0 | 0 | 0 | 0 | 23.8 | 55.7 | 962.6 | 34.7 | 2
2019 | 7 | 23 | 2 | 0 | 0 | 0 | 0 | 23.3 | 50.7 | 961.5 | 90.7 | 3
2019 | 7 | 23 | 3 | 0 | 0 | 0 | 0 | 23.2 | 51.8 | 961.4 | 65.1 | 2.4
2019 | 7 | 23 | 4 | 0 | 0 | 0 | 0 | 23.3 | 54.4 | 961.2 | 69.4 | 2.7
2019 | 7 | 23 | 5 | 0 | 0 | 0 | 0 | 22.8 | 51.3 | 960.9 | 67 | 2.5
2019 | 7 | 23 | 6 | 0 | 58 | 27 | 34 | 22.7 | 48.8 | 961.3 | 78.6 | 2.3
2019 | 7 | 23 | 7 | 0 | 324 | 92 | 181 | 25.2 | 39.7 | 961.4 | 61.8 | 2.6
2019 | 7 | 23 | 8 | 0 | 536 | 135 | 381 | 29 | 27.1 | 961.3 | 101.1 | 2.7
2019 | 7 | 23 | 9 | 0 | 661 | 162 | 579 | 31.7 | 19.7 | 961.3 | 108.5 | 4.1
2019 | 7 | 23 | 10 | 0 | 731 | 179 | 749 | 33.3 | 15.9 | 961.1 | 88.2 | 5.3
2019 | 7 | 23 | 11 | 0 | 772 | 188 | 875 | 34.6 | 15.6 | 961 | 96.5 | 5.5
2019 | 7 | 23 | 12 | 0 | 783 | 199 | 947 | 35.3 | 15.1 | 961 | 103.1 | 6.9
2019 | 7 | 23 | 13 | 0 | 799 | 192 | 968 | 35.6 | 15.3 | 960.5 | 99.5 | 8
2019 | 7 | 23 | 14 | 0 | 790 | 198 | 936 | 35.9 | 16.5 | 960.2 | 100 | 7.8
2019 | 7 | 23 | 15 | 0 | 699 | 223 | 819 | 35.9 | 17.2 | 959.9 | 97.6 | 7.5
2019 | 7 | 23 | 16 | 0 | 160 | 298 | 417 | 35 | 18.2 | 959.7 | 101.9 | 7.1
2019 | 7 | 23 | 17 | 0 | 149 | 203 | 280 | 34.1 | 20.3 | 959.4 | 100.1 | 6.3
2019 | 7 | 23 | 18 | 0 | 461 | 116 | 288 | 34 | 18 | 959 | 81.8 | 6.6
2019 | 7 | 23 | 19 | 0 | 183 | 62 | 99 | 32.1 | 21 | 959 | 91.5 | 6.1
2019 | 7 | 23 | 20 | 0 | 2 | 5 | 5 | 28.6 | 34 | 959.6 | 101 | 4.6
2019 | 7 | 23 | 21 | 0 | 0 | 0 | 0 | 26.5 | 39.7 | 960.3 | 100.7 | 4
2019 | 7 | 23 | 22 | 0 | 0 | 0 | 0 | 25.6 | 41.2 | 960.9 | 93.5 | 2.6
2019 | 7 | 23 | 23 | 0 | 0 | 0 | 0 | 24.9 | 43.4 | 961 | 151.7 | 1.4
2019 | 7 | 24 | 0 | 0 | 0 | 0 | 0 | 24.2 | 43 | 960.7 | 14.3 | 1
2019 | 7 | 24 | 1 | 0 | 0 | 0 | 0 | 23.7 | 39.9 | 960.5 | 25.2 | 1.6
2019 | 7 | 24 | 2 | 0 | 0 | 0 | 0 | 24.1 | 35.2 | 960.1 | 22.2 | 1.9
2019 | 7 | 24 | 3 | 0 | 0 | 0 | 0 | 23.8 | 35.2 | 959.7 | 43 | 2.4
2019 | 7 | 24 | 4 | 0 | 0 | 0 | 0 | 23.5 | 33.7 | 959.4 | 22.1 | 2.4
2019 | 7 | 24 | 5 | 0 | 0 | 0 | 0 | 24.1 | 31.6 | 959.1 | 36 | 2.5
2019 | 7 | 24 | 6 | 0 | 55 | 23 | 30 | 23.8 | 31 | 959.3 | 36 | 2.3
2019 | 7 | 24 | 7 | 0 | 412 | 77 | 188 | 26.5 | 27.4 | 959.6 | 70.8 | 2.6
2019 | 7 | 24 | 8 | 0 | 618 | 110 | 391 | 29.6 | 23.7 | 959.7 | 105.9 | 3.5
2019 | 7 | 24 | 9 | 0 | 738 | 128 | 592 | 32.3 | 19.7 | 959.9 | 99.9 | 4.7
2019 | 7 | 24 | 10 | 0 | 790 | 144 | 759 | 33.3 | 18.8 | 960.1 | 89.8 | 5
2019 | 7 | 24 | 11 | 0 | 814 | 159 | 882 | 34 | 17.9 | 959.9 | 98.9 | 6
2019 | 7 | 24 | 12 | 0 | 830 | 163 | 955 | 34.6 | 17.4 | 959.9 | 102.6 | 6.3
2019 | 7 | 24 | 13 | 0 | 849 | 155 | 976 | 35 | 17.7 | 959.5 | 102.4 | 6.8
2019 | 7 | 24 | 14 | 0 | 849 | 145 | 934 | 35.1 | 18.1 | 959.2 | 101 | 6.6
2019 | 7 | 24 | 15 | 0 | 822 | 139 | 833 | 35.2 | 19.4 | 959 | 90.4 | 5.8
2019 | 7 | 24 | 16 | 0 | 780 | 129 | 686 | 34.8 | 19.5 | 958.7 | 97.4 | 6.4
2019 | 7 | 24 | 17 | 0 | 712 | 111 | 504 | 34.5 | 20.4 | 958.4 | 100.1 | 6
2019 | 7 | 24 | 18 | 0 | 568 | 88 | 298 | 33.3 | 22.8 | 958.2 | 96.7 | 6.1
2019 | 7 | 24 | 19 | 0 | 262 | 50 | 100 | 31.5 | 27 | 958.5 | 94.5 | 4.5
2019 | 7 | 24 | 20 | 0 | 4 | 4 | 4 | 28.8 | 38.9 | 958.9 | 99.8 | 3.7
2019 | 7 | 24 | 21 | 0 | 0 | 0 | 0 | 27 | 45.5 | 959.4 | 109.4 | 2.9
2019 | 7 | 24 | 22 | 0 | 0 | 0 | 0 | 26.1 | 47.4 | 959.8 | 92.6 | 1.5
2019 | 7 | 24 | 23 | 0 | 0 | 0 | 0 | 25.9 | 43 | 959.9 | 48.7 | 2.2
2019 | 7 | 25 | 0 | 0 | 0 | 0 | 0 | 25.9 | 32.5 | 959.6 | 25.5 | 3.1
2019 | 7 | 25 | 1 | 0 | 0 | 0 | 0 | 24.8 | 31.5 | 959 | 57.4 | 2
2019 | 7 | 25 | 2 | 0 | 0 | 0 | 0 | 25.2 | 28.8 | 958.5 | 17.8 | 2.5
2019 | 7 | 25 | 3 | 0 | 0 | 0 | 0 | 24.6 | 29.8 | 958.3 | 29.5 | 2.3
2019 | 7 | 25 | 4 | 0 | 0 | 0 | 0 | 24.4 | 30.7 | 958.1 | 30.2 | 2.1
2019 | 7 | 25 | 5 | 0 | 0 | 0 | 0 | 24 | 31.6 | 958.2 | 21.1 | 2.7
2019 | 7 | 25 | 6 | 0 | 57 | 23 | 29 | 24.4 | 31.1 | 958.5 | 17.1 | 2.9
2019 | 7 | 25 | 7 | 0 | 409 | 76 | 186 | 27.2 | 28.1 | 958.7 | 12.1 | 1.4
2019 | 7 | 25 | 8 | 0 | 634 | 105 | 391 | 30.1 | 25.6 | 959 | 92.1 | 2
2019 | 7 | 25 | 9 | 0 | 766 | 114 | 594 | 31.8 | 24.9 | 958.8 | 108.8 | 3.8
2019 | 7 | 25 | 10 | 0 | 844 | 117 | 770 | 32.6 | 23.4 | 958.9 | 112.2 | 4.8
2019 | 7 | 25 | 11 | 0 | 890 | 116 | 902 | 33.5 | 22.3 | 958.6 | 104.5 | 5.1
2019 | 7 | 25 | 12 | 0 | 903 | 117 | 973 | 34.3 | 21.6 | 958.4 | 93.3 | 4.9
2019 | 7 | 25 | 13 | 0 | 902 | 116 | 985 | 34.8 | 22.8 | 958.1 | 91.7 | 5.1
2019 | 7 | 25 | 14 | 0 | 898 | 112 | 943 | 34.9 | 23.1 | 957.6 | 98.3 | 5.5
2019 | 7 | 25 | 15 | 0 | 865 | 112 | 838 | 35 | 24.7 | 957.3 | 94.3 | 6
2019 | 7 | 25 | 16 | 0 | 780 | 122 | 677 | 34.1 | 31.1 | 957 | 93.4 | 5.2
2019 | 7 | 25 | 17 | 0 | 685 | 111 | 488 | 33.6 | 34.3 | 956.8 | 97.9 | 4.2
2019 | 7 | 25 | 18 | 0 | 517 | 93 | 283 | 32.8 | 38.2 | 956.6 | 92.7 | 3.8
2019 | 7 | 25 | 19 | 0 | 248 | 52 | 98 | 30.8 | 43.6 | 956.8 | 92.7 | 4
2019 | 7 | 25 | 20 | 0 | 5 | 5 | 5 | 28.4 | 50.7 | 957.5 | 97.9 | 3.1
2019 | 7 | 25 | 21 | 0 | 0 | 0 | 0 | 27 | 54.6 | 958.1 | 118.2 | 2.3
2019 | 7 | 25 | 22 | 0 | 0 | 0 | 0 | 25.9 | 59.2 | 958.6 | 132.2 | 1.3
2019 | 7 | 25 | 23 | 0 | 0 | 0 | 0 | 24.4 | 66 | 958.7 | 241.2 | 1.6
2019 | 7 | 26 | 0 | 0 | 0 | 0 | 0 | 23 | 73.9 | 958.4 | 259 | 1.6
2019 | 7 | 26 | 1 | 0 | 0 | 0 | 0 | 22 | 79 | 957.6 | 283.7 | 1
2019 | 7 | 26 | 2 | 0 | 0 | 0 | 0 | 21.3 | 81.3 | 957.1 | 252.8 | 0.7
2019 | 7 | 26 | 3 | 0 | 0 | 0 | 0 | 20.8 | 83.3 | 956.6 | 190.1 | 0.3
2019 | 7 | 26 | 4 | 0 | 0 | 0 | 0 | 20.6 | 75.7 | 956.2 | 181.4 | 1.4
2019 | 7 | 26 | 5 | 0 | 0 | 0 | 0 | 19.4 | 80.9 | 956.2 | 176.9 | 0.8
2019 | 7 | 26 | 6 | 0 | 144 | 18 | 35 | 20.4 | 73 | 956.1 | 265.7 | 0.5
2019 | 7 | 26 | 7 | 0 | 561 | 55 | 200 | 24.3 | 58.5 | 956 | 62.6 | 0.7
2019 | 7 | 26 | 8 | 0 | 731 | 81 | 407 | 27.4 | 49.3 | 956 | 230.5 | 1.3
2019 | 7 | 26 | 9 | 0 | 778 | 134 | 616 | 29.6 | 42.1 | 955.9 | 232.6 | 3.7
2019 | 7 | 26 | 10 | 0 | 446 | 313 | 663 | 30.8 | 39.5 | 955.7 | 228.3 | 4
2019 | 7 | 26 | 11 | 0 | 353 | 391 | 704 | 31.8 | 35 | 955.5 | 231.8 | 4.1
2019 | 7 | 26 | 12 | 0 | 326 | 362 | 678 | 32.9 | 24.4 | 955.1 | 254.9 | 3.2
2019 | 7 | 26 | 13 | 0 | 779 | 176 | 927 | 34.4 | 21.8 | 954.4 | 240 | 2.9
2019 | 7 | 26 | 14 | 0 | 875 | 128 | 937 | 35.5 | 20.9 | 953.5 | 245.5 | 4.1
2019 | 7 | 26 | 15 | 0 | 850 | 127 | 839 | 36.1 | 19.8 | 952.9 | 248.9 | 4.4
2019 | 7 | 26 | 16 | 0 | 805 | 120 | 691 | 35.8 | 20.8 | 952.6 | 253.1 | 4.9
2019 | 7 | 26 | 17 | 0 | 719 | 121 | 516 | 35.7 | 22.4 | 952 | 244.5 | 5.6
2019 | 7 | 26 | 18 | 0 | 240 | 101 | 199 | 35.1 | 22.1 | 951.8 | 285.2 | 3.7
2019 | 7 | 26 | 19 | 0 | 340 | 75 | 135 | 33.7 | 23 | 952.5 | 339.3 | 6
2019 | 7 | 26 | 20 | 0 | 8 | 5 | 6 | 32 | 20.4 | 953.1 | 304.1 | 4.7
2019 | 7 | 26 | 21 | 0 | 0 | 0 | 0 | 30.7 | 19.1 | 953.5 | 281.5 | 2.8
2019 | 7 | 26 | 22 | 0 | 0 | 0 | 0 | 29.6 | 21.3 | 953.8 | 234.8 | 4.1
2019 | 7 | 26 | 23 | 0 | 0 | 0 | 0 | 27.9 | 26.1 | 953.8 | 242.2 | 3.2
2019 | 7 | 27 | 0 | 0 | 0 | 0 | 0 | 27 | 27.6 | 953.7 | 225.1 | 2.2
2019 | 7 | 27 | 1 | 0 | 0 | 0 | 0 | 26 | 28.6 | 953.1 | 196.5 | 1.9
2019 | 7 | 27 | 2 | 0 | 0 | 0 | 0 | 24.1 | 30 | 952.8 | 40 | 1.3
2019 | 7 | 27 | 3 | 0 | 0 | 0 | 0 | 23.6 | 32.7 | 952.6 | 51 | 2.1
2019 | 7 | 27 | 4 | 0 | 0 | 0 | 0 | 23.1 | 34.5 | 952.7 | 42.1 | 2.1
2019 | 7 | 27 | 5 | 0 | 0 | 0 | 0 | 21.8 | 36.5 | 953.2 | 148.8 | 1.3
2019 | 7 | 27 | 6 | 0 | 161 | 15 | 32 | 21.8 | 37 | 953 | 103.1 | 2.1
2019 | 7 | 27 | 7 | 0 | 613 | 41 | 199 | 25 | 30.8 | 952.9 | 80.7 | 1.1
2019 | 7 | 27 | 8 | 0 | 786 | 55 | 406 | 27.9 | 24.3 | 953 | 133.1 | 1
2019 | 7 | 27 | 9 | 0 | 864 | 65 | 602 | 29.9 | 19.6 | 952.9 | 115.3 | 1.5
2019 | 7 | 27 | 10 | 0 | 905 | 73 | 770 | 31.5 | 17.9 | 952.6 | 108.3 | 2.6
2019 | 7 | 27 | 11 | 0 | 927 | 79 | 895 | 32.6 | 17.8 | 952.3 | 193.7 | 4.6
2019 | 7 | 27 | 12 | 0 | 931 | 84 | 963 | 32.7 | 19.7 | 951.8 | 231.6 | 4
2019 | 7 | 27 | 13 | 0 | 925 | 90 | 978 | 32.5 | 21.1 | 951.5 | 251 | 2.5
2019 | 7 | 27 | 14 | 0 | 920 | 84 | 934 | 33.9 | 20.5 | 950.7 | 248.6 | 3.8
2019 | 7 | 27 | 15 | 0 | 882 | 87 | 828 | 34.7 | 21.5 | 949.8 | 250.4 | 8.9
2019 | 7 | 27 | 16 | 0 | 817 | 97 | 679 | 35.5 | 20.6 | 949.7 | 316.4 | 6.3
2019 | 7 | 27 | 17 | 0 | 770 | 83 | 504 | 34.2 | 24.3 | 949.9 | 263 | 4.3
2019 | 7 | 27 | 18 | 0 | 663 | 69 | 309 | 32.5 | 28.3 | 950.3 | 269.8 | 6.1
2019 | 7 | 27 | 19 | 0 | 430 | 41 | 116 | 30.4 | 32.3 | 951 | 332.2 | 5
2019 | 7 | 27 | 20 | 0 | 7 | 4 | 4 | 29 | 33.6 | 951.4 | 303.6 | 3.7
2019 | 7 | 27 | 21 | 0 | 0 | 0 | 0 | 28.2 | 34.3 | 952.3 | 272.7 | 4.1
2019 | 7 | 27 | 22 | 0 | 0 | 0 | 0 | 27.3 | 36.7 | 953 | 237.6 | 4.2
2019 | 7 | 27 | 23 | 0 | 0 | 0 | 0 | 26.5 | 38.3 | 953.3 | 137.4 | 2.8
2019 | 7 | 28 | 0 | 0 | 0 | 0 | 0 | 25.5 | 40.6 | 953.6 | 91.4 | 1.9
2019 | 7 | 28 | 1 | 0 | 0 | 0 | 0 | 24.2 | 44.5 | 953.4 | 112.7 | 1.3
2019 | 7 | 28 | 2 | 0 | 0 | 0 | 0 | 23.7 | 46 | 953.3 | 73.7 | 1.5
2019 | 7 | 28 | 3 | 0 | 0 | 0 | 0 | 23.4 | 46.1 | 953.3 | 40.6 | 1.7
2019 | 7 | 28 | 4 | 0 | 0 | 0 | 0 | 22.1 | 49.4 | 953.4 | 70.8 | 1.6
2019 | 7 | 28 | 5 | 0 | 0 | 0 | 0 | 21.8 | 50.8 | 953.7 | 55.4 | 2.1
2019 | 7 | 28 | 6 | 0 | 136 | 16 | 30 | 22.7 | 49.4 | 954.2 | 46.9 | 1.9
2019 | 7 | 28 | 7 | 0 | 563 | 48 | 194 | 25.1 | 46.3 | 954.5 | 44.9 | 2
2019 | 7 | 28 | 8 | 0 | 747 | 65 | 398 | 26.5 | 44.2 | 954.6 | 98.9 | 2
2019 | 7 | 28 | 9 | 0 | 843 | 71 | 597 | 28 | 36.8 | 954.7 | 97.5 | 3.8
2019 | 7 | 28 | 10 | 0 | 842 | 85 | 733 | 28.7 | 34.4 | 954.8 | 92.5 | 3.9
2019 | 7 | 28 | 11 | 0 | 850 | 121 | 874 | 29.5 | 34.2 | 954.6 | 118.5 | 4.1
2019 | 7 | 28 | 12 | 0 | 902 | 106 | 959 | 29.8 | 33.7 | 954.5 | 121.6 | 4.5
2019 | 7 | 28 | 13 | 0 | 922 | 93 | 980 | 30.3 | 33.6 | 954.1 | 103.8 | 5.6
2019 | 7 | 28 | 14 | 0 | 907 | 93 | 933 | 30.2 | 34.5 | 953.9 | 106 | 5.2
2019 | 7 | 28 | 15 | 0 | 886 | 89 | 831 | 30.3 | 33.8 | 953.6 | 99.2 | 5.1
2019 | 7 | 28 | 16 | 0 | 851 | 81 | 684 | 30.1 | 34.5 | 953.3 | 104.7 | 4.9
2019 | 7 | 28 | 17 | 0 | 788 | 72 | 501 | 29.8 | 35.9 | 953.2 | 89.5 | 4.6
2019 | 7 | 28 | 18 | 0 | 664 | 59 | 298 | 29.4 | 37.4 | 953.3 | 91.3 | 3.6
2019 | 7 | 28 | 19 | 0 | 379 | 35 | 103 | 28.2 | 40.1 | 953.8 | 94.5 | 3.4
2019 | 7 | 28 | 20 | 0 | 3 | 3 | 3 | 26.6 | 48.6 | 954.3 | 172.3 | 1.8
2019 | 7 | 28 | 21 | 0 | 0 | 0 | 0 | 25.4 | 52.1 | 955 | 130.2 | 1.6
2019 | 7 | 28 | 22 | 0 | 0 | 0 | 0 | 23.6 | 57.2 | 955.4 | 99.6 | 2.9
2019 | 7 | 28 | 23 | 0 | 0 | 0 | 0 | 22.5 | 62.9 | 955.4 | 84 | 1.9
2019 | 7 | 29 | 0 | 0 | 0 | 0 | 0 | 22.4 | 62.5 | 955.5 | 125.5 | 0.8
2019 | 7 | 29 | 1 | 0 | 0 | 0 | 0 | 21.5 | 64.9 | 955.2 | 187.5 | 0.7
2019 | 7 | 29 | 2 | 0 | 0 | 0 | 0 | 20.7 | 66.4 | 955 | 107.1 | 0.6
2019 | 7 | 29 | 3 | 0 | 0 | 0 | 0 | 20.5 | 65.4 | 955 | 88.4 | 0.4
2019 | 7 | 29 | 4 | 0 | 0 | 0 | 0 | 19.8 | 63.6 | 955.1 | 54.3 | 0.7
2019 | 7 | 29 | 5 | 0 | 0 | 0 | 0 | 19.5 | 63.1 | 955.1 | 39.6 | 0.8
2019 | 7 | 29 | 6 | 0 | 135 | 16 | 30 | 19.3 | 64.6 | 955.5 | 90.1 | 1.1
2019 | 7 | 29 | 7 | 0 | 550 | 51 | 190 | 23.2 | 55.5 | 955.7 | 40.9 | 0.7
2019 | 7 | 29 | 8 | 0 | 729 | 72 | 393 | 26.5 | 49 | 955.8 | 170.5 | 0.6
2019 | 7 | 29 | 9 | 0 | 812 | 87 | 589 | 28 | 42.9 | 955.8 | 210.8 | 1.7
2019 | 7 | 29 | 10 | 0 | 869 | 95 | 759 | 29.3 | 39.8 | 955.8 | 238.8 | 2.4
2019 | 7 | 29 | 11 | 0 | 902 | 98 | 887 | 30.6 | 37.1 | 955.7 | 248.7 | 2.6
2019 | 7 | 29 | 12 | 0 | 918 | 100 | 963 | 31.2 | 36.1 | 955.4 | 265.3 | 4.8
2019 | 7 | 29 | 13 | 0 | 908 | 106 | 973 | 32 | 32.2 | 955.1 | 266.5 | 5.2
2019 | 7 | 29 | 14 | 0 | 899 | 104 | 929 | 32.7 | 29.6 | 954.8 | 270.1 | 5
2019 | 7 | 29 | 15 | 0 | 873 | 100 | 825 | 32.8 | 27.5 | 954.5 | 269.5 | 5.1
2019 | 7 | 29 | 16 | 0 | 830 | 94 | 677 | 32.7 | 27.7 | 954.3 | 268.1 | 5.6
2019 | 7 | 29 | 17 | 0 | 752 | 85 | 491 | 32 | 30.7 | 954.1 | 269.7 | 5.7
2019 | 7 | 29 | 18 | 0 | 617 | 69 | 288 | 31.1 | 33.3 | 954.1 | 257 | 4.7
2019 | 7 | 29 | 19 | 0 | 328 | 39 | 96 | 29.5 | 38.4 | 954.4 | 248.1 | 3.5
2019 | 7 | 29 | 20 | 0 | 2 | 3 | 3 | 26.4 | 49.6 | 955 | 222 | 2
2019 | 7 | 29 | 21 | 0 | 0 | 0 | 0 | 25.2 | 54.9 | 955.7 | 163.9 | 0.5
2019 | 7 | 29 | 22 | 0 | 0 | 0 | 0 | 24.8 | 55.8 | 956.2 | 128 | 0.8
2019 | 7 | 29 | 23 | 0 | 0 | 0 | 0 | 24 | 57.1 | 956.3 | 83.7 | 1.1
2019 | 7 | 30 | 0 | 0 | 0 | 0 | 0 | 24.4 | 51.5 | 956 | 39.5 | 1.5
2019 | 7 | 30 | 1 | 0 | 0 | 0 | 0 | 23.7 | 51.9 | 955.7 | 76.5 | 1.6
2019 | 7 | 30 | 2 | 0 | 0 | 0 | 0 | 21.5 | 64.4 | 956 | 219.1 | 1
2019 | 7 | 30 | 3 | 0 | 0 | 0 | 0 | 20.3 | 79.4 | 956.4 | 128.4 | 0.8
2019 | 7 | 30 | 4 | 0 | 0 | 0 | 0 | 20.1 | 80 | 956.5 | 79 | 1.4
2019 | 7 | 30 | 5 | 0 | 0 | 0 | 0 | 20.9 | 72.5 | 956.5 | 71.6 | 1.9
2019 | 7 | 30 | 6 | 0 | 104 | 17 | 28 | 22.1 | 58 | 956.7 | 40.7 | 1.3
2019 | 7 | 30 | 7 | 0 | 503 | 56 | 183 | 23.9 | 53.9 | 957.1 | 90.1 | 1.4
2019 | 7 | 30 | 8 | 0 | 705 | 78 | 388 | 28 | 40.9 | 957.4 | 114.6 | 1.2
2019 | 7 | 30 | 9 | 0 | 790 | 96 | 583 | 30.9 | 29.6 | 957.3 | 147.5 | 1.5
2019 | 7 | 30 | 10 | 0 | 824 | 117 | 749 | 32.7 | 24.6 | 957.3 | 105.2 | 3.2
2019 | 7 | 30 | 11 | 0 | 841 | 136 | 875 | 33.7 | 22.3 | 957.2 | 108.4 | 4.5
2019 | 7 | 30 | 12 | 0 | 866 | 135 | 953 | 34.5 | 21.1 | 957 | 93.4 | 4.9
2019 | 7 | 30 | 13 | 0 | 859 | 140 | 964 | 34.7 | 25.3 | 956.7 | 99.6 | 5.7
2019 | 7 | 30 | 14 | 0 | 847 | 139 | 919 | 34.6 | 22.8 | 956.4 | 93.5 | 6.3
2019 | 7 | 30 | 15 | 0 | 826 | 133 | 821 | 34.2 | 23.6 | 956.1 | 90.8 | 6.2
2019 | 7 | 30 | 16 | 0 | 761 | 133 | 669 | 33 | 28.6 | 956.1 | 89.5 | 6.7
2019 | 7 | 30 | 17 | 0 | 667 | 128 | 489 | 31.5 | 34 | 956.1 | 92.9 | 6.7
2019 | 7 | 30 | 18 | 0 | 502 | 100 | 279 | 30.3 | 36 | 956 | 98.2 | 6.6
2019 | 7 | 30 | 19 | 0 | 217 | 51 | 90 | 28.3 | 41.6 | 956.2 | 96 | 6.4
2019 | 7 | 30 | 20 | 0 | 1 | 3 | 3 | 26.4 | 48.6 | 956.6 | 95.2 | 4.9
2019 | 7 | 30 | 21 | 0 | 0 | 0 | 0 | 24.8 | 58 | 957.3 | 104.9 | 5.4
2019 | 7 | 30 | 22 | 0 | 0 | 0 | 0 | 23.5 | 61.1 | 958.1 | 103.9 | 5.4
2019 | 7 | 30 | 23 | 0 | 0 | 0 | 0 | 22.4 | 68.9 | 958.8 | 109.3 | 4.8
2019 | 7 | 31 | 0 | 0 | 0 | 0 | 0 | 21.8 | 82.5 | 959.7 | 79.8 | 3.3
2019 | 7 | 31 | 1 | 0 | 0 | 0 | 0 | 21.7 | 84.9 | 959.2 | 107 | 2.3
2019 | 7 | 31 | 2 | 0 | 0 | 0 | 0 | 21.7 | 86.6 | 959.1 | 72 | 1.7
2019 | 7 | 31 | 3 | 0 | 0 | 0 | 0 | 22.3 | 77.6 | 956.9 | 92.9 | 3.2
2019 | 7 | 31 | 4 | 0 | 0 | 0 | 0 | 23.6 | 55.8 | 955.7 | 119.6 | 6
2019 | 7 | 31 | 5 | 0 | 0 | 0 | 0 | 23 | 58.4 | 957.1 | 96 | 4.3
2019 | 7 | 31 | 6 | 0 | 0 | 15 | 15 | 22.8 | 61 | 958 | 103.6 | 4.9
2019 | 7 | 31 | 7 | 0 | 0 | 32 | 32 | 23.3 | 60 | 958.5 | 130.5 | 4.5
2019 | 7 | 31 | 8 | 0 | 0 | 55 | 55 | 23.9 | 57.4 | 958.9 | 90 | 4.7
2019 | 7 | 31 | 9 | 0 | 56 | 180 | 221 | 24.4 | 58.5 | 958.9 | 72.5 | 6.3
2019 | 7 | 31 | 10 | 0 | 461 | 268 | 628 | 26.6 | 47.6 | 959.7 | 69.9 | 5.8
2019 | 7 | 31 | 11 | 0 | 320 | 394 | 684 | 27.5 | 46.5 | 959.1 | 75.6 | 7.5
2019 | 7 | 31 | 12 | 0 | 114 | 392 | 510 | 28 | 47.7 | 957.9 | 80.9 | 7.7
2019 | 7 | 31 | 13 | 0 | 253 | 442 | 696 | 29.2 | 46.5 | 957.6 | 71.3 | 6.9
2019 | 7 | 31 | 14 | 0 | 291 | 401 | 682 | 30 | 45.6 | 957.2 | 81.4 | 7.9
2019 | 7 | 31 | 15 | 0 | 462 | 337 | 723 | 30.4 | 48.5 | 955.9 | 86.1 | 8
2019 | 7 | 31 | 16 | 0 | 662 | 180 | 649 | 31.2 | 43.5 | 955.6 | 72.4 | 6.6
2019 | 7 | 31 | 17 | 0 | 564 | 156 | 462 | 30 | 47.5 | 955.9 | 97.7 | 7.2
2019 | 7 | 31 | 18 | 0 | 420 | 114 | 266 | 28.3 | 53 | 955.7 | 109.1 | 7.4
2019 | 7 | 31 | 19 | 0 | 152 | 55 | 83 | 26.4 | 58.3 | 956.5 | 110.9 | 6.9
2019 | 7 | 31 | 20 | 0 | 1 | 3 | 3 | 24 | 66.9 | 957.5 | 98.6 | 6.9
2019 | 7 | 31 | 21 | 0 | 0 | 0 | 0 | 23 | 71.1 | 957.4 | 101.2 | 6.6
2019 | 7 | 31 | 22 | 0 | 0 | 0 | 0 | 22.6 | 71.9 | 957.3 | 111.6 | 5.4
2019 | 7 | 31 | 23 | 0 | 0 | 0 | 0 | 22.4 | 66.3 | 957.2 | 96.6 | 3.4
2019 | 8 | 1 | 0 | 0 | 0 | 0 | 0 | 22.2 | 62.6 | 957.4 | 70.6 | 2.8
2019 | 8 | 1 | 1 | 0 | 0 | 0 | 0 | 21.5 | 66.7 | 957.6 | 72.9 | 2.4
2019 | 8 | 1 | 2 | 0 | 0 | 0 | 0 | 20.6 | 70.1 | 957.7 | 78.7 | 2.1
2019 | 8 | 1 | 3 | 0 | 0 | 0 | 0 | 20.2 | 70.1 | 957.8 | 87.5 | 1.8
2019 | 8 | 1 | 4 | 0 | 0 | 0 | 0 | 19.8 | 70.2 | 957.3 | 131.4 | 1.3
2019 | 8 | 1 | 5 | 0 | 0 | 0 | 0 | 19.6 | 70.5 | 957.6 | 242.6 | 1.6
2019 | 8 | 1 | 6 | 0 | 3 | 17 | 17 | 19.7 | 69.1 | 957.1 | 148.1 | 1.2
2019 | 8 | 1 | 7 | 0 | 56 | 90 | 105 | 21.3 | 62.8 | 956.8 | 72.8 | 1.1
2019 | 8 | 1 | 8 | 0 | 55 | 170 | 198 | 23.6 | 56.7 | 958.1 | 113.9 | 1
2019 | 8 | 1 | 9 | 0 | 153 | 283 | 385 | 25.1 | 50.2 | 957.5 | 113.5 | 2.1
2019 | 8 | 1 | 10 | 0 | 377 | 274 | 572 | 27.3 | 43.3 | 957.2 | 110.9 | 4.4
2019 | 8 | 1 | 11 | 0 | 695 | 234 | 847 | 29.2 | 39.7 | 957.6 | 134.7 | 2.6
2019 | 8 | 1 | 12 | 0 | 680 | 263 | 908 | 30.7 | 37.6 | 957.2 | 200.7 | 1.8
2019 | 8 | 1 | 13 | 0 | 709 | 248 | 930 | 32 | 36 | 956.6 | 215.3 | 2.8
2019 | 8 | 1 | 14 | 0 | 671 | 262 | 882 | 32.6 | 36.8 | 955.9 | 243.1 | 3.5
2019 | 8 | 1 | 15 | 0 | 643 | 244 | 782 | 33.6 | 35.8 | 955.2 | 235.4 | 3.4
2019 | 8 | 1 | 16 | 0 | 583 | 224 | 634 | 31.6 | 42.4 | 955.1 | 256.3 | 5.8
2019 | 8 | 1 | 17 | 0 | 535 | 167 | 456 | 30.3 | 47.1 | 955.1 | 255.4 | 5.2
2019 | 8 | 1 | 18 | 0 | 386 | 120 | 258 | 29.1 | 52.5 | 955.4 | 246.6 | 4.4
2019 | 8 | 1 | 19 | 0 | 134 | 53 | 78 | 26.7 | 62.5 | 956.2 | 237.8 | 3.6
2019 | 8 | 1 | 20 | 0 | 1 | 3 | 3 | 24.2 | 74 | 957.1 | 244.7 | 3.9
2019 | 8 | 1 | 21 | 0 | 0 | 0 | 0 | 22.8 | 80.7 | 958 | 264.6 | 2.9
2019 | 8 | 1 | 22 | 0 | 0 | 0 | 0 | 22.5 | 82.5 | 958.2 | 219 | 1.7
2019 | 8 | 1 | 23 | 0 | 0 | 0 | 0 | 22.1 | 84.4 | 958.1 | 202.6 | 0.6
2019 | 8 | 2 | 0 | 0 | 0 | 0 | 0 | 22 | 84.8 | 958.1 | 152.4 | 1.2
2019 | 8 | 2 | 1 | 0 | 0 | 0 | 0 | 21.9 | 84.4 | 958.2 | 188.2 | 1
2019 | 8 | 2 | 2 | 0 | 0 | 0 | 0 | 21.6 | 85.1 | 958 | 224.1 | 1.3
2019 | 8 | 2 | 3 | 0 | 0 | 0 | 0 | 21.4 | 85.9 | 957.7 | 250.5 | 1.1
2019 | 8 | 2 | 4 | 0 | 0 | 0 | 0 | 20.9 | 86 | 957 | 263.5 | 0.6
2019 | 8 | 2 | 5 | 0 | 0 | 0 | 0 | 21.3 | 81.9 | 957 | 116.4 | 1.7
2019 | 8 | 2 | 6 | 0 | 33 | 18 | 22 | 21.1 | 84.2 | 957.6 | 178.9 | 1.8
2019 | 8 | 2 | 7 | 0 | 331 | 78 | 162 | 23 | 77.1 | 957.7 | 99.8 | 0.8
2019 | 8 | 2 | 8 | 0 | 559 | 117 | 363 | 26.2 | 63.4 | 957.9 | 136.7 | 1.3
2019 | 8 | 2 | 9 | 0 | 666 | 146 | 555 | 28.9 | 53.5 | 958.3 | 118.1 | 2.5
2019 | 8 | 2 | 10 | 0 | 723 | 170 | 720 | 30.1 | 51 | 958.6 | 139.6 | 3
2019 | 8 | 2 | 11 | 0 | 764 | 181 | 850 | 30.6 | 49.4 | 959 | 89.9 | 5
2019 | 8 | 2 | 12 | 0 | 758 | 205 | 921 | 31.2 | 48.7 | 958.9 | 96.9 | 5.5
2019 | 8 | 2 | 13 | 0 | 713 | 243 | 928 | 31.3 | 48.6 | 958.8 | 93.8 | 5.6
2019 | 8 | 2 | 14 | 0 | 686 | 249 | 883 | 32 | 45.9 | 958.6 | 99.6 | 4.5
2019 | 8 | 2 | 15 | 0 | 626 | 253 | 775 | 33 | 41.4 | 958 | 98.4 | 3
2019 | 8 | 2 | 16 | 0 | 616 | 202 | 633 | 33.9 | 37.1 | 957.5 | 91.8 | 3.6
2019 | 8 | 2 | 17 | 0 | 528 | 165 | 448 | 33.3 | 40.4 | 957.1 | 93.4 | 4.6
2019 | 8 | 2 | 18 | 0 | 364 | 122 | 250 | 32.4 | 41 | 956.9 | 104.1 | 3.7
2019 | 8 | 2 | 19 | 0 | 134 | 53 | 78 | 29.7 | 52.9 | 957.3 | 212.7 | 3.3
2019 | 8 | 2 | 20 | 0 | 1 | 2 | 2 | 25.9 | 66 | 958.3 | 232.3 | 3.3
2019 | 8 | 2 | 21 | 0 | 0 | 0 | 0 | 24.7 | 71 | 959.3 | 241.5 | 2.3
2019 | 8 | 2 | 22 | 0 | 0 | 0 | 0 | 24.1 | 72.2 | 959.5 | 201.5 | 1.2
2019 | 8 | 2 | 23 | 0 | 0 | 0 | 0 | 24 | 73 | 959.5 | 115.1 | 0.7
2019 | 8 | 3 | 0 | 0 | 0 | 0 | 0 | 23.3 | 74.6 | 959.3 | 130.1 | 1
2019 | 8 | 3 | 1 | 0 | 0 | 0 | 0 | 22.8 | 76.4 | 958.9 | 271.1 | 0.7
2019 | 8 | 3 | 2 | 0 | 0 | 0 | 0 | 22.6 | 76.4 | 958.5 | 90.2 | 1.3
2019 | 8 | 3 | 3 | 0 | 0 | 0 | 0 | 22.5 | 77.5 | 958.4 | 36.3 | 0.7
2019 | 8 | 3 | 4 | 0 | 0 | 0 | 0 | 21.5 | 78.9 | 958.4 | 92.1 | 1.4
2019 | 8 | 3 | 5 | 0 | 0 | 0 | 0 | 21.2 | 79.2 | 958.7 | 189.1 | 0.9
2019 | 8 | 3 | 6 | 0 | 23 | 19 | 22 | 20.9 | 78.9 | 959.1 | 197.2 | 0.8
2019 | 8 | 3 | 7 | 0 | 287 | 86 | 160 | 23.4 | 69.5 | 959.2 | 62.8 | 0.9
2019 | 8 | 3 | 8 | 0 | 509 | 136 | 361 | 25.3 | 63.4 | 959.2 | 105.7 | 3.2
2019 | 8 | 3 | 9 | 0 | 591 | 192 | 557 | 26.4 | 62.9 | 959.4 | 105.2 | 4.2
2019 | 8 | 3 | 10 | 0 | 262 | 362 | 565 | 27.5 | 60.4 | 959.5 | 107.2 | 3.3
2019 | 8 | 3 | 11 | 0 | 611 | 267 | 809 | 29.3 | 51.8 | 959.3 | 97.4 | 2
2019 | 8 | 3 | 12 | 0 | 727 | 227 | 913 | 31.6 | 44.2 | 958.9 | 172 | 1.5
2019 | 8 | 3 | 13 | 0 | 688 | 258 | 918 | 33.2 | 41.5 | 958.2 | 111.1 | 2.9
2019 | 8 | 3 | 14 | 0 | 665 | 256 | 869 | 33.4 | 44.7 | 957.8 | 98.1 | 3.7
2019 | 8 | 3 | 15 | 0 | 664 | 225 | 776 | 32.8 | 47.8 | 957.6 | 96 | 4.6
2019 | 8 | 3 | 16 | 0 | 653 | 182 | 637 | 32 | 50.3 | 957.2 | 87.2 | 4.7
2019 | 8 | 3 | 17 | 0 | 528 | 165 | 447 | 31.7 | 52.1 | 957 | 155.1 | 2.3
2019 | 8 | 3 | 18 | 0 | 361 | 119 | 246 | 30.5 | 56.4 | 956.8 | 183.4 | 2.7
2019 | 8 | 3 | 19 | 0 | 105 | 52 | 72 | 28.5 | 63.2 | 956.8 | 164.2 | 2.7
2019 | 8 | 3 | 20 | 0 | 0 | 2 | 2 | 25.9 | 73.5 | 957.5 | 226.5 | 3
2019 | 8 | 3 | 21 | 0 | 0 | 0 | 0 | 24.6 | 79.2 | 958.6 | 231.5 | 2.5
2019 | 8 | 3 | 22 | 0 | 0 | 0 | 0 | 23.8 | 81.9 | 959.1 | 231 | 2.1
2019 | 8 | 3 | 23 | 0 | 0 | 0 | 0 | 23.2 | 84.6 | 959.3 | 249.9 | 2.3
2019 | 8 | 4 | 0 | 0 | 0 | 0 | 0 | 23.2 | 85 | 959.3 | 252.7 | 2.3
2019 | 8 | 4 | 1 | 0 | 0 | 0 | 0 | 23.4 | 84.5 | 958.8 | 219.7 | 2.5
2019 | 8 | 4 | 2 | 0 | 0 | 0 | 0 | 23.1 | 85.5 | 958.6 | 250.4 | 1.5
2019 | 8 | 4 | 3 | 0 | 0 | 0 | 0 | 22.9 | 86.2 | 958.2 | 220.9 | 1.1
2019 | 8 | 4 | 4 | 0 | 0 | 0 | 0 | 22.7 | 86.7 | 957.7 | 320.5 | 1.3
2019 | 8 | 4 | 5 | 0 | 0 | 0 | 0 | 23 | 85.5 | 957.3 | 223 | 1.2
2019 | 8 | 4 | 6 | 0 | 12 | 17 | 19 | 23 | 84.6 | 957.8 | 85.9 | 1.2
2019 | 8 | 4 | 7 | 0 | 218 | 90 | 147 | 24.1 | 77.9 | 958.7 | 263.8 | 1.2
2019 | 8 | 4 | 8 | 0 | 439 | 148 | 343 | 25.6 | 72.1 | 959.1 | 238.9 | 1.3
2019 | 8 | 4 | 9 | 0 | 559 | 191 | 537 | 27.3 | 66 | 959.2 | 208.8 | 1.2
2019 | 8 | 4 | 10 | 0 | 629 | 220 | 701 | 29.7 | 54.5 | 959 | 167.2 | 1.2
2019 | 8 | 4 | 11 | 0 | 678 | 233 | 828 | 32.2 | 44.8 | 958.6 | 115 | 2.2
2019 | 8 | 4 | 12 | 0 | 691 | 248 | 899 | 33.9 | 37.8 | 958.2 | 109.4 | 2.7
2019 | 8 | 4 | 13 | 0 | 672 | 265 | 908 | 34.6 | 38.4 | 957.7 | 134.7 | 3
2019 | 8 | 4 | 14 | 0 | 645 | 268 | 862 | 34.1 | 40.2 | 957.3 | 240.8 | 4.6
2019 | 8 | 4 | 15 | 0 | 601 | 260 | 760 | 33.1 | 42.7 | 957.2 | 258.1 | 5.1
2019 | 8 | 4 | 16 | 0 | 543 | 233 | 613 | 33.3 | 41.8 | 956.9 | 252.2 | 4.2
2019 | 8 | 4 | 17 | 0 | 439 | 195 | 431 | 32.9 | 41.6 | 956.9 | 268.7 | 4
2019 | 8 | 4 | 18 | 0 | 304 | 133 | 240 | 32.5 | 39.1 | 956.7 | 265.7 | 4
2019 | 8 | 4 | 19 | 0 | 108 | 52 | 72 | 31 | 40.9 | 957 | 257.5 | 3.7
2019 | 8 | 4 | 20 | 0 | 1 | 2 | 2 | 28.5 | 51.2 | 957.8 | 217.1 | 2.4
2019 | 8 | 4 | 21 | 0 | 0 | 0 | 0 | 26.3 | 59.3 | 958.9 | 224.7 | 2
2019 | 8 | 4 | 22 | 0 | 0 | 0 | 0 | 25.6 | 60.8 | 959.5 | 244.6 | 2.4
2019 | 8 | 4 | 23 | 0 | 0 | 0 | 0 | 24.8 | 61.1 | 959.1 | 222.2 | 1.2
2019 | 8 | 5 | 0 | 0 | 0 | 0 | 0 | 24.4 | 61.3 | 958.8 | 153.2 | 1.2
2019 | 8 | 5 | 1 | 0 | 0 | 0 | 0 | 24 | 63.2 | 959 | 29.6 | 0.7
2019 | 8 | 5 | 2 | 0 | 0 | 0 | 0 | 23.4 | 66.3 | 958.4 | 83.2 | 1.1
2019 | 8 | 5 | 3 | 0 | 0 | 0 | 0 | 23.2 | 68.1 | 958.2 | 30.8 | 1.1
2019 | 8 | 5 | 4 | 0 | 0 | 0 | 0 | 22.5 | 69.7 | 958 | 86.7 | 1.3
2019 | 8 | 5 | 5 | 0 | 0 | 0 | 0 | 22.7 | 68 | 958.3 | 155.5 | 0.9
2019 | 8 | 5 | 6 | 0 | 14 | 16 | 18 | 21.6 | 71.6 | 958.8 | 143.8 | 1.2
2019 | 8 | 5 | 7 | 0 | 255 | 86 | 150 | 23.6 | 66.3 | 959 | 214.8 | 0.7
2019 | 8 | 5 | 8 | 0 | 472 | 139 | 345 | 26.5 | 55.9 | 958.9 | 83.7 | 1.3
2019 | 8 | 5 | 9 | 0 | 606 | 172 | 543 | 29.3 | 45.8 | 958.7 | 104.2 | 2.8
2019 | 8 | 5 | 10 | 0 | 668 | 199 | 707 | 31.5 | 42 | 958.8 | 106.2 | 2.8
2019 | 8 | 5 | 11 | 0 | 694 | 224 | 831 | 32.9 | 41.2 | 958.5 | 95.2 | 2.8
2019 | 8 | 5 | 12 | 0 | 684 | 253 | 897 | 33.9 | 39.7 | 957.9 | 88.3 | 3.5
2019 | 8 | 5 | 13 | 0 | 658 | 275 | 905 | 34.8 | 38.1 | 957.4 | 100 | 4.4
2019 | 8 | 5 | 14 | 0 | 650 | 265 | 862 | 35 | 36.9 | 957.1 | 207 | 4.1
2019 | 8 | 5 | 15 | 0 | 622 | 241 | 758 | 34.7 | 33.4 | 956.6 | 265 | 5.7
2019 | 8 | 5 | 16 | 0 | 567 | 221 | 617 | 34.7 | 32.7 | 956.2 | 259.9 | 4.6
2019 | 8 | 5 | 17 | 0 | 496 | 178 | 441 | 34.8 | 31.1 | 955.8 | 273.5 | 4.9
2019 | 8 | 5 | 18 | 0 | 336 | 126 | 242 | 34 | 32.1 | 955.7 | 266.8 | 3.8
2019 | 8 | 5 | 19 | 0 | 108 | 52 | 71 | 30.9 | 39.7 | 956.4 | 263.1 | 3.8
2019 | 8 | 5 | 20 | 0 | 0 | 2 | 2 | 28.3 | 44.3 | 957.2 | 272.3 | 2.4
2019 | 8 | 5 | 21 | 0 | 0 | 0 | 0 | 26.4 | 52.6 | 958.1 | 230.5 | 2.4
2019 | 8 | 5 | 22 | 0 | 0 | 0 | 0 | 23.8 | 68.1 | 958.3 | 245.1 | 2.1
2019 | 8 | 5 | 23 | 0 | 0 | 0 | 0 | 23.1 | 71.5 | 958.3 | 221.8 | 0.3
2019 | 8 | 6 | 0 | 0 | 0 | 0 | 0 | 23.2 | 71 | 958.1 | 168.4 | 0.8
2019 | 8 | 6 | 1 | 0 | 0 | 0 | 0 | 22.9 | 71.8 | 958.1 | 62.9 | 1.3
2019 | 8 | 6 | 2 | 0 | 0 | 0 | 0 | 22.7 | 70.2 | 957.9 | 108.1 | 0.9
2019 | 8 | 6 | 3 | 0 | 0 | 0 | 0 | 22 | 73.1 | 957.6 | 244.8 | 0.7
2019 | 8 | 6 | 4 | 0 | 0 | 0 | 0 | 21.6 | 73.7 | 957.2 | 123.8 | 0.5
2019 | 8 | 6 | 5 | 0 | 0 | 0 | 0 | 22.3 | 69 | 957.2 | 9.6 | 1.1
2019 | 8 | 6 | 6 | 0 | 16 | 17 | 19 | 21.9 | 65.8 | 957.7 | 174.5 | 1.2
2019 | 8 | 6 | 7 | 0 | 264 | 84 | 150 | 23.1 | 68.1 | 958.1 | 271.6 | 1
2019 | 8 | 6 | 8 | 0 | 514 | 128 | 351 | 26.5 | 57.4 | 958 | 208.3 | 0.8
2019 | 8 | 6 | 9 | 0 | 658 | 151 | 550 | 31 | 36.8 | 958 | 199.3 | 0.8
2019 | 8 | 6 | 10 | 0 | 716 | 174 | 715 | 32.6 | 34.8 | 958.1 | 231.1 | 2.4
2019 | 8 | 6 | 11 | 0 | 743 | 199 | 844 | 34.7 | 31.5 | 957.6 | 231.8 | 4.8
2019 | 8 | 6 | 12 | 0 | 758 | 210 | 920 | 36.1 | 29.3 | 957.1 | 236.5 | 4.4
2019 | 8 | 6 | 13 | 0 | 736 | 227 | 928 | 37.6 | 22.8 | 956.5 | 246.9 | 3.3
2019 | 8 | 6 | 14 | 0 | 721 | 229 | 887 | 38.5 | 22.8 | 955.8 | 277.4 | 3.3
2019 | 8 | 6 | 15 | 0 | 673 | 226 | 782 | 39.2 | 22.4 | 955 | 262.8 | 3.5
2019 | 8 | 6 | 16 | 0 | 600 | 216 | 632 | 39.4 | 20.9 | 954.3 | 266 | 3.8
2019 | 8 | 6 | 17 | 0 | 491 | 185 | 443 | 38.7 | 23.6 | 953.9 | 265.1 | 4.2
2019 | 8 | 6 | 18 | 0 | 293 | 133 | 236 | 34 | 36.2 | 953.9 | 228.9 | 5.2
2019 | 8 | 6 | 19 | 0 | 66 | 55 | 67 | 30.3 | 44.3 | 954.4 | 233.2 | 4.5
2019 | 8 | 6 | 20 | 0 | 0 | 1 | 1 | 28.4 | 46.6 | 955.2 | 227 | 4.4
2019 | 8 | 6 | 21 | 0 | 0 | 0 | 0 | 24.8 | 62.9 | 955.9 | 233.8 | 2.9
2019 | 8 | 6 | 22 | 0 | 0 | 0 | 0 | 24.3 | 65.9 | 956.3 | 262.4 | 2.7
2019 | 8 | 6 | 23 | 0 | 0 | 0 | 0 | 23.8 | 68.2 | 955.9 | 230.1 | 1
2019 | 8 | 7 | 0 | 0 | 0 | 0 | 0 | 23.7 | 68.1 | 955.5 | 208 | 0.9
2019 | 8 | 7 | 1 | 0 | 0 | 0 | 0 | 24.3 | 63.2 | 955 | 127.4 | 0.6
2019 | 8 | 7 | 2 | 0 | 0 | 0 | 0 | 25.8 | 46.4 | 954.7 | 319.6 | 1
2019 | 8 | 7 | 3 | 0 | 0 | 0 | 0 | 24.5 | 51.9 | 954.6 | 240.2 | 1.5
2019 | 8 | 7 | 4 | 0 | 0 | 0 | 0 | 23.1 | 61.5 | 954.5 | 301.9 | 1.7
2019 | 8 | 7 | 5 | 0 | 0 | 0 | 0 | 22.8 | 51.9 | 954.7 | 141.3 | 1
2019 | 8 | 7 | 6 | 0 | 6 | 16 | 16 | 22.8 | 49.7 | 955.1 | 113.3 | 0.9
2019 | 8 | 7 | 7 | 0 | 148 | 99 | 137 | 25 | 40.4 | 955.5 | 113.8 | 1.7
2019 | 8 | 7 | 8 | 0 | 399 | 183 | 356 | 30.2 | 25.1 | 955.8 | 253.9 | 1.5
2019 | 8 | 7 | 9 | 0 | 468 | 225 | 510 | 34.2 | 18.8 | 955.9 | 209.3 | 2.1
2019 | 8 | 7 | 10 | 0 | 573 | 270 | 705 | 36.3 | 14.6 | 956 | 218.1 | 3.1
2019 | 8 | 7 | 11 | 0 | 608 | 292 | 823 | 38.5 | 10.9 | 955.8 | 228.2 | 3.4
2019 | 8 | 7 | 12 | 0 | 721 | 293 | 970 | 40.1 | 10.9 | 955.6 | 225.1 | 4
2019 | 8 | 7 | 13 | 0 | 301 | 521 | 817 | 40.1 | 13.5 | 955.2 | 240.1 | 4
2019 | 8 | 7 | 14 | 0 | 126 | 447 | 569 | 39 | 15.5 | 955 | 206.2 | 3.6
2019 | 8 | 7 | 15 | 0 | 282 | 396 | 630 | 37.4 | 21.3 | 954.9 | 96.1 | 5.8
2019 | 8 | 7 | 16 | 0 | 266 | 355 | 547 | 37.4 | 21.5 | 954.5 | 98.9 | 5.6
2019 | 8 | 7 | 17 | 0 | 36 | 235 | 257 | 36 | 22.4 | 954.7 | 99.6 | 5.9
2019 | 8 | 7 | 18 | 0 | 1 | 105 | 105 | 34.8 | 23.8 | 954.9 | 101.3 | 4
2019 | 8 | 7 | 19 | 0 | 0 | 28 | 28 | 33.5 | 25.9 | 955.2 | 94.7 | 2.9
2019 | 8 | 7 | 20 | 0 | 0 | 0 | 0 | 31.6 | 30.7 | 955.9 | 105.4 | 1.2
2019 | 8 | 7 | 21 | 0 | 0 | 0 | 0 | 29.8 | 31.3 | 956.7 | 115.5 | 1
2019 | 8 | 7 | 22 | 0 | 0 | 0 | 0 | 28.5 | 32 | 957.2 | 84.2 | 1
2019 | 8 | 7 | 23 | 0 | 0 | 0 | 0 | 28.8 | 31.2 | 957.4 | 59.6 | 1.4
2019 | 8 | 8 | 0 | 0 | 0 | 0 | 0 | 27.8 | 32.3 | 957.3 | 50 | 1.7
2019 | 8 | 8 | 1 | 0 | 0 | 0 | 0 | 26.5 | 35.9 | 957 | 82.8 | 2
2019 | 8 | 8 | 2 | 0 | 0 | 0 | 0 | 26 | 34.5 | 956.6 | 13.8 | 1.2
2019 | 8 | 8 | 3 | 0 | 0 | 0 | 0 | 25.2 | 34.1 | 956.6 | 44.7 | 1.9
2019 | 8 | 8 | 4 | 0 | 0 | 0 | 0 | 26.2 | 30.2 | 956.4 | 23.6 | 2.9
2019 | 8 | 8 | 5 | 0 | 0 | 0 | 0 | 23.1 | 37.6 | 957 | 229.4 | 0.7
2019 | 8 | 8 | 6 | 0 | 5 | 15 | 16 | 23.6 | 34.8 | 957.5 | 57.9 | 1.4
2019 | 8 | 8 | 7 | 0 | 164 | 100 | 141 | 26.5 | 28.9 | 957.8 | 19.2 | 1.5
2019 | 8 | 8 | 8 | 0 | 371 | 177 | 337 | 29.7 | 25.1 | 958.1 | 169.8 | 0.6
2019 | 8 | 8 | 9 | 0 | 499 | 231 | 535 | 32.1 | 21.4 | 958.3 | 205.4 | 0.9
2019 | 8 | 8 | 10 | 0 | 593 | 261 | 712 | 34.2 | 18.6 | 958.5 | 145.5 | 1.1
2019 | 8 | 8 | 11 | 0 | 670 | 267 | 850 | 35.4 | 16.7 | 958.5 | 140.3 | 1.7
2019 | 8 | 8 | 12 | 0 | 713 | 259 | 925 | 36.3 | 17.7 | 958.2 | 245.7 | 2.5
2019 | 8 | 8 | 13 | 0 | 734 | 248 | 943 | 36.6 | 17 | 957.8 | 268.9 | 3.4
2019 | 8 | 8 | 14 | 0 | 718 | 243 | 894 | 36.4 | 17.2 | 957.7 | 275.9 | 5.6
2019 | 8 | 8 | 15 | 0 | 665 | 240 | 785 | 35.9 | 18 | 957.3 | 282.4 | 6.7
2019 | 8 | 8 | 16 | 0 | 556 | 238 | 622 | 35.3 | 19.2 | 956.8 | 284.5 | 6.3
2019 | 8 | 8 | 17 | 0 | 445 | 200 | 433 | 35 | 19.8 | 956.7 | 278 | 4.7
2019 | 8 | 8 | 18 | 0 | 299 | 133 | 234 | 34 | 20.9 | 956.7 | 253 | 4
2019 | 8 | 8 | 19 | 0 | 99 | 50 | 67 | 31.5 | 24.8 | 957.1 | 228.4 | 2.9
2019 | 8 | 8 | 20 | 0 | 1 | 1 | 1 | 28.6 | 30.2 | 957.6 | 228.1 | 2
2019 | 8 | 8 | 21 | 0 | 0 | 0 | 0 | 26.7 | 33.5 | 958.3 | 259 | 0.8
2019 | 8 | 8 | 22 | 0 | 0 | 0 | 0 | 25.7 | 35.1 | 958.8 | 101.5 | 0.3
2019 | 8 | 8 | 23 | 0 | 0 | 0 | 0 | 25 | 35.6 | 958.8 | 164.8 | 0.5
2019 | 8 | 9 | 0 | 0 | 0 | 0 | 0 | 24.3 | 36.2 | 958.6 | 113.2 | 0.3
2019 | 8 | 9 | 1 | 0 | 0 | 0 | 0 | 23.9 | 36.3 | 958.6 | 325.1 | 1
2019 | 8 | 9 | 2 | 0 | 0 | 0 | 0 | 23.8 | 35.8 | 958.4 | 224.1 | 0.3
2019 | 8 | 9 | 3 | 0 | 0 | 0 | 0 | 23.7 | 34.6 | 958.2 | 35.2 | 0.5
2019 | 8 | 9 | 4 | 0 | 0 | 0 | 0 | 22.4 | 36.6 | 958.3 | 94 | 0.3
2019 | 8 | 9 | 5 | 0 | 0 | 0 | 0 | 23.1 | 34 | 958.3 | 37.8 | 1.3
2019 | 8 | 9 | 6 | 0 | 13 | 15 | 16 | 23.5 | 32.8 | 958.5 | 50.7 | 1.4
2019 | 8 | 9 | 7 | 0 | 282 | 87 | 155 | 25.9 | 28.9 | 958.5 | 61.3 | 0.6
2019 | 8 | 9 | 8 | 0 | 535 | 137 | 363 | 30.2 | 23 | 958.7 | 167.1 | 0.9
2019 | 8 | 9 | 9 | 0 | 651 | 175 | 566 | 34.2 | 15.4 | 958.7 | 251.3 | 2.3
2019 | 8 | 9 | 10 | 0 | 739 | 191 | 747 | 36.4 | 9.4 | 958.8 | 252.4 | 3
2019 | 8 | 9 | 11 | 0 | 772 | 207 | 875 | 37.9 | 8.5 | 958.7 | 233.6 | 4
2019 | 8 | 9 | 12 | 0 | 764 | 230 | 941 | 38.9 | 9.6 | 958.5 | 232.3 | 5.1
2019 | 8 | 9 | 13 | 0 | 750 | 247 | 956 | 39.8 | 7.9 | 958.2 | 245.3 | 5.9
2019 | 8 | 9 | 14 | 0 | 705 | 260 | 901 | 40.3 | 7.4 | 957.8 | 237 | 6.8
2019 | 8 | 9 | 15 | 0 | 654 | 254 | 792 | 40.4 | 6.5 | 957.3 | 234.8 | 7.3
2019 | 8 | 9 | 16 | 0 | 556 | 247 | 632 | 40.6 | 6.4 | 956.8 | 243.9 | 6.3
2019 | 8 | 9 | 17 | 0 | 415 | 217 | 436 | 40.2 | 7.1 | 956.6 | 238 | 5.7
2019 | 8 | 9 | 18 | 0 | 244 | 150 | 233 | 38.1 | 12.6 | 956.5 | 246.7 | 3.9
2019 | 8 | 9 | 19 | 0 | 51 | 56 | 65 | 35 | 23.3 | 956.8 | 235.5 | 1.9
2019 | 8 | 9 | 20 | 0 | 1 | 1 | 1 | 30.4 | 38.9 | 957.6 | 227.8 | 1.1
2019 | 8 | 9 | 21 | 0 | 0 | 0 | 0 | 29.4 | 39.4 | 958.4 | 281.1 | 1.2
2019 | 8 | 9 | 22 | 0 | 0 | 0 | 0 | 28.4 | 41.2 | 958.9 | 215.1 | 0.6
2019 | 8 | 9 | 23 | 0 | 0 | 0 | 0 | 29.6 | 23.8 | 959.1 | 24.8 | 0.9
2019 | 8 | 10 | 0 | 0 | 0 | 0 | 0 | 29.1 | 22.1 | 959.4 | 191.6 | 0.7
2019 | 8 | 10 | 1 | 0 | 0 | 0 | 0 | 28.3 | 25.1 | 959.2 | 247 | 0.7
2019 | 8 | 10 | 2 | 0 | 0 | 0 | 0 | 28 | 23 | 959.1 | 92.8 | 0.7
2019 | 8 | 10 | 3 | 0 | 0 | 0 | 0 | 27.1 | 25.3 | 959.1 | 44.3 | 0.9
2019 | 8 | 10 | 4 | 0 | 0 | 0 | 0 | 26.7 | 25.3 | 959 | 245.6 | 1.2
2019 | 8 | 10 | 5 | 0 | 0 | 0 | 0 | 26 | 26.6 | 959.2 | 62.6 | 0.7
2019 | 8 | 10 | 6 | 0 | 5 | 14 | 14 | 26.3 | 26.2 | 959.3 | 53.1 | 1.3
2019 | 8 | 10 | 7 | 0 | 166 | 96 | 138 | 28.3 | 24.3 | 959.6 | 32.9 | 2.2
2019 | 8 | 10 | 8 | 0 | 383 | 170 | 334 | 31.5 | 22.9 | 960.4 | 101.5 | 2.1
2019 | 8 | 10 | 9 | 0 | 467 | 244 | 528 | 33.7 | 21.7 | 960.6 | 85.3 | 4.1
2019 | 8 | 10 | 10 | 0 | 527 | 271 | 669 | 34.6 | 22.5 | 960.9 | 199.6 | 3.2
2019 | 8 | 10 | 11 | 0 | 653 | 261 | 832 | 36.1 | 19.3 | 960.8 | 143.9 | 2.2
2019 | 8 | 10 | 12 | 0 | 715 | 240 | 910 | 37.4 | 17.8 | 960.2 | 124.1 | 2.7
2019 | 8 | 10 | 13 | 0 | 561 | 360 | 897 | 38.4 | 13.1 | 959.7 | 251.3 | 4.5
2019 | 8 | 10 | 14 | 0 | 737 | 223 | 892 | 38.9 | 6 | 959.3 | 239.6 | 6
2019 | 8 | 10 | 15 | 0 | 699 | 218 | 791 | 39.2 | 3.5 | 958.8 | 226.7 | 6.4
2019 | 8 | 10 | 16 | 0 | 605 | 209 | 625 | 39.1 | 6 | 958.1 | 231.8 | 5.9
2019 | 8 | 10 | 17 | 0 | 488 | 179 | 434 | 38.9 | 8.4 | 957.7 | 241 | 4.6
2019 | 8 | 10 | 18 | 0 | 318 | 125 | 232 | 36.5 | 15.5 | 957.8 | 127.2 | 5
2019 | 8 | 10 | 19 | 0 | 72 | 46 | 59 | 32.8 | 25.3 | 958.2 | 83.7 | 5.6
2019 | 8 | 10 | 20 | 0 | 0 | 1 | 1 | 30.3 | 33.3 | 958.7 | 82.9 | 4.4
2019 | 8 | 10 | 21 | 0 | 0 | 0 | 0 | 27 | 53.3 | 959.7 | 169.5 | 3
2019 | 8 | 10 | 22 | 0 | 0 | 0 | 0 | 23.4 | 77.8 | 960.2 | 209.5 | 1.1
2019 | 8 | 10 | 23 | 0 | 0 | 0 | 0 | 23.5 | 76.3 | 959.9 | 142.1 | 0.9
2019 | 8 | 11 | 0 | 0 | 0 | 0 | 0 | 24.4 | 66.3 | 959.5 | 43.4 | 0.9
2019 | 8 | 11 | 1 | 0 | 0 | 0 | 0 | 23.7 | 65.1 | 958.9 | 116.7 | 1.7
2019 | 8 | 11 | 2 | 0 | 0 | 0 | 0 | 24.5 | 57.7 | 958.6 | 110.6 | 1.2
2019 | 8 | 11 | 3 | 0 | 0 | 0 | 0 | 24 | 52.7 | 958 | 104.8 | 1.1
2019 | 8 | 11 | 4 | 0 | 0 | 0 | 0 | 23.9 | 52.4 | 957.7 | 45.4 | 0.9
2019 | 8 | 11 | 5 | 0 | 0 | 0 | 0 | 24 | 41.1 | 957.6 | 186.4 | 1.1
2019 | 8 | 11 | 6 | 0 | 1 | 9 | 9 | 24.6 | 33.8 | 957.8 | 190.4 | 1.2
2019 | 8 | 11 | 7 | 0 | 148 | 103 | 141 | 25.9 | 40.7 | 957.7 | 138.7 | 1.9
2019 | 8 | 11 | 8 | 0 | 320 | 150 | 292 | 27.3 | 43.9 | 957.8 | 103.2 | 5
2019 | 8 | 11 | 9 | 0 | 549 | 189 | 522 | 29.2 | 42.7 | 958.4 | 89.2 | 5.2
2019 | 8 | 11 | 10 | 0 | 658 | 206 | 703 | 31.7 | 33.8 | 958.6 | 104.3 | 3
2019 | 8 | 11 | 11 | 0 | 692 | 231 | 832 | 33.5 | 29.1 | 958.5 | 128 | 2.1
2019 | 8 | 11 | 12 | 0 | 654 | 247 | 859 | 34.9 | 28.4 | 957.7 | 157.8 | 2.1
2019 | 8 | 11 | 13 | 0 | 709 | 230 | 901 | 35.4 | 29.4 | 957.1 | 242.4 | 4.4
2019 | 8 | 11 | 14 | 0 | 143 | 396 | 536 | 33.4 | 33.1 | 956.9 | 271.8 | 5.3
2019 | 8 | 11 | 15 | 0 | 164 | 335 | 473 | 32.8 | 35 | 956.6 | 280.9 | 4.2
2019 | 8 | 11 | 16 | 0 | 82 | 314 | 377 | 33 | 35.3 | 956 | 243.4 | 3.7
2019 | 8 | 11 | 17 | 0 | 43 | 233 | 260 | 31.2 | 44.5 | 955.7 | 234.6 | 3.4
2019 | 8 | 11 | 18 | 0 | 207 | 172 | 237 | 30.5 | 47.8 | 955.8 | 231.9 | 3
2019 | 8 | 11 | 19 | 0 | 55 | 53 | 63 | 29.6 | 49.1 | 956.3 | 242.1 | 2
2019 | 8 | 11 | 20 | 0 | 0 | 0 | 0 | 27.7 | 53 | 956.9 | 229.2 | 1.3
2019 | 8 | 11 | 21 | 0 | 0 | 0 | 0 | 26.5 | 56.1 | 957.7 | 233.3 | 0.8
2019 | 8 | 11 | 22 | 0 | 0 | 0 | 0 | 24.7 | 61.5 | 958.2 | 150.9 | 0.6
2019 | 8 | 11 | 23 | 0 | 0 | 0 | 0 | 24.2 | 63 | 958.1 | 115.4 | 0.7
2019 | 8 | 12 | 0 | 0 | 0 | 0 | 0 | 23.7 | 63.8 | 957.9 | 91.1 | 0.4
2019 | 8 | 12 | 1 | 0 | 0 | 0 | 0 | 23.7 | 61.1 | 957.5 | 7.6 | 0.6
2019 | 8 | 12 | 2 | 0 | 0 | 0 | 0 | 22.8 | 60 | 957.2 | 56.7 | 0.5
2019 | 8 | 12 | 3 | 0 | 0 | 0 | 0 | 23.4 | 49.1 | 956.7 | 174 | 0.7
2019 | 8 | 12 | 4 | 0 | 0 | 0 | 0 | 22.8 | 48.3 | 956.6 | 62.5 | 0.9
2019 | 8 | 12 | 5 | 0 | 0 | 0 | 0 | 22.3 | 48.7 | 956.5 | 27.4 | 1.4
2019 | 8 | 12 | 6 | 0 | 23 | 11 | 14 | 22 | 49.1 | 956.8 | 33.6 | 1.5
2019 | 8 | 12 | 7 | 0 | 374 | 65 | 151 | 24.6 | 33.3 | 957.3 | 46.8 | 1.1
2019 | 8 | 12 | 8 | 0 | 605 | 104 | 356 | 28.2 | 21.2 | 957.7 | 117.1 | 0.5
2019 | 8 | 12 | 9 | 0 | 708 | 150 | 571 | 29.8 | 19.3 | 958 | 178.5 | 1.4
2019 | 8 | 12 | 10 | 0 | 734 | 207 | 756 | 31.5 | 22.2 | 958.3 | 101.1 | 2.6
2019 | 8 | 12 | 11 | 0 | 815 | 237 | 938 | 32.5 | 22.5 | 958.4 | 82.7 | 4.5
2019 | 8 | 12 | 12 | 0 | 447 | 390 | 806 | 32.5 | 23 | 958.3 | 88.1 | 5.2
2019 | 8 | 12 | 13 | 0 | 234 | 415 | 642 | 32.4 | 23.6 | 958.1 | 107.7 | 5.7
2019 | 8 | 12 | 14 | 0 | 30 | 364 | 398 | 31 | 27.9 | 958.2 | 106.4 | 5.9
2019 | 8 | 12 | 15 | 0 | 93 | 363 | 440 | 30.6 | 29.4 | 958 | 94.7 | 5.7
2019 | 8 | 12 | 16 | 0 | 264 | 321 | 508 | 30.2 | 36.1 | 957.7 | 104.4 | 5.1
2019 | 8 | 12 | 17 | 0 | 512 | 175 | 434 | 29.6 | 41.9 | 957.6 | 105.2 | 5
2019 | 8 | 12 | 18 | 0 | 566 | 77 | 258 | 28.8 | 45.1 | 957.6 | 100.1 | 4.8
2019 | 8 | 12 | 19 | 0 | 201 | 31 | 61 | 27.1 | 50.2 | 958.3 | 95.2 | 4.6
2019 | 8 | 12 | 20 | 0 | 0 | 0 | 0 | 25 | 68 | 959.3 | 90.4 | 4.8
2019 | 8 | 12 | 21 | 0 | 0 | 0 | 0 | 23.6 | 79.9 | 960.3 | 83.8 | 4
2019 | 8 | 12 | 22 | 0 | 0 | 0 | 0 | 23.1 | 82.9 | 961 | 79.2 | 2.9
2019 | 8 | 12 | 23 | 0 | 0 | 0 | 0 | 22.9 | 82.2 | 961.5 | 60.8 | 2.6
2019 | 8 | 13 | 0 | 0 | 0 | 0 | 0 | 22.6 | 79.6 | 961.6 | 61.7 | 1.7
2019 | 8 | 13 | 1 | 0 | 0 | 0 | 0 | 21.7 | 84.3 | 961.2 | 64.6 | 1.2
2019 | 8 | 13 | 2 | 0 | 0 | 0 | 0 | 21.9 | 81.5 | 960.7 | 66.2 | 1.1
2019 | 8 | 13 | 3 | 0 | 0 | 0 | 0 | 21.6 | 84.9 | 960.1 | 65.2 | 1
2019 | 8 | 13 | 4 | 0 | 0 | 0 | 0 | 21.2 | 85.9 | 960 | 87.5 | 1.5
2019 | 8 | 13 | 5 | 0 | 0 | 0 | 0 | 20.8 | 87.1 | 960.4 | 100.2 | 1.5
2019 | 8 | 13 | 6 | 0 | 0 | 7 | 7 | 20.9 | 84.3 | 960.7 | 192.2 | 0.7
2019 | 8 | 13 | 7 | 0 | 20 | 72 | 78 | 22.1 | 80.8 | 961 | 143.2 | 0.7
2019 | 8 | 13 | 8 | 0 | 362 | 181 | 337 | 24.9 | 70.4 | 961.3 | 100.5 | 3.2
2019 | 8 | 13 | 9 | 0 | 523 | 181 | 492 | 26.4 | 59.6 | 961.4 | 83.9 | 3.9
2019 | 8 | 13 | 10 | 0 | 800 | 140 | 734 | 27.6 | 54.4 | 961.3 | 92.1 | 5.1
2019 | 8 | 13 | 11 | 0 | 828 | 156 | 863 | 28.8 | 50.3 | 961.2 | 99.2 | 5.8
2019 | 8 | 13 | 12 | 0 | 762 | 196 | 900 | 29.1 | 51.6 | 961.1 | 99.3 | 6.8
2019 | 8 | 13 | 13 | 0 | 689 | 323 | 970 | 29.5 | 51.4 | 961 | 98.2 | 7.3
2019 | 8 | 13 | 14 | 0 | 323 | 405 | 701 | 29 | 52.1 | 960.9 | 95.7 | 7.1
2019 | 8 | 13 | 15 | 0 | 607 | 296 | 788 | 29.1 | 52.6 | 960.7 | 87.7 | 6.8
2019 | 8 | 13 | 16 | 0 | 520 | 271 | 625 | 28.5 | 56.5 | 960.6 | 85.1 | 6.2
2019 | 8 | 13 | 17 | 0 | 371 | 193 | 373 | 27.4 | 60.9 | 960.6 | 87.7 | 6
2019 | 8 | 13 | 18 | 0 | 318 | 110 | 212 | 26.5 | 64 | 960.8 | 85.8 | 5.4
2019 | 8 | 13 | 19 | 0 | 55 | 34 | 43 | 25 | 69.6 | 961.2 | 84.6 | 4.6
2019 | 8 | 13 | 20 | 0 | 0 | 0 | 0 | 23.8 | 75.2 | 961.8 | 81.9 | 4.2
2019 | 8 | 13 | 21 | 0 | 0 | 0 | 0 | 22.9 | 79.9 | 962.5 | 86.2 | 3.9
2019 | 8 | 13 | 22 | 0 | 0 | 0 | 0 | 22.2 | 85.1 | 962.9 | 93.9 | 3.4
2019 | 8 | 13 | 23 | 0 | 0 | 0 | 0 | 21.8 | 87.4 | 963.1 | 94.3 | 3.4
2019 | 8 | 14 | 0 | 0 | 0 | 0 | 0 | 21.8 | 87.8 | 963.1 | 104.1 | 2.9
2019 | 8 | 14 | 1 | 0 | 0 | 0 | 0 | 21.6 | 88.3 | 963.1 | 107.6 | 2.8
2019 | 8 | 14 | 2 | 0 | 0 | 0 | 0 | 21.4 | 88.5 | 963 | 101.6 | 2.7
2019 | 8 | 14 | 3 | 0 | 0 | 0 | 0 | 21 | 89.3 | 962.8 | 100.3 | 2.1
2019 | 8 | 14 | 4 | 0 | 0 | 0 | 0 | 20.7 | 90.2 | 962.7 | 70.5 | 1.8
2019 | 8 | 14 | 5 | 0 | 0 | 0 | 0 | 20.4 | 89.6 | 962.9 | 44.1 | 0.7
2019 | 8 | 14 | 6 | 0 | 19 | 11 | 13 | 20 | 87.1 | 963.2 | 32.7 | 1.4
2019 | 8 | 14 | 7 | 0 | 344 | 64 | 142 | 22.1 | 80.5 | 963.5 | 85.4 | 1
2019 | 8 | 14 | 8 | 0 | 597 | 99 | 345 | 23.8 | 75.2 | 963.7 | 94.4 | 1.1
2019 | 8 | 14 | 9 | 0 | 744 | 110 | 550 | 25.7 | 65.3 | 963.6 | 128.5 | 1.7
2019 | 8 | 14 | 10 | 0 | 820 | 116 | 726 | 27.8 | 55.1 | 963.5 | 129.6 | 1.7
2019 | 8 | 14 | 11 | 0 | 842 | 134 | 854 | 29.3 | 51.8 | 963.3 | 162.6 | 1.8
2019 | 8 | 14 | 12 | 0 | 778 | 185 | 903 | 30.6 | 48 | 962.7 | 117 | 2
2019 | 8 | 14 | 13 | 0 | 362 | 251 | 593 | 31.1 | 47.1 | 962.1 | 190 | 2.8
2019 | 8 | 14 | 14 | 0 | 851 | 181 | 940 | 32.2 | 43.3 | 961.4 | 249 | 4.1
2019 | 8 | 14 | 15 | 0 | 809 | 147 | 795 | 32.3 | 39.7 | 961 | 261.7 | 4.6
2019 | 8 | 14 | 16 | 0 | 767 | 121 | 634 | 32.5 | 32.9 | 960.7 | 265.6 | 5.8
2019 | 8 | 14 | 17 | 0 | 680 | 102 | 443 | 31.9 | 33.5 | 960.5 | 271.3 | 6.3
2019 | 8 | 14 | 18 | 0 | 522 | 74 | 237 | 30.6 | 34.6 | 960.6 | 282.7 | 5.6
2019 | 8 | 14 | 19 | 0 | 191 | 30 | 57 | 29.1 | 41.3 | 961 | 239.7 | 2.7
2019 | 8 | 14 | 20 | 0 | 0 | 0 | 0 | 25.8 | 68 | 961.6 | 98.1 | 3.6
2019 | 8 | 14 | 21 | 0 | 0 | 0 | 0 | 24.4 | 77 | 962.2 | 112.3 | 2.8
2019 | 8 | 14 | 22 | 0 | 0 | 0 | 0 | 23.6 | 79.9 | 962.4 | 179.3 | 0.8
2019 | 8 | 14 | 23 | 0 | 0 | 0 | 0 | 23 | 80.3 | 962.4 | 258.4 | 0.7
2019 | 8 | 15 | 0 | 0 | 0 | 0 | 0 | 22.7 | 83.2 | 962.3 | 154.5 | 0.3
2019 | 8 | 15 | 1 | 0 | 0 | 0 | 0 | 22.7 | 71.4 | 962 | 11 | 0.8
2019 | 8 | 15 | 2 | 0 | 0 | 0 | 0 | 21.4 | 65.2 | 961.8 | 117.2 | 1
2019 | 8 | 15 | 3 | 0 | 0 | 0 | 0 | 21.4 | 63.2 | 961.6 | 124.5 | 0.9
2019 | 8 | 15 | 4 | 0 | 0 | 0 | 0 | 20.6 | 64.2 | 961.4 | 111.7 | 1.4
2019 | 8 | 15 | 5 | 0 | 0 | 0 | 0 | 20.8 | 66.4 | 961.6 | 37 | 1.2
2019 | 8 | 15 | 6 | 0 | 39 | 10 | 14 | 20.5 | 60.3 | 961.9 | 54.6 | 0.8
2019 | 8 | 15 | 7 | 0 | 461 | 49 | 150 | 22.5 | 63.1 | 962.2 | 84.1 | 1.3
2019 | 8 | 15 | 8 | 0 | 690 | 73 | 356 | 26.3 | 50.4 | 962.2 | 104.7 | 1.8
2019 | 8 | 15 | 9 | 0 | 795 | 89 | 558 | 29.1 | 40.7 | 962.2 | 110.5 | 2.1
2019 | 8 | 15 | 10 | 0 | 846 | 100 | 728 | 31.4 | 31.6 | 962.3 | 124.4 | 1.4
2019 | 8 | 15 | 11 | 0 | 876 | 107 | 854 | 32.9 | 28.2 | 962.1 | 132.7 | 1.6
2019 | 8 | 15 | 12 | 0 | 892 | 110 | 928 | 34 | 25.7 | 961.5 | 100.3 | 2.9
2019 | 8 | 15 | 13 | 0 | 891 | 112 | 940 | 34.1 | 27.4 | 961.1 | 91.9 | 5.3
2019 | 8 | 15 | 14 | 0 | 873 | 113 | 890 | 33.8 | 30.2 | 960.9 | 63.9 | 5.7
2019 | 8 | 15 | 15 | 0 | 840 | 111 | 784 | 34.3 | 28 | 960.3 | 159.2 | 5.4
2019 | 8 | 15 | 16 | 0 | 788 | 103 | 629 | 33.6 | 26.5 | 960.3 | 264.1 | 5.4
2019 | 8 | 15 | 17 | 0 | 705 | 90 | 441 | 33.4 | 23.9 | 960.3 | 269.9 | 5.1
2019 | 8 | 15 | 18 | 0 | 549 | 66 | 236 | 32 | 27.1 | 960.4 | 279.5 | 4
2019 | 8 | 15 | 19 | 0 | 206 | 27 | 56 | 30.1 | 32.2 | 961 | 245.6 | 1.6
2019 | 8 | 15 | 20 | 0 | 0 | 0 | 0 | 27.7 | 42 | 961.4 | 146.8 | 0.9
2019 | 8 | 15 | 21 | 0 | 0 | 0 | 0 | 25.6 | 53.7 | 962 | 109.5 | 2.9
2019 | 8 | 15 | 22 | 0 | 0 | 0 | 0 | 23.8 | 68.5 | 962.1 | 95.9 | 1.9
2019 | 8 | 15 | 23 | 0 | 0 | 0 | 0 | 23.3 | 67.4 | 962.1 | 60.3 | 0.9
2019 | 8 | 16 | 0 | 0 | 0 | 0 | 0 | 22.9 | 59.7 | 962 | 77 | 1.6
2019 | 8 | 16 | 1 | 0 | 0 | 0 | 0 | 23.1 | 47.8 | 961.7 | 61.6 | 1.1
2019 | 8 | 16 | 2 | 0 | 0 | 0 | 0 | 22.5 | 47.9 | 961.4 | 33.5 | 1.1
2019 | 8 | 16 | 3 | 0 | 0 | 0 | 0 | 23.3 | 42.8 | 961.3 | 41 | 2.1
2019 | 8 | 16 | 4 | 0 | 0 | 0 | 0 | 21.1 | 53.8 | 961.4 | 69.1 | 1.9
2019 | 8 | 16 | 5 | 0 | 0 | 0 | 0 | 22.2 | 41.3 | 961.4 | 57.9 | 2.1
2019 | 8 | 16 | 6 | 0 | 35 | 9 | 12 | 21.5 | 43.5 | 961.6 | 47.6 | 1.8
2019 | 8 | 16 | 7 | 0 | 423 | 51 | 144 | 23.2 | 48.5 | 962.1 | 91.1 | 1.9
2019 | 8 | 16 | 8 | 0 | 657 | 79 | 347 | 26.1 | 42.1 | 962.4 | 106.2 | 3.5
2019 | 8 | 16 | 9 | 0 | 782 | 93 | 550 | 28.3 | 33.9 | 962.3 | 110.9 | 4
2019 | 8 | 16 | 10 | 0 | 846 | 102 | 725 | 30.2 | 28.4 | 962.2 | 115.8 | 3.8
2019 | 8 | 16 | 11 | 0 | 877 | 109 | 853 | 31.8 | 24.8 | 962 | 107.1 | 2.8
2019 | 8 | 16 | 12 | 0 | 889 | 115 | 927 | 33.1 | 24.3 | 961.6 | 102.9 | 2.5
2019 | 8 | 16 | 13 | 0 | 887 | 116 | 937 | 34.1 | 26.8 | 961 | 107.1 | 3.3
2019 | 8 | 16 | 14 | 0 | 871 | 116 | 887 | 34.7 | 29.5 | 960.6 | 97.6 | 4.5
2019 | 8 | 16 | 15 | 0 | 845 | 110 | 782 | 34.6 | 30.8 | 960.2 | 84 | 4.6
2019 | 8 | 16 | 16 | 0 | 798 | 101 | 629 | 34.5 | 31.9 | 959.8 | 82.6 | 4.3
2019 | 8 | 16 | 17 | 0 | 701 | 90 | 435 | 33.8 | 33.8 | 959.8 | 235.5 | 3.6
2019 | 8 | 16 | 18 | 0 | 538 | 67 | 231 | 33.4 | 26.4 | 959.6 | 272.6 | 4.1
2019 | 8 | 16 | 19 | 0 | 176 | 27 | 51 | 31.1 | 32.7 | 959.9 | 285 | 3.1
2019 | 8 | 16 | 20 | 0 | 1 | 0 | 0 | 27.4 | 59 | 960.4 | 113.4 | 3.4
2019 | 8 | 16 | 21 | 0 | 0 | 0 | 0 | 25.2 | 70.4 | 961 | 103.7 | 3.2
2019 | 8 | 16 | 22 | 0 | 0 | 0 | 0 | 23.9 | 78.2 | 961.3 | 99.2 | 1.9
2019 | 8 | 16 | 23 | 0 | 0 | 0 | 0 | 23.1 | 82.8 | 961.3 | 91.1 | 1.7
2019 | 8 | 17 | 0 | 0 | 0 | 0 | 0 | 22.7 | 84.1 | 961.4 | 72 | 1.2
2019 | 8 | 17 | 1 | 0 | 0 | 0 | 0 | 22.5 | 81.1 | 961 | 67.8 | 0.3
2019 | 8 | 17 | 2 | 0 | 0 | 0 | 0 | 21.9 | 78.2 | 960.5 | 62.6 | 0.3
2019 | 8 | 17 | 3 | 0 | 0 | 0 | 0 | 21.5 | 74.1 | 960.1 | 71.5 | 0.7
2019 | 8 | 17 | 4 | 0 | 0 | 0 | 0 | 21.4 | 64.2 | 960 | 40.4 | 0.7
2019 | 8 | 17 | 5 | 0 | 0 | 0 | 0 | 20.8 | 64.1 | 959.9 | 62 | 1
2019 | 8 | 17 | 6 | 0 | 33 | 8 | 12 | 21.2 | 59.5 | 960.1 | 48.7 | 1.1
2019 | 8 | 17 | 7 | 0 | 438 | 49 | 143 | 24.8 | 45.1 | 960.3 | 42.1 | 1.3
2019 | 8 | 17 | 8 | 0 | 674 | 75 | 347 | 27.7 | 44.5 | 960.5 | 127 | 1.3
2019 | 8 | 17 | 9 | 0 | 787 | 91 | 550 | 30.9 | 33.1 | 960.5 | 157.9 | 1.1
2019 | 8 | 17 | 10 | 0 | 857 | 97 | 727 | 33.1 | 27.2 | 960.5 | 161.4 | 1.3
2019 | 8 | 17 | 11 | 0 | 889 | 100 | 853 | 34.8 | 23.7 | 960.2 | 160.1 | 1.7
2019 | 8 | 17 | 12 | 0 | 903 | 101 | 925 | 36.2 | 22.7 | 959.8 | 160.9 | 1.8
2019 | 8 | 17 | 13 | 0 | 907 | 101 | 939 | 37 | 21.2 | 959.3 | 225.9 | 2.6
2019 | 8 | 17 | 14 | 0 | 906 | 96 | 896 | 37.3 | 19.6 | 958.7 | 260 | 4.8
2019 | 8 | 17 | 15 | 0 | 884 | 91 | 792 | 37.4 | 19.5 | 958.1 | 257 | 5.4
2019 | 8 | 17 | 16 | 0 | 832 | 86 | 634 | 36.8 | 23.5 | 957.7 | 268.2 | 5.6
2019 | 8 | 17 | 17 | 0 | 744 | 77 | 441 | 36.1 | 23.4 | 957.4 | 260 | 5.6
2019 | 8 | 17 | 18 | 0 | 576 | 59 | 233 | 34.6 | 27.5 | 957.2 | 263.4 | 4.7
2019 | 8 | 17 | 19 | 0 | 215 | 24 | 53 | 33 | 25.5 | 957.2 | 264.8 | 3.2
2019 | 8 | 17 | 20 | 0 | 0 | 0 | 0 | 29.7 | 46.3 | 957.5 | 222.6 | 2.1
2019 | 8 | 17 | 21 | 0 | 0 | 0 | 0 | 27.8 | 56.8 | 958.3 | 153.9 | 0.9
2019 | 8 | 17 | 22 | 0 | 0 | 0 | 0 | 26.2 | 56.4 | 958.7 | 108.1 | 1.7
2019 | 8 | 17 | 23 | 0 | 0 | 0 | 0 | 25 | 58.2 | 958.8 | 90.4 | 0.6
2019 | 8 | 18 | 0 | 0 | 0 | 0 | 0 | 24.3 | 57 | 958.9 | 39.4 | 0.2
2019 | 8 | 18 | 1 | 0 | 0 | 0 | 0 | 23.6 | 53.8 | 958.5 | 175.4 | 0.5
2019 | 8 | 18 | 2 | 0 | 0 | 0 | 0 | 23.8 | 48.3 | 958 | 90 | 1.2
2019 | 8 | 18 | 3 | 0 | 0 | 0 | 0 | 23.4 | 40.4 | 957.3 | 42 | 1.1
2019 | 8 | 18 | 4 | 0 | 0 | 0 | 0 | 23.5 | 35.1 | 956.8 | 24.3 | 1.1
2019 | 8 | 18 | 5 | 0 | 0 | 0 | 0 | 23.4 | 33.5 | 956.7 | 25.9 | 1.2
2019 | 8 | 18 | 6 | 0 | 44 | 8 | 12 | 23 | 34.7 | 956.9 | 63.2 | 1.7
2019 | 8 | 18 | 7 | 0 | 504 | 42 | 148 | 26.5 | 29.2 | 957.1 | 131.9 | 1
2019 | 8 | 18 | 8 | 0 | 707 | 71 | 354 | 30.4 | 25.7 | 957.2 | 187 | 1.3
2019 | 8 | 18 | 9 | 0 | 800 | 90 | 556 | 29.7 | 36.1 | 957.5 | 245.9 | 3.1
2019 | 8 | 18 | 10 | 0 | 848 | 104 | 726 | 30.7 | 38.1 | 957.8 | 240.4 | 3.4
2019 | 8 | 18 | 11 | 0 | 887 | 106 | 856 | 33.2 | 29.7 | 957.8 | 238.7 | 3.1
2019 | 8 | 18 | 12 | 0 | 913 | 100 | 931 | 34.8 | 24.8 | 957.5 | 254 | 3.8
2019 | 8 | 18 | 13 | 0 | 924 | 96 | 946 | 35.9 | 21.3 | 957.2 | 259.6 | 5.3
2019 | 8 | 18 | 14 | 0 | 924 | 92 | 906 | 36.6 | 17.9 | 956.7 | 262.8 | 7
2019 | 8 | 18 | 15 | 0 | 896 | 90 | 799 | 36.6 | 16 | 956.4 | 266.7 | 6.4
2019 | 8 | 18 | 16 | 0 | 799 | 101 | 626 | 36.2 | 16.7 | 956 | 262.6 | 6.9
2019 | 8 | 18 | 17 | 0 | 701 | 89 | 430 | 35.3 | 17 | 955.8 | 260.8 | 6.6
2019 | 8 | 18 | 18 | 0 | 525 | 64 | 222 | 33.9 | 20.1 | 955.6 | 269.7 | 5.4
2019 | 8 | 18 | 19 | 0 | 177 | 25 | 48 | 31.4 | 24.2 | 955.8 | 277.3 | 4.8
2019 | 8 | 18 | 20 | 0 | 0 | 0 | 0 | 29.2 | 29.3 | 956.2 | 277.1 | 3
2019 | 8 | 18 | 21 | 0 | 0 | 0 | 0 | 26.8 | 45.1 | 957.2 | 211 | 1.1
2019 | 8 | 18 | 22 | 0 | 0 | 0 | 0 | 25.4 | 53.5 | 957.7 | 215.3 | 0.8
2019 | 8 | 18 | 23 | 0 | 0 | 0 | 0 | 24.8 | 49.6 | 957.7 | 153.1 | 0.5
2019 | 8 | 19 | 0 | 0 | 0 | 0 | 0 | 23.4 | 57.5 | 957.7 | 98.6 | 0.7
2019 | 8 | 19 | 1 | 0 | 0 | 0 | 0 | 22.7 | 51 | 957.5 | 3.2 | 0.1
2019 | 8 | 19 | 2 | 0 | 0 | 0 | 0 | 22 | 52.6 | 957.2 | 39.7 | 1
2019 | 8 | 19 | 3 | 0 | 0 | 0 | 0 | 22.6 | 49 | 957.1 | 73.6 | 1.3
2019 | 8 | 19 | 4 | 0 | 0 | 0 | 0 | 22.6 | 43.9 | 957.1 | 45.8 | 1.1
2019 | 8 | 19 | 5 | 0 | 0 | 0 | 0 | 22.6 | 42.5 | 957.1 | 49.3 | 1.4
2019 | 8 | 19 | 6 | 0 | 39 | 7 | 10 | 23.7 | 38.7 | 957.3 | 28.9 | 2.1
2019 | 8 | 19 | 7 | 0 | 474 | 43 | 142 | 26 | 35.7 | 957.4 | 57.3 | 2
2019 | 8 | 19 | 8 | 0 | 720 | 64 | 350 | 29.2 | 31.9 | 957.7 | 151.2 | 0.9
2019 | 8 | 19 | 9 | 0 | 834 | 74 | 556 | 32.8 | 26.3 | 957.8 | 159.6 | 0.7
2019 | 8 | 19 | 10 | 0 | 885 | 83 | 729 | 34.6 | 23.1 | 958.1 | 183.5 | 1.9
2019 | 8 | 19 | 11 | 0 | 905 | 90 | 851 | 35.6 | 22.1 | 958.1 | 201.3 | 2.3
2019 | 8 | 19 | 12 | 0 | 906 | 95 | 917 | 36.1 | 23.6 | 957.9 | 106.5 | 3.7
2019 | 8 | 19 | 13 | 0 | 944 | 87 | 952 | 36.5 | 18.1 | 957.7 | 248.9 | 5.1
2019 | 8 | 19 | 14 | 0 | 955 | 77 | 912 | 37.1 | 14.2 | 957.1 | 267.4 | 5.4
2019 | 8 | 19 | 15 | 0 | 940 | 72 | 809 | 37.4 | 14.5 | 956.5 | 262.6 | 5.3
2019 | 8 | 19 | 16 | 0 | 908 | 66 | 656 | 35.9 | 19.4 | 956.5 | 265.5 | 5.4
2019 | 8 | 19 | 17 | 0 | 768 | 70 | 439 | 33.8 | 30.7 | 956.8 | 80.1 | 5.4
2019 | 8 | 19 | 18 | 0 | 578 | 55 | 224 | 32.2 | 37.3 | 956.8 | 81.2 | 5.2
2019 | 8 | 19 | 19 | 0 | 189 | 22 | 46 | 29.1 | 52.3 | 957.2 | 84.7 | 5
2019 | 8 | 19 | 20 | 0 | 0 | 0 | 0 | 26.9 | 65.1 | 957.6 | 95.2 | 4.2
2019 | 8 | 19 | 21 | 0 | 0 | 0 | 0 | 24.3 | 79.4 | 958.5 | 103.3 | 5
2019 | 8 | 19 | 22 | 0 | 0 | 0 | 0 | 23.1 | 87.4 | 959.2 | 103.5 | 4.3
2019 | 8 | 19 | 23 | 0 | 0 | 0 | 0 | 22.5 | 88.6 | 959.3 | 105.8 | 4.1
2019 | 8 | 20 | 0 | 0 | 0 | 0 | 0 | 21.8 | 90.6 | 959.3 | 94 | 2.2
2019 | 8 | 20 | 1 | 0 | 0 | 0 | 0 | 21.6 | 89.2 | 959.2 | 83.4 | 2.4
2019 | 8 | 20 | 2 | 0 | 0 | 0 | 0 | 21.2 | 86.8 | 958.9 | 85.5 | 2.3
2019 | 8 | 20 | 3 | 0 | 0 | 0 | 0 | 20.2 | 92.6 | 958.6 | 84 | 1.8
2019 | 8 | 20 | 4 | 0 | 0 | 0 | 0 | 19.9 | 95.5 | 958.5 | 64.1 | 1.6
2019 | 8 | 20 | 5 | 0 | 0 | 0 | 0 | 19.1 | 92.3 | 958.3 | 46.8 | 1.8
2019 | 8 | 20 | 6 | 0 | 40 | 7 | 10 | 20 | 80.2 | 958.6 | 36.6 | 2
2019 | 8 | 20 | 7 | 0 | 450 | 48 | 140 | 22 | 74.4 | 959 | 57.9 | 1.7
2019 | 8 | 20 | 8 | 0 | 658 | 85 | 345 | 24.1 | 75.6 | 959.5 | 97.3 | 3.4
2019 | 8 | 20 | 9 | 0 | 785 | 99 | 551 | 25.6 | 69.5 | 959.8 | 99 | 4
2019 | 8 | 20 | 10 | 0 | 864 | 100 | 727 | 27.4 | 59.5 | 960 | 99.7 | 3.7
2019 | 8 | 20 | 11 | 0 | 898 | 103 | 857 | 29.2 | 50.7 | 960 | 107.5 | 3.6
2019 | 8 | 20 | 12 | 0 | 905 | 114 | 932 | 30.8 | 45.7 | 959.5 | 104.6 | 3.2
2019 | 8 | 20 | 13 | 0 | 862 | 156 | 946 | 31.8 | 44.1 | 959.2 | 101.4 | 4
2019 | 8 | 20 | 14 | 0 | 752 | 242 | 903 | 32.2 | 45.8 | 959.2 | 99.2 | 4.9
2019 | 8 | 20 | 15 | 0 | 469 | 259 | 636 | 31 | 49.6 | 959.1 | 100.4 | 6.7
2019 | 8 | 20 | 16 | 0 | 514 | 282 | 618 | 30.6 | 49.8 | 959.2 | 97.6 | 6.1
2019 | 8 | 20 | 17 | 0 | 281 | 154 | 302 | 29.5 | 54.6 | 959.4 | 100.1 | 6.3
2019 | 8 | 20 | 18 | 0 | 161 | 99 | 143 | 28 | 59 | 959.8 | 88.2 | 6.1
2019 | 8 | 20 | 19 | 0 | 88 | 27 | 39 | 26.5 | 61.9 | 960.6 | 89.2 | 6.3
2019 | 8 | 20 | 20 | 0 | 0 | 0 | 0 | 25.1 | 69.8 | 961.1 | 85.8 | 5.5
2019 | 8 | 20 | 21 | 0 | 0 | 0 | 0 | 24.6 | 73.6 | 961.9 | 83.1 | 5.2
2019 | 8 | 20 | 22 | 0 | 0 | 0 | 0 | 24.5 | 74.8 | 962.2 | 80.2 | 4.4
2019 | 8 | 20 | 23 | 0 | 0 | 0 | 0 | 24.1 | 79.9 | 962.3 | 93.1 | 4.4
2019 | 8 | 21 | 0 | 0 | 0 | 0 | 0 | 23.8 | 85 | 962.3 | 84.7 | 3.8
2019 | 8 | 21 | 1 | 0 | 0 | 0 | 0 | 23.5 | 80.6 | 962.3 | 83.6 | 3.1
2019 | 8 | 21 | 2 | 0 | 0 | 0 | 0 | 23.5 | 79.5 | 962.1 | 81.9 | 3.1
2019 | 8 | 21 | 3 | 0 | 0 | 0 | 0 | 22.9 | 83.1 | 961.8 | 91.5 | 3
2019 | 8 | 21 | 4 | 0 | 0 | 0 | 0 | 23.3 | 77.2 | 961.4 | 77.4 | 3.3
2019 | 8 | 21 | 5 | 0 | 0 | 0 | 0 | 22.5 | 78.6 | 961.6 | 90.3 | 3.2
2019 | 8 | 21 | 6 | 0 | 1 | 7 | 7 | 22.2 | 80.9 | 961.8 | 89.7 | 2.7
2019 | 8 | 21 | 7 | 0 | 132 | 63 | 96 | 23.2 | 79.9 | 962.1 | 91.2 | 3.8
2019 | 8 | 21 | 8 | 0 | 418 | 144 | 306 | 25.4 | 70 | 961.9 | 85.6 | 5
2019 | 8 | 21 | 9 | 0 | 479 | 222 | 499 | 26.2 | 66.9 | 962 | 87.4 | 6.6
2019 | 8 | 21 | 10 | 0 | 727 | 194 | 724 | 27.2 | 63.8 | 962.2 | 86.2 | 6.9
2019 | 8 | 21 | 11 | 0 | 664 | 260 | 821 | 27.2 | 65 | 962.2 | 98.8 | 8.5
2019 | 8 | 21 | 12 | 0 | 638 | 273 | 856 | 27.4 | 62.2 | 961.9 | 94.9 | 8.4
2019 | 8 | 21 | 13 | 0 | 760 | 212 | 913 | 27.7 | 60.6 | 961.4 | 92.7 | 8.7
2019 | 8 | 21 | 14 | 0 | 753 | 207 | 869 | 28.2 | 58.2 | 961 | 93.2 | 8.5
2019 | 8 | 21 | 15 | 0 | 689 | 204 | 747 | 28 | 59.4 | 960.6 | 94.9 | 8.7
2019 | 8 | 21 | 16 | 0 | 639 | 184 | 599 | 27.2 | 62.8 | 960.4 | 93.7 | 8.7
2019 | 8 | 21 | 17 | 0 | 558 | 142 | 410 | 26.2 | 66.3 | 960.3 | 97.3 | 8.6
2019 | 8 | 21 | 18 | 0 | 210 | 107 | 174 | 24.8 | 72.1 | 960.8 | 97.7 | 7.7
2019 | 8 | 21 | 19 | 0 | 0 | 18 | 18 | 23.5 | 77.7 | 961.5 | 93.2 | 6.8
2019 | 8 | 21 | 20 | 0 | 0 | 0 | 0 | 23.1 | 78.6 | 962 | 93.1 | 6.3
2019 | 8 | 21 | 21 | 0 | 0 | 0 | 0 | 22.6 | 77.8 | 962.9 | 93.3 | 4.4
2019 | 8 | 21 | 22 | 0 | 0 | 0 | 0 | 22.1 | 75.4 | 963.2 | 100.4 | 3.5
2019 | 8 | 21 | 23 | 0 | 0 | 0 | 0 | 21.7 | 71.1 | 963.4 | 100 | 2.8
2019 | 8 | 22 | 0 | 0 | 0 | 0 | 0 | 20.9 | 71.5 | 963.5 | 101.3 | 3.3
2019 | 8 | 22 | 1 | 0 | 0 | 0 | 0 | 20.9 | 69 | 963.2 | 102.6 | 3.7
2019 | 8 | 22 | 2 | 0 | 0 | 0 | 0 | 20.4 | 71.1 | 962.8 | 116.8 | 3.8
2019 | 8 | 22 | 3 | 0 | 0 | 0 | 0 | 20 | 74.1 | 962.6 | 155.5 | 1.5
2019 | 8 | 22 | 4 | 0 | 0 | 0 | 0 | 19.9 | 74.5 | 962.4 | 41.1 | 0.8
2019 | 8 | 22 | 5 | 0 | 0 | 0 | 0 | 19.4 | 73.1 | 962.4 | 37.3 | 1
2019 | 8 | 22 | 6 | 0 | 26 | 7 | 9 | 19.3 | 72.1 | 962.7 | 39.4 | 1.6
2019 | 8 | 22 | 7 | 0 | 382 | 50 | 129 | 21 | 68.8 | 963.1 | 68.1 | 1.8
2019 | 8 | 22 | 8 | 0 | 645 | 80 | 332 | 23.6 | 60.1 | 963.2 | 75.6 | 3.1
2019 | 8 | 22 | 9 | 0 | 775 | 94 | 535 | 25.5 | 53.8 | 963.2 | 104.2 | 5.6
2019 | 8 | 22 | 10 | 0 | 839 | 103 | 708 | 26.6 | 50.8 | 963.5 | 97.2 | 5.6
2019 | 8 | 22 | 11 | 0 | 860 | 117 | 835 | 27.7 | 48.4 | 963.5 | 97.6 | 5.5
2019 | 8 | 22 | 12 | 0 | 873 | 126 | 911 | 28 | 49.5 | 963.2 | 103.8 | 6.5
2019 | 8 | 22 | 13 | 0 | 892 | 112 | 925 | 28.7 | 47.4 | 962.8 | 107.5 | 7.1
2019 | 8 | 22 | 14 | 0 | 884 | 109 | 877 | 29.1 | 46.3 | 962.4 | 105.2 | 7.2
2019 | 8 | 22 | 15 | 0 | 850 | 108 | 769 | 29.1 | 45.6 | 962 | 102.4 | 7.8
2019 | 8 | 22 | 16 | 0 | 798 | 102 | 612 | 28.5 | 50.7 | 961.9 | 97.2 | 7.7
2019 | 8 | 22 | 17 | 0 | 708 | 88 | 420 | 27.5 | 56.2 | 961.8 | 97.2 | 7.7
2019 | 8 | 22 | 18 | 0 | 529 | 63 | 212 | 26.4 | 60.5 | 961.7 | 96.8 | 7.2
2019 | 8 | 22 | 19 | 0 | 134 | 22 | 38 | 24.9 | 64.5 | 962 | 90.8 | 6.3
2019 | 8 | 22 | 20 | 0 | 0 | 0 | 0 | 23.2 | 68 | 962.7 | 103.6 | 5.1
2019 | 8 | 22 | 21 | 0 | 0 | 0 | 0 | 21.9 | 78.2 | 963.6 | 97.8 | 4.5
2019 | 8 | 22 | 22 | 0 | 0 | 0 | 0 | 21.2 | 79.6 | 963.8 | 105.9 | 3.7
2019 | 8 | 22 | 23 | 0 | 0 | 0 | 0 | 21 | 72 | 963.7 | 103.5 | 3.2
2019 | 8 | 23 | 0 | 0 | 0 | 0 | 0 | 19.8 | 79.9 | 963.7 | 92.2 | 2.8
2019 | 8 | 23 | 1 | 0 | 0 | 0 | 0 | 19.2 | 80 | 963.4 | 103.3 | 1.7
2019 | 8 | 23 | 2 | 0 | 0 | 0 | 0 | 19.2 | 73.9 | 963.2 | 115.6 | 1
2019 | 8 | 23 | 3 | 0 | 0 | 0 | 0 | 18.9 | 69.5 | 962.9 | 54.3 | 1.3
2019 | 8 | 23 | 4 | 0 | 0 | 0 | 0 | 18.6 | 66.1 | 962.7 | 55.1 | 1.1
2019 | 8 | 23 | 5 | 0 | 0 | 0 | 0 | 17.8 | 68.6 | 962.7 | 82.1 | 1.9
2019 | 8 | 23 | 6 | 0 | 43 | 6 | 9 | 18.3 | 66.2 | 963 | 63.6 | 1.6
2019 | 8 | 23 | 7 | 0 | 493 | 39 | 137 | 20.7 | 60 | 963.4 | 81.1 | 1.9
2019 | 8 | 23 | 8 | 0 | 727 | 62 | 343 | 24.1 | 48.8 | 963.6 | 99 | 3.6
2019 | 8 | 23 | 9 | 0 | 833 | 75 | 547 | 26.1 | 41 | 963.7 | 85.3 | 5.8
2019 | 8 | 23 | 10 | 0 | 892 | 81 | 722 | 27.3 | 36.7 | 963.6 | 85.5 | 6
2019 | 8 | 23 | 11 | 0 | 917 | 88 | 851 | 28.3 | 34.4 | 963.4 | 82.8 | 5.7
2019 | 8 | 23 | 12 | 0 | 924 | 95 | 923 | 28.9 | 33.4 | 963 | 101.7 | 6.4
2019 | 8 | 23 | 13 | 0 | 927 | 95 | 936 | 29.5 | 33 | 962.4 | 100.5 | 6.7
2019 | 8 | 23 | 14 | 0 | 915 | 94 | 885 | 29.8 | 32 | 961.8 | 102.6 | 6.7
2019 | 8 | 23 | 15 | 0 | 882 | 92 | 774 | 30 | 32.7 | 961.4 | 106.4 | 6.7
2019 | 8 | 23 | 16 | 0 | 811 | 92 | 609 | 29.1 | 43.1 | 961.2 | 97.9 | 7.3
2019 | 8 | 23 | 17 | 0 | 697 | 87 | 412 | 28.2 | 46.7 | 961.2 | 98.5 | 7.4
2019 | 8 | 23 | 18 | 0 | 501 | 64 | 203 | 26.8 | 45 | 961.2 | 100.4 | 7.7
2019 | 8 | 23 | 19 | 0 | 132 | 21 | 37 | 25.4 | 47.9 | 961.7 | 90.9 | 5.6
2019 | 8 | 23 | 20 | 0 | 0 | 0 | 0 | 23.7 | 60.4 | 962.1 | 92.5 | 3.9
2019 | 8 | 23 | 21 | 0 | 0 | 0 | 0 | 22.4 | 71.5 | 962.7 | 94.5 | 3.7
2019 | 8 | 23 | 22 | 0 | 0 | 0 | 0 | 21.5 | 77.1 | 962.9 | 95.2 | 3.8
2019 | 8 | 23 | 23 | 0 | 0 | 0 | 0 | 20.9 | 79.6 | 962.9 | 92.5 | 3
2019 | 8 | 24 | 0 | 0 | 0 | 0 | 0 | 20.5 | 80.1 | 963 | 50.6 | 1.4
2019 | 8 | 24 | 1 | 0 | 0 | 0 | 0 | 20.2 | 79.5 | 962.6 | 103.5 | 1
2019 | 8 | 24 | 2 | 0 | 0 | 0 | 0 | 19.4 | 70.8 | 962.4 | 7.6 | 1.2
2019 | 8 | 24 | 3 | 0 | 0 | 0 | 0 | 19.2 | 62.2 | 962.3 | 18.2 | 1.1
2019 | 8 | 24 | 4 | 0 | 0 | 0 | 0 | 19.9 | 56.8 | 962 | 33.1 | 2.4
2019 | 8 | 24 | 5 | 0 | 0 | 0 | 0 | 19.2 | 59.8 | 961.8 | 55.8 | 1.7
2019 | 8 | 24 | 6 | 0 | 36 | 6 | 9 | 18.8 | 59 | 961.5 | 50.8 | 1.7
2019 | 8 | 24 | 7 | 0 | 443 | 45 | 132 | 20.3 | 55.4 | 962 | 45.1 | 1.9
2019 | 8 | 24 | 8 | 0 | 680 | 73 | 336 | 23 | 55.9 | 962.4 | 97.9 | 4.3
2019 | 8 | 24 | 9 | 0 | 794 | 88 | 538 | 25 | 51.2 | 962.6 | 112.6 | 5
2019 | 8 | 24 | 10 | 0 | 861 | 96 | 715 | 26.8 | 46.1 | 962.6 | 109.4 | 6.7
2019 | 8 | 24 | 11 | 0 | 894 | 101 | 845 | 27.9 | 44 | 962.5 | 112.6 | 6.5
2019 | 8 | 24 | 12 | 0 | 906 | 105 | 917 | 28.4 | 45.9 | 962.3 | 112.2 | 6.1
2019 | 8 | 24 | 13 | 0 | 910 | 103 | 929 | 29.4 | 39.9 | 961.8 | 105 | 6.1
2019 | 8 | 24 | 14 | 0 | 891 | 103 | 874 | 29.7 | 37.9 | 961.6 | 106.3 | 5.6
2019 | 8 | 24 | 15 | 0 | 850 | 106 | 762 | 29.8 | 40.7 | 961.3 | 100.4 | 5.7
2019 | 8 | 24 | 16 | 0 | 780 | 104 | 600 | 29.3 | 44.2 | 961.1 | 100.5 | 6.2
2019 | 8 | 24 | 17 | 0 | 672 | 92 | 404 | 28.3 | 49 | 961.1 | 92.4 | 5.8
2019 | 8 | 24 | 18 | 0 | 482 | 64 | 196 | 27.3 | 52.4 | 961 | 103.1 | 5.5
2019 | 8 | 24 | 19 | 0 | 112 | 19 | 33 | 25.7 | 59.1 | 961 | 107.1 | 4.9
2019 | 8 | 24 | 20 | 0 | 0 | 0 | 0 | 23.8 | 65.7 | 961.4 | 103.3 | 3.8
2019 | 8 | 24 | 21 | 0 | 0 | 0 | 0 | 22.7 | 70.3 | 961.9 | 99.4 | 4
2019 | 8 | 24 | 22 | 0 | 0 | 0 | 0 | 21.9 | 72.3 | 962.5 | 76.3 | 2.6
2019 | 8 | 24 | 23 | 0 | 0 | 0 | 0 | 21.6 | 71 | 962.5 | 70 | 1.8
2019 | 8 | 25 | 0 | 0 | 0 | 0 | 0 | 20.8 | 75.4 | 962.3 | 77.8 | 1.4
2019 | 8 | 25 | 1 | 0 | 0 | 0 | 0 | 20.6 | 75.8 | 962 | 65.9 | 1.9
2019 | 8 | 25 | 2 | 0 | 0 | 0 | 0 | 20 | 76.3 | 961.7 | 95.1 | 2.2
2019 | 8 | 25 | 3 | 0 | 0 | 0 | 0 | 19.8 | 77.3 | 961.3 | 40.1 | 2.2
2019 | 8 | 25 | 4 | 0 | 0 | 0 | 0 | 19.6 | 77.4 | 961 | 31.1 | 1.7
2019 | 8 | 25 | 5 | 0 | 0 | 0 | 0 | 19.3 | 79 | 961 | 21.2 | 1.7
2019 | 8 | 25 | 6 | 0 | 33 | 5 | 8 | 19.1 | 78.2 | 961.2 | 32.7 | 2.3
2019 | 8 | 25 | 7 | 0 | 456 | 41 | 129 | 20.9 | 72.4 | 961.4 | 44.2 | 1.3
2019 | 8 | 25 | 8 | 0 | 695 | 67 | 334 | 23 | 68.9 | 961.7 | 115.2 | 2.4
2019 | 8 | 25 | 9 | 0 | 809 | 81 | 538 | 25.2 | 57.3 | 961.6 | 108.8 | 4.7
2019 | 8 | 25 | 10 | 0 | 865 | 91 | 711 | 26.8 | 49.9 | 961.5 | 103.4 | 5.7
2019 | 8 | 25 | 11 | 0 | 886 | 101 | 838 | 27.9 | 45 | 961.1 | 106.1 | 6.4
2019 | 8 | 25 | 12 | 0 | 883 | 114 | 906 | 28.7 | 44.1 | 960.5 | 114 | 6.2
2019 | 8 | 25 | 13 | 0 | 876 | 120 | 915 | 28.9 | 44.3 | 960.1 | 113.1 | 5.8
2019 | 8 | 25 | 14 | 0 | 849 | 126 | 860 | 29.3 | 44.4 | 959.7 | 107.8 | 6.2
2019 | 8 | 25 | 15 | 0 | 771 | 149 | 745 | 28.8 | 46.7 | 959.6 | 107.2 | 7.2
2019 | 8 | 25 | 16 | 0 | 668 | 158 | 582 | 28.5 | 47.3 | 959.6 | 99.1 | 6.5
2019 | 8 | 25 | 17 | 0 | 548 | 128 | 383 | 27.8 | 48.2 | 959.5 | 101.2 | 6.7
2019 | 8 | 25 | 18 | 0 | 387 | 86 | 192 | 26.2 | 55.7 | 959.2 | 98.5 | 6.8
2019 | 8 | 25 | 19 | 0 | 78 | 31 | 41 | 24.5 | 64.1 | 959.4 | 97.4 | 5.9
2019 | 8 | 25 | 20 | 0 | 0 | 0 | 0 | 23.1 | 74.2 | 960.1 | 100.1 | 4.6
2019 | 8 | 25 | 21 | 0 | 0 | 0 | 0 | 22.4 | 79.2 | 960.9 | 98.6 | 3.4
2019 | 8 | 25 | 22 | 0 | 0 | 0 | 0 | 22 | 80.3 | 961 | 93.6 | 2.7
2019 | 8 | 25 | 23 | 0 | 0 | 0 | 0 | 21.6 | 81.7 | 960.5 | 93.4 | 2.8
2019 | 8 | 26 | 0 | 0 | 0 | 0 | 0 | 21.8 | 83.9 | 960.1 | 101.7 | 3.1
2019 | 8 | 26 | 1 | 0 | 0 | 0 | 0 | 21.4 | 86.7 | 960.2 | 99.8 | 3
2019 | 8 | 26 | 2 | 0 | 0 | 0 | 0 | 21 | 87.3 | 959.9 | 99.3 | 3.4
2019 | 8 | 26 | 3 | 0 | 0 | 0 | 0 | 20.6 | 86.4 | 959.2 | 95.8 | 2.5
2019 | 8 | 26 | 4 | 0 | 0 | 0 | 0 | 19.8 | 87 | 958.4 | 102.1 | 2.6
2019 | 8 | 26 | 5 | 0 | 0 | 0 | 0 | 20.3 | 83.1 | 958.1 | 111.1 | 3.2
2019 | 8 | 26 | 6 | 0 | 1 | 5 | 5 | 20.6 | 81.7 | 958.1 | 92.3 | 3.9
2019 | 8 | 26 | 7 | 0 | 44 | 78 | 87 | 21.5 | 78.2 | 958.7 | 95.4 | 3.2
2019 | 8 | 26 | 8 | 0 | 123 | 188 | 232 | 23.5 | 69.7 | 959 | 72.6 | 4.6
2019 | 8 | 26 | 9 | 0 | 115 | 275 | 344 | 24.5 | 65.9 | 958.7 | 78 | 5.3
2019 | 8 | 26 | 10 | 0 | 49 | 331 | 371 | 25.2 | 63.6 | 959.1 | 76.5 | 5.8
2019 | 8 | 26 | 11 | 0 | 344 | 438 | 731 | 26.7 | 58.6 | 959.1 | 74.3 | 6
2019 | 8 | 26 | 12 | 0 | 301 | 422 | 699 | 27.5 | 55.1 | 958.6 | 87.9 | 6.4
2019 | 8 | 26 | 13 | 0 | 434 | 415 | 813 | 28.6 | 51.8 | 958.2 | 94 | 6.3
2019 | 8 | 26 | 14 | 0 | 364 | 390 | 710 | 28.6 | 55.7 | 957.6 | 102.8 | 7.7
2019 | 8 | 26 | 15 | 0 | 249 | 356 | 552 | 28.2 | 56.9 | 957.4 | 96.4 | 7.4
2019 | 8 | 26 | 16 | 0 | 29 | 259 | 279 | 27.1 | 62.2 | 957.1 | 98.5 | 7.6
2019 | 8 | 26 | 17 | 0 | 160 | 226 | 306 | 26.4 | 67 | 957 | 95 | 7.2
2019 | 8 | 26 | 18 | 0 | 20 | 98 | 104 | 25.1 | 72.6 | 957 | 103.2 | 6.9
2019 | 8 | 26 | 19 | 0 | 4 | 30 | 30 | 24.1 | 77.6 | 957.9 | 107.1 | 5.9
2019 | 8 | 26 | 20 | 0 | 0 | 0 | 0 | 23.4 | 79.9 | 958.6 | 88.7 | 4.7
2019 | 8 | 26 | 21 | 0 | 0 | 0 | 0 | 23.2 | 81.2 | 959.1 | 82 | 4.6
2019 | 8 | 26 | 22 | 0 | 0 | 0 | 0 | 22.7 | 83 | 959 | 85 | 4.3
2019 | 8 | 26 | 23 | 0 | 0 | 0 | 0 | 22.5 | 81.3 | 958.7 | 89 | 1.7
2019 | 8 | 27 | 0 | 0 | 0 | 0 | 0 | 21.4 | 86.2 | 958.4 | 64.9 | 1
2019 | 8 | 27 | 1 | 0 | 0 | 0 | 0 | 20.9 | 86.6 | 957.7 | 80 | 1.3
2019 | 8 | 27 | 2 | 0 | 0 | 0 | 0 | 20.6 | 86.5 | 957.8 | 51.5 | 1.1
2019 | 8 | 27 | 3 | 0 | 0 | 0 | 0 | 20.2 | 86.3 | 958.1 | 60.5 | 1.4
2019 | 8 | 27 | 4 | 0 | 0 | 0 | 0 | 20.3 | 85.3 | 958.2 | 63 | 1.4
2019 | 8 | 27 | 5 | 0 | 0 | 0 | 0 | 19.7 | 86.8 | 958.6 | 101.5 | 0.7
2019 | 8 | 27 | 6 | 0 | 0 | 6 | 6 | 19.2 | 87.7 | 958.8 | 142.1 | 0.5
2019 | 8 | 27 | 7 | 0 | 48 | 78 | 85 | 20.8 | 82.6 | 958.9 | 71.3 | 0.7
2019 | 8 | 27 | 8 | 0 | 159 | 177 | 241 | 22.9 | 75.7 | 959.1 | 146.5 | 0.9
2019 | 8 | 27 | 9 | 0 | 574 | 177 | 500 | 25.4 | 65.4 | 959.2 | 196.5 | 1.2
2019 | 8 | 27 | 10 | 0 | 699 | 187 | 687 | 27 | 54.1 | 959.5 | 196.4 | 1.7
2019 | 8 | 27 | 11 | 0 | 803 | 183 | 846 | 28.8 | 38 | 959.1 | 209.5 | 2.6
2019 | 8 | 27 | 12 | 0 | 796 | 211 | 919 | 29.4 | 37.2 | 958.5 | 222.7 | 5.3
2019 | 8 | 27 | 13 | 0 | 638 | 283 | 859 | 29.5 | 37.8 | 958.1 | 216.1 | 4.7
2019 | 8 | 27 | 14 | 0 | 248 | 370 | 587 | 29.6 | 39.5 | 957.8 | 245.9 | 3.8
2019 | 8 | 27 | 15 | 0 | 707 | 220 | 759 | 30.2 | 39.2 | 957.3 | 252.6 | 3.9
2019 | 8 | 27 | 16 | 0 | 501 | 185 | 501 | 29.7 | 40.2 | 957.1 | 267.6 | 5.2
2019 | 8 | 27 | 17 | 0 | 157 | 154 | 225 | 28.7 | 39.8 | 957.6 | 280.7 | 3.1
2019 | 8 | 27 | 18 | 0 | 4 | 69 | 70 | 27.6 | 41 | 958.1 | 280.4 | 1.9
2019 | 8 | 27 | 19 | 0 | 19 | 14 | 16 | 26.5 | 42.6 | 958.9 | 80.9 | 4.4
2019 | 8 | 27 | 20 | 0 | 0 | 0 | 0 | 22.9 | 79 | 960 | 95.1 | 5.9
2019 | 8 | 27 | 21 | 0 | 0 | 0 | 0 | 21.6 | 84.7 | 960.8 | 97.1 | 3.4
2019 | 8 | 27 | 22 | 0 | 0 | 0 | 0 | 21.2 | 85.8 | 961.2 | 178.7 | 1.4
2019 | 8 | 27 | 23 | 0 | 0 | 0 | 0 | 21 | 84.8 | 961.4 | 221 | 1.3
2019 | 8 | 28 | 0 | 0 | 0 | 0 | 0 | 20.7 | 81.8 | 961.3 | 70.8 | 0.6
2019 | 8 | 28 | 1 | 0 | 0 | 0 | 0 | 20.5 | 83.2 | 961.4 | 67.5 | 2.4
2019 | 8 | 28 | 2 | 0 | 0 | 0 | 0 | 19.9 | 84.4 | 961.2 | 83.2 | 1.5
2019 | 8 | 28 | 3 | 0 | 0 | 0 | 0 | 18.9 | 87.5 | 960.9 | 82.6 | 0.6
2019 | 8 | 28 | 4 | 0 | 0 | 0 | 0 | 18.2 | 89.5 | 960.8 | 56.3 | 0.3
2019 | 8 | 28 | 5 | 0 | 0 | 0 | 0 | 17.9 | 89.9 | 960.9 | 65.8 | 1
2019 | 8 | 28 | 6 | 0 | 13 | 5 | 5 | 18.2 | 86.4 | 961 | 150.6 | 0.7
2019 | 8 | 28 | 7 | 0 | 340 | 48 | 114 | 20.5 | 76.6 | 961 | 65.1 | 0.4
2019 | 8 | 28 | 8 | 0 | 617 | 82 | 315 | 23.6 | 64.4 | 960.9 | 142.1 | 0.6
2019 | 8 | 28 | 9 | 0 | 752 | 100 | 520 | 27.1 | 46.7 | 961 | 172.3 | 0.8
2019 | 8 | 28 | 10 | 0 | 822 | 114 | 697 | 29.4 | 35.7 | 961.1 | 207.2 | 1.5
2019 | 8 | 28 | 11 | 0 | 852 | 126 | 826 | 30.7 | 31.8 | 961 | 188.5 | 1.7
2019 | 8 | 28 | 12 | 0 | 768 | 163 | 842 | 31.6 | 30 | 960.6 | 195.6 | 2.6
2019 | 8 | 28 | 13 | 0 | 857 | 175 | 940 | 31.5 | 33.7 | 960.2 | 261.7 | 5.8
2019 | 8 | 28 | 14 | 0 | 854 | 140 | 865 | 31.8 | 32 | 959.9 | 269.5 | 5.3
2019 | 8 | 28 | 15 | 0 | 819 | 129 | 748 | 31.5 | 33.9 | 959.7 | 269.4 | 6.2
2019 | 8 | 28 | 16 | 0 | 758 | 114 | 583 | 31.2 | 32.5 | 959.7 | 269.2 | 6.2
2019 | 8 | 28 | 17 | 0 | 660 | 92 | 387 | 30.6 | 34.5 | 959.7 | 270.9 | 5.4
2019 | 8 | 28 | 18 | 0 | 463 | 61 | 180 | 29.3 | 36.1 | 960 | 278.5 | 5.2
2019 | 8 | 28 | 19 | 0 | 99 | 15 | 25 | 27.7 | 36.8 | 960.1 | 306.3 | 3.9
2019 | 8 | 28 | 20 | 0 | 0 | 0 | 0 | 26.4 | 38.7 | 960.9 | 266.7 | 1.6
2019 | 8 | 28 | 21 | 0 | 0 | 0 | 0 | 24.8 | 58.7 | 961.9 | 116.7 | 1.6
2019 | 8 | 28 | 22 | 0 | 0 | 0 | 0 | 23.4 | 66.2 | 962.6 | 205 | 0.9
2019 | 8 | 28 | 23 | 0 | 0 | 0 | 0 | 22.5 | 72.1 | 962.5 | 93.8 | 1.2
2019 | 8 | 29 | 0 | 0 | 0 | 0 | 0 | 22.4 | 59.1 | 962.6 | 31.3 | 0.8
2019 | 8 | 29 | 1 | 0 | 0 | 0 | 0 | 21.2 | 62.9 | 962.5 | 83.1 | 1.6
2019 | 8 | 29 | 2 | 0 | 0 | 0 | 0 | 20.4 | 70.6 | 962.2 | 76.9 | 1.9
2019 | 8 | 29 | 3 | 0 | 0 | 0 | 0 | 20.3 | 62 | 962 | 51.9 | 1.6
2019 | 8 | 29 | 4 | 0 | 0 | 0 | 0 | 19.9 | 65.8 | 962 | 76.1 | 1.5
2019 | 8 | 29 | 5 | 0 | 0 | 0 | 0 | 19.3 | 65 | 962 | 70.4 | 1.1
2019 | 8 | 29 | 6 | 0 | 19 | 7 | 8 | 20 | 67.1 | 962.2 | 56.7 | 1.7
2019 | 8 | 29 | 7 | 0 | 329 | 50 | 115 | 22.5 | 52 | 962.5 | 51.5 | 0.9
2019 | 8 | 29 | 8 | 0 | 602 | 90 | 317 | 24.9 | 52.3 | 962.9 | 103.2 | 1.4
2019 | 8 | 29 | 9 | 0 | 704 | 160 | 552 | 27.6 | 42.8 | 962.9 | 105.7 | 4.2
2019 | 8 | 29 | 10 | 0 | 719 | 177 | 687 | 28.6 | 41 | 963.2 | 100.1 | 5.4
2019 | 8 | 29 | 11 | 0 | 643 | 244 | 782 | 29.7 | 37.4 | 963.6 | 98.8 | 5.6
2019 | 8 | 29 | 12 | 0 | 768 | 190 | 871 | 31 | 32.6 | 963.5 | 87.8 | 4.7
2019 | 8 | 29 | 13 | 0 | 230 | 409 | 625 | 31.2 | 37.8 | 963 | 96.2 | 4.9
2019 | 8 | 29 | 14 | 0 | 431 | 350 | 718 | 30.6 | 44.4 | 963.2 | 112.8 | 5.1
2019 | 8 | 29 | 15 | 0 | 415 | 283 | 601 | 30.8 | 38.4 | 963.3 | 88.3 | 5.4
2019 | 8 | 29 | 16 | 0 | 119 | 286 | 357 | 29.1 | 52.3 | 963 | 241 | 4.5
2019 | 8 | 29 | 17 | 0 | 422 | 170 | 352 | 29.6 | 49.1 | 962.9 | 213.2 | 2.8
2019 | 8 | 29 | 18 | 0 | 334 | 70 | 159 | 28.7 | 52.6 | 963.1 | 241.3 | 2
2019 | 8 | 29 | 19 | 0 | 1 | 11 | 11 | 27 | 46.6 | 963.6 | 110.9 | 2.6
2019 | 8 | 29 | 20 | 0 | 0 | 0 | 0 | 26.2 | 47 | 963.9 | 111.8 | 2.6
2019 | 8 | 29 | 21 | 0 | 0 | 0 | 0 | 24.5 | 54.6 | 963.8 | 168.5 | 1.1
2019 | 8 | 29 | 22 | 0 | 0 | 0 | 0 | 23.8 | 68.5 | 964.1 | 266.3 | 1.2
2019 | 8 | 29 | 23 | 0 | 0 | 0 | 0 | 22.9 | 74.1 | 964.2 | 165.5 | 0.9
2019 | 8 | 30 | 0 | 0 | 0 | 0 | 0 | 21.9 | 65.7 | 964.4 | 142.6 | 1.2
2019 | 8 | 30 | 1 | 0 | 0 | 0 | 0 | 21.3 | 67.4 | 964.3 | 119.2 | 0.9
2019 | 8 | 30 | 2 | 0 | 0 | 0 | 0 | 20.9 | 67.9 | 964 | 135.4 | 1.2
2019 | 8 | 30 | 3 | 0 | 0 | 0 | 0 | 19.9 | 70.1 | 963.7 | 176.1 | 1.3
2019 | 8 | 30 | 4 | 0 | 0 | 0 | 0 | 19.7 | 69.8 | 963.6 | 164.6 | 0.9
2019 | 8 | 30 | 5 | 0 | 0 | 0 | 0 | 19.9 | 69.5 | 963.6 | 179.5 | 0.9
2019 | 8 | 30 | 6 | 0 | 19 | 5 | 5 | 19.8 | 66.6 | 963.6 | 70.6 | 1.8
2019 | 8 | 30 | 7 | 0 | 368 | 45 | 113 | 22.4 | 58.2 | 963.7 | 77.1 | 0.8
2019 | 8 | 30 | 8 | 0 | 627 | 79 | 312 | 25.3 | 51.4 | 963.9 | 142.5 | 1
2019 | 8 | 30 | 9 | 0 | 750 | 99 | 513 | 27.7 | 42.3 | 964.1 | 223.4 | 1.3
2019 | 8 | 30 | 10 | 0 | 813 | 114 | 685 | 29.6 | 37.8 | 964 | 159.9 | 1.3
2019 | 8 | 30 | 11 | 0 | 854 | 119 | 815 | 30.4 | 36.3 | 963.9 | 108.5 | 2.7
2019 | 8 | 30 | 12 | 0 | 873 | 122 | 889 | 31.5 | 34.5 | 963.5 | 86 | 3.4
2019 | 8 | 30 | 13 | 0 | 861 | 131 | 895 | 32 | 36.1 | 963 | 80.2 | 4.4
2019 | 8 | 30 | 14 | 0 | 684 | 174 | 755 | 32 | 41.2 | 962.7 | 150.9 | 3
2019 | 8 | 30 | 15 | 0 | 556 | 244 | 671 | 31.4 | 43 | 962 | 254.9 | 4.8
2019 | 8 | 30 | 16 | 0 | 470 | 197 | 477 | 30.5 | 40.3 | 961.8 | 264.6 | 5.7
2019 | 8 | 30 | 17 | 0 | 272 | 155 | 278 | 29.6 | 39 | 961.6 | 268.8 | 4.8
2019 | 8 | 30 | 18 | 0 | 48 | 55 | 71 | 28.4 | 49.5 | 961.8 | 160.8 | 3.5
2019 | 8 | 30 | 19 | 0 | 11 | 11 | 12 | 26.8 | 54 | 961.9 | 84.8 | 4.4
2019 | 8 | 30 | 20 | 0 | 0 | 0 | 0 | 25.5 | 52.8 | 962.1 | 93 | 3.3
2019 | 8 | 30 | 21 | 0 | 0 | 0 | 0 | 24 | 61.3 | 962.7 | 111.7 | 2.8
2019 | 8 | 30 | 22 | 0 | 0 | 0 | 0 | 22.9 | 65.5 | 962.8 | 90 | 1.9
2019 | 8 | 30 | 23 | 0 | 0 | 0 | 0 | 22.5 | 68.4 | 962.8 | 79.9 | 1.8
2019 | 8 | 31 | 0 | 0 | 0 | 0 | 0 | 22.4 | 66.3 | 962.7 | 194.7 | 1.3
2019 | 8 | 31 | 1 | 0 | 0 | 0 | 0 | 22.3 | 61.8 | 962.2 | 212.5 | 1.3
2019 | 8 | 31 | 2 | 0 | 0 | 0 | 0 | 21.6 | 64.1 | 961.2 | 110.7 | 1
2019 | 8 | 31 | 3 | 0 | 0 | 0 | 0 | 21.2 | 65.1 | 960.3 | 119.4 | 1.4
2019 | 8 | 31 | 4 | 0 | 0 | 0 | 0 | 21.9 | 59.5 | 960.3 | 150.1 | 1.8
2019 | 8 | 31 | 5 | 0 | 0 | 0 | 0 | 20.9 | 63.9 | 960.4 | 76.2 | 1.1
2019 | 8 | 31 | 6 | 0 | 15 | 5 | 5 | 20.3 | 64 | 960.9 | 88.2 | 0.8
2019 | 8 | 31 | 7 | 0 | 246 | 57 | 104 | 22.2 | 58.1 | 961.3 | 31.5 | 0.4
2019 | 8 | 31 | 8 | 0 | 522 | 98 | 292 | 24.3 | 58.9 | 961.3 | 196.1 | 0.8
2019 | 8 | 31 | 9 | 0 | 627 | 143 | 491 | 26.4 | 52.8 | 961.4 | 254.2 | 1
2019 | 8 | 31 | 10 | 0 | 723 | 158 | 667 | 28.7 | 42.2 | 961.3 | 209.2 | 1.1
2019 | 8 | 31 | 11 | 0 | 792 | 145 | 791 | 30.2 | 37.3 | 961.1 | 145.3 | 1.5
2019 | 8 | 31 | 12 | 0 | 823 | 154 | 876 | 31.6 | 36.3 | 960.5 | 201.7 | 3
2019 | 8 | 31 | 13 | 0 | 812 | 205 | 924 | 31.7 | 39.7 | 959.9 | 255.5 | 5.3
2019 | 8 | 31 | 14 | 0 | 715 | 257 | 862 | 31.7 | 38.2 | 959.4 | 258.2 | 6.2
2019 | 8 | 31 | 15 | 0 | 590 | 212 | 649 | 30.8 | 40.2 | 958.9 | 269.4 | 5.8
2019 | 8 | 31 | 16 | 0 | 691 | 165 | 585 | 31.3 | 35 | 958.4 | 266.8 | 6.1
2019 | 8 | 31 | 17 | 0 | 575 | 147 | 395 | 31 | 37 | 958.3 | 275.9 | 4.5
2019 | 8 | 31 | 18 | 0 | 184 | 64 | 119 | 29 | 41.9 | 958.5 | 274.5 | 4.5
2019 | 8 | 31 | 19 | 0 | 41 | 12 | 15 | 27.3 | 45.2 | 959.2 | 290.4 | 3.4
2019 | 8 | 31 | 20 | 0 | 0 | 0 | 0 | 26.2 | 47.7 | 959.7 | 279.7 | 2.1
2019 | 8 | 31 | 21 | 0 | 0 | 0 | 0 | 24.9 | 55.2 | 960.2 | 213.6 | 1.9
2019 | 8 | 31 | 22 | 0 | 0 | 0 | 0 | 23.8 | 60.9 | 960.2 | 237.8 | 0.5
2019 | 8 | 31 | 23 | 0 | 0 | 0 | 0 | 23.1 | 62.7 | 960 | 317 | 0.8
2019 | 9 | 1 | 0 | 0 | 0 | 0 | 0 | 22.6 | 63.3 | 959.8 | 137 | 0.7
2019 | 9 | 1 | 1 | 0 | 0 | 0 | 0 | 22.6 | 63.5 | 959.6 | 107.3 | 1.1
2019 | 9 | 1 | 2 | 0 | 0 | 0 | 0 | 21.8 | 59.7 | 959.2 | 33.6 | 0.8
2019 | 9 | 1 | 3 | 0 | 0 | 0 | 0 | 20.2 | 65.1 | 958.8 | 111.8 | 0.6
2019 | 9 | 1 | 4 | 0 | 0 | 0 | 0 | 20.4 | 65.4 | 958.6 | 196.8 | 0.8
2019 | 9 | 1 | 5 | 0 | 0 | 0 | 0 | 19.4 | 66.9 | 958.7 | 68.4 | 1.2
2019 | 9 | 1 | 6 | 0 | 19 | 4 | 5 | 19.7 | 65.5 | 958.9 | 63.6 | 1.3
2019 | 9 | 1 | 7 | 0 | 382 | 41 | 110 | 21.2 | 61.5 | 959.2 | 78.1 | 1.1
2019 | 9 | 1 | 8 | 0 | 638 | 73 | 308 | 25.2 | 50.9 | 959.3 | 88.4 | 0.9
2019 | 9 | 1 | 9 | 0 | 764 | 90 | 510 | 28.3 | 42.4 | 959.3 | 196.5 | 0.8
2019 | 9 | 1 | 10 | 0 | 834 | 100 | 683 | 30.1 | 37.6 | 959.2 | 231.2 | 1.8
2019 | 9 | 1 | 11 | 0 | 869 | 112 | 816 | 31.4 | 37.3 | 959 | 232 | 2.9
2019 | 9 | 1 | 12 | 0 | 775 | 181 | 857 | 32.7 | 33.3 | 958.5 | 258.4 | 3.7
2019 | 9 | 1 | 13 | 0 | 794 | 192 | 893 | 33.1 | 31 | 958 | 262.7 | 6.1
2019 | 9 | 1 | 14 | 0 | 467 | 255 | 657 | 32.7 | 35 | 957.7 | 262.1 | 6
2019 | 9 | 1 | 15 | 0 | 119 | 368 | 459 | 31.3 | 40.6 | 957.3 | 275.4 | 5.9
2019 | 9 | 1 | 16 | 0 | 273 | 291 | 451 | 30.5 | 45.7 | 957.2 | 280.6 | 5.5
2019 | 9 | 1 | 17 | 0 | 577 | 138 | 386 | 30.6 | 46.7 | 957.3 | 277.9 | 4.7
2019 | 9 | 1 | 18 | 0 | 311 | 76 | 153 | 29.3 | 48.8 | 957.5 | 264.9 | 3.7
2019 | 9 | 1 | 19 | 0 | 4 | 9 | 10 | 26.6 | 61.1 | 957.9 | 223.6 | 2.5
2019 | 9 | 1 | 20 | 0 | 0 | 0 | 0 | 24.6 | 70.8 | 958.2 | 250.7 | 1.2
2019 | 9 | 1 | 21 | 0 | 0 | 0 | 0 | 23.9 | 73.7 | 958.5 | 257.5 | 1
2019 | 9 | 1 | 22 | 0 | 0 | 0 | 0 | 23.7 | 74.6 | 958.7 | 105.8 | 1.1
2019 | 9 | 1 | 23 | 0 | 0 | 0 | 0 | 23.1 | 71.8 | 958.7 | 66.5 | 1
2019 | 9 | 2 | 0 | 0 | 0 | 0 | 0 | 22.5 | 69.9 | 958.8 | 84.4 | 1.2
2019 | 9 | 2 | 1 | 0 | 0 | 0 | 0 | 21.7 | 76.5 | 958.9 | 78.3 | 1.1
2019 | 9 | 2 | 2 | 0 | 0 | 0 | 0 | 21.4 | 78.5 | 958.7 | 61 | 1.2
2019 | 9 | 2 | 3 | 0 | 0 | 0 | 0 | 21 | 78.8 | 958.4 | 49.6 | 0.3
2019 | 9 | 2 | 4 | 0 | 0 | 0 | 0 | 20.6 | 72.6 | 958.4 | 51.7 | 1.1
2019 | 9 | 2 | 5 | 0 | 0 | 0 | 0 | 21.3 | 71.7 | 958.6 | 66.8 | 1.8
2019 | 9 | 2 | 6 | 0 | 2 | 2 | 2 | 21.2 | 73.7 | 959.1 | 85 | 2.4
2019 | 9 | 2 | 7 | 0 | 57 | 40 | 54 | 21 | 89.4 | 960.1 | 86.9 | 5.3
2019 | 9 | 2 | 8 | 0 | 527 | 96 | 292 | 23.6 | 76.6 | 960.8 | 87.7 | 6.1
2019 | 9 | 2 | 9 | 0 | 695 | 116 | 499 | 25.9 | 64.7 | 961.3 | 87.5 | 6.5
2019 | 9 | 2 | 10 | 0 | 802 | 115 | 675 | 27.5 | 52 | 961.9 | 96 | 6.1
2019 | 9 | 2 | 11 | 0 | 839 | 125 | 804 | 28.4 | 49.6 | 962.2 | 98.9 | 7.1
2019 | 9 | 2 | 12 | 0 | 867 | 123 | 880 | 28.7 | 48.6 | 962.2 | 101.6 | 7.7
2019 | 9 | 2 | 13 | 0 | 873 | 119 | 888 | 29 | 48.2 | 962 | 93.1 | 7.6
2019 | 9 | 2 | 14 | 0 | 863 | 115 | 838 | 29.2 | 45.4 | 961.6 | 94.2 | 8.1
2019 | 9 | 2 | 15 | 0 | 847 | 105 | 732 | 29.4 | 40.3 | 961.1 | 100.9 | 7.9
2019 | 9 | 2 | 16 | 0 | 780 | 100 | 570 | 29.6 | 38.1 | 960.9 | 96.9 | 6.5
2019 | 9 | 2 | 17 | 0 | 660 | 86 | 369 | 29.3 | 39.8 | 960.5 | 98.3 | 6
2019 | 9 | 2 | 18 | 0 | 395 | 53 | 146 | 27.9 | 45.3 | 960.6 | 103.6 | 6.1
2019 | 9 | 2 | 19 | 0 | 22 | 8 | 10 | 26.1 | 49.8 | 961.2 | 101.4 | 4.6
2019 | 9 | 2 | 20 | 0 | 0 | 0 | 0 | 24.7 | 55.9 | 961.9 | 76.2 | 2.6
2019 | 9 | 2 | 21 | 0 | 0 | 0 | 0 | 23.5 | 61.3 | 962.4 | 82.3 | 3.3
2019 | 9 | 2 | 22 | 0 | 0 | 0 | 0 | 22.1 | 75.2 | 962.9 | 97.4 | 3.5
2019 | 9 | 2 | 23 | 0 | 0 | 0 | 0 | 21.6 | 82.8 | 963 | 89.6 | 2.7
2019 | 9 | 3 | 0 | 0 | 0 | 0 | 0 | 21.2 | 88.1 | 963.1 | 93.5 | 3.2
2019 | 9 | 3 | 1 | 0 | 0 | 0 | 0 | 21.1 | 88.7 | 963.5 | 95.3 | 3.7
2019 | 9 | 3 | 2 | 0 | 0 | 0 | 0 | 20.8 | 88 | 963.7 | 77.6 | 1.8
2019 | 9 | 3 | 3 | 0 | 0 | 0 | 0 | 20.5 | 88.4 | 963.5 | 75 | 1.4
2019 | 9 | 3 | 4 | 0 | 0 | 0 | 0 | 19.7 | 90.7 | 963.3 | 84 | 1.6
2019 | 9 | 3 | 5 | 0 | 0 | 0 | 0 | 19.6 | 89.5 | 963.5 | 155.5 | 1.1
2019 | 9 | 3 | 6 | 0 | 8 | 3 | 4 | 19.6 | 82.3 | 963.7 | 129.9 | 1.2
2019 | 9 | 3 | 7 | 0 | 303 | 45 | 100 | 21.7 | 73.8 | 964.1 | 55.9 | 1.2
2019 | 9 | 3 | 8 | 0 | 585 | 82 | 295 | 23.9 | 68.6 | 964.3 | 104 | 1.5
2019 | 9 | 3 | 9 | 0 | 725 | 104 | 498 | 26.3 | 54.7 | 964.4 | 106.5 | 3.4
2019 | 9 | 3 | 10 | 0 | 798 | 118 | 671 | 28.2 | 43.7 | 964.6 | 93.7 | 3.8
2019 | 9 | 3 | 11 | 0 | 832 | 128 | 797 | 29.6 | 38.5 | 964.6 | 92.7 | 3.6
2019 | 9 | 3 | 12 | 0 | 853 | 131 | 870 | 30.7 | 35.1 | 964.2 | 99.4 | 3
2019 | 9 | 3 | 13 | 0 | 855 | 131 | 880 | 31.5 | 36 | 963.7 | 106.4 | 3.3
2019 | 9 | 3 | 14 | 0 | 839 | 130 | 826 | 31.5 | 39.6 | 963.1 | 104.6 | 4.8
2019 | 9 | 3 | 15 | 0 | 797 | 127 | 712 | 31.2 | 42 | 962.7 | 92.9 | 4.7
2019 | 9 | 3 | 16 | 0 | 718 | 122 | 549 | 30.1 | 46.1 | 962.7 | 96.5 | 6
2019 | 9 | 3 | 17 | 0 | 391 | 90 | 267 | 28.6 | 52.5 | 962.9 | 99.1 | 5.4
2019 | 9 | 3 | 18 | 0 | 0 | 33 | 34 | 27 | 56.5 | 963.4 | 103.6 | 4
2019 | 9 | 3 | 19 | 0 | 0 | 6 | 6 | 25.6 | 63.5 | 963.4 | 95 | 2.6
2019 | 9 | 3 | 20 | 0 | 0 | 0 | 0 | 24.1 | 71.5 | 963.6 | 99.3 | 3.1
2019 | 9 | 3 | 21 | 0 | 0 | 0 | 0 | 22.8 | 79.8 | 963.9 | 94.1 | 3.8
2019 | 9 | 3 | 22 | 0 | 0 | 0 | 0 | 22 | 86.4 | 964.3 | 102.5 | 3.6
2019 | 9 | 3 | 23 | 0 | 0 | 0 | 0 | 21.5 | 89.6 | 964.2 | 92.5 | 2.3
2019 | 9 | 4 | 0 | 0 | 0 | 0 | 0 | 21.4 | 89.6 | 964.2 | 92.1 | 2.8
2019 | 9 | 4 | 1 | 0 | 0 | 0 | 0 | 20.9 | 91.4 | 963.8 | 102.5 | 2.8
2019 | 9 | 4 | 2 | 0 | 0 | 0 | 0 | 20.6 | 92 | 963.5 | 77.4 | 2
2019 | 9 | 4 | 3 | 0 | 0 | 0 | 0 | 20.6 | 90.7 | 963.4 | 94 | 2.2
2019 | 9 | 4 | 4 | 0 | 0 | 0 | 0 | 20.5 | 88.7 | 963 | 47.6 | 1.4
2019 | 9 | 4 | 5 | 0 | 0 | 0 | 0 | 20.3 | 87.3 | 962.8 | 42.2 | 1.6
2019 | 9 | 4 | 6 | 0 | 3 | 3 | 3 | 20.1 | 85.8 | 962.9 | 54 | 1.6
2019 | 9 | 4 | 7 | 0 | 235 | 53 | 95 | 21.2 | 81.8 | 963.1 | 67 | 1.1
2019 | 9 | 4 | 8 | 0 | 497 | 107 | 287 | 23 | 79.1 | 963.3 | 100.9 | 2.5
2019 | 9 | 4 | 9 | 0 | 641 | 137 | 483 | 24.5 | 72.6 | 963.5 | 113.1 | 2.6
2019 | 9 | 4 | 10 | 0 | 716 | 163 | 659 | 27 | 60.1 | 963.8 | 176.9 | 1.3
2019 | 9 | 4 | 11 | 0 | 755 | 175 | 782 | 28.6 | 53.3 | 963.3 | 225.7 | 1.7
2019 | 9 | 4 | 12 | 0 | 770 | 196 | 863 | 30.1 | 47.2 | 962.4 | 221.9 | 2.5
2019 | 9 | 4 | 13 | 0 | 719 | 244 | 873 | 30.4 | 42.7 | 961.9 | 263.8 | 5.1
2019 | 9 | 4 | 14 | 0 | 461 | 268 | 653 | 29.5 | 47.1 | 961.3 | 262.3 | 5.6
2019 | 9 | 4 | 15 | 0 | 643 | 258 | 732 | 29.1 | 51.8 | 960.7 | 267.2 | 6.2
2019 | 9 | 4 | 16 | 0 | 629 | 192 | 564 | 28.6 | 54.8 | 960.4 | 265.1 | 5.7
2019 | 9 | 4 | 17 | 0 | 122 | 108 | 165 | 26.6 | 64.4 | 960.3 | 248.6 | 4.9
2019 | 9 | 4 | 18 | 0 | 0 | 16 | 16 | 25.2 | 71.2 | 960.6 | 234 | 4.7
2019 | 9 | 4 | 19 | 0 | 0 | 4 | 4 | 23.9 | 76.1 | 960.5 | 259.4 | 2.1
2019 | 9 | 4 | 20 | 0 | 0 | 0 | 0 | 23.8 | 74.3 | 960.5 | 232.5 | 0.4
2019 | 9 | 4 | 21 | 0 | 0 | 0 | 0 | 23.8 | 73.8 | 961 | 222.2 | 1.4
2019 | 9 | 4 | 22 | 0 | 0 | 0 | 0 | 22.9 | 78.3 | 961 | 201.2 | 1
2019 | 9 | 4 | 23 | 0 | 0 | 0 | 0 | 22.2 | 83.9 | 960.6 | 94.9 | 1.5
2019 | 9 | 5 | 0 | 0 | 0 | 0 | 0 | 21.4 | 87.1 | 960.3 | 129.9 | 1.1
2019 | 9 | 5 | 1 | 0 | 0 | 0 | 0 | 21.2 | 89.8 | 960.4 | 207.5 | 0.8
2019 | 9 | 5 | 2 | 0 | 0 | 0 | 0 | 21.5 | 89.1 | 960.3 | 89.4 | 1.4
2019 | 9 | 5 | 3 | 0 | 0 | 0 | 0 | 21.6 | 87.9 | 959.9 | 136.3 | 1
2019 | 9 | 5 | 4 | 0 | 0 | 0 | 0 | 21.8 | 85.3 | 959.8 | 109.6 | 1.4
2019 | 9 | 5 | 5 | 0 | 0 | 0 | 0 | 22.2 | 81.9 | 959.9 | 101.5 | 1.7
2019 | 9 | 5 | 6 | 0 | 0 | 1 | 2 | 22.4 | 80.5 | 960.3 | 98.9 | 1.5
2019 | 9 | 5 | 7 | 0 | 0 | 31 | 31 | 22.6 | 79.3 | 960.7 | 101.4 | 1.4
2019 | 9 | 5 | 8 | 0 | 256 | 173 | 271 | 23.8 | 72.3 | 960.9 | 37.5 | 2
2019 | 9 | 5 | 9 | 0 | 399 | 253 | 473 | 25.3 | 67.4 | 961 | 60 | 2.5
2019 | 9 | 5 | 10 | 0 | 450 | 241 | 555 | 26.5 | 61.7 | 961 | 110.7 | 2.7
2019 | 9 | 5 | 11 | 0 | 591 | 284 | 762 | 27.9 | 55.9 | 961 | 109.3 | 2.8
2019 | 9 | 5 | 12 | 0 | 230 | 399 | 603 | 28.3 | 55.4 | 960.8 | 105.5 | 4.6
2019 | 9 | 5 | 13 | 0 | 196 | 391 | 570 | 28.3 | 55.2 | 960.6 | 88.5 | 5.2
2019 | 9 | 5 | 14 | 0 | 46 | 280 | 324 | 27.9 | 54.5 | 960.4 | 95.4 | 5.1
2019 | 9 | 5 | 15 | 0 | 1 | 120 | 122 | 26.6 | 60.2 | 960.1 | 98.9 | 5.2
2019 | 9 | 5 | 16 | 0 | 7 | 187 | 192 | 26 | 64.1 | 960 | 108.1 | 5
2019 | 9 | 5 | 17 | 0 | 149 | 136 | 203 | 25.8 | 64.6 | 960 | 111.9 | 5
2019 | 9 | 5 | 18 | 0 | 77 | 90 | 105 | 24.9 | 64.5 | 960.3 | 98.4 | 4.8
2019 | 9 | 5 | 19 | 0 | 0 | 11 | 11 | 23.9 | 65.8 | 960.6 | 96.3 | 4.8
2019 | 9 | 5 | 20 | 0 | 0 | 0 | 0 | 22.6 | 71 | 961.2 | 106.3 | 4.6
2019 | 9 | 5 | 21 | 0 | 0 | 0 | 0 | 21.7 | 76 | 961.8 | 102.2 | 3.5
2019 | 9 | 5 | 22 | 0 | 0 | 0 | 0 | 21.1 | 79 | 962 | 81.2 | 2.4
2019 | 9 | 5 | 23 | 0 | 0 | 0 | 0 | 20.7 | 79.9 | 962.1 | 58.6 | 1.2
2019 | 9 | 6 | 0 | 0 | 0 | 0 | 0 | 20.8 | 80.7 | 962 | 84.4 | 1
2019 | 9 | 6 | 1 | 0 | 0 | 0 | 0 | 20.2 | 83.1 | 961.8 | 89.1 | 1.7
2019 | 9 | 6 | 2 | 0 | 0 | 0 | 0 | 20.2 | 85.1 | 961.7 | 83 | 1.6
2019 | 9 | 6 | 3 | 0 | 0 | 0 | 0 | 19.7 | 87.3 | 961.7 | 120.4 | 1.3
2019 | 9 | 6 | 4 | 0 | 0 | 0 | 0 | 19.5 | 87.6 | 961.5 | 198.2 | 0.7
2019 | 9 | 6 | 5 | 0 | 0 | 0 | 0 | 19 | 86.2 | 961.5 | 15.6 | 0.8
2019 | 9 | 6 | 6 | 0 | 4 | 3 | 3 | 19 | 85.4 | 961.6 | 42.7 | 1.6
2019 | 9 | 6 | 7 | 0 | 261 | 46 | 92 | 20 | 85.3 | 961.9 | 73.4 | 1.7
2019 | 9 | 6 | 8 | 0 | 563 | 89 | 290 | 22.2 | 76.6 | 962 | 107.6 | 2.4
2019 | 9 | 6 | 9 | 0 | 546 | 133 | 423 | 24.1 | 67.3 | 962.2 | 92.1 | 4
2019 | 9 | 6 | 10 | 0 | 658 | 155 | 612 | 25.1 | 62.1 | 962.4 | 95.3 | 4.5
2019 | 9 | 6 | 11 | 0 | 800 | 179 | 818 | 26.6 | 54.2 | 962.3 | 96.8 | 4.3
2019 | 9 | 6 | 12 | 0 | 678 | 290 | 876 | 27.7 | 50 | 961.9 | 108.2 | 3.2
2019 | 9 | 6 | 13 | 0 | 733 | 278 | 917 | 28.2 | 51.8 | 961.4 | 114.8 | 4.7
2019 | 9 | 6 | 14 | 0 | 336 | 323 | 606 | 28.3 | 51.7 | 960.7 | 116.6 | 5.2
2019 | 9 | 6 | 15 | 0 | 271 | 237 | 426 | 27.7 | 52.7 | 960.1 | 112.8 | 4.7
2019 | 9 | 6 | 16 | 0 | 299 | 170 | 345 | 28.1 | 50.6 | 959.6 | 104.2 | 4.4
2019 | 9 | 6 | 17 | 0 | 293 | 103 | 215 | 27.2 | 51.1 | 959.6 | 98.1 | 5.5
2019 | 9 | 6 | 18 | 0 | 267 | 62 | 122 | 25.9 | 55 | 959.8 | 100.8 | 5.6
2019 | 9 | 6 | 19 | 0 | 0 | 6 | 6 | 23.9 | 63.1 | 960.3 | 85.6 | 4.7
2019 | 9 | 6 | 20 | 0 | 0 | 0 | 0 | 22 | 76.3 | 961 | 90.4 | 5.2
2019 | 9 | 6 | 21 | 0 | 0 | 0 | 0 | 21.5 | 79.6 | 961.9 | 88.2 | 4.8
2019 | 9 | 6 | 22 | 0 | 0 | 0 | 0 | 21.4 | 80.5 | 962.1 | 75 | 3.3
2019 | 9 | 6 | 23 | 0 | 0 | 0 | 0 | 21.2 | 83 | 962.2 | 77.5 | 3.6
2019 | 9 | 7 | 0 | 0 | 0 | 0 | 0 | 21.1 | 83.9 | 962.2 | 82.8 | 3.9
2019 | 9 | 7 | 1 | 0 | 0 | 0 | 0 | 21.3 | 82.5 | 962.2 | 66.1 | 3.1
2019 | 9 | 7 | 2 | 0 | 0 | 0 | 0 | 21.2 | 83.4 | 961.9 | 71.4 | 4
2019 | 9 | 7 | 3 | 0 | 0 | 0 | 0 | 20.7 | 83.5 | 961.5 | 85.9 | 3.1
2019 | 9 | 7 | 4 | 0 | 0 | 0 | 0 | 20.3 | 86.1 | 961 | 99.9 | 3.9
2019 | 9 | 7 | 5 | 0 | 0 | 0 | 0 | 21 | 80.9 | 961.1 | 93.4 | 3.7
2019 | 9 | 7 | 6 | 0 | 2 | 3 | 3 | 21.2 | 77.4 | 961.5 | 81.6 | 4.1
2019 | 9 | 7 | 7 | 0 | 266 | 48 | 96 | 21.3 | 72.1 | 961.9 | 72.5 | 4.2
2019 | 9 | 7 | 8 | 0 | 494 | 107 | 280 | 22.8 | 62.5 | 962.1 | 61.7 | 4.2
2019 | 9 | 7 | 9 | 0 | 287 | 247 | 403 | 23.5 | 59.9 | 962.3 | 67.3 | 5.2
2019 | 9 | 7 | 10 | 0 | 468 | 267 | 599 | 24.6 | 58.6 | 962.4 | 78.1 | 5.9
2019 | 9 | 7 | 11 | 0 | 308 | 344 | 592 | 25.3 | 57.1 | 962 | 85.4 | 6.6
2019 | 9 | 7 | 12 | 0 | 128 | 475 | 595 | 25.8 | 53.7 | 961.7 | 87.9 | 6.6
2019 | 9 | 7 | 13 | 0 | 299 | 442 | 711 | 26.2 | 55.2 | 961.5 | 100 | 7.3
2019 | 9 | 7 | 14 | 0 | 240 | 405 | 609 | 26.1 | 56.9 | 961.1 | 97.7 | 7.4
2019 | 9 | 7 | 15 | 0 | 251 | 339 | 522 | 25.5 | 59.2 | 960.4 | 96 | 8
2019 | 9 | 7 | 16 | 0 | 312 | 230 | 411 | 25.2 | 61.2 | 959.7 | 92.9 | 8
2019 | 9 | 7 | 17 | 0 | 420 | 157 | 325 | 25.2 | 60.3 | 959.4 | 90.7 | 7.5
2019 | 9 | 7 | 18 | 0 | 270 | 66 | 125 | 23.6 | 68.6 | 959.9 | 101.8 | 7.7
2019 | 9 | 7 | 19 | 0 | 10 | 10 | 11 | 22 | 75.2 | 960.9 | 91.9 | 7.8
2019 | 9 | 7 | 20 | 0 | 0 | 0 | 0 | 21.2 | 75.6 | 961.7 | 90.7 | 8.6
2019 | 9 | 7 | 21 | 0 | 0 | 0 | 0 | 20.7 | 75.3 | 962.1 | 78.7 | 6.9
2019 | 9 | 7 | 22 | 0 | 0 | 0 | 0 | 20.6 | 74.2 | 962.5 | 69.6 | 4.8
2019 | 9 | 7 | 23 | 0 | 0 | 0 | 0 | 20.6 | 72.6 | 961.8 | 64.4 | 3.8
2019 | 9 | 8 | 0 | 0 | 0 | 0 | 0 | 20.8 | 70.5 | 961.1 | 45 | 4
2019 | 9 | 8 | 1 | 0 | 0 | 0 | 0 | 19.9 | 74 | 960.8 | 102.5 | 2.2
2019 | 9 | 8 | 2 | 0 | 0 | 0 | 0 | 19.6 | 72.8 | 960.6 | 127.7 | 1.9
2019 | 9 | 8 | 3 | 0 | 0 | 0 | 0 | 19 | 74.2 | 960.3 | 49.9 | 0.8
2019 | 9 | 8 | 4 | 0 | 0 | 0 | 0 | 18.7 | 73.3 | 959.9 | 79.6 | 2.3
2019 | 9 | 8 | 5 | 0 | 0 | 0 | 0 | 18.8 | 71 | 959.7 | 78 | 2.3
2019 | 9 | 8 | 6 | 0 | 0 | 2 | 2 | 19.1 | 68.5 | 959.6 | 94.4 | 3.3
2019 | 9 | 8 | 7 | 0 | 37 | 61 | 68 | 19.7 | 66.4 | 960.3 | 76.1 | 3.6
2019 | 9 | 8 | 8 | 0 | 208 | 168 | 234 | 21.9 | 57 | 960.7 | 77.3 | 5.1
2019 | 9 | 8 | 9 | 0 | 4 | 231 | 236 | 22.5 | 54.2 | 961.1 | 83.8 | 5.5
2019 | 9 | 8 | 10 | 0 | 89 | 363 | 434 | 23.5 | 52.1 | 961.2 | 74.7 | 5.9
2019 | 9 | 8 | 11 | 0 | 473 | 352 | 741 | 25.1 | 48.4 | 961 | 82 | 6.2
2019 | 9 | 8 | 12 | 0 | 115 | 547 | 659 | 26 | 45.7 | 960.6 | 89.3 | 6.2
2019 | 9 | 8 | 13 | 0 | 266 | 486 | 728 | 26.5 | 46.5 | 960.3 | 90.9 | 6.4
2019 | 9 | 8 | 14 | 0 | 158 | 363 | 500 | 26.2 | 50.1 | 960 | 102.7 | 6.5
2019 | 9 | 8 | 15 | 0 | 340 | 287 | 524 | 26.2 | 51.6 | 959.6 | 108.9 | 6
2019 | 9 | 8 | 16 | 0 | 692 | 145 | 544 | 26.9 | 49.5 | 959.5 | 110.9 | 5.6
2019 | 9 | 8 | 17 | 0 | 479 | 122 | 319 | 26.5 | 50 | 959.7 | 114.3 | 4.1
2019 | 9 | 8 | 18 | 0 | 254 | 72 | 131 | 25.6 | 53.7 | 959.8 | 87 | 4
2019 | 9 | 8 | 19 | 0 | 1 | 6 | 6 | 23.5 | 64.4 | 960.3 | 93.1 | 4.1
2019 | 9 | 8 | 20 | 0 | 0 | 0 | 0 | 22 | 75.6 | 961.1 | 94.2 | 3.4
2019 | 9 | 8 | 21 | 0 | 0 | 0 | 0 | 21.1 | 81.6 | 961.6 | 104.3 | 2
2019 | 9 | 8 | 22 | 0 | 0 | 0 | 0 | 20.5 | 84.1 | 961.8 | 116.7 | 2.4
2019 | 9 | 8 | 23 | 0 | 0 | 0 | 0 | 20.3 | 86.3 | 962.1 | 80.5 | 1.7
2019 | 9 | 9 | 0 | 0 | 0 | 0 | 0 | 20.3 | 87.9 | 961.9 | 81.3 | 1.5
2019 | 9 | 9 | 1 | 0 | 0 | 0 | 0 | 19.9 | 89.8 | 961.8 | 76.7 | 1.4
2019 | 9 | 9 | 2 | 0 | 0 | 0 | 0 | 19.4 | 89.5 | 961.5 | 61.2 | 1.1
2019 | 9 | 9 | 3 | 0 | 0 | 0 | 0 | 18.6 | 90.3 | 961.4 | 79.5 | 0.2
2019 | 9 | 9 | 4 | 0 | 0 | 0 | 0 | 19 | 89.4 | 961 | 87 | 0.2
2019 | 9 | 9 | 5 | 0 | 0 | 0 | 0 | 18.6 | 89.9 | 960.9 | 133.6 | 0.5
2019 | 9 | 9 | 6 | 0 | 2 | 2 | 2 | 17.9 | 89.9 | 961.1 | 48.4 | 0.5
2019 | 9 | 9 | 7 | 0 | 232 | 53 | 93 | 18.7 | 87.2 | 961.4 | 193.6 | 0.7
2019 | 9 | 9 | 8 | 0 | 504 | 94 | 275 | 22 | 76.5 | 961.5 | 191.2 | 0.6
2019 | 9 | 9 | 9 | 0 | 688 | 111 | 476 | 23.8 | 66.6 | 961.6 | 216 | 1.1
2019 | 9 | 9 | 10 | 0 | 799 | 118 | 661 | 25.5 | 55.6 | 961.7 | 231.6 | 1.6
2019 | 9 | 9 | 11 | 0 | 836 | 142 | 802 | 26.9 | 49.5 | 961.3 | 212.7 | 1.8
2019 | 9 | 9 | 12 | 0 | 562 | 351 | 833 | 28.3 | 46.9 | 960.6 | 237.1 | 3.6
2019 | 9 | 9 | 13 | 0 | 57 | 357 | 413 | 27.5 | 45.9 | 960.3 | 217.5 | 3.7
2019 | 9 | 9 | 14 | 0 | 1 | 120 | 122 | 25.5 | 52.4 | 960 | 208 | 3.4
2019 | 9 | 9 | 15 | 0 | 4 | 178 | 182 | 24.4 | 66.4 | 959.5 | 275.8 | 5
2019 | 9 | 9 | 16 | 0 | 270 | 268 | 430 | 25.6 | 57.4 | 959.3 | 248.2 | 3.8
2019 | 9 | 9 | 17 | 0 | 56 | 163 | 186 | 26.5 | 46.6 | 959.3 | 224.3 | 2.1
2019 | 9 | 9 | 18 | 0 | 6 | 55 | 56 | 26.2 | 42.3 | 959.2 | 182.9 | 2.3
2019 | 9 | 9 | 19 | 0 | 16 | 8 | 9 | 25.7 | 40.4 | 959.1 | 266.8 | 2.1
2019 | 9 | 9 | 20 | 0 | 0 | 0 | 0 | 24.1 | 55.4 | 959.3 | 250.4 | 3.4
2019 | 9 | 9 | 21 | 0 | 0 | 0 | 0 | 22.4 | 67.9 | 959.6 | 280.9 | 2.8
2019 | 9 | 9 | 22 | 0 | 0 | 0 | 0 | 22.1 | 69.7 | 959.4 | 295.4 | 3
2019 | 9 | 9 | 23 | 0 | 0 | 0 | 0 | 20.9 | 66.9 | 959.1 | 271.5 | 2.2
2019 | 9 | 10 | 0 | 0 | 0 | 0 | 0 | 20.3 | 69.2 | 958.7 | 262.9 | 1
2019 | 9 | 10 | 1 | 0 | 0 | 0 | 0 | 19.6 | 75.9 | 958.1 | 246 | 0.6
2019 | 9 | 10 | 2 | 0 | 0 | 0 | 0 | 22.5 | 55.1 | 957.3 | 237.8 | 3.8
2019 | 9 | 10 | 3 | 0 | 0 | 0 | 0 | 23.6 | 45.6 | 956.5 | 247.5 | 2.3
2019 | 9 | 10 | 4 | 0 | 0 | 0 | 0 | 22.3 | 50.7 | 956 | 246.3 | 2.5
2019 | 9 | 10 | 5 | 0 | 0 | 0 | 0 | 23 | 45.5 | 955.5 | 262.6 | 3.8
2019 | 9 | 10 | 6 | 0 | 5 | 2 | 2 | 21.4 | 49.7 | 955.1 | 194.9 | 2.2
2019 | 9 | 10 | 7 | 0 | 231 | 69 | 99 | 21.4 | 50.7 | 954.8 | 213.6 | 2.8
2019 | 9 | 10 | 8 | 0 | 71 | 137 | 164 | 23.1 | 41.4 | 954.5 | 232.9 | 4.6
2019 | 9 | 10 | 9 | 0 | 216 | 266 | 384 | 26.4 | 18.8 | 954.2 | 278.2 | 7.9
2019 | 9 | 10 | 10 | 0 | 115 | 342 | 428 | 27 | 17.6 | 953.9 | 298.6 | 9.6
2019 | 9 | 10 | 11 | 0 | 436 | 326 | 680 | 28 | 21.5 | 953.6 | 297.4 | 9.8
2019 | 9 | 10 | 12 | 0 | 878 | 138 | 883 | 28.4 | 17.8 | 953.3 | 313.2 | 8.3
2019 | 9 | 10 | 13 | 0 | 833 | 172 | 884 | 27.1 | 26.8 | 953.6 | 339.7 | 8.6
2019 | 9 | 10 | 14 | 0 | 849 | 154 | 838 | 26.7 | 23.7 | 953.9 | 329.6 | 9.4
2019 | 9 | 10 | 15 | 0 | 735 | 146 | 672 | 26.4 | 23.4 | 954.2 | 301.5 | 6.1
2019 | 9 | 10 | 16 | 0 | 313 | 170 | 346 | 25.7 | 23.7 | 954.5 | 208.3 | 4.7
2019 | 9 | 10 | 17 | 0 | 572 | 101 | 314 | 25.9 | 22.5 | 954.6 | 290 | 4.7
2019 | 9 | 10 | 18 | 0 | 485 | 45 | 141 | 25.1 | 20.5 | 955.1 | 283.1 | 4.9
2019 | 9 | 10 | 19 | 0 | 36 | 6 | 9 | 23.4 | 19.9 | 956 | 257.8 | 2.7
2019 | 9 | 10 | 20 | 0 | 0 | 0 | 0 | 22.5 | 21.3 | 956.8 | 233.2 | 2.5
2019 | 9 | 10 | 21 | 0 | 0 | 0 | 0 | 21.7 | 23.9 | 957.2 | 275.4 | 2.5
2019 | 9 | 10 | 22 | 0 | 0 | 0 | 0 | 20.6 | 26.9 | 957.4 | 293.2 | 2.5
2019 | 9 | 10 | 23 | 0 | 0 | 0 | 0 | 19.6 | 33.8 | 957.8 | 325.5 | 6.4
2019 | 9 | 11 | 0 | 0 | 0 | 0 | 0 | 19.1 | 35.4 | 957.4 | 321.2 | 7.4
2019 | 9 | 11 | 1 | 0 | 0 | 0 | 0 | 18.7 | 36.9 | 957.8 | 225.9 | 3.9
2019 | 9 | 11 | 2 | 0 | 0 | 0 | 0 | 17.5 | 42.4 | 957.7 | 286.7 | 4.9
2019 | 9 | 11 | 3 | 0 | 0 | 0 | 0 | 17.1 | 42 | 957.5 | 301.3 | 3.8
2019 | 9 | 11 | 4 | 0 | 0 | 0 | 0 | 16.6 | 41.9 | 957.6 | 309 | 4
2019 | 9 | 11 | 5 | 0 | 0 | 0 | 0 | 16.1 | 45.1 | 957.7 | 240.3 | 2.4
2019 | 9 | 11 | 6 | 0 | 0 | 1 | 1 | 16.2 | 45.3 | 958.1 | 180.3 | 1.7
2019 | 9 | 11 | 7 | 0 | 24 | 47 | 52 | 16.8 | 45.6 | 958.8 | 274.2 | 2.5
2019 | 9 | 11 | 8 | 0 | 47 | 111 | 125 | 17.8 | 43.6 | 959.2 | 262.3 | 2.5
2019 | 9 | 11 | 9 | 0 | 0 | 128 | 129 | 18.8 | 42 | 959.5 | 286.6 | 2.7
2019 | 9 | 11 | 10 | 0 | 0 | 91 | 92 | 18.9 | 42.8 | 960.1 | 161.7 | 1.7
2019 | 9 | 11 | 11 | 0 | 0 | 121 | 123 | 18.9 | 45.3 | 960.6 | 253 | 3.2
2019 | 9 | 11 | 12 | 0 | 0 | 132 | 133 | 18.8 | 48.4 | 960.7 | 311 | 3.1
2019 | 9 | 11 | 13 | 0 | 0 | 175 | 177 | 19.6 | 47 | 960.4 | 221.4 | 1.7
2019 | 9 | 11 | 14 | 0 | 0 | 193 | 195 | 20.8 | 43.4 | 959.9 | 105.3 | 2.9
2019 | 9 | 11 | 15 | 0 | 16 | 169 | 183 | 21.3 | 43.6 | 959.9 | 32.5 | 5.2
2019 | 9 | 11 | 16 | 0 | 109 | 176 | 240 | 20.9 | 46.9 | 960.2 | 30.2 | 6.4
2019 | 9 | 11 | 17 | 0 | 430 | 102 | 281 | 20.4 | 53.1 | 960.6 | 48.5 | 6.7
2019 | 9 | 11 | 18 | 0 | 0 | 23 | 23 | 16 | 88.2 | 961.8 | 114.1 | 3.4
2019 | 9 | 11 | 19 | 0 | 0 | 1 | 1 | 16 | 89.4 | 962.7 | 81.4 | 2.6
2019 | 9 | 11 | 20 | 0 | 0 | 0 | 0 | 16.1 | 83.8 | 963.4 | 65.7 | 3.5
2019 | 9 | 11 | 21 | 0 | 0 | 0 | 0 | 16.8 | 73.9 | 964 | 46.5 | 5.3
2019 | 9 | 11 | 22 | 0 | 0 | 0 | 0 | 16.8 | 71.9 | 964.3 | 54.3 | 5
2019 | 9 | 11 | 23 | 0 | 0 | 0 | 0 | 17 | 70.3 | 964.1 | 51.1 | 5.5
2019 | 9 | 12 | 0 | 0 | 0 | 0 | 0 | 17.4 | 68.6 | 963.9 | 45.9 | 4.4
2019 | 9 | 12 | 1 | 0 | 0 | 0 | 0 | 17.5 | 67.8 | 963.8 | 36.7 | 4.2
2019 | 9 | 12 | 2 | 0 | 0 | 0 | 0 | 17 | 69.6 | 962.6 | 31.6 | 3.6
2019 | 9 | 12 | 3 | 0 | 0 | 0 | 0 | 15.9 | 71.1 | 961.5 | 15.5 | 5
2019 | 9 | 12 | 4 | 0 | 0 | 0 | 0 | 15.8 | 72.5 | 960.8 | 118.6 | 3.6
2019 | 9 | 12 | 5 | 0 | 0 | 0 | 0 | 15.2 | 79.5 | 962.5 | 126.5 | 1.9
2019 | 9 | 12 | 6 | 0 | 0 | 1 | 1 | 15.3 | 80.3 | 962.9 | 81.9 | 2.5
2019 | 9 | 12 | 7 | 0 | 1 | 40 | 40 | 15.7 | 79.1 | 963.8 | 85.2 | 2.3
2019 | 9 | 12 | 8 | 0 | 1 | 48 | 49 | 16.1 | 83.5 | 964.8 | 85.7 | 2.3
2019 | 9 | 12 | 9 | 0 | 15 | 123 | 137 | 15.5 | 91.8 | 965.2 | 106.9 | 2.2
2019 | 9 | 12 | 10 | 0 | 343 | 307 | 565 | 18.3 | 82.3 | 965.5 | 125.6 | 1.6
2019 | 9 | 12 | 11 | 0 | 85 | 302 | 374 | 20.4 | 66 | 965.6 | 87.5 | 4.7
2019 | 9 | 12 | 12 | 0 | 529 | 348 | 798 | 22.4 | 59.1 | 965.2 | 79.6 | 5.3
2019 | 9 | 12 | 13 | 0 | 335 | 361 | 650 | 22.9 | 57 | 965.1 | 79.5 | 6
2019 | 9 | 12 | 14 | 0 | 186 | 335 | 492 | 22.7 | 56.1 | 964.6 | 83.6 | 6.4
2019 | 9 | 12 | 15 | 0 | 2 | 156 | 159 | 21.8 | 61.9 | 964.4 | 66.7 | 5.4
2019 | 9 | 12 | 16 | 0 | 1 | 154 | 156 | 21 | 69.1 | 964.7 | 81.9 | 5.4
2019 | 9 | 12 | 17 | 0 | 1 | 82 | 83 | 20.3 | 74.5 | 964.7 | 73.8 | 4
2019 | 9 | 12 | 18 | 0 | 0 | 22 | 22 | 19.8 | 80.6 | 964.3 | 81.4 | 2.8
2019 | 9 | 12 | 19 | 0 | 0 | 0 | 0 | 19 | 87.6 | 964.4 | 72.2 | 2.1
2019 | 9 | 12 | 20 | 0 | 0 | 0 | 0 | 19.1 | 88 | 964.7 | 101 | 2.9
2019 | 9 | 12 | 21 | 0 | 0 | 0 | 0 | 19 | 90.1 | 964.9 | 160.4 | 1.4
2019 | 9 | 12 | 22 | 0 | 0 | 0 | 0 | 16.8 | 92.3 | 964.7 | 111.7 | 2.8
2019 | 9 | 12 | 23 | 0 | 0 | 0 | 0 | 16.5 | 94.5 | 964.7 | 244.8 | 2.5
2019 | 9 | 13 | 0 | 0 | 0 | 0 | 0 | 15.3 | 92.9 | 964.1 | 176.5 | 3.7
2019 | 9 | 13 | 1 | 0 | 0 | 0 | 0 | 15 | 91.8 | 963.6 | 46.9 | 3.3
2019 | 9 | 13 | 2 | 0 | 0 | 0 | 0 | 15.2 | 93.5 | 963.3 | 94 | 2.1
2019 | 9 | 13 | 3 | 0 | 0 | 0 | 0 | 15.3 | 94.1 | 963.2 | 227.7 | 3.2
2019 | 9 | 13 | 4 | 0 | 0 | 0 | 0 | 15.4 | 92.6 | 963.4 | 222.1 | 3.4
2019 | 9 | 13 | 5 | 0 | 0 | 0 | 0 | 14.9 | 92.3 | 963.3 | 297.2 | 3.7
2019 | 9 | 13 | 6 | 0 | 0 | 0 | 0 | 14.7 | 94.3 | 962.6 | 223.3 | 1.9
2019 | 9 | 13 | 7 | 0 | 16 | 33 | 37 | 15 | 93 | 962.4 | 65.4 | 1.9
2019 | 9 | 13 | 8 | 0 | 118 | 112 | 166 | 16.4 | 88.4 | 963 | 290.9 | 1.3
2019 | 9 | 13 | 9 | 0 | 341 | 188 | 379 | 19 | 74.7 | 964 | 139.7 | 1.4
2019 | 9 | 13 | 10 | 0 | 693 | 201 | 664 | 21.5 | 70.8 | 963.8 | 101.2 | 3
2019 | 9 | 13 | 11 | 0 | 638 | 223 | 717 | 23.2 | 69 | 963.8 | 84.3 | 6.6
2019 | 9 | 13 | 12 | 0 | 62 | 383 | 441 | 23 | 70.9 | 964 | 91.1 | 6.4
2019 | 9 | 13 | 13 | 0 | 14 | 102 | 114 | 21 | 80 | 964.1 | 100.5 | 7.1
2019 | 9 | 13 | 14 | 0 | 85 | 287 | 360 | 21.1 | 78.4 | 963.5 | 79.3 | 5.9
2019 | 9 | 13 | 15 | 0 | 122 | 296 | 385 | 22 | 82.8 | 962.6 | 83.3 | 5.6
2019 | 9 | 13 | 16 | 0 | 72 | 276 | 319 | 22.8 | 77.9 | 962.8 | 94.3 | 6.1
2019 | 9 | 13 | 17 | 0 | 6 | 118 | 122 | 22.6 | 77.9 | 963.1 | 89.9 | 5.3
2019 | 9 | 13 | 18 | 0 | 10 | 50 | 51 | 22.1 | 80.9 | 963.4 | 81.5 | 5.2
2019 | 9 | 13 | 19 | 0 | 0 | 4 | 4 | 21.6 | 83.6 | 963.1 | 82 | 5.5
2019 | 9 | 13 | 20 | 0 | 0 | 0 | 0 | 22 | 78.8 | 964 | 65.8 | 3.3
2019 | 9 | 13 | 21 | 0 | 0 | 0 | 0 | 21.2 | 80.3 | 964.8 | 56.7 | 4.4
2019 | 9 | 13 | 22 | 0 | 0 | 0 | 0 | 19.8 | 81.8 | 965.5 | 82.9 | 4.2
2019 | 9 | 13 | 23 | 0 | 0 | 0 | 0 | 18.9 | 84.6 | 965.1 | 93.1 | 2.9
2019 | 9 | 14 | 0 | 0 | 0 | 0 | 0 | 18 | 86.7 | 964.9 | 100.7 | 4.1
2019 | 9 | 14 | 1 | 0 | 0 | 0 | 0 | 17.8 | 88 | 964 | 97.9 | 3.2
2019 | 9 | 14 | 2 | 0 | 0 | 0 | 0 | 18.2 | 85.9 | 963.6 | 97.8 | 3.4
2019 | 9 | 14 | 3 | 0 | 0 | 0 | 0 | 17.9 | 88.3 | 963.2 | 108.1 | 3.1
2019 | 9 | 14 | 4 | 0 | 0 | 0 | 0 | 18 | 87.2 | 962.7 | 101.4 | 3.5
2019 | 9 | 14 | 5 | 0 | 0 | 0 | 0 | 18.3 | 84.4 | 962.6 | 107.1 | 3.4
2019 | 9 | 14 | 6 | 0 | 0 | 1 | 1 | 18.5 | 82.4 | 962.6 | 104.8 | 3.5
2019 | 9 | 14 | 7 | 0 | 0 | 31 | 31 | 19 | 80.7 | 962.7 | 101.5 | 4
2019 | 9 | 14 | 8 | 0 | 0 | 57 | 57 | 20 | 79.7 | 963.9 | 92.3 | 5.2
2019 | 9 | 14 | 9 | 0 | 0 | 116 | 116 | 19.5 | 85.3 | 964 | 115.4 | 3.7
2019 | 9 | 14 | 10 | 0 | 0 | 186 | 187 | 21.5 | 78 | 963.9 | 99.1 | 4.2
2019 | 9 | 14 | 11 | 0 | 8 | 312 | 322 | 22.6 | 73.6 | 964 | 72.1 | 5.8
2019 | 9 | 14 | 12 | 0 | 26 | 355 | 382 | 23 | 72.7 | 963.4 | 79.1 | 4.9
2019 | 9 | 14 | 13 | 0 | 310 | 423 | 693 | 24.3 | 69.4 | 962.5 | 84.4 | 5.8
2019 | 9 | 14 | 14 | 0 | 342 | 395 | 673 | 24.9 | 69.1 | 961.9 | 83.2 | 6.6
2019 | 9 | 14 | 15 | 0 | 351 | 336 | 580 | 24.6 | 70.5 | 961.5 | 67.4 | 6.3
2019 | 9 | 14 | 16 | 0 | 456 | 215 | 468 | 24.7 | 70.2 | 961.2 | 71.9 | 6
2019 | 9 | 14 | 17 | 0 | 343 | 150 | 276 | 24.7 | 69.3 | 961 | 79.2 | 5.1
2019 | 9 | 14 | 18 | 0 | 125 | 71 | 97 | 23.5 | 74.7 | 961 | 99.9 | 5.9
2019 | 9 | 14 | 19 | 0 | 1 | 4 | 4 | 22.2 | 79.1 | 961.5 | 100.3 | 4.8
2019 | 9 | 14 | 20 | 0 | 0 | 0 | 0 | 21.1 | 84.6 | 962.3 | 104.9 | 4.7
2019 | 9 | 14 | 21 | 0 | 0 | 0 | 0 | 21.9 | 80.3 | 962.9 | 88.7 | 4.2
2019 | 9 | 14 | 22 | 0 | 0 | 0 | 0 | 22.3 | 78.1 | 963.1 | 75.1 | 3.2
2019 | 9 | 14 | 23 | 0 | 0 | 0 | 0 | 21.9 | 80.2 | 962.6 | 88.7 | 2.9
2019 | 9 | 15 | 0 | 0 | 0 | 0 | 0 | 20.7 | 86.1 | 962.4 | 112 | 2.2
2019 | 9 | 15 | 1 | 0 | 0 | 0 | 0 | 20.9 | 84.8 | 962.7 | 33.5 | 0.8
2019 | 9 | 15 | 2 | 0 | 0 | 0 | 0 | 20.7 | 85.6 | 962.4 | 156.7 | 0.6
2019 | 9 | 15 | 3 | 0 | 0 | 0 | 0 | 19.7 | 89.3 | 961.7 | 308.8 | 0.9
2019 | 9 | 15 | 4 | 0 | 0 | 0 | 0 | 19.2 | 91.1 | 961.5 | 21.4 | 0.5
2019 | 9 | 15 | 5 | 0 | 0 | 0 | 0 | 19.6 | 91.4 | 961.5 | 183.8 | 0.5
2019 | 9 | 15 | 6 | 0 | 0 | 1 | 1 | 19.4 | 91.4 | 961.4 | 70 | 1.7
2019 | 9 | 15 | 7 | 0 | 76 | 52 | 65 | 20.4 | 85.8 | 961.4 | 33 | 1.7
2019 | 9 | 15 | 8 | 0 | 348 | 126 | 244 | 22.3 | 80.6 | 961.6 | 60.2 | 1.1
2019 | 9 | 15 | 9 | 0 | 520 | 172 | 444 | 24.5 | 72.1 | 961.9 | 105.7 | 2.9
2019 | 9 | 15 | 10 | 0 | 634 | 192 | 618 | 26 | 63.3 | 961.8 | 107.5 | 4.3
2019 | 9 | 15 | 11 | 0 | 702 | 199 | 744 | 26.8 | 62.5 | 961.6 | 117.5 | 4.2
2019 | 9 | 15 | 12 | 0 | 734 | 200 | 816 | 27.6 | 60.6 | 961.5 | 113.5 | 4.5
2019 | 9 | 15 | 13 | 0 | 718 | 215 | 821 | 27.9 | 62 | 961.2 | 95.5 | 4.5
2019 | 9 | 15 | 14 | 0 | 661 | 222 | 748 | 27.7 | 64.3 | 961 | 93.4 | 5.7
2019 | 9 | 15 | 15 | 0 | 653 | 193 | 644 | 27.5 | 65.5 | 960.6 | 94.4 | 5.7
2019 | 9 | 15 | 16 | 0 | 560 | 170 | 477 | 27.1 | 66.4 | 960.6 | 92 | 6
2019 | 9 | 15 | 17 | 0 | 394 | 131 | 274 | 26.2 | 69.3 | 960.8 | 85.8 | 5.6
2019 | 9 | 15 | 18 | 0 | 104 | 59 | 83 | 24.9 | 74.6 | 961 | 82 | 4.9
2019 | 9 | 15 | 19 | 0 | 0 | 3 | 3 | 23.5 | 80.7 | 961.3 | 75.8 | 3.8
2019 | 9 | 15 | 20 | 0 | 0 | 0 | 0 | 22.7 | 84.2 | 961.9 | 80.1 | 3.1
2019 | 9 | 15 | 21 | 0 | 0 | 0 | 0 | 22.1 | 86.8 | 962.6 | 94.6 | 2.1
2019 | 9 | 15 | 22 | 0 | 0 | 0 | 0 | 21.2 | 91 | 962.8 | 97.1 | 1.9
2019 | 9 | 15 | 23 | 0 | 0 | 0 | 0 | 21.2 | 91.8 | 962.9 | 135.7 | 1
2019 | 9 | 16 | 0 | 0 | 0 | 0 | 0 | 20.9 | 92.5 | 962.9 | 83.5 | 1.3
2019 | 9 | 16 | 1 | 0 | 0 | 0 | 0 | 20.9 | 92.8 | 962.6 | 89.5 | 1.6
2019 | 9 | 16 | 2 | 0 | 0 | 0 | 0 | 21 | 92.4 | 962.2 | 87.4 | 0.7
2019 | 9 | 16 | 3 | 0 | 0 | 0 | 0 | 20.5 | 93.8 | 961.7 | 189 | 0.8
2019 | 9 | 16 | 4 | 0 | 0 | 0 | 0 | 20 | 95.2 | 961.5 | 246.6 | 1.1
2019 | 9 | 16 | 5 | 0 | 0 | 0 | 0 | 19.4 | 95.8 | 961.5 | 235.6 | 0.9
2019 | 9 | 16 | 6 | 0 | 0 | 1 | 1 | 18.7 | 95.9 | 961.6 | 200.5 | 1.1
2019 | 9 | 16 | 7 | 0 | 155 | 43 | 71 | 19.1 | 94.5 | 962 | 93.8 | 1.3
2019 | 9 | 16 | 8 | 0 | 532 | 88 | 266 | 21.8 | 82.6 | 962.4 | 66.1 | 2
2019 | 9 | 16 | 9 | 0 | 728 | 103 | 475 | 23.6 | 75.6 | 962.7 | 123.6 | 1.7
2019 | 9 | 16 | 10 | 0 | 815 | 113 | 651 | 25.6 | 63 | 962.8 | 149.6 | 1.9
2019 | 9 | 16 | 11 | 0 | 540 | 195 | 607 | 26.4 | 61.7 | 962.8 | 172.6 | 1.8
2019 | 9 | 16 | 12 | 0 | 825 | 189 | 873 | 26.8 | 62.3 | 962.5 | 262.4 | 4.3
2019 | 9 | 16 | 13 | 0 | 833 | 156 | 850 | 26.5 | 63.4 | 962 | 256.2 | 5.2
2019 | 9 | 16 | 14 | 0 | 806 | 157 | 788 | 26.9 | 62.7 | 961.6 | 253.2 | 4.6
2019 | 9 | 16 | 15 | 0 | 753 | 194 | 709 | 27 | 63.2 | 961.2 | 263.2 | 4.1
2019 | 9 | 16 | 16 | 0 | 612 | 270 | 602 | 27.2 | 62.6 | 961.1 | 267.6 | 3
2019 | 9 | 16 | 17 | 0 | 401 | 211 | 359 | 26.2 | 66 | 961 | 268.6 | 3.5
2019 | 9 | 16 | 18 | 0 | 134 | 85 | 111 | 24.5 | 71.8 | 961.2 | 266.3 | 3.3
2019 | 9 | 16 | 19 | 0 | 0 | 2 | 2 | 22.8 | 78.9 | 961.8 | 261.3 | 2.5
2019 | 9 | 16 | 20 | 0 | 0 | 0 | 0 | 22.1 | 82.1 | 961.9 | 233.4 | 1.4
2019 | 9 | 16 | 21 | 0 | 0 | 0 | 0 | 21.5 | 84.8 | 962.1 | 202 | 0.5
2019 | 9 | 16 | 22 | 0 | 0 | 0 | 0 | 21.1 | 87 | 962 | 114.3 | 0.3
2019 | 9 | 16 | 23 | 0 | 0 | 0 | 0 | 20.8 | 88.6 | 962.2 | 206.9 | 0.8
2019 | 9 | 17 | 0 | 0 | 0 | 0 | 0 | 20.1 | 91.7 | 961.9 | 92.7 | 1.4
2019 | 9 | 17 | 1 | 0 | 0 | 0 | 0 | 20.1 | 91.7 | 962 | 116.1 | 1.1
2019 | 9 | 17 | 2 | 0 | 0 | 0 | 0 | 19.9 | 92.4 | 961.7 | 99.4 | 1.1
2019 | 9 | 17 | 3 | 0 | 0 | 0 | 0 | 19.6 | 93.4 | 961.3 | 28.7 | 0.5
2019 | 9 | 17 | 4 | 0 | 0 | 0 | 0 | 19.8 | 93.1 | 961.1 | 47.3 | 1.2
2019 | 9 | 17 | 5 | 0 | 0 | 0 | 0 | 20 | 90.8 | 961 | 97.9 | 1.4
2019 | 9 | 17 | 6 | 0 | 0 | 0 | 0 | 19.6 | 91.9 | 960.4 | 67.2 | 1.8
2019 | 9 | 17 | 7 | 0 | 123 | 55 | 79 | 19.9 | 90.9 | 960.8 | 120.5 | 1.2
2019 | 9 | 17 | 8 | 0 | 152 | 126 | 171 | 21.8 | 84.8 | 961.3 | 171.7 | 1.4
2019 | 9 | 17 | 9 | 0 | 57 | 152 | 185 | 22.2 | 82.9 | 961.2 | 93.6 | 2.3
2019 | 9 | 17 | 10 | 0 | 0 | 108 | 109 | 23.3 | 73.1 | 961.7 | 152.9 | 2
2019 | 9 | 17 | 11 | 0 | 54 | 236 | 280 | 24 | 67.1 | 960.8 | 75.2 | 3.8
2019 | 9 | 17 | 12 | 0 | 231 | 212 | 407 | 24 | 68 | 960.5 | 80.9 | 4
2019 | 9 | 17 | 13 | 0 | 819 | 231 | 908 | 25.8 | 63 | 959.7 | 106.4 | 4.1
2019 | 9 | 17 | 14 | 0 | 438 | 256 | 597 | 26.7 | 58 | 959.4 | 84.8 | 3.5
2019 | 9 | 17 | 15 | 0 | 721 | 170 | 658 | 27.5 | 54 | 959.1 | 107.3 | 3.1
2019 | 9 | 17 | 16 | 0 | 598 | 139 | 460 | 27.9 | 54.3 | 958.6 | 115.7 | 2.4
2019 | 9 | 17 | 17 | 0 | 272 | 112 | 213 | 27.4 | 56.6 | 958.4 | 100.6 | 2.4
2019 | 9 | 17 | 18 | 0 | 92 | 53 | 68 | 25.1 | 69.7 | 958.3 | 91.2 | 4
2019 | 9 | 17 | 19 | 0 | 1 | 2 | 2 | 23.3 | 74.8 | 958.6 | 90.2 | 3.9
2019 | 9 | 17 | 20 | 0 | 0 | 0 | 0 | 22.1 | 78.6 | 959.5 | 85.6 | 3.3
2019 | 9 | 17 | 21 | 0 | 0 | 0 | 0 | 21.3 | 83 | 959.8 | 83.7 | 1.6
2019 | 9 | 17 | 22 | 0 | 0 | 0 | 0 | 20.4 | 88.2 | 959.7 | 97.8 | 1.7
2019 | 9 | 17 | 23 | 0 | 0 | 0 | 0 | 20.3 | 89.4 | 959.6 | 31.6 | 1.6
2019 | 9 | 18 | 0 | 0 | 0 | 0 | 0 | 20.2 | 88.4 | 959.6 | 11.7 | 1.5
2019 | 9 | 18 | 1 | 0 | 0 | 0 | 0 | 19.7 | 89.1 | 959.7 | 55 | 1.1
2019 | 9 | 18 | 2 | 0 | 0 | 0 | 0 | 19.1 | 90.4 | 959.3 | 197.5 | 1
2019 | 9 | 18 | 3 | 0 | 0 | 0 | 0 | 18.3 | 93.7 | 958.8 | 52.1 | 0.7
2019 | 9 | 18 | 4 | 0 | 0 | 0 | 0 | 18.3 | 93.2 | 958.4 | 105.6 | 0.7
2019 | 9 | 18 | 5 | 0 | 0 | 0 | 0 | 18.5 | 87.7 | 958.1 | 198.6 | 1
2019 | 9 | 18 | 6 | 0 | 0 | 0 | 0 | 18.2 | 85.2 | 958.5 | 130.7 | 1.8
2019 | 9 | 18 | 7 | 0 | 165 | 37 | 64 | 19.6 | 71.5 | 959 | 42.1 | 2.6
2019 | 9 | 18 | 8 | 0 | 573 | 77 | 264 | 22.6 | 64.1 | 959.4 | 60.1 | 0.8
2019 | 9 | 18 | 9 | 0 | 741 | 97 | 469 | 25.1 | 60.3 | 959.7 | 124 | 0.5
2019 | 9 | 18 | 10 | 0 | 721 | 143 | 612 | 26 | 55.6 | 960 | 166.6 | 1.2
2019 | 9 | 18 | 11 | 0 | 713 | 201 | 746 | 26.8 | 51.5 | 959.8 | 131 | 1.3
2019 | 9 | 18 | 12 | 0 | 840 | 150 | 837 | 27.7 | 51.4 | 959.6 | 149.9 | 1.9
2019 | 9 | 18 | 13 | 0 | 802 | 158 | 818 | 28.5 | 50.1 | 959 | 121.7 | 1.9
2019 | 9 | 18 | 14 | 0 | 756 | 184 | 769 | 29.3 | 45.1 | 958.6 | 113.2 | 2.1
2019 | 9 | 18 | 15 | 0 | 625 | 200 | 618 | 29.3 | 49.7 | 958.3 | 104.5 | 2.3
2019 | 9 | 18 | 16 | 0 | 532 | 167 | 449 | 28.6 | 49.3 | 958.1 | 252.8 | 4.2
2019 | 9 | 18 | 17 | 0 | 360 | 126 | 249 | 27.1 | 53 | 958.4 | 268.4 | 4.1
2019 | 9 | 18 | 18 | 0 | 242 | 52 | 93 | 26 | 54.4 | 958.6 | 269.1 | 2.6
2019 | 9 | 18 | 19 | 0 | 1 | 2 | 2 | 24.4 | 60.3 | 959.2 | 244.4 | 1.8
2019 | 9 | 18 | 20 | 0 | 0 | 0 | 0 | 23 | 70.4 | 959.7 | 116.9 | 0.3
2019 | 9 | 18 | 21 | 0 | 0 | 0 | 0 | 22 | 81.2 | 960.1 | 152.4 | 0.9
2019 | 9 | 18 | 22 | 0 | 0 | 0 | 0 | 21.4 | 80.2 | 960.5 | 187.7 | 0.4
2019 | 9 | 18 | 23 | 0 | 0 | 0 | 0 | 20.9 | 85.8 | 960.6 | 135.4 | 0.5
2019 | 9 | 19 | 0 | 0 | 0 | 0 | 0 | 20.2 | 89.8 | 960.5 | 144.2 | 0.2
2019 | 9 | 19 | 1 | 0 | 0 | 0 | 0 | 19.8 | 92.4 | 960.6 | 138.3 | 0.6
2019 | 9 | 19 | 2 | 0 | 0 | 0 | 0 | 19.4 | 93.2 | 960.2 | 58.2 | 0.3
2019 | 9 | 19 | 3 | 0 | 0 | 0 | 0 | 18.9 | 93.7 | 959.8 | 245.8 | 0.7
2019 | 9 | 19 | 4 | 0 | 0 | 0 | 0 | 18.6 | 93.7 | 959.4 | 242.6 | 0.3
2019 | 9 | 19 | 5 | 0 | 0 | 0 | 0 | 18.3 | 92.2 | 959.3 | 75.6 | 1.7
2019 | 9 | 19 | 6 | 0 | 0 | 1 | 1 | 18.7 | 87.5 | 959.5 | 55.1 | 1.6
2019 | 9 | 19 | 7 | 0 | 184 | 38 | 66 | 19.8 | 82.5 | 959.9 | 52 | 1.4
2019 | 9 | 19 | 8 | 0 | 493 | 89 | 248 | 22.2 | 76.9 | 960.4 | 216.7 | 0.8
2019 | 9 | 19 | 9 | 0 | 653 | 121 | 449 | 24.5 | 67.1 | 960.8 | 154 | 0.9
2019 | 9 | 19 | 10 | 0 | 760 | 129 | 622 | 25.6 | 62.1 | 960.9 | 161 | 1.6
2019 | 9 | 19 | 11 | 0 | 798 | 143 | 746 | 26.6 | 57.6 | 960.8 | 135.4 | 1.8
2019 | 9 | 19 | 12 | 0 | 752 | 197 | 810 | 27 | 57.6 | 960.4 | 102.3 | 2.3
2019 | 9 | 19 | 13 | 0 | 716 | 199 | 785 | 27.4 | 58.6 | 959.9 | 98.4 | 3.8
2019 | 9 | 19 | 14 | 0 | 697 | 202 | 738 | 27.6 | 59.1 | 959.4 | 96.2 | 4.4
2019 | 9 | 19 | 15 | 0 | 598 | 196 | 600 | 27.6 | 60.4 | 959 | 103.4 | 4.4
2019 | 9 | 19 | 16 | 0 | 337 | 153 | 328 | 26.8 | 64.9 | 959 | 97.4 | 4.6
2019 | 9 | 19 | 17 | 0 | 304 | 114 | 220 | 26 | 67.6 | 959.1 | 90.6 | 4.8
2019 | 9 | 19 | 18 | 0 | 129 | 50 | 72 | 24.5 | 68.1 | 959.4 | 87.3 | 4.7
2019 | 9 | 19 | 19 | 0 | 0 | 1 | 1 | 22.9 | 70.3 | 959.8 | 89.7 | 3.9
2019 | 9 | 19 | 20 | 0 | 0 | 0 | 0 | 21.6 | 82 | 960.6 | 95.1 | 3
2019 | 9 | 19 | 21 | 0 | 0 | 0 | 0 | 20.9 | 85.4 | 961 | 97.2 | 2.5
2019 | 9 | 19 | 22 | 0 | 0 | 0 | 0 | 20.3 | 88.3 | 960.8 | 105.4 | 3.1
2019 | 9 | 19 | 23 | 0 | 0 | 0 | 0 | 19.7 | 92.7 | 960.7 | 89.8 | 3.5
2019 | 9 | 20 | 0 | 0 | 0 | 0 | 0 | 19.7 | 93 | 960.8 | 74.3 | 2
2019 | 9 | 20 | 1 | 0 | 0 | 0 | 0 | 19.9 | 92.1 | 961.1 | 63.5 | 2.4
2019 | 9 | 20 | 2 | 0 | 0 | 0 | 0 | 20.1 | 92.2 | 961.2 | 86.3 | 3.1
2019 | 9 | 20 | 3 | 0 | 0 | 0 | 0 | 19.8 | 92.9 | 961.1 | 95.9 | 3
2019 | 9 | 20 | 4 | 0 | 0 | 0 | 0 | 20 | 89.6 | 960.3 | 33.5 | 2.5
2019 | 9 | 20 | 5 | 0 | 0 | 0 | 0 | 19.6 | 89.5 | 959.5 | 94.4 | 2.2
2019 | 9 | 20 | 6 | 0 | 0 | 0 | 0 | 18.8 | 93.3 | 959.1 | 88 | 2.4
2019 | 9 | 20 | 7 | 0 | 13 | 44 | 46 | 18.9 | 92.5 | 959.3 | 69.6 | 2.5
2019 | 9 | 20 | 8 | 0 | 89 | 135 | 168 | 20 | 85.7 | 959.7 | 88.7 | 3.5
2019 | 9 | 20 | 9 | 0 | 163 | 261 | 339 | 22.4 | 73.8 | 960.2 | 97.9 | 5.3
2019 | 9 | 20 | 10 | 0 | 102 | 279 | 352 | 22.6 | 73.6 | 960.7 | 89.4 | 5.5
2019 | 9 | 20 | 11 | 0 | 51 | 307 | 349 | 23.2 | 71.8 | 960.7 | 88.7 | 4.3
2019 | 9 | 20 | 12 | 0 | 19 | 384 | 406 | 23.5 | 73.8 | 960.2 | 96.3 | 4.8
2019 | 9 | 20 | 13 | 0 | 165 | 511 | 655 | 24.5 | 71.1 | 959.5 | 97.2 | 5.5
2019 | 9 | 20 | 14 | 0 | 257 | 455 | 661 | 25 | 69.4 | 958.9 | 96.7 | 6
2019 | 9 | 20 | 15 | 0 | 336 | 326 | 546 | 25 | 68.7 | 958.4 | 98.7 | 6
2019 | 9 | 20 | 16 | 0 | 239 | 245 | 376 | 24.7 | 69.4 | 958.3 | 100.1 | 6.2
2019 | 9 | 20 | 17 | 0 | 51 | 146 | 166 | 23.7 | 74.7 | 958.4 | 102.6 | 6.1
2019 | 9 | 20 | 18 | 0 | 2 | 60 | 61 | 22.5 | 80.2 | 958 | 97.8 | 7.1
2019 | 9 | 20 | 19 | 0 | 0 | 1 | 1 | 21.8 | 81.8 | 958.2 | 96.6 | 5.1
2019 | 9 | 20 | 20 | 0 | 0 | 0 | 0 | 21.5 | 84.4 | 958.4 | 101.1 | 4.7
2019 | 9 | 20 | 21 | 0 | 0 | 0 | 0 | 21 | 89 | 959.2 | 109.2 | 4.2
2019 | 9 | 20 | 22 | 0 | 0 | 0 | 0 | 20.7 | 89.6 | 959.5 | 81.1 | 2.4
2019 | 9 | 20 | 23 | 0 | 0 | 0 | 0 | 20.5 | 90 | 959.4 | 66.3 | 1.8
2019 | 9 | 21 | 0 | 0 | 0 | 0 | 0 | 20.3 | 89.1 | 958.4 | 84.9 | 1.8
2019 | 9 | 21 | 1 | 0 | 0 | 0 | 0 | 19.8 | 92.3 | 957.9 | 112.4 | 1.3
2019 | 9 | 21 | 2 | 0 | 0 | 0 | 0 | 19.6 | 92.3 | 957.5 | 44.8 | 1.6
2019 | 9 | 21 | 3 | 0 | 0 | 0 | 0 | 19.5 | 91.2 | 957.1 | 12.1 | 1.4
2019 | 9 | 21 | 4 | 0 | 0 | 0 | 0 | 19.1 | 91.3 | 957 | 67.9 | 1
2019 | 9 | 21 | 5 | 0 | 0 | 0 | 0 | 18.9 | 90.5 | 957.1 | 18.2 | 0.7
2019 | 9 | 21 | 6 | 0 | 0 | 0 | 0 | 18.4 | 91.4 | 957.3 | 36.6 | 1
2019 | 9 | 21 | 7 | 0 | 1 | 32 | 32 | 19.1 | 88.8 | 957.8 | 15.7 | 0.8
2019 | 9 | 21 | 8 | 0 | 2 | 110 | 112 | 20.1 | 87.2 | 958.2 | 74 | 1.1
2019 | 9 | 21 | 9 | 0 | 29 | 266 | 283 | 22.3 | 77.4 | 958.7 | 92.8 | 0.5
2019 | 9 | 21 | 10 | 0 | 235 | 306 | 469 | 23.9 | 69.6 | 958.7 | 188.9 | 1
2019 | 9 | 21 | 11 | 0 | 278 | 416 | 636 | 24.9 | 64.6 | 958.5 | 232.9 | 2.1
2019 | 9 | 21 | 12 | 0 | 401 | 454 | 786 | 25.8 | 61 | 958 | 245.7 | 3.4
2019 | 9 | 21 | 13 | 0 | 210 | 424 | 602 | 26 | 60.7 | 957.3 | 254.5 | 3.8
2019 | 9 | 21 | 14 | 0 | 35 | 366 | 398 | 25.6 | 63.3 | 956.9 | 252.4 | 3.9
2019 | 9 | 21 | 15 | 0 | 71 | 295 | 348 | 25.1 | 66.9 | 956.7 | 264.9 | 4.9
2019 | 9 | 21 | 16 | 0 | 14 | 216 | 224 | 24.3 | 71.3 | 956.7 | 273.5 | 4.7
2019 | 9 | 21 | 17 | 0 | 2 | 91 | 92 | 23.8 | 73.1 | 956.8 | 273.9 | 4
2019 | 9 | 21 | 18 | 0 | 10 | 50 | 52 | 23.5 | 73.8 | 956.8 | 294.6 | 3.2
2019 | 9 | 21 | 19 | 0 | 0 | 1 | 1 | 22.9 | 77.3 | 956.8 | 294.2 | 3.3
2019 | 9 | 21 | 20 | 0 | 0 | 0 | 0 | 22.6 | 77.4 | 957.2 | 268.9 | 1.7
2019 | 9 | 21 | 21 | 0 | 0 | 0 | 0 | 22.1 | 80.2 | 957.7 | 242.9 | 1.8
2019 | 9 | 21 | 22 | 0 | 0 | 0 | 0 | 21.7 | 83.2 | 957.9 | 237.8 | 1.7
2019 | 9 | 21 | 23 | 0 | 0 | 0 | 0 | 20.8 | 89.4 | 957.8 | 196.9 | 1.4
2019 | 9 | 22 | 0 | 0 | 0 | 0 | 0 | 20.6 | 91.7 | 957.7 | 203.3 | 0.6
2019 | 9 | 22 | 1 | 0 | 0 | 0 | 0 | 20.5 | 92.5 | 957.6 | 278.4 | 1
2019 | 9 | 22 | 2 | 0 | 0 | 0 | 0 | 20 | 94.1 | 957.2 | 237.3 | 1.2
2019 | 9 | 22 | 3 | 0 | 0 | 0 | 0 | 19.7 | 95.3 | 956.8 | 248.2 | 1
2019 | 9 | 22 | 4 | 0 | 0 | 0 | 0 | 19.1 | 96.2 | 956.7 | 215.7 | 0.9
2019 | 9 | 22 | 5 | 0 | 0 | 0 | 0 | 19.2 | 96.6 | 956.9 | 235.3 | 1.6
2019 | 9 | 22 | 6 | 0 | 0 | 0 | 0 | 18.7 | 96.8 | 957.2 | 281 | 0.7
2019 | 9 | 22 | 7 | 0 | 0 | 27 | 27 | 18.6 | 96.8 | 957.7 | 215 | 0.5
2019 | 9 | 22 | 8 | 0 | 415 | 91 | 240 | 19.6 | 94.6 | 958.1 | 249.5 | 1
2019 | 9 | 22 | 9 | 0 | 749 | 87 | 456 | 22.8 | 74 | 958.4 | 244.3 | 1.3
2019 | 9 | 22 | 10 | 0 | 859 | 84 | 635 | 25.2 | 54.2 | 958.4 | 215.1 | 2
2019 | 9 | 22 | 11 | 0 | 869 | 105 | 754 | 26.9 | 45.2 | 958.1 | 205.3 | 1.6
2019 | 9 | 22 | 12 | 0 | 852 | 126 | 812 | 28.1 | 40.4 | 957.7 | 157.9 | 1.6
2019 | 9 | 22 | 13 | 0 | 792 | 150 | 790 | 29.3 | 39 | 957 | 221.5 | 1.2
2019 | 9 | 22 | 14 | 0 | 755 | 167 | 740 | 30.1 | 38.7 | 956.5 | 160.9 | 2
2019 | 9 | 22 | 15 | 0 | 614 | 181 | 584 | 30.3 | 38.7 | 956.5 | 232.4 | 3
2019 | 9 | 22 | 16 | 0 | 597 | 112 | 425 | 30.3 | 35.9 | 956.6 | 254.7 | 2.8
2019 | 9 | 22 | 17 | 0 | 119 | 149 | 188 | 29.3 | 36.7 | 956.9 | 248.9 | 2.8
2019 | 9 | 22 | 18 | 0 | 255 | 54 | 94 | 28.2 | 45.2 | 957.3 | 241.1 | 2.4
2019 | 9 | 22 | 19 | 0 | 0 | 1 | 1 | 25.8 | 57 | 957.9 | 166.1 | 1.5
2019 | 9 | 22 | 20 | 0 | 0 | 0 | 0 | 23.8 | 67.8 | 958.5 | 122.3 | 1.9
2019 | 9 | 22 | 21 | 0 | 0 | 0 | 0 | 22.6 | 73.8 | 959.3 | 79.2 | 1.5
2019 | 9 | 22 | 22 | 0 | 0 | 0 | 0 | 22.2 | 71.6 | 959.7 | 16.7 | 0.7
2019 | 9 | 22 | 23 | 0 | 0 | 0 | 0 | 21.7 | 70.6 | 959.9 | 38.2 | 1.1
2019 | 9 | 23 | 0 | 0 | 0 | 0 | 0 | 20.9 | 69.5 | 960.2 | 89.4 | 1.5
2019 | 9 | 23 | 1 | 0 | 0 | 0 | 0 | 20.3 | 71.1 | 960.4 | 96.4 | 1.2
2019 | 9 | 23 | 2 | 0 | 0 | 0 | 0 | 19.8 | 73.7 | 960.3 | 37.6 | 1.1
2019 | 9 | 23 | 3 | 0 | 0 | 0 | 0 | 19.5 | 74.9 | 960.4 | 27.5 | 1.3
2019 | 9 | 23 | 4 | 0 | 0 | 0 | 0 | 18.5 | 79.2 | 960.5 | 53.8 | 1.7
2019 | 9 | 23 | 5 | 0 | 0 | 0 | 0 | 18.9 | 77.8 | 961.2 | 20.1 | 2
2019 | 9 | 23 | 6 | 0 | 0 | 0 | 0 | 18 | 81 | 961.7 | 71.5 | 1.3
2019 | 9 | 23 | 7 | 0 | 239 | 27 | 61 | 19.3 | 79.7 | 962.4 | 64.7 | 1.1
2019 | 9 | 23 | 8 | 0 | 611 | 79 | 267 | 22 | 72.3 | 962.9 | 71.3 | 1.7
2019 | 9 | 23 | 9 | 0 | 617 | 130 | 433 | 23 | 68 | 963.4 | 88.7 | 2.9
2019 | 9 | 23 | 10 | 0 | 734 | 141 | 611 | 24.2 | 61.9 | 963.7 | 77.9 | 3.4
2019 | 9 | 23 | 11 | 0 | 706 | 210 | 734 | 25.4 | 56.3 | 963.4 | 170.8 | 2.3
2019 | 9 | 23 | 12 | 0 | 792 | 241 | 877 | 26.2 | 53.9 | 963 | 230.4 | 2.2
2019 | 9 | 23 | 13 | 0 | 681 | 229 | 777 | 26.5 | 55.2 | 962.5 | 248.4 | 3.5
2019 | 9 | 23 | 14 | 0 | 662 | 197 | 694 | 26.8 | 53.2 | 962.1 | 253.6 | 3.9
2019 | 9 | 23 | 15 | 0 | 803 | 116 | 635 | 27 | 50.2 | 961.9 | 257.7 | 3.8
2019 | 9 | 23 | 16 | 0 | 570 | 134 | 425 | 26.1 | 53.1 | 961.9 | 258 | 4.6
2019 | 9 | 23 | 17 | 0 | 125 | 143 | 191 | 24.6 | 59 | 962.2 | 264.3 | 4.3
2019 | 9 | 23 | 18 | 0 | 16 | 48 | 50 | 23.4 | 59.9 | 962.5 | 266.3 | 3.3
2019 | 9 | 23 | 19 | 0 | 0 | 1 | 1 | 22.1 | 64.2 | 962.8 | 230.7 | 2.7
2019 | 9 | 23 | 20 | 0 | 0 | 0 | 0 | 21.1 | 65.1 | 963.6 | 233.4 | 1.9
2019 | 9 | 23 | 21 | 0 | 0 | 0 | 0 | 20.5 | 66 | 964 | 182.7 | 0.7
2019 | 9 | 23 | 22 | 0 | 0 | 0 | 0 | 20 | 71.2 | 964.2 | 181 | 1
2019 | 9 | 23 | 23 | 0 | 0 | 0 | 0 | 19.2 | 77.4 | 964.1 | 119.2 | 0.8
2019 | 9 | 24 | 0 | 0 | 0 | 0 | 0 | 18.7 | 80 | 963.8 | 62.8 | 0.6
2019 | 9 | 24 | 1 | 0 | 0 | 0 | 0 | 18.3 | 82.2 | 963.6 | 50.6 | 0.7
2019 | 9 | 24 | 2 | 0 | 0 | 0 | 0 | 18.5 | 79.4 | 963 | 47.3 | 1.1
2019 | 9 | 24 | 3 | 0 | 0 | 0 | 0 | 17.2 | 87 | 962.5 | 39.4 | 0.3
2019 | 9 | 24 | 4 | 0 | 0 | 0 | 0 | 17.4 | 85.8 | 962.3 | 37.5 | 0.5
2019 | 9 | 24 | 5 | 0 | 0 | 0 | 0 | 16.8 | 88.7 | 962.3 | 44.5 | 0.6
2019 | 9 | 24 | 6 | 0 | 0 | 0 | 0 | 16.4 | 90.2 | 962.4 | 67 | 0.3
2019 | 9 | 24 | 7 | 0 | 323 | 23 | 67 | 17.3 | 87.4 | 962.5 | 65.7 | 1
2019 | 9 | 24 | 8 | 0 | 691 | 48 | 259 | 21.5 | 71.8 | 962.7 | 81.2 | 0.6
2019 | 9 | 24 | 9 | 0 | 829 | 60 | 460 | 24.3 | 58.5 | 963 | 179 | 0.8
2019 | 9 | 24 | 10 | 0 | 905 | 65 | 635 | 25.9 | 48.7 | 963.1 | 231.5 | 1.5
2019 | 9 | 24 | 11 | 0 | 939 | 69 | 760 | 27.8 | 42.9 | 962.7 | 244.1 | 2
2019 | 9 | 24 | 12 | 0 | 934 | 76 | 816 | 28.6 | 40.4 | 962.3 | 234.2 | 2.8
2019 | 9 | 24 | 13 | 0 | 937 | 76 | 819 | 29.5 | 38.3 | 961.4 | 224.7 | 2.7
2019 | 9 | 24 | 14 | 0 | 918 | 74 | 755 | 30.1 | 37.6 | 960.7 | 245.4 | 3.5
2019 | 9 | 24 | 15 | 0 | 883 | 71 | 634 | 29.5 | 35.7 | 960.4 | 260.7 | 4.6
2019 | 9 | 24 | 16 | 0 | 815 | 64 | 465 | 29.6 | 28.9 | 960.1 | 260.4 | 4.4
2019 | 9 | 24 | 17 | 0 | 687 | 51 | 267 | 28.2 | 34.2 | 960 | 239.8 | 4.2
2019 | 9 | 24 | 18 | 0 | 314 | 25 | 68 | 24.6 | 51.2 | 960.2 | 225.6 | 3.4
2019 | 9 | 24 | 19 | 0 | 0 | 0 | 0 | 22.1 | 62.7 | 960.3 | 248.2 | 1.8
2019 | 9 | 24 | 20 | 0 | 0 | 0 | 0 | 20.7 | 69.9 | 960.4 | 194 | 0.4
2019 | 9 | 24 | 21 | 0 | 0 | 0 | 0 | 20.3 | 72.4 | 960.4 | 151.2 | 0.3
2019 | 9 | 24 | 22 | 0 | 0 | 0 | 0 | 20.3 | 73.8 | 960.4 | 53.1 | 0.7
2019 | 9 | 24 | 23 | 0 | 0 | 0 | 0 | 19.4 | 73.9 | 960.1 | 56 | 0.9
2019 | 9 | 25 | 0 | 0 | 0 | 0 | 0 | 19.2 | 70.1 | 959.9 | 19.9 | 0.6
2019 | 9 | 25 | 1 | 0 | 0 | 0 | 0 | 20.2 | 59.1 | 959.6 | 24 | 1.6
2019 | 9 | 25 | 2 | 0 | 0 | 0 | 0 | 20.7 | 54 | 959.5 | 45.1 | 2.2
2019 | 9 | 25 | 3 | 0 | 0 | 0 | 0 | 20.5 | 53.9 | 959.2 | 16.3 | 2.4
2019 | 9 | 25 | 4 | 0 | 0 | 0 | 0 | 20.6 | 52.4 | 958.9 | 15.5 | 2.4
2019 | 9 | 25 | 5 | 0 | 0 | 0 | 0 | 19.6 | 56.4 | 959.2 | 113.3 | 1.5
2019 | 9 | 25 | 6 | 0 | 0 | 0 | 0 | 19.2 | 57.2 | 959.2 | 40.2 | 2.7
2019 | 9 | 25 | 7 | 0 | 346 | 22 | 66 | 20.4 | 53.1 | 959.2 | 46.5 | 2.5
2019 | 9 | 25 | 8 | 0 | 706 | 47 | 260 | 22.6 | 48.8 | 959.6 | 90 | 1.2
2019 | 9 | 25 | 9 | 0 | 836 | 60 | 461 | 26.7 | 36.8 | 960.1 | 122.5 | 1
2019 | 9 | 25 | 10 | 0 | 896 | 69 | 631 | 28.3 | 33.8 | 960.4 | 119.6 | 2.2
2019 | 9 | 25 | 11 | 0 | 925 | 75 | 753 | 29.4 | 30.6 | 960.1 | 88.5 | 2.8
2019 | 9 | 25 | 12 | 0 | 937 | 78 | 817 | 30 | 29.7 | 959.6 | 98.4 | 2.9
2019 | 9 | 25 | 13 | 0 | 930 | 81 | 815 | 30.1 | 30.8 | 959 | 98.1 | 3.9
2019 | 9 | 25 | 14 | 0 | 901 | 84 | 748 | 30 | 33.7 | 958.5 | 89.6 | 4
2019 | 9 | 25 | 15 | 0 | 850 | 83 | 622 | 30.1 | 36.2 | 958.3 | 87.5 | 3.5
2019 | 9 | 25 | 16 | 0 | 761 | 77 | 447 | 30.1 | 39.9 | 958.1 | 80.6 | 3
2019 | 9 | 25 | 17 | 0 | 618 | 61 | 252 | 29.9 | 37.9 | 958.3 | 209 | 2
2019 | 9 | 25 | 18 | 0 | 270 | 28 | 64 | 27 | 49 | 958.7 | 216.1 | 2.5
2019 | 9 | 25 | 19 | 0 | 0 | 0 | 0 | 24.2 | 58 | 959.3 | 133.6 | 2.1
2019 | 9 | 25 | 20 | 0 | 0 | 0 | 0 | 21.9 | 67.9 | 959.9 | 94.1 | 3.7
2019 | 9 | 25 | 21 | 0 | 0 | 0 | 0 | 20.8 | 75.9 | 960.5 | 86.4 | 3.2
2019 | 9 | 25 | 22 | 0 | 0 | 0 | 0 | 20.8 | 74.8 | 961 | 59.8 | 2.2
2019 | 9 | 25 | 23 | 0 | 0 | 0 | 0 | 20.7 | 72.6 | 961.1 | 33.4 | 2.3
2019 | 9 | 26 | 0 | 0 | 0 | 0 | 0 | 20.3 | 73.3 | 961 | 34.2 | 2.5
2019 | 9 | 26 | 1 | 0 | 0 | 0 | 0 | 19.8 | 71.2 | 961.2 | 57.1 | 2.6
2019 | 9 | 26 | 2 | 0 | 0 | 0 | 0 | 19.2 | 73.5 | 961.1 | 63.9 | 2.4
2019 | 9 | 26 | 3 | 0 | 0 | 0 | 0 | 18.9 | 74.6 | 961.2 | 51.6 | 2.8
2019 | 9 | 26 | 4 | 0 | 0 | 0 | 0 | 18.2 | 75.6 | 961.4 | 30.5 | 2.2
2019 | 9 | 26 | 5 | 0 | 0 | 0 | 0 | 18.4 | 72.7 | 961.5 | 35.3 | 1.8
2019 | 9 | 26 | 6 | 0 | 0 | 0 | 0 | 18.3 | 71.7 | 961.8 | 32.9 | 2.3
2019 | 9 | 26 | 7 | 0 | 304 | 24 | 63 | 19.4 | 66.3 | 962.2 | 29.1 | 1.8
2019 | 9 | 26 | 8 | 0 | 679 | 52 | 255 | 22.2 | 58.2 | 962.5 | 50.8 | 1.1
2019 | 9 | 26 | 9 | 0 | 824 | 65 | 458 | 24.5 | 50.8 | 963 | 103.2 | 2
2019 | 9 | 26 | 10 | 0 | 894 | 72 | 630 | 25.7 | 48.7 | 963.2 | 105.2 | 4.2
2019 | 9 | 26 | 11 | 0 | 929 | 77 | 754 | 26.1 | 46.8 | 963.3 | 102.2 | 5.3
2019 | 9 | 26 | 12 | 0 | 941 | 79 | 818 | 26.8 | 45.9 | 963 | 104.9 | 4.5
2019 | 9 | 26 | 13 | 0 | 933 | 82 | 816 | 27.2 | 47.2 | 962.3 | 102.3 | 3.4
2019 | 9 | 26 | 14 | 0 | 903 | 85 | 747 | 27.9 | 46.1 | 961.8 | 111.3 | 3
2019 | 9 | 26 | 15 | 0 | 859 | 83 | 623 | 28.1 | 47.8 | 961.5 | 101.9 | 3.7
2019 | 9 | 26 | 16 | 0 | 770 | 76 | 447 | 27.9 | 51 | 961.2 | 88.4 | 3.8
2019 | 9 | 26 | 17 | 0 | 600 | 61 | 244 | 26.9 | 56.4 | 961.2 | 95.5 | 3.8
2019 | 9 | 26 | 18 | 0 | 225 | 27 | 58 | 24.6 | 69 | 961.6 | 103.6 | 3.7
2019 | 9 | 26 | 19 | 0 | 0 | 0 | 0 | 22.4 | 75 | 962 | 105.8 | 3.1
2019 | 9 | 26 | 20 | 0 | 0 | 0 | 0 | 21.1 | 79.5 | 962.7 | 103.4 | 2.3
2019 | 9 | 26 | 21 | 0 | 0 | 0 | 0 | 20.3 | 83.6 | 963.2 | 90.7 | 2
2019 | 9 | 26 | 22 | 0 | 0 | 0 | 0 | 20 | 85.7 | 963.6 | 69.1 | 1.4
2019 | 9 | 26 | 23 | 0 | 0 | 0 | 0 | 19.6 | 86.4 | 963.6 | 66.3 | 1.3
2019 | 9 | 27 | 0 | 0 | 0 | 0 | 0 | 19.5 | 85.7 | 963.3 | 41.9 | 0.9
2019 | 9 | 27 | 1 | 0 | 0 | 0 | 0 | 18.8 | 88.2 | 963 | 4.4 | 0.1
2019 | 9 | 27 | 2 | 0 | 0 | 0 | 0 | 17.8 | 91.4 | 962.7 | 6.8 | 0.2
2019 | 9 | 27 | 3 | 0 | 0 | 0 | 0 | 17.8 | 91.4 | 962.2 | 37.7 | 0.8
2019 | 9 | 27 | 4 | 0 | 0 | 0 | 0 | 17.5 | 91.8 | 962 | 31.6 | 0.5
2019 | 9 | 27 | 5 | 0 | 0 | 0 | 0 | 17 | 92.8 | 961.9 | 45.7 | 0.4
2019 | 9 | 27 | 6 | 0 | 0 | 0 | 0 | 16.6 | 93.1 | 962.1 | 16.1 | 0.5
2019 | 9 | 27 | 7 | 0 | 254 | 26 | 59 | 17.7 | 90.3 | 962.3 | 51.8 | 1.5
2019 | 9 | 27 | 8 | 0 | 633 | 59 | 247 | 22 | 76.3 | 962.7 | 58.6 | 0.6
2019 | 9 | 27 | 9 | 0 | 799 | 71 | 450 | 24.7 | 58.9 | 963 | 141.3 | 0.9
2019 | 9 | 27 | 10 | 0 | 881 | 75 | 623 | 26.1 | 51 | 963.2 | 191.7 | 1.4
2019 | 9 | 27 | 11 | 0 | 922 | 78 | 747 | 27.1 | 49.1 | 962.8 | 221.6 | 1.5
2019 | 9 | 27 | 12 | 0 | 939 | 79 | 812 | 28.2 | 47 | 962.4 | 226.7 | 1.9
2019 | 9 | 27 | 13 | 0 | 928 | 84 | 809 | 28.9 | 46.6 | 961.8 | 239.6 | 2.7
2019 | 9 | 27 | 14 | 0 | 906 | 84 | 743 | 29.5 | 43.3 | 961 | 253.1 | 3.5
2019 | 9 | 27 | 15 | 0 | 865 | 80 | 619 | 29.7 | 39.9 | 960.5 | 260.4 | 3.9
2019 | 9 | 27 | 16 | 0 | 774 | 74 | 443 | 29 | 43.7 | 960.4 | 258.8 | 3.9
2019 | 9 | 27 | 17 | 0 | 605 | 59 | 241 | 28 | 50.9 | 960.6 | 251.1 | 3.2
2019 | 9 | 27 | 18 | 0 | 235 | 26 | 56 | 24.7 | 69.7 | 961 | 228.3 | 3.5
2019 | 9 | 27 | 19 | 0 | 0 | 0 | 0 | 22.1 | 81.3 | 961.5 | 249.3 | 1.8
2019 | 9 | 27 | 20 | 0 | 0 | 0 | 0 | 21.3 | 84.2 | 962.1 | 194.9 | 0.7
2019 | 9 | 27 | 21 | 0 | 0 | 0 | 0 | 21 | 85.9 | 962.5 | 107.7 | 0.8
2019 | 9 | 27 | 22 | 0 | 0 | 0 | 0 | 20.6 | 87.5 | 962.9 | 115.1 | 1.2
2019 | 9 | 27 | 23 | 0 | 0 | 0 | 0 | 19.7 | 90.1 | 963.1 | 203.2 | 0.9
2019 | 9 | 28 | 0 | 0 | 0 | 0 | 0 | 19.2 | 91.9 | 962.8 | 147.8 | 0.2
2019 | 9 | 28 | 1 | 0 | 0 | 0 | 0 | 18.7 | 92.5 | 962.5 | 94.6 | 1.4
2019 | 9 | 28 | 2 | 0 | 0 | 0 | 0 | 18.9 | 88.9 | 962 | 25.7 | 1.1
2019 | 9 | 28 | 3 | 0 | 0 | 0 | 0 | 18.7 | 86 | 961.6 | 42.4 | 1.3
2019 | 9 | 28 | 4 | 0 | 0 | 0 | 0 | 18.8 | 85.1 | 961.5 | 60.1 | 2
2019 | 9 | 28 | 5 | 0 | 0 | 0 | 0 | 18.9 | 82 | 961.5 | 13.9 | 1
2019 | 9 | 28 | 6 | 0 | 0 | 0 | 0 | 18.4 | 83.4 | 961.7 | 60.4 | 1.2
2019 | 9 | 28 | 7 | 0 | 281 | 23 | 58 | 19.2 | 81.4 | 962.4 | 56.6 | 1.1
2019 | 9 | 28 | 8 | 0 | 655 | 53 | 245 | 22.8 | 70.6 | 963 | 80.9 | 1.1
2019 | 9 | 28 | 9 | 0 | 803 | 68 | 446 | 24.8 | 61.8 | 963.6 | 105.8 | 1.5
2019 | 9 | 28 | 10 | 0 | 875 | 76 | 617 | 27 | 52 | 963.9 | 130.8 | 1.1
2019 | 9 | 28 | 11 | 0 | 909 | 81 | 738 | 28.3 | 46.5 | 963.8 | 117.2 | 1.6
2019 | 9 | 28 | 12 | 0 | 918 | 86 | 800 | 28.9 | 45.6 | 963.6 | 94.2 | 3.7
2019 | 9 | 28 | 13 | 0 | 906 | 91 | 796 | 28.9 | 50.5 | 963.1 | 94.8 | 3.8
2019 | 9 | 28 | 14 | 0 | 875 | 96 | 730 | 29.2 | 51.5 | 962.5 | 86.1 | 3.6
2019 | 9 | 28 | 15 | 0 | 818 | 97 | 604 | 29 | 54.5 | 962.3 | 87.9 | 4.6
2019 | 9 | 28 | 16 | 0 | 733 | 85 | 432 | 28.4 | 56.2 | 962 | 91 | 4.3
2019 | 9 | 28 | 17 | 0 | 561 | 65 | 232 | 27.2 | 60.6 | 962 | 98.5 | 4.7
2019 | 9 | 28 | 18 | 0 | 185 | 27 | 51 | 25 | 66.9 | 962.2 | 102.3 | 4.1
2019 | 9 | 28 | 19 | 0 | 0 | 0 | 0 | 22.8 | 71.5 | 962.4 | 111.8 | 3.8
2019 | 9 | 28 | 20 | 0 | 0 | 0 | 0 | 21.3 | 79.7 | 962.8 | 97.6 | 3.4
2019 | 9 | 28 | 21 | 0 | 0 | 0 | 0 | 20.5 | 84.6 | 963.3 | 93.5 | 2.8
2019 | 9 | 28 | 22 | 0 | 0 | 0 | 0 | 19.9 | 87.9 | 963.6 | 89 | 1.1
2019 | 9 | 28 | 23 | 0 | 0 | 0 | 0 | 19.3 | 90.2 | 963.7 | 71.9 | 1.5
2019 | 9 | 29 | 0 | 0 | 0 | 0 | 0 | 19.1 | 87.6 | 963.3 | 46.3 | 0.9
2019 | 9 | 29 | 1 | 0 | 0 | 0 | 0 | 18.2 | 89.9 | 963.1 | 75.1 | 1.3
2019 | 9 | 29 | 2 | 0 | 0 | 0 | 0 | 18.2 | 89.3 | 962.8 | 50.2 | 0.8
2019 | 9 | 29 | 3 | 0 | 0 | 0 | 0 | 18.1 | 89.6 | 962.5 | 40.8 | 1.4
2019 | 9 | 29 | 4 | 0 | 0 | 0 | 0 | 17.1 | 91.4 | 962.1 | 75.6 | 0.5
2019 | 9 | 29 | 5 | 0 | 0 | 0 | 0 | 17.2 | 91.8 | 961.7 | 52.4 | 0.9
2019 | 9 | 29 | 6 | 0 | 0 | 0 | 0 | 17.1 | 86.7 | 961.6 | 38.9 | 1.3
2019 | 9 | 29 | 7 | 0 | 189 | 29 | 54 | 17.6 | 83.8 | 961.8 | 67.4 | 1.8
2019 | 9 | 29 | 8 | 0 | 530 | 81 | 237 | 20.4 | 76.3 | 962.4 | 48.9 | 1.2
2019 | 9 | 29 | 9 | 0 | 688 | 111 | 435 | 24 | 61 | 962.9 | 143.9 | 1.2
2019 | 9 | 29 | 10 | 0 | 775 | 129 | 608 | 24.6 | 61.4 | 963.2 | 235.4 | 2.7
2019 | 9 | 29 | 11 | 0 | 831 | 132 | 732 | 25.5 | 58.9 | 963.1 | 237.1 | 2.6
2019 | 9 | 29 | 12 | 0 | 873 | 122 | 800 | 27.3 | 51.5 | 962.8 | 246.9 | 2
2019 | 9 | 29 | 13 | 0 | 885 | 113 | 799 | 28.2 | 51.6 | 962.1 | 241.1 | 2.2
2019 | 9 | 29 | 14 | 0 | 860 | 110 | 730 | 29.6 | 49.7 | 961.3 | 229.8 | 2.2
2019 | 9 | 29 | 15 | 0 | 794 | 110 | 600 | 30 | 50.8 | 960.9 | 233.9 | 2.5
2019 | 9 | 29 | 16 | 0 | 705 | 97 | 428 | 29.6 | 51.7 | 960.6 | 229.2 | 3.2
2019 | 9 | 29 | 17 | 0 | 554 | 70 | 233 | 27.5 | 58.7 | 960.5 | 224 | 3.8
2019 | 9 | 29 | 18 | 0 | 175 | 27 | 48 | 25.8 | 59.3 | 960.5 | 229 | 3.6
2019 | 9 | 29 | 19 | 0 | 0 | 0 | 0 | 22.9 | 75.8 | 960.9 | 217.4 | 2.9
2019 | 9 | 29 | 20 | 0 | 0 | 0 | 0 | 21.6 | 82.8 | 961.3 | 265.3 | 1
2019 | 9 | 29 | 21 | 0 | 0 | 0 | 0 | 20.9 | 85.2 | 961.4 | 267.8 | 0.8
2019 | 9 | 29 | 22 | 0 | 0 | 0 | 0 | 20.3 | 84.8 | 961.4 | 190.6 | 0.4
2019 | 9 | 29 | 23 | 0 | 0 | 0 | 0 | 19.2 | 74.3 | 961.5 | 55 | 0.7
2019 | 9 | 30 | 0 | 0 | 0 | 0 | 0 | 18.5 | 75.9 | 961.5 | 91 | 0.7
2019 | 9 | 30 | 1 | 0 | 0 | 0 | 0 | 18.5 | 73.7 | 961.2 | 30.5 | 0.6
2019 | 9 | 30 | 2 | 0 | 0 | 0 | 0 | 18 | 78.3 | 960.8 | 120.1 | 0.8
2019 | 9 | 30 | 3 | 0 | 0 | 0 | 0 | 17.2 | 80.4 | 960.5 | 316.4 | 0.5
2019 | 9 | 30 | 4 | 0 | 0 | 0 | 0 | 18.2 | 64.4 | 960.2 | 13.6 | 1.7
2019 | 9 | 30 | 5 | 0 | 0 | 0 | 0 | 17.4 | 65 | 960.1 | 34.5 | 1.4
2019 | 9 | 30 | 6 | 0 | 0 | 0 | 0 | 15.8 | 71.2 | 960.1 | 117.9 | 0.8
2019 | 9 | 30 | 7 | 0 | 286 | 22 | 57 | 17.5 | 65.1 | 960.3 | 21.1 | 0.9
2019 | 9 | 30 | 8 | 0 | 692 | 52 | 250 | 22.4 | 54.4 | 960.6 | 101.9 | 0.6
2019 | 9 | 30 | 9 | 0 | 839 | 67 | 455 | 25.1 | 41 | 961 | 143 | 0.9
2019 | 9 | 30 | 10 | 0 | 906 | 76 | 627 | 25 | 45.5 | 961.4 | 235.6 | 2.3
2019 | 9 | 30 | 11 | 0 | 928 | 85 | 746 | 26 | 47.5 | 961.2 | 243 | 2
2019 | 9 | 30 | 12 | 0 | 937 | 89 | 808 | 28.5 | 39.3 | 960.6 | 242.7 | 1.8
2019 | 9 | 30 | 13 | 0 | 927 | 92 | 804 | 29.4 | 40.3 | 959.8 | 244.3 | 2.3
2019 | 9 | 30 | 14 | 0 | 910 | 96 | 746 | 30.3 | 35.6 | 959.1 | 238.1 | 2.9
2019 | 9 | 30 | 15 | 0 | 784 | 112 | 591 | 30.2 | 37.2 | 958.6 | 257.1 | 3.3
2019 | 9 | 30 | 16 | 0 | 766 | 88 | 442 | 29.3 | 42.8 | 958.4 | 242 | 4.1
2019 | 9 | 30 | 17 | 0 | 429 | 76 | 206 | 26.5 | 58.1 | 958.7 | 234 | 3.9
2019 | 9 | 30 | 18 | 0 | 48 | 33 | 39 | 23.1 | 74.7 | 959.1 | 225.9 | 2.5
2019 | 9 | 30 | 19 | 0 | 0 | 0 | 0 | 21.3 | 83.8 | 959.2 | 264.2 | 1.5
2019 | 9 | 30 | 20 | 0 | 0 | 0 | 0 | 20.3 | 89.6 | 959.7 | 274.6 | 0.7
2019 | 9 | 30 | 21 | 0 | 0 | 0 | 0 | 20.3 | 88.6 | 959.8 | 73.5 | 1.4
2019 | 9 | 30 | 22 | 0 | 0 | 0 | 0 | 20.7 | 77.8 | 959.6 | 61.1 | 2
2019 | 9 | 30 | 23 | 0 | 0 | 0 | 0 | 20.4 | 68.4 | 959.6 | 57.4 | 1.6
2019 | 10 | 1 | 0 | 0 | 0 | 0 | 0 | 19.4 | 76.3 | 959.4 | 75.1 | 1.2
2019 | 10 | 1 | 1 | 0 | 0 | 0 | 0 | 18.3 | 76.7 | 959.1 | 262.9 | 0.6
2019 | 10 | 1 | 2 | 0 | 0 | 0 | 0 | 17.4 | 77.9 | 958.5 | 23.7 | 0.2
2019 | 10 | 1 | 3 | 0 | 0 | 0 | 0 | 17.7 | 75.1 | 957.9 | 164.7 | 0.9
2019 | 10 | 1 | 4 | 0 | 0 | 0 | 0 | 17.4 | 66.2 | 957.5 | 34.6 | 1.1
2019 | 10 | 1 | 5 | 0 | 0 | 0 | 0 | 16.3 | 71 | 957.2 | 184.6 | 0.4
2019 | 10 | 1 | 6 | 0 | 0 | 0 | 0 | 16.3 | 69.9 | 957.3 | 223.8 | 0.3
2019 | 10 | 1 | 7 | 0 | 36 | 34 | 37 | 18.7 | 55.7 | 957.1 | 18.3 | 1.6
2019 | 10 | 1 | 8 | 0 | 58 | 116 | 134 | 19.7 | 63.6 | 957.2 | 207.7 | 0.7
2019 | 10 | 1 | 9 | 0 | 229 | 256 | 365 | 23 | 51.2 | 957.7 | 196.4 | 0.9
2019 | 10 | 1 | 10 | 0 | 375 | 361 | 604 | 26.1 | 36.4 | 957.9 | 249.6 | 1
2019 | 10 | 1 | 11 | 0 | 859 | 246 | 860 | 27.5 | 37.1 | 957.5 | 227.9 | 2.2
2019 | 10 | 1 | 12 | 0 | 914 | 106 | 804 | 26.8 | 52 | 957 | 236.7 | 2.1
2019 | 10 | 1 | 13 | 0 | 919 | 96 | 797 | 28.1 | 47.3 | 956.2 | 233.3 | 2.3
2019 | 10 | 1 | 14 | 0 | 896 | 95 | 730 | 29.5 | 42.2 | 955.7 | 239.8 | 2.2
2019 | 10 | 1 | 15 | 0 | 838 | 93 | 600 | 30.1 | 41 | 955.3 | 236.4 | 2.8
2019 | 10 | 1 | 16 | 0 | 372 | 126 | 309 | 29 | 45.4 | 955.2 | 249.8 | 2.5
2019 | 10 | 1 | 17 | 0 | 73 | 125 | 146 | 28.6 | 44.3 | 955.2 | 244 | 1.6
2019 | 10 | 1 | 18 | 0 | 10 | 22 | 22 | 28.7 | 28.1 | 955.8 | 318.3 | 3.6
2019 | 10 | 1 | 19 | 0 | 0 | 0 | 0 | 27.9 | 22.4 | 956.2 | 311.6 | 3.1
2019 | 10 | 1 | 20 | 0 | 0 | 0 | 0 | 26.1 | 26.9 | 956.6 | 293.7 | 2.3
2019 | 10 | 1 | 21 | 0 | 0 | 0 | 0 | 24.6 | 30.5 | 957.2 | 291.6 | 1.9
2019 | 10 | 1 | 22 | 0 | 0 | 0 | 0 | 24.5 | 28.9 | 957.4 | 254.7 | 3.5
2019 | 10 | 1 | 23 | 0 | 0 | 0 | 0 | 23.2 | 32.5 | 957.1 | 188.4 | 3.1
2019 | 10 | 2 | 0 | 0 | 0 | 0 | 0 | 22.2 | 32.5 | 957.1 | 71.6 | 2.9
2019 | 10 | 2 | 1 | 0 | 0 | 0 | 0 | 20.7 | 36.2 | 957.4 | 72.9 | 1.5
2019 | 10 | 2 | 2 | 0 | 0 | 0 | 0 | 18.7 | 41.3 | 957.4 | 83.5 | 2.1
2019 | 10 | 2 | 3 | 0 | 0 | 0 | 0 | 19.2 | 41 | 957.3 | 44.7 | 2.7
2019 | 10 | 2 | 4 | 0 | 0 | 0 | 0 | 18.6 | 42.7 | 957.2 | 36.8 | 2.6
2019 | 10 | 2 | 5 | 0 | 0 | 0 | 0 | 17.8 | 44.8 | 957.6 | 41.8 | 1.9
2019 | 10 | 2 | 6 | 0 | 0 | 0 | 0 | 17 | 45.5 | 958 | 39.8 | 2.2
2019 | 10 | 2 | 7 | 0 | 217 | 41 | 64 | 18.6 | 40.4 | 958.2 | 25.7 | 2.6
2019 | 10 | 2 | 8 | 0 | 305 | 98 | 191 | 19.6 | 46.1 | 958.7 | 51.9 | 1.5
2019 | 10 | 2 | 9 | 0 | 614 | 143 | 426 | 23.7 | 37.3 | 959.2 | 67.9 | 0.8
2019 | 10 | 2 | 10 | 0 | 794 | 117 | 598 | 25.1 | 32.3 | 959.3 | 130.9 | 1.2
2019 | 10 | 2 | 11 | 0 | 949 | 76 | 744 | 27.7 | 26 | 958.9 | 182.6 | 1.1
2019 | 10 | 2 | 12 | 0 | 955 | 81 | 805 | 29.1 | 23.3 | 958.4 | 222.3 | 1.5
2019 | 10 | 2 | 13 | 0 | 943 | 83 | 798 | 29.8 | 22.1 | 957.6 | 161.9 | 1.6
2019 | 10 | 2 | 14 | 0 | 888 | 93 | 717 | 29.9 | 30.5 | 957.3 | 151.2 | 3
2019 | 10 | 2 | 15 | 0 | 854 | 86 | 596 | 29.4 | 32.7 | 957.4 | 268.3 | 4
2019 | 10 | 2 | 16 | 0 | 703 | 86 | 409 | 28.4 | 36.5 | 957.4 | 269.5 | 4.3
2019 | 10 | 2 | 17 | 0 | 146 | 82 | 129 | 26.1 | 43.3 | 957.8 | 282 | 3.5
2019 | 10 | 2 | 18 | 0 | 11 | 17 | 19 | 23.9 | 50.2 | 958.6 | 203.5 | 1.8
2019 | 10 | 2 | 19 | 0 | 0 | 0 | 0 | 21.7 | 54.2 | 959.2 | 93.3 | 4.1
2019 | 10 | 2 | 20 | 0 | 0 | 0 | 0 | 21.1 | 55.3 | 960 | 70.7 | 4.1
2019 | 10 | 2 | 21 | 0 | 0 | 0 | 0 | 20.1 | 58.3 | 960.5 | 118.2 | 1.8
2019 | 10 | 2 | 22 | 0 | 0 | 0 | 0 | 19.4 | 60.6 | 960.7 | 78.8 | 1.3
2019 | 10 | 2 | 23 | 0 | 0 | 0 | 0 | 19 | 58.7 | 960.7 | 105 | 2
2019 | 10 | 3 | 0 | 0 | 0 | 0 | 0 | 18.4 | 58 | 960.4 | 135 | 1.9
2019 | 10 | 3 | 1 | 0 | 0 | 0 | 0 | 18.3 | 57.5 | 960.4 | 51.1 | 2.2
2019 | 10 | 3 | 2 | 0 | 0 | 0 | 0 | 18.1 | 54.1 | 960.4 | 61.4 | 1.7
2019 | 10 | 3 | 3 | 0 | 0 | 0 | 0 | 17.2 | 53.9 | 960.3 | 63.3 | 1.7
2019 | 10 | 3 | 4 | 0 | 0 | 0 | 0 | 16 | 59.1 | 960.5 | 93.4 | 1.3
2019 | 10 | 3 | 5 | 0 | 0 | 0 | 0 | 15.2 | 62.7 | 960.7 | 113.1 | 0.7
2019 | 10 | 3 | 6 | 0 | 0 | 0 | 0 | 14.8 | 64 | 960.9 | 206.4 | 1.1
2019 | 10 | 3 | 7 | 0 | 153 | 18 | 39 | 15.5 | 61 | 961.2 | 7.8 | 1.2
2019 | 10 | 3 | 8 | 0 | 662 | 54 | 237 | 19.5 | 50.4 | 961.6 | 111.7 | 0.8
2019 | 10 | 3 | 9 | 0 | 818 | 68 | 438 | 23.2 | 37.5 | 961.9 | 165.9 | 1.3
2019 | 10 | 3 | 10 | 0 | 884 | 80 | 608 | 25 | 33.5 | 961.8 | 225.8 | 3.6
2019 | 10 | 3 | 11 | 0 | 914 | 94 | 735 | 26.3 | 31.7 | 961.6 | 234 | 3.4
2019 | 10 | 3 | 12 | 0 | 826 | 147 | 772 | 27.2 | 28.8 | 961.2 | 254.9 | 3.4
2019 | 10 | 3 | 13 | 0 | 909 | 105 | 790 | 27.3 | 30.7 | 960.7 | 256.5 | 5.1
2019 | 10 | 3 | 14 | 0 | 760 | 158 | 692 | 26.9 | 31 | 960.3 | 257.2 | 6.4
2019 | 10 | 3 | 15 | 0 | 616 | 200 | 570 | 26.7 | 33.5 | 960 | 257 | 5.7
2019 | 10 | 3 | 16 | 0 | 666 | 131 | 430 | 26.4 | 34.6 | 959.8 | 268.1 | 5.1
2019 | 10 | 3 | 17 | 0 | 358 | 87 | 189 | 25.5 | 35.8 | 959.9 | 280.3 | 4.6
2019 | 10 | 3 | 18 | 0 | 52 | 21 | 26 | 23.3 | 40.4 | 960.1 | 301.9 | 4.4
2019 | 10 | 3 | 19 | 0 | 0 | 0 | 0 | 21.5 | 45.2 | 960.5 | 266.1 | 2.3
2019 | 10 | 3 | 20 | 0 | 0 | 0 | 0 | 20.1 | 49.6 | 960.9 | 255 | 0.9
2019 | 10 | 3 | 21 | 0 | 0 | 0 | 0 | 18.8 | 55.9 | 961.3 | 57.6 | 1
2019 | 10 | 3 | 22 | 0 | 0 | 0 | 0 | 18.4 | 57.8 | 961.7 | 36.3 | 1.6
2019 | 10 | 3 | 23 | 0 | 0 | 0 | 0 | 17.5 | 60 | 961.8 | 57.7 | 1.5
2019 | 10 | 4 | 0 | 0 | 0 | 0 | 0 | 18.5 | 53.5 | 961.6 | 25.3 | 2.6
2019 | 10 | 4 | 1 | 0 | 0 | 0 | 0 | 16.5 | 59.5 | 961.5 | 136.6 | 1.1
2019 | 10 | 4 | 2 | 0 | 0 | 0 | 0 | 17.4 | 51.6 | 961.1 | 64 | 1.6
2019 | 10 | 4 | 3 | 0 | 0 | 0 | 0 | 16.3 | 51.7 | 961 | 71.5 | 1
2019 | 10 | 4 | 4 | 0 | 0 | 0 | 0 | 15.3 | 55.5 | 960.7 | 19.9 | 0.8
2019 | 10 | 4 | 5 | 0 | 0 | 0 | 0 | 15.3 | 53.7 | 960.7 | 39.7 | 1
2019 | 10 | 4 | 6 | 0 | 0 | 0 | 0 | 15.6 | 51.1 | 960.9 | 25.7 | 1.1
2019 | 10 | 4 | 7 | 0 | 256 | 26 | 55 | 16.4 | 52.5 | 961.2 | 6.9 | 0.5
2019 | 10 | 4 | 8 | 0 | 654 | 50 | 230 | 20.6 | 48.1 | 961.6 | 142.4 | 0.3
2019 | 10 | 4 | 9 | 0 | 835 | 61 | 436 | 24 | 36.3 | 961.9 | 137.8 | 0.7
2019 | 10 | 4 | 10 | 0 | 907 | 68 | 607 | 27.2 | 28 | 961.9 | 192.5 | 0.5
2019 | 10 | 4 | 11 | 0 | 946 | 72 | 731 | 28.1 | 26.3 | 961.4 | 231.7 | 2.1
2019 | 10 | 4 | 12 | 0 | 955 | 75 | 790 | 28.7 | 25.6 | 961 | 253.7 | 3.3
2019 | 10 | 4 | 13 | 0 | 947 | 76 | 784 | 29 | 25.4 | 960.4 | 261 | 5.3
2019 | 10 | 4 | 14 | 0 | 925 | 75 | 717 | 28.9 | 25.3 | 959.7 | 260 | 6
2019 | 10 | 4 | 15 | 0 | 877 | 73 | 590 | 28.7 | 25.6 | 959.3 | 257.5 | 5.9
2019 | 10 | 4 | 16 | 0 | 800 | 64 | 418 | 28.3 | 24.4 | 959.1 | 256.7 | 6.1
2019 | 10 | 4 | 17 | 0 | 629 | 48 | 216 | 27.6 | 22.9 | 959.1 | 259.7 | 5.3
2019 | 10 | 4 | 18 | 0 | 152 | 16 | 35 | 25.4 | 27.2 | 959.3 | 285.2 | 3.9
2019 | 10 | 4 | 19 | 0 | 0 | 0 | 0 | 23 | 36.6 | 959.4 | 298.4 | 3.2
2019 | 10 | 4 | 20 | 0 | 0 | 0 | 0 | 20.8 | 51.7 | 959.7 | 223.4 | 1.9
2019 | 10 | 4 | 21 | 0 | 0 | 0 | 0 | 19.5 | 62.1 | 959.7 | 136.3 | 0.5
2019 | 10 | 4 | 22 | 0 | 0 | 0 | 0 | 18.5 | 63.3 | 959.7 | 0.6 | 0.3
2019 | 10 | 4 | 23 | 0 | 0 | 0 | 0 | 17.5 | 63.6 | 959.6 | 5.1 | 1.1
2019 | 10 | 5 | 0 | 0 | 0 | 0 | 0 | 16.9 | 62.3 | 959.3 | 16.6 | 0.8
2019 | 10 | 5 | 1 | 0 | 0 | 0 | 0 | 16.7 | 62 | 959.1 | 140.2 | 0.3
2019 | 10 | 5 | 2 | 0 | 0 | 0 | 0 | 16.8 | 62.2 | 958.8 | 242.8 | 0.8
2019 | 10 | 5 | 3 | 0 | 0 | 0 | 0 | 17.4 | 57.7 | 958.5 | 35.2 | 1.7
2019 | 10 | 5 | 4 | 0 | 0 | 0 | 0 | 17.1 | 56.7 | 958.4 | 24.8 | 1.6
2019 | 10 | 5 | 5 | 0 | 0 | 0 | 0 | 17.5 | 54.4 | 958.4 | 47.5 | 1.7
2019 | 10 | 5 | 6 | 0 | 0 | 0 | 0 | 16.8 | 57 | 958.4 | 66.5 | 1.4
2019 | 10 | 5 | 7 | 0 | 226 | 20 | 45 | 16.6 | 59.8 | 958.7 | 51.5 | 1.7
2019 | 10 | 5 | 8 | 0 | 646 | 51 | 227 | 21.7 | 46.2 | 959.2 | 27.9 | 0.8
2019 | 10 | 5 | 9 | 0 | 804 | 66 | 426 | 25 | 39.9 | 959.6 | 130.4 | 0.9
2019 | 10 | 5 | 10 | 0 | 881 | 73 | 597 | 27.6 | 30.7 | 959.7 | 163.1 | 0.8
2019 | 10 | 5 | 11 | 0 | 916 | 79 | 717 | 28.8 | 28.6 | 959.7 | 200.6 | 1.6
2019 | 10 | 5 | 12 | 0 | 930 | 82 | 779 | 29.5 | 28.4 | 959.3 | 218.5 | 2.4
2019 | 10 | 5 | 13 | 0 | 927 | 86 | 780 | 29.7 | 30 | 958.9 | 238.1 | 3.6
2019 | 10 | 5 | 14 | 0 | 855 | 104 | 698 | 30.3 | 28.8 | 958.5 | 161.2 | 2.3
2019 | 10 | 5 | 15 | 0 | 684 | 129 | 536 | 30 | 28.9 | 958.3 | 98.7 | 2.9
2019 | 10 | 5 | 16 | 0 | 432 | 128 | 320 | 29.2 | 32.5 | 958.3 | 179.5 | 2.5
2019 | 10 | 5 | 17 | 0 | 271 | 88 | 169 | 27.7 | 35.3 | 958.6 | 267.1 | 2.9
2019 | 10 | 5 | 18 | 0 | 3 | 21 | 21 | 24.8 | 48.4 | 959 | 246.1 | 2.4
2019 | 10 | 5 | 19 | 0 | 0 | 0 | 0 | 21.2 | 73.9 | 959.5 | 251.9 | 1.6
2019 | 10 | 5 | 20 | 0 | 0 | 0 | 0 | 20.1 | 80.7 | 959.9 | 102.1 | 0.2
2019 | 10 | 5 | 21 | 0 | 0 | 0 | 0 | 20.5 | 71.3 | 960.2 | 49.2 | 1.5
2019 | 10 | 5 | 22 | 0 | 0 | 0 | 0 | 19.8 | 68.5 | 960.5 | 57.6 | 1.7
2019 | 10 | 5 | 23 | 0 | 0 | 0 | 0 | 20 | 60.7 | 960.6 | 42 | 1.6
2019 | 10 | 6 | 0 | 0 | 0 | 0 | 0 | 18.7 | 62.8 | 960.4 | 52.1 | 1.2
2019 | 10 | 6 | 1 | 0 | 0 | 0 | 0 | 16.8 | 71.1 | 960.6 | 147.4 | 0.5
2019 | 10 | 6 | 2 | 0 | 0 | 0 | 0 | 16.7 | 69 | 960.6 | 48.4 | 0.6
2019 | 10 | 6 | 3 | 0 | 0 | 0 | 0 | 16 | 70.2 | 960.3 | 20.9 | 0.9
2019 | 10 | 6 | 4 | 0 | 0 | 0 | 0 | 17.4 | 61.5 | 960.3 | 57.6 | 2.3
2019 | 10 | 6 | 5 | 0 | 0 | 0 | 0 | 16.8 | 63.3 | 960.3 | 153.8 | 1
2019 | 10 | 6 | 6 | 0 | 0 | 0 | 0 | 15.3 | 68.4 | 960.5 | 63.6 | 0.9
2019 | 10 | 6 | 7 | 0 | 169 | 25 | 46 | 16.9 | 62.4 | 960.8 | 60.5 | 1.2
2019 | 10 | 6 | 8 | 0 | 628 | 52 | 222 | 19.6 | 60.8 | 961.6 | 123.3 | 0.7
2019 | 10 | 6 | 9 | 0 | 799 | 66 | 422 | 24.5 | 41.5 | 961.9 | 236 | 0.6
2019 | 10 | 6 | 10 | 0 | 882 | 73 | 594 | 27.6 | 30.7 | 962 | 172.8 | 0.7
2019 | 10 | 6 | 11 | 0 | 910 | 82 | 713 | 29.1 | 28.3 | 961.9 | 168.1 | 1.2
2019 | 10 | 6 | 12 | 0 | 909 | 91 | 769 | 29.4 | 30.2 | 961.6 | 143.4 | 2
2019 | 10 | 6 | 13 | 0 | 890 | 96 | 758 | 29.8 | 31.2 | 961.2 | 140.7 | 2.3
2019 | 10 | 6 | 14 | 0 | 871 | 93 | 692 | 29.9 | 32.2 | 960.9 | 150.7 | 2.3
2019 | 10 | 6 | 15 | 0 | 831 | 84 | 569 | 29.4 | 33.8 | 960.6 | 254.3 | 3.8
2019 | 10 | 6 | 16 | 0 | 692 | 92 | 396 | 28.3 | 34.1 | 960.6 | 263.5 | 4.4
2019 | 10 | 6 | 17 | 0 | 561 | 66 | 209 | 27.7 | 33.4 | 960.7 | 267.1 | 3.6
2019 | 10 | 6 | 18 | 0 | 123 | 17 | 33 | 25.4 | 38.7 | 960.8 | 253.2 | 2.9
2019 | 10 | 6 | 19 | 0 | 0 | 0 | 0 | 22.5 | 46.2 | 960.9 | 232.8 | 1.7
2019 | 10 | 6 | 20 | 0 | 0 | 0 | 0 | 20.9 | 53.9 | 961.3 | 215.8 | 0.3
2019 | 10 | 6 | 21 | 0 | 0 | 0 | 0 | 19.6 | 56.6 | 961.6 | 240.3 | 0.5
2019 | 10 | 6 | 22 | 0 | 0 | 0 | 0 | 19.6 | 56.1 | 961.9 | 102.1 | 1.6
2019 | 10 | 6 | 23 | 0 | 0 | 0 | 0 | 20 | 54.2 | 961.7 | 33.4 | 2.3
2019 | 10 | 7 | 0 | 0 | 0 | 0 | 0 | 19.3 | 54.7 | 961.3 | 74.6 | 2.3
2019 | 10 | 7 | 1 | 0 | 0 | 0 | 0 | 19.9 | 48.1 | 961.2 | 77.5 | 1.4
2019 | 10 | 7 | 2 | 0 | 0 | 0 | 0 | 19.2 | 47.4 | 960.7 | 12.6 | 1.3
2019 | 10 | 7 | 3 | 0 | 0 | 0 | 0 | 19.4 | 46 | 960 | 40.6 | 2
2019 | 10 | 7 | 4 | 0 | 0 | 0 | 0 | 18.9 | 46.6 | 959.6 | 100.7 | 1.3
2019 | 10 | 7 | 5 | 0 | 0 | 0 | 0 | 18 | 48.3 | 959.6 | 50.5 | 1.7
2019 | 10 | 7 | 6 | 0 | 0 | 0 | 0 | 19 | 43.6 | 959.6 | 58.8 | 2.5
2019 | 10 | 7 | 7 | 0 | 166 | 25 | 45 | 18.3 | 46.6 | 959.8 | 52.9 | 0.8
2019 | 10 | 7 | 8 | 0 | 546 | 58 | 205 | 22.4 | 38 | 960.2 | 19.9 | 1.7
2019 | 10 | 7 | 9 | 0 | 700 | 93 | 397 | 26.6 | 30 | 960.8 | 147.7 | 0.5
2019 | 10 | 7 | 10 | 0 | 847 | 88 | 582 | 28.3 | 27.3 | 960.9 | 122.9 | 0.9
2019 | 10 | 7 | 11 | 0 | 887 | 94 | 703 | 30.2 | 22.3 | 960.5 | 159.3 | 1
2019 | 10 | 7 | 12 | 0 | 872 | 107 | 751 | 31.4 | 20.1 | 960.1 | 154.6 | 1.5
2019 | 10 | 7 | 13 | 0 | 900 | 91 | 753 | 31.3 | 23.2 | 959.4 | 261.8 | 3.4
2019 | 10 | 7 | 14 | 0 | 902 | 77 | 689 | 30.5 | 24.4 | 959.1 | 266 | 5.7
2019 | 10 | 7 | 15 | 0 | 785 | 94 | 549 | 30.3 | 24.3 | 959 | 262.8 | 5.8
2019 | 10 | 7 | 16 | 0 | 600 | 132 | 389 | 29.6 | 25.9 | 959.1 | 276.6 | 4.4
2019 | 10 | 7 | 17 | 0 | 181 | 111 | 154 | 28.2 | 27.9 | 959.5 | 285.4 | 3.7
2019 | 10 | 7 | 18 | 0 | 38 | 22 | 26 | 26.3 | 32 | 960 | 211.3 | 2.9
2019 | 10 | 7 | 19 | 0 | 0 | 0 | 0 | 23 | 48.6 | 960.4 | 99.5 | 4
2019 | 10 | 7 | 20 | 0 | 0 | 0 | 0 | 20.5 | 62.9 | 961.1 | 96.1 | 4.2
2019 | 10 | 7 | 21 | 0 | 0 | 0 | 0 | 19.7 | 66.7 | 961.8 | 93 | 4.2
2019 | 10 | 7 | 22 | 0 | 0 | 0 | 0 | 19.5 | 69.4 | 962.3 | 77.6 | 3.3
2019 | 10 | 7 | 23 | 0 | 0 | 0 | 0 | 18.4 | 75.3 | 962.4 | 84.8 | 2.5
2019 | 10 | 8 | 0 | 0 | 0 | 0 | 0 | 17.9 | 76.8 | 962.1 | 73.8 | 1.9
2019 | 10 | 8 | 1 | 0 | 0 | 0 | 0 | 18.3 | 69.8 | 962 | 45.5 | 1.8
2019 | 10 | 8 | 2 | 0 | 0 | 0 | 0 | 17.2 | 75.2 | 962 | 77.7 | 2.2
2019 | 10 | 8 | 3 | 0 | 0 | 0 | 0 | 17.8 | 90.9 | 962 | 61.6 | 3
2019 | 10 | 8 | 4 | 0 | 0 | 0 | 0 | 17.8 | 81.2 | 962.2 | 58.2 | 1.6
2019 | 10 | 8 | 5 | 0 | 0 | 0 | 0 | 17.4 | 79.8 | 962.5 | 62 | 1.7
2019 | 10 | 8 | 6 | 0 | 0 | 0 | 0 | 17 | 90.1 | 962.8 | 76.8 | 2
2019 | 10 | 8 | 7 | 0 | 0 | 18 | 18 | 17.2 | 89.7 | 963.2 | 64.4 | 0.8
2019 | 10 | 8 | 8 | 0 | 0 | 96 | 96 | 18.6 | 85.4 | 963.6 | 58.5 | 1.2
2019 | 10 | 8 | 9 | 0 | 4 | 199 | 202 | 20.5 | 81.2 | 964.2 | 88.2 | 2.7
2019 | 10 | 8 | 10 | 0 | 124 | 273 | 352 | 21.9 | 74.3 | 964.2 | 93.6 | 3.4
2019 | 10 | 8 | 11 | 0 | 440 | 225 | 534 | 23 | 68.5 | 964 | 103.8 | 3.7
2019 | 10 | 8 | 12 | 0 | 748 | 164 | 715 | 24.2 | 62.1 | 963.5 | 113.5 | 3.8
2019 | 10 | 8 | 13 | 0 | 761 | 135 | 692 | 24.6 | 60.4 | 962.7 | 114.8 | 3.1
2019 | 10 | 8 | 14 | 0 | 742 | 159 | 661 | 25.1 | 60.3 | 962.3 | 104.3 | 3.3
2019 | 10 | 8 | 15 | 0 | 606 | 152 | 500 | 25.2 | 59.7 | 961.9 | 96.5 | 3.1
2019 | 10 | 8 | 16 | 0 | 574 | 108 | 346 | 25.1 | 57.9 | 961.5 | 94.5 | 2.6
2019 | 10 | 8 | 17 | 0 | 508 | 56 | 182 | 24.6 | 55.1 | 961.4 | 205.1 | 1.7
2019 | 10 | 8 | 18 | 0 | 72 | 15 | 24 | 22.1 | 62.7 | 961.6 | 139.4 | 2
2019 | 10 | 8 | 19 | 0 | 0 | 0 | 0 | 20.2 | 69.8 | 961.9 | 118.3 | 1.6
2019 | 10 | 8 | 20 | 0 | 0 | 0 | 0 | 18.9 | 75.2 | 961.7 | 92.8 | 1.7
2019 | 10 | 8 | 21 | 0 | 0 | 0 | 0 | 18.1 | 78.4 | 962 | 76.6 | 0.7
2019 | 10 | 8 | 22 | 0 | 0 | 0 | 0 | 17.8 | 79.2 | 961.8 | 49.5 | 1.5
2019 | 10 | 8 | 23 | 0 | 0 | 0 | 0 | 17.9 | 78.1 | 961.8 | 44.2 | 1.1
2019 | 10 | 9 | 0 | 0 | 0 | 0 | 0 | 17 | 81.8 | 961.4 | 68.4 | 1.6
2019 | 10 | 9 | 1 | 0 | 0 | 0 | 0 | 17.1 | 81.9 | 961.2 | 56.2 | 1.1
2019 | 10 | 9 | 2 | 0 | 0 | 0 | 0 | 16.5 | 83 | 961 | 26.6 | 0.6
2019 | 10 | 9 | 3 | 0 | 0 | 0 | 0 | 15.5 | 86.4 | 960.5 | 50 | 0.2
2019 | 10 | 9 | 4 | 0 | 0 | 0 | 0 | 15.3 | 87.6 | 960.3 | 69.4 | 0.5
2019 | 10 | 9 | 5 | 0 | 0 | 0 | 0 | 15.1 | 87.6 | 960.1 | 64.2 | 1.1
2019 | 10 | 9 | 6 | 0 | 0 | 0 | 0 | 15.1 | 87.5 | 960.3 | 51.9 | 1
2019 | 10 | 9 | 7 | 0 | 165 | 18 | 36 | 15.1 | 87.3 | 960.6 | 54.7 | 0.8
2019 | 10 | 9 | 8 | 0 | 572 | 56 | 204 | 18.3 | 78.7 | 961.1 | 56.6 | 0.7
2019 | 10 | 9 | 9 | 0 | 756 | 71 | 398 | 20.9 | 68.4 | 961.4 | 131.4 | 0.7
2019 | 10 | 9 | 10 | 0 | 841 | 79 | 564 | 22.6 | 62.6 | 961.6 | 178.2 | 0.8
2019 | 10 | 9 | 11 | 0 | 884 | 83 | 682 | 24.1 | 58.2 | 961.4 | 208.1 | 1
2019 | 10 | 9 | 12 | 0 | 902 | 84 | 741 | 25.5 | 53.2 | 960.9 | 155.1 | 1
2019 | 10 | 9 | 13 | 0 | 900 | 84 | 738 | 26.8 | 49.3 | 960.1 | 191.5 | 1.5
2019 | 10 | 9 | 14 | 0 | 872 | 84 | 669 | 28.1 | 45.3 | 959.5 | 213.5 | 1.9
2019 | 10 | 9 | 15 | 0 | 824 | 79 | 545 | 28 | 43.6 | 959.3 | 238.9 | 3.7
2019 | 10 | 9 | 16 | 0 | 718 | 72 | 372 | 27.3 | 45.6 | 959.2 | 243 | 3.4
2019 | 10 | 9 | 17 | 0 | 523 | 51 | 178 | 25.7 | 50.6 | 959.3 | 238.1 | 3.9
2019 | 10 | 9 | 18 | 0 | 81 | 13 | 23 | 23.7 | 57.5 | 959.7 | 243.9 | 2.9
2019 | 10 | 9 | 19 | 0 | 0 | 0 | 0 | 21.1 | 69.3 | 960.3 | 228.3 | 1.1
2019 | 10 | 9 | 20 | 0 | 0 | 0 | 0 | 19.8 | 75.5 | 960.8 | 155.3 | 0.5
2019 | 10 | 9 | 21 | 0 | 0 | 0 | 0 | 19 | 81.3 | 961.1 | 89.6 | 1.4
2019 | 10 | 9 | 22 | 0 | 0 | 0 | 0 | 18.6 | 87.2 | 961.6 | 86 | 1.6
2019 | 10 | 9 | 23 | 0 | 0 | 0 | 0 | 18.2 | 84.5 | 961.8 | 77.6 | 2.1
2019 | 10 | 10 | 0 | 0 | 0 | 0 | 0 | 17.5 | 84.8 | 961.7 | 86.7 | 1.5
2019 | 10 | 10 | 1 | 0 | 0 | 0 | 0 | 17.4 | 88.6 | 961.7 | 98.7 | 4
2019 | 10 | 10 | 2 | 0 | 0 | 0 | 0 | 16.7 | 91.8 | 961.9 | 92.5 | 3.7
2019 | 10 | 10 | 3 | 0 | 0 | 0 | 0 | 16.7 | 87.7 | 961.9 | 80.4 | 3.4
2019 | 10 | 10 | 4 | 0 | 0 | 0 | 0 | 17 | 88.9 | 962 | 73.4 | 2.6
2019 | 10 | 10 | 5 | 0 | 0 | 0 | 0 | 17.1 | 87.8 | 962.3 | 80.9 | 2.4
2019 | 10 | 10 | 6 | 0 | 0 | 0 | 0 | 16.6 | 87.9 | 962.6 | 77.6 | 2.4
2019 | 10 | 10 | 7 | 0 | 91 | 16 | 27 | 16.5 | 88.3 | 963 | 73.9 | 1.9
2019 | 10 | 10 | 8 | 0 | 558 | 56 | 200 | 19.1 | 79.8 | 963.9 | 82.7 | 2.3
2019 | 10 | 10 | 9 | 0 | 693 | 78 | 379 | 21.3 | 70.5 | 964.4 | 94.1 | 5.3
2019 | 10 | 10 | 10 | 0 | 839 | 81 | 562 | 22.6 | 62.9 | 964.5 | 92.6 | 5.9
2019 | 10 | 10 | 11 | 0 | 882 | 83 | 677 | 23.6 | 59.6 | 964.3 | 98 | 6.3
2019 | 10 | 10 | 12 | 0 | 904 | 83 | 738 | 24.5 | 56.8 | 964 | 101 | 5.9
2019 | 10 | 10 | 13 | 0 | 907 | 81 | 735 | 24.9 | 57.2 | 963.2 | 105.8 | 6.3
2019 | 10 | 10 | 14 | 0 | 885 | 78 | 667 | 25.3 | 57 | 962.8 | 103.3 | 5.8
2019 | 10 | 10 | 15 | 0 | 833 | 75 | 540 | 25.2 | 56.6 | 962.8 | 102.9 | 6.1
2019 | 10 | 10 | 16 | 0 | 747 | 65 | 372 | 24.5 | 60.9 | 962.8 | 102.1 | 6.1
2019 | 10 | 10 | 17 | 0 | 556 | 46 | 178 | 23.2 | 68.2 | 962.8 | 99.2 | 5.9
2019 | 10 | 10 | 18 | 0 | 89 | 12 | 22 | 21 | 78 | 963 | 100.5 | 6.1
2019 | 10 | 10 | 19 | 0 | 0 | 0 | 0 | 19.5 | 84.3 | 963.4 | 91.5 | 4.4
2019 | 10 | 10 | 20 | 0 | 0 | 0 | 0 | 18.9 | 86.8 | 964 | 93.4 | 4
2019 | 10 | 10 | 21 | 0 | 0 | 0 | 0 | 18.3 | 88.7 | 964.4 | 102.8 | 3.9
2019 | 10 | 10 | 22 | 0 | 0 | 0 | 0 | 17.8 | 90.6 | 964.5 | 96.9 | 3.3
2019 | 10 | 10 | 23 | 0 | 0 | 0 | 0 | 17.7 | 91.1 | 964.6 | 74 | 2.7
2019 | 10 | 11 | 0 | 0 | 0 | 0 | 0 | 17.7 | 90.7 | 964.4 | 64.4 | 1.8
2019 | 10 | 11 | 1 | 0 | 0 | 0 | 0 | 17 | 90.5 | 964.3 | 61.5 | 1.8
2019 | 10 | 11 | 2 | 0 | 0 | 0 | 0 | 16.2 | 89.9 | 964.1 | 60.2 | 1.8
2019 | 10 | 11 | 3 | 0 | 0 | 0 | 0 | 15.8 | 91.3 | 963.9 | 77.5 | 2
2019 | 10 | 11 | 4 | 0 | 0 | 0 | 0 | 15.6 | 90.2 | 963.9 | 20.9 | 1.5
2019 | 10 | 11 | 5 | 0 | 0 | 0 | 0 | 14.8 | 88.5 | 963.8 | 11.6 | 1.1
2019 | 10 | 11 | 6 | 0 | 0 | 0 | 0 | 14.8 | 85.7 | 963.9 | 19 | 2
2019 | 10 | 11 | 7 | 0 | 116 | 15 | 25 | 15.6 | 78.1 | 964 | 29.3 | 2.3
2019 | 10 | 11 | 8 | 0 | 500 | 64 | 183 | 17.9 | 73.7 | 964.4 | 53.6 | 1.8
2019 | 10 | 11 | 9 | 0 | 782 | 106 | 439 | 20.8 | 66.2 | 964.8 | 94.3 | 3.2
2019 | 10 | 11 | 10 | 0 | 851 | 77 | 561 | 23.2 | 48.8 | 964.8 | 98.9 | 4.6
2019 | 10 | 11 | 11 | 0 | 863 | 110 | 688 | 24.2 | 45.2 | 964.5 | 105.2 | 5.3
2019 | 10 | 11 | 12 | 0 | 598 | 287 | 725 | 25.1 | 48.2 | 963.8 | 105.9 | 5.9
2019 | 10 | 11 | 13 | 0 | 359 | 408 | 673 | 25.5 | 50 | 963 | 104.8 | 6
2019 | 10 | 11 | 14 | 0 | 279 | 296 | 481 | 25.3 | 54.1 | 962.4 | 102.9 | 5.2
2019 | 10 | 11 | 15 | 0 | 493 | 221 | 498 | 25.6 | 55.4 | 962.1 | 103.4 | 4.7
2019 | 10 | 11 | 16 | 0 | 429 | 129 | 313 | 24.9 | 59.2 | 961.9 | 100.5 | 5
2019 | 10 | 11 | 17 | 0 | 2 | 70 | 70 | 22.8 | 73.3 | 961.9 | 98.6 | 4.9
2019 | 10 | 11 | 18 | 0 | 1 | 10 | 10 | 21 | 82 | 961.7 | 101.3 | 4.9
2019 | 10 | 11 | 19 | 0 | 0 | 0 | 0 | 19.6 | 87.9 | 961.9 | 102.1 | 4.2
2019 | 10 | 11 | 20 | 0 | 0 | 0 | 0 | 19.1 | 90.7 | 962.3 | 96.9 | 3.3
2019 | 10 | 11 | 21 | 0 | 0 | 0 | 0 | 18.7 | 92.7 | 962.5 | 92.5 | 3.4
2019 | 10 | 11 | 22 | 0 | 0 | 0 | 0 | 18.4 | 93.8 | 963 | 78.9 | 2.7
2019 | 10 | 11 | 23 | 0 | 0 | 0 | 0 | 18.3 | 94.1 | 962.6 | 69.3 | 2.8
2019 | 10 | 12 | 0 | 0 | 0 | 0 | 0 | 18.2 | 93.7 | 962.3 | 71.3 | 2.4
2019 | 10 | 12 | 1 | 0 | 0 | 0 | 0 | 17.9 | 93.2 | 962 | 59.1 | 1.7
2019 | 10 | 12 | 2 | 0 | 0 | 0 | 0 | 17.1 | 86.1 | 961.6 | 33.4 | 1.3
2019 | 10 | 12 | 3 | 0 | 0 | 0 | 0 | 17.3 | 78.8 | 960.9 | 35.6 | 2.5
2019 | 10 | 12 | 4 | 0 | 0 | 0 | 0 | 17.1 | 70.4 | 960.7 | 18.2 | 1.8
2019 | 10 | 12 | 5 | 0 | 0 | 0 | 0 | 16.6 | 65.2 | 960.8 | 59.8 | 1.2
2019 | 10 | 12 | 6 | 0 | 0 | 0 | 0 | 16.9 | 58.6 | 960.9 | 33.4 | 1.5
2019 | 10 | 12 | 7 | 0 | 27 | 20 | 23 | 17.5 | 57.3 | 960.8 | 44.9 | 1.8
2019 | 10 | 12 | 8 | 0 | 23 | 99 | 105 | 18.7 | 72 | 961 | 83.6 | 2.5
2019 | 10 | 12 | 9 | 0 | 270 | 221 | 340 | 20.4 | 78.7 | 961.8 | 101.1 | 3.2
2019 | 10 | 12 | 10 | 0 | 42 | 287 | 315 | 21.2 | 72.5 | 962.3 | 97.1 | 4.2
2019 | 10 | 12 | 11 | 0 | 20 | 376 | 396 | 22 | 70.4 | 961.8 | 104.8 | 4.6
2019 | 10 | 12 | 12 | 0 | 114 | 407 | 498 | 23.6 | 63.4 | 961.7 | 105.1 | 3.7
2019 | 10 | 12 | 13 | 0 | 485 | 299 | 651 | 25.1 | 55.3 | 960.9 | 110.8 | 2.9
2019 | 10 | 12 | 14 | 0 | 763 | 141 | 642 | 26.5 | 53.1 | 959.9 | 123.9 | 2
2019 | 10 | 12 | 15 | 0 | 742 | 135 | 542 | 27.3 | 50.5 | 959.5 | 111.9 | 2
2019 | 10 | 12 | 16 | 0 | 662 | 89 | 355 | 27 | 54.5 | 959.2 | 112.1 | 3.6
2019 | 10 | 12 | 17 | 0 | 397 | 61 | 153 | 25.1 | 61.7 | 959.2 | 88.5 | 4.9
2019 | 10 | 12 | 18 | 0 | 36 | 12 | 16 | 22.8 | 69.3 | 959.5 | 86.6 | 4.1
2019 | 10 | 12 | 19 | 0 | 0 | 0 | 0 | 21 | 77.8 | 960 | 95.1 | 3.4
2019 | 10 | 12 | 20 | 0 | 0 | 0 | 0 | 19.6 | 84.7 | 960.2 | 92.1 | 2.7
2019 | 10 | 12 | 21 | 0 | 0 | 0 | 0 | 19 | 87.3 | 960.5 | 78.6 | 2.2
2019 | 10 | 12 | 22 | 0 | 0 | 0 | 0 | 18.3 | 88.1 | 961 | 67.7 | 1.2
2019 | 10 | 12 | 23 | 0 | 0 | 0 | 0 | 18.1 | 83.8 | 961 | 20.7 | 1
2019 | 10 | 13 | 0 | 0 | 0 | 0 | 0 | 18.2 | 82.1 | 960.8 | 25.7 | 1.5
2019 | 10 | 13 | 1 | 0 | 0 | 0 | 0 | 16.8 | 85.1 | 960.6 | 40.6 | 0.9
2019 | 10 | 13 | 2 | 0 | 0 | 0 | 0 | 16.7 | 83.8 | 960.2 | 250.5 | 1.1
2019 | 10 | 13 | 3 | 0 | 0 | 0 | 0 | 17.3 | 81.9 | 959.8 | 23.9 | 1.4
2019 | 10 | 13 | 4 | 0 | 0 | 0 | 0 | 16.5 | 84.1 | 959.7 | 30.7 | 1.6
2019 | 10 | 13 | 5 | 0 | 0 | 0 | 0 | 15.7 | 86.9 | 959.7 | 23.6 | 1.1
2019 | 10 | 13 | 6 | 0 | 0 | 0 | 0 | 15.9 | 84.3 | 959.9 | 43.8 | 2
2019 | 10 | 13 | 7 | 0 | 102 | 18 | 28 | 16.2 | 78.2 | 960.3 | 195.1 | 1.4
2019 | 10 | 13 | 8 | 0 | 509 | 63 | 191 | 18.4 | 75.7 | 960.8 | 127.5 | 0.7
2019 | 10 | 13 | 9 | 0 | 705 | 88 | 385 | 21.4 | 70.8 | 961.2 | 52.2 | 1.1
2019 | 10 | 13 | 10 | 0 | 796 | 101 | 550 | 24.3 | 58.4 | 961.3 | 169.3 | 0.7
2019 | 10 | 13 | 11 | 0 | 840 | 109 | 666 | 25.5 | 49.7 | 961.2 | 217 | 1.5
2019 | 10 | 13 | 12 | 0 | 858 | 113 | 726 | 27 | 43.8 | 960.7 | 198.7 | 1.2
2019 | 10 | 13 | 13 | 0 | 850 | 115 | 719 | 28.1 | 41.3 | 959.9 | 169.4 | 1.5
2019 | 10 | 13 | 14 | 0 | 808 | 118 | 646 | 28.5 | 49.1 | 959.3 | 225.8 | 2.7
2019 | 10 | 13 | 15 | 0 | 736 | 114 | 517 | 27.5 | 56 | 959.2 | 215.4 | 2.6
2019 | 10 | 13 | 16 | 0 | 606 | 100 | 342 | 27.3 | 58.4 | 959.1 | 113.7 | 3.8
2019 | 10 | 13 | 17 | 0 | 379 | 65 | 152 | 25.8 | 63.5 | 959.1 | 100.9 | 4.3
2019 | 10 | 13 | 18 | 0 | 24 | 12 | 16 | 23.6 | 70.7 | 959.2 | 107.1 | 3.5
2019 | 10 | 13 | 19 | 0 | 0 | 0 | 0 | 21.3 | 82.4 | 959.5 | 102.9 | 3.5
2019 | 10 | 13 | 20 | 0 | 0 | 0 | 0 | 19.8 | 88.1 | 959.5 | 88.6 | 3.3
2019 | 10 | 13 | 21 | 0 | 0 | 0 | 0 | 18.8 | 91.2 | 959.7 | 91 | 2.5
2019 | 10 | 13 | 22 | 0 | 0 | 0 | 0 | 18.2 | 92.1 | 960.1 | 56.4 | 1.3
2019 | 10 | 13 | 23 | 0 | 0 | 0 | 0 | 17.3 | 91.3 | 960.1 | 76.2 | 1.7
2019 | 10 | 14 | 0 | 0 | 0 | 0 | 0 | 17.6 | 90 | 959.6 | 62.3 | 1.9
2019 | 10 | 14 | 1 | 0 | 0 | 0 | 0 | 17.6 | 85.9 | 958.9 | 66.6 | 2.4
2019 | 10 | 14 | 2 | 0 | 0 | 0 | 0 | 18 | 84.6 | 958.1 | 67.5 | 2.7
2019 | 10 | 14 | 3 | 0 | 0 | 0 | 0 | 17.3 | 82 | 957.5 | 72.9 | 2.3
2019 | 10 | 14 | 4 | 0 | 0 | 0 | 0 | 17.1 | 73.2 | 957.1 | 47.8 | 2.2
2019 | 10 | 14 | 5 | 0 | 0 | 0 | 0 | 18.3 | 65.5 | 956.9 | 57.2 | 2.7
2019 | 10 | 14 | 6 | 0 | 0 | 0 | 0 | 18 | 48.7 | 956.8 | 40.9 | 1.6
2019 | 10 | 14 | 7 | 0 | 22 | 25 | 27 | 16.9 | 57.3 | 957.4 | 250.4 | 1.1
2019 | 10 | 14 | 8 | 0 | 43 | 69 | 76 | 18.2 | 67 | 958 | 104.5 | 1.8
2019 | 10 | 14 | 9 | 0 | 32 | 148 | 163 | 19.9 | 65.9 | 958.4 | 68.3 | 1.3
2019 | 10 | 14 | 10 | 0 | 114 | 211 | 279 | 22 | 56 | 958 | 117.5 | 1.5
2019 | 10 | 14 | 11 | 0 | 316 | 255 | 469 | 24.3 | 47.1 | 957.5 | 222.8 | 1.1
2019 | 10 | 14 | 12 | 0 | 655 | 254 | 722 | 26.7 | 38.4 | 957.1 | 272.5 | 2.9
2019 | 10 | 14 | 13 | 0 | 860 | 118 | 723 | 28 | 34.1 | 956 | 231.3 | 6.1
2019 | 10 | 14 | 14 | 0 | 825 | 112 | 646 | 27.6 | 38.7 | 955.6 | 212 | 6.4
2019 | 10 | 14 | 15 | 0 | 262 | 147 | 298 | 26.3 | 42.5 | 955.7 | 225.9 | 9.1
2019 | 10 | 14 | 16 | 0 | 590 | 99 | 336 | 26.6 | 36.6 | 955.6 | 246.7 | 10.7
2019 | 10 | 14 | 17 | 0 | 455 | 47 | 144 | 25.3 | 39.3 | 955.8 | 264.5 | 8.8
2019 | 10 | 14 | 18 | 0 | 37 | 9 | 16 | 23.6 | 38.9 | 956.5 | 277.1 | 7.1
2019 | 10 | 14 | 19 | 0 | 0 | 0 | 0 | 22.4 | 40 | 957.4 | 274.5 | 6.4
2019 | 10 | 14 | 20 | 0 | 0 | 0 | 0 | 21 | 45.1 | 958.1 | 277 | 6.5
2019 | 10 | 14 | 21 | 0 | 0 | 0 | 0 | 20.5 | 41.5 | 958.7 | 291.4 | 7.9
2019 | 10 | 14 | 22 | 0 | 0 | 0 | 0 | 19.5 | 42.9 | 959.4 | 279.8 | 6.6
2019 | 10 | 14 | 23 | 0 | 0 | 0 | 0 | 18.1 | 45.5 | 959.8 | 239.1 | 4.3
2019 | 10 | 15 | 0 | 0 | 0 | 0 | 0 | 17.7 | 50.3 | 959.9 | 209.8 | 3.9
2019 | 10 | 15 | 1 | 0 | 0 | 0 | 0 | 17.8 | 55 | 959.9 | 226.6 | 4.6
2019 | 10 | 15 | 2 | 0 | 0 | 0 | 0 | 17.1 | 60.3 | 959.9 | 212 | 4.6
2019 | 10 | 15 | 3 | 0 | 0 | 0 | 0 | 16.9 | 55 | 960 | 243.3 | 4.1
2019 | 10 | 15 | 4 | 0 | 0 | 0 | 0 | 16.3 | 50.7 | 960.5 | 219.6 | 2.4
2019 | 10 | 15 | 5 | 0 | 0 | 0 | 0 | 15.3 | 49.5 | 961 | 212.7 | 2.1
2019 | 10 | 15 | 6 | 0 | 0 | 0 | 0 | 13.5 | 56.1 | 961.2 | 132.2 | 2.3
2019 | 10 | 15 | 7 | 0 | 170 | 12 | 27 | 12.5 | 60.3 | 961.5 | 40.1 | 2.2
2019 | 10 | 15 | 8 | 0 | 688 | 43 | 206 | 14.7 | 54.8 | 962.2 | 42.4 | 1.6
2019 | 10 | 15 | 9 | 0 | 852 | 58 | 406 | 17.3 | 41.6 | 963 | 127 | 1.5
2019 | 10 | 15 | 10 | 0 | 918 | 68 | 572 | 19 | 35.5 | 963.5 | 96.5 | 1.7
2019 | 10 | 15 | 11 | 0 | 940 | 76 | 686 | 20.5 | 34.6 | 963.4 | 92.9 | 1.9
2019 | 10 | 15 | 12 | 0 | 953 | 77 | 744 | 21 | 33.7 | 962.9 | 140.4 | 1.6
2019 | 10 | 15 | 13 | 0 | 942 | 79 | 735 | 21.6 | 35.7 | 962.3 | 171.5 | 2.1
2019 | 10 | 15 | 14 | 0 | 909 | 81 | 662 | 22.2 | 37.1 | 961.8 | 130.1 | 1.8
2019 | 10 | 15 | 15 | 0 | 853 | 80 | 534 | 22.3 | 41.2 | 961.5 | 184.1 | 2.3
2019 | 10 | 15 | 16 | 0 | 743 | 71 | 357 | 22 | 43.5 | 961.3 | 235.8 | 2.8
2019 | 10 | 15 | 17 | 0 | 503 | 47 | 156 | 20.7 | 47.3 | 961.8 | 255.5 | 3.2
2019 | 10 | 15 | 18 | 0 | 25 | 8 | 12 | 17.8 | 54.7 | 962.5 | 261 | 2.1
2019 | 10 | 15 | 19 | 0 | 0 | 0 | 0 | 16.1 | 55.2 | 963.2 | 224.9 | 2.1
2019 | 10 | 15 | 20 | 0 | 0 | 0 | 0 | 15.3 | 56.3 | 963.7 | 160.4 | 0.9
2019 | 10 | 15 | 21 | 0 | 0 | 0 | 0 | 14.5 | 60.8 | 964 | 40.2 | 0.8
2019 | 10 | 15 | 22 | 0 | 0 | 0 | 0 | 14 | 65.3 | 964 | 32.3 | 2
2019 | 10 | 15 | 23 | 0 | 0 | 0 | 0 | 12.8 | 72.5 | 964.1 | 82.6 | 1.2
2019 | 10 | 16 | 0 | 0 | 0 | 0 | 0 | 12.5 | 75.6 | 964.1 | 68.2 | 1.1
2019 | 10 | 16 | 1 | 0 | 0 | 0 | 0 | 12.7 | 74 | 964.1 | 42.8 | 1.8
2019 | 10 | 16 | 2 | 0 | 0 | 0 | 0 | 12.6 | 74.5 | 963.7 | 32.4 | 1.5
2019 | 10 | 16 | 3 | 0 | 0 | 0 | 0 | 10.7 | 82.1 | 963.5 | 94.5 | 0.7
2019 | 10 | 16 | 4 | 0 | 0 | 0 | 0 | 10.6 | 82.1 | 963.2 | 14.4 | 0.7
2019 | 10 | 16 | 5 | 0 | 0 | 0 | 0 | 10.9 | 80 | 963 | 33.7 | 1.5
2019 | 10 | 16 | 6 | 0 | 0 | 0 | 0 | 10.5 | 79.2 | 963.1 | 33.6 | 1.1
2019 | 10 | 16 | 7 | 0 | 177 | 13 | 27 | 11.5 | 73.6 | 963.1 | 46.1 | 1.4
2019 | 10 | 16 | 8 | 0 | 659 | 42 | 197 | 15.1 | 59.8 | 963.6 | 41.4 | 1.1
2019 | 10 | 16 | 9 | 0 | 823 | 59 | 392 | 17.9 | 50.7 | 964 | 186.8 | 0.9
2019 | 10 | 16 | 10 | 0 | 918 | 63 | 563 | 19.1 | 43.9 | 964.1 | 220.8 | 1.3
2019 | 10 | 16 | 11 | 0 | 957 | 66 | 684 | 20.6 | 37.5 | 963.7 | 225.3 | 1.9
2019 | 10 | 16 | 12 | 0 | 966 | 69 | 741 | 21.6 | 34.1 | 963.2 | 209.6 | 1.8
2019 | 10 | 16 | 13 | 0 | 957 | 70 | 732 | 22.6 | 29.4 | 962.4 | 234.2 | 2.1
2019 | 10 | 16 | 14 | 0 | 935 | 68 | 660 | 23.1 | 30.7 | 961.6 | 228.6 | 2.8
2019 | 10 | 16 | 15 | 0 | 890 | 64 | 532 | 23.7 | 30.4 | 961.1 | 239 | 2
2019 | 10 | 16 | 16 | 0 | 789 | 56 | 355 | 23.4 | 35.2 | 960.6 | 245.5 | 3.4
2019 | 10 | 16 | 17 | 0 | 567 | 40 | 158 | 21.2 | 44.7 | 960.6 | 259.4 | 3.9
2019 | 10 | 16 | 18 | 0 | 45 | 8 | 14 | 18.9 | 49.5 | 960.7 | 271.4 | 2.7
2019 | 10 | 16 | 19 | 0 | 0 | 0 | 0 | 16.9 | 58 | 961 | 221.5 | 1.7
2019 | 10 | 16 | 20 | 0 | 0 | 0 | 0 | 15.3 | 73 | 961.2 | 259.9 | 1.1
2019 | 10 | 16 | 21 | 0 | 0 | 0 | 0 | 14.5 | 76.4 | 961.6 | 281.5 | 0.5
2019 | 10 | 16 | 22 | 0 | 0 | 0 | 0 | 14.3 | 71.3 | 962.1 | 174.8 | 0.8
2019 | 10 | 16 | 23 | 0 | 0 | 0 | 0 | 13.8 | 65.5 | 962.1 | 49.8 | 1.9
2019 | 10 | 17 | 0 | 0 | 0 | 0 | 0 | 12.3 | 71.2 | 961.7 | 141 | 0.7
2019 | 10 | 17 | 1 | 0 | 0 | 0 | 0 | 12.5 | 69.5 | 961.7 | 24.5 | 1.2
2019 | 10 | 17 | 2 | 0 | 0 | 0 | 0 | 11.2 | 73.9 | 961.6 | 46.4 | 0.6
2019 | 10 | 17 | 3 | 0 | 0 | 0 | 0 | 12 | 67 | 961.2 | 88.7 | 1.2
2019 | 10 | 17 | 4 | 0 | 0 | 0 | 0 | 10.5 | 73.1 | 960.8 | 108.6 | 0.7
2019 | 10 | 17 | 5 | 0 | 0 | 0 | 0 | 11.6 | 68.7 | 960.7 | 46.2 | 1.4
2019 | 10 | 17 | 6 | 0 | 0 | 0 | 0 | 12 | 61.5 | 960.8 | 18.2 | 2.1
2019 | 10 | 17 | 7 | 0 | 173 | 12 | 25 | 10.6 | 66.1 | 961.1 | 37.9 | 0.6
2019 | 10 | 17 | 8 | 0 | 578 | 45 | 178 | 15.4 | 51.7 | 961.6 | 42.9 | 0.5
2019 | 10 | 17 | 9 | 0 | 822 | 58 | 388 | 19.3 | 37.4 | 962 | 125 | 0.7
2019 | 10 | 17 | 10 | 0 | 898 | 65 | 552 | 21.2 | 30.5 | 962.1 | 257.7 | 1.2
2019 | 10 | 17 | 11 | 0 | 937 | 70 | 671 | 22.4 | 29.1 | 962.2 | 232.4 | 2.5
2019 | 10 | 17 | 12 | 0 | 947 | 73 | 728 | 23.8 | 27.3 | 961.7 | 216.2 | 2.2
2019 | 10 | 17 | 13 | 0 | 925 | 78 | 715 | 25.1 | 23.3 | 961.1 | 191.1 | 1.6
2019 | 10 | 17 | 14 | 0 | 829 | 97 | 621 | 26.4 | 20.8 | 960.5 | 198.2 | 1.2
2019 | 10 | 17 | 15 | 0 | 652 | 143 | 479 | 26 | 24.2 | 960.2 | 253.8 | 3
2019 | 10 | 17 | 16 | 0 | 398 | 142 | 294 | 25.8 | 24.8 | 960.1 | 247.6 | 3
2019 | 10 | 17 | 17 | 0 | 391 | 97 | 172 | 24.4 | 24.7 | 960.2 | 256.6 | 3.7
2019 | 10 | 17 | 18 | 0 | 29 | 10 | 15 | 21.2 | 37.3 | 960.6 | 239.7 | 2.7
2019 | 10 | 17 | 19 | 0 | 0 | 0 | 0 | 17.6 | 61.7 | 961.1 | 248.7 | 1.3
2019 | 10 | 17 | 20 | 0 | 0 | 0 | 0 | 16.2 | 67.1 | 961.5 | 169.2 | 0.5
2019 | 10 | 17 | 21 | 0 | 0 | 0 | 0 | 15.2 | 67.1 | 962.1 | 69 | 1.2
2019 | 10 | 17 | 22 | 0 | 0 | 0 | 0 | 15.6 | 55.7 | 962.4 | 30.6 | 1.2
2019 | 10 | 17 | 23 | 0 | 0 | 0 | 0 | 16.2 | 50.5 | 962.3 | 44.6 | 2.1
2019 | 10 | 18 | 0 | 0 | 0 | 0 | 0 | 16.8 | 47 | 962.2 | 40.5 | 1.8
2019 | 10 | 18 | 1 | 0 | 0 | 0 | 0 | 13.3 | 61.1 | 962.2 | 204 | 0.8
2019 | 10 | 18 | 2 | 0 | 0 | 0 | 0 | 14.4 | 54.2 | 961.8 | 138.2 | 0.7
2019 | 10 | 18 | 3 | 0 | 0 | 0 | 0 | 12.8 | 60.4 | 961.4 | 125.9 | 0.6
2019 | 10 | 18 | 4 | 0 | 0 | 0 | 0 | 13.7 | 55.2 | 961.2 | 98.3 | 1
2019 | 10 | 18 | 5 | 0 | 0 | 0 | 0 | 13.9 | 53.1 | 961.1 | 81.4 | 0.9
2019 | 10 | 18 | 6 | 0 | 0 | 0 | 0 | 14.2 | 50.8 | 961 | 14.5 | 1.9
2019 | 10 | 18 | 7 | 0 | 83 | 20 | 26 | 14.7 | 45.3 | 960.9 | 21.6 | 2.2
2019 | 10 | 18 | 8 | 0 | 212 | 88 | 140 | 16.4 | 41.9 | 961.3 | 26.5 | 1.7
2019 | 10 | 18 | 9 | 0 | 515 | 115 | 328 | 20.2 | 37.6 | 961.5 | 59.4 | 1
2019 | 10 | 18 | 10 | 0 | 634 | 157 | 504 | 23.6 | 28.5 | 961.5 | 175.1 | 1.3
2019 | 10 | 18 | 11 | 0 | 685 | 190 | 632 | 26 | 21.1 | 961.3 | 218.6 | 1
2019 | 10 | 18 | 12 | 0 | 505 | 225 | 578 | 26.7 | 19.3 | 960.7 | 226.5 | 1.2
2019 | 10 | 18 | 13 | 0 | 714 | 182 | 673 | 26.7 | 25.5 | 959.8 | 255.6 | 3.3
2019 | 10 | 18 | 14 | 0 | 819 | 124 | 637 | 26.5 | 25.6 | 959.2 | 262.1 | 4.4
2019 | 10 | 18 | 15 | 0 | 629 | 161 | 489 | 25.8 | 28.8 | 959 | 271.1 | 5
2019 | 10 | 18 | 16 | 0 | 252 | 130 | 236 | 24.5 | 28.9 | 959 | 277.7 | 4.4
2019 | 10 | 18 | 17 | 0 | 12 | 66 | 68 | 23 | 32 | 958.7 | 281.7 | 3.2
2019 | 10 | 18 | 18 | 0 | 3 | 8 | 8 | 20.8 | 49.9 | 958.6 | 237.7 | 2.2
2019 | 10 | 18 | 19 | 0 | 0 | 0 | 0 | 18 | 69.7 | 958.7 | 252.1 | 1.3
2019 | 10 | 18 | 20 | 0 | 0 | 0 | 0 | 16.9 | 74.7 | 958.7 | 282.5 | 0.8
2019 | 10 | 18 | 21 | 0 | 0 | 0 | 0 | 16.5 | 63.7 | 958.5 | 348.4 | 1.1
2019 | 10 | 18 | 22 | 0 | 0 | 0 | 0 | 14.9 | 55.4 | 958.5 | 263.2 | 0.4
2019 | 10 | 18 | 23 | 0 | 0 | 0 | 0 | 14.7 | 61.2 | 958 | 293.1 | 0.9
2019 | 10 | 19 | 0 | 0 | 0 | 0 | 0 | 15 | 55.9 | 957.6 | 56.2 | 1
2019 | 10 | 19 | 1 | 0 | 0 | 0 | 0 | 15 | 52.2 | 957.3 | 0.2 | 1.1
2019 | 10 | 19 | 2 | 0 | 0 | 0 | 0 | 14.9 | 51.7 | 956.9 | 9.7 | 1.9
2019 | 10 | 19 | 3 | 0 | 0 | 0 | 0 | 14.3 | 56.6 | 956.2 | 169.5 | 0.8
2019 | 10 | 19 | 4 | 0 | 0 | 0 | 0 | 13.7 | 58.8 | 955.9 | 42.4 | 1.2
2019 | 10 | 19 | 5 | 0 | 0 | 0 | 0 | 14.2 | 58.9 | 955.6 | 64.8 | 1.5
2019 | 10 | 19 | 6 | 0 | 0 | 0 | 0 | 13.5 | 61.4 | 955.8 | 13.6 | 0.9
2019 | 10 | 19 | 7 | 0 | 154 | 10 | 22 | 13.4 | 65.2 | 955.8 | 10 | 0.7
2019 | 10 | 19 | 8 | 0 | 639 | 38 | 181 | 16.6 | 59.9 | 955.9 | 178.4 | 0.8
2019 | 10 | 19 | 9 | 0 | 784 | 55 | 363 | 20.4 | 53.5 | 956.1 | 176 | 0.6
2019 | 10 | 19 | 10 | 0 | 881 | 59 | 532 | 22.6 | 50.2 | 956 | 228.6 | 1.1
2019 | 10 | 19 | 11 | 0 | 926 | 63 | 651 | 23.9 | 49.9 | 955.4 | 240.1 | 2.7
2019 | 10 | 19 | 12 | 0 | 926 | 75 | 709 | 24.9 | 49.5 | 954.7 | 229.9 | 4.4
2019 | 10 | 19 | 13 | 0 | 804 | 117 | 665 | 25 | 50.5 | 953.6 | 247 | 5.2
2019 | 10 | 19 | 14 | 0 | 330 | 225 | 436 | 25.6 | 44 | 952.6 | 241.2 | 5.7
2019 | 10 | 19 | 15 | 0 | 355 | 189 | 372 | 25.1 | 43 | 952.1 | 211.3 | 6.7
2019 | 10 | 19 | 16 | 0 | 231 | 142 | 234 | 25.1 | 42.9 | 951.7 | 204.4 | 4.3
2019 | 10 | 19 | 17 | 0 | 150 | 90 | 122 | 24.2 | 45 | 951.5 | 221.1 | 4.1
2019 | 10 | 19 | 18 | 0 | 5 | 7 | 8 | 21.9 | 51 | 951.5 | 271.5 | 1.8
2019 | 10 | 19 | 19 | 0 | 0 | 0 | 0 | 21.2 | 47.3 | 951.7 | 236.7 | 3.9
2019 | 10 | 19 | 20 | 0 | 0 | 0 | 0 | 19.8 | 51.3 | 952.1 | 269.6 | 3
2019 | 10 | 19 | 21 | 0 | 0 | 0 | 0 | 18.9 | 58.2 | 952.4 | 263.3 | 2.8
2019 | 10 | 19 | 22 | 0 | 0 | 0 | 0 | 20 | 56.2 | 952.6 | 257 | 5
2019 | 10 | 19 | 23 | 0 | 0 | 0 | 0 | 20.7 | 55 | 952.6 | 273.2 | 7
2019 | 10 | 20 | 0 | 0 | 0 | 0 | 0 | 20.5 | 55.6 | 952.2 | 270.7 | 8.7
2019 | 10 | 20 | 1 | 0 | 0 | 0 | 0 | 20.5 | 54 | 951.7 | 258.6 | 7.9
2019 | 10 | 20 | 2 | 0 | 0 | 0 | 0 | 20.1 | 56.5 | 951.3 | 249 | 5.6
2019 | 10 | 20 | 3 | 0 | 0 | 0 | 0 | 19.8 | 60.5 | 950.8 | 270.5 | 4.5
2019 | 10 | 20 | 4 | 0 | 0 | 0 | 0 | 19.6 | 59.8 | 951.1 | 274.1 | 6.1
2019 | 10 | 20 | 5 | 0 | 0 | 0 | 0 | 17.3 | 62.3 | 952 | 282.5 | 6.8
2019 | 10 | 20 | 6 | 0 | 0 | 0 | 0 | 14.8 | 77.2 | 952.4 | 219.7 | 3.6
2019 | 10 | 20 | 7 | 0 | 2 | 6 | 6 | 14.5 | 74.1 | 952.8 | 237.7 | 3.6
2019 | 10 | 20 | 8 | 0 | 0 | 30 | 30 | 13.2 | 82.3 | 953.8 | 243.6 | 3.7
2019 | 10 | 20 | 9 | 0 | 0 | 137 | 137 | 13.2 | 85 | 954 | 235.5 | 1.6
2019 | 10 | 20 | 10 | 0 | 0 | 95 | 96 | 14.6 | 77.8 | 954.5 | 249.7 | 2.5
2019 | 10 | 20 | 11 | 0 | 0 | 134 | 136 | 14.9 | 80.1 | 954.4 | 264.6 | 1.9
2019 | 10 | 20 | 12 | 0 | 1 | 210 | 213 | 15.6 | 77.8 | 954.3 | 262.3 | 3
2019 | 10 | 20 | 13 | 0 | 10 | 258 | 269 | 16 | 68.2 | 954.2 | 262.1 | 3.7
2019 | 10 | 20 | 14 | 0 | 424 | 249 | 515 | 17.4 | 60.5 | 954 | 242.5 | 3.8
2019 | 10 | 20 | 15 | 0 | 282 | 252 | 404 | 18.4 | 52.8 | 954.2 | 233.2 | 5
2019 | 10 | 20 | 16 | 0 | 582 | 142 | 347 | 19.3 | 47.4 | 954.6 | 237.4 | 4
2019 | 10 | 20 | 17 | 0 | 298 | 66 | 121 | 18.2 | 52.8 | 955.1 | 248.7 | 3.2
2019 | 10 | 20 | 18 | 0 | 38 | 9 | 13 | 16.7 | 56.2 | 955.9 | 249.3 | 1.5
2019 | 10 | 20 | 19 | 0 | 0 | 0 | 0 | 15.4 | 60.2 | 956.5 | 247.9 | 2.8
2019 | 10 | 20 | 20 | 0 | 0 | 0 | 0 | 14 | 66.3 | 957.1 | 176.8 | 0.9
2019 | 10 | 20 | 21 | 0 | 0 | 0 | 0 | 13.1 | 73.9 | 957.7 | 36.5 | 1.1
2019 | 10 | 20 | 22 | 0 | 0 | 0 | 0 | 12 | 76.9 | 958.4 | 112.2 | 0.9
2019 | 10 | 20 | 23 | 0 | 0 | 0 | 0 | 11.9 | 73.7 | 958.5 | 31.7 | 2.2
2019 | 10 | 21 | 0 | 0 | 0 | 0 | 0 | 11.6 | 73.2 | 958.7 | 28.7 | 2.6
2019 | 10 | 21 | 1 | 0 | 0 | 0 | 0 | 10 | 79.6 | 958.7 | 51.7 | 1.6
2019 | 10 | 21 | 2 | 0 | 0 | 0 | 0 | 10.7 | 75.6 | 958.6 | 34.5 | 2.2
2019 | 10 | 21 | 3 | 0 | 0 | 0 | 0 | 10.3 | 75.6 | 958.5 | 60.5 | 2
2019 | 10 | 21 | 4 | 0 | 0 | 0 | 0 | 10.4 | 75.5 | 958.4 | 56.6 | 2.1
2019 | 10 | 21 | 5 | 0 | 0 | 0 | 0 | 9.8 | 81.4 | 958.5 | 96.6 | 1.2
2019 | 10 | 21 | 6 | 0 | 0 | 0 | 0 | 8.9 | 86.9 | 958.9 | 70.8 | 0.9
2019 | 10 | 21 | 7 | 0 | 19 | 9 | 11 | 8.8 | 87.8 | 959.2 | 44.9 | 0.9
2019 | 10 | 21 | 8 | 0 | 492 | 55 | 161 | 11.8 | 78.4 | 959.6 | 49.9 | 1.3
2019 | 10 | 21 | 9 | 0 | 330 | 101 | 231 | 13.4 | 74.9 | 960.1 | 132.6 | 0.8
2019 | 10 | 21 | 10 | 0 | 169 | 192 | 285 | 14.1 | 71.4 | 960.1 | 129.6 | 1.2
2019 | 10 | 21 | 11 | 0 | 93 | 275 | 338 | 15.6 | 61.8 | 960 | 136.7 | 0.8
2019 | 10 | 21 | 12 | 0 | 108 | 273 | 351 | 16.5 | 56 | 959.7 | 143.5 | 0.8
2019 | 10 | 21 | 13 | 0 | 263 | 363 | 549 | 17.6 | 49.9 | 958.9 | 128.3 | 1.2
2019 | 10 | 21 | 14 | 0 | 14 | 369 | 383 | 18.4 | 43.4 | 958.5 | 150.1 | 0.7
2019 | 10 | 21 | 15 | 0 | 4 | 250 | 254 | 18.3 | 44.3 | 958.2 | 122.6 | 1.4
2019 | 10 | 21 | 16 | 0 | 28 | 188 | 200 | 17.4 | 54.4 | 958.2 | 82.1 | 4.5
2019 | 10 | 21 | 17 | 0 | 44 | 80 | 87 | 16.2 | 55.4 | 958.4 | 86.8 | 4.3
2019 | 10 | 21 | 18 | 0 | 16 | 8 | 9 | 15.2 | 61.3 | 958.5 | 85.4 | 3
2019 | 10 | 21 | 19 | 0 | 0 | 0 | 0 | 14.2 | 73.3 | 958.6 | 100.8 | 2.9
2019 | 10 | 21 | 20 | 0 | 0 | 0 | 0 | 13.9 | 76 | 959.2 | 101.6 | 2.9
2019 | 10 | 21 | 21 | 0 | 0 | 0 | 0 | 13.8 | 78.4 | 959.5 | 90 | 1.7
2019 | 10 | 21 | 22 | 0 | 0 | 0 | 0 | 13.8 | 82.6 | 958.8 | 95.1 | 2
2019 | 10 | 21 | 23 | 0 | 0 | 0 | 0 | 13.6 | 87.5 | 958.6 | 102.1 | 1.5
2019 | 10 | 22 | 0 | 0 | 0 | 0 | 0 | 13.2 | 88.6 | 957.6 | 66.1 | 1.2
2019 | 10 | 22 | 1 | 0 | 0 | 0 | 0 | 12.9 | 88.6 | 956.8 | 96.3 | 2.2
2019 | 10 | 22 | 2 | 0 | 0 | 0 | 0 | 12.4 | 86.8 | 956.8 | 110.2 | 1.4
2019 | 10 | 22 | 3 | 0 | 0 | 0 | 0 | 12 | 91.4 | 955.7 | 84.9 | 1.6
2019 | 10 | 22 | 4 | 0 | 0 | 0 | 0 | 11.9 | 93.3 | 955.8 | 98 | 1.4
2019 | 10 | 22 | 5 | 0 | 0 | 0 | 0 | 11.6 | 93.5 | 955.1 | 83.4 | 1.7
2019 | 10 | 22 | 6 | 0 | 0 | 0 | 0 | 11.5 | 93.5 | 954.1 | 108.2 | 1.8
2019 | 10 | 22 | 7 | 0 | 0 | 2 | 1 | 11.1 | 94 | 954.4 | 97.4 | 1.8
2019 | 10 | 22 | 8 | 0 | 0 | 6 | 6 | 11.1 | 93.9 | 954.5 | 85.4 | 1.8
2019 | 10 | 22 | 9 | 0 | 0 | 24 | 24 | 10.8 | 94 | 955 | 87.5 | 2.7
2019 | 10 | 22 | 10 | 0 | 0 | 45 | 45 | 10.4 | 94.2 | 954.6 | 96.7 | 3.6
2019 | 10 | 22 | 11 | 0 | 0 | 92 | 93 | 10.8 | 93.2 | 954.2 | 106.6 | 2.7
2019 | 10 | 22 | 12 | 0 | 0 | 88 | 89 | 11.2 | 89.3 | 953.8 | 94.1 | 2
2019 | 10 | 22 | 13 | 0 | 0 | 125 | 126 | 11.5 | 89.4 | 953 | 89.9 | 1.8
2019 | 10 | 22 | 14 | 0 | 0 | 71 | 71 | 11.4 | 90.5 | 952.4 | 134.7 | 1.1
2019 | 10 | 22 | 15 | 0 | 0 | 59 | 59 | 11.3 | 91.6 | 952 | 140.1 | 1.4
2019 | 10 | 22 | 16 | 0 | 0 | 40 | 40 | 11 | 91.2 | 951.8 | 191.9 | 0.9
2019 | 10 | 22 | 17 | 0 | 0 | 9 | 8 | 10.9 | 93.4 | 952.2 | 257.9 | 2.9
2019 | 10 | 22 | 18 | 0 | 0 | 0 | 0 | 10.5 | 94 | 951.8 | 222.5 | 1.8
2019 | 10 | 22 | 19 | 0 | 0 | 0 | 0 | 10.5 | 93.1 | 951.9 | 258.3 | 1.3
2019 | 10 | 22 | 20 | 0 | 0 | 0 | 0 | 10.6 | 91 | 952.2 | 299.6 | 2.2
2019 | 10 | 22 | 21 | 0 | 0 | 0 | 0 | 10.4 | 90.3 | 952.4 | 292 | 1.7
2019 | 10 | 22 | 22 | 0 | 0 | 0 | 0 | 10.1 | 91.6 | 952.2 | 235.4 | 1.3
2019 | 10 | 22 | 23 | 0 | 0 | 0 | 0 | 9.3 | 93.9 | 951.8 | 203.7 | 0.7
2019 | 10 | 23 | 0 | 0 | 0 | 0 | 0 | 9.2 | 93.8 | 951.8 | 280.6 | 0.7
2019 | 10 | 23 | 1 | 0 | 0 | 0 | 0 | 9.1 | 90.8 | 951.3 | 45.8 | 1.4
2019 | 10 | 23 | 2 | 0 | 0 | 0 | 0 | 9 | 88.5 | 951.1 | 206.9 | 0.9
2019 | 10 | 23 | 3 | 0 | 0 | 0 | 0 | 9.1 | 85.9 | 951.3 | 86 | 0.8
2019 | 10 | 23 | 4 | 0 | 0 | 0 | 0 | 8.6 | 86.6 | 951.5 | 162.4 | 1.2
2019 | 10 | 23 | 5 | 0 | 0 | 0 | 0 | 8.2 | 87.3 | 951.6 | 45.8 | 1.3
2019 | 10 | 23 | 6 | 0 | 0 | 0 | 0 | 8 | 86.8 | 951.7 | 62.8 | 0.9
2019 | 10 | 23 | 7 | 0 | 53 | 10 | 14 | 8.3 | 85.1 | 952 | 19.9 | 1.8
2019 | 10 | 23 | 8 | 0 | 513 | 50 | 159 | 10.8 | 76.6 | 952.6 | 95.1 | 1.2
2019 | 10 | 23 | 9 | 0 | 734 | 78 | 357 | 13.3 | 68.8 | 952.9 | 248.1 | 1.9
2019 | 10 | 23 | 10 | 0 | 712 | 170 | 539 | 14.1 | 66.5 | 952.9 | 233.9 | 4
2019 | 10 | 23 | 11 | 0 | 613 | 178 | 562 | 14.8 | 64.3 | 952.9 | 233.7 | 4.6
2019 | 10 | 23 | 12 | 0 | 886 | 118 | 707 | 16.3 | 57.4 | 952.6 | 236.1 | 5.3
2019 | 10 | 23 | 13 | 0 | 771 | 158 | 669 | 17.1 | 52 | 952.1 | 238.5 | 5.1
2019 | 10 | 23 | 14 | 0 | 199 | 233 | 360 | 17 | 52.6 | 952.1 | 235.2 | 3.9
2019 | 10 | 23 | 15 | 0 | 9 | 175 | 181 | 16.5 | 48.2 | 952.3 | 271.2 | 4.8
2019 | 10 | 23 | 16 | 0 | 1 | 53 | 53 | 15.1 | 48.3 | 952.9 | 293.6 | 6.6
2019 | 10 | 23 | 17 | 0 | 0 | 16 | 16 | 14.1 | 59.7 | 953.6 | 217 | 2.4
2019 | 10 | 23 | 18 | 0 | 0 | 1 | 1 | 13 | 70.2 | 954.3 | 237.9 | 2.6
2019 | 10 | 23 | 19 | 0 | 0 | 0 | 0 | 12.9 | 68.4 | 954.7 | 245.9 | 2.5
2019 | 10 | 23 | 20 | 0 | 0 | 0 | 0 | 12.7 | 71.6 | 954.9 | 233.8 | 2.1
2019 | 10 | 23 | 21 | 0 | 0 | 0 | 0 | 12.3 | 72.1 | 955.2 | 220.6 | 2.7
2019 | 10 | 23 | 22 | 0 | 0 | 0 | 0 | 12.7 | 70.4 | 955.4 | 246.5 | 4.1
2019 | 10 | 23 | 23 | 0 | 0 | 0 | 0 | 12.7 | 70.8 | 955.5 | 267.8 | 5.1
2019 | 10 | 24 | 0 | 0 | 0 | 0 | 0 | 12.8 | 68.5 | 955.9 | 259 | 5.4
2019 | 10 | 24 | 1 | 0 | 0 | 0 | 0 | 12.7 | 68 | 956.2 | 257.9 | 3.3
2019 | 10 | 24 | 2 | 0 | 0 | 0 | 0 | 11.7 | 73.5 | 956.4 | 229.2 | 2.2
2019 | 10 | 24 | 3 | 0 | 0 | 0 | 0 | 12 | 72.5 | 956.5 | 219.8 | 3.4
2019 | 10 | 24 | 4 | 0 | 0 | 0 | 0 | 12.4 | 71.8 | 956.8 | 209.2 | 4.2
2019 | 10 | 24 | 5 | 0 | 0 | 0 | 0 | 12.3 | 72.7 | 957.3 | 225.6 | 4.6
2019 | 10 | 24 | 6 | 0 | 0 | 0 | 0 | 11.6 | 75.7 | 958 | 186.9 | 2.3
2019 | 10 | 24 | 7 | 0 | 75 | 10 | 17 | 11.3 | 77 | 958.8 | 66.7 | 1.4
2019 | 10 | 24 | 8 | 0 | 595 | 46 | 169 | 12.4 | 74.6 | 959.8 | 98.1 | 1.5
2019 | 10 | 24 | 9 | 0 | 788 | 65 | 361 | 16 | 58.7 | 960.7 | 152.4 | 1
2019 | 10 | 24 | 10 | 0 | 888 | 60 | 517 | 17.5 | 53 | 961.1 | 116.9 | 1
2019 | 10 | 24 | 11 | 0 | 933 | 62 | 633 | 18.5 | 48.4 | 961.3 | 229.8 | 2.1
2019 | 10 | 24 | 12 | 0 | 949 | 65 | 691 | 19.3 | 46 | 961.1 | 211.7 | 1.2
2019 | 10 | 24 | 13 | 0 | 943 | 67 | 682 | 20.1 | 46 | 960.7 | 201 | 2.7
2019 | 10 | 24 | 14 | 0 | 921 | 63 | 611 | 20.6 | 45.3 | 960.7 | 251.2 | 3.9
2019 | 10 | 24 | 15 | 0 | 874 | 59 | 486 | 20.6 | 45.5 | 961 | 249.4 | 3.6
2019 | 10 | 24 | 16 | 0 | 784 | 48 | 316 | 19.7 | 48.9 | 961.6 | 238.6 | 4.7
2019 | 10 | 24 | 17 | 0 | 525 | 30 | 124 | 19 | 50.5 | 962.2 | 237.3 | 2.3
2019 | 10 | 24 | 18 | 0 | 14 | 4 | 6 | 15.9 | 60.4 | 963.3 | 255.3 | 2
2019 | 10 | 24 | 19 | 0 | 0 | 0 | 0 | 14.4 | 66.4 | 964.1 | 281.2 | 1.4
2019 | 10 | 24 | 20 | 0 | 0 | 0 | 0 | 13.5 | 69.9 | 964.7 | 252.5 | 1.6
2019 | 10 | 24 | 21 | 0 | 0 | 0 | 0 | 13 | 75.2 | 965.2 | 126.6 | 1.3
2019 | 10 | 24 | 22 | 0 | 0 | 0 | 0 | 11.7 | 84.1 | 965.6 | 177.3 | 0.7
2019 | 10 | 24 | 23 | 0 | 0 | 0 | 0 | 12 | 80.9 | 965.8 | 138.2 | 1.2
2019 | 10 | 25 | 0 | 0 | 0 | 0 | 0 | 12.9 | 75.8 | 965.8 | 23.3 | 2.7
2019 | 10 | 25 | 1 | 0 | 0 | 0 | 0 | 12.1 | 76.2 | 965.7 | 70.1 | 2.3
2019 | 10 | 25 | 2 | 0 | 0 | 0 | 0 | 12.4 | 74.7 | 965.7 | 61.6 | 1.9
2019 | 10 | 25 | 3 | 0 | 0 | 0 | 0 | 10.8 | 82.3 | 965.5 | 110.3 | 0.9
2019 | 10 | 25 | 4 | 0 | 0 | 0 | 0 | 10.4 | 83.7 | 965.4 | 104 | 1.1
2019 | 10 | 25 | 5 | 0 | 0 | 0 | 0 | 11 | 80.3 | 965.5 | 112.2 | 1.6
2019 | 10 | 25 | 6 | 0 | 0 | 0 | 0 | 10.3 | 82.5 | 965.5 | 61.2 | 1
2019 | 10 | 25 | 7 | 0 | 81 | 8 | 15 | 11.4 | 77.7 | 965.8 | 23 | 1.4
2019 | 10 | 25 | 8 | 0 | 614 | 37 | 161 | 13.7 | 74.4 | 966.3 | 155.4 | 0.5
2019 | 10 | 25 | 9 | 0 | 821 | 49 | 353 | 17.2 | 62.5 | 966.6 | 176.2 | 0.7
2019 | 10 | 25 | 10 | 0 | 905 | 55 | 517 | 20.2 | 49.5 | 966.4 | 132.8 | 0.6
2019 | 10 | 25 | 11 | 0 | 945 | 59 | 633 | 20.9 | 47 | 966.2 | 202.8 | 1.4
2019 | 10 | 25 | 12 | 0 | 960 | 62 | 690 | 21.6 | 43.2 | 965.6 | 216.1 | 1.2
2019 | 10 | 25 | 13 | 0 | 956 | 62 | 682 | 22.3 | 41.6 | 964.9 | 241.5 | 1.8
2019 | 10 | 25 | 14 | 0 | 932 | 61 | 610 | 22.5 | 42.7 | 964.5 | 245.3 | 3.1
2019 | 10 | 25 | 15 | 0 | 880 | 56 | 482 | 22.3 | 43.4 | 964.2 | 246.4 | 3.2
2019 | 10 | 25 | 16 | 0 | 780 | 48 | 311 | 21.5 | 45.2 | 964 | 242.7 | 3.7
2019 | 10 | 25 | 17 | 0 | 529 | 31 | 123 | 20.1 | 49.5 | 964.1 | 242 | 3.3
2019 | 10 | 25 | 18 | 0 | 10 | 4 | 6 | 17.2 | 57.4 | 964.5 | 261.9 | 2.3
2019 | 10 | 25 | 19 | 0 | 0 | 0 | 0 | 15.4 | 61.2 | 965.1 | 268.5 | 0.6
2019 | 10 | 25 | 20 | 0 | 0 | 0 | 0 | 14.5 | 69.4 | 965.5 | 220.3 | 0.5
2019 | 10 | 25 | 21 | 0 | 0 | 0 | 0 | 13.5 | 77.2 | 965.5 | 24.3 | 0.5
2019 | 10 | 25 | 22 | 0 | 0 | 0 | 0 | 13.1 | 77.9 | 965.4 | 74.6 | 0.6
2019 | 10 | 25 | 23 | 0 | 0 | 0 | 0 | 12.7 | 81.6 | 965.2 | 79.4 | 0.9
2019 | 10 | 26 | 0 | 0 | 0 | 0 | 0 | 12.2 | 85 | 964.9 | 66.3 | 1
2019 | 10 | 26 | 1 | 0 | 0 | 0 | 0 | 11.8 | 86.2 | 964.6 | 56 | 0.8
2019 | 10 | 26 | 2 | 0 | 0 | 0 | 0 | 12.3 | 83.5 | 964.4 | 46 | 1.2
2019 | 10 | 26 | 3 | 0 | 0 | 0 | 0 | 11.9 | 83.7 | 963.8 | 104.5 | 0.7
2019 | 10 | 26 | 4 | 0 | 0 | 0 | 0 | 11.7 | 83.6 | 963.4 | 128 | 1.1
2019 | 10 | 26 | 5 | 0 | 0 | 0 | 0 | 12.4 | 79.1 | 963.4 | 157.5 | 1.2
2019 | 10 | 26 | 6 | 0 | 0 | 0 | 0 | 12.9 | 74.9 | 963.5 | 56.9 | 2.1
2019 | 10 | 26 | 7 | 0 | 76 | 7 | 14 | 13.3 | 70.5 | 963.7 | 26.3 | 2.1
2019 | 10 | 26 | 8 | 0 | 628 | 35 | 161 | 16 | 64 | 964.2 | 49.8 | 1.3
2019 | 10 | 26 | 9 | 0 | 822 | 49 | 351 | 18.4 | 60 | 964.4 | 86.7 | 2.1
2019 | 10 | 26 | 10 | 0 | 909 | 56 | 517 | 21.5 | 47.1 | 964.5 | 120.7 | 1.4
2019 | 10 | 26 | 11 | 0 | 948 | 60 | 632 | 22 | 46.7 | 964.5 | 218.8 | 1.7
2019 | 10 | 26 | 12 | 0 | 960 | 62 | 686 | 22.7 | 44.8 | 964.1 | 221.9 | 1.5
2019 | 10 | 26 | 13 | 0 | 952 | 62 | 676 | 23.9 | 43.1 | 963.3 | 186.1 | 1.3
2019 | 10 | 26 | 14 | 0 | 927 | 61 | 604 | 24.1 | 42.6 | 962.9 | 226.6 | 2.5
2019 | 10 | 26 | 15 | 0 | 878 | 56 | 477 | 24 | 41.7 | 962.5 | 241.4 | 3.3
2019 | 10 | 26 | 16 | 0 | 777 | 47 | 306 | 23.2 | 36.8 | 962.5 | 259.1 | 3.2
2019 | 10 | 26 | 17 | 0 | 525 | 29 | 117 | 21.9 | 37.8 | 962.7 | 261.3 | 2.8
2019 | 10 | 26 | 18 | 0 | 9 | 3 | 5 | 18.9 | 50.2 | 963.1 | 232.6 | 1.2
2019 | 10 | 26 | 19 | 0 | 0 | 0 | 0 | 16.8 | 65.1 | 963.7 | 135.1 | 1.4
2019 | 10 | 26 | 20 | 0 | 0 | 0 | 0 | 14.8 | 78.7 | 964.2 | 101.8 | 1.8
2019 | 10 | 26 | 21 | 0 | 0 | 0 | 0 | 14.3 | 77 | 964.5 | 51.7 | 1.9
2019 | 10 | 26 | 22 | 0 | 0 | 0 | 0 | 14.3 | 71.4 | 964.6 | 31.3 | 1.7
2019 | 10 | 26 | 23 | 0 | 0 | 0 | 0 | 13.2 | 76.2 | 964.7 | 65.9 | 1
2019 | 10 | 27 | 0 | 0 | 0 | 0 | 0 | 12.5 | 80.5 | 964.7 | 121 | 0.7
2019 | 10 | 27 | 1 | 0 | 0 | 0 | 0 | 12.1 | 80.9 | 964.4 | 44.2 | 1.2
2019 | 10 | 27 | 2 | 0 | 0 | 0 | 0 | 12.8 | 76.3 | 964.1 | 51.2 | 2
2019 | 10 | 27 | 3 | 0 | 0 | 0 | 0 | 13.6 | 72.3 | 963.7 | 37.6 | 2.1
2019 | 10 | 27 | 4 | 0 | 0 | 0 | 0 | 12 | 80.7 | 963.7 | 39.5 | 1.6
2019 | 10 | 27 | 5 | 0 | 0 | 0 | 0 | 11.9 | 82 | 963.9 | 43.9 | 1.9
2019 | 10 | 27 | 6 | 0 | 0 | 0 | 0 | 12.7 | 78.2 | 963.9 | 39.5 | 2.4
2019 | 10 | 27 | 7 | 0 | 70 | 8 | 14 | 11.3 | 83.8 | 964 | 53 | 1.6
2019 | 10 | 27 | 8 | 0 | 569 | 37 | 148 | 14.7 | 73 | 964.6 | 32.3 | 1.8
2019 | 10 | 27 | 9 | 0 | 795 | 53 | 343 | 16.6 | 72.1 | 965.1 | 103.6 | 2.2
2019 | 10 | 27 | 10 | 0 | 867 | 68 | 505 | 18.7 | 64.8 | 965.1 | 115.3 | 2.3
2019 | 10 | 27 | 11 | 0 | 906 | 73 | 617 | 19.9 | 56.7 | 965 | 102.4 | 2.2
2019 | 10 | 27 | 12 | 0 | 930 | 71 | 672 | 21.2 | 51.4 | 964.4 | 100.8 | 1.6
2019 | 10 | 27 | 13 | 0 | 925 | 70 | 663 | 22.1 | 49.8 | 963.7 | 118.4 | 1.4
2019 | 10 | 27 | 14 | 0 | 808 | 96 | 567 | 22.7 | 53.2 | 963.1 | 260.1 | 2.4
2019 | 10 | 27 | 15 | 0 | 540 | 155 | 405 | 21.5 | 62.1 | 962.9 | 248.9 | 3.5
2019 | 10 | 27 | 16 | 0 | 292 | 83 | 187 | 20.6 | 67.1 | 962.8 | 241.9 | 3.1
2019 | 10 | 27 | 17 | 0 | 340 | 45 | 99 | 19 | 75.6 | 962.9 | 240.9 | 2.6
2019 | 10 | 27 | 18 | 0 | 3 | 4 | 4 | 17 | 84.3 | 963.4 | 220.5 | 1.7
2019 | 10 | 27 | 19 | 0 | 0 | 0 | 0 | 15.8 | 88.9 | 963.9 | 205.5 | 1.3
2019 | 10 | 27 | 20 | 0 | 0 | 0 | 0 | 15 | 92.3 | 964.2 | 151.4 | 0.7
2019 | 10 | 27 | 21 | 0 | 0 | 0 | 0 | 14.3 | 93.2 | 964.2 | 61.9 | 0.6
2019 | 10 | 27 | 22 | 0 | 0 | 0 | 0 | 13.5 | 93.8 | 964.2 | 20.1 | 0.5
2019 | 10 | 27 | 23 | 0 | 0 | 0 | 0 | 13.5 | 94.5 | 963.9 | 51.1 | 1.2
2019 | 10 | 28 | 0 | 0 | 0 | 0 | 0 | 13.3 | 94 | 963.5 | 47.7 | 1.3
2019 | 10 | 28 | 1 | 0 | 0 | 0 | 0 | 12.6 | 94.5 | 963.1 | 22.1 | 0.6
2019 | 10 | 28 | 2 | 0 | 0 | 0 | 0 | 11.8 | 94.8 | 962.8 | 166.3 | 0.5
2019 | 10 | 28 | 3 | 0 | 0 | 0 | 0 | 11.7 | 95.2 | 962.2 | 128.9 | 1.3
2019 | 10 | 28 | 4 | 0 | 0 | 0 | 0 | 12 | 94.7 | 962 | 29 | 1.4
2019 | 10 | 28 | 5 | 0 | 0 | 0 | 0 | 12.3 | 93.6 | 962 | 42.2 | 0.7
2019 | 10 | 28 | 6 | 0 | 0 | 0 | 0 | 12 | 94.4 | 962 | 111.2 | 0.3
2019 | 10 | 28 | 7 | 0 | 14 | 14 | 17 | 12.2 | 94.7 | 962.1 | 62.4 | 0.8
2019 | 10 | 28 | 8 | 0 | 177 | 103 | 151 | 14.4 | 91.4 | 962.5 | 189.4 | 0.4
2019 | 10 | 28 | 9 | 0 | 5 | 136 | 139 | 15.6 | 87.2 | 962.7 | 155.6 | 0.4
2019 | 10 | 28 | 10 | 0 | 2 | 193 | 195 | 15.8 | 87.5 | 962.8 | 253.9 | 1.1
2019 | 10 | 28 | 11 | 0 | 4 | 246 | 252 | 16.8 | 82.9 | 962.9 | 241.9 | 1.8
2019 | 10 | 28 | 12 | 0 | 17 | 304 | 319 | 17.7 | 77.5 | 962.3 | 249.1 | 2.2
2019 | 10 | 28 | 13 | 0 | 39 | 302 | 332 | 18.1 | 75.6 | 961.6 | 243.7 | 2.9
2019 | 10 | 28 | 14 | 0 | 787 | 145 | 607 | 19.8 | 66.9 | 961 | 242.6 | 2.4
2019 | 10 | 28 | 15 | 0 | 786 | 76 | 453 | 21 | 58.2 | 960.7 | 237.1 | 2.2
2019 | 10 | 28 | 16 | 0 | 659 | 63 | 282 | 21 | 60.7 | 960.4 | 239.3 | 2.5
2019 | 10 | 28 | 17 | 0 | 332 | 36 | 94 | 19.2 | 72.2 | 960.3 | 236.2 | 2.6
2019 | 10 | 28 | 18 | 0 | 1 | 2 | 2 | 16.7 | 82.8 | 960.6 | 241 | 2.3
2019 | 10 | 28 | 19 | 0 | 0 | 0 | 0 | 15.3 | 87.6 | 960.7 | 258.3 | 0.9
2019 | 10 | 28 | 20 | 0 | 0 | 0 | 0 | 14.7 | 90 | 960.8 | 110.8 | 0.3
2019 | 10 | 28 | 21 | 0 | 0 | 0 | 0 | 13.9 | 91.4 | 961 | 197.2 | 0.4
2019 | 10 | 28 | 22 | 0 | 0 | 0 | 0 | 13.3 | 92.7 | 961 | 46.7 | 0.8
2019 | 10 | 28 | 23 | 0 | 0 | 0 | 0 | 13 | 93.4 | 961 | 111.1 | 0.8
2019 | 10 | 29 | 0 | 0 | 0 | 0 | 0 | 13.1 | 92.1 | 960.8 | 94 | 0.7
2019 | 10 | 29 | 1 | 0 | 0 | 0 | 0 | 12.2 | 91.7 | 960.4 | 87.3 | 0.3
2019 | 10 | 29 | 2 | 0 | 0 | 0 | 0 | 12.2 | 92.1 | 960.1 | 163.3 | 0.3
2019 | 10 | 29 | 3 | 0 | 0 | 0 | 0 | 12.2 | 91.2 | 959.7 | 66.2 | 0.6
2019 | 10 | 29 | 4 | 0 | 0 | 0 | 0 | 13.2 | 83.5 | 959.4 | 10 | 1.4
2019 | 10 | 29 | 5 | 0 | 0 | 0 | 0 | 11.8 | 87 | 959.4 | 188.7 | 0.8
2019 | 10 | 29 | 6 | 0 | 0 | 0 | 0 | 11.9 | 84.5 | 959.5 | 16.7 | 0.7
2019 | 10 | 29 | 7 | 0 | 30 | 7 | 10 | 12.1 | 83.7 | 959.8 | 28.9 | 1.3
2019 | 10 | 29 | 8 | 0 | 531 | 38 | 142 | 16 | 69.4 | 960.4 | 46.3 | 1.5
2019 | 10 | 29 | 9 | 0 | 760 | 56 | 328 | 18.2 | 67.1 | 961 | 141.3 | 0.8
2019 | 10 | 29 | 10 | 0 | 851 | 65 | 489 | 20.2 | 56.9 | 961.4 | 177.6 | 1.1
2019 | 10 | 29 | 11 | 0 | 898 | 71 | 605 | 21.1 | 54 | 961.6 | 214.3 | 2.2
2019 | 10 | 29 | 12 | 0 | 918 | 74 | 662 | 22.8 | 48.8 | 961 | 173.3 | 1.9
2019 | 10 | 29 | 13 | 0 | 908 | 77 | 653 | 23.4 | 46.1 | 960.5 | 108.4 | 2.5
2019 | 10 | 29 | 14 | 0 | 881 | 77 | 584 | 23.4 | 48.2 | 960 | 116.4 | 3.1
2019 | 10 | 29 | 15 | 0 | 779 | 80 | 447 | 23.6 | 48.1 | 960 | 111.7 | 2.3
2019 | 10 | 29 | 16 | 0 | 589 | 76 | 269 | 23.2 | 52.2 | 960.3 | 160 | 2.3
2019 | 10 | 29 | 17 | 0 | 314 | 43 | 95 | 20.7 | 66.4 | 960.6 | 229.5 | 2.7
2019 | 10 | 29 | 18 | 0 | 2 | 3 | 3 | 17.5 | 85.4 | 961.1 | 252.7 | 1.6
2019 | 10 | 29 | 19 | 0 | 0 | 0 | 0 | 16.2 | 90.9 | 961.8 | 229 | 0.5
2019 | 10 | 29 | 20 | 0 | 0 | 0 | 0 | 15.5 | 92.8 | 962.2 | 122.6 | 0.2
2019 | 10 | 29 | 21 | 0 | 0 | 0 | 0 | 15 | 93.9 | 962.6 | 120.3 | 0.9
2019 | 10 | 29 | 22 | 0 | 0 | 0 | 0 | 14.6 | 92.3 | 962.9 | 118.2 | 1.4
2019 | 10 | 29 | 23 | 0 | 0 | 0 | 0 | 15.6 | 79.1 | 962.9 | 22.5 | 1.9
2019 | 10 | 30 | 0 | 0 | 0 | 0 | 0 | 14.9 | 78.9 | 963.1 | 15.8 | 1.9
2019 | 10 | 30 | 1 | 0 | 0 | 0 | 0 | 13.7 | 82.6 | 963.3 | 13.4 | 0.4
2019 | 10 | 30 | 2 | 0 | 0 | 0 | 0 | 14.3 | 77.6 | 963.5 | 18.7 | 2
2019 | 10 | 30 | 3 | 0 | 0 | 0 | 0 | 14.4 | 75 | 963.6 | 19 | 2.1
2019 | 10 | 30 | 4 | 0 | 0 | 0 | 0 | 14.7 | 73.4 | 963.4 | 18 | 2.2
2019 | 10 | 30 | 5 | 0 | 0 | 0 | 0 | 14.7 | 73.2 | 963.2 | 23.6 | 2.7
2019 | 10 | 30 | 6 | 0 | 0 | 0 | 0 | 15.2 | 70.9 | 963.6 | 16.2 | 2.7
2019 | 10 | 30 | 7 | 0 | 5 | 6 | 7 | 14.6 | 72.8 | 963.9 | 37.8 | 1.9
2019 | 10 | 30 | 8 | 0 | 236 | 68 | 120 | 15.8 | 70.9 | 964.7 | 65.8 | 1.5
2019 | 10 | 30 | 9 | 0 | 393 | 151 | 293 | 19.8 | 59.4 | 965.1 | 82 | 0.5
2019 | 10 | 30 | 10 | 0 | 487 | 229 | 474 | 22.2 | 51.8 | 965.3 | 161 | 0.6
2019 | 10 | 30 | 11 | 0 | 349 | 295 | 511 | 23.1 | 49.3 | 965.2 | 202.4 | 1.2
2019 | 10 | 30 | 12 | 0 | 864 | 105 | 652 | 23.9 | 45.8 | 964.7 | 213.4 | 1.8
2019 | 10 | 30 | 13 | 0 | 707 | 162 | 609 | 24.6 | 42.3 | 964 | 215.5 | 1.5
2019 | 10 | 30 | 14 | 0 | 634 | 182 | 542 | 24.6 | 45 | 963.5 | 244.3 | 2.9
2019 | 10 | 30 | 15 | 0 | 286 | 161 | 295 | 23.7 | 48.7 | 963.5 | 264.9 | 3.7
2019 | 10 | 30 | 16 | 0 | 57 | 70 | 88 | 21.8 | 57.8 | 963.7 | 275.3 | 4
2019 | 10 | 30 | 17 | 0 | 306 | 58 | 107 | 21.5 | 55.6 | 964 | 280.9 | 3.6
2019 | 10 | 30 | 18 | 0 | 1 | 2 | 2 | 19.5 | 61.6 | 964.4 | 298.8 | 3.2
2019 | 10 | 30 | 19 | 0 | 0 | 0 | 0 | 18.8 | 64.5 | 965 | 280.7 | 2.2
2019 | 10 | 30 | 20 | 0 | 0 | 0 | 0 | 17.1 | 73.5 | 965.4 | 189.8 | 0.9
2019 | 10 | 30 | 21 | 0 | 0 | 0 | 0 | 16.6 | 80 | 965.8 | 55.4 | 1
2019 | 10 | 30 | 22 | 0 | 0 | 0 | 0 | 16.4 | 79.2 | 966.2 | 54.3 | 1.7
2019 | 10 | 30 | 23 | 0 | 0 | 0 | 0 | 16.8 | 75.7 | 966.4 | 23.6 | 1.2
2019 | 10 | 31 | 0 | 0 | 0 | 0 | 0 | 15.9 | 78.8 | 966.1 | 114 | 1
2019 | 10 | 31 | 1 | 0 | 0 | 0 | 0 | 15.8 | 76.9 | 965.8 | 108.1 | 1.3
2019 | 10 | 31 | 2 | 0 | 0 | 0 | 0 | 15.4 | 78.6 | 965.6 | 57.4 | 1.5
2019 | 10 | 31 | 3 | 0 | 0 | 0 | 0 | 16.7 | 70.2 | 965.5 | 50.9 | 1.6
2019 | 10 | 31 | 4 | 0 | 0 | 0 | 0 | 17.3 | 66.9 | 965.1 | 15.9 | 1.4
2019 | 10 | 31 | 5 | 0 | 0 | 0 | 0 | 17.5 | 65.9 | 965 | 16.2 | 1.5
2019 | 10 | 31 | 6 | 0 | 0 | 0 | 0 | 16.6 | 70.3 | 965.2 | 122.6 | 1.1
2019 | 10 | 31 | 7 | 0 | 17 | 6 | 8 | 15.8 | 74 | 965.1 | 99.4 | 1.3
2019 | 10 | 31 | 8 | 0 | 483 | 43 | 133 | 18.7 | 65.8 | 965.5 | 151.9 | 1.1
2019 | 10 | 31 | 9 | 0 | 696 | 59 | 304 | 22.4 | 55.5 | 965.9 | 165.5 | 0.7
2019 | 10 | 31 | 10 | 0 | 827 | 73 | 476 | 24.5 | 49.5 | 965.9 | 267.6 | 2.5
2019 | 10 | 31 | 11 | 0 | 820 | 100 | 580 | 25.8 | 42.4 | 965.7 | 251.9 | 3
2019 | 10 | 31 | 12 | 0 | 753 | 141 | 617 | 26.4 | 40.8 | 965.1 | 255.2 | 4.9
2019 | 10 | 31 | 13 | 0 | 730 | 152 | 610 | 26.7 | 40 | 964.4 | 237.9 | 5.7
2019 | 10 | 31 | 14 | 0 | 638 | 228 | 598 | 27.6 | 37.1 | 963.9 | 296.1 | 5.1
2019 | 10 | 31 | 15 | 0 | 17 | 195 | 205 | 26.2 | 39.2 | 964 | 274.3 | 4.7
2019 | 10 | 31 | 16 | 0 | 282 | 136 | 231 | 26.4 | 39.7 | 963.9 | 283.2 | 2.8
2019 | 10 | 31 | 17 | 0 | 84 | 51 | 67 | 24.6 | 45.9 | 964.2 | 198.8 | 1.8
2019 | 10 | 31 | 18 | 0 | 0 | 2 | 2 | 24.3 | 38.7 | 964.7 | 261.7 | 5
2019 | 10 | 31 | 19 | 0 | 0 | 0 | 0 | 23.4 | 42.5 | 965.2 | 297.3 | 3.2
2019 | 10 | 31 | 20 | 0 | 0 | 0 | 0 | 22 | 48.5 | 965.5 | 263.1 | 2.3
2019 | 10 | 31 | 21 | 0 | 0 | 0 | 0 | 21.3 | 53.5 | 965.7 | 263.3 | 3
2019 | 10 | 31 | 22 | 0 | 0 | 0 | 0 | 21.5 | 53.8 | 965.9 | 239.2 | 3
2019 | 10 | 31 | 23 | 0 | 0 | 0 | 0 | 20.6 | 58.4 | 965.8 | 207.2 | 2.3
2019 | 11 | 1 | 0 | 0 | 0 | 0 | 0 | 21.3 | 55 | 965.4 | 276.4 | 2.6
2019 | 11 | 1 | 1 | 0 | 0 | 0 | 0 | 20.8 | 56.6 | 965.1 | 215.7 | 1.1
2019 | 11 | 1 | 2 | 0 | 0 | 0 | 0 | 20.8 | 56.2 | 965.1 | 167.2 | 2.4
2019 | 11 | 1 | 3 | 0 | 0 | 0 | 0 | 22.1 | 51.5 | 964.5 | 286.6 | 3.7
2019 | 11 | 1 | 4 | 0 | 0 | 0 | 0 | 22.4 | 54 | 964.1 | 283 | 4.8
2019 | 11 | 1 | 5 | 0 | 0 | 0 | 0 | 22 | 55.9 | 964.1 | 269.2 | 4.6
2019 | 11 | 1 | 6 | 0 | 0 | 0 | 0 | 21.1 | 60 | 964.1 | 285.4 | 4.7
2019 | 11 | 1 | 7 | 0 | 30 | 6 | 10 | 20 | 66 | 964.2 | 268.3 | 2.7
2019 | 11 | 1 | 8 | 0 | 536 | 47 | 146 | 21.1 | 64.4 | 964.5 | 253.7 | 2.9
2019 | 11 | 1 | 9 | 0 | 773 | 84 | 351 | 23.2 | 59.4 | 964.7 | 217 | 2.7
2019 | 11 | 1 | 10 | 0 | 307 | 225 | 367 | 24.3 | 52.1 | 964.4 | 259.4 | 3.5
2019 | 11 | 1 | 11 | 0 | 12 | 275 | 286 | 24.6 | 47.7 | 964.5 | 318.8 | 3.2
2019 | 11 | 1 | 12 | 0 | 13 | 304 | 316 | 24.8 | 47.3 | 963.8 | 281.7 | 4.1
2019 | 11 | 1 | 13 | 0 | 62 | 334 | 378 | 25.4 | 45.7 | 962.7 | 283.5 | 4.9
2019 | 11 | 1 | 14 | 0 | 110 | 302 | 371 | 26.3 | 43.4 | 961.9 | 262.6 | 4.1
2019 | 11 | 1 | 15 | 0 | 111 | 218 | 273 | 26.8 | 41.6 | 961.3 | 146.3 | 2.2
2019 | 11 | 1 | 16 | 0 | 158 | 143 | 186 | 26.7 | 41.7 | 961.3 | 224.5 | 2.3
2019 | 11 | 1 | 17 | 0 | 25 | 53 | 58 | 25.4 | 44.7 | 961.5 | 272.5 | 3.5
2019 | 11 | 1 | 18 | 0 | 0 | 2 | 2 | 23.4 | 52.6 | 961.5 | 248.8 | 4.4
2019 | 11 | 1 | 19 | 0 | 0 | 0 | 0 | 23 | 53.5 | 961.6 | 239.6 | 4
2019 | 11 | 1 | 20 | 0 | 0 | 0 | 0 | 22.9 | 54 | 961.6 | 253.6 | 5.7
2019 | 11 | 1 | 21 | 0 | 0 | 0 | 0 | 22.7 | 54.9 | 961.5 | 277.6 | 6.6
2019 | 11 | 1 | 22 | 0 | 0 | 0 | 0 | 22.2 | 56.4 | 961.5 | 261.8 | 5.5
2019 | 11 | 1 | 23 | 0 | 0 | 0 | 0 | 22 | 56.7 | 961.3 | 257.4 | 6.9
2019 | 11 | 2 | 0 | 0 | 0 | 0 | 0 | 21.5 | 57.6 | 960.9 | 267.6 | 6.5
2019 | 11 | 2 | 1 | 0 | 0 | 0 | 0 | 21.3 | 55.3 | 960.2 | 274 | 6.2
2019 | 11 | 2 | 2 | 0 | 0 | 0 | 0 | 21.1 | 54.8 | 959.9 | 257.8 | 7
2019 | 11 | 2 | 3 | 0 | 0 | 0 | 0 | 21 | 54.4 | 959.4 | 253.1 | 7.3
2019 | 11 | 2 | 4 | 0 | 0 | 0 | 0 | 21.2 | 52.6 | 958.8 | 239.3 | 7.3
2019 | 11 | 2 | 5 | 0 | 0 | 0 | 0 | 20.7 | 55.3 | 958.8 | 257.7 | 5.7
2019 | 11 | 2 | 6 | 0 | 0 | 0 | 0 | 20.8 | 55.3 | 958.2 | 288.1 | 7.2
2019 | 11 | 2 | 7 | 0 | 4 | 6 | 7 | 20.8 | 54.5 | 957.8 | 306.4 | 6.6
2019 | 11 | 2 | 8 | 0 | 357 | 51 | 118 | 21.7 | 51.2 | 957.3 | 301.4 | 7.7
2019 | 11 | 2 | 9 | 0 | 364 | 137 | 251 | 22.7 | 48.3 | 957.7 | 281.7 | 6.4
2019 | 11 | 2 | 10 | 0 | 137 | 217 | 286 | 22.4 | 48.6 | 957.3 | 297 | 9.3
2019 | 11 | 2 | 11 | 0 | 306 | 184 | 365 | 22.9 | 45.2 | 956.9 | 294.6 | 10
2019 | 11 | 2 | 12 | 0 | 85 | 216 | 270 | 23.1 | 43.3 | 956.5 | 289.9 | 8.4
2019 | 11 | 2 | 13 | 0 | 169 | 226 | 334 | 23.5 | 43 | 955.5 | 294.9 | 8.9
2019 | 11 | 2 | 14 | 0 | 89 | 213 | 266 | 22.8 | 44.5 | 955.1 | 280.2 | 8.7
2019 | 11 | 2 | 15 | 0 | 559 | 135 | 387 | 23.7 | 38.8 | 954.5 | 298.5 | 9.4
2019 | 11 | 2 | 16 | 0 | 182 | 113 | 161 | 23.1 | 40.7 | 954.3 | 289.8 | 7.8
2019 | 11 | 2 | 17 | 0 | 237 | 54 | 95 | 22.7 | 39.8 | 953.7 | 285.4 | 6.9
2019 | 11 | 2 | 18 | 0 | 1 | 2 | 2 | 21.8 | 42.2 | 953.8 | 303.9 | 7.9
2019 | 11 | 2 | 19 | 0 | 0 | 0 | 0 | 21 | 42.2 | 954 | 299.6 | 8
2019 | 11 | 2 | 20 | 0 | 0 | 0 | 0 | 20 | 47.9 | 953.9 | 250.3 | 5.1
2019 | 11 | 2 | 21 | 0 | 0 | 0 | 0 | 19.7 | 49.8 | 953.9 | 248.8 | 5.1
2019 | 11 | 2 | 22 | 0 | 0 | 0 | 0 | 19.6 | 49.3 | 953.6 | 241.3 | 5.6
2019 | 11 | 2 | 23 | 0 | 0 | 0 | 0 | 19.2 | 51.6 | 953.2 | 263.7 | 5
2019 | 11 | 3 | 0 | 0 | 0 | 0 | 0 | 19 | 53.4 | 952.8 | 264 | 4.7
2019 | 11 | 3 | 1 | 0 | 0 | 0 | 0 | 18.9 | 54.1 | 952.3 | 244.8 | 4.5
2019 | 11 | 3 | 2 | 0 | 0 | 0 | 0 | 18.4 | 56.3 | 951.5 | 247.5 | 4.1
2019 | 11 | 3 | 3 | 0 | 0 | 0 | 0 | 19.2 | 55.4 | 950.8 | 258.6 | 6.9
2019 | 11 | 3 | 4 | 0 | 0 | 0 | 0 | 19.9 | 48.2 | 950.7 | 287.4 | 10.2
2019 | 11 | 3 | 5 | 0 | 0 | 0 | 0 | 19.6 | 48.2 | 950.4 | 291.9 | 12.6
2019 | 11 | 3 | 6 | 0 | 0 | 0 | 0 | 19.2 | 49.5 | 950.2 | 283.9 | 13.3
2019 | 11 | 3 | 7 | 0 | 11 | 8 | 9 | 18.9 | 50.7 | 950.3 | 280 | 11.7
2019 | 11 | 3 | 8 | 0 | 270 | 92 | 142 | 19.3 | 51.9 | 950.9 | 265.5 | 9.4
2019 | 11 | 3 | 9 | 0 | 51 | 181 | 200 | 19.9 | 48.6 | 951.7 | 267.9 | 8.6
2019 | 11 | 3 | 10 | 0 | 158 | 242 | 325 | 20.6 | 47.9 | 951.7 | 279.1 | 10
2019 | 11 | 3 | 11 | 0 | 224 | 244 | 382 | 20.5 | 51 | 951.9 | 275.9 | 11.6
2019 | 11 | 3 | 12 | 0 | 618 | 161 | 551 | 21.2 | 49.7 | 952 | 273.8 | 13.7
2019 | 11 | 3 | 13 | 0 | 893 | 166 | 715 | 21.8 | 48.3 | 951.6 | 271.5 | 14.2
2019 | 11 | 3 | 14 | 0 | 865 | 76 | 557 | 22.1 | 45.6 | 951.4 | 264.9 | 13
2019 | 11 | 3 | 15 | 0 | 855 | 59 | 443 | 22.2 | 43.3 | 952.4 | 262.1 | 11.1
2019 | 11 | 3 | 16 | 0 | 711 | 49 | 268 | 21.8 | 44.7 | 952.4 | 254.6 | 10.5
2019 | 11 | 3 | 17 | 0 | 431 | 26 | 85 | 20.9 | 46.4 | 953 | 248.7 | 9.9
2019 | 11 | 3 | 18 | 0 | 2 | 1 | 1 | 20.1 | 47.9 | 953.6 | 266.8 | 10.1
2019 | 11 | 3 | 19 | 0 | 0 | 0 | 0 | 20 | 47.3 | 953.6 | 266.5 | 11.2
2019 | 11 | 3 | 20 | 0 | 0 | 0 | 0 | 19.3 | 46.9 | 954.4 | 205 | 5.6
2019 | 11 | 3 | 21 | 0 | 0 | 0 | 0 | 16.5 | 55.2 | 955.3 | 118.8 | 1.7
2019 | 11 | 3 | 22 | 0 | 0 | 0 | 0 | 17.3 | 50.9 | 956.1 | 136.8 | 1.3
2019 | 11 | 3 | 23 | 0 | 0 | 0 | 0 | 18.5 | 46.4 | 956.7 | 247.4 | 4.7
2019 | 11 | 4 | 0 | 0 | 0 | 0 | 0 | 18.6 | 46.7 | 956.9 | 271.1 | 5.4
2019 | 11 | 4 | 1 | 0 | 0 | 0 | 0 | 18.6 | 48.4 | 956.8 | 242 | 3.1
2019 | 11 | 4 | 2 | 0 | 0 | 0 | 0 | 19.6 | 52.1 | 956.5 | 245.1 | 5.9
2019 | 11 | 4 | 3 | 0 | 0 | 0 | 0 | 18.7 | 54.1 | 956.6 | 194.6 | 3.2
2019 | 11 | 4 | 4 | 0 | 0 | 0 | 0 | 16.3 | 61.4 | 956.4 | 181.6 | 2
2019 | 11 | 4 | 5 | 0 | 0 | 0 | 0 | 16.5 | 64.8 | 956.4 | 224 | 2.6
2019 | 11 | 4 | 6 | 0 | 0 | 0 | 0 | 15.4 | 69.4 | 956.5 | 266.2 | 2.5
2019 | 11 | 4 | 7 | 0 | 31 | 4 | 7 | 15.3 | 71 | 956.5 | 229.2 | 2.6
2019 | 11 | 4 | 8 | 0 | 580 | 28 | 128 | 17.7 | 64.7 | 956.4 | 225 | 5.1
2019 | 11 | 4 | 9 | 0 | 800 | 43 | 309 | 19.7 | 57.6 | 956.5 | 232.9 | 5.9
2019 | 11 | 4 | 10 | 0 | 891 | 50 | 468 | 21.2 | 50.3 | 956.6 | 267.3 | 6.7
2019 | 11 | 4 | 11 | 0 | 935 | 54 | 580 | 22.4 | 43.5 | 956.2 | 274.4 | 8.3
2019 | 11 | 4 | 12 | 0 | 954 | 54 | 636 | 23.4 | 39.4 | 955.6 | 267.3 | 7.9
2019 | 11 | 4 | 13 | 0 | 950 | 55 | 628 | 24.6 | 35.9 | 954.4 | 269.8 | 7.9
2019 | 11 | 4 | 14 | 0 | 915 | 54 | 554 | 24.8 | 38.8 | 953.6 | 255.1 | 7
2019 | 11 | 4 | 15 | 0 | 858 | 51 | 429 | 24.6 | 37.6 | 953.2 | 267.1 | 8
2019 | 11 | 4 | 16 | 0 | 737 | 42 | 262 | 23.2 | 36.7 | 952.9 | 278.7 | 10
2019 | 11 | 4 | 17 | 0 | 432 | 24 | 83 | 21.6 | 39.4 | 952.6 | 284.3 | 9.7
2019 | 11 | 4 | 18 | 0 | 0 | 1 | 1 | 19.7 | 42.7 | 953.1 | 277.6 | 9.3
2019 | 11 | 4 | 19 | 0 | 0 | 0 | 0 | 18.6 | 46.8 | 953.8 | 277.6 | 8.2
2019 | 11 | 4 | 20 | 0 | 0 | 0 | 0 | 18.2 | 44.9 | 954 | 275.3 | 8.9
2019 | 11 | 4 | 21 | 0 | 0 | 0 | 0 | 17.4 | 48.8 | 954.1 | 274 | 7.4
2019 | 11 | 4 | 22 | 0 | 0 | 0 | 0 | 17.5 | 49 | 954.2 | 254 | 4.5
2019 | 11 | 4 | 23 | 0 | 0 | 0 | 0 | 17.2 | 49 | 954 | 254.2 | 4
2019 | 11 | 5 | 0 | 0 | 0 | 0 | 0 | 17.5 | 49.8 | 953.5 | 264.8 | 7.1
2019 | 11 | 5 | 1 | 0 | 0 | 0 | 0 | 17.7 | 49.8 | 953 | 265 | 8.3
2019 | 11 | 5 | 2 | 0 | 0 | 0 | 0 | 17.5 | 51.2 | 952.5 | 264.3 | 8.5
2019 | 11 | 5 | 3 | 0 | 0 | 0 | 0 | 16.2 | 56.9 | 952 | 248.2 | 5.1
2019 | 11 | 5 | 4 | 0 | 0 | 0 | 0 | 12.6 | 79.2 | 951.9 | 251.9 | 2.6
2019 | 11 | 5 | 5 | 0 | 0 | 0 | 0 | 12.6 | 79.7 | 952.3 | 252.3 | 2.1
2019 | 11 | 5 | 6 | 0 | 0 | 0 | 0 | 15.5 | 59 | 953.1 | 210.3 | 6.8
2019 | 11 | 5 | 7 | 0 | 17 | 5 | 6 | 16.4 | 48.1 | 953.5 | 306.9 | 11.3
2019 | 11 | 5 | 8 | 0 | 532 | 32 | 123 | 16.1 | 42.1 | 954.3 | 311.7 | 12.8
2019 | 11 | 5 | 9 | 0 | 805 | 48 | 312 | 16.4 | 40.4 | 955.5 | 305 | 9.8
2019 | 11 | 5 | 10 | 0 | 905 | 57 | 477 | 17.2 | 40.2 | 956.1 | 280.7 | 8.7
2019 | 11 | 5 | 11 | 0 | 956 | 62 | 596 | 17.6 | 38.4 | 956 | 276.9 | 9.9
2019 | 11 | 5 | 12 | 0 | 963 | 66 | 649 | 18.8 | 34.8 | 955.4 | 278.8 | 7.3
2019 | 11 | 5 | 13 | 0 | 952 | 68 | 639 | 19.8 | 31.9 | 954.5 | 275.5 | 5.8
2019 | 11 | 5 | 14 | 0 | 920 | 67 | 566 | 20.1 | 31 | 954.3 | 265.6 | 7
2019 | 11 | 5 | 15 | 0 | 861 | 63 | 440 | 20.5 | 29.2 | 954.4 | 268.5 | 6.5
2019 | 11 | 5 | 16 | 0 | 735 | 54 | 270 | 19 | 32 | 955.2 | 322.8 | 6.6
2019 | 11 | 5 | 17 | 0 | 330 | 32 | 82 | 17.1 | 37.5 | 956.2 | 287.3 | 6.6
2019 | 11 | 5 | 18 | 0 | 0 | 1 | 1 | 15.4 | 45.9 | 956.8 | 259.2 | 5.9
2019 | 11 | 5 | 19 | 0 | 0 | 0 | 0 | 14.8 | 48.5 | 957.5 | 261.5 | 5.7
2019 | 11 | 5 | 20 | 0 | 0 | 0 | 0 | 14.8 | 49.5 | 957.7 | 258.6 | 6.2
2019 | 11 | 5 | 21 | 0 | 0 | 0 | 0 | 14.8 | 50.9 | 958.3 | 265.4 | 6.8
2019 | 11 | 5 | 22 | 0 | 0 | 0 | 0 | 14.9 | 51 | 958.8 | 270.3 | 7.6
2019 | 11 | 5 | 23 | 0 | 0 | 0 | 0 | 14.7 | 51.3 | 958.7 | 267.9 | 5.8
2019 | 11 | 6 | 0 | 0 | 0 | 0 | 0 | 13.8 | 54.4 | 959 | 272.2 | 3
2019 | 11 | 6 | 1 | 0 | 0 | 0 | 0 | 13.9 | 54.6 | 958.3 | 284.2 | 5.4
2019 | 11 | 6 | 2 | 0 | 0 | 0 | 0 | 13.6 | 56.1 | 958.1 | 262.5 | 4
2019 | 11 | 6 | 3 | 0 | 0 | 0 | 0 | 13.3 | 57 | 957.8 | 261 | 4.8
2019 | 11 | 6 | 4 | 0 | 0 | 0 | 0 | 12.9 | 56.3 | 957.7 | 247.9 | 4.7
2019 | 11 | 6 | 5 | 0 | 0 | 0 | 0 | 12.9 | 55.4 | 957.7 | 257.4 | 4
2019 | 11 | 6 | 6 | 0 | 0 | 0 | 0 | 12.7 | 55 | 957.9 | 265.7 | 4.6
2019 | 11 | 6 | 7 | 0 | 26 | 4 | 5 | 11.5 | 57.9 | 958 | 270.6 | 3.2
2019 | 11 | 6 | 8 | 0 | 576 | 30 | 125 | 13.3 | 51 | 958.2 | 289.3 | 4.2
2019 | 11 | 6 | 9 | 0 | 812 | 48 | 312 | 15.5 | 45.2 | 958.4 | 237 | 3.4
2019 | 11 | 6 | 10 | 0 | 848 | 75 | 464 | 17.1 | 39.7 | 958.6 | 179 | 2.6
2019 | 11 | 6 | 11 | 0 | 950 | 61 | 589 | 18.8 | 32.3 | 958.2 | 120.3 | 1.6
2019 | 11 | 6 | 12 | 0 | 941 | 74 | 640 | 18.9 | 36.6 | 957.7 | 243.5 | 3.6
2019 | 11 | 6 | 13 | 0 | 876 | 89 | 611 | 18.7 | 40.1 | 957.3 | 258.2 | 3.1
2019 | 11 | 6 | 14 | 0 | 777 | 115 | 537 | 18.8 | 40.1 | 956.7 | 256.9 | 3
2019 | 11 | 6 | 15 | 0 | 852 | 62 | 432 | 19 | 36.4 | 956.5 | 259.7 | 4.5
2019 | 11 | 6 | 16 | 0 | 734 | 48 | 261 | 18.2 | 35.8 | 956.5 | 263.6 | 5
2019 | 11 | 6 | 17 | 0 | 401 | 25 | 80 | 16.9 | 39.3 | 956.6 | 280.6 | 3.7
2019 | 11 | 6 | 18 | 0 | 0 | 1 | 1 | 14.7 | 45.9 | 957.1 | 305.6 | 3.8
2019 | 11 | 6 | 19 | 0 | 0 | 0 | 0 | 13.6 | 50.1 | 957.8 | 266.4 | 2.5
2019 | 11 | 6 | 20 | 0 | 0 | 0 | 0 | 12.4 | 55.3 | 958 | 231.1 | 1.9
2019 | 11 | 6 | 21 | 0 | 0 | 0 | 0 | 12.6 | 53.9 | 958.2 | 261.3 | 2.4
2019 | 11 | 6 | 22 | 0 | 0 | 0 | 0 | 12.5 | 51.9 | 958.3 | 237.6 | 1.9
2019 | 11 | 6 | 23 | 0 | 0 | 0 | 0 | 10.6 | 59.8 | 957.9 | 69.2 | 2.3
2019 | 11 | 7 | 0 | 0 | 0 | 0 | 0 | 10.4 | 59.9 | 957.6 | 166.4 | 2.2
2019 | 11 | 7 | 1 | 0 | 0 | 0 | 0 | 9.9 | 61.8 | 957.3 | 40.2 | 2.3
2019 | 11 | 7 | 2 | 0 | 0 | 0 | 0 | 9.4 | 62.2 | 956.7 | 105.4 | 1.7
2019 | 11 | 7 | 3 | 0 | 0 | 0 | 0 | 8.7 | 64.2 | 956.4 | 62.1 | 1.8
2019 | 11 | 7 | 4 | 0 | 0 | 0 | 0 | 9.3 | 60.1 | 956.1 | 45.2 | 1.8
2019 | 11 | 7 | 5 | 0 | 0 | 0 | 0 | 9.6 | 59.8 | 955.9 | 77.2 | 1.6
2019 | 11 | 7 | 6 | 0 | 0 | 0 | 0 | 9.4 | 60.2 | 955.9 | 78.9 | 1.3
2019 | 11 | 7 | 7 | 0 | 24 | 4 | 5 | 9 | 63.5 | 955.9 | 193.1 | 1.1
2019 | 11 | 7 | 8 | 0 | 532 | 33 | 119 | 12.1 | 57.9 | 955.9 | 197.1 | 0.6
2019 | 11 | 7 | 9 | 0 | 780 | 53 | 304 | 15 | 47 | 956.1 | 238.2 | 1.4
2019 | 11 | 7 | 10 | 0 | 878 | 54 | 455 | 16.9 | 40.9 | 956 | 242.4 | 1.9
2019 | 11 | 7 | 11 | 0 | 669 | 170 | 537 | 18.4 | 40.6 | 955.6 | 232.6 | 3
2019 | 11 | 7 | 12 | 0 | 335 | 310 | 517 | 19.4 | 41.2 | 954.6 | 241 | 4.8
2019 | 11 | 7 | 13 | 0 | 254 | 271 | 427 | 20.2 | 39.1 | 953.9 | 243.8 | 5.1
2019 | 11 | 7 | 14 | 0 | 419 | 238 | 457 | 20.9 | 46.7 | 953 | 258.2 | 7.2
2019 | 11 | 7 | 15 | 0 | 51 | 175 | 201 | 21 | 46.5 | 953 | 266.3 | 7.2
2019 | 11 | 7 | 16 | 0 | 634 | 74 | 248 | 20.8 | 42 | 953 | 267.5 | 7.4
2019 | 11 | 7 | 17 | 0 | 412 | 22 | 78 | 19.5 | 37.4 | 953.2 | 302.7 | 8.7
2019 | 11 | 7 | 18 | 0 | 0 | 1 | 1 | 17.6 | 38.5 | 953.7 | 296.3 | 5.5
2019 | 11 | 7 | 19 | 0 | 0 | 0 | 0 | 15.9 | 29.8 | 953.8 | 236.7 | 5.6
2019 | 11 | 7 | 20 | 0 | 0 | 0 | 0 | 15 | 32 | 954 | 235.5 | 5.5
2019 | 11 | 7 | 21 | 0 | 0 | 0 | 0 | 14.4 | 30 | 954.6 | 228 | 6.3
2019 | 11 | 7 | 22 | 0 | 0 | 0 | 0 | 13.6 | 37.6 | 955.1 | 248.4 | 4.9
2019 | 11 | 7 | 23 | 0 | 0 | 0 | 0 | 13.5 | 42.4 | 955.4 | 293.3 | 4.9
2019 | 11 | 8 | 0 | 0 | 0 | 0 | 0 | 13 | 43.2 | 955.5 | 250.4 | 3.6
2019 | 11 | 8 | 1 | 0 | 0 | 0 | 0 | 12.8 | 40.4 | 955 | 271.9 | 6.1
2019 | 11 | 8 | 2 | 0 | 0 | 0 | 0 | 12.4 | 42.8 | 954.7 | 242.1 | 7.1
2019 | 11 | 8 | 3 | 0 | 0 | 0 | 0 | 12 | 42.7 | 954.8 | 230.6 | 6.8
2019 | 11 | 8 | 4 | 0 | 0 | 0 | 0 | 11.6 | 42.8 | 955 | 234 | 4.4
2019 | 11 | 8 | 5 | 0 | 0 | 0 | 0 | 11.2 | 45.4 | 955.3 | 256.6 | 4.2
2019 | 11 | 8 | 6 | 0 | 0 | 0 | 0 | 10.9 | 44.4 | 955.3 | 210.3 | 3.6
2019 | 11 | 8 | 7 | 0 | 3 | 3 | 3 | 10.8 | 44.3 | 956.1 | 270.1 | 2.6
2019 | 11 | 8 | 8 | 0 | 129 | 37 | 65 | 10.8 | 48.6 | 957 | 255.3 | 4.6
2019 | 11 | 8 | 9 | 0 | 748 | 61 | 298 | 12.5 | 46.2 | 957.3 | 282.3 | 7.1
2019 | 11 | 8 | 10 | 0 | 836 | 80 | 457 | 13.7 | 40.6 | 957.4 | 284.9 | 7.7
2019 | 11 | 8 | 11 | 0 | 898 | 100 | 591 | 14.6 | 34.9 | 957.6 | 191 | 5.9
2019 | 11 | 8 | 12 | 0 | 920 | 87 | 632 | 15.8 | 28.4 | 957.5 | 194.5 | 2.6
2019 | 11 | 8 | 13 | 0 | 920 | 86 | 625 | 16.1 | 28.3 | 957.6 | 273.7 | 5.7
2019 | 11 | 8 | 14 | 0 | 891 | 81 | 553 | 16.4 | 27.6 | 957.7 | 278.8 | 4.8
2019 | 11 | 8 | 15 | 0 | 830 | 72 | 426 | 16.9 | 25.6 | 958.1 | 241.7 | 2.4
2019 | 11 | 8 | 16 | 0 | 721 | 55 | 259 | 16.4 | 26.7 | 958.6 | 270.9 | 5.3
2019 | 11 | 8 | 17 | 0 | 426 | 27 | 81 | 14.9 | 30 | 959.2 | 282.1 | 5.2
2019 | 11 | 8 | 18 | 0 | 0 | 1 | 1 | 13.5 | 30.6 | 960.2 | 300.2 | 4.5
2019 | 11 | 8 | 19 | 0 | 0 | 0 | 0 | 11.7 | 34.3 | 961.1 | 172.7 | 1.3
2019 | 11 | 8 | 20 | 0 | 0 | 0 | 0 | 11.6 | 38.8 | 961.6 | 264.2 | 4.6
2019 | 11 | 8 | 21 | 0 | 0 | 0 | 0 | 10.8 | 40.1 | 962 | 295.3 | 2.8
2019 | 11 | 8 | 22 | 0 | 0 | 0 | 0 | 10.8 | 39 | 962.6 | 284.7 | 3.9
2019 | 11 | 8 | 23 | 0 | 0 | 0 | 0 | 10 | 45.4 | 962.8 | 273.1 | 6.1
2019 | 11 | 9 | 0 | 0 | 0 | 0 | 0 | 10.4 | 44.8 | 962.8 | 301.3 | 8.3
2019 | 11 | 9 | 1 | 0 | 0 | 0 | 0 | 10.6 | 44.7 | 962.4 | 323 | 8.8
2019 | 11 | 9 | 2 | 0 | 0 | 0 | 0 | 10.4 | 44.1 | 962.6 | 271.1 | 4.1
2019 | 11 | 9 | 3 | 0 | 0 | 0 | 0 | 10.8 | 41.1 | 962.5 | 297.3 | 4.8
2019 | 11 | 9 | 4 | 0 | 0 | 0 | 0 | 7.4 | 46.9 | 962.3 | 95.1 | 1.6
2019 | 11 | 9 | 5 | 0 | 0 | 0 | 0 | 6.8 | 45.5 | 962.2 | 24.7 | 3.3
2019 | 11 | 9 | 6 | 0 | 0 | 0 | 0 | 5.9 | 49.5 | 962.6 | 27.5 | 2.5
2019 | 11 | 9 | 7 | 0 | 29 | 4 | 5 | 5.4 | 50.4 | 963.1 | 86.5 | 1.4
2019 | 11 | 9 | 8 | 0 | 565 | 30 | 117 | 7.6 | 46.1 | 963.6 | 39.6 | 1.6
2019 | 11 | 9 | 9 | 0 | 804 | 48 | 300 | 11.7 | 37.3 | 964.3 | 41.9 | 1.2
2019 | 11 | 9 | 10 | 0 | 898 | 55 | 458 | 14.3 | 29.8 | 964.1 | 105.2 | 1
2019 | 11 | 9 | 11 | 0 | 939 | 59 | 570 | 15.8 | 26 | 963.8 | 117.7 | 1.1
2019 | 11 | 9 | 12 | 0 | 957 | 60 | 624 | 16.5 | 25.8 | 963.1 | 243.9 | 3.4
2019 | 11 | 9 | 13 | 0 | 945 | 65 | 617 | 16.7 | 27.8 | 962.2 | 253.7 | 3.4
2019 | 11 | 9 | 14 | 0 | 830 | 93 | 531 | 17.4 | 28.9 | 961.5 | 266.2 | 3.6
2019 | 11 | 9 | 15 | 0 | 695 | 91 | 391 | 17.4 | 26.7 | 960.9 | 269.7 | 4
2019 | 11 | 9 | 16 | 0 | 53 | 116 | 135 | 16.3 | 27.2 | 960.7 | 276.1 | 3.5
2019 | 11 | 9 | 17 | 0 | 10 | 36 | 37 | 14.7 | 38.1 | 960.5 | 276.7 | 2.6
2019 | 11 | 9 | 18 | 0 | 0 | 0 | 0 | 12.9 | 49.7 | 960.6 | 239.9 | 1.4
2019 | 11 | 9 | 19 | 0 | 0 | 0 | 0 | 12.2 | 48.1 | 960.8 | 267.8 | 1.5
2019 | 11 | 9 | 20 | 0 | 0 | 0 | 0 | 13.3 | 40.6 | 960.6 | 207 | 2
2019 | 11 | 9 | 21 | 0 | 0 | 0 | 0 | 14.9 | 40.1 | 960.2 | 227.8 | 3.7
2019 | 11 | 9 | 22 | 0 | 0 | 0 | 0 | 15.9 | 46.2 | 959.8 | 272.1 | 5.4
2019 | 11 | 9 | 23 | 0 | 0 | 0 | 0 | 16.3 | 48.4 | 959.2 | 272.6 | 5.7
2019 | 11 | 10 | 0 | 0 | 0 | 0 | 0 | 15.9 | 52.8 | 958.5 | 269 | 5.2
2019 | 11 | 10 | 1 | 0 | 0 | 0 | 0 | 15.6 | 57.5 | 957.3 | 283.6 | 7.6
2019 | 11 | 10 | 2 | 0 | 0 | 0 | 0 | 15.8 | 55.7 | 956.3 | 263.3 | 9.8
2019 | 11 | 10 | 3 | 0 | 0 | 0 | 0 | 15.7 | 50.6 | 955.4 | 259.8 | 10.7
2019 | 11 | 10 | 4 | 0 | 0 | 0 | 0 | 14.8 | 50.9 | 955 | 251.1 | 9.2
2019 | 11 | 10 | 5 | 0 | 0 | 0 | 0 | 13.8 | 51.1 | 955.1 | 243.4 | 6
2019 | 11 | 10 | 6 | 0 | 0 | 0 | 0 | 13.5 | 50.9 | 955 | 230.1 | 3.7
2019 | 11 | 10 | 7 | 0 | 0 | 2 | 2 | 13.4 | 47.4 | 955 | 216 | 3.2
2019 | 11 | 10 | 8 | 0 | 0 | 35 | 35 | 14.2 | 41.7 | 955.5 | 148.4 | 3
2019 | 11 | 10 | 9 | 0 | 0 | 87 | 87 | 14.4 | 43.6 | 956.8 | 165.7 | 4.6
2019 | 11 | 10 | 10 | 0 | 2 | 184 | 186 | 13.9 | 43 | 957.7 | 251.2 | 5.9
2019 | 11 | 10 | 11 | 0 | 121 | 247 | 319 | 12.9 | 45.5 | 958.6 | 324.4 | 6.6
2019 | 11 | 10 | 12 | 0 | 263 | 279 | 439 | 14.3 | 38.1 | 958.1 | 315.6 | 5.9
2019 | 11 | 10 | 13 | 0 | 2 | 215 | 218 | 14 | 32.3 | 957 | 288.4 | 7.3
2019 | 11 | 10 | 14 | 0 | 1 | 151 | 152 | 13.7 | 33.6 | 957.2 | 285.3 | 6.3
2019 | 11 | 10 | 15 | 0 | 0 | 115 | 116 | 13.3 | 37.1 | 957 | 291.5 | 7.3
2019 | 11 | 10 | 16 | 0 | 0 | 69 | 69 | 13.3 | 34.2 | 957 | 278.6 | 6
2019 | 11 | 10 | 17 | 0 | 1 | 22 | 22 | 12.9 | 35.9 | 956.6 | 304.2 | 7.9
2019 | 11 | 10 | 18 | 0 | 0 | 0 | 0 | 12.1 | 39.5 | 957.8 | 271.8 | 4.2
2019 | 11 | 10 | 19 | 0 | 0 | 0 | 0 | 11.3 | 43.5 | 958.4 | 281.1 | 4.9
2019 | 11 | 10 | 20 | 0 | 0 | 0 | 0 | 10.5 | 48.7 | 958.4 | 250.3 | 4
2019 | 11 | 10 | 21 | 0 | 0 | 0 | 0 | 9.9 | 54.8 | 958.4 | 237.6 | 4.3
2019 | 11 | 10 | 22 | 0 | 0 | 0 | 0 | 10 | 54 | 957.9 | 223.6 | 2.6
2019 | 11 | 10 | 23 | 0 | 0 | 0 | 0 | 10.5 | 51.6 | 958 | 287.1 | 4.9
2019 | 11 | 11 | 0 | 0 | 0 | 0 | 0 | 11 | 49.4 | 958.5 | 303.9 | 7.4
2019 | 11 | 11 | 1 | 0 | 0 | 0 | 0 | 10.7 | 50.9 | 959.5 | 246.4 | 4.6
2019 | 11 | 11 | 2 | 0 | 0 | 0 | 0 | 10.5 | 51 | 959.2 | 275.4 | 6.6
2019 | 11 | 11 | 3 | 0 | 0 | 0 | 0 | 10.3 | 49.3 | 959.1 | 293.8 | 7.6
2019 | 11 | 11 | 4 | 0 | 0 | 0 | 0 | 10.5 | 45.4 | 958.5 | 316.8 | 8.8
2019 | 11 | 11 | 5 | 0 | 0 | 0 | 0 | 10.6 | 44.1 | 958.3 | 324.6 | 9
2019 | 11 | 11 | 6 | 0 | 0 | 0 | 0 | 10 | 46.5 | 958.9 | 282.8 | 5.1
2019 | 11 | 11 | 7 | 0 | 5 | 3 | 3 | 9.5 | 49.9 | 959.1 | 246.7 | 3
2019 | 11 | 11 | 8 | 0 | 14 | 42 | 43 | 10.5 | 46.7 | 959.5 | 244.8 | 3.3
2019 | 11 | 11 | 9 | 0 | 0 | 116 | 116 | 11.3 | 43.6 | 959.4 | 286.7 | 5.9
2019 | 11 | 11 | 10 | 0 | 12 | 209 | 217 | 12.7 | 38.7 | 958.9 | 281 | 4.6
2019 | 11 | 11 | 11 | 0 | 16 | 255 | 267 | 14 | 34.1 | 958 | 244.1 | 4.4
2019 | 11 | 11 | 12 | 0 | 1 | 221 | 223 | 14.6 | 30.7 | 956.9 | 264 | 7
2019 | 11 | 11 | 13 | 0 | 8 | 228 | 235 | 15.3 | 29.4 | 956 | 247.6 | 5.6
2019 | 11 | 11 | 14 | 0 | 0 | 153 | 154 | 15.8 | 30.2 | 955.3 | 252.2 | 4.5
2019 | 11 | 11 | 15 | 0 | 0 | 131 | 132 | 16.4 | 33.8 | 955.3 | 291.7 | 6.2
2019 | 11 | 11 | 16 | 0 | 0 | 107 | 108 | 16.5 | 38 | 955 | 309.1 | 6.7
2019 | 11 | 11 | 17 | 0 | 0 | 35 | 35 | 16.2 | 44.6 | 955.1 | 311.3 | 5.4
2019 | 11 | 11 | 18 | 0 | 0 | 0 | 0 | 15.1 | 47.6 | 955.8 | 267 | 2.4
2019 | 11 | 11 | 19 | 0 | 0 | 0 | 0 | 14.4 | 50.3 | 956.2 | 256.7 | 2.5
2019 | 11 | 11 | 20 | 0 | 0 | 0 | 0 | 13 | 55.2 | 956.6 | 207.8 | 1.3
2019 | 11 | 11 | 21 | 0 | 0 | 0 | 0 | 12.6 | 58.9 | 957.1 | 150.4 | 2.3
2019 | 11 | 11 | 22 | 0 | 0 | 0 | 0 | 11.7 | 65.1 | 957.1 | 204.1 | 1.2
2019 | 11 | 11 | 23 | 0 | 0 | 0 | 0 | 11.9 | 64.7 | 957.1 | 157.2 | 2.1
2019 | 11 | 12 | 0 | 0 | 0 | 0 | 0 | 11.1 | 67.3 | 957 | 142 | 2
2019 | 11 | 12 | 1 | 0 | 0 | 0 | 0 | 10.1 | 71.1 | 956.6 | 127.5 | 1.3
2019 | 11 | 12 | 2 | 0 | 0 | 0 | 0 | 8.4 | 75.9 | 956.2 | 49.1 | 1.2
2019 | 11 | 12 | 3 | 0 | 0 | 0 | 0 | 10.1 | 63.3 | 956.2 | 159.7 | 1.6
2019 | 11 | 12 | 4 | 0 | 0 | 0 | 0 | 10 | 60.3 | 955.6 | 203.5 | 2.2
2019 | 11 | 12 | 5 | 0 | 0 | 0 | 0 | 9.5 | 61.7 | 955.6 | 181.3 | 1.6
2019 | 11 | 12 | 6 | 0 | 0 | 0 | 0 | 9.8 | 61.5 | 955.6 | 177.5 | 1.5
2019 | 11 | 12 | 7 | 0 | 4 | 3 | 4 | 10.1 | 60.1 | 955.8 | 120.3 | 1.2
2019 | 11 | 12 | 8 | 0 | 523 | 48 | 124 | 12 | 56.3 | 956 | 125.3 | 1.8
2019 | 11 | 12 | 9 | 0 | 788 | 83 | 321 | 15.1 | 45.1 | 956.2 | 159.8 | 2.6
2019 | 11 | 12 | 10 | 0 | 863 | 70 | 446 | 17.2 | 36.2 | 956.4 | 182.7 | 1.2
2019 | 11 | 12 | 11 | 0 | 802 | 75 | 507 | 18.4 | 31 | 956.5 | 194.8 | 1.5
2019 | 11 | 12 | 12 | 0 | 941 | 60 | 603 | 19.4 | 27.4 | 955.8 | 322.5 | 3.8
2019 | 11 | 12 | 13 | 0 | 949 | 59 | 601 | 19.7 | 29.1 | 955 | 295.8 | 6.1
2019 | 11 | 12 | 14 | 0 | 913 | 59 | 529 | 19.9 | 28.6 | 954.7 | 271.7 | 6.4
2019 | 11 | 12 | 15 | 0 | 850 | 53 | 403 | 20 | 25.7 | 954.3 | 284.6 | 5.4
2019 | 11 | 12 | 16 | 0 | 722 | 43 | 238 | 19.4 | 30.2 | 954.1 | 284.4 | 6.5
2019 | 11 | 12 | 17 | 0 | 370 | 21 | 66 | 18.3 | 33.9 | 954.3 | 230.3 | 3
2019 | 11 | 12 | 18 | 0 | 0 | 0 | 0 | 15 | 51.4 | 954.8 | 229 | 2.5
2019 | 11 | 12 | 19 | 0 | 0 | 0 | 0 | 14.7 | 44.4 | 955.1 | 252.5 | 4.7
2019 | 11 | 12 | 20 | 0 | 0 | 0 | 0 | 13.1 | 48.8 | 955.3 | 170.5 | 2.6
2019 | 11 | 12 | 21 | 0 | 0 | 0 | 0 | 11.2 | 60.8 | 955.6 | 28.2 | 1.6
2019 | 11 | 12 | 22 | 0 | 0 | 0 | 0 | 10.5 | 61.2 | 955.8 | 93.4 | 1.2
2019 | 11 | 12 | 23 | 0 | 0 | 0 | 0 | 11 | 59.5 | 955.5 | 43.4 | 1.3
2019 | 11 | 13 | 0 | 0 | 0 | 0 | 0 | 11 | 57 | 954.7 | 79.7 | 1.5
2019 | 11 | 13 | 1 | 0 | 0 | 0 | 0 | 12.3 | 51.6 | 954.2 | 217.4 | 3.4
2019 | 11 | 13 | 2 | 0 | 0 | 0 | 0 | 12.9 | 50.7 | 953.5 | 273 | 3.8
2019 | 11 | 13 | 3 | 0 | 0 | 0 | 0 | 13.9 | 51.9 | 952.7 | 276.2 | 6
2019 | 11 | 13 | 4 | 0 | 0 | 0 | 0 | 14.5 | 54.2 | 952.2 | 271.8 | 7.1
2019 | 11 | 13 | 5 | 0 | 0 | 0 | 0 | 15 | 56.4 | 951.7 | 275.8 | 9.8
2019 | 11 | 13 | 6 | 0 | 0 | 0 | 0 | 14.6 | 58.3 | 951.5 | 275.6 | 9.9
2019 | 11 | 13 | 7 | 0 | 1 | 2 | 2 | 14.6 | 57.2 | 951.8 | 284 | 10.7
2019 | 11 | 13 | 8 | 0 | 329 | 37 | 84 | 15.4 | 54.6 | 952 | 280.5 | 8.9
2019 | 11 | 13 | 9 | 0 | 739 | 62 | 284 | 17.6 | 51 | 952.3 | 270.3 | 10.2
2019 | 11 | 13 | 10 | 0 | 874 | 62 | 441 | 18.7 | 49.8 | 952.5 | 261.2 | 10.1
2019 | 11 | 13 | 11 | 0 | 925 | 66 | 555 | 21.1 | 40.9 | 952.9 | 282.6 | 8
2019 | 11 | 13 | 12 | 0 | 924 | 66 | 597 | 21.7 | 37.2 | 952.7 | 293.4 | 7.1
2019 | 11 | 13 | 13 | 0 | 750 | 87 | 516 | 22.1 | 36.6 | 952.5 | 261.9 | 3.8
2019 | 11 | 13 | 14 | 0 | 864 | 68 | 511 | 22 | 38.4 | 952.3 | 221.4 | 0.1
2019 | 11 | 13 | 15 | 0 | 852 | 56 | 404 | 22.1 | 36.9 | 952.8 | 239.2 | 0
2019 | 11 | 13 | 16 | 0 | 403 | 24 | 147 | 11.2 | 19.4 | 952.8 | 113.5 | 0
2019 | 11 | 13 | 17 | 0 | 0 | 0 | 0 | 0 | 0 | 952.8 | 0 | 0
2019 | 11 | 13 | 18 | 0 | 0 | 0 | 0 | 0 | 0 | 952.8 | 0 | 0
2019 | 11 | 13 | 19 | 0 | 0 | 0 | 0 | 0 | 0 | 952.8 | 0 | 0
2019 | 11 | 13 | 20 | 0 | 0 | 0 | 0 | 0 | 0 | 952.8 | 0 | 0
2019 | 11 | 13 | 21 | 0 | 0 | 0 | 0 | 0 | 0 | 952.8 | 0 | 0
2019 | 11 | 13 | 22 | 0 | 0 | 0 | 0 | 0 | 0 | 952.8 | 0 | 0
2019 | 11 | 13 | 23 | 0 | 0 | 0 | 0 | 0 | 0 | 952.8 | 0 | 0
2019 | 11 | 14 | 0 | 0 | 0 | 0 | 0 | 0 | 0 | 952.8 | 0 | 0
2019 | 11 | 14 | 1 | 0 | 0 | 0 | 0 | 0 | 0 | 952.8 | 0 | 0
2019 | 11 | 14 | 2 | 0 | 0 | 0 | 0 | 0 | 0 | 952.8 | 0 | 0
2019 | 11 | 14 | 3 | 0 | 0 | 0 | 0 | 0 | 0 | 952.8 | 0 | 0
2019 | 11 | 14 | 4 | 0 | 0 | 0 | 0 | 0 | 0 | 952.8 | 0 | 0
2019 | 11 | 14 | 5 | 0 | 0 | 0 | 0 | 0 | 0 | 952.8 | 0 | 0
2019 | 11 | 14 | 6 | 0 | 0 | 0 | 0 | 0 | 0 | 952.8 | 0 | 0
2019 | 11 | 14 | 7 | 0 | 0 | 0 | 0 | 0 | 0 | 952.8 | 0 | 0
2019 | 11 | 14 | 8 | 0 | 137 | 22 | 48 | 4.7 | 14.6 | 952.8 | 78.8 | 1.9
2019 | 11 | 14 | 9 | 0 | 511 | 94 | 248 | 15.8 | 39.5 | 948.5 | 259.6 | 6.5
2019 | 11 | 14 | 10 | 0 | 128 | 172 | 228 | 16.4 | 35.3 | 948 | 256.2 | 6
2019 | 11 | 14 | 11 | 0 | 72 | 256 | 296 | 16.4 | 36.6 | 947.5 | 285.7 | 8.9
2019 | 11 | 14 | 12 | 0 | 16 | 237 | 248 | 16.7 | 40.4 | 946.6 | 304 | 13
2019 | 11 | 14 | 13 | 0 | 64 | 254 | 292 | 17.1 | 40.5 | 945.6 | 295.9 | 11.1
2019 | 11 | 14 | 14 | 0 | 170 | 210 | 301 | 17.1 | 42.1 | 945 | 298.2 | 12.4
2019 | 11 | 14 | 15 | 0 | 10 | 164 | 169 | 14.2 | 54.5 | 946 | 287.3 | 12.2
2019 | 11 | 14 | 16 | 0 | 45 | 123 | 137 | 13.2 | 48.5 | 946.4 | 270.9 | 9.2
2019 | 11 | 14 | 17 | 0 | 3 | 33 | 34 | 12.2 | 42.3 | 946.8 | 270.5 | 10.3
2019 | 11 | 14 | 18 | 0 | 0 | 0 | 0 | 11.2 | 44 | 947.4 | 238.1 | 5.6
2019 | 11 | 14 | 19 | 0 | 0 | 0 | 0 | 11.3 | 40.2 | 947.3 | 215.6 | 4.1
2019 | 11 | 14 | 20 | 0 | 0 | 0 | 0 | 11.7 | 36.8 | 947.5 | 257.5 | 6.1
2019 | 11 | 14 | 21 | 0 | 0 | 0 | 0 | 11.8 | 38.7 | 947.6 | 287.7 | 6.7
2019 | 11 | 14 | 22 | 0 | 0 | 0 | 0 | 11.5 | 41.6 | 947.9 | 247.9 | 5.5
2019 | 11 | 14 | 23 | 0 | 0 | 0 | 0 | 11 | 43.3 | 947.5 | 258.3 | 4.3
2019 | 11 | 15 | 0 | 0 | 0 | 0 | 0 | 10.4 | 47.9 | 947.4 | 248.7 | 7.8
2019 | 11 | 15 | 1 | 0 | 0 | 0 | 0 | 10.1 | 49.2 | 947.2 | 251 | 7.8
2019 | 11 | 15 | 2 | 0 | 0 | 0 | 0 | 9.7 | 46.5 | 947.2 | 249.5 | 5.2
2019 | 11 | 15 | 3 | 0 | 0 | 0 | 0 | 9.4 | 47.2 | 947.2 | 236 | 5.4
2019 | 11 | 15 | 4 | 0 | 0 | 0 | 0 | 9.2 | 47.1 | 946.6 | 252.5 | 7
2019 | 11 | 15 | 5 | 0 | 0 | 0 | 0 | 8.8 | 44.9 | 946.5 | 257.7 | 6.4
2019 | 11 | 15 | 6 | 0 | 0 | 0 | 0 | 8.6 | 47.6 | 946.2 | 238.9 | 9.4
2019 | 11 | 15 | 7 | 0 | 1 | 2 | 2 | 8.6 | 46.4 | 946.7 | 279 | 6.4
2019 | 11 | 15 | 8 | 0 | 387 | 32 | 88 | 9 | 45.3 | 947.5 | 286.9 | 7.5
2019 | 11 | 15 | 9 | 0 | 733 | 58 | 272 | 10.6 | 38.1 | 948.4 | 286.1 | 4.7
2019 | 11 | 15 | 10 | 0 | 848 | 72 | 433 | 12.6 | 24.4 | 948.6 | 298.4 | 6
2019 | 11 | 15 | 11 | 0 | 909 | 84 | 556 | 13 | 27.4 | 948.6 | 287.6 | 6.9
2019 | 11 | 15 | 12 | 0 | 301 | 220 | 394 | 13.2 | 26.3 | 948.1 | 287.5 | 4
2019 | 11 | 15 | 13 | 0 | 139 | 219 | 300 | 12.9 | 26.8 | 947.6 | 278.1 | 6.7
2019 | 11 | 15 | 14 | 0 | 643 | 236 | 568 | 13.9 | 23.4 | 947.4 | 285.6 | 6.9
2019 | 11 | 15 | 15 | 0 | 209 | 128 | 222 | 12.6 | 26.5 | 947.1 | 256.8 | 5.9
2019 | 11 | 15 | 16 | 0 | 192 | 92 | 150 | 12.3 | 28.6 | 947.2 | 275.8 | 5.6
2019 | 11 | 15 | 17 | 0 | 150 | 40 | 62 | 11.3 | 33 | 947.6 | 302.7 | 3.9
2019 | 11 | 15 | 18 | 0 | 0 | 0 | 0 | 9.3 | 39.7 | 948.1 | 315.1 | 2
2019 | 11 | 15 | 19 | 0 | 0 | 0 | 0 | 7.3 | 46.1 | 948.6 | 94.2 | 1
2019 | 11 | 15 | 20 | 0 | 0 | 0 | 0 | 5.4 | 57.6 | 949.2 | 101.5 | 1.6
2019 | 11 | 15 | 21 | 0 | 0 | 0 | 0 | 4.9 | 57.6 | 949.7 | 92.9 | 0.7
2019 | 11 | 15 | 22 | 0 | 0 | 0 | 0 | 5.1 | 56 | 950.2 | 204.8 | 1.4
2019 | 11 | 15 | 23 | 0 | 0 | 0 | 0 | 5.7 | 55 | 950.6 | 223.2 | 1.9
2019 | 11 | 16 | 0 | 0 | 0 | 0 | 0 | 5.4 | 59.1 | 950.7 | 200.6 | 0.8
2019 | 11 | 16 | 1 | 0 | 0 | 0 | 0 | 5.1 | 60.9 | 950.7 | 214.5 | 1
2019 | 11 | 16 | 2 | 0 | 0 | 0 | 0 | 5.9 | 60.2 | 950.8 | 190.3 | 2.5
2019 | 11 | 16 | 3 | 0 | 0 | 0 | 0 | 5.9 | 60.5 | 950.9 | 211.4 | 1.9
2019 | 11 | 16 | 4 | 0 | 0 | 0 | 0 | 5.1 | 63.3 | 951.5 | 240.9 | 1.7
2019 | 11 | 16 | 5 | 0 | 0 | 0 | 0 | 3.6 | 68.4 | 952 | 197.7 | 0.6
2019 | 11 | 16 | 6 | 0 | 0 | 0 | 0 | 4.2 | 65.3 | 952.6 | 221.4 | 1.5
2019 | 11 | 16 | 7 | 0 | 0 | 2 | 2 | 5 | 61.6 | 953.5 | 215.3 | 1.2
2019 | 11 | 16 | 8 | 0 | 387 | 51 | 105 | 6.3 | 58.7 | 954.4 | 198.7 | 0.9
2019 | 11 | 16 | 9 | 0 | 699 | 64 | 267 | 9.9 | 44.6 | 955 | 240.6 | 3.4
2019 | 11 | 16 | 10 | 0 | 807 | 75 | 416 | 11.4 | 38.2 | 955.5 | 274.5 | 4.8
2019 | 11 | 16 | 11 | 0 | 879 | 83 | 537 | 12.8 | 34.1 | 955.7 | 282.7 | 5.6
2019 | 11 | 16 | 12 | 0 | 899 | 86 | 592 | 13.7 | 31.1 | 955.4 | 270.3 | 4.6
2019 | 11 | 16 | 13 | 0 | 914 | 81 | 591 | 14.5 | 28.6 | 955.1 | 265.3 | 5.1
2019 | 11 | 16 | 14 | 0 | 903 | 73 | 526 | 15.1 | 26.8 | 954.9 | 275.1 | 5.8
2019 | 11 | 16 | 15 | 0 | 865 | 58 | 403 | 15 | 23.4 | 955.1 | 322.3 | 5.2
2019 | 11 | 16 | 16 | 0 | 741 | 44 | 236 | 14.4 | 24.4 | 955.6 | 324 | 5.4
2019 | 11 | 16 | 17 | 0 | 359 | 20 | 61 | 12.8 | 27.8 | 956.3 | 323.1 | 4.8
2019 | 11 | 16 | 18 | 0 | 0 | 0 | 0 | 11.2 | 29.6 | 957.1 | 324.8 | 4.2
2019 | 11 | 16 | 19 | 0 | 0 | 0 | 0 | 10.8 | 31.1 | 957.7 | 153.4 | 2.4
2019 | 11 | 16 | 20 | 0 | 0 | 0 | 0 | 8.8 | 38.4 | 958.4 | 249.8 | 2.5
2019 | 11 | 16 | 21 | 0 | 0 | 0 | 0 | 7.5 | 46.5 | 959.1 | 220.9 | 2.4
2019 | 11 | 16 | 22 | 0 | 0 | 0 | 0 | 5.4 | 51.4 | 959.4 | 90.4 | 1.5
2019 | 11 | 16 | 23 | 0 | 0 | 0 | 0 | 5.3 | 49.5 | 959.2 | 54.1 | 1.9
2019 | 11 | 17 | 0 | 0 | 0 | 0 | 0 | 4.7 | 47.7 | 959.2 | 105.7 | 2
2019 | 11 | 17 | 1 | 0 | 0 | 0 | 0 | 4.1 | 48.5 | 959.2 | 137.3 | 0.8
2019 | 11 | 17 | 2 | 0 | 0 | 0 | 0 | 4.4 | 48.3 | 959 | 258.1 | 1.1
2019 | 11 | 17 | 3 | 0 | 0 | 0 | 0 | 4.6 | 45.9 | 958.9 | 105.7 | 1.9
2019 | 11 | 17 | 4 | 0 | 0 | 0 | 0 | 3.9 | 45.6 | 958.6 | 52 | 2.2
2019 | 11 | 17 | 5 | 0 | 0 | 0 | 0 | 3.8 | 45.5 | 958.4 | 67.1 | 1.9
2019 | 11 | 17 | 6 | 0 | 0 | 0 | 0 | 5.7 | 43.6 | 958.5 | 148 | 2.3
2019 | 11 | 17 | 7 | 0 | 0 | 1 | 1 | 4.7 | 47.9 | 958.7 | 69.4 | 1.7
2019 | 11 | 17 | 8 | 0 | 470 | 37 | 101 | 7.2 | 39.7 | 958.8 | 96.6 | 2
2019 | 11 | 17 | 9 | 0 | 761 | 103 | 321 | 11.2 | 31.3 | 959 | 102.7 | 2.6
2019 | 11 | 17 | 10 | 0 | 707 | 191 | 490 | 14.2 | 28.1 | 959.1 | 244.7 | 5.3
2019 | 11 | 17 | 11 | 0 | 290 | 288 | 436 | 15 | 30.9 | 959.1 | 238.7 | 5.6
2019 | 11 | 17 | 12 | 0 | 1 | 192 | 195 | 13.7 | 39.1 | 958.5 | 242.8 | 4
2019 | 11 | 17 | 13 | 0 | 0 | 174 | 176 | 13 | 47.6 | 957.8 | 249.9 | 3.3
2019 | 11 | 17 | 14 | 0 | 0 | 143 | 144 | 13.6 | 49 | 957.1 | 239.9 | 4.6
2019 | 11 | 17 | 15 | 0 | 1 | 139 | 141 | 14.9 | 57.2 | 956.2 | 281.4 | 9.6
2019 | 11 | 17 | 16 | 0 | 161 | 80 | 113 | 15.4 | 57.2 | 956.1 | 268 | 8.7
2019 | 11 | 17 | 17 | 0 | 146 | 30 | 51 | 15.2 | 54.3 | 955.9 | 256.4 | 7.3
2019 | 11 | 17 | 18 | 0 | 0 | 0 | 0 | 13 | 57.8 | 955.9 | 239 | 4
2019 | 11 | 17 | 19 | 0 | 0 | 0 | 0 | 11.9 | 57.9 | 955.4 | 217.4 | 3.2
2019 | 11 | 17 | 20 | 0 | 0 | 0 | 0 | 12 | 58.3 | 955 | 239.2 | 3.5
2019 | 11 | 17 | 21 | 0 | 0 | 0 | 0 | 12.2 | 56.8 | 954.7 | 242.2 | 4.2
2019 | 11 | 17 | 22 | 0 | 0 | 0 | 0 | 10.7 | 64 | 954.1 | 214.2 | 2
2019 | 11 | 17 | 23 | 0 | 0 | 0 | 0 | 11.2 | 67.3 | 953.3 | 244.7 | 1.1
2019 | 11 | 18 | 0 | 0 | 0 | 0 | 0 | 11.3 | 65 | 952.9 | 253.8 | 1.1
2019 | 11 | 18 | 1 | 0 | 0 | 0 | 0 | 10.9 | 66 | 952.2 | 206.7 | 0.8
2019 | 11 | 18 | 2 | 0 | 0 | 0 | 0 | 10.1 | 65.9 | 951.9 | 280.2 | 1.1
2019 | 11 | 18 | 3 | 0 | 0 | 0 | 0 | 11.3 | 74.8 | 951.3 | 221.5 | 4
2019 | 11 | 18 | 4 | 0 | 0 | 0 | 0 | 12.3 | 72.6 | 950.5 | 251.5 | 3.9
2019 | 11 | 18 | 5 | 0 | 0 | 0 | 0 | 11 | 75.7 | 950.8 | 289.5 | 4.3
2019 | 11 | 18 | 6 | 0 | 0 | 0 | 0 | 9.7 | 74.8 | 950.9 | 232.5 | 3
2019 | 11 | 18 | 7 | 0 | 0 | 1 | 1 | 8.1 | 81.3 | 950.1 | 235.3 | 3.5
2019 | 11 | 18 | 8 | 0 | 222 | 28 | 63 | 8 | 76.9 | 952 | 196.4 | 3.4
2019 | 11 | 18 | 9 | 0 | 716 | 54 | 256 | 11.1 | 65.8 | 953.6 | 173.9 | 1.4
2019 | 11 | 18 | 10 | 0 | 849 | 63 | 415 | 13.5 | 52.7 | 953.8 | 195.6 | 2.1
2019 | 11 | 18 | 11 | 0 | 908 | 69 | 530 | 14.9 | 43.3 | 954 | 219.3 | 2
2019 | 11 | 18 | 12 | 0 | 929 | 71 | 586 | 15.7 | 37 | 954 | 201.3 | 3.6
2019 | 11 | 18 | 13 | 0 | 927 | 71 | 580 | 15.7 | 37.8 | 954 | 321.8 | 5.4
2019 | 11 | 18 | 14 | 0 | 901 | 67 | 512 | 15.6 | 36.4 | 954.1 | 326.8 | 6.6
2019 | 11 | 18 | 15 | 0 | 843 | 60 | 391 | 15.4 | 37.1 | 954.5 | 314 | 6.2
2019 | 11 | 18 | 16 | 0 | 717 | 45 | 227 | 15.9 | 34.2 | 955 | 265 | 2.3
2019 | 11 | 18 | 17 | 0 | 351 | 20 | 59 | 13.3 | 41.1 | 955.8 | 314.8 | 5.2
2019 | 11 | 18 | 18 | 0 | 0 | 0 | 0 | 11.5 | 45.7 | 956.9 | 241.5 | 2.3
2019 | 11 | 18 | 19 | 0 | 0 | 0 | 0 | 9.5 | 54.4 | 957.9 | 166.8 | 1
2019 | 11 | 18 | 20 | 0 | 0 | 0 | 0 | 7.5 | 65.3 | 958.4 | 135.8 | 0.9
2019 | 11 | 18 | 21 | 0 | 0 | 0 | 0 | 7.1 | 67 | 958.7 | 108.7 | 1.3
2019 | 11 | 18 | 22 | 0 | 0 | 0 | 0 | 7.8 | 60 | 959.2 | 27.7 | 2.9
2019 | 11 | 18 | 23 | 0 | 0 | 0 | 0 | 7.4 | 59.2 | 959.4 | 56.3 | 2
2019 | 11 | 19 | 0 | 0 | 0 | 0 | 0 | 5.7 | 66.4 | 959.6 | 47.5 | 1.9
2019 | 11 | 19 | 1 | 0 | 0 | 0 | 0 | 5.7 | 64.7 | 959.5 | 33 | 2
2019 | 11 | 19 | 2 | 0 | 0 | 0 | 0 | 5.4 | 65.9 | 959.4 | 117.3 | 1.3
2019 | 11 | 19 | 3 | 0 | 0 | 0 | 0 | 4.5 | 69.8 | 959.5 | 54.9 | 1
2019 | 11 | 19 | 4 | 0 | 0 | 0 | 0 | 4.6 | 69.2 | 959.6 | 34.6 | 1.4
2019 | 11 | 19 | 5 | 0 | 0 | 0 | 0 | 4.5 | 68.7 | 959.5 | 84.8 | 1.7
2019 | 11 | 19 | 6 | 0 | 0 | 0 | 0 | 4.7 | 67.9 | 959.6 | 36.4 | 2.3
2019 | 11 | 19 | 7 | 0 | 0 | 1 | 2 | 5.3 | 64.8 | 960 | 20.8 | 2.4
2019 | 11 | 19 | 8 | 0 | 31 | 43 | 46 | 5.3 | 66.9 | 960.6 | 20.5 | 1.9
2019 | 11 | 19 | 9 | 0 | 147 | 158 | 203 | 8.4 | 59 | 960.8 | 92.6 | 1
2019 | 11 | 19 | 10 | 0 | 195 | 228 | 312 | 11.5 | 50.4 | 960.7 | 218.1 | 0.6
2019 | 11 | 19 | 11 | 0 | 343 | 243 | 424 | 12.7 | 47.3 | 960.4 | 227.4 | 1.7
2019 | 11 | 19 | 12 | 0 | 732 | 137 | 544 | 13.8 | 43.5 | 959.5 | 198.4 | 1.8
2019 | 11 | 19 | 13 | 0 | 698 | 160 | 546 | 14.5 | 39.1 | 958.6 | 168.5 | 1.7
2019 | 11 | 19 | 14 | 0 | 251 | 207 | 336 | 14.9 | 36.9 | 958 | 213.3 | 0.8
2019 | 11 | 19 | 15 | 0 | 157 | 208 | 276 | 15 | 44 | 957.4 | 244.7 | 2.2
2019 | 11 | 19 | 16 | 0 | 95 | 139 | 161 | 13.5 | 62.5 | 957.2 | 258.6 | 3.7
2019 | 11 | 19 | 17 | 0 | 52 | 41 | 48 | 12.3 | 67 | 957.3 | 272.3 | 3.2
2019 | 11 | 19 | 18 | 0 | 0 | 0 | 0 | 10.5 | 75.5 | 957.8 | 305.4 | 2.3
2019 | 11 | 19 | 19 | 0 | 0 | 0 | 0 | 10.1 | 74.8 | 958 | 313.1 | 2.1
2019 | 11 | 19 | 20 | 0 | 0 | 0 | 0 | 8.8 | 79.5 | 958.1 | 112.3 | 1.4
2019 | 11 | 19 | 21 | 0 | 0 | 0 | 0 | 8.9 | 79.2 | 958 | 41.2 | 1.5
2019 | 11 | 19 | 22 | 0 | 0 | 0 | 0 | 8.8 | 78.4 | 958 | 43.5 | 1.4
2019 | 11 | 19 | 23 | 0 | 0 | 0 | 0 | 8.4 | 79.8 | 957.8 | 13.1 | 1.1
2019 | 11 | 20 | 0 | 0 | 0 | 0 | 0 | 8.1 | 80 | 957.6 | 38.3 | 1.3
2019 | 11 | 20 | 1 | 0 | 0 | 0 | 0 | 8.3 | 79.5 | 957.1 | 39.9 | 1.7
2019 | 11 | 20 | 2 | 0 | 0 | 0 | 0 | 7.7 | 81.2 | 956.6 | 38.9 | 0.7
2019 | 11 | 20 | 3 | 0 | 0 | 0 | 0 | 7.1 | 84.9 | 956.3 | 66.2 | 1.2
2019 | 11 | 20 | 4 | 0 | 0 | 0 | 0 | 6 | 84.9 | 955.9 | 10.9 | 0.7
2019 | 11 | 20 | 5 | 0 | 0 | 0 | 0 | 4.8 | 86.4 | 955.8 | 139.4 | 0.7
2019 | 11 | 20 | 6 | 0 | 0 | 0 | 0 | 4.4 | 88.3 | 955.5 | 110 | 0.8
2019 | 11 | 20 | 7 | 0 | 0 | 1 | 1 | 4.2 | 86 | 955.5 | 69.7 | 1.3
2019 | 11 | 20 | 8 | 0 | 330 | 29 | 70 | 5.3 | 84.2 | 955.6 | 33.6 | 0.7
2019 | 11 | 20 | 9 | 0 | 668 | 66 | 248 | 9.2 | 72.8 | 955.7 | 87.2 | 0.8
2019 | 11 | 20 | 10 | 0 | 635 | 103 | 360 | 12.1 | 60.7 | 955.6 | 168.7 | 0.7
2019 | 11 | 20 | 11 | 0 | 629 | 154 | 472 | 12.8 | 57.7 | 955.3 | 251.7 | 2.2
2019 | 11 | 20 | 12 | 0 | 883 | 92 | 577 | 13.8 | 55.6 | 954.6 | 248.5 | 3.2
2019 | 11 | 20 | 13 | 0 | 707 | 157 | 546 | 14.4 | 50.4 | 953.6 | 250.5 | 3.5
2019 | 11 | 20 | 14 | 0 | 124 | 222 | 289 | 14 | 57 | 952.9 | 250.9 | 3.4
2019 | 11 | 20 | 15 | 0 | 1 | 163 | 164 | 13.7 | 58.4 | 952.5 | 265.5 | 2.7
2019 | 11 | 20 | 16 | 0 | 0 | 49 | 49 | 13.5 | 59.9 | 952.5 | 271.2 | 2.2
2019 | 11 | 20 | 17 | 0 | 45 | 20 | 23 | 12.8 | 66.2 | 952.5 | 276.7 | 2.2
2019 | 11 | 20 | 18 | 0 | 0 | 0 | 0 | 11.4 | 72.5 | 952.6 | 267.2 | 1.3
2019 | 11 | 20 | 19 | 0 | 0 | 0 | 0 | 10.2 | 77.8 | 953 | 274 | 1.2
2019 | 11 | 20 | 20 | 0 | 0 | 0 | 0 | 9.7 | 80.5 | 953 | 304.1 | 1.7
2019 | 11 | 20 | 21 | 0 | 0 | 0 | 0 | 8.8 | 82.9 | 953.1 | 281.1 | 1.5
2019 | 11 | 20 | 22 | 0 | 0 | 0 | 0 | 7.6 | 86.5 | 953.4 | 76.5 | 0.5
2019 | 11 | 20 | 23 | 0 | 0 | 0 | 0 | 6.9 | 87.4 | 953.5 | 223.6 | 1
2019 | 11 | 21 | 0 | 0 | 0 | 0 | 0 | 6.8 | 86.4 | 953.5 | 254.3 | 1.1
2019 | 11 | 21 | 1 | 0 | 0 | 0 | 0 | 7.3 | 83.4 | 953.3 | 194 | 1.1
2019 | 11 | 21 | 2 | 0 | 0 | 0 | 0 | 5.5 | 87.5 | 953.2 | 108.3 | 0.7
2019 | 11 | 21 | 3 | 0 | 0 | 0 | 0 | 5.6 | 87.3 | 953 | 122.2 | 0.5
2019 | 11 | 21 | 4 | 0 | 0 | 0 | 0 | 5.6 | 85.4 | 952.9 | 76 | 1
2019 | 11 | 21 | 5 | 0 | 0 | 0 | 0 | 5.5 | 85.9 | 952.9 | 114.3 | 1
2019 | 11 | 21 | 6 | 0 | 0 | 0 | 0 | 6 | 83.7 | 952.8 | 29.7 | 1.3
2019 | 11 | 21 | 7 | 0 | 0 | 0 | 0 | 6.4 | 82.8 | 953.1 | 200.7 | 1.1
2019 | 11 | 21 | 8 | 0 | 0 | 25 | 25 | 6.3 | 85.8 | 953.5 | 60.1 | 1
2019 | 11 | 21 | 9 | 0 | 11 | 109 | 113 | 9.6 | 77.4 | 953.8 | 65.8 | 0.9
2019 | 11 | 21 | 10 | 0 | 0 | 126 | 127 | 10.4 | 73.8 | 954 | 114.3 | 0.5
2019 | 11 | 21 | 11 | 0 | 0 | 113 | 114 | 11.4 | 71.2 | 954 | 216.3 | 1.1
2019 | 11 | 21 | 12 | 0 | 0 | 220 | 222 | 12.2 | 67.8 | 953.4 | 198.4 | 1.1
2019 | 11 | 21 | 13 | 0 | 9 | 320 | 328 | 13.7 | 64.6 | 952.7 | 249.9 | 1.9
2019 | 11 | 21 | 14 | 0 | 136 | 243 | 311 | 14.8 | 63.3 | 952 | 233.6 | 2
2019 | 11 | 21 | 15 | 0 | 68 | 183 | 213 | 15.1 | 64.3 | 951.7 | 245.1 | 2.7
2019 | 11 | 21 | 16 | 0 | 11 | 93 | 96 | 14.9 | 67.2 | 951.7 | 248.8 | 2.6
2019 | 11 | 21 | 17 | 0 | 14 | 33 | 35 | 14.4 | 71 | 951.6 | 237.7 | 2.3
2019 | 11 | 21 | 18 | 0 | 0 | 0 | 0 | 13.3 | 77.3 | 951.7 | 254.8 | 2.5
2019 | 11 | 21 | 19 | 0 | 0 | 0 | 0 | 12.6 | 83.1 | 952.1 | 294.2 | 2.9
2019 | 11 | 21 | 20 | 0 | 0 | 0 | 0 | 12.7 | 82.9 | 952.1 | 293.1 | 2.1
2019 | 11 | 21 | 21 | 0 | 0 | 0 | 0 | 12.3 | 84.4 | 952.3 | 281.1 | 2.8
2019 | 11 | 21 | 22 | 0 | 0 | 0 | 0 | 12.1 | 87 | 952.2 | 294.1 | 1.7
2019 | 11 | 21 | 23 | 0 | 0 | 0 | 0 | 12.1 | 87.4 | 951.9 | 312.5 | 1.8
2019 | 11 | 22 | 0 | 0 | 0 | 0 | 0 | 12.1 | 87 | 951.8 | 304.8 | 2.1
2019 | 11 | 22 | 1 | 0 | 0 | 0 | 0 | 10.9 | 89.5 | 951.2 | 311.2 | 2.3
2019 | 11 | 22 | 2 | 0 | 0 | 0 | 0 | 10.5 | 90.2 | 950.9 | 311.1 | 2.4
2019 | 11 | 22 | 3 | 0 | 0 | 0 | 0 | 10.5 | 89.9 | 950.9 | 292.1 | 2.2
2019 | 11 | 22 | 4 | 0 | 0 | 0 | 0 | 10.4 | 90.1 | 950.6 | 282.1 | 1.8
2019 | 11 | 22 | 5 | 0 | 0 | 0 | 0 | 11.1 | 89.2 | 950.3 | 308.9 | 1.9
2019 | 11 | 22 | 6 | 0 | 0 | 0 | 0 | 10.8 | 88.4 | 950.1 | 311.7 | 1
2019 | 11 | 22 | 7 | 0 | 0 | 0 | 0 | 11.3 | 89.6 | 949.7 | 241 | 0.8
2019 | 11 | 22 | 8 | 0 | 0 | 6 | 6 | 11.5 | 90.3 | 950 | 267.7 | 1.3
2019 | 11 | 22 | 9 | 0 | 0 | 23 | 23 | 12.3 | 89.8 | 950.2 | 285.4 | 2.5
2019 | 11 | 22 | 10 | 0 | 2 | 152 | 155 | 12.9 | 89.9 | 949.8 | 297.1 | 3.2
2019 | 11 | 22 | 11 | 0 | 0 | 110 | 111 | 13.3 | 87.3 | 949.3 | 268.8 | 3.4
2019 | 11 | 22 | 12 | 0 | 2 | 197 | 201 | 13.9 | 84.9 | 948.2 | 242.3 | 5.8
2019 | 11 | 22 | 13 | 0 | 2 | 154 | 156 | 14.1 | 82.8 | 946.7 | 231.2 | 6.7
2019 | 11 | 22 | 14 | 0 | 20 | 219 | 231 | 14.1 | 79.6 | 945.5 | 233.7 | 8
2019 | 11 | 22 | 15 | 0 | 1 | 124 | 126 | 14 | 81.5 | 944.4 | 248.4 | 6
2019 | 11 | 22 | 16 | 0 | 2 | 88 | 88 | 14.1 | 82.5 | 943.7 | 251.2 | 6
2019 | 11 | 22 | 17 | 0 | 0 | 19 | 19 | 13.8 | 85.9 | 943.4 | 248.4 | 5
2019 | 11 | 22 | 18 | 0 | 0 | 0 | 0 | 13.5 | 89.1 | 943 | 251.9 | 4.6
2019 | 11 | 22 | 19 | 0 | 0 | 0 | 0 | 13.2 | 90.4 | 942.5 | 279.3 | 3.1
2019 | 11 | 22 | 20 | 0 | 0 | 0 | 0 | 13.3 | 92.7 | 942.4 | 296.1 | 3.4
2019 | 11 | 22 | 21 | 0 | 0 | 0 | 0 | 13.4 | 93.8 | 942.4 | 304.9 | 2.6
2019 | 11 | 22 | 22 | 0 | 0 | 0 | 0 | 13.4 | 93.3 | 941.9 | 275.7 | 2.5
2019 | 11 | 22 | 23 | 0 | 0 | 0 | 0 | 13.8 | 77.1 | 941 | 273.8 | 4
2019 | 11 | 23 | 0 | 0 | 0 | 0 | 0 | 13.5 | 55.2 | 941 | 249.8 | 4.6
2019 | 11 | 23 | 1 | 0 | 0 | 0 | 0 | 14.4 | 44.6 | 940.4 | 250 | 5.7
2019 | 11 | 23 | 2 | 0 | 0 | 0 | 0 | 15.1 | 41.9 | 940.1 | 275.6 | 9
2019 | 11 | 23 | 3 | 0 | 0 | 0 | 0 | 15.2 | 42.9 | 939.7 | 291.5 | 12.4
2019 | 11 | 23 | 4 | 0 | 0 | 0 | 0 | 14.9 | 42.5 | 939.8 | 299.1 | 14.7
2019 | 11 | 23 | 5 | 0 | 0 | 0 | 0 | 14.1 | 45.2 | 940.6 | 304.5 | 13.5
2019 | 11 | 23 | 6 | 0 | 0 | 0 | 0 | 13.2 | 51.9 | 941.5 | 289 | 10.9
2019 | 11 | 23 | 7 | 0 | 0 | 0 | 0 | 12.1 | 58.3 | 942.9 | 277.3 | 7.3
2019 | 11 | 23 | 8 | 0 | 360 | 23 | 66 | 11.7 | 58.3 | 943.9 | 262.5 | 7.2
2019 | 11 | 23 | 9 | 0 | 713 | 48 | 236 | 13.3 | 50.4 | 944.4 | 274.8 | 9.7
2019 | 11 | 23 | 10 | 0 | 843 | 61 | 396 | 14.6 | 39.5 | 944.7 | 286.9 | 10.9
2019 | 11 | 23 | 11 | 0 | 909 | 67 | 514 | 15.2 | 36.3 | 944.4 | 198 | 2.9
2019 | 11 | 23 | 12 | 0 | 930 | 73 | 574 | 15.7 | 33.2 | 944.8 | 296.3 | 0
2019 | 11 | 23 | 13 | 0 | 755 | 100 | 506 | 16.5 | 34.5 | 946.9 | 186.1 | 0.3
2019 | 11 | 23 | 14 | 0 | 0 | 171 | 173 | 19.5 | 54.5 | 957.2 | 151.4 | 2.3
2019 | 11 | 23 | 15 | 0 | 0 | 109 | 110 | 20.9 | 51 | 956.8 | 270.5 | 6.1
2019 | 11 | 23 | 16 | 0 | 278 | 110 | 170 | 21.4 | 48.9 | 956.9 | 273.4 | 7.3
2019 | 11 | 23 | 17 | 0 | 306 | 33 | 64 | 20.9 | 45.3 | 957.1 | 269.2 | 5.5
2019 | 11 | 23 | 18 | 0 | 0 | 0 | 0 | 19.4 | 50 | 957.5 | 247 | 2.6
2019 | 11 | 23 | 19 | 0 | 0 | 0 | 0 | 18.2 | 59.2 | 957.7 | 216.4 | 5.8
2019 | 11 | 23 | 20 | 0 | 0 | 0 | 0 | 18.2 | 55.9 | 957.9 | 200.3 | 6.3
2019 | 11 | 23 | 21 | 0 | 0 | 0 | 0 | 16.2 | 63.8 | 958.5 | 95.6 | 2.3
2019 | 11 | 23 | 22 | 0 | 0 | 0 | 0 | 14.4 | 71.9 | 958.8 | 69.6 | 2.4
2019 | 11 | 23 | 23 | 0 | 0 | 0 | 0 | 13.1 | 76.3 | 959.4 | 85.1 | 2.1
2019 | 11 | 24 | 0 | 0 | 0 | 0 | 0 | 13.5 | 55.2 | 941 | 249.8 | 4.6
2019 | 11 | 24 | 1 | 0 | 0 | 0 | 0 | 14.4 | 44.6 | 940.4 | 250 | 5.7
2019 | 11 | 24 | 2 | 0 | 0 | 0 | 0 | 15.1 | 41.9 | 940.1 | 275.6 | 9
2019 | 11 | 24 | 3 | 0 | 0 | 0 | 0 | 15.2 | 42.9 | 939.7 | 291.5 | 12.4
2019 | 11 | 24 | 4 | 0 | 0 | 0 | 0 | 14.9 | 42.5 | 939.8 | 299.1 | 14.7
2019 | 11 | 24 | 5 | 0 | 0 | 0 | 0 | 14.1 | 45.2 | 940.6 | 304.5 | 13.5
2019 | 11 | 24 | 6 | 0 | 0 | 0 | 0 | 13.2 | 51.9 | 941.5 | 289 | 10.9
2019 | 11 | 24 | 7 | 0 | 0 | 0 | 0 | 12.1 | 58.3 | 942.9 | 277.3 | 7.3
2019 | 11 | 24 | 8 | 0 | 360 | 23 | 66 | 11.7 | 58.3 | 943.9 | 262.5 | 7.2
2019 | 11 | 24 | 9 | 0 | 713 | 48 | 236 | 13.3 | 50.4 | 944.4 | 274.8 | 9.7
2019 | 11 | 24 | 10 | 0 | 843 | 61 | 396 | 14.6 | 39.5 | 944.7 | 286.9 | 10.9
2019 | 11 | 24 | 11 | 0 | 909 | 67 | 514 | 15.2 | 36.3 | 944.4 | 198 | 2.9
2019 | 11 | 24 | 12 | 0 | 930 | 73 | 574 | 15.7 | 33.2 | 944.8 | 296.3 | 0
2019 | 11 | 24 | 13 | 0 | 755 | 100 | 506 | 16.5 | 34.5 | 946.9 | 186.1 | 0.3
2019 | 11 | 24 | 14 | 0 | 0 | 171 | 173 | 19.5 | 54.5 | 957.2 | 151.4 | 2.3
2019 | 11 | 24 | 15 | 0 | 0 | 109 | 110 | 20.9 | 51 | 956.8 | 270.5 | 6.1
2019 | 11 | 24 | 16 | 0 | 278 | 110 | 170 | 21.4 | 48.9 | 956.9 | 273.4 | 7.3
2019 | 11 | 24 | 17 | 0 | 306 | 33 | 64 | 20.9 | 45.3 | 957.1 | 269.2 | 5.5
2019 | 11 | 24 | 18 | 0 | 0 | 0 | 0 | 19.4 | 50 | 957.5 | 247 | 2.6
2019 | 11 | 24 | 19 | 0 | 0 | 0 | 0 | 18.2 | 59.2 | 957.7 | 216.4 | 5.8
2019 | 11 | 24 | 20 | 0 | 0 | 0 | 0 | 18.2 | 55.9 | 957.9 | 200.3 | 6.3
2019 | 11 | 24 | 21 | 0 | 0 | 0 | 0 | 16.2 | 63.8 | 958.5 | 95.6 | 2.3
2019 | 11 | 24 | 22 | 0 | 0 | 0 | 0 | 14.4 | 71.9 | 958.8 | 69.6 | 2.4
2019 | 11 | 24 | 23 | 0 | 0 | 0 | 0 | 13.1 | 76.3 | 959.4 | 85.1 | 2.1
2019 | 11 | 25 | 0 | 0 | 0 | 0 | 0 | 13.1 | 76.3 | 959.4 | 85.1 | 2.1
2019 | 11 | 25 | 1 | 0 | 0 | 0 | 0 | 13.5 | 55.2 | 941 | 249.8 | 4.6
2019 | 11 | 25 | 2 | 0 | 0 | 0 | 0 | 14.4 | 44.6 | 940.4 | 250 | 5.7
2019 | 11 | 25 | 3 | 0 | 0 | 0 | 0 | 15.1 | 41.9 | 940.1 | 275.6 | 9
2019 | 11 | 25 | 4 | 0 | 0 | 0 | 0 | 15.2 | 42.9 | 939.7 | 291.5 | 12.4
2019 | 11 | 25 | 5 | 0 | 0 | 0 | 0 | 14.9 | 42.5 | 939.8 | 299.1 | 14.7
2019 | 11 | 25 | 6 | 0 | 0 | 0 | 0 | 14.1 | 45.2 | 940.6 | 304.5 | 13.5
2019 | 11 | 25 | 7 | 0 | 0 | 0 | 0 | 13.2 | 51.9 | 941.5 | 289 | 10.9
2019 | 11 | 25 | 8 | 0 | 0 | 0 | 0 | 12.1 | 58.3 | 942.9 | 277.3 | 7.3
2019 | 11 | 25 | 9 | 0 | 360 | 23 | 66 | 11.7 | 58.3 | 943.9 | 262.5 | 7.2
2019 | 11 | 25 | 10 | 0 | 713 | 48 | 236 | 13.3 | 50.4 | 944.4 | 274.8 | 9.7
2019 | 11 | 25 | 11 | 0 | 843 | 61 | 396 | 14.6 | 39.5 | 944.7 | 286.9 | 10.9
2019 | 11 | 25 | 12 | 0 | 909 | 67 | 514 | 15.2 | 36.3 | 944.4 | 198 | 2.9
2019 | 11 | 25 | 13 | 0 | 930 | 73 | 574 | 15.7 | 33.2 | 944.8 | 296.3 | 0
2019 | 11 | 25 | 14 | 0 | 0 | 171 | 173 | 19.5 | 54.5 | 957.2 | 151.4 | 2.3
2019 | 11 | 25 | 15 | 0 | 0 | 109 | 110 | 20.9 | 51 | 956.8 | 270.5 | 6.1
2019 | 11 | 25 | 16 | 0 | 278 | 110 | 170 | 21.4 | 48.9 | 956.9 | 273.4 | 7.3
2019 | 11 | 25 | 17 | 0 | 306 | 33 | 64 | 20.9 | 45.3 | 957.1 | 269.2 | 5.5
2019 | 11 | 25 | 18 | 0 | 0 | 0 | 0 | 19.4 | 50 | 957.5 | 247 | 2.6
2019 | 11 | 25 | 19 | 0 | 0 | 0 | 0 | 18.2 | 59.2 | 957.7 | 216.4 | 5.8
2019 | 11 | 25 | 20 | 0 | 0 | 0 | 0 | 18.2 | 55.9 | 957.9 | 200.3 | 6.3
2019 | 11 | 25 | 21 | 0 | 0 | 0 | 0 | 16.2 | 63.8 | 958.5 | 95.6 | 2.3
2019 | 11 | 25 | 22 | 0 | 0 | 0 | 0 | 14.4 | 71.9 | 958.8 | 69.6 | 2.4
2019 | 11 | 25 | 23 | 0 | 0 | 0 | 0 | 13.1 | 76.3 | 959.4 | 85.1 | 2.1
2019 | 11 | 26 | 0 | 0 | 0 | 0 | 0 | 12.1 | 79.7 | 959.3 | 52.1 | 1.8
2019 | 11 | 26 | 1 | 0 | 0 | 0 | 0 | 12.3 | 78 | 958.9 | 93.3 | 1.6
2019 | 11 | 26 | 2 | 0 | 0 | 0 | 0 | 11.1 | 82 | 958.6 | 49.6 | 1.5
2019 | 11 | 26 | 3 | 0 | 0 | 0 | 0 | 10.4 | 83.2 | 958.5 | 119.5 | 1.1
2019 | 11 | 26 | 4 | 0 | 0 | 0 | 0 | 10 | 83.5 | 958.5 | 136.9 | 1.5
2019 | 11 | 26 | 5 | 0 | 0 | 0 | 0 | 9.5 | 86.6 | 958.2 | 35.3 | 2
2019 | 11 | 26 | 6 | 0 | 0 | 0 | 0 | 9.5 | 85.5 | 958.2 | 153.1 | 1
2019 | 11 | 26 | 7 | 0 | 0 | 1 | 1 | 9.5 | 84.4 | 958.1 | 51.9 | 1.5
2019 | 11 | 26 | 8 | 0 | 183 | 33 | 53 | 10.7 | 80.8 | 958.3 | 186.3 | 0.8
2019 | 11 | 26 | 9 | 0 | 522 | 94 | 226 | 14.4 | 70.3 | 958.6 | 111.3 | 0.9
2019 | 11 | 26 | 10 | 0 | 584 | 105 | 334 | 16.9 | 61.7 | 958.9 | 145.8 | 1
2019 | 11 | 26 | 11 | 0 | 884 | 88 | 517 | 19.6 | 47.6 | 958.5 | 206.7 | 3.4
2019 | 11 | 26 | 12 | 0 | 847 | 118 | 568 | 20.6 | 45.9 | 957.7 | 231.8 | 3.8
2019 | 11 | 26 | 13 | 0 | 206 | 248 | 361 | 20.6 | 47.8 | 957 | 236.9 | 3.2
2019 | 11 | 26 | 14 | 0 | 276 | 198 | 330 | 20.5 | 51.7 | 956.3 | 245.3 | 2.5
2019 | 11 | 26 | 15 | 0 | 350 | 202 | 338 | 20.6 | 52.5 | 955.9 | 264.2 | 2.7
2019 | 11 | 26 | 16 | 0 | 41 | 82 | 94 | 18.9 | 61.5 | 955.8 | 236.5 | 2.7
2019 | 11 | 26 | 17 | 0 | 15 | 18 | 19 | 17.2 | 69.9 | 955.8 | 240 | 2.4
2019 | 11 | 26 | 18 | 0 | 0 | 0 | 0 | 15.6 | 74.4 | 956.1 | 231.1 | 2.2
2019 | 11 | 26 | 19 | 0 | 0 | 0 | 0 | 14 | 82.2 | 956.2 | 118.4 | 1.3
2019 | 11 | 26 | 20 | 0 | 0 | 0 | 0 | 12.7 | 85.5 | 956.2 | 181.3 | 1
2019 | 11 | 26 | 21 | 0 | 0 | 0 | 0 | 13.7 | 77.1 | 956 | 213.1 | 2.4
2019 | 11 | 26 | 22 | 0 | 0 | 0 | 0 | 14.6 | 70.5 | 955.8 | 242.2 | 2.7
2019 | 11 | 26 | 23 | 0 | 0 | 0 | 0 | 15 | 63.3 | 955.6 | 270.8 | 3.2
2019 | 11 | 27 | 0 | 0 | 0 | 0 | 0 | 13.2 | 67.9 | 955.5 | 275.5 | 1.4
2019 | 11 | 27 | 1 | 0 | 0 | 0 | 0 | 12.4 | 71.8 | 955 | 96.1 | 1.6
2019 | 11 | 27 | 2 | 0 | 0 | 0 | 0 | 11.8 | 76.2 | 954.7 | 192.6 | 1.2
2019 | 11 | 27 | 3 | 0 | 0 | 0 | 0 | 12.7 | 75 | 954.5 | 160.7 | 1.8
2019 | 11 | 27 | 4 | 0 | 0 | 0 | 0 | 14.4 | 73.5 | 954.2 | 235.7 | 3.2
2019 | 11 | 27 | 5 | 0 | 0 | 0 | 0 | 15.1 | 72.1 | 954 | 173.1 | 2.7
2019 | 11 | 27 | 6 | 0 | 0 | 0 | 0 | 16 | 68.5 | 954.3 | 225.9 | 3.6
2019 | 11 | 27 | 7 | 0 | 0 | 0 | 0 | 16.1 | 63.9 | 954.9 | 203.6 | 4.2
2019 | 11 | 27 | 8 | 0 | 306 | 22 | 57 | 17.3 | 54.9 | 955.5 | 209.6 | 3.7
2019 | 11 | 27 | 9 | 0 | 721 | 61 | 243 | 18.5 | 49 | 956.1 | 227.2 | 4.3
2019 | 11 | 27 | 10 | 0 | 845 | 65 | 390 | 19.8 | 44.8 | 956.6 | 280.6 | 6.3
2019 | 11 | 27 | 11 | 0 | 900 | 61 | 484 | 20.9 | 41.7 | 956.7 | 283.7 | 5.7
2019 | 11 | 27 | 12 | 0 | 925 | 64 | 548 | 21.6 | 39 | 956.3 | 270.7 | 6.3
2019 | 11 | 27 | 13 | 0 | 928 | 58 | 544 | 22.1 | 38.6 | 955.5 | 258.4 | 5.8
2019 | 11 | 27 | 14 | 0 | 897 | 55 | 478 | 22.1 | 41.5 | 954.9 | 249.6 | 5.2
2019 | 11 | 27 | 15 | 0 | 836 | 50 | 362 | 22 | 36.3 | 954.4 | 266.8 | 7
2019 | 11 | 27 | 16 | 0 | 692 | 39 | 203 | 21.2 | 37.1 | 954.4 | 272.7 | 7.3
2019 | 11 | 27 | 17 | 0 | 269 | 16 | 44 | 19.3 | 42 | 955.1 | 306.1 | 5.4
2019 | 11 | 27 | 18 | 0 | 0 | 0 | 0 | 17.8 | 44.7 | 956 | 305.1 | 2.9
2019 | 11 | 27 | 19 | 0 | 0 | 0 | 0 | 16.3 | 49.2 | 956.8 | 266.1 | 1.8
2019 | 11 | 27 | 20 | 0 | 0 | 0 | 0 | 15 | 53 | 957.1 | 256.2 | 3.2
2019 | 11 | 27 | 21 | 0 | 0 | 0 | 0 | 12.7 | 60.9 | 957.7 | 272.6 | 2.6
2019 | 11 | 27 | 22 | 0 | 0 | 0 | 0 | 11.5 | 66.1 | 958.2 | 209 | 1.1
2019 | 11 | 27 | 23 | 0 | 0 | 0 | 0 | 10.2 | 74 | 958.5 | 58.2 | 1.5
2019 | 11 | 28 | 0 | 0 | 0 | 0 | 0 | 10.3 | 72.4 | 958.7 | 43 | 1.9
2019 | 11 | 28 | 1 | 0 | 0 | 0 | 0 | 10.5 | 69.4 | 958.6 | 105.2 | 1.5
2019 | 11 | 28 | 2 | 0 | 0 | 0 | 0 | 10.5 | 67.4 | 958.5 | 38.2 | 2.6
2019 | 11 | 28 | 3 | 0 | 0 | 0 | 0 | 9.8 | 69 | 958.6 | 57.1 | 1.6
2019 | 11 | 28 | 4 | 0 | 0 | 0 | 0 | 10.2 | 66 | 958.6 | 19.2 | 3
2019 | 11 | 28 | 5 | 0 | 0 | 0 | 0 | 8.6 | 72.2 | 958.8 | 71.1 | 1.7
2019 | 11 | 28 | 6 | 0 | 0 | 0 | 0 | 8.9 | 68.5 | 959 | 82.4 | 2.1
2019 | 11 | 28 | 7 | 0 | 0 | 0 | 0 | 7.9 | 72.1 | 959.6 | 75.1 | 1.4
2019 | 11 | 28 | 8 | 0 | 315 | 21 | 57 | 8.4 | 71.2 | 960.3 | 191.8 | 1
2019 | 11 | 28 | 9 | 0 | 703 | 48 | 221 | 11.9 | 62.5 | 961.1 | 93 | 1.3
2019 | 11 | 28 | 10 | 0 | 845 | 58 | 379 | 16.1 | 47.5 | 961.4 | 142 | 1.2
2019 | 11 | 28 | 11 | 0 | 905 | 62 | 492 | 17.6 | 47.6 | 961.6 | 239.5 | 2.2
2019 | 11 | 28 | 12 | 0 | 932 | 64 | 552 | 18.5 | 44.8 | 961.1 | 221.9 | 3.7
2019 | 11 | 28 | 13 | 0 | 932 | 63 | 549 | 19.5 | 42 | 960.1 | 232.7 | 2.5
2019 | 11 | 28 | 14 | 0 | 879 | 72 | 485 | 20.1 | 41.7 | 959.4 | 246.8 | 2.9
2019 | 11 | 28 | 15 | 0 | 725 | 93 | 364 | 19.9 | 43.2 | 959.1 | 239.2 | 3.2
2019 | 11 | 28 | 16 | 0 | 553 | 62 | 197 | 19.3 | 45.3 | 959.2 | 247.1 | 3.1
2019 | 11 | 28 | 17 | 0 | 210 | 28 | 50 | 17.1 | 57.8 | 959.5 | 229.3 | 2.6
2019 | 11 | 28 | 18 | 0 | 0 | 0 | 0 | 13.5 | 80.2 | 959.8 | 215.3 | 1.6
2019 | 11 | 28 | 19 | 0 | 0 | 0 | 0 | 12.1 | 84.4 | 960.1 | 244.6 | 0.7
2019 | 11 | 28 | 20 | 0 | 0 | 0 | 0 | 10.3 | 87.3 | 960.5 | 11.1 | 0.3
2019 | 11 | 28 | 21 | 0 | 0 | 0 | 0 | 9.9 | 83.6 | 960.9 | 53 | 0.8
2019 | 11 | 28 | 22 | 0 | 0 | 0 | 0 | 10.1 | 79.3 | 961.1 | 28.9 | 1.4
2019 | 11 | 28 | 23 | 0 | 0 | 0 | 0 | 9.7 | 77.8 | 961.3 | 28.2 | 1.7
2019 | 11 | 29 | 0 | 0 | 0 | 0 | 0 | 9.8 | 77.3 | 961.5 | 25.6 | 2
2019 | 11 | 29 | 1 | 0 | 0 | 0 | 0 | 8.7 | 79.5 | 961.5 | 22.8 | 1.6
2019 | 11 | 29 | 2 | 0 | 0 | 0 | 0 | 8.3 | 79.9 | 961.4 | 18 | 1.7
2019 | 11 | 29 | 3 | 0 | 0 | 0 | 0 | 8 | 80.5 | 961.5 | 50.7 | 1.3
2019 | 11 | 29 | 4 | 0 | 0 | 0 | 0 | 8.3 | 78.3 | 961.3 | 67.5 | 1.5
2019 | 11 | 29 | 5 | 0 | 0 | 0 | 0 | 8.3 | 75.6 | 961.3 | 20.2 | 1.8
2019 | 11 | 29 | 6 | 0 | 0 | 0 | 0 | 7.9 | 75.9 | 961.4 | 40.8 | 1.9
2019 | 11 | 29 | 7 | 0 | 0 | 0 | 0 | 7.7 | 76.6 | 961.9 | 58.6 | 1.5
2019 | 11 | 29 | 8 | 0 | 336 | 19 | 55 | 8.8 | 73.7 | 962.3 | 24.7 | 1.9
2019 | 11 | 29 | 9 | 0 | 726 | 40 | 218 | 13.1 | 60.8 | 963 | 39.3 | 1.5
2019 | 11 | 29 | 10 | 0 | 857 | 49 | 373 | 17 | 49.4 | 963.4 | 108.2 | 0.3
2019 | 11 | 29 | 11 | 0 | 914 | 55 | 487 | 18.4 | 45.7 | 963.6 | 107.1 | 1.3
2019 | 11 | 29 | 12 | 0 | 929 | 58 | 542 | 19.2 | 44.5 | 963.3 | 139.8 | 1.3
2019 | 11 | 29 | 13 | 0 | 916 | 60 | 535 | 20 | 45.6 | 962.8 | 157.9 | 1.2
2019 | 11 | 29 | 14 | 0 | 876 | 60 | 469 | 20.7 | 46.6 | 962.3 | 164.1 | 1.5
2019 | 11 | 29 | 15 | 0 | 801 | 55 | 351 | 20.7 | 49.7 | 962 | 221 | 2.2
2019 | 11 | 29 | 16 | 0 | 647 | 44 | 196 | 20.2 | 54 | 962.2 | 230.7 | 2.2
2019 | 11 | 29 | 17 | 0 | 237 | 18 | 43 | 17.6 | 62.8 | 962.8 | 242.2 | 1.9
2019 | 11 | 29 | 18 | 0 | 0 | 0 | 0 | 14.6 | 76 | 963.4 | 202.5 | 0.7
2019 | 11 | 29 | 19 | 0 | 0 | 0 | 0 | 13.5 | 76.6 | 963.8 | 79.5 | 1.4
2019 | 11 | 29 | 20 | 0 | 0 | 0 | 0 | 13.5 | 72.4 | 964.1 | 45.6 | 1.8
2019 | 11 | 29 | 21 | 0 | 0 | 0 | 0 | 12.9 | 73.9 | 964.2 | 30.1 | 2.1
2019 | 11 | 29 | 22 | 0 | 0 | 0 | 0 | 12.3 | 75.1 | 964.2 | 47.8 | 1.9
2019 | 11 | 29 | 23 | 0 | 0 | 0 | 0 | 13 | 73.3 | 964.2 | 37.1 | 2.6
2019 | 11 | 30 | 0 | 0 | 0 | 0 | 0 | 13.5 | 71.1 | 964.1 | 15.5 | 2.3
2019 | 11 | 30 | 1 | 0 | 0 | 0 | 0 | 11.9 | 77 | 963.9 | 13.9 | 1.1
2019 | 11 | 30 | 2 | 0 | 0 | 0 | 0 | 11.4 | 79.2 | 963.8 | 8.8 | 0.8
2019 | 11 | 30 | 3 | 0 | 0 | 0 | 0 | 11.8 | 77.2 | 963.7 | 15.1 | 1.6
2019 | 11 | 30 | 4 | 0 | 0 | 0 | 0 | 13.5 | 69.7 | 963.5 | 24.7 | 2.7
2019 | 11 | 30 | 5 | 0 | 0 | 0 | 0 | 11.8 | 75.7 | 963.4 | 57.1 | 1.6
2019 | 11 | 30 | 6 | 0 | 0 | 0 | 0 | 11 | 78 | 963.4 | 158.2 | 1.6
2019 | 11 | 30 | 7 | 0 | 0 | 0 | 0 | 10.7 | 77.3 | 963.7 | 38.6 | 1.4
2019 | 11 | 30 | 8 | 0 | 219 | 20 | 43 | 11.1 | 75.8 | 963.9 | 23.4 | 1.4
2019 | 11 | 30 | 9 | 0 | 683 | 45 | 212 | 15.2 | 62.1 | 964.3 | 39.5 | 0.9
2019 | 11 | 30 | 10 | 0 | 826 | 53 | 364 | 16.9 | 59.9 | 964.7 | 98.3 | 2.1
2019 | 11 | 30 | 11 | 0 | 887 | 57 | 475 | 18.4 | 55.3 | 964.4 | 164.9 | 1.8
2019 | 11 | 30 | 12 | 0 | 916 | 58 | 534 | 19.4 | 50.1 | 963.5 | 226.2 | 1.8
2019 | 11 | 30 | 13 | 0 | 916 | 58 | 532 | 19.7 | 47.3 | 962.5 | 241.9 | 2.5
2019 | 11 | 30 | 14 | 0 | 887 | 57 | 469 | 20.3 | 47.9 | 961.4 | 236.7 | 3.1
2019 | 11 | 30 | 15 | 0 | 819 | 51 | 353 | 19.9 | 49.7 | 960.7 | 248.5 | 3.7
2019 | 11 | 30 | 16 | 0 | 657 | 42 | 195 | 19.1 | 56.6 | 960.2 | 248.8 | 4
2019 | 11 | 30 | 17 | 0 | 229 | 17 | 41 | 16.2 | 72.6 | 960.1 | 248.3 | 3.7
2019 | 11 | 30 | 18 | 0 | 0 | 0 | 0 | 13.7 | 81.1 | 960 | 251.2 | 2.3
2019 | 11 | 30 | 19 | 0 | 0 | 0 | 0 | 12 | 87.8 | 959.7 | 249.3 | 1
2019 | 11 | 30 | 20 | 0 | 0 | 0 | 0 | 10.7 | 91.6 | 959.6 | 273.8 | 0.9
2019 | 11 | 30 | 21 | 0 | 0 | 0 | 0 | 11.2 | 93.6 | 959.4 | 253.3 | 0.9
2019 | 11 | 30 | 22 | 0 | 0 | 0 | 0 | 9.8 | 94.9 | 959.1 | 177.3 | 0.6
2019 | 11 | 30 | 23 | 0 | 0 | 0 | 0 | 9.1 | 92.8 | 958.6 | 38.2 | 1.3
2019 | 12 | 1 | 0 | 0 | 0 | 0 | 0 | 9.8 | 82.7 | 957.9 | 30.7 | 1
2019 | 12 | 1 | 1 | 0 | 0 | 0 | 0 | 9.7 | 81.2 | 957.4 | 204.2 | 0.8
2019 | 12 | 1 | 2 | 0 | 0 | 0 | 0 | 10 | 75.3 | 956.9 | 26.1 | 2.3
2019 | 12 | 1 | 3 | 0 | 0 | 0 | 0 | 9.4 | 75 | 956.5 | 33.4 | 1.4
2019 | 12 | 1 | 4 | 0 | 0 | 0 | 0 | 8.9 | 77 | 955.9 | 44.6 | 1.6
2019 | 12 | 1 | 5 | 0 | 0 | 0 | 0 | 9.1 | 78 | 955.7 | 70 | 1.4
2019 | 12 | 1 | 6 | 0 | 0 | 0 | 0 | 8.8 | 78.5 | 955.6 | 56.1 | 1.9
2019 | 12 | 1 | 7 | 0 | 0 | 0 | 0 | 8.6 | 78.3 | 955.8 | 37.3 | 2
2019 | 12 | 1 | 8 | 0 | 252 | 33 | 58 | 10.8 | 70.6 | 955.7 | 92.7 | 1.6
2019 | 12 | 1 | 9 | 0 | 248 | 41 | 112 | 10.3 | 75.3 | 955.9 | 92.2 | 0.6
2019 | 12 | 1 | 10 | 0 | 818 | 73 | 380 | 16.1 | 56.5 | 955.9 | 109.7 | 0.9
2019 | 12 | 1 | 11 | 0 | 887 | 60 | 477 | 18 | 50.6 | 955.5 | 233.5 | 2.2
2019 | 12 | 1 | 12 | 0 | 915 | 62 | 536 | 18.7 | 46.2 | 954.5 | 223.7 | 3.6
2019 | 12 | 1 | 13 | 0 | 804 | 104 | 522 | 19.3 | 43.9 | 953.5 | 242.7 | 3.1
2019 | 12 | 1 | 14 | 0 | 784 | 93 | 459 | 19.4 | 42 | 952.7 | 247.1 | 3
2019 | 12 | 1 | 15 | 0 | 521 | 126 | 316 | 19 | 42.4 | 952.4 | 252.1 | 3.4
2019 | 12 | 1 | 16 | 0 | 610 | 54 | 195 | 18.1 | 45.5 | 952.3 | 265.3 | 3.3
2019 | 12 | 1 | 17 | 0 | 215 | 18 | 40 | 15.9 | 52.8 | 952.3 | 289.1 | 2.8
2019 | 12 | 1 | 18 | 0 | 0 | 0 | 0 | 13.4 | 60.3 | 952.3 | 306.1 | 1.5
2019 | 12 | 1 | 19 | 0 | 0 | 0 | 0 | 11.9 | 67 | 952.6 | 204.5 | 1.2
2019 | 12 | 1 | 20 | 0 | 0 | 0 | 0 | 11 | 72 | 952.9 | 261.3 | 0.5
2019 | 12 | 1 | 21 | 0 | 0 | 0 | 0 | 10.1 | 74.5 | 953 | 49.2 | 0.7
2019 | 12 | 1 | 22 | 0 | 0 | 0 | 0 | 10.6 | 73.3 | 953 | 24.2 | 1.1
2019 | 12 | 1 | 23 | 0 | 0 | 0 | 0 | 9.9 | 76.5 | 952.8 | 135.8 | 0.9
2019 | 12 | 2 | 0 | 0 | 0 | 0 | 0 | 9.7 | 79.7 | 952.8 | 97.9 | 1.5
2019 | 12 | 2 | 1 | 0 | 0 | 0 | 0 | 10.7 | 76.3 | 952.5 | 37.5 | 1.2
2019 | 12 | 2 | 2 | 0 | 0 | 0 | 0 | 10.1 | 77.9 | 952.3 | 49.3 | 0.7
2019 | 12 | 2 | 3 | 0 | 0 | 0 | 0 | 9.4 | 81.4 | 952.1 | 73.3 | 0.7
2019 | 12 | 2 | 4 | 0 | 0 | 0 | 0 | 8.8 | 83.9 | 951.9 | 84.4 | 1.3
2019 | 12 | 2 | 5 | 0 | 0 | 0 | 0 | 8.3 | 85.1 | 952 | 26.5 | 1.7
2019 | 12 | 2 | 6 | 0 | 0 | 0 | 0 | 8.3 | 83.7 | 952 | 72.6 | 1.5
2019 | 12 | 2 | 7 | 0 | 0 | 0 | 0 | 8.3 | 85.1 | 952.5 | 59.4 | 1.9
2019 | 12 | 2 | 8 | 0 | 0 | 21 | 21 | 8.5 | 84 | 953 | 51.7 | 1.8
2019 | 12 | 2 | 9 | 0 | 0 | 66 | 67 | 9.1 | 86.7 | 953.4 | 105.5 | 2.1
2019 | 12 | 2 | 10 | 0 | 5 | 115 | 118 | 10.7 | 89.4 | 954.1 | 94.5 | 3.3
2019 | 12 | 2 | 11 | 0 | 50 | 262 | 291 | 12.5 | 85.5 | 954.2 | 103.9 | 4
2019 | 12 | 2 | 12 | 0 | 5 | 222 | 226 | 13.3 | 77.2 | 954 | 108.2 | 4.6
2019 | 12 | 2 | 13 | 0 | 1 | 158 | 160 | 13.1 | 74.9 | 953.7 | 98.7 | 5.3
2019 | 12 | 2 | 14 | 0 | 1 | 155 | 157 | 12.9 | 76.3 | 953.4 | 90.4 | 4.6
2019 | 12 | 2 | 15 | 0 | 0 | 155 | 156 | 13 | 71.1 | 953.4 | 85 | 4.7
2019 | 12 | 2 | 16 | 0 | 13 | 104 | 109 | 13.1 | 69.6 | 953.5 | 82.8 | 5.3
2019 | 12 | 2 | 17 | 0 | 0 | 9 | 9 | 12.1 | 76 | 953.8 | 77.4 | 3.7
2019 | 12 | 2 | 18 | 0 | 0 | 0 | 0 | 11.8 | 78.3 | 954.1 | 66.2 | 3.4
2019 | 12 | 2 | 19 | 0 | 0 | 0 | 0 | 10.5 | 89.7 | 954.6 | 96.8 | 2.9
2019 | 12 | 2 | 20 | 0 | 0 | 0 | 0 | 10.6 | 92.9 | 955.1 | 83.4 | 2.9
2019 | 12 | 2 | 21 | 0 | 0 | 0 | 0 | 11 | 92.2 | 955.3 | 67.7 | 3.2
2019 | 12 | 2 | 22 | 0 | 0 | 0 | 0 | 11.1 | 88.8 | 955.3 | 63.5 | 3
2019 | 12 | 2 | 23 | 0 | 0 | 0 | 0 | 10.8 | 91.7 | 955.2 | 111.8 | 2.6
2019 | 12 | 3 | 0 | 0 | 0 | 0 | 0 | 11 | 92.2 | 954.9 | 89.1 | 2.6
2019 | 12 | 3 | 1 | 0 | 0 | 0 | 0 | 11 | 91.1 | 954.6 | 83.2 | 2.3
2019 | 12 | 3 | 2 | 0 | 0 | 0 | 0 | 11.7 | 84.7 | 954.1 | 56.6 | 4.7
2019 | 12 | 3 | 3 | 0 | 0 | 0 | 0 | 11.2 | 86.6 | 953.8 | 55.9 | 4.7
2019 | 12 | 3 | 4 | 0 | 0 | 0 | 0 | 10.5 | 86.2 | 953.7 | 54.5 | 5.2
2019 | 12 | 3 | 5 | 0 | 0 | 0 | 0 | 10.1 | 88.4 | 953.2 | 84.9 | 3.4
2019 | 12 | 3 | 6 | 0 | 0 | 0 | 0 | 10.7 | 81.6 | 953 | 59.8 | 4.8
2019 | 12 | 3 | 7 | 0 | 0 | 0 | 0 | 9.6 | 85.9 | 952.9 | 71.1 | 3.3
2019 | 12 | 3 | 8 | 0 | 0 | 4 | 4 | 10.7 | 80.1 | 952.9 | 36.1 | 5.5
2019 | 12 | 3 | 9 | 0 | 0 | 30 | 30 | 11 | 79.8 | 953.1 | 39 | 8
2019 | 12 | 3 | 10 | 0 | 0 | 20 | 20 | 10.7 | 82.9 | 953.4 | 42.3 | 7.1
2019 | 12 | 3 | 11 | 0 | 0 | 7 | 8 | 10.6 | 83.5 | 953.2 | 47.6 | 7.5
2019 | 12 | 3 | 12 | 0 | 0 | 64 | 65 | 10.9 | 81.3 | 952.5 | 42.3 | 8.7
2019 | 12 | 3 | 13 | 0 | 0 | 99 | 100 | 10.5 | 83 | 952.3 | 39.1 | 7.7
2019 | 12 | 3 | 14 | 0 | 1 | 143 | 145 | 10.7 | 81.4 | 951.9 | 46.4 | 8.7
2019 | 12 | 3 | 15 | 0 | 0 | 50 | 50 | 10.5 | 80.6 | 951.4 | 50.2 | 7.9
2019 | 12 | 3 | 16 | 0 | 0 | 31 | 31 | 10.3 | 81.9 | 951.4 | 63.8 | 5.5
2019 | 12 | 3 | 17 | 0 | 0 | 4 | 4 | 10.1 | 83.2 | 951.4 | 79.9 | 3.3
2019 | 12 | 3 | 18 | 0 | 0 | 0 | 0 | 9.5 | 88.8 | 951.6 | 105.2 | 3
2019 | 12 | 3 | 19 | 0 | 0 | 0 | 0 | 9.7 | 87.4 | 951.9 | 101.6 | 2.6
2019 | 12 | 3 | 20 | 0 | 0 | 0 | 0 | 10.7 | 76.8 | 952.4 | 70.3 | 2.9
2019 | 12 | 3 | 21 | 0 | 0 | 0 | 0 | 10.3 | 77.4 | 952.5 | 103.7 | 2
2019 | 12 | 3 | 22 | 0 | 0 | 0 | 0 | 9.2 | 89.5 | 952.6 | 269.7 | 2.3
2019 | 12 | 3 | 23 | 0 | 0 | 0 | 0 | 8.8 | 92.5 | 952.5 | 265.1 | 1.6
2019 | 12 | 4 | 0 | 0 | 0 | 0 | 0 | 9 | 90.1 | 952.2 | 236.2 | 1.7
2019 | 12 | 4 | 1 | 0 | 0 | 0 | 0 | 8.7 | 91.6 | 951.6 | 208.9 | 0.9
2019 | 12 | 4 | 2 | 0 | 0 | 0 | 0 | 8.3 | 90.8 | 951.1 | 160.4 | 1.4
2019 | 12 | 4 | 3 | 0 | 0 | 0 | 0 | 7.8 | 90 | 950.6 | 133.7 | 0.7
2019 | 12 | 4 | 4 | 0 | 0 | 0 | 0 | 7.9 | 89.4 | 949.9 | 104 | 1.2
2019 | 12 | 4 | 5 | 0 | 0 | 0 | 0 | 7.5 | 89.1 | 948.8 | 73.6 | 1.2
2019 | 12 | 4 | 6 | 0 | 0 | 0 | 0 | 7.4 | 87.1 | 948.7 | 73.5 | 1.5
2019 | 12 | 4 | 7 | 0 | 0 | 0 | 0 | 7.1 | 88 | 948.9 | 209.5 | 1
2019 | 12 | 4 | 8 | 0 | 0 | 21 | 21 | 7.9 | 84.8 | 949.4 | 53.4 | 1
2019 | 12 | 4 | 9 | 0 | 484 | 70 | 191 | 10.6 | 78.4 | 949.7 | 147.1 | 0.6
2019 | 12 | 4 | 10 | 0 | 770 | 83 | 364 | 14.1 | 64 | 949.6 | 194.2 | 1
2019 | 12 | 4 | 11 | 0 | 641 | 134 | 428 | 15.4 | 57 | 949.3 | 274.6 | 4.3
2019 | 12 | 4 | 12 | 0 | 309 | 175 | 334 | 15.5 | 55.6 | 948.7 | 265.1 | 6.1
2019 | 12 | 4 | 13 | 0 | 839 | 145 | 573 | 16.9 | 50.8 | 948.1 | 260.6 | 7
2019 | 12 | 4 | 14 | 0 | 813 | 114 | 487 | 16.9 | 50.5 | 947.6 | 278.9 | 7.5
2019 | 12 | 4 | 15 | 0 | 557 | 79 | 288 | 16.3 | 51.1 | 948 | 275.6 | 6.5
2019 | 12 | 4 | 16 | 0 | 145 | 71 | 112 | 14.5 | 66.4 | 948.9 | 112.4 | 3.8
2019 | 12 | 4 | 17 | 0 | 6 | 14 | 15 | 12.8 | 77.9 | 949.5 | 74 | 3
2019 | 12 | 4 | 18 | 0 | 0 | 0 | 0 | 12 | 79.3 | 950 | 53.9 | 3.9
2019 | 12 | 4 | 19 | 0 | 0 | 0 | 0 | 11.6 | 84.6 | 950.9 | 54.5 | 4.1
2019 | 12 | 4 | 20 | 0 | 0 | 0 | 0 | 10.9 | 87.2 | 951.5 | 69.9 | 1.7
2019 | 12 | 4 | 21 | 0 | 0 | 0 | 0 | 9.7 | 87.5 | 951.9 | 47.4 | 1.3
2019 | 12 | 4 | 22 | 0 | 0 | 0 | 0 | 9 | 88.1 | 952.3 | 52.6 | 2.2
2019 | 12 | 4 | 23 | 0 | 0 | 0 | 0 | 8.4 | 90.4 | 952.8 | 27.7 | 1.8
2019 | 12 | 5 | 0 | 0 | 0 | 0 | 0 | 8.5 | 89.2 | 952.8 | 12.8 | 2.1
2019 | 12 | 5 | 1 | 0 | 0 | 0 | 0 | 8.2 | 89.8 | 953.1 | 51.5 | 1.8
2019 | 12 | 5 | 2 | 0 | 0 | 0 | 0 | 7.1 | 93.1 | 953.3 | 95.1 | 1.2
2019 | 12 | 5 | 3 | 0 | 0 | 0 | 0 | 7.2 | 92.6 | 953.6 | 50.5 | 2.2
2019 | 12 | 5 | 4 | 0 | 0 | 0 | 0 | 7.9 | 87.9 | 953.8 | 18.9 | 2.3
2019 | 12 | 5 | 5 | 0 | 0 | 0 | 0 | 6.4 | 90.1 | 954 | 75.3 | 1.5
2019 | 12 | 5 | 6 | 0 | 0 | 0 | 0 | 6.8 | 88 | 954.4 | 27.6 | 1.4
2019 | 12 | 5 | 7 | 0 | 0 | 0 | 0 | 7.1 | 85 | 955.2 | 34.5 | 2
2019 | 12 | 5 | 8 | 0 | 0 | 13 | 13 | 7 | 87.1 | 956.1 | 45.7 | 2.1
2019 | 12 | 5 | 9 | 0 | 538 | 56 | 185 | 9.6 | 81.9 | 956.9 | 52.7 | 1.7
2019 | 12 | 5 | 10 | 0 | 616 | 96 | 319 | 11.1 | 78.8 | 957.9 | 104.2 | 2.6
2019 | 12 | 5 | 11 | 0 | 459 | 187 | 398 | 12.6 | 76.1 | 958.5 | 99.7 | 3.7
2019 | 12 | 5 | 12 | 0 | 25 | 235 | 250 | 12.3 | 77.9 | 958.4 | 97.9 | 3.9
2019 | 12 | 5 | 13 | 0 | 6 | 249 | 254 | 13 | 72.2 | 958 | 92.9 | 4.2
2019 | 12 | 5 | 14 | 0 | 103 | 243 | 295 | 13.3 | 72.9 | 957.8 | 96 | 5.1
2019 | 12 | 5 | 15 | 0 | 211 | 188 | 266 | 13.6 | 69.8 | 957.7 | 87.1 | 4.7
2019 | 12 | 5 | 16 | 0 | 215 | 100 | 147 | 13.1 | 72.6 | 958.2 | 93.3 | 5
2019 | 12 | 5 | 17 | 0 | 58 | 25 | 33 | 11.9 | 82.8 | 958.8 | 93.6 | 3.9
2019 | 12 | 5 | 18 | 0 | 0 | 0 | 0 | 10.8 | 86.7 | 959.4 | 97.7 | 3.3
2019 | 12 | 5 | 19 | 0 | 0 | 0 | 0 | 10.1 | 89.2 | 960.3 | 95 | 3.3
2019 | 12 | 5 | 20 | 0 | 0 | 0 | 0 | 9.8 | 90.5 | 961 | 90.7 | 2.6
2019 | 12 | 5 | 21 | 0 | 0 | 0 | 0 | 9.4 | 92.1 | 961.4 | 90.5 | 2.5
2019 | 12 | 5 | 22 | 0 | 0 | 0 | 0 | 9.5 | 91.5 | 961.7 | 85.5 | 2.7
2019 | 12 | 5 | 23 | 0 | 0 | 0 | 0 | 9.5 | 87.9 | 961.8 | 87.5 | 2.3
2019 | 12 | 6 | 0 | 0 | 0 | 0 | 0 | 10.9 | 82.3 | 961.8 | 67.8 | 3.6
2019 | 12 | 6 | 1 | 0 | 0 | 0 | 0 | 10.7 | 82.2 | 961.5 | 64.2 | 3.2
2019 | 12 | 6 | 2 | 0 | 0 | 0 | 0 | 10.7 | 79.8 | 961.4 | 74.8 | 2.6
2019 | 12 | 6 | 3 | 0 | 0 | 0 | 0 | 9.9 | 83.2 | 961.7 | 85.6 | 1.8
2019 | 12 | 6 | 4 | 0 | 0 | 0 | 0 | 9.7 | 85.9 | 961.7 | 112.1 | 2.4
2019 | 12 | 6 | 5 | 0 | 0 | 0 | 0 | 9.4 | 87.4 | 961.7 | 111.9 | 2.3
2019 | 12 | 6 | 6 | 0 | 0 | 0 | 0 | 10 | 84.1 | 961.9 | 81.9 | 2.8
2019 | 12 | 6 | 7 | 0 | 0 | 0 | 0 | 11.8 | 76.7 | 962.4 | 50.7 | 4.3
2019 | 12 | 6 | 8 | 0 | 0 | 13 | 13 | 11.8 | 77.5 | 962.9 | 49.2 | 4.8
2019 | 12 | 6 | 9 | 0 | 3 | 88 | 89 | 12.2 | 77.1 | 963.4 | 43.7 | 5
2019 | 12 | 6 | 10 | 0 | 199 | 189 | 265 | 13.1 | 75 | 964.1 | 36.3 | 4.9
2019 | 12 | 6 | 11 | 0 | 160 | 245 | 321 | 13.8 | 73.4 | 964.3 | 38.2 | 4.5
2019 | 12 | 6 | 12 | 0 | 281 | 202 | 345 | 14.4 | 70.4 | 963.8 | 64.2 | 4.8
2019 | 12 | 6 | 13 | 0 | 600 | 207 | 514 | 15.2 | 66 | 962.8 | 62.6 | 4.9
2019 | 12 | 6 | 14 | 0 | 628 | 143 | 432 | 15.4 | 65.1 | 962.2 | 78.6 | 5.3
2019 | 12 | 6 | 15 | 0 | 656 | 99 | 337 | 15.5 | 63.2 | 961.9 | 81.1 | 5
2019 | 12 | 6 | 16 | 0 | 487 | 67 | 180 | 14.6 | 68.7 | 962 | 101.5 | 6
2019 | 12 | 6 | 17 | 0 | 90 | 23 | 33 | 12.9 | 78.4 | 962.6 | 94.8 | 5.3
2019 | 12 | 6 | 18 | 0 | 0 | 0 | 0 | 11.1 | 89.6 | 963.3 | 87.2 | 3.6
2019 | 12 | 6 | 19 | 0 | 0 | 0 | 0 | 10.4 | 92.5 | 963.9 | 89.5 | 3.4
2019 | 12 | 6 | 20 | 0 | 0 | 0 | 0 | 9.9 | 92.2 | 964.4 | 95.3 | 3.4
2019 | 12 | 6 | 21 | 0 | 0 | 0 | 0 | 9.3 | 91.5 | 964.4 | 103.9 | 3.2
2019 | 12 | 6 | 22 | 0 | 0 | 0 | 0 | 8.7 | 91.7 | 964.5 | 104.7 | 3.2
2019 | 12 | 6 | 23 | 0 | 0 | 0 | 0 | 8.5 | 91.3 | 964.8 | 110 | 3.2
2019 | 12 | 7 | 0 | 0 | 0 | 0 | 0 | 8.6 | 90.2 | 964.8 | 104.5 | 1.1
2019 | 12 | 7 | 1 | 0 | 0 | 0 | 0 | 8.4 | 89.3 | 964.6 | 34 | 1
2019 | 12 | 7 | 2 | 0 | 0 | 0 | 0 | 9.1 | 87.5 | 964.5 | 41.5 | 1.5
2019 | 12 | 7 | 3 | 0 | 0 | 0 | 0 | 9.2 | 85.6 | 964.2 | 47.1 | 1.7
2019 | 12 | 7 | 4 | 0 | 0 | 0 | 0 | 9.3 | 85.1 | 964 | 24.4 | 1.3
2019 | 12 | 7 | 5 | 0 | 0 | 0 | 0 | 9.5 | 84.3 | 963.7 | 70.5 | 1.2
2019 | 12 | 7 | 6 | 0 | 0 | 0 | 0 | 9.1 | 85.7 | 963.8 | 49.4 | 1.5
2019 | 12 | 7 | 7 | 0 | 0 | 0 | 0 | 9 | 83.8 | 964.3 | 21.8 | 2.3
2019 | 12 | 7 | 8 | 0 | 2 | 16 | 16 | 8.3 | 84.6 | 964.7 | 24.2 | 2.1
2019 | 12 | 7 | 9 | 0 | 0 | 69 | 69 | 9.2 | 81.8 | 965.1 | 14.7 | 2
2019 | 12 | 7 | 10 | 0 | 1 | 143 | 145 | 10.6 | 79 | 965.6 | 23.1 | 1.4
2019 | 12 | 7 | 11 | 0 | 12 | 237 | 246 | 12.4 | 74.7 | 965.9 | 80.7 | 1.9
2019 | 12 | 7 | 12 | 0 | 523 | 174 | 444 | 14 | 68.4 | 965.4 | 114 | 2.2
2019 | 12 | 7 | 13 | 0 | 786 | 109 | 507 | 15.4 | 64.2 | 964.5 | 117.4 | 2.6
2019 | 12 | 7 | 14 | 0 | 628 | 188 | 480 | 16.4 | 58 | 964 | 116.3 | 2.3
2019 | 12 | 7 | 15 | 0 | 113 | 160 | 199 | 16.1 | 58.9 | 964.1 | 114.8 | 2
2019 | 12 | 7 | 16 | 0 | 6 | 81 | 83 | 15.1 | 65.7 | 964.4 | 92.6 | 2.1
2019 | 12 | 7 | 17 | 0 | 15 | 22 | 23 | 13.7 | 73.6 | 964.8 | 100.9 | 2.4
2019 | 12 | 7 | 18 | 0 | 0 | 0 | 0 | 12.5 | 79.6 | 965.3 | 152.6 | 1.6
2019 | 12 | 7 | 19 | 0 | 0 | 0 | 0 | 10.7 | 86.1 | 966 | 66.9 | 0.7
2019 | 12 | 7 | 20 | 0 | 0 | 0 | 0 | 9.8 | 88.9 | 966.5 | 28.5 | 1.1
2019 | 12 | 7 | 21 | 0 | 0 | 0 | 0 | 8.9 | 89.8 | 966.8 | 61 | 0.9
2019 | 12 | 7 | 22 | 0 | 0 | 0 | 0 | 8.4 | 90.1 | 967.1 | 87 | 0.5
2019 | 12 | 7 | 23 | 0 | 0 | 0 | 0 | 7.5 | 91.5 | 967.3 | 153.2 | 0.6
2019 | 12 | 8 | 0 | 0 | 0 | 0 | 0 | 7.5 | 92.4 | 967.2 | 215.7 | 0.7
2019 | 12 | 8 | 1 | 0 | 0 | 0 | 0 | 6.7 | 92.8 | 967 | 107.5 | 0.9
2019 | 12 | 8 | 2 | 0 | 0 | 0 | 0 | 7.4 | 90.2 | 966.8 | 112.3 | 1.2
2019 | 12 | 8 | 3 | 0 | 0 | 0 | 0 | 6.7 | 90.8 | 966.7 | 50.6 | 1
2019 | 12 | 8 | 4 | 0 | 0 | 0 | 0 | 7 | 88.3 | 966.4 | 29.1 | 1.3
2019 | 12 | 8 | 5 | 0 | 0 | 0 | 0 | 7.4 | 84.4 | 966.3 | 17.8 | 1.8
2019 | 12 | 8 | 6 | 0 | 0 | 0 | 0 | 7.4 | 81.3 | 966.3 | 18.8 | 1.6
2019 | 12 | 8 | 7 | 0 | 0 | 0 | 0 | 7.4 | 79 | 966.6 | 14.3 | 2.1
2019 | 12 | 8 | 8 | 0 | 149 | 19 | 34 | 7.5 | 78 | 967 | 15 | 1.6
2019 | 12 | 8 | 9 | 0 | 569 | 54 | 182 | 10.4 | 72.1 | 967.2 | 28.5 | 1.1
2019 | 12 | 8 | 10 | 0 | 756 | 69 | 339 | 13.9 | 57.2 | 967.7 | 188.3 | 0.5
2019 | 12 | 8 | 11 | 0 | 836 | 76 | 454 | 15.7 | 53 | 967.7 | 189.2 | 0.7
2019 | 12 | 8 | 12 | 0 | 871 | 77 | 515 | 16 | 52.7 | 967.2 | 243 | 1.7
2019 | 12 | 8 | 13 | 0 | 872 | 76 | 516 | 16.7 | 53 | 966.2 | 236.2 | 2.6
2019 | 12 | 8 | 14 | 0 | 842 | 73 | 456 | 17.3 | 56.5 | 965.6 | 243.4 | 2.6
2019 | 12 | 8 | 15 | 0 | 774 | 63 | 342 | 17.6 | 55.4 | 965.2 | 254.7 | 2.6
2019 | 12 | 8 | 16 | 0 | 627 | 47 | 190 | 17.1 | 53.9 | 965.3 | 269.2 | 3.1
2019 | 12 | 8 | 17 | 0 | 218 | 17 | 39 | 15.1 | 65.9 | 965.6 | 249.3 | 2
2019 | 12 | 8 | 18 | 0 | 0 | 0 | 0 | 11.9 | 86.1 | 966.1 | 236.4 | 2.7
2019 | 12 | 8 | 19 | 0 | 0 | 0 | 0 | 10.9 | 91.3 | 966.4 | 263.9 | 0.6
2019 | 12 | 8 | 20 | 0 | 0 | 0 | 0 | 10.4 | 92 | 966.7 | 122.5 | 0.8
2019 | 12 | 8 | 21 | 0 | 0 | 0 | 0 | 10.3 | 85.4 | 966.7 | 75.6 | 1.4
2019 | 12 | 8 | 22 | 0 | 0 | 0 | 0 | 10.1 | 83.6 | 966.8 | 47.6 | 1.8
2019 | 12 | 8 | 23 | 0 | 0 | 0 | 0 | 11.1 | 73.1 | 966.7 | 26.1 | 2.5
2019 | 12 | 9 | 0 | 0 | 0 | 0 | 0 | 11.6 | 71 | 967 | 50.5 | 1.5
2019 | 12 | 9 | 1 | 0 | 0 | 0 | 0 | 12.1 | 69.6 | 966.9 | 28.3 | 1.7
2019 | 12 | 9 | 2 | 0 | 0 | 0 | 0 | 12.3 | 70.4 | 966.7 | 111.9 | 0.8
2019 | 12 | 9 | 3 | 0 | 0 | 0 | 0 | 11.5 | 72.8 | 966.7 | 195.8 | 1.1
2019 | 12 | 9 | 4 | 0 | 0 | 0 | 0 | 11.2 | 75.4 | 966.8 | 164.5 | 0.9
2019 | 12 | 9 | 5 | 0 | 0 | 0 | 0 | 10.6 | 79.1 | 966.6 | 141.7 | 1.2
2019 | 12 | 9 | 6 | 0 | 0 | 0 | 0 | 10.6 | 78.6 | 966.7 | 37.4 | 2.4
2019 | 12 | 9 | 7 | 0 | 0 | 0 | 0 | 11 | 77.4 | 967.4 | 24.2 | 3.7
2019 | 12 | 9 | 8 | 0 | 232 | 28 | 50 | 11.6 | 75.8 | 968.2 | 27.9 | 2.4
2019 | 12 | 9 | 9 | 0 | 375 | 102 | 187 | 13.7 | 71.1 | 968.9 | 111.4 | 1.8
2019 | 12 | 9 | 10 | 0 | 331 | 150 | 269 | 16.8 | 61.7 | 969.4 | 98.1 | 0.8
2019 | 12 | 9 | 11 | 0 | 483 | 170 | 393 | 18.7 | 55.5 | 969.7 | 197.4 | 0.5
2019 | 12 | 9 | 12 | 0 | 352 | 192 | 372 | 19.6 | 48.4 | 969.4 | 113.6 | 0.7
2019 | 12 | 9 | 13 | 0 | 849 | 96 | 523 | 20.8 | 42.3 | 968.6 | 228.6 | 1
2019 | 12 | 9 | 14 | 0 | 870 | 99 | 494 | 21.5 | 40.5 | 967.9 | 230.4 | 2.2
2019 | 12 | 9 | 15 | 0 | 728 | 99 | 362 | 21.7 | 36.5 | 967.7 | 250.3 | 1.9
2019 | 12 | 9 | 16 | 0 | 350 | 106 | 195 | 20.7 | 41.7 | 967.8 | 253.1 | 2.1
2019 | 12 | 9 | 17 | 0 | 8 | 26 | 27 | 16.9 | 65.7 | 968.3 | 213.7 | 1.5
2019 | 12 | 9 | 18 | 0 | 0 | 0 | 0 | 14 | 78.2 | 968.6 | 138.9 | 0.8
2019 | 12 | 9 | 19 | 0 | 0 | 0 | 0 | 12.7 | 80.4 | 968.9 | 95.6 | 1.4
2019 | 12 | 9 | 20 | 0 | 0 | 0 | 0 | 12.3 | 61.4 | 969.2 | 58.3 | 1.6
2019 | 12 | 9 | 21 | 0 | 0 | 0 | 0 | 11.7 | 57.1 | 969.3 | 91.1 | 1.7
2019 | 12 | 9 | 22 | 0 | 0 | 0 | 0 | 12.3 | 52.7 | 969.3 | 17.7 | 2.4
2019 | 12 | 9 | 23 | 0 | 0 | 0 | 0 | 12.1 | 51.1 | 969.4 | 21 | 2
2019 | 12 | 10 | 0 | 0 | 0 | 0 | 0 | 10.9 | 52.6 | 969.4 | 57.7 | 1.5
2019 | 12 | 10 | 1 | 0 | 0 | 0 | 0 | 10.3 | 51.5 | 969.3 | 53.1 | 2
2019 | 12 | 10 | 2 | 0 | 0 | 0 | 0 | 9.8 | 48.2 | 969.3 | 24.5 | 2.7
2019 | 12 | 10 | 3 | 0 | 0 | 0 | 0 | 8.1 | 53.5 | 969.2 | 130.1 | 1.8
2019 | 12 | 10 | 4 | 0 | 0 | 0 | 0 | 7.5 | 54.9 | 968.9 | 68.7 | 2
2019 | 12 | 10 | 5 | 0 | 0 | 0 | 0 | 7 | 55.5 | 968.7 | 102 | 1.4
2019 | 12 | 10 | 6 | 0 | 0 | 0 | 0 | 7.7 | 51 | 968.7 | 23.9 | 2.7
2019 | 12 | 10 | 7 | 0 | 0 | 0 | 0 | 7 | 52.5 | 968.8 | 31.2 | 2.7
2019 | 12 | 10 | 8 | 0 | 261 | 14 | 38 | 8.1 | 48.6 | 968.7 | 100.2 | 2.5
2019 | 12 | 10 | 9 | 0 | 736 | 37 | 196 | 10.5 | 55.1 | 968.9 | 116 | 0.5
2019 | 12 | 10 | 10 | 0 | 893 | 48 | 359 | 15.3 | 34.2 | 968.9 | 208.8 | 0.4
2019 | 12 | 10 | 11 | 0 | 962 | 52 | 480 | 17.6 | 27.6 | 968.7 | 250.1 | 0.9
2019 | 12 | 10 | 12 | 0 | 987 | 53 | 543 | 18.7 | 25.6 | 968.1 | 201.2 | 1.1
2019 | 12 | 10 | 13 | 0 | 980 | 53 | 541 | 19.8 | 25.2 | 967.4 | 241.5 | 1.5
2019 | 12 | 10 | 14 | 0 | 950 | 51 | 479 | 20.4 | 28.9 | 966.8 | 245.7 | 1.5
2019 | 12 | 10 | 15 | 0 | 879 | 46 | 360 | 20.5 | 37.6 | 966.5 | 225.3 | 1.8
2019 | 12 | 10 | 16 | 0 | 729 | 37 | 201 | 18.4 | 53.8 | 966.5 | 243.8 | 2.8
2019 | 12 | 10 | 17 | 0 | 290 | 15 | 43 | 15.8 | 70.2 | 966.5 | 252 | 1.5
2019 | 12 | 10 | 18 | 0 | 0 | 0 | 0 | 12.6 | 81.6 | 966.4 | 300.5 | 0.8
2019 | 12 | 10 | 19 | 0 | 0 | 0 | 0 | 9.9 | 84.4 | 966.8 | 161.9 | 0.6
2019 | 12 | 10 | 20 | 0 | 0 | 0 | 0 | 9.9 | 76.1 | 966.7 | 25.9 | 1.1
2019 | 12 | 10 | 21 | 0 | 0 | 0 | 0 | 8.2 | 71.5 | 966.6 | 27.6 | 0.8
2019 | 12 | 10 | 22 | 0 | 0 | 0 | 0 | 9.5 | 58.8 | 966.3 | 40.7 | 1.6
2019 | 12 | 10 | 23 | 0 | 0 | 0 | 0 | 8 | 63 | 966.3 | 246.6 | 0.7
2019 | 12 | 11 | 0 | 0 | 0 | 0 | 0 | 8 | 61.3 | 966 | 12.8 | 1.6
2019 | 12 | 11 | 1 | 0 | 0 | 0 | 0 | 8.2 | 55 | 965.5 | 82.1 | 1.5
2019 | 12 | 11 | 2 | 0 | 0 | 0 | 0 | 8.1 | 51.6 | 964.9 | 35.8 | 1.3
2019 | 12 | 11 | 3 | 0 | 0 | 0 | 0 | 7.8 | 51.2 | 964.5 | 19.9 | 1.9
2019 | 12 | 11 | 4 | 0 | 0 | 0 | 0 | 8.6 | 46.6 | 964.2 | 19.9 | 2
2019 | 12 | 11 | 5 | 0 | 0 | 0 | 0 | 9.2 | 42.9 | 964 | 21.6 | 2
2019 | 12 | 11 | 6 | 0 | 0 | 0 | 0 | 8.9 | 44.1 | 964.1 | 18.9 | 2.6
2019 | 12 | 11 | 7 | 0 | 0 | 0 | 0 | 8.6 | 45.2 | 964.3 | 36.7 | 2.3
2019 | 12 | 11 | 8 | 0 | 81 | 22 | 29 | 9.8 | 41.7 | 964.3 | 31.7 | 2.5
2019 | 12 | 11 | 9 | 0 | 334 | 81 | 155 | 11.8 | 42.3 | 964.5 | 18.8 | 1.5
2019 | 12 | 11 | 10 | 0 | 711 | 139 | 386 | 17 | 33 | 964.3 | 111.9 | 1.2
2019 | 12 | 11 | 11 | 0 | 527 | 144 | 382 | 19.2 | 28.6 | 964 | 272.1 | 3.5
2019 | 12 | 11 | 12 | 0 | 619 | 157 | 467 | 20.7 | 21.4 | 963 | 278.3 | 6.1
2019 | 12 | 11 | 13 | 0 | 800 | 100 | 499 | 21.7 | 16.5 | 962.3 | 268.7 | 8.1
2019 | 12 | 11 | 14 | 0 | 898 | 61 | 465 | 21.2 | 18.6 | 961.8 | 269.3 | 8.7
2019 | 12 | 11 | 15 | 0 | 579 | 116 | 334 | 20.8 | 27.7 | 961.8 | 277.2 | 6.6
2019 | 12 | 11 | 16 | 0 | 385 | 94 | 178 | 19.3 | 30.7 | 962.1 | 261.4 | 6.1
2019 | 12 | 11 | 17 | 0 | 65 | 28 | 36 | 17.4 | 37.7 | 962.5 | 259.7 | 5.8
2019 | 12 | 11 | 18 | 0 | 0 | 0 | 0 | 16 | 42.9 | 962.8 | 263.6 | 6.1
2019 | 12 | 11 | 19 | 0 | 0 | 0 | 0 | 14.5 | 45.8 | 963.4 | 253.5 | 2.8
2019 | 12 | 11 | 20 | 0 | 0 | 0 | 0 | 13 | 48.2 | 964.1 | 252.2 | 3.1
2019 | 12 | 11 | 21 | 0 | 0 | 0 | 0 | 12.8 | 45 | 965.1 | 267.8 | 3.2
2019 | 12 | 11 | 22 | 0 | 0 | 0 | 0 | 11.1 | 55.1 | 965.6 | 200.9 | 3.3
2019 | 12 | 11 | 23 | 0 | 0 | 0 | 0 | 8.9 | 63 | 966 | 73.7 | 1.2
2019 | 12 | 12 | 0 | 0 | 0 | 0 | 0 | 8.5 | 63.1 | 966 | 32.1 | 2.8
2019 | 12 | 12 | 1 | 0 | 0 | 0 | 0 | 7.2 | 66.7 | 965.7 | 76.2 | 1.8
2019 | 12 | 12 | 2 | 0 | 0 | 0 | 0 | 5.9 | 70.6 | 965.5 | 160.1 | 1.5
2019 | 12 | 12 | 3 | 0 | 0 | 0 | 0 | 6.7 | 61 | 965.5 | 69.7 | 1.8
2019 | 12 | 12 | 4 | 0 | 0 | 0 | 0 | 7.7 | 63.3 | 965.2 | 272.3 | 2.1
2019 | 12 | 12 | 5 | 0 | 0 | 0 | 0 | 8.3 | 69.6 | 964.9 | 244.5 | 1.4
2019 | 12 | 12 | 6 | 0 | 0 | 0 | 0 | 6.4 | 75.1 | 964.7 | 172.1 | 0.5
2019 | 12 | 12 | 7 | 0 | 0 | 0 | 0 | 6.3 | 75 | 964.7 | 178.1 | 0.4
2019 | 12 | 12 | 8 | 0 | 7 | 19 | 19 | 6.6 | 73.8 | 964.2 | 162.5 | 1
2019 | 12 | 12 | 9 | 0 | 100 | 91 | 113 | 8.3 | 69.5 | 964.6 | 185.1 | 0.6
2019 | 12 | 12 | 10 | 0 | 45 | 132 | 150 | 10.6 | 51.9 | 964.1 | 257.2 | 4.8
2019 | 12 | 12 | 11 | 0 | 0 | 117 | 118 | 11.1 | 51.8 | 964.2 | 113.3 | 1.2
2019 | 12 | 12 | 12 | 0 | 150 | 194 | 272 | 13.2 | 40.7 | 963.9 | 282.7 | 3.6
2019 | 12 | 12 | 13 | 0 | 3 | 155 | 158 | 13.3 | 41 | 962.7 | 286.9 | 7.2
2019 | 12 | 12 | 14 | 0 | 0 | 154 | 155 | 14 | 37.7 | 961.7 | 280.4 | 8.8
2019 | 12 | 12 | 15 | 0 | 71 | 155 | 181 | 14.5 | 37.4 | 961.3 | 259.7 | 8.2
2019 | 12 | 12 | 16 | 0 | 90 | 114 | 136 | 14.5 | 35.1 | 960.9 | 270.4 | 8.7
2019 | 12 | 12 | 17 | 0 | 30 | 26 | 30 | 13.1 | 42.9 | 961.1 | 265.4 | 9.6
2019 | 12 | 12 | 18 | 0 | 0 | 0 | 0 | 12.3 | 49.9 | 961 | 255.2 | 10.9
2019 | 12 | 12 | 19 | 0 | 0 | 0 | 0 | 12.2 | 53.3 | 960.5 | 251.3 | 11.5
2019 | 12 | 12 | 20 | 0 | 0 | 0 | 0 | 12.4 | 57.1 | 960.1 | 200.8 | 5.9
2019 | 12 | 12 | 21 | 0 | 0 | 0 | 0 | 12.9 | 58.5 | 959.6 | 264.6 | 0
2019 | 12 | 12 | 22 | 0 | 0 | 0 | 0 | 13.8 | 57 | 959.3 | 267.1 | 0
2019 | 12 | 12 | 23 | 0 | 0 | 0 | 0 | 4.5 | 17.9 | 959.3 | 85.7 | 0
2019 | 12 | 13 | 0 | 0 | 0 | 0 | 0 | 0 | 0 | 959.3 | 0 | 0
2019 | 12 | 13 | 1 | 0 | 0 | 0 | 0 | 0 | 0 | 959.3 | 0 | 0
2019 | 12 | 13 | 2 | 0 | 0 | 0 | 0 | 0 | 0 | 959.3 | 0 | 0
2019 | 12 | 13 | 3 | 0 | 0 | 0 | 0 | 0 | 0 | 959.3 | 0 | 0
2019 | 12 | 13 | 4 | 0 | 0 | 0 | 0 | 0 | 0 | 959.3 | 0 | 0
2019 | 12 | 13 | 5 | 0 | 0 | 0 | 0 | 0 | 0 | 959.3 | 0 | 0
2019 | 12 | 13 | 6 | 0 | 0 | 0 | 0 | 0 | 0 | 959.3 | 0 | 0
2019 | 12 | 13 | 7 | 0 | 0 | 0 | 0 | 0 | 0 | 959.3 | 0 | 0
2019 | 12 | 13 | 8 | 0 | 0 | 9 | 9 | 0 | 0 | 959.3 | 0 | 0
2019 | 12 | 13 | 9 | 0 | 0 | 45 | 44 | 11.6 | 23.3 | 959.3 | 178.3 | 8.7
2019 | 12 | 13 | 10 | 0 | 0 | 67 | 67 | 18.5 | 35.1 | 958.3 | 284.9 | 11.9
2019 | 12 | 13 | 11 | 0 | 0 | 88 | 88 | 18.3 | 36.4 | 959.1 | 278.8 | 9.8
2019 | 12 | 13 | 12 | 0 | 0 | 121 | 122 | 17 | 46.9 | 959.2 | 243 | 8.5
2019 | 12 | 13 | 13 | 0 | 0 | 141 | 142 | 16.5 | 51.4 | 959.1 | 239.8 | 9.1
2019 | 12 | 13 | 14 | 0 | 0 | 116 | 116 | 16.2 | 52.9 | 958.8 | 217.7 | 8.6
2019 | 12 | 13 | 15 | 0 | 0 | 80 | 80 | 16.3 | 52 | 958.7 | 0 | 0
2019 | 12 | 13 | 16 | 0 | 0 | 31 | 31 | 15.9 | 53.2 | 958.8 | 70.9 | 0
2019 | 12 | 13 | 17 | 0 | 7 | 6 | 6 | 1.1 | 3.5 | 958.8 | 4.3 | 0
2019 | 12 | 13 | 18 | 0 | 0 | 0 | 0 | 0 | 0 | 958.8 | 0 | 0
2019 | 12 | 13 | 19 | 0 | 0 | 0 | 0 | 0 | 0 | 958.8 | 0 | 0
2019 | 12 | 13 | 20 | 0 | 0 | 0 | 0 | 0 | 0 | 958.8 | 0 | 0
2019 | 12 | 13 | 21 | 0 | 0 | 0 | 0 | 0 | 0 | 958.8 | 0 | 0
2019 | 12 | 13 | 22 | 0 | 0 | 0 | 0 | 0 | 0 | 958.8 | 0 | 0
2019 | 12 | 13 | 23 | 0 | 0 | 0 | 0 | 0 | 0 | 958.8 | 0 | 0
2019 | 12 | 14 | 0 | 0 | 0 | 0 | 0 | 0 | 0 | 958.8 | 0 | 0
2019 | 12 | 14 | 1 | 0 | 0 | 0 | 0 | 0 | 0 | 958.8 | 0 | 0
2019 | 12 | 14 | 2 | 0 | 0 | 0 | 0 | 0 | 0 | 958.8 | 0 | 0
2019 | 12 | 14 | 3 | 0 | 0 | 0 | 0 | 0 | 0 | 958.8 | 0 | 0
2019 | 12 | 14 | 4 | 0 | 0 | 0 | 0 | 0 | 0 | 958.8 | 0 | 0
2019 | 12 | 14 | 5 | 0 | 0 | 0 | 0 | 0 | 0 | 958.8 | 0 | 0
2019 | 12 | 14 | 6 | 0 | 0 | 0 | 0 | 0 | 0 | 958.8 | 0 | 0
2019 | 12 | 14 | 7 | 0 | 0 | 0 | 0 | 0 | 0 | 958.8 | 0 | 0
2019 | 12 | 14 | 8 | 0 | 77 | 21 | 28 | 0 | 0 | 958.8 | 0 | 0
2019 | 12 | 14 | 9 | 0 | 435 | 76 | 164 | 0 | 0 | 958.8 | 0 | 0
2019 | 12 | 14 | 10 | 0 | 431 | 121 | 267 | 0 | 0 | 958.8 | 0 | 0
2019 | 12 | 14 | 11 | 0 | 666 | 124 | 412 | 0 | 0 | 958.8 | 0 | 0
2019 | 12 | 14 | 12 | 0 | 846 | 97 | 505 | 0 | 0 | 958.8 | 0 | 0
2019 | 12 | 14 | 13 | 0 | 873 | 80 | 503 | 0 | 0 | 958.8 | 0 | 0
2019 | 12 | 14 | 14 | 0 | 885 | 65 | 452 | 0 | 0 | 958.8 | 0 | 0
2019 | 12 | 14 | 15 | 0 | 823 | 60 | 346 | 0 | 0 | 958.8 | 0 | 0
2019 | 12 | 14 | 16 | 0 | 565 | 48 | 177 | 0 | 0 | 958.8 | 0 | 0
2019 | 12 | 14 | 17 | 0 | 156 | 26 | 39 | 0 | 0 | 958.8 | 0 | 0
2019 | 12 | 14 | 18 | 0 | 0 | 0 | 0 | 0 | 0 | 958.8 | 0 | 0
2019 | 12 | 14 | 19 | 0 | 0 | 0 | 0 | 0 | 0 | 958.8 | 0 | 0
2019 | 12 | 14 | 20 | 0 | 0 | 0 | 0 | 0 | 0 | 958.8 | 0 | 0
2019 | 12 | 14 | 21 | 0 | 0 | 0 | 0 | 0 | 0 | 958.8 | 0 | 0
2019 | 12 | 14 | 22 | 0 | 0 | 0 | 0 | 0 | 0 | 958.8 | 0 | 0
2019 | 12 | 14 | 23 | 0 | 0 | 0 | 0 | 0 | 0 | 958.8 | 0 | 0
2019 | 12 | 15 | 0 | 0 | 0 | 0 | 0 | 0 | 0 | 958.8 | 0 | 0
2019 | 12 | 15 | 1 | 0 | 0 | 0 | 0 | 0 | 0 | 958.8 | 0 | 0
2019 | 12 | 15 | 2 | 0 | 0 | 0 | 0 | 0 | 0 | 958.8 | 0 | 0
2019 | 12 | 15 | 3 | 0 | 0 | 0 | 0 | 0 | 0 | 958.8 | 0 | 0
2019 | 12 | 15 | 4 | 0 | 0 | 0 | 0 | 0 | 0 | 958.8 | 0 | 0
2019 | 12 | 15 | 5 | 0 | 0 | 0 | 0 | 0 | 0 | 958.8 | 0 | 0
2019 | 12 | 15 | 6 | 0 | 0 | 0 | 0 | 0 | 0 | 958.8 | 0 | 0
2019 | 12 | 15 | 7 | 0 | 0 | 0 | 0 | 0 | 0 | 958.8 | 0 | 0
2019 | 12 | 15 | 8 | 0 | 71 | 22 | 27 | 0 | 0 | 958.8 | 0 | 0
2019 | 12 | 15 | 9 | 0 | 381 | 64 | 145 | 0 | 0 | 958.8 | 0 | 0
2019 | 12 | 15 | 10 | 0 | 813 | 63 | 334 | 0 | 0 | 958.8 | 0 | 0
2019 | 12 | 15 | 11 | 0 | 892 | 57 | 439 | 0 | 0 | 958.8 | 0 | 0
2019 | 12 | 15 | 12 | 0 | 922 | 58 | 500 | 0 | 0 | 958.8 | 0 | 0
2019 | 12 | 15 | 13 | 0 | 923 | 58 | 505 | 0 | 0 | 958.8 | 0 | 0
2019 | 12 | 15 | 14 | 0 | 886 | 59 | 447 | 0 | 0 | 958.8 | 0 | 0
2019 | 12 | 15 | 15 | 0 | 627 | 69 | 294 | 0 | 0 | 958.8 | 0 | 0
2019 | 12 | 15 | 16 | 0 | 370 | 116 | 188 | 0 | 0 | 958.8 | 0 | 0
2019 | 12 | 15 | 17 | 0 | 136 | 35 | 50 | 0 | 0 | 958.8 | 0 | 0
2019 | 12 | 15 | 18 | 0 | 0 | 0 | 0 | 0 | 0 | 958.8 | 0 | 0
2019 | 12 | 15 | 19 | 0 | 0 | 0 | 0 | 0 | 0 | 958.8 | 0 | 0
2019 | 12 | 15 | 20 | 0 | 0 | 0 | 0 | 0 | 0 | 958.8 | 0 | 0
2019 | 12 | 15 | 21 | 0 | 0 | 0 | 0 | 0 | 0 | 958.8 | 0 | 0
2019 | 12 | 15 | 22 | 0 | 0 | 0 | 0 | 0 | 0 | 958.8 | 0 | 0
2019 | 12 | 15 | 23 | 0 | 0 | 0 | 0 | 0 | 0 | 958.8 | 0 | 0
2019 | 12 | 16 | 0 | 0 | 0 | 0 | 0 | 0 | 0 | 958.8 | 0 | 0
2019 | 12 | 16 | 1 | 0 | 0 | 0 | 0 | 0 | 0 | 958.8 | 0 | 0
2019 | 12 | 16 | 2 | 0 | 0 | 0 | 0 | 0 | 0 | 958.8 | 0 | 0
2019 | 12 | 16 | 3 | 0 | 0 | 0 | 0 | 0 | 0 | 958.8 | 0 | 0
2019 | 12 | 16 | 4 | 0 | 0 | 0 | 0 | 0 | 0 | 958.8 | 0 | 0
2019 | 12 | 16 | 5 | 0 | 0 | 0 | 0 | 0 | 0 | 958.8 | 0 | 0
2019 | 12 | 16 | 6 | 0 | 0 | 0 | 0 | 0 | 0 | 958.8 | 0 | 0
2019 | 12 | 16 | 7 | 0 | 0 | 0 | 0 | 0 | 0 | 958.8 | 0 | 0
2019 | 12 | 16 | 8 | 0 | 0 | 17 | 17 | 4.5 | 42.7 | 958.8 | 42 | 1.4
2019 | 12 | 16 | 9 | 0 | 148 | 91 | 127 | 10.1 | 69.3 | 951.9 | 127 | 1
2019 | 12 | 16 | 10 | 0 | 167 | 158 | 213 | 11.8 | 76.3 | 952 | 117.3 | 1.4
2019 | 12 | 16 | 11 | 0 | 129 | 215 | 273 | 12.9 | 79.1 | 951.4 | 101.3 | 2.8
2019 | 12 | 16 | 12 | 0 | 35 | 232 | 252 | 14 | 74.4 | 950.2 | 105.9 | 2.4
2019 | 12 | 16 | 13 | 0 | 45 | 241 | 266 | 14.3 | 71 | 949.1 | 95.8 | 2.8
2019 | 12 | 16 | 14 | 0 | 14 | 194 | 202 | 14 | 74.3 | 948.1 | 109.4 | 3.1
2019 | 12 | 16 | 15 | 0 | 9 | 127 | 131 | 13.6 | 75.8 | 947.5 | 116.7 | 2.8
2019 | 12 | 16 | 16 | 0 | 10 | 99 | 103 | 12.9 | 82.6 | 946.7 | 105.3 | 3.4
2019 | 12 | 16 | 17 | 0 | 58 | 30 | 35 | 11.4 | 89.6 | 945.9 | 103.2 | 4.5
2019 | 12 | 16 | 18 | 0 | 0 | 0 | 0 | 10.2 | 93.9 | 945.7 | 98.2 | 5
2019 | 12 | 16 | 19 | 0 | 0 | 0 | 0 | 9.9 | 94.6 | 946 | 76.8 | 3.7
2019 | 12 | 16 | 20 | 0 | 0 | 0 | 0 | 9.3 | 94.8 | 945.5 | 79.5 | 2.9
2019 | 12 | 16 | 21 | 0 | 0 | 0 | 0 | 8.6 | 95.4 | 944.9 | 74.4 | 2.7
2019 | 12 | 16 | 22 | 0 | 0 | 0 | 0 | 8.4 | 95.9 | 944.9 | 98.1 | 2.3
2019 | 12 | 16 | 23 | 0 | 0 | 0 | 0 | 8.2 | 96.2 | 945.4 | 217.2 | 1.4
2019 | 12 | 17 | 0 | 0 | 0 | 0 | 0 | 6.9 | 96.4 | 945 | 73.5 | 1.9
2019 | 12 | 17 | 1 | 0 | 0 | 0 | 0 | 6.6 | 93.9 | 944.6 | 158.9 | 1.1
2019 | 12 | 17 | 2 | 0 | 0 | 0 | 0 | 8.6 | 85.5 | 944.9 | 252.1 | 2
2019 | 12 | 17 | 3 | 0 | 0 | 0 | 0 | 8.7 | 83.8 | 944.5 | 196.1 | 1.3
2019 | 12 | 17 | 4 | 0 | 0 | 0 | 0 | 9.1 | 80.3 | 944.5 | 119.9 | 2
2019 | 12 | 17 | 5 | 0 | 0 | 0 | 0 | 10.1 | 73.1 | 944.4 | 298.5 | 2
2019 | 12 | 17 | 6 | 0 | 0 | 0 | 0 | 9.8 | 75.6 | 944.6 | 295.9 | 1.9
2019 | 12 | 17 | 7 | 0 | 0 | 0 | 0 | 10.3 | 76 | 945.4 | 272.3 | 3.2
2019 | 12 | 17 | 8 | 0 | 0 | 11 | 10 | 8.8 | 88.2 | 946.3 | 232.3 | 1.5
2019 | 12 | 17 | 9 | 0 | 0 | 49 | 49 | 9.1 | 89.8 | 948.1 | 294.8 | 0.8
2019 | 12 | 17 | 10 | 0 | 8 | 110 | 114 | 10 | 89 | 948.8 | 104.4 | 0.3
2019 | 12 | 17 | 11 | 0 | 510 | 148 | 377 | 12.6 | 73.8 | 949.1 | 202.3 | 0.9
2019 | 12 | 17 | 12 | 0 | 706 | 122 | 471 | 13.6 | 66.6 | 949 | 252.7 | 2.4
2019 | 12 | 17 | 13 | 0 | 839 | 91 | 506 | 14.2 | 65.8 | 948.7 | 249.9 | 2.6
2019 | 12 | 17 | 14 | 0 | 529 | 147 | 393 | 14.9 | 64.3 | 948.7 | 224.6 | 2.8
2019 | 12 | 17 | 15 | 0 | 1 | 104 | 105 | 13.9 | 65 | 949.5 | 258.9 | 1.9
2019 | 12 | 17 | 16 | 0 | 3 | 82 | 83 | 13.5 | 71.1 | 950.5 | 182.4 | 1.6
2019 | 12 | 17 | 17 | 0 | 1 | 21 | 21 | 12.3 | 78.8 | 951.5 | 53.5 | 1.1
2019 | 12 | 17 | 18 | 0 | 0 | 0 | 0 | 10.1 | 86 | 952.6 | 123 | 0.9
2019 | 12 | 17 | 19 | 0 | 0 | 0 | 0 | 8.9 | 87.8 | 953.8 | 81.7 | 1.4
2019 | 12 | 17 | 20 | 0 | 0 | 0 | 0 | 8.3 | 85.9 | 955 | 30.3 | 0.8
2019 | 12 | 17 | 21 | 0 | 0 | 0 | 0 | 7.6 | 87.4 | 956.3 | 204.7 | 0.9
2019 | 12 | 17 | 22 | 0 | 0 | 0 | 0 | 7.5 | 81.1 | 957.1 | 187.6 | 1.4
2019 | 12 | 17 | 23 | 0 | 0 | 0 | 0 | 6.2 | 84.1 | 957.7 | 220.9 | 0.9
2019 | 12 | 18 | 0 | 0 | 0 | 0 | 0 | 6.1 | 83.2 | 958.4 | 37.9 | 0.8
2019 | 12 | 18 | 1 | 0 | 0 | 0 | 0 | 6.1 | 79.2 | 958.7 | 118.3 | 1
2019 | 12 | 18 | 2 | 0 | 0 | 0 | 0 | 5.8 | 78 | 958.8 | 34.8 | 1.4
2019 | 12 | 18 | 3 | 0 | 0 | 0 | 0 | 5.2 | 78.1 | 959.1 | 60.4 | 1.3
2019 | 12 | 18 | 4 | 0 | 0 | 0 | 0 | 5.4 | 75.3 | 959.4 | 22.3 | 2.8
2019 | 12 | 18 | 5 | 0 | 0 | 0 | 0 | 5.3 | 74 | 959.8 | 26.7 | 2.6
2019 | 12 | 18 | 6 | 0 | 0 | 0 | 0 | 4.9 | 73.8 | 960.4 | 27.5 | 1.8
2019 | 12 | 18 | 7 | 0 | 0 | 0 | 0 | 5 | 72.2 | 961.2 | 19.8 | 3
2019 | 12 | 18 | 8 | 0 | 81 | 24 | 31 | 6 | 68.4 | 961.7 | 21.8 | 3.2
2019 | 12 | 18 | 9 | 0 | 425 | 55 | 138 | 7.9 | 64.4 | 962.6 | 113.2 | 1.4
2019 | 12 | 18 | 10 | 0 | 856 | 48 | 335 | 10.4 | 56.2 | 963.6 | 107.3 | 1.8
2019 | 12 | 18 | 11 | 0 | 929 | 52 | 456 | 13.4 | 33.4 | 964.2 | 98.3 | 1.2
2019 | 12 | 18 | 12 | 0 | 957 | 56 | 522 | 14.5 | 27.1 | 963.9 | 74.2 | 0.9
2019 | 12 | 18 | 13 | 0 | 952 | 65 | 534 | 15.3 | 24.4 | 963.3 | 133.2 | 1.3
2019 | 12 | 18 | 14 | 0 | 923 | 54 | 467 | 16.2 | 23.1 | 962.6 | 97.4 | 2.1
2019 | 12 | 18 | 15 | 0 | 819 | 54 | 348 | 16.5 | 33.8 | 962.6 | 251.6 | 2.8
2019 | 12 | 18 | 16 | 0 | 395 | 67 | 156 | 14.8 | 53.4 | 962.9 | 264.1 | 2.6
2019 | 12 | 18 | 17 | 0 | 170 | 29 | 45 | 12.9 | 67 | 963.3 | 290.4 | 3
2019 | 12 | 18 | 18 | 0 | 0 | 0 | 0 | 10.6 | 76.5 | 963.9 | 272.9 | 1.9
2019 | 12 | 18 | 19 | 0 | 0 | 0 | 0 | 8.8 | 81.5 | 965 | 201.2 | 1.2
2019 | 12 | 18 | 20 | 0 | 0 | 0 | 0 | 8 | 83.8 | 966.4 | 42.4 | 1.5
2019 | 12 | 18 | 21 | 0 | 0 | 0 | 0 | 7.1 | 83.5 | 966.7 | 102.9 | 1.3
2019 | 12 | 18 | 22 | 0 | 0 | 0 | 0 | 7.3 | 79.7 | 966.7 | 29.7 | 1.6
2019 | 12 | 18 | 23 | 0 | 0 | 0 | 0 | 6.7 | 81.2 | 966.4 | 42.3 | 1.6
2019 | 12 | 19 | 0 | 0 | 0 | 0 | 0 | 6.3 | 81 | 965.8 | 68.3 | 1.2
2019 | 12 | 19 | 1 | 0 | 0 | 0 | 0 | 6 | 80.5 | 965.4 | 41.7 | 1.4
2019 | 12 | 19 | 2 | 0 | 0 | 0 | 0 | 5.9 | 80 | 965.8 | 65.4 | 1
2019 | 12 | 19 | 3 | 0 | 0 | 0 | 0 | 6.3 | 78.3 | 966.1 | 129 | 1.3
2019 | 12 | 19 | 4 | 0 | 0 | 0 | 0 | 4.4 | 87.1 | 968.7 | 61.5 | 0.7
2019 | 12 | 19 | 5 | 0 | 0 | 0 | 0 | 5.3 | 85.6 | 973.4 | 113.1 | 0.5
2019 | 12 | 19 | 6 | 0 | 0 | 0 | 0 | 6.2 | 83.1 | 973.1 | 80.4 | 0.8
2019 | 12 | 19 | 7 | 0 | 0 | 0 | 0 | 5.7 | 85.1 | 973.4 | 160.4 | 0.6
2019 | 12 | 19 | 8 | 0 | 2 | 15 | 15 | 6.9 | 81.8 | 973.8 | 63.3 | 1.4
2019 | 12 | 19 | 9 | 0 | 81 | 91 | 111 | 8.7 | 78.3 | 972.5 | 92.4 | 1.3
2019 | 12 | 19 | 10 | 0 | 686 | 110 | 344 | 12.4 | 67.4 | 970.7 | 277 | 2
2019 | 12 | 19 | 11 | 0 | 567 | 174 | 419 | 14.5 | 62.8 | 969.1 | 251.7 | 3
2019 | 12 | 19 | 12 | 0 | 64 | 175 | 208 | 14.4 | 68.2 | 967.1 | 275.4 | 3.9
2019 | 12 | 19 | 13 | 0 | 1 | 155 | 156 | 14.6 | 71 | 965.8 | 262.6 | 3.9
2019 | 12 | 19 | 14 | 0 | 6 | 163 | 168 | 15 | 72.5 | 964.5 | 275.8 | 4.3
2019 | 12 | 19 | 15 | 0 | 533 | 100 | 293 | 16.4 | 69.5 | 964 | 241.9 | 5.3
2019 | 12 | 19 | 16 | 0 | 113 | 98 | 126 | 16 | 67 | 963.8 | 240.1 | 7.6
2019 | 12 | 19 | 17 | 0 | 9 | 28 | 29 | 15.6 | 65.2 | 964 | 241 | 6.1
2019 | 12 | 19 | 18 | 0 | 0 | 0 | 0 | 14.8 | 67.3 | 964.1 | 268.8 | 3.4
2019 | 12 | 19 | 19 | 0 | 0 | 0 | 0 | 13.3 | 74.3 | 963.7 | 277.8 | 2.4
2019 | 12 | 19 | 20 | 0 | 0 | 0 | 0 | 13.1 | 76.5 | 963.3 | 253.7 | 3.6
2019 | 12 | 19 | 21 | 0 | 0 | 0 | 0 | 13.6 | 75.2 | 962.7 | 238.7 | 5.3
2019 | 12 | 19 | 22 | 0 | 0 | 0 | 0 | 14.2 | 72.1 | 962.3 | 250.7 | 5.4
2019 | 12 | 19 | 23 | 0 | 0 | 0 | 0 | 14.8 | 68.2 | 962 | 249.8 | 5.9
2019 | 12 | 20 | 0 | 0 | 0 | 0 | 0 | 14.8 | 68.3 | 961.4 | 250.2 | 6.3
2019 | 12 | 20 | 1 | 0 | 0 | 0 | 0 | 14.5 | 74.5 | 960.1 | 255.7 | 8.2
2019 | 12 | 20 | 2 | 0 | 0 | 0 | 0 | 14.7 | 77.4 | 958.8 | 247 | 9.7
2019 | 12 | 20 | 3 | 0 | 0 | 0 | 0 | 15 | 78.6 | 958.3 | 251.1 | 8.7
2019 | 12 | 20 | 4 | 0 | 0 | 0 | 0 | 15 | 80.3 | 957.9 | 241.3 | 5.7
2019 | 12 | 20 | 5 | 0 | 0 | 0 | 0 | 15.2 | 80.6 | 956.8 | 266 | 5.9
2019 | 12 | 20 | 6 | 0 | 0 | 0 | 0 | 15.3 | 81.9 | 955.2 | 241.1 | 7.4
2019 | 12 | 20 | 7 | 0 | 0 | 0 | 0 | 15.5 | 83.1 | 952.1 | 242.4 | 9.1
2019 | 12 | 20 | 8 | 0 | 0 | 8 | 7 | 16 | 80.9 | 951.7 | 231 | 9.1
2019 | 12 | 20 | 9 | 0 | 2 | 64 | 65 | 16.4 | 80.3 | 952 | 231.3 | 6.3
2019 | 12 | 20 | 10 | 0 | 57 | 142 | 165 | 17.1 | 78.7 | 952 | 229.1 | 5.9
2019 | 12 | 20 | 11 | 0 | 15 | 168 | 176 | 17.5 | 76.6 | 952.2 | 222.6 | 7.6
2019 | 12 | 20 | 12 | 0 | 90 | 216 | 263 | 18 | 75.6 | 951.7 | 228.8 | 7.9
2019 | 12 | 20 | 13 | 0 | 50 | 194 | 221 | 18.6 | 71.9 | 950.9 | 230.1 | 8.3
2019 | 12 | 20 | 14 | 0 | 141 | 214 | 281 | 18.9 | 70.6 | 950.6 | 230.7 | 7.5
2019 | 12 | 20 | 15 | 0 | 3 | 161 | 163 | 18.2 | 73.6 | 950.4 | 221.4 | 7.3
2019 | 12 | 20 | 16 | 0 | 7 | 107 | 109 | 18.3 | 72.4 | 949.7 | 237.8 | 6.7
2019 | 12 | 20 | 17 | 0 | 1 | 34 | 35 | 18 | 73.3 | 949.5 | 240.3 | 6.9
2019 | 12 | 20 | 18 | 0 | 0 | 0 | 0 | 17.1 | 77.3 | 949.5 | 232.8 | 7.9
2019 | 12 | 20 | 19 | 0 | 0 | 0 | 0 | 17.1 | 76.2 | 949.4 | 237.7 | 6.6
2019 | 12 | 20 | 20 | 0 | 0 | 0 | 0 | 17.3 | 74.8 | 949.6 | 234.6 | 6.8
2019 | 12 | 20 | 21 | 0 | 0 | 0 | 0 | 17.4 | 74.2 | 949.6 | 245.1 | 6.9
2019 | 12 | 20 | 22 | 0 | 0 | 0 | 0 | 16.8 | 77.3 | 949.6 | 241.6 | 6.7
2019 | 12 | 20 | 23 | 0 | 0 | 0 | 0 | 17.1 | 75.2 | 949.6 | 237 | 7.9
2019 | 12 | 21 | 0 | 0 | 0 | 0 | 0 | 16.8 | 77.7 | 949.8 | 236 | 8.2
2019 | 12 | 21 | 1 | 0 | 0 | 0 | 0 | 16.8 | 78.5 | 949.7 | 236.3 | 7.8
2019 | 12 | 21 | 2 | 0 | 0 | 0 | 0 | 16.8 | 78.2 | 949.9 | 228.3 | 7.3
2019 | 12 | 21 | 3 | 0 | 0 | 0 | 0 | 17.7 | 72 | 950 | 227.3 | 7.7
2019 | 12 | 21 | 4 | 0 | 0 | 0 | 0 | 17.8 | 70.8 | 950.4 | 225.8 | 7.9
2019 | 12 | 21 | 5 | 0 | 0 | 0 | 0 | 17.5 | 72.9 | 950.7 | 215.4 | 5.5
2019 | 12 | 21 | 6 | 0 | 0 | 0 | 0 | 17.1 | 75.7 | 951.4 | 205.4 | 4.8
2019 | 12 | 21 | 7 | 0 | 0 | 0 | 0 | 17.6 | 73.1 | 952.2 | 203.9 | 5.9
2019 | 12 | 21 | 8 | 0 | 0 | 9 | 9 | 17.8 | 70 | 952.9 | 198.5 | 4.1
2019 | 12 | 21 | 9 | 0 | 13 | 64 | 67 | 17.5 | 72 | 953.6 | 214.5 | 4.6
2019 | 12 | 21 | 10 | 0 | 52 | 125 | 146 | 17.5 | 74.5 | 954.4 | 216.1 | 5.1
2019 | 12 | 21 | 11 | 0 | 148 | 214 | 281 | 18.3 | 73 | 954.6 | 200.1 | 5.1
2019 | 12 | 21 | 12 | 0 | 49 | 244 | 272 | 19.8 | 58.3 | 954.3 | 254 | 9
2019 | 12 | 21 | 13 | 0 | 603 | 233 | 534 | 21.1 | 56.2 | 953.5 | 238.7 | 6.9
2019 | 12 | 21 | 14 | 0 | 730 | 166 | 496 | 21.8 | 54.5 | 952.5 | 244.7 | 7.7
2019 | 12 | 21 | 15 | 0 | 504 | 139 | 329 | 21.3 | 56.5 | 952 | 238 | 9.2
2019 | 12 | 21 | 16 | 0 | 155 | 105 | 138 | 19.9 | 62.5 | 952.1 | 241.3 | 7.1
2019 | 12 | 21 | 17 | 0 | 215 | 32 | 55 | 19.1 | 66 | 952.5 | 254.6 | 5.5
2019 | 12 | 21 | 18 | 0 | 0 | 0 | 0 | 17.9 | 70.8 | 953 | 249.7 | 6
2019 | 12 | 21 | 19 | 0 | 0 | 0 | 0 | 19.9 | 57.6 | 953.3 | 275.6 | 12.9
2019 | 12 | 21 | 20 | 0 | 0 | 0 | 0 | 20 | 49.4 | 954.5 | 281.3 | 14.5
2019 | 12 | 21 | 21 | 0 | 0 | 0 | 0 | 19.3 | 44 | 955.6 | 284.8 | 13.9
2019 | 12 | 21 | 22 | 0 | 0 | 0 | 0 | 18.4 | 45.8 | 956.1 | 272.1 | 15
2019 | 12 | 21 | 23 | 0 | 0 | 0 | 0 | 17.9 | 43.7 | 956.7 | 272.8 | 15.3
2019 | 12 | 22 | 0 | 0 | 0 | 0 | 0 | 17.4 | 41.9 | 957.2 | 272.3 | 15.9
2019 | 12 | 22 | 1 | 0 | 0 | 0 | 0 | 16.9 | 40.8 | 957.5 | 270.5 | 14.7
2019 | 12 | 22 | 2 | 0 | 0 | 0 | 0 | 16.4 | 39.3 | 958.1 | 280.8 | 11
2019 | 12 | 22 | 3 | 0 | 0 | 0 | 0 | 16.3 | 38.6 | 958.6 | 288.7 | 7.8
2019 | 12 | 22 | 4 | 0 | 0 | 0 | 0 | 15.8 | 40.9 | 959.1 | 291 | 5.4
2019 | 12 | 22 | 5 | 0 | 0 | 0 | 0 | 16.1 | 39.4 | 959.5 | 279.5 | 7.5
2019 | 12 | 22 | 6 | 0 | 0 | 0 | 0 | 17.2 | 33 | 959.9 | 281.3 | 12.8
2019 | 12 | 22 | 7 | 0 | 0 | 0 | 0 | 17.1 | 33 | 960.4 | 279.5 | 10.3
2019 | 12 | 22 | 8 | 0 | 166 | 10 | 23 | 16.7 | 36.5 | 961.5 | 265.8 | 9.4
2019 | 12 | 22 | 9 | 0 | 673 | 33 | 166 | 17.5 | 32.2 | 962.7 | 274.1 | 9.2
2019 | 12 | 22 | 10 | 0 | 840 | 45 | 323 | 18.2 | 30.3 | 963.5 | 288.7 | 9.2
2019 | 12 | 22 | 11 | 0 | 910 | 50 | 443 | 19.4 | 25.9 | 963.5 | 296.8 | 8.7
2019 | 12 | 22 | 12 | 0 | 936 | 53 | 510 | 20.2 | 23 | 963.2 | 280.8 | 9
2019 | 12 | 22 | 13 | 0 | 945 | 52 | 520 | 20.8 | 20.7 | 962.5 | 278.2 | 9.8
2019 | 12 | 22 | 14 | 0 | 928 | 49 | 469 | 21.1 | 20.6 | 961.3 | 269.2 | 12.4
2019 | 12 | 22 | 15 | 0 | 867 | 45 | 359 | 21.6 | 22.9 | 960.9 | 267.1 | 11.2
2019 | 12 | 22 | 16 | 0 | 727 | 36 | 207 | 21.1 | 26.9 | 961.1 | 260.7 | 10.4
2019 | 12 | 22 | 17 | 0 | 313 | 16 | 49 | 19.5 | 32.6 | 961.2 | 255.5 | 10
2019 | 12 | 22 | 18 | 0 | 0 | 0 | 0 | 18.3 | 38.6 | 961.8 | 247.1 | 10.4
2019 | 12 | 22 | 19 | 0 | 0 | 0 | 0 | 17.9 | 43.6 | 962.4 | 239.6 | 11.1
2019 | 12 | 22 | 20 | 0 | 0 | 0 | 0 | 17.5 | 47.6 | 963.6 | 242.8 | 11.3
2019 | 12 | 22 | 21 | 0 | 0 | 0 | 0 | 17 | 48.9 | 964.3 | 266.9 | 11.2
2019 | 12 | 22 | 22 | 0 | 0 | 0 | 0 | 16.4 | 51.9 | 965.1 | 266.5 | 11.9
2019 | 12 | 22 | 23 | 0 | 0 | 0 | 0 | 16.5 | 50.9 | 965.6 | 271.8 | 10.1
2019 | 12 | 23 | 0 | 0 | 0 | 0 | 0 | 16.5 | 47 | 965.5 | 270.1 | 9.8
2019 | 12 | 23 | 1 | 0 | 0 | 0 | 0 | 16.3 | 40.1 | 965.6 | 269.9 | 8.4
2019 | 12 | 23 | 2 | 0 | 0 | 0 | 0 | 16.2 | 35.3 | 966 | 273.2 | 8.3
2019 | 12 | 23 | 3 | 0 | 0 | 0 | 0 | 14.4 | 38.8 | 969.2 | 183.8 | 3.5
2019 | 12 | 23 | 4 | 0 | 0 | 0 | 0 | 12.1 | 46.8 | 981.2 | 47.6 | 2.3
2019 | 12 | 23 | 5 | 0 | 0 | 0 | 0 | 12.4 | 42 | 969.4 | 41.9 | 2.4
2019 | 12 | 23 | 6 | 0 | 0 | 0 | 0 | 12.2 | 39.9 | 969.2 | 55.6 | 2.5
2019 | 12 | 23 | 7 | 0 | 0 | 0 | 0 | 11.2 | 41.9 | 969.3 | 45.8 | 1.7
2019 | 12 | 23 | 8 | 0 | 183 | 11 | 25 | 12.4 | 35.4 | 969.6 | 66.2 | 1.8
2019 | 12 | 23 | 9 | 0 | 695 | 44 | 180 | 16.4 | 29.6 | 970.5 | 109.7 | 1.4
2019 | 12 | 23 | 10 | 0 | 839 | 52 | 331 | 20.4 | 23.1 | 971.1 | 83.9 | 1.1
2019 | 12 | 23 | 11 | 0 | 901 | 76 | 467 | 21.1 | 28.4 | 971.5 | 97.1 | 3.1
2019 | 12 | 23 | 12 | 0 | 930 | 57 | 513 | 21.7 | 29.9 | 971 | 139.3 | 2.2
2019 | 12 | 23 | 13 | 0 | 866 | 68 | 500 | 20.9 | 38.3 | 970.4 | 263.9 | 3.2
2019 | 12 | 23 | 14 | 0 | 847 | 64 | 450 | 21.1 | 35 | 970.1 | 270.4 | 3.5
2019 | 12 | 23 | 15 | 0 | 772 | 57 | 339 | 20.9 | 34 | 970.1 | 274 | 3.9
2019 | 12 | 23 | 16 | 0 | 666 | 44 | 202 | 20.3 | 33.9 | 970.3 | 274.8 | 3.6
2019 | 12 | 23 | 17 | 0 | 286 | 19 | 49 | 18 | 39.2 | 970.5 | 283.1 | 2.3
2019 | 12 | 23 | 18 | 0 | 0 | 0 | 0 | 15.2 | 46.3 | 970.9 | 313 | 2.1
2019 | 12 | 23 | 19 | 0 | 0 | 0 | 0 | 12.9 | 57.1 | 971.1 | 109.4 | 0.5
2019 | 12 | 23 | 20 | 0 | 0 | 0 | 0 | 11.4 | 63.6 | 971.2 | 70.1 | 1
2019 | 12 | 23 | 21 | 0 | 0 | 0 | 0 | 10.9 | 65 | 971.5 | 15.1 | 1
2019 | 12 | 23 | 22 | 0 | 0 | 0 | 0 | 9.1 | 73.1 | 971.4 | 43.8 | 0.7
2019 | 12 | 23 | 23 | 0 | 0 | 0 | 0 | 9.5 | 70.4 | 971.5 | 144.5 | 1.2
2019 | 12 | 24 | 0 | 0 | 0 | 0 | 0 | 10 | 65.3 | 971.5 | 129.8 | 1.3
2019 | 12 | 24 | 1 | 0 | 0 | 0 | 0 | 8.7 | 70.1 | 971.3 | 86.5 | 1.5
2019 | 12 | 24 | 2 | 0 | 0 | 0 | 0 | 8.9 | 68.3 | 971 | 155.3 | 0.9
2019 | 12 | 24 | 3 | 0 | 0 | 0 | 0 | 9.4 | 66.1 | 971 | 23.5 | 1.2
2019 | 12 | 24 | 4 | 0 | 0 | 0 | 0 | 11.5 | 56.7 | 970.8 | 46 | 2.7
2019 | 12 | 24 | 5 | 0 | 0 | 0 | 0 | 9.3 | 64.7 | 970.6 | 24.9 | 1.5
2019 | 12 | 24 | 6 | 0 | 0 | 0 | 0 | 9.9 | 61.8 | 970.7 | 16.5 | 1.8
2019 | 12 | 24 | 7 | 0 | 0 | 0 | 0 | 10.3 | 59.7 | 971.1 | 29.7 | 1.8
2019 | 12 | 24 | 8 | 0 | 128 | 12 | 22 | 11.7 | 54 | 971.6 | 28.5 | 2.5
2019 | 12 | 24 | 9 | 0 | 538 | 37 | 148 | 12.9 | 54.6 | 972.1 | 40.1 | 1.7
2019 | 12 | 24 | 10 | 0 | 747 | 53 | 304 | 16.2 | 49.8 | 972.7 | 91 | 1.4
2019 | 12 | 24 | 11 | 0 | 763 | 70 | 398 | 18.4 | 45 | 972.7 | 107.1 | 1.9
2019 | 12 | 24 | 12 | 0 | 917 | 72 | 523 | 20.1 | 38.5 | 972.2 | 113.3 | 2.3
2019 | 12 | 24 | 13 | 0 | 947 | 63 | 534 | 21 | 33.8 | 971.3 | 117.3 | 1.9
2019 | 12 | 24 | 14 | 0 | 860 | 61 | 454 | 21.4 | 34 | 970.4 | 118.3 | 2.3
2019 | 12 | 24 | 15 | 0 | 785 | 70 | 357 | 21.5 | 34.5 | 970.1 | 101.2 | 2.4
2019 | 12 | 24 | 16 | 0 | 256 | 55 | 120 | 19.8 | 39 | 970 | 105.4 | 2.2
2019 | 12 | 24 | 17 | 0 | 192 | 20 | 39 | 17.5 | 48.5 | 969.9 | 74.4 | 1.6
2019 | 12 | 24 | 18 | 0 | 0 | 0 | 0 | 14.7 | 55.7 | 969.8 | 27.8 | 2.1
2019 | 12 | 24 | 19 | 0 | 0 | 0 | 0 | 11.9 | 65.1 | 969.8 | 65.8 | 0.9
2019 | 12 | 24 | 20 | 0 | 0 | 0 | 0 | 10.8 | 68.6 | 970 | 158.5 | 1.2
2019 | 12 | 24 | 21 | 0 | 0 | 0 | 0 | 12.6 | 54.5 | 969.8 | 32.1 | 2.5
2019 | 12 | 24 | 22 | 0 | 0 | 0 | 0 | 10.8 | 54.6 | 969.8 | 30.4 | 1.7
2019 | 12 | 24 | 23 | 0 | 0 | 0 | 0 | 11 | 48.1 | 969.7 | 43.6 | 2.9
2019 | 12 | 25 | 0 | 0 | 0 | 0 | 0 | 10.8 | 43.3 | 969.4 | 44.8 | 2.2
2019 | 12 | 25 | 1 | 0 | 0 | 0 | 0 | 11.9 | 36.4 | 969 | 28.5 | 2.9
2019 | 12 | 25 | 2 | 0 | 0 | 0 | 0 | 10.8 | 40.1 | 968.7 | 35.7 | 2.3
2019 | 12 | 25 | 3 | 0 | 0 | 0 | 0 | 12.4 | 35.9 | 968.5 | 36.5 | 2.8
2019 | 12 | 25 | 4 | 0 | 0 | 0 | 0 | 9.7 | 47.8 | 968.3 | 67.8 | 2.2
2019 | 12 | 25 | 5 | 0 | 0 | 0 | 0 | 10.4 | 49.2 | 968 | 62.7 | 2.3
2019 | 12 | 25 | 6 | 0 | 0 | 0 | 0 | 10.7 | 44.8 | 968.1 | 42.3 | 1.8
2019 | 12 | 25 | 7 | 0 | 0 | 0 | 0 | 10.7 | 44.5 | 968.4 | 31.4 | 2.1
2019 | 12 | 25 | 8 | 0 | 118 | 9 | 19 | 10.6 | 44.2 | 968.6 | 25.2 | 2.1
2019 | 12 | 25 | 9 | 0 | 613 | 33 | 154 | 12.6 | 46.1 | 969 | 4.4 | 1
2019 | 12 | 25 | 10 | 0 | 851 | 48 | 330 | 15.8 | 44.6 | 969.4 | 38.9 | 1.5
2019 | 12 | 25 | 11 | 0 | 921 | 54 | 453 | 18.5 | 40.7 | 969.2 | 103.2 | 1.8
2019 | 12 | 25 | 12 | 0 | 943 | 73 | 536 | 20.6 | 34.6 | 968.5 | 121.2 | 2
2019 | 12 | 25 | 13 | 0 | 918 | 103 | 561 | 21.3 | 31.6 | 967.6 | 114.8 | 2.4
2019 | 12 | 25 | 14 | 0 | 781 | 78 | 437 | 21.7 | 29.1 | 966.9 | 120.2 | 2.4
2019 | 12 | 25 | 15 | 0 | 633 | 105 | 337 | 21.6 | 32.7 | 966.7 | 94.2 | 2.2
2019 | 12 | 25 | 16 | 0 | 480 | 81 | 203 | 21 | 36.6 | 966.6 | 127.7 | 1.9
2019 | 12 | 25 | 17 | 0 | 253 | 35 | 61 | 17.4 | 50.1 | 966.9 | 232.7 | 2.2
2019 | 12 | 25 | 18 | 0 | 0 | 0 | 0 | 14.2 | 60 | 967.4 | 182.3 | 0.6
2019 | 12 | 25 | 19 | 0 | 0 | 0 | 0 | 13.6 | 60.4 | 967.6 | 37.3 | 2.2
2019 | 12 | 25 | 20 | 0 | 0 | 0 | 0 | 12.4 | 61.3 | 967.7 | 23.9 | 2
2019 | 12 | 25 | 21 | 0 | 0 | 0 | 0 | 13 | 55.6 | 967.9 | 41.5 | 2.5
2019 | 12 | 25 | 22 | 0 | 0 | 0 | 0 | 11.1 | 60.2 | 968.2 | 30 | 1.1
2019 | 12 | 25 | 23 | 0 | 0 | 0 | 0 | 9.1 | 68.4 | 968.3 | 34.4 | 0.8
2019 | 12 | 26 | 0 | 0 | 0 | 0 | 0 | 9.4 | 67.6 | 968.3 | 241.7 | 0.8
2019 | 12 | 26 | 1 | 0 | 0 | 0 | 0 | 8.2 | 70.2 | 968.3 | 150.7 | 0.8
2019 | 12 | 26 | 2 | 0 | 0 | 0 | 0 | 8.9 | 65.3 | 968.3 | 106.4 | 1.2
2019 | 12 | 26 | 3 | 0 | 0 | 0 | 0 | 11 | 53.3 | 968.3 | 56.4 | 2.1
2019 | 12 | 26 | 4 | 0 | 0 | 0 | 0 | 10.6 | 53.6 | 968 | 40.8 | 1.7
2019 | 12 | 26 | 5 | 0 | 0 | 0 | 0 | 12.5 | 46.4 | 967.6 | 31.4 | 2.4
2019 | 12 | 26 | 6 | 0 | 0 | 0 | 0 | 13.5 | 44.4 | 967.6 | 15.7 | 3
2019 | 12 | 26 | 7 | 0 | 0 | 0 | 0 | 12.5 | 49.3 | 968.1 | 25.1 | 2.3
2019 | 12 | 26 | 8 | 0 | 132 | 18 | 28 | 12.4 | 49.9 | 968.5 | 27.9 | 2.5
2019 | 12 | 26 | 9 | 0 | 379 | 80 | 149 | 15.4 | 45.3 | 969.1 | 37.2 | 2
2019 | 12 | 26 | 10 | 0 | 476 | 103 | 266 | 18.6 | 41.2 | 969.9 | 91.5 | 0.7
2019 | 12 | 26 | 11 | 0 | 800 | 81 | 430 | 21.8 | 28.3 | 970 | 232.2 | 0.6
2019 | 12 | 26 | 12 | 0 | 848 | 91 | 509 | 23.7 | 26 | 969.4 | 119.5 | 0.4
2019 | 12 | 26 | 13 | 0 | 754 | 126 | 505 | 24.4 | 27.1 | 968.7 | 130.8 | 0.5
2019 | 12 | 26 | 14 | 0 | 577 | 154 | 423 | 23.7 | 29.9 | 968.2 | 245 | 2.6
2019 | 12 | 26 | 15 | 0 | 544 | 139 | 344 | 23.4 | 32 | 968.2 | 235.6 | 2.3
2019 | 12 | 26 | 16 | 0 | 369 | 109 | 201 | 21.9 | 40.8 | 968.7 | 226.8 | 1.5
2019 | 12 | 26 | 17 | 0 | 133 | 39 | 55 | 19.1 | 50.8 | 969.2 | 211.2 | 0.8
2019 | 12 | 26 | 18 | 0 | 0 | 0 | 0 | 16.5 | 53.9 | 969.8 | 68.8 | 1
2019 | 12 | 26 | 19 | 0 | 0 | 0 | 0 | 14.1 | 60.6 | 970.5 | 71.4 | 1
2019 | 12 | 26 | 20 | 0 | 0 | 0 | 0 | 13.3 | 55.3 | 970.9 | 95.9 | 1.8
2019 | 12 | 26 | 21 | 0 | 0 | 0 | 0 | 12.5 | 55.6 | 971.3 | 92.4 | 2.6
2019 | 12 | 26 | 22 | 0 | 0 | 0 | 0 | 12.4 | 56.6 | 971.5 | 89.9 | 3.4
2019 | 12 | 26 | 23 | 0 | 0 | 0 | 0 | 12.2 | 60.6 | 972.2 | 104.3 | 4.4
2019 | 12 | 27 | 0 | 0 | 0 | 0 | 0 | 11.9 | 61.6 | 972.5 | 92.9 | 4.2
2019 | 12 | 27 | 1 | 0 | 0 | 0 | 0 | 11.7 | 60.9 | 972.6 | 90.4 | 3.3
2019 | 12 | 27 | 2 | 0 | 0 | 0 | 0 | 11.2 | 63.5 | 972.7 | 97.3 | 3.2
2019 | 12 | 27 | 3 | 0 | 0 | 0 | 0 | 10.6 | 65.9 | 972.7 | 100 | 2.1
2019 | 12 | 27 | 4 | 0 | 0 | 0 | 0 | 10.7 | 66.1 | 972.3 | 77.8 | 1.9
2019 | 12 | 27 | 5 | 0 | 0 | 0 | 0 | 10.3 | 67.5 | 972 | 89 | 2.4
2019 | 12 | 27 | 6 | 0 | 0 | 0 | 0 | 10.2 | 67.2 | 971.9 | 48.5 | 2.2
2019 | 12 | 27 | 7 | 0 | 0 | 0 | 0 | 10.4 | 67.9 | 972.2 | 51 | 3.2
2019 | 12 | 27 | 8 | 0 | 24 | 10 | 12 | 9.8 | 68.9 | 972.5 | 24.5 | 2.4
2019 | 12 | 27 | 9 | 0 | 231 | 53 | 100 | 11 | 65.5 | 972.9 | 40.5 | 2.6
2019 | 12 | 27 | 10 | 0 | 629 | 76 | 286 | 13.7 | 61.4 | 973.4 | 78.1 | 3.2
2019 | 12 | 27 | 11 | 0 | 759 | 86 | 415 | 15.2 | 58.9 | 973.3 | 105.7 | 3.6
2019 | 12 | 27 | 12 | 0 | 810 | 93 | 493 | 16 | 60.3 | 972.7 | 111.8 | 4
2019 | 12 | 27 | 13 | 0 | 832 | 91 | 509 | 17.4 | 59 | 971.9 | 106.5 | 4.1
2019 | 12 | 27 | 14 | 0 | 795 | 88 | 454 | 18.3 | 56.2 | 971.2 | 97 | 4.2
2019 | 12 | 27 | 15 | 0 | 715 | 86 | 353 | 18.7 | 52.9 | 971.1 | 95.6 | 4.6
2019 | 12 | 27 | 16 | 0 | 474 | 76 | 196 | 17.7 | 61 | 971.2 | 98.5 | 4.6
2019 | 12 | 27 | 17 | 0 | 74 | 31 | 41 | 15.4 | 71 | 971.5 | 96.4 | 3.5
2019 | 12 | 27 | 18 | 0 | 0 | 0 | 0 | 13.1 | 81.9 | 971.7 | 87.4 | 3
2019 | 12 | 27 | 19 | 0 | 0 | 0 | 0 | 12.6 | 77.4 | 971.9 | 56.4 | 2.5
2019 | 12 | 27 | 20 | 0 | 0 | 0 | 0 | 12.5 | 64.2 | 971.9 | 28.6 | 3
2019 | 12 | 27 | 21 | 0 | 0 | 0 | 0 | 12.6 | 59.5 | 972 | 25 | 3.2
2019 | 12 | 27 | 22 | 0 | 0 | 0 | 0 | 11.6 | 61.7 | 972.2 | 27.3 | 2.4
2019 | 12 | 27 | 23 | 0 | 0 | 0 | 0 | 10.3 | 65.9 | 972.4 | 36.6 | 2.2
2019 | 12 | 28 | 0 | 0 | 0 | 0 | 0 | 9.1 | 70 | 972.3 | 83.9 | 1.3
2019 | 12 | 28 | 1 | 0 | 0 | 0 | 0 | 9.6 | 66 | 971.9 | 43.5 | 2.3
2019 | 12 | 28 | 2 | 0 | 0 | 0 | 0 | 9.6 | 64.8 | 971.5 | 54.2 | 2.2
2019 | 12 | 28 | 3 | 0 | 0 | 0 | 0 | 10.1 | 63.4 | 971.4 | 25.6 | 3.1
2019 | 12 | 28 | 4 | 0 | 0 | 0 | 0 | 8.7 | 69.4 | 971.7 | 60.8 | 2.1
2019 | 12 | 28 | 5 | 0 | 0 | 0 | 0 | 8.8 | 68.9 | 971.7 | 33.8 | 1.7
2019 | 12 | 28 | 6 | 0 | 0 | 0 | 0 | 7.4 | 76.3 | 972 | 65.4 | 1.8
2019 | 12 | 28 | 7 | 0 | 0 | 0 | 0 | 8.1 | 74.4 | 972.3 | 51.6 | 2.1
2019 | 12 | 28 | 8 | 0 | 138 | 10 | 20 | 8.3 | 70.3 | 972.7 | 30.5 | 2.2
2019 | 12 | 28 | 9 | 0 | 626 | 36 | 157 | 10.8 | 63.5 | 973.4 | 68.3 | 2.2
2019 | 12 | 28 | 10 | 0 | 801 | 50 | 315 | 13.5 | 62.7 | 974.1 | 98.5 | 1.9
2019 | 12 | 28 | 11 | 0 | 888 | 56 | 440 | 15.3 | 52.7 | 974.2 | 107.7 | 3.1
2019 | 12 | 28 | 12 | 0 | 923 | 58 | 512 | 16.3 | 47.2 | 973.5 | 115.9 | 3.1
2019 | 12 | 28 | 13 | 0 | 935 | 57 | 526 | 17.4 | 44.2 | 972.3 | 161.8 | 1.4
2019 | 12 | 28 | 14 | 0 | 914 | 55 | 475 | 18.9 | 37.3 | 971.3 | 201.8 | 1
2019 | 12 | 28 | 15 | 0 | 857 | 50 | 369 | 19.8 | 34.6 | 971 | 186.4 | 0.9
2019 | 12 | 28 | 16 | 0 | 709 | 42 | 216 | 17.4 | 49.8 | 971.4 | 105.6 | 4.1
2019 | 12 | 28 | 17 | 0 | 313 | 20 | 56 | 13.2 | 68.4 | 972.2 | 106.8 | 5
2019 | 12 | 28 | 18 | 0 | 0 | 0 | 0 | 10.2 | 84.3 | 972.8 | 101.7 | 4.1
2019 | 12 | 28 | 19 | 0 | 0 | 0 | 0 | 9.2 | 91.8 | 973.3 | 95.7 | 4.1
2019 | 12 | 28 | 20 | 0 | 0 | 0 | 0 | 8.7 | 92.8 | 973.5 | 87.9 | 3.4
2019 | 12 | 28 | 21 | 0 | 0 | 0 | 0 | 9 | 93.2 | 973.8 | 79.1 | 3.1
2019 | 12 | 28 | 22 | 0 | 0 | 0 | 0 | 8.9 | 92.3 | 974 | 70 | 2.9
2019 | 12 | 28 | 23 | 0 | 0 | 0 | 0 | 8.8 | 90.8 | 974.4 | 70.4 | 3.5
2019 | 12 | 29 | 0 | 0 | 0 | 0 | 0 | 7.1 | 91.4 | 974.2 | 59.1 | 2.1
2019 | 12 | 29 | 1 | 0 | 0 | 0 | 0 | 6.7 | 90.4 | 973.9 | 41.5 | 2
2019 | 12 | 29 | 2 | 0 | 0 | 0 | 0 | 5.9 | 86.9 | 973.9 | 33 | 1.7
2019 | 12 | 29 | 3 | 0 | 0 | 0 | 0 | 6.2 | 87.3 | 974.3 | 55.6 | 1.8
2019 | 12 | 29 | 4 | 0 | 0 | 0 | 0 | 5.6 | 91 | 974.4 | 47.2 | 1.9
2019 | 12 | 29 | 5 | 0 | 0 | 0 | 0 | 5.4 | 86.8 | 974.5 | 42.8 | 2
2019 | 12 | 29 | 6 | 0 | 0 | 0 | 0 | 5.2 | 86.2 | 974.8 | 45.4 | 2.2
2019 | 12 | 29 | 7 | 0 | 0 | 0 | 0 | 5.2 | 85 | 975.2 | 32.6 | 2.6
2019 | 12 | 29 | 8 | 0 | 32 | 11 | 14 | 4.9 | 85.6 | 975.4 | 50.9 | 1.9
2019 | 12 | 29 | 9 | 0 | 537 | 46 | 152 | 7.5 | 80.6 | 975.7 | 62.1 | 2.1
2019 | 12 | 29 | 10 | 0 | 762 | 64 | 317 | 10.7 | 76.6 | 976.2 | 79.5 | 2
2019 | 12 | 29 | 11 | 0 | 821 | 109 | 466 | 12.6 | 70.4 | 976.3 | 91.1 | 3.1
2019 | 12 | 29 | 12 | 0 | 755 | 104 | 479 | 13 | 66.3 | 975.7 | 86.4 | 3.4
2019 | 12 | 29 | 13 | 0 | 873 | 82 | 521 | 13.3 | 65.1 | 974.3 | 86.2 | 3.1
2019 | 12 | 29 | 14 | 0 | 890 | 64 | 475 | 14.1 | 60.6 | 973.4 | 110.5 | 2.7
2019 | 12 | 29 | 15 | 0 | 816 | 61 | 366 | 14.4 | 60.8 | 973.2 | 106.9 | 4.2
2019 | 12 | 29 | 16 | 0 | 684 | 48 | 217 | 13.8 | 63 | 973.2 | 105 | 4.2
2019 | 12 | 29 | 17 | 0 | 305 | 22 | 57 | 12.3 | 68.6 | 973.3 | 100.4 | 3
2019 | 12 | 29 | 18 | 0 | 0 | 0 | 0 | 10 | 77.7 | 973.3 | 75.8 | 2.2
2019 | 12 | 29 | 19 | 0 | 0 | 0 | 0 | 9.3 | 79 | 973.7 | 49.4 | 2.1
2019 | 12 | 29 | 20 | 0 | 0 | 0 | 0 | 7.1 | 85.4 | 974 | 65.6 | 1.6
2019 | 12 | 29 | 21 | 0 | 0 | 0 | 0 | 6.9 | 87.2 | 974.2 | 36.6 | 1.7
2019 | 12 | 29 | 22 | 0 | 0 | 0 | 0 | 7 | 86.1 | 974.3 | 19.9 | 2.9
2019 | 12 | 29 | 23 | 0 | 0 | 0 | 0 | 6.9 | 85.7 | 974.3 | 27.1 | 2.9
2019 | 12 | 30 | 0 | 0 | 0 | 0 | 0 | 5.7 | 89.5 | 974.3 | 66.4 | 1.4
2019 | 12 | 30 | 1 | 0 | 0 | 0 | 0 | 7.2 | 88.3 | 974.2 | 41.5 | 1.8
2019 | 12 | 30 | 2 | 0 | 0 | 0 | 0 | 8.4 | 84.3 | 974.3 | 58.8 | 1.6
2019 | 12 | 30 | 3 | 0 | 0 | 0 | 0 | 8.7 | 82.6 | 974.4 | 21.8 | 2.3
2019 | 12 | 30 | 4 | 0 | 0 | 0 | 0 | 8.3 | 83 | 974.3 | 18.5 | 2.2
2019 | 12 | 30 | 5 | 0 | 0 | 0 | 0 | 7.5 | 85.3 | 974.3 | 159.6 | 1
2019 | 12 | 30 | 6 | 0 | 0 | 0 | 0 | 7.1 | 88.4 | 974.5 | 96.1 | 0.4
2019 | 12 | 30 | 7 | 0 | 0 | 0 | 0 | 6.9 | 89.5 | 974.8 | 142.8 | 0.9
2019 | 12 | 30 | 8 | 0 | 0 | 6 | 6 | 7.4 | 88.4 | 975.4 | 109.3 | 1
2019 | 12 | 30 | 9 | 0 | 0 | 47 | 47 | 8.8 | 84.2 | 976.1 | 195.4 | 1
2019 | 12 | 30 | 10 | 0 | 7 | 154 | 159 | 10.1 | 78.6 | 976.6 | 167.3 | 1
2019 | 12 | 30 | 11 | 0 | 21 | 241 | 254 | 11.6 | 70.6 | 976.7 | 213.1 | 1.4
2019 | 12 | 30 | 12 | 0 | 7 | 266 | 273 | 12.4 | 67.2 | 976.2 | 156.7 | 0.8
2019 | 12 | 30 | 13 | 0 | 116 | 273 | 336 | 12.7 | 64.8 | 975.6 | 114.9 | 1.6
2019 | 12 | 30 | 14 | 0 | 749 | 197 | 545 | 13.6 | 60.7 | 975 | 129.3 | 1.8
2019 | 12 | 30 | 15 | 0 | 611 | 159 | 393 | 14.1 | 58.8 | 974.8 | 115.6 | 1.5
2019 | 12 | 30 | 16 | 0 | 546 | 82 | 222 | 13.9 | 58.9 | 974.7 | 123.5 | 1.4
2019 | 12 | 30 | 17 | 0 | 226 | 27 | 52 | 13 | 62.6 | 974.9 | 80.9 | 0.4
2019 | 12 | 30 | 18 | 0 | 0 | 0 | 0 | 10.5 | 75.6 | 975.1 | 64.9 | 1.3
2019 | 12 | 30 | 19 | 0 | 0 | 0 | 0 | 9.7 | 81.9 | 975.3 | 81.7 | 1.1
2019 | 12 | 30 | 20 | 0 | 0 | 0 | 0 | 7.8 | 86.7 | 975.4 | 96.8 | 1.5
2019 | 12 | 30 | 21 | 0 | 0 | 0 | 0 | 6.7 | 87.9 | 975.6 | 76 | 1.4
2019 | 12 | 30 | 22 | 0 | 0 | 0 | 0 | 6.6 | 86.6 | 975.6 | 52 | 2.2
2019 | 12 | 30 | 23 | 0 | 0 | 0 | 0 | 7.1 | 83.9 | 975.7 | 25.4 | 2.9
2019 | 12 | 31 | 0 | 0 | 0 | 0 | 0 | 7.1 | 83.5 | 975.2 | 27.7 | 2.7
2019 | 12 | 31 | 1 | 0 | 0 | 0 | 0 | 5.3 | 87.9 | 974.8 | 35.6 | 1.7
2019 | 12 | 31 | 2 | 0 | 0 | 0 | 0 | 6.3 | 85.7 | 974.5 | 22.6 | 2.4
2019 | 12 | 31 | 3 | 0 | 0 | 0 | 0 | 5.3 | 87.2 | 974.6 | 15.6 | 1.9
2019 | 12 | 31 | 4 | 0 | 0 | 0 | 0 | 4.5 | 89.1 | 974.4 | 7.3 | 1.2
2019 | 12 | 31 | 5 | 0 | 0 | 0 | 0 | 4.7 | 89.7 | 974.1 | 42.7 | 1.8
2019 | 12 | 31 | 6 | 0 | 0 | 0 | 0 | 4.9 | 89.2 | 974.4 | 36.8 | 2.2
2019 | 12 | 31 | 7 | 0 | 0 | 0 | 0 | 5.8 | 86.8 | 975 | 28.9 | 2.1
2019 | 12 | 31 | 8 | 0 | 1 | 9 | 9 | 4.5 | 90.9 | 975.4 | 76.7 | 1.4
2019 | 12 | 31 | 9 | 0 | 13 | 86 | 90 | 6.5 | 90.3 | 975.9 | 63.4 | 0.8
2019 | 12 | 31 | 10 | 0 | 14 | 158 | 163 | 8.2 | 88.4 | 976.7 | 117.6 | 1.1
2019 | 12 | 31 | 11 | 0 | 12 | 230 | 238 | 10.5 | 82.9 | 977 | 95 | 0.7
2019 | 12 | 31 | 12 | 0 | 23 | 267 | 282 | 12.2 | 70.6 | 976.6 | 96.5 | 1.2
2019 | 12 | 31 | 13 | 0 | 589 | 183 | 483 | 12.9 | 66.9 | 975.8 | 58.8 | 1.4
2019 | 12 | 31 | 14 | 0 | 366 | 159 | 334 | 13.2 | 64.5 | 975.2 | 108.1 | 1.7
2019 | 12 | 31 | 15 | 0 | 132 | 117 | 165 | 12.9 | 67.6 | 974.9 | 150.5 | 1.3
2019 | 12 | 31 | 16 | 0 | 471 | 83 | 207 | 13.5 | 66.5 | 974.8 | 118.3 | 1.6
2019 | 12 | 31 | 17 | 0 | 248 | 27 | 56 | 11.8 | 73.5 | 974.8 | 94.6 | 2
2019 | 12 | 31 | 18 | 0 | 0 | 0 | 0 | 9.7 | 80.4 | 975.2 | 106.1 | 1.3
2019 | 12 | 31 | 19 | 0 | 0 | 0 | 0 | 7.9 | 85.4 | 975.6 | 92.4 | 0.8
2019 | 12 | 31 | 20 | 0 | 0 | 0 | 0 | 6.3 | 88.5 | 975.9 | 66.4 | 1.2
2019 | 12 | 31 | 21 | 0 | 0 | 0 | 0 | 5.4 | 91.3 | 976 | 86.6 | 0.4
2019 | 12 | 31 | 22 | 0 | 0 | 0 | 0 | 5.1 | 92.1 | 975.8 | 33.7 | 0.8
2019 | 12 | 31 | 23 | 0 | 0 | 0 | 0 | 4.7 | 92.8 | 975.8 | 13.9 | 0.6

## 8 - Weather File 2019 SAM Ver
Source | Location ID | City | State | Country | Latitude | Longitude | Time Zone | Elevation
Deutsches Zentrum fuer Luft- und Raumfahrt (DLR) | 10 | Almería | Andalusia | Spain | 37.0909 | -2.3581 | 1 | 500 | [5 empty] | Legend
Year | Month | Day | Hour | Minute | DHI | DNI | GHI | Dew Point | Wind Speed | Wind Direction | Relative Humidity | Temperature | Pressure | Symbol/Abbreviation | Description | Unit
2019 | 1 | 1 | 0 | 30 | 0 | 0 | 0 | -3.2 | 1 | 17.1 | 48.7 | 6 | 972.7 | Source | Code of the metereological station (if known) | [-]
2019 | 1 | 1 | 1 | 30 | 0 | 0 | 0 | -3.5 | 0.5 | 135.5 | 49.7 | 5.4 | 972.3 | Location ID | Identifier for location | [-]
2019 | 1 | 1 | 2 | 30 | 0 | 0 | 0 | -3.7 | 0.9 | 20.8 | 48.6 | 5.2 | 972.2 | City | Name of the city | [-]
2019 | 1 | 1 | 3 | 30 | 0 | 0 | 0 | -3.9 | 0.7 | 66.8 | 47.3 | 5.1 | 972.3 | State | Name of the state | [-]
2019 | 1 | 1 | 4 | 30 | 0 | 0 | 0 | -4 | 1.2 | 25.9 | 45.5 | 5.3 | 972 | Country | Name of the country | [-]
2019 | 1 | 1 | 5 | 30 | 0 | 0 | 0 | -4.1 | 1.8 | 24.3 | 43.8 | 5.6 | 971.6 | Latitude | Latitude coordinates | [°N]
2019 | 1 | 1 | 6 | 30 | 0 | 0 | 0 | -4.3 | 1.5 | 34.5 | 43.8 | 5.4 | 971.6 | Laongitude | Longitude coordinates | [°E]
2019 | 1 | 1 | 7 | 30 | 0 | 0 | 0 | -2.9 | 0.8 | 53.6 | 44.2 | 5 | 971.9 | Time Zone | Time zone in hours | [-]
2019 | 1 | 1 | 8 | 30 | 8 | 154 | 18 | -3.6 | 0.7 | 330.8 | 45.4 | 4.6 | 972.5 | Elevation | Elevation of the location | [m]
2019 | 1 | 1 | 9 | 30 | 31 | 699 | 158 | -3.4 | 0.3 | 36.9 | 38.6 | 9.5 | 973.3 | Year | Year of the measurement | [-]
2019 | 1 | 1 | 10 | 30 | 42 | 873 | 324 | -3.9 | 0.2 | 22.8 | 29.9 | 14.6 | 973.5 | Month | Month of the measurement | [-]
2019 | 1 | 1 | 11 | 30 | 47 | 945 | 454 | -4.3 | 0.8 | 193.6 | 24.8 | 16.7 | 973.4 | Day | Day of the measurement | [-]
2019 | 1 | 1 | 12 | 30 | 49 | 974 | 529 | -4.4 | 2.5 | 241.9 | 24.1 | 17.5 | 972.6 | Hour | Hour of the measurement | [h]
2019 | 1 | 1 | 13 | 30 | 49 | 979 | 543 | -4.3 | 3.2 | 249.4 | 23.6 | 18.5 | 971.9 | Minute | Minutes of the measurement | [-]
2019 | 1 | 1 | 14 | 30 | 48 | 959 | 494 | -3.9 | 3.1 | 253.5 | 23.1 | 19.2 | 971.2 | DHI | Hourly DHI, diffuse horizontal irradiance | [W/m2]
2019 | 1 | 1 | 15 | 30 | 44 | 907 | 387 | 0.4 | 4 | 262.2 | 24.1 | 18.9 | 971 | DNI | Hourly DNI, direct normal irradiance | [W/m2]
2019 | 1 | 1 | 16 | 30 | 36 | 788 | 235 | -0.2 | 3.8 | 275.4 | 24.5 | 18.3 | 971.2 | GHI | Hourly GHI, global horizontal irradiance | [W/m2]
2019 | 1 | 1 | 17 | 30 | 18 | 440 | 68 | -0.7 | 3 | 258.7 | 30 | 16.1 | 971.5 | Dew Point | Dew point temperature | [°C]
2019 | 1 | 1 | 18 | 30 | 0 | 1 | 0 | -1.7 | 1.3 | 252.4 | 41.2 | 12.1 | 972 | Wind Speed | Wind speed | [m/s]
2019 | 1 | 1 | 19 | 30 | 0 | 0 | 0 | -2.3 | 0.2 | 154.4 | 51.6 | 9.7 | 972.3 | Wind Direction | Wind direction | [°]
2019 | 1 | 1 | 20 | 30 | 0 | 0 | 0 | -2 | 0.7 | 73.1 | 55 | 7.7 | 972.2 | Relative Humidity | Relative humidity | [%]
2019 | 1 | 1 | 21 | 30 | 0 | 0 | 0 | -1.5 | 1.1 | 108 | 46 | 7.6 | 972.1 | Temperature | Hourly ambient temperature | [°C]
2019 | 1 | 1 | 22 | 30 | 0 | 0 | 0 | -1.7 | 1.4 | 125.4 | 45.7 | 7.3 | 971.9 | Pressure | Surface (air) pressure | [Pa]
2019 | 1 | 1 | 23 | 30 | 0 | 0 | 0 | -1.6 | 1.7 | 112 | 43.9 | 7.3 | 971.6
2019 | 1 | 2 | 0 | 30 | 0 | 0 | 0 | -1.6 | 2.1 | 27.6 | 42.4 | 7.4 | 971.2
2019 | 1 | 2 | 1 | 30 | 0 | 0 | 0 | -1.5 | 1.2 | 25.8 | 43.1 | 6.6 | 971
2019 | 1 | 2 | 2 | 30 | 0 | 0 | 0 | -1.1 | 1.1 | 25.3 | 44.6 | 6.1 | 970.8
2019 | 1 | 2 | 3 | 30 | 0 | 0 | 0 | -0.3 | 2.4 | 20.3 | 40.9 | 7.1 | 970.6
2019 | 1 | 2 | 4 | 30 | 0 | 0 | 0 | 0.3 | 2.2 | 18.2 | 40 | 7.3 | 969.9
2019 | 1 | 2 | 5 | 30 | 0 | 0 | 0 | 0.3 | 1.8 | 30.3 | 40.6 | 6.9 | 969.4
2019 | 1 | 2 | 6 | 30 | 0 | 0 | 0 | -0.2 | 2.9 | 15.2 | 40.3 | 6.7 | 969
2019 | 1 | 2 | 7 | 30 | 0 | 0 | 0 | -0.3 | 2.5 | 23 | 39.1 | 6.9 | 968.9
2019 | 1 | 2 | 8 | 30 | 8 | 154 | 18 | -0.3 | 2.9 | 22 | 36.8 | 7.7 | 968.9
2019 | 1 | 2 | 9 | 30 | 31 | 705 | 159 | -0.9 | 0.8 | 47.7 | 33.1 | 10.9 | 969.4
2019 | 1 | 2 | 10 | 30 | 42 | 879 | 327 | -2.1 | 1 | 63.7 | 27 | 14.6 | 969.5
2019 | 1 | 2 | 11 | 30 | 48 | 952 | 458 | -3 | 0.9 | 254.7 | 23.1 | 17.2 | 969
2019 | 1 | 2 | 12 | 30 | 51 | 980 | 534 | -3.8 | 1.4 | 222.7 | 22.9 | 18.4 | 968
2019 | 1 | 2 | 13 | 30 | 53 | 976 | 546 | -4.4 | 2.6 | 238.7 | 29.5 | 18.2 | 967
2019 | 1 | 2 | 14 | 30 | 53 | 947 | 495 | -4.6 | 2.5 | 240.8 | 37.9 | 18.6 | 966.1
2019 | 1 | 2 | 15 | 30 | 50 | 854 | 377 | -2.2 | 2.6 | 241.6 | 38.9 | 18.6 | 965.7
2019 | 1 | 2 | 16 | 30 | 44 | 729 | 229 | -0.6 | 2.4 | 229.8 | 44.4 | 17.6 | 965.9
2019 | 1 | 2 | 17 | 30 | 23 | 376 | 67 | -1.1 | 1.7 | 201.8 | 55.9 | 15.7 | 966.3
2019 | 1 | 2 | 18 | 30 | 0 | 1 | 1 | -1.2 | 2.6 | 122.1 | 54.6 | 11.6 | 966.8
2019 | 1 | 2 | 19 | 30 | 0 | 0 | 0 | -1.3 | 2.1 | 70.2 | 57.6 | 9.6 | 967.4
2019 | 1 | 2 | 20 | 30 | 0 | 0 | 0 | -1.3 | 2.5 | 71.5 | 59.5 | 9.5 | 967.7
2019 | 1 | 2 | 21 | 30 | 0 | 0 | 0 | -1.4 | 3 | 56.8 | 58.3 | 9.2 | 968
2019 | 1 | 2 | 22 | 30 | 0 | 0 | 0 | -1.5 | 3 | 56.9 | 57.1 | 8.6 | 968.3
2019 | 1 | 2 | 23 | 30 | 0 | 0 | 0 | -1.6 | 3 | 87.7 | 59.7 | 7.5 | 968.4
2019 | 1 | 3 | 0 | 30 | 0 | 0 | 0 | -1.7 | 2.7 | 60.7 | 63.1 | 6.9 | 968.5
2019 | 1 | 3 | 1 | 30 | 0 | 0 | 0 | -2 | 3.1 | 50.3 | 61.6 | 6.8 | 968.6
2019 | 1 | 3 | 2 | 30 | 0 | 0 | 0 | -2.4 | 2.6 | 33.3 | 64.4 | 5.2 | 968.6
2019 | 1 | 3 | 3 | 30 | 0 | 0 | 0 | -2.8 | 2.4 | 42.1 | 62.3 | 5.6 | 968.7
2019 | 1 | 3 | 4 | 30 | 0 | 0 | 0 | -3.1 | 2.9 | 71.2 | 66.5 | 5.6 | 968.4
2019 | 1 | 3 | 5 | 30 | 0 | 0 | 0 | -3.3 | 2.8 | 55.6 | 66.3 | 5.3 | 968.3
2019 | 1 | 3 | 6 | 30 | 0 | 0 | 0 | -3.6 | 2.8 | 55.9 | 69.9 | 5.2 | 968.4
2019 | 1 | 3 | 7 | 30 | 0 | 0 | 0 | -2.3 | 2.5 | 58.1 | 69.3 | 4.9 | 969
2019 | 1 | 3 | 8 | 30 | 8 | 8 | 9 | -3 | 2.6 | 62.6 | 75.2 | 4.3 | 969.6
2019 | 1 | 3 | 9 | 30 | 38 | 599 | 148 | -3 | 1.4 | 80.1 | 68.3 | 7.1 | 970.3
2019 | 1 | 3 | 10 | 30 | 58 | 788 | 314 | -3.1 | 4.1 | 99.6 | 65.4 | 10.3 | 971
2019 | 1 | 3 | 11 | 30 | 76 | 835 | 439 | -3.5 | 5.2 | 66.4 | 59 | 11.7 | 971.2
2019 | 1 | 3 | 12 | 30 | 191 | 417 | 400 | -3.6 | 3.9 | 75.8 | 56.7 | 12.5 | 970.7
2019 | 1 | 3 | 13 | 30 | 178 | 540 | 454 | -3.3 | 4.8 | 94.7 | 58.3 | 12.6 | 970.1
2019 | 1 | 3 | 14 | 30 | 172 | 525 | 425 | -2.9 | 3.7 | 70.8 | 54 | 13.1 | 969.7
2019 | 1 | 3 | 15 | 30 | 119 | 464 | 297 | 2.7 | 2.9 | 84.5 | 55.4 | 12.9 | 969.7
2019 | 1 | 3 | 16 | 30 | 80 | 514 | 206 | -0.6 | 2.9 | 98 | 58.4 | 12.8 | 969.7
2019 | 1 | 3 | 17 | 30 | 42 | 140 | 63 | -1.5 | 4 | 105.6 | 68.2 | 11.6 | 970
2019 | 1 | 3 | 18 | 30 | 0 | 0 | 1 | -1.7 | 3 | 90.6 | 77 | 10 | 970.2
2019 | 1 | 3 | 19 | 30 | 0 | 0 | 0 | -1.5 | 2.5 | 65.7 | 80.4 | 9.9 | 970.5
2019 | 1 | 3 | 20 | 30 | 0 | 0 | 0 | -1.3 | 2.7 | 76.9 | 81.6 | 9.7 | 970.6
2019 | 1 | 3 | 21 | 30 | 0 | 0 | 0 | -1.2 | 2.1 | 83.9 | 86.2 | 8.4 | 970.9
2019 | 1 | 3 | 22 | 30 | 0 | 0 | 0 | -1.1 | 2.2 | 70.7 | 87.5 | 7.8 | 970.8
2019 | 1 | 3 | 23 | 30 | 0 | 0 | 0 | -1.1 | 2.2 | 75.5 | 87.5 | 7 | 970.7
2019 | 1 | 4 | 0 | 30 | 0 | 0 | 0 | -1.2 | 1.3 | 89.9 | 89.8 | 6.2 | 970.7
2019 | 1 | 4 | 1 | 30 | 0 | 0 | 0 | -1.2 | 1 | 64.9 | 90.6 | 6.1 | 970.9
2019 | 1 | 4 | 2 | 30 | 0 | 0 | 0 | -1.3 | 1.2 | 87.7 | 91 | 5.7 | 970.7
2019 | 1 | 4 | 3 | 30 | 0 | 0 | 0 | -1.4 | 1.1 | 57 | 90.7 | 5.1 | 970.7
2019 | 1 | 4 | 4 | 30 | 0 | 0 | 0 | -1.6 | 1.3 | 118.8 | 88.4 | 4.8 | 970.2
2019 | 1 | 4 | 5 | 30 | 0 | 0 | 0 | -1.7 | 2.1 | 44.9 | 83 | 4.3 | 970.1
2019 | 1 | 4 | 6 | 30 | 0 | 0 | 0 | -1.9 | 2.5 | 40.5 | 82.7 | 4.3 | 970.1
2019 | 1 | 4 | 7 | 30 | 0 | 0 | 0 | -0.5 | 2.2 | 33.3 | 82 | 4.1 | 970.6
2019 | 1 | 4 | 8 | 30 | 10 | 97 | 16 | -0.3 | 2.4 | 18.8 | 80.8 | 4.4 | 971.1
2019 | 1 | 4 | 9 | 30 | 47 | 580 | 156 | -0.5 | 1.6 | 120.2 | 75.7 | 6.5 | 971.8
2019 | 1 | 4 | 10 | 30 | 65 | 806 | 330 | -0.4 | 0.9 | 129.5 | 71.9 | 9 | 972.4
2019 | 1 | 4 | 11 | 30 | 62 | 898 | 456 | -0.6 | 1 | 158.6 | 61.5 | 11.5 | 972.5
2019 | 1 | 4 | 12 | 30 | 61 | 944 | 535 | -0.8 | 1.4 | 197.5 | 50.2 | 12.5 | 971.7
2019 | 1 | 4 | 13 | 30 | 61 | 944 | 547 | -0.7 | 1.8 | 213.1 | 44 | 13.3 | 971.1
2019 | 1 | 4 | 14 | 30 | 60 | 927 | 501 | -0.4 | 1.9 | 217.3 | 46.9 | 14 | 970.5
2019 | 1 | 4 | 15 | 30 | 53 | 883 | 397 | 3.8 | 2 | 242 | 44.5 | 14.7 | 970.4
2019 | 1 | 4 | 16 | 30 | 44 | 761 | 243 | 1.4 | 2.8 | 246.6 | 48.6 | 14.3 | 970.7
2019 | 1 | 4 | 17 | 30 | 23 | 407 | 72 | 0.4 | 2.9 | 255.6 | 62.3 | 12.2 | 971.2
2019 | 1 | 4 | 18 | 30 | 1 | 0 | 1 | 0.4 | 2.5 | 235.9 | 74.4 | 9.3 | 971.6
2019 | 1 | 4 | 19 | 30 | 0 | 0 | 0 | 0.4 | 0.2 | 48 | 81.4 | 7 | 972.2
2019 | 1 | 4 | 20 | 30 | 0 | 0 | 0 | 0.4 | 0.9 | 42.8 | 80.2 | 5.5 | 972.6
2019 | 1 | 4 | 21 | 30 | 0 | 0 | 0 | 0.4 | 1.1 | 173.1 | 78.4 | 5.2 | 972.8
2019 | 1 | 4 | 22 | 30 | 0 | 0 | 0 | 0.4 | 2.1 | 69.8 | 73.4 | 4.9 | 973
2019 | 1 | 4 | 23 | 30 | 0 | 0 | 0 | 0.4 | 1.6 | 32.1 | 60.6 | 3.9 | 973
2019 | 1 | 5 | 0 | 30 | 0 | 0 | 0 | 0.4 | 1.6 | 14.7 | 55.3 | 3.8 | 972.8
2019 | 1 | 5 | 1 | 30 | 0 | 0 | 0 | 0.4 | 0.8 | 46 | 58.5 | 2.7 | 972.8
2019 | 1 | 5 | 2 | 30 | 0 | 0 | 0 | 0.3 | 0.3 | 77.7 | 62.6 | 1.5 | 972.9
2019 | 1 | 5 | 3 | 30 | 0 | 0 | 0 | 0.2 | 0.9 | 220.8 | 62.1 | 2.1 | 973.1
2019 | 1 | 5 | 4 | 30 | 0 | 0 | 0 | -0.1 | 1.8 | 33.9 | 54.8 | 2.2 | 973
2019 | 1 | 5 | 5 | 30 | 0 | 0 | 0 | -0.3 | 1.4 | 25.6 | 51.2 | 2.2 | 972.9
2019 | 1 | 5 | 6 | 30 | 0 | 0 | 0 | -0.4 | 0.8 | 53.7 | 53.6 | 1.5 | 972.9
2019 | 1 | 5 | 7 | 30 | 0 | 0 | 0 | 0.2 | 1.2 | 29.2 | 55.7 | 1 | 973.2
2019 | 1 | 5 | 8 | 30 | 8 | 156 | 18 | 0.4 | 1.5 | 64.3 | 50.9 | 2 | 973.5
2019 | 1 | 5 | 9 | 30 | 32 | 694 | 159 | 0.8 | 0.4 | 43.7 | 46.8 | 5.8 | 974
2019 | 1 | 5 | 10 | 30 | 43 | 871 | 329 | 0.8 | 0.7 | 61.7 | 35.5 | 10.8 | 974.5
2019 | 1 | 5 | 11 | 30 | 48 | 941 | 461 | 0.4 | 0.7 | 185.9 | 26.8 | 13.6 | 974.5
2019 | 1 | 5 | 12 | 30 | 52 | 968 | 537 | 0.3 | 1.8 | 232.7 | 27.7 | 13.8 | 973.9
2019 | 1 | 5 | 13 | 30 | 52 | 977 | 553 | 0.2 | 2 | 231.7 | 34.5 | 14.4 | 972.9
2019 | 1 | 5 | 14 | 30 | 51 | 957 | 505 | 0.2 | 2.5 | 249.1 | 36.6 | 15.3 | 972.2
2019 | 1 | 5 | 15 | 30 | 47 | 910 | 400 | 3.5 | 3.4 | 235.6 | 39.6 | 15.4 | 971.8
2019 | 1 | 5 | 16 | 30 | 39 | 798 | 248 | 2.7 | 2.6 | 236 | 43.3 | 15.2 | 971.6
2019 | 1 | 5 | 17 | 30 | 21 | 463 | 77 | 1.6 | 2.9 | 235.6 | 57.9 | 13.1 | 971.6
2019 | 1 | 5 | 18 | 30 | 1 | 1 | 1 | 1.2 | 1.5 | 248 | 77 | 9.2 | 972.1
2019 | 1 | 5 | 19 | 30 | 0 | 0 | 0 | 0.8 | 0.7 | 265.7 | 84.1 | 7.4 | 972.5
2019 | 1 | 5 | 20 | 30 | 0 | 0 | 0 | 0.5 | 0.9 | 277 | 86.5 | 6.1 | 972.6
2019 | 1 | 5 | 21 | 30 | 0 | 0 | 0 | 0.2 | 0.9 | 24.8 | 75.6 | 4.7 | 972.6
2019 | 1 | 5 | 22 | 30 | 0 | 0 | 0 | -0.2 | 0.9 | 54.6 | 73.4 | 3.7 | 972.3
2019 | 1 | 5 | 23 | 30 | 0 | 0 | 0 | -1 | 1.1 | 11.9 | 53.8 | 4.6 | 972.2
2019 | 1 | 6 | 0 | 30 | 0 | 0 | 0 | -2 | 1.8 | 18.1 | 48.8 | 5.2 | 971.6
2019 | 1 | 6 | 1 | 30 | 0 | 0 | 0 | -2.8 | 2.5 | 25.4 | 40.5 | 6.2 | 971.3
2019 | 1 | 6 | 2 | 30 | 0 | 0 | 0 | -3.4 | 2.4 | 19.2 | 37.8 | 6.1 | 971.2
2019 | 1 | 6 | 3 | 30 | 0 | 0 | 0 | -3.9 | 2 | 20.5 | 36.3 | 6.1 | 971
2019 | 1 | 6 | 4 | 30 | 0 | 0 | 0 | -4.2 | 2.5 | 21.2 | 34.2 | 6 | 970.4
2019 | 1 | 6 | 5 | 30 | 0 | 0 | 0 | -4.5 | 2.4 | 14.8 | 33.5 | 5.5 | 970
2019 | 1 | 6 | 6 | 30 | 0 | 0 | 0 | -4.8 | 1.3 | 47.9 | 34.1 | 4.8 | 969.6
2019 | 1 | 6 | 7 | 30 | 0 | 0 | 0 | -4.8 | 1.2 | 101.1 | 36.2 | 3.8 | 969.7
2019 | 1 | 6 | 8 | 30 | 8 | 164 | 18 | -4.5 | 1.5 | 17 | 31.4 | 5.4 | 969.9
2019 | 1 | 6 | 9 | 30 | 31 | 717 | 161 | -3.9 | 0.8 | 224 | 28.4 | 8.9 | 970.2
2019 | 1 | 6 | 10 | 30 | 42 | 888 | 331 | -4.6 | 0.7 | 207.9 | 21.5 | 13.3 | 970.5
2019 | 1 | 6 | 11 | 30 | 48 | 958 | 465 | -6.1 | 0.9 | 198.3 | 20 | 16.1 | 970.2
2019 | 1 | 6 | 12 | 30 | 51 | 989 | 544 | -7 | 1.5 | 243 | 19 | 17.1 | 969.3
2019 | 1 | 6 | 13 | 30 | 52 | 991 | 560 | -7 | 0.7 | 191.1 | 17.5 | 19 | 968.7
2019 | 1 | 6 | 14 | 30 | 53 | 957 | 508 | -6.4 | 2 | 198.4 | 24 | 19.1 | 968.2
2019 | 1 | 6 | 15 | 30 | 50 | 897 | 400 | -1.3 | 3.3 | 116.6 | 26.9 | 18.6 | 968.1
2019 | 1 | 6 | 16 | 30 | 42 | 771 | 246 | -1.1 | 3.3 | 116.2 | 33.6 | 17.6 | 968.2
2019 | 1 | 6 | 17 | 30 | 23 | 432 | 76 | -2.2 | 1.5 | 172.6 | 52.3 | 15.1 | 968.5
2019 | 1 | 6 | 18 | 30 | 1 | 1 | 1 | -2.7 | 2.9 | 95.5 | 46.7 | 11.3 | 968.7
2019 | 1 | 6 | 19 | 30 | 0 | 0 | 0 | -3 | 1 | 136.8 | 49.5 | 8.4 | 969.1
2019 | 1 | 6 | 20 | 30 | 0 | 0 | 0 | -3.3 | 0.6 | 7.5 | 57 | 6.7 | 969.4
2019 | 1 | 6 | 21 | 30 | 0 | 0 | 0 | -3.6 | 0.7 | 21.7 | 62.2 | 5.1 | 969.5
2019 | 1 | 6 | 22 | 30 | 0 | 0 | 0 | -3.7 | 1.6 | 61.3 | 61.1 | 4.8 | 969.4
2019 | 1 | 6 | 23 | 30 | 0 | 0 | 0 | -3.9 | 1.7 | 24.9 | 59.9 | 5.6 | 969.2
2019 | 1 | 7 | 0 | 30 | 0 | 0 | 0 | -4 | 0.6 | 80.8 | 62.8 | 4.1 | 969
2019 | 1 | 7 | 1 | 30 | 0 | 0 | 0 | -4.2 | 2.3 | 91.7 | 57.3 | 4.6 | 968.8
2019 | 1 | 7 | 2 | 30 | 0 | 0 | 0 | -4.3 | 2.8 | 18.6 | 49.8 | 6.1 | 969
2019 | 1 | 7 | 3 | 30 | 0 | 0 | 0 | -4.5 | 1.5 | 73.1 | 51 | 4.2 | 969.3
2019 | 1 | 7 | 4 | 30 | 0 | 0 | 0 | -4.7 | 1 | 44.5 | 49.3 | 3.4 | 969
2019 | 1 | 7 | 5 | 30 | 0 | 0 | 0 | -4.8 | 0.6 | 8.6 | 49.2 | 3.1 | 968.7
2019 | 1 | 7 | 6 | 30 | 0 | 0 | 0 | -5 | 0.9 | 83.5 | 48.2 | 3 | 968.6
2019 | 1 | 7 | 7 | 30 | 0 | 0 | 0 | -4.7 | 0.8 | 11.4 | 48.3 | 2.7 | 968.8
2019 | 1 | 7 | 8 | 30 | 8 | 151 | 18 | -4.9 | 0.5 | 9.8 | 47.6 | 3.4 | 969
2019 | 1 | 7 | 9 | 30 | 33 | 685 | 158 | -4.4 | 0.5 | 172.2 | 41.6 | 7.6 | 969.3
2019 | 1 | 7 | 10 | 30 | 45 | 860 | 326 | -4.6 | 0.7 | 119.3 | 33.5 | 12 | 969.7
2019 | 1 | 7 | 11 | 30 | 50 | 933 | 458 | -5.2 | 0.7 | 161.1 | 25.7 | 14.9 | 969.7
2019 | 1 | 7 | 12 | 30 | 53 | 963 | 537 | -5.9 | 1.5 | 214.3 | 22.8 | 16.2 | 969
2019 | 1 | 7 | 13 | 30 | 55 | 966 | 553 | -6.5 | 1.6 | 238.9 | 23.1 | 16.3 | 968.1
2019 | 1 | 7 | 14 | 30 | 55 | 939 | 504 | -3.9 | 1.4 | 205 | 22.6 | 17.4 | 967.6
2019 | 1 | 7 | 15 | 30 | 52 | 875 | 397 | -0.1 | 3.8 | 99.2 | 27.4 | 16.9 | 967.5
2019 | 1 | 7 | 16 | 30 | 44 | 745 | 244 | -2.8 | 4 | 95.2 | 31 | 16.1 | 967.7
2019 | 1 | 7 | 17 | 30 | 24 | 410 | 76 | -3 | 4.4 | 92.2 | 45.9 | 14 | 968.2
2019 | 1 | 7 | 18 | 30 | 1 | 1 | 1 | -2.7 | 3.5 | 98.1 | 49.1 | 10.5 | 968.7
2019 | 1 | 7 | 19 | 30 | 0 | 0 | 0 | -2.3 | 1.7 | 88.2 | 58.4 | 7.6 | 969.4
2019 | 1 | 7 | 20 | 30 | 0 | 0 | 0 | -2.1 | 2 | 63.2 | 59.8 | 7.3 | 969.7
2019 | 1 | 7 | 21 | 30 | 0 | 0 | 0 | -2.4 | 1.9 | 24.3 | 52.6 | 6.1 | 970.1
2019 | 1 | 7 | 22 | 30 | 0 | 0 | 0 | -2.7 | 1.1 | 70.1 | 55.8 | 5 | 970.4
2019 | 1 | 7 | 23 | 30 | 0 | 0 | 0 | -3.1 | 2.2 | 34.6 | 56.3 | 5.3 | 970.3
2019 | 1 | 8 | 0 | 30 | 0 | 0 | 0 | -3.6 | 1.7 | 37.3 | 57.2 | 4.7 | 970.2
2019 | 1 | 8 | 1 | 30 | 0 | 0 | 0 | -3.8 | 1.8 | 42.6 | 59 | 4.2 | 970.1
2019 | 1 | 8 | 2 | 30 | 0 | 0 | 0 | -3.8 | 1.6 | 47.2 | 60.1 | 4.2 | 970.5
2019 | 1 | 8 | 3 | 30 | 0 | 0 | 0 | -3.6 | 1.5 | 52.5 | 65.9 | 3.8 | 970.9
2019 | 1 | 8 | 4 | 30 | 0 | 0 | 0 | -3.5 | 2.2 | 23.9 | 64.2 | 2.7 | 970.8
2019 | 1 | 8 | 5 | 30 | 0 | 0 | 0 | -3.4 | 1.9 | 69.7 | 60.3 | 2.9 | 970.7
2019 | 1 | 8 | 6 | 30 | 0 | 0 | 0 | -3.5 | 2.1 | 24.1 | 65 | 2.4 | 970.6
2019 | 1 | 8 | 7 | 30 | 0 | 0 | 0 | -2.3 | 2.7 | 18.7 | 57.6 | 3.1 | 970.7
2019 | 1 | 8 | 8 | 30 | 8 | 124 | 17 | -1.7 | 2.7 | 13 | 59.6 | 2.8 | 970.8
2019 | 1 | 8 | 9 | 30 | 37 | 625 | 152 | -2.2 | 2.7 | 19.3 | 52.9 | 5.7 | 971.1
2019 | 1 | 8 | 10 | 30 | 51 | 818 | 320 | -2.2 | 2.3 | 77.7 | 63 | 9.3 | 971.5
2019 | 1 | 8 | 11 | 30 | 60 | 896 | 452 | -2.3 | 2.6 | 108.1 | 64.9 | 10.9 | 971.5
2019 | 1 | 8 | 12 | 30 | 62 | 932 | 531 | -2.4 | 1.9 | 132.1 | 58.5 | 12 | 970.6
2019 | 1 | 8 | 13 | 30 | 61 | 946 | 549 | -2.4 | 1.2 | 166.7 | 51.8 | 13.3 | 969.4
2019 | 1 | 8 | 14 | 30 | 57 | 934 | 505 | -2.4 | 1 | 157.2 | 45.1 | 14.5 | 968.4
2019 | 1 | 8 | 15 | 30 | 55 | 871 | 399 | 2.4 | 2.9 | 244.9 | 43.5 | 14.9 | 967.9
2019 | 1 | 8 | 16 | 30 | 47 | 742 | 247 | 0.7 | 3.9 | 253.3 | 52.2 | 14 | 967.7
2019 | 1 | 8 | 17 | 30 | 25 | 428 | 80 | -0.2 | 3.7 | 264.5 | 62.6 | 11.9 | 967.6
2019 | 1 | 8 | 18 | 30 | 1 | 1 | 1 | -0.5 | 2.3 | 258.1 | 76.7 | 9 | 967.6
2019 | 1 | 8 | 19 | 30 | 0 | 0 | 0 | -1 | 1.7 | 285.8 | 82.5 | 7.8 | 967.6
2019 | 1 | 8 | 20 | 30 | 0 | 0 | 0 | -1.1 | 1 | 281.1 | 85.5 | 6.4 | 967.5
2019 | 1 | 8 | 21 | 30 | 0 | 0 | 0 | -1.3 | 1 | 325.9 | 84.1 | 5.4 | 967.3
2019 | 1 | 8 | 22 | 30 | 0 | 0 | 0 | -1.4 | 1.3 | 267.4 | 80.4 | 4.8 | 966.8
2019 | 1 | 8 | 23 | 30 | 0 | 0 | 0 | -1.5 | 1.3 | 10.2 | 78.6 | 4.4 | 966.3
2019 | 1 | 9 | 0 | 30 | 0 | 0 | 0 | -0.9 | 1.4 | 28.7 | 74.4 | 4 | 965.6
2019 | 1 | 9 | 1 | 30 | 0 | 0 | 0 | -0.4 | 1.1 | 13 | 70 | 3.2 | 964.9
2019 | 1 | 9 | 2 | 30 | 0 | 0 | 0 | 0.2 | 2.3 | 17 | 62.6 | 4 | 964.3
2019 | 1 | 9 | 3 | 30 | 0 | 0 | 0 | 1.4 | 2.4 | 14.7 | 55.7 | 4.7 | 963.9
2019 | 1 | 9 | 4 | 30 | 0 | 0 | 0 | 2.3 | 2.6 | 12.1 | 48 | 5 | 963.2
2019 | 1 | 9 | 5 | 30 | 0 | 0 | 0 | 2.8 | 2.5 | 24.9 | 43.6 | 5.5 | 962.6
2019 | 1 | 9 | 6 | 30 | 0 | 0 | 0 | 3 | 2.2 | 43 | 42.8 | 5.4 | 962
2019 | 1 | 9 | 7 | 30 | 0 | 0 | 0 | 3.2 | 2.6 | 33.4 | 38.5 | 6.9 | 961.8
2019 | 1 | 9 | 8 | 30 | 7 | 152 | 17 | 3.4 | 3 | 18.3 | 37.4 | 7.1 | 961.6
2019 | 1 | 9 | 9 | 30 | 31 | 686 | 157 | 2.8 | 2.8 | 17.1 | 35.7 | 9.4 | 962.1
2019 | 1 | 9 | 10 | 30 | 42 | 867 | 327 | 1.4 | 0.7 | 153.2 | 33.7 | 14.1 | 962.6
2019 | 1 | 9 | 11 | 30 | 48 | 933 | 458 | 0.4 | 1 | 229.1 | 32.7 | 15.7 | 962.4
2019 | 1 | 9 | 12 | 30 | 52 | 956 | 535 | 0.3 | 1.2 | 202.8 | 30.3 | 17.5 | 961.3
2019 | 1 | 9 | 13 | 30 | 55 | 953 | 550 | 0.6 | 3.3 | 229.3 | 36.1 | 17.2 | 960.1
2019 | 1 | 9 | 14 | 30 | 55 | 926 | 502 | 1.1 | 3.7 | 238.4 | 38.6 | 17.2 | 959.2
2019 | 1 | 9 | 15 | 30 | 50 | 882 | 402 | 2.4 | 3.6 | 250.3 | 39.7 | 16.8 | 958.4
2019 | 1 | 9 | 16 | 30 | 41 | 773 | 252 | 3.2 | 4 | 255.8 | 39.6 | 16 | 958
2019 | 1 | 9 | 17 | 30 | 23 | 483 | 84 | 2.1 | 4 | 259.7 | 41.1 | 14.4 | 957.9
2019 | 1 | 9 | 18 | 30 | 1 | 1 | 1 | 1.4 | 1 | 271.5 | 48.8 | 11.3 | 957.9
2019 | 1 | 9 | 19 | 30 | 0 | 0 | 0 | 0.8 | 0.4 | 163.2 | 64.3 | 9.3 | 957.8
2019 | 1 | 9 | 20 | 30 | 0 | 0 | 0 | 0.3 | 1.8 | 53.1 | 60.4 | 8.5 | 957.8
2019 | 1 | 9 | 21 | 30 | 0 | 0 | 0 | -0.3 | 1.2 | 25 | 56.5 | 7.9 | 957.7
2019 | 1 | 9 | 22 | 30 | 0 | 0 | 0 | -0.9 | 1.6 | 26 | 47.3 | 8.6 | 957.6
2019 | 1 | 9 | 23 | 30 | 0 | 0 | 0 | -1.3 | 2.4 | 25.9 | 41.5 | 8.6 | 957.5
2019 | 1 | 10 | 0 | 30 | 0 | 0 | 0 | -1.5 | 1.7 | 150.6 | 44.3 | 6.3 | 957.4
2019 | 1 | 10 | 1 | 30 | 0 | 0 | 0 | -1.8 | 1.8 | 53.9 | 40.1 | 7.2 | 957
2019 | 1 | 10 | 2 | 30 | 0 | 0 | 0 | -2.1 | 3.1 | 22.3 | 38.4 | 7.5 | 956.8
2019 | 1 | 10 | 3 | 30 | 0 | 0 | 0 | -2.5 | 2.8 | 29.8 | 39.3 | 6.9 | 956.9
2019 | 1 | 10 | 4 | 30 | 0 | 0 | 0 | -2.5 | 2.3 | 25.2 | 41.7 | 6.1 | 957.1
2019 | 1 | 10 | 5 | 30 | 0 | 0 | 0 | -2.5 | 2 | 51.4 | 44.5 | 5 | 957.1
2019 | 1 | 10 | 6 | 30 | 0 | 0 | 0 | -2.7 | 1.2 | 92.8 | 46.6 | 4.3 | 957.1
2019 | 1 | 10 | 7 | 30 | 0 | 0 | 0 | -2.8 | 3.1 | 29.2 | 45 | 5 | 957.3
2019 | 1 | 10 | 8 | 30 | 8 | 154 | 18 | -2.9 | 2.1 | 49.9 | 49.8 | 4.3 | 957.9
2019 | 1 | 10 | 9 | 30 | 32 | 690 | 159 | -4.1 | 1.8 | 48.9 | 47.5 | 8.2 | 958.7
2019 | 1 | 10 | 10 | 30 | 44 | 869 | 330 | -5 | 3.7 | 84.8 | 41.8 | 10.2 | 959.3
2019 | 1 | 10 | 11 | 30 | 51 | 932 | 461 | -5.9 | 4.9 | 96.9 | 39.4 | 11.3 | 959.7
2019 | 1 | 10 | 12 | 30 | 55 | 956 | 539 | -6.9 | 5.1 | 100 | 39.4 | 12 | 959.2
2019 | 1 | 10 | 13 | 30 | 62 | 944 | 554 | -7.8 | 5.7 | 109.5 | 43.5 | 12.1 | 958.8
2019 | 1 | 10 | 14 | 30 | 61 | 922 | 509 | -8.2 | 5.3 | 106.9 | 40.1 | 11.9 | 958.3
2019 | 1 | 10 | 15 | 30 | 59 | 861 | 404 | -7.3 | 5.3 | 101.2 | 41.8 | 11.8 | 958.3
2019 | 1 | 10 | 16 | 30 | 52 | 725 | 253 | -4.2 | 6 | 92.6 | 50.6 | 10.7 | 958.7
2019 | 1 | 10 | 17 | 30 | 31 | 400 | 85 | -4.4 | 5.7 | 94.9 | 58.3 | 9 | 959.4
2019 | 1 | 10 | 18 | 30 | 1 | 1 | 2 | -4.8 | 3.9 | 89.5 | 69.2 | 7.1 | 959.9
2019 | 1 | 10 | 19 | 30 | 0 | 0 | 0 | -5.1 | 2.7 | 78.5 | 76.8 | 6.1 | 960.6
2019 | 1 | 10 | 20 | 30 | 0 | 0 | 0 | -5.4 | 2.2 | 43 | 76.4 | 6.1 | 961.3
2019 | 1 | 10 | 21 | 30 | 0 | 0 | 0 | -5.5 | 1.5 | 79 | 80.4 | 3.9 | 962
2019 | 1 | 10 | 22 | 30 | 0 | 0 | 0 | -5.5 | 1.2 | 204.9 | 81.4 | 2.9 | 962.5
2019 | 1 | 10 | 23 | 30 | 0 | 0 | 0 | -5.4 | 1.7 | 66.3 | 75.6 | 3.3 | 962.7
2019 | 1 | 11 | 0 | 30 | 0 | 0 | 0 | -5.4 | 2.3 | 139.2 | 68.1 | 2.1 | 962.8
2019 | 1 | 11 | 1 | 30 | 0 | 0 | 0 | -5.5 | 3.1 | 20.1 | 58.4 | 2.9 | 962.6
2019 | 1 | 11 | 2 | 30 | 0 | 0 | 0 | -5.7 | 1.6 | 138.7 | 58.6 | 1.8 | 962.7
2019 | 1 | 11 | 3 | 30 | 0 | 0 | 0 | -6.1 | 1.9 | 46.5 | 58.6 | 1.1 | 963
2019 | 1 | 11 | 4 | 30 | 0 | 0 | 0 | -6.5 | 1.9 | 73.9 | 61 | 0.5 | 963.2
2019 | 1 | 11 | 5 | 30 | 0 | 0 | 0 | -6.9 | 2.6 | 47.7 | 58.2 | 1 | 963.1
2019 | 1 | 11 | 6 | 30 | 0 | 0 | 0 | -7.1 | 2.1 | 41.1 | 59.1 | 0.7 | 963.1
2019 | 1 | 11 | 7 | 30 | 0 | 0 | 0 | -6.1 | 1.7 | 22.9 | 59.6 | 0.8 | 963.6
2019 | 1 | 11 | 8 | 30 | 9 | 119 | 17 | -6.9 | 1.7 | 39.1 | 59.9 | 0.8 | 964.3
2019 | 1 | 11 | 9 | 30 | 38 | 620 | 154 | -6.6 | 2.3 | 26.4 | 51.7 | 3.9 | 965.1
2019 | 1 | 11 | 10 | 30 | 55 | 809 | 323 | -6.3 | 1.1 | 112.3 | 46.1 | 7.1 | 965.9
2019 | 1 | 11 | 11 | 30 | 61 | 902 | 460 | -6.4 | 0.6 | 168.6 | 39.2 | 9.5 | 966.3
2019 | 1 | 11 | 12 | 30 | 65 | 930 | 538 | -6.5 | 1.1 | 191.7 | 35.8 | 9.8 | 965.9
2019 | 1 | 11 | 13 | 30 | 65 | 945 | 559 | -5.8 | 1.6 | 196.6 | 35.4 | 10.5 | 965.5
2019 | 1 | 11 | 14 | 30 | 65 | 922 | 514 | -4.8 | 2 | 215.9 | 33.5 | 11.2 | 965.2
2019 | 1 | 11 | 15 | 30 | 66 | 843 | 406 | 0.5 | 3.6 | 224.3 | 36 | 11.3 | 965.3
2019 | 1 | 11 | 16 | 30 | 55 | 726 | 258 | -0.9 | 4.2 | 248.2 | 39.9 | 10.6 | 965.7
2019 | 1 | 11 | 17 | 30 | 30 | 422 | 87 | -2.1 | 3.6 | 257.8 | 47.5 | 9.2 | 966.2
2019 | 1 | 11 | 18 | 30 | 2 | 1 | 2 | -2.4 | 2.3 | 286.7 | 58 | 6.6 | 967
2019 | 1 | 11 | 19 | 30 | 0 | 0 | 0 | -2.4 | 2.8 | 310.4 | 65.1 | 5.7 | 967.5
2019 | 1 | 11 | 20 | 30 | 0 | 0 | 0 | -2.4 | 1.3 | 122.6 | 67.5 | 4.4 | 967.8
2019 | 1 | 11 | 21 | 30 | 0 | 0 | 0 | -2.4 | 0.8 | 202.2 | 71.1 | 3 | 968.1
2019 | 1 | 11 | 22 | 30 | 0 | 0 | 0 | -2.5 | 1.5 | 61.8 | 74.6 | 1.5 | 968.5
2019 | 1 | 11 | 23 | 30 | 0 | 0 | 0 | -2.9 | 1.3 | 34.3 | 76.5 | 1.4 | 968.7
2019 | 1 | 12 | 0 | 30 | 0 | 0 | 0 | -3 | 0.9 | 29.8 | 78.3 | 1 | 968.6
2019 | 1 | 12 | 1 | 30 | 0 | 0 | 0 | -2.8 | 2.2 | 32.8 | 73.4 | 2.3 | 968.6
2019 | 1 | 12 | 2 | 30 | 0 | 0 | 0 | -2.7 | 1.5 | 21.1 | 72.8 | 1.5 | 968.9
2019 | 1 | 12 | 3 | 30 | 0 | 0 | 0 | -2.5 | 0.9 | 58 | 77.7 | -0.4 | 969.1
2019 | 1 | 12 | 4 | 30 | 0 | 0 | 0 | -2.5 | 0.8 | 78.5 | 80.6 | -1.1 | 969.1
2019 | 1 | 12 | 5 | 30 | 0 | 0 | 0 | -2.8 | 0.5 | 42.9 | 79.3 | -0.8 | 968.8
2019 | 1 | 12 | 6 | 30 | 0 | 0 | 0 | -3.3 | 1.1 | 6.8 | 73.7 | -0.2 | 968.8
2019 | 1 | 12 | 7 | 30 | 0 | 0 | 0 | -2.5 | 0.5 | 8 | 77.6 | -0.8 | 969.1
2019 | 1 | 12 | 8 | 30 | 9 | 138 | 18 | -3.2 | 1 | 91.3 | 71.7 | -0.2 | 969.4
2019 | 1 | 12 | 9 | 30 | 35 | 657 | 158 | -2.9 | 1 | 67.2 | 58.1 | 3.6 | 970.1
2019 | 1 | 12 | 10 | 30 | 48 | 840 | 328 | -2.4 | 1 | 164.9 | 52.8 | 7.1 | 970.9
2019 | 1 | 12 | 11 | 30 | 53 | 924 | 464 | -2 | 0.7 | 178.2 | 46.5 | 10 | 971
2019 | 1 | 12 | 12 | 30 | 55 | 961 | 547 | -1.8 | 1.3 | 143.8 | 34.5 | 11.1 | 970.3
2019 | 1 | 12 | 13 | 30 | 57 | 963 | 564 | -1.7 | 1.1 | 155.4 | 29.8 | 11.9 | 969.4
2019 | 1 | 12 | 14 | 30 | 56 | 943 | 519 | -1.7 | 1.6 | 150.1 | 28.3 | 12.6 | 968.8
2019 | 1 | 12 | 15 | 30 | 53 | 884 | 414 | 0.2 | 2.4 | 188.9 | 34.2 | 13.1 | 968.5
2019 | 1 | 12 | 16 | 30 | 46 | 765 | 263 | 0.1 | 3.7 | 253.4 | 50.4 | 11.9 | 968.5
2019 | 1 | 12 | 17 | 30 | 27 | 471 | 91 | -0.8 | 3.7 | 262.3 | 59.4 | 10.3 | 968.7
2019 | 1 | 12 | 18 | 30 | 2 | 2 | 2 | -0.8 | 2.4 | 280.4 | 71.2 | 7.5 | 969.3
2019 | 1 | 12 | 19 | 30 | 0 | 0 | 0 | -1.1 | 1.1 | 287.5 | 76.8 | 5.5 | 969.9
2019 | 1 | 12 | 20 | 30 | 0 | 0 | 0 | -1.2 | 0.7 | 229.8 | 79.3 | 4.5 | 970
2019 | 1 | 12 | 21 | 30 | 0 | 0 | 0 | -1.3 | 0.5 | 243.5 | 78 | 3.5 | 970.1
2019 | 1 | 12 | 22 | 30 | 0 | 0 | 0 | -1.5 | 1 | 115.2 | 76.1 | 3 | 970.2
2019 | 1 | 12 | 23 | 30 | 0 | 0 | 0 | -1.6 | 0.5 | 246.6 | 79.9 | 2.1 | 970.3
2019 | 1 | 13 | 0 | 30 | 0 | 0 | 0 | -1.6 | 1.1 | 117.6 | 75.4 | 2.2 | 969.9
2019 | 1 | 13 | 1 | 30 | 0 | 0 | 0 | -1.7 | 0.7 | 48.2 | 76.1 | 0.6 | 969.5
2019 | 1 | 13 | 2 | 30 | 0 | 0 | 0 | -1.9 | 0.3 | 179.5 | 77.6 | 0.6 | 969.3
2019 | 1 | 13 | 3 | 30 | 0 | 0 | 0 | -2 | 1.2 | 15.3 | 66.1 | 1.5 | 969.2
2019 | 1 | 13 | 4 | 30 | 0 | 0 | 0 | -2.1 | 0.5 | 113.4 | 68.2 | 0.3 | 968.8
2019 | 1 | 13 | 5 | 30 | 0 | 0 | 0 | -2.2 | 0.6 | 36.1 | 65.5 | 0.9 | 968.4
2019 | 1 | 13 | 6 | 30 | 0 | 0 | 0 | -2.5 | 0.5 | 86.4 | 66.7 | -0.4 | 968.2
2019 | 1 | 13 | 7 | 30 | 0 | 0 | 0 | -1.3 | 0.4 | 159.3 | 64.2 | -0.3 | 968.2
2019 | 1 | 13 | 8 | 30 | 8 | 159 | 19 | -1.3 | 0.7 | 113.8 | 60 | 0.8 | 968.3
2019 | 1 | 13 | 9 | 30 | 32 | 696 | 163 | 0 | 0.5 | 29.6 | 51.8 | 5 | 968.5
2019 | 1 | 13 | 10 | 30 | 43 | 873 | 335 | -0.4 | 1.1 | 188.4 | 37.5 | 9.4 | 968.9
2019 | 1 | 13 | 11 | 30 | 49 | 947 | 472 | -0.9 | 1.8 | 236.8 | 33.9 | 11.7 | 969
2019 | 1 | 13 | 12 | 30 | 52 | 978 | 555 | -1.2 | 2.6 | 241.7 | 34.3 | 13.6 | 968.2
2019 | 1 | 13 | 13 | 30 | 53 | 981 | 573 | -1.3 | 4.1 | 243.6 | 39.9 | 14.5 | 967.1
2019 | 1 | 13 | 14 | 30 | 53 | 962 | 529 | -1.3 | 4.2 | 232.2 | 40.2 | 15.3 | 966.1
2019 | 1 | 13 | 15 | 30 | 49 | 914 | 425 | 0.9 | 3.6 | 245.6 | 41.1 | 15.8 | 965.5
2019 | 1 | 13 | 16 | 30 | 41 | 813 | 274 | 1.1 | 3.3 | 252.5 | 41.8 | 16.1 | 965.4
2019 | 1 | 13 | 17 | 30 | 25 | 548 | 99 | -0.1 | 3.6 | 245.3 | 49.1 | 14.1 | 965.4
2019 | 1 | 13 | 18 | 30 | 2 | 6 | 2 | -0.4 | 2.1 | 213.9 | 68.2 | 10.1 | 965.8
2019 | 1 | 13 | 19 | 30 | 0 | 0 | 0 | -0.6 | 0.2 | 115.4 | 77.3 | 8.1 | 966
2019 | 1 | 13 | 20 | 30 | 0 | 0 | 0 | -0.8 | 0.9 | 136.9 | 77.7 | 6.4 | 965.8
2019 | 1 | 13 | 21 | 30 | 0 | 0 | 0 | -1 | 1 | 16.5 | 71.1 | 5.5 | 965.8
2019 | 1 | 13 | 22 | 30 | 0 | 0 | 0 | -1.1 | 1.9 | 30.4 | 58.8 | 5.8 | 965.9
2019 | 1 | 13 | 23 | 30 | 0 | 0 | 0 | -1.1 | 2.7 | 21.2 | 48.7 | 7.3 | 965.7
2019 | 1 | 14 | 0 | 30 | 0 | 0 | 0 | -1.1 | 2.9 | 21.2 | 44.1 | 7.5 | 965.3
2019 | 1 | 14 | 1 | 30 | 0 | 0 | 0 | -1.1 | 2.4 | 12.8 | 44.8 | 6.1 | 964.9
2019 | 1 | 14 | 2 | 30 | 0 | 0 | 0 | -1.1 | 1.4 | 22.4 | 47.7 | 4.7 | 964.6
2019 | 1 | 14 | 3 | 30 | 0 | 0 | 0 | -1.2 | 1.7 | 26.6 | 46.4 | 4.9 | 964.5
2019 | 1 | 14 | 4 | 30 | 0 | 0 | 0 | -1.4 | 2.8 | 16.8 | 44.3 | 5.6 | 964.1
2019 | 1 | 14 | 5 | 30 | 0 | 0 | 0 | -1.8 | 2.8 | 25.3 | 42.6 | 6.3 | 963.7
2019 | 1 | 14 | 6 | 30 | 0 | 0 | 0 | -2.2 | 3.4 | 23.6 | 41.3 | 6.7 | 963.4
2019 | 1 | 14 | 7 | 30 | 0 | 0 | 0 | -1.4 | 0.9 | 116.4 | 48.1 | 4.2 | 963.6
2019 | 1 | 14 | 8 | 30 | 8 | 159 | 19 | -1.6 | 1.2 | 64.8 | 44.7 | 5.5 | 963.4
2019 | 1 | 14 | 9 | 30 | 31 | 680 | 159 | -1.1 | 2 | 23.4 | 35.8 | 9.8 | 963.5
2019 | 1 | 14 | 10 | 30 | 42 | 854 | 328 | -0.5 | 0.7 | 183.7 | 29.8 | 14.7 | 963.7
2019 | 1 | 14 | 11 | 30 | 48 | 924 | 462 | -0.1 | 1.4 | 226.3 | 28 | 16.2 | 963.5
2019 | 1 | 14 | 12 | 30 | 51 | 951 | 542 | -0.2 | 2.1 | 224.8 | 27.9 | 17.5 | 962.6
2019 | 1 | 14 | 13 | 30 | 52 | 957 | 561 | -0.2 | 2.3 | 235.5 | 28.2 | 18.2 | 961.6
2019 | 1 | 14 | 14 | 30 | 53 | 934 | 517 | -0.3 | 3 | 238.6 | 34.3 | 18.6 | 960.8
2019 | 1 | 14 | 15 | 30 | 49 | 885 | 415 | 1.8 | 2.9 | 240.3 | 35.6 | 18.9 | 960.5
2019 | 1 | 14 | 16 | 30 | 42 | 779 | 267 | 0.8 | 3 | 234 | 43.5 | 18.2 | 960.3
2019 | 1 | 14 | 17 | 30 | 25 | 519 | 97 | 0 | 2.4 | 242.6 | 50.6 | 16.2 | 960.3
2019 | 1 | 14 | 18 | 30 | 2 | 10 | 2 | -0.1 | 1 | 251 | 59.9 | 13 | 960.4
2019 | 1 | 14 | 19 | 30 | 0 | 0 | 0 | -0.2 | 1.5 | 112.6 | 57 | 10.9 | 960.7
2019 | 1 | 14 | 20 | 30 | 0 | 0 | 0 | -0.4 | 1.6 | 60.3 | 57.1 | 10.5 | 961.2
2019 | 1 | 14 | 21 | 30 | 0 | 0 | 0 | -0.5 | 2 | 59.9 | 56.7 | 9.8 | 961.6
2019 | 1 | 14 | 22 | 30 | 0 | 0 | 0 | -0.7 | 3 | 22.7 | 46.6 | 11.4 | 961.8
2019 | 1 | 14 | 23 | 30 | 0 | 0 | 0 | -0.9 | 2.3 | 31.1 | 48.6 | 10.4 | 962.2
2019 | 1 | 15 | 0 | 30 | 0 | 0 | 0 | -1 | 2 | 38.6 | 50.6 | 9.6 | 962.2
2019 | 1 | 15 | 1 | 30 | 0 | 0 | 0 | -1.1 | 2.7 | 24.3 | 51.5 | 9 | 962
2019 | 1 | 15 | 2 | 30 | 0 | 0 | 0 | -1.1 | 3 | 25.9 | 49 | 9.9 | 962
2019 | 1 | 15 | 3 | 30 | 0 | 0 | 0 | -1.2 | 2.7 | 30.1 | 51 | 9.1 | 962.1
2019 | 1 | 15 | 4 | 30 | 0 | 0 | 0 | -1.2 | 2.8 | 32.1 | 52 | 8.7 | 961.9
2019 | 1 | 15 | 5 | 30 | 0 | 0 | 0 | -1.3 | 2.8 | 33.4 | 52.5 | 8.5 | 961.7
2019 | 1 | 15 | 6 | 30 | 0 | 0 | 0 | -1.4 | 2.5 | 52.1 | 54.6 | 8.3 | 961.8
2019 | 1 | 15 | 7 | 30 | 0 | 0 | 0 | -0.4 | 2.8 | 42.6 | 56.5 | 7.8 | 962.3
2019 | 1 | 15 | 8 | 30 | 15 | 39 | 17 | -0.5 | 2.6 | 34.1 | 58.3 | 6.9 | 962.6
2019 | 1 | 15 | 9 | 30 | 71 | 274 | 129 | -0.2 | 2 | 41.8 | 54.5 | 8.5 | 963.1
2019 | 1 | 15 | 10 | 30 | 75 | 703 | 315 | -0.3 | 2.8 | 76.4 | 52.6 | 11.4 | 963.8
2019 | 1 | 15 | 11 | 30 | 110 | 715 | 435 | -0.7 | 4.6 | 106.1 | 47.6 | 13.6 | 964
2019 | 1 | 15 | 12 | 30 | 92 | 907 | 564 | -0.8 | 5.2 | 106.3 | 44 | 14.7 | 963.5
2019 | 1 | 15 | 13 | 30 | 117 | 718 | 504 | -1 | 4.9 | 104.6 | 46.4 | 14.7 | 962.7
2019 | 1 | 15 | 14 | 30 | 166 | 701 | 520 | -1.1 | 4.8 | 106.8 | 47.2 | 15.2 | 962.1
2019 | 1 | 15 | 15 | 30 | 151 | 502 | 362 | 1.9 | 4.9 | 103.1 | 55 | 14.6 | 961.9
2019 | 1 | 15 | 16 | 30 | 109 | 346 | 213 | 1.3 | 4.9 | 100.8 | 66.1 | 13.4 | 962
2019 | 1 | 15 | 17 | 30 | 58 | 201 | 94 | 0.1 | 4.4 | 101.4 | 72.8 | 12 | 962.2
2019 | 1 | 15 | 18 | 30 | 2 | 1 | 2 | 0.3 | 3.4 | 96.4 | 80.9 | 9.7 | 962.6
2019 | 1 | 15 | 19 | 30 | 0 | 0 | 0 | 0.1 | 2.9 | 89.8 | 85.8 | 8.1 | 962.9
2019 | 1 | 15 | 20 | 30 | 0 | 0 | 0 | -0.2 | 2.3 | 77 | 86.5 | 8.3 | 963.1
2019 | 1 | 15 | 21 | 30 | 0 | 0 | 0 | -0.5 | 1.9 | 38.4 | 85 | 7.7 | 963.3
2019 | 1 | 15 | 22 | 30 | 0 | 0 | 0 | -0.6 | 1.8 | 25.1 | 84.6 | 6.7 | 963.5
2019 | 1 | 15 | 23 | 30 | 0 | 0 | 0 | -0.5 | 1.9 | 25.5 | 85.2 | 6.3 | 963.5
2019 | 1 | 16 | 0 | 30 | 0 | 0 | 0 | -0.6 | 2.2 | 23.6 | 84.1 | 6 | 963.2
2019 | 1 | 16 | 1 | 30 | 0 | 0 | 0 | -0.6 | 2.5 | 12.4 | 85.2 | 5.6 | 962.7
2019 | 1 | 16 | 2 | 30 | 0 | 0 | 0 | -0.7 | 0.4 | 118.8 | 86.1 | 4.4 | 962.5
2019 | 1 | 16 | 3 | 30 | 0 | 0 | 0 | -0.9 | 0.6 | 156.4 | 88.9 | 4.2 | 962.3
2019 | 1 | 16 | 4 | 30 | 0 | 0 | 0 | -1.1 | 0.3 | 2 | 89.4 | 3.9 | 962
2019 | 1 | 16 | 5 | 30 | 0 | 0 | 0 | -1.4 | 0.4 | 2.9 | 89.9 | 3.6 | 961.5
2019 | 1 | 16 | 6 | 30 | 0 | 0 | 0 | -1.6 | 1 | 21.1 | 89.8 | 2.8 | 961.3
2019 | 1 | 16 | 7 | 30 | 0 | 0 | 0 | -0.3 | 2 | 31.6 | 87.7 | 4.1 | 961.5
2019 | 1 | 16 | 8 | 30 | 10 | 33 | 13 | -0.2 | 1.5 | 128.5 | 85.7 | 3.8 | 961.9
2019 | 1 | 16 | 9 | 30 | 56 | 328 | 122 | -0.1 | 0.4 | 170.5 | 86.3 | 5.1 | 962.1
2019 | 1 | 16 | 10 | 30 | 94 | 598 | 301 | -0.1 | 0.6 | 102.4 | 75.5 | 9.6 | 962.3
2019 | 1 | 16 | 11 | 30 | 96 | 778 | 450 | -0.4 | 1.6 | 220 | 68 | 11.3 | 962.4
2019 | 1 | 16 | 12 | 30 | 101 | 808 | 524 | -1 | 2.8 | 230.3 | 61.2 | 12.5 | 961.7
2019 | 1 | 16 | 13 | 30 | 118 | 804 | 553 | -1.5 | 3 | 241.7 | 58.3 | 13.4 | 960.6
2019 | 1 | 16 | 14 | 30 | 161 | 561 | 450 | -1.6 | 3.5 | 254.7 | 58.5 | 13.8 | 959.8
2019 | 1 | 16 | 15 | 30 | 157 | 371 | 319 | 0.6 | 3.7 | 256.9 | 62.9 | 13.6 | 959.4
2019 | 1 | 16 | 16 | 30 | 112 | 343 | 216 | 1.8 | 3.8 | 266.2 | 66.8 | 13.1 | 959.1
2019 | 1 | 16 | 17 | 30 | 67 | 163 | 92 | 1 | 3.5 | 276.9 | 71.6 | 12.4 | 958.9
2019 | 1 | 16 | 18 | 30 | 3 | 2 | 3 | 0.9 | 3.1 | 284.2 | 80.5 | 10.5 | 958.9
2019 | 1 | 16 | 19 | 30 | 0 | 0 | 0 | 1.1 | 1.4 | 201.5 | 85.2 | 9.3 | 959.4
2019 | 1 | 16 | 20 | 30 | 0 | 0 | 0 | 1.7 | 1.5 | 223.7 | 87.7 | 8.6 | 959.6
2019 | 1 | 16 | 21 | 30 | 0 | 0 | 0 | 2.7 | 1.5 | 226.3 | 89.3 | 7.7 | 959.8
2019 | 1 | 16 | 22 | 30 | 0 | 0 | 0 | 3.6 | 0.7 | 267.9 | 90.1 | 7.6 | 959.9
2019 | 1 | 16 | 23 | 30 | 0 | 0 | 0 | 4.3 | 1 | 349.2 | 88.8 | 7.3 | 959.9
2019 | 1 | 17 | 0 | 30 | 0 | 0 | 0 | 4.6 | 0.6 | 314.4 | 87.7 | 6.7 | 959.9
2019 | 1 | 17 | 1 | 30 | 0 | 0 | 0 | 4.8 | 0.8 | 350.8 | 85.9 | 6.7 | 959.4
2019 | 1 | 17 | 2 | 30 | 0 | 0 | 0 | 4.7 | 1.5 | 84.9 | 85.7 | 6.4 | 959
2019 | 1 | 17 | 3 | 30 | 0 | 0 | 0 | 4.6 | 2.2 | 20.3 | 83.8 | 6.4 | 958.6
2019 | 1 | 17 | 4 | 30 | 0 | 0 | 0 | 4.5 | 1 | 26.6 | 86.8 | 4.3 | 958.4
2019 | 1 | 17 | 5 | 30 | 0 | 0 | 0 | 4.5 | 1.5 | 9.8 | 86.3 | 4.4 | 958.2
2019 | 1 | 17 | 6 | 30 | 0 | 0 | 0 | 4.5 | 0.7 | 315.3 | 87.1 | 3.9 | 958.1
2019 | 1 | 17 | 7 | 30 | 0 | 0 | 0 | 4.6 | 0.7 | 317.1 | 86.7 | 4 | 958.3
2019 | 1 | 17 | 8 | 30 | 18 | 108 | 25 | 4.2 | 1.7 | 161 | 83.5 | 4.5 | 958.4
2019 | 1 | 17 | 9 | 30 | 88 | 315 | 151 | 2 | 0.8 | 13.9 | 74.9 | 7.3 | 958.8
2019 | 1 | 17 | 10 | 30 | 141 | 696 | 380 | 0.1 | 0.3 | 170.5 | 59.1 | 11.2 | 959.3
2019 | 1 | 17 | 11 | 30 | 121 | 526 | 365 | -1.8 | 1.4 | 52.1 | 53.7 | 12.3 | 959.5
2019 | 1 | 17 | 12 | 30 | 105 | 855 | 555 | -3.5 | 2.2 | 67.9 | 48.5 | 13.2 | 959
2019 | 1 | 17 | 13 | 30 | 160 | 793 | 591 | -4.5 | 1.5 | 147.2 | 43.4 | 14.3 | 958
2019 | 1 | 17 | 14 | 30 | 186 | 594 | 491 | -4.9 | 2.9 | 247.9 | 42 | 14.6 | 957.4
2019 | 1 | 17 | 15 | 30 | 196 | 350 | 350 | -3.7 | 1.6 | 208.8 | 42.4 | 14.7 | 957.1
2019 | 1 | 17 | 16 | 30 | 82 | 7 | 86 | -0.6 | 3.4 | 71.2 | 47.7 | 13.5 | 957.2
2019 | 1 | 17 | 17 | 30 | 67 | 91 | 78 | -1.7 | 4.4 | 61.8 | 60.4 | 12.4 | 957.5
2019 | 1 | 17 | 18 | 30 | 3 | 3 | 3 | -2.1 | 3.9 | 66.6 | 70.4 | 10.7 | 958
2019 | 1 | 17 | 19 | 30 | 0 | 0 | 0 | -2.8 | 3.5 | 66.7 | 74.4 | 10.1 | 958.5
2019 | 1 | 17 | 20 | 30 | 0 | 0 | 0 | -3.5 | 2.9 | 73.8 | 76.6 | 9.9 | 959.1
2019 | 1 | 17 | 21 | 30 | 0 | 0 | 0 | -4.2 | 2.5 | 97.1 | 81.2 | 8.2 | 959.5
2019 | 1 | 17 | 22 | 30 | 0 | 0 | 0 | -4.9 | 1.8 | 75.9 | 84.7 | 7.2 | 960.1
2019 | 1 | 17 | 23 | 30 | 0 | 0 | 0 | -5.4 | 1.4 | 52.8 | 81.5 | 7.3 | 960.5
2019 | 1 | 18 | 0 | 30 | 0 | 0 | 0 | -5.8 | 1.5 | 18.2 | 76.9 | 7.2 | 960.6
2019 | 1 | 18 | 1 | 30 | 0 | 0 | 0 | -5.9 | 1.6 | 25.3 | 80 | 5.7 | 960.2
2019 | 1 | 18 | 2 | 30 | 0 | 0 | 0 | -5.9 | 2.2 | 39.5 | 80.6 | 5.4 | 960.3
2019 | 1 | 18 | 3 | 30 | 0 | 0 | 0 | -5.9 | 0.9 | 148.1 | 81 | 4.8 | 960.3
2019 | 1 | 18 | 4 | 30 | 0 | 0 | 0 | -6 | 2.2 | 44.3 | 79.3 | 5 | 960.2
2019 | 1 | 18 | 5 | 30 | 0 | 0 | 0 | -6.1 | 1.8 | 35.5 | 81.1 | 4.2 | 960.2
2019 | 1 | 18 | 6 | 30 | 0 | 0 | 0 | -6.1 | 1.5 | 15.2 | 78.7 | 5.2 | 960.3
2019 | 1 | 18 | 7 | 30 | 0 | 0 | 0 | -5.9 | 0.3 | 24.7 | 81.6 | 4.7 | 960.7
2019 | 1 | 18 | 8 | 30 | 8 | 0 | 8 | -6 | 0.5 | 105.2 | 79.5 | 5.4 | 960.9
2019 | 1 | 18 | 9 | 30 | 88 | 214 | 141 | -6 | 0.2 | 123.2 | 72.9 | 7.5 | 961.2
2019 | 1 | 18 | 10 | 30 | 95 | 547 | 281 | -7.1 | 1.5 | 227 | 57.8 | 10.3 | 961.5
2019 | 1 | 18 | 11 | 30 | 94 | 799 | 460 | -8.3 | 2.3 | 230.1 | 51 | 11.8 | 961.5
2019 | 1 | 18 | 12 | 30 | 142 | 716 | 522 | -8.6 | 3.8 | 245.7 | 53 | 12.3 | 961.1
2019 | 1 | 18 | 13 | 30 | 168 | 735 | 570 | -8.4 | 3.6 | 241.9 | 51.1 | 12.9 | 960.3
2019 | 1 | 18 | 14 | 30 | 155 | 759 | 544 | -8 | 3.5 | 250.9 | 51.9 | 13.2 | 959.6
2019 | 1 | 18 | 15 | 30 | 236 | 85 | 278 | -3.7 | 3.2 | 256.2 | 55.7 | 12.8 | 959.1
2019 | 1 | 18 | 16 | 30 | 149 | 82 | 179 | -1.5 | 3.8 | 265.7 | 60.6 | 12.2 | 958.9
2019 | 1 | 18 | 17 | 30 | 41 | 6 | 42 | -2.6 | 3.3 | 275.5 | 67.1 | 11.2 | 958.9
2019 | 1 | 18 | 18 | 30 | 2 | 0 | 2 | -3.2 | 2.7 | 283.5 | 73.3 | 10.2 | 958.9
2019 | 1 | 18 | 19 | 30 | 0 | 0 | 0 | -3.5 | 2.6 | 288.9 | 77.2 | 9.7 | 959.2
2019 | 1 | 18 | 20 | 30 | 0 | 0 | 0 | -3.5 | 1.9 | 234.2 | 78 | 9.5 | 959.5
2019 | 1 | 18 | 21 | 30 | 0 | 0 | 0 | -3.4 | 1.2 | 219.5 | 79.6 | 9.1 | 959.6
2019 | 1 | 18 | 22 | 30 | 0 | 0 | 0 | -3.4 | 0.6 | 216.1 | 81.4 | 8.6 | 959.7
2019 | 1 | 18 | 23 | 30 | 0 | 0 | 0 | -3.3 | 0.5 | 172.1 | 78.1 | 8.6 | 960
2019 | 1 | 19 | 0 | 30 | 0 | 0 | 0 | -3.1 | 2.5 | 224.3 | 55.7 | 9.6 | 960
2019 | 1 | 19 | 1 | 30 | 0 | 0 | 0 | -3 | 2.2 | 260.3 | 52.3 | 9 | 959.8
2019 | 1 | 19 | 2 | 30 | 0 | 0 | 0 | -3 | 1.6 | 191 | 61.3 | 7.2 | 959.5
2019 | 1 | 19 | 3 | 30 | 0 | 0 | 0 | -3.1 | 0.8 | 117.4 | 66.5 | 5.9 | 959.3
2019 | 1 | 19 | 4 | 30 | 0 | 0 | 0 | -3.2 | 2 | 66.5 | 62.6 | 5 | 959
2019 | 1 | 19 | 5 | 30 | 0 | 0 | 0 | -3.3 | 1.6 | 40.4 | 62.5 | 4.4 | 958.7
2019 | 1 | 19 | 6 | 30 | 0 | 0 | 0 | -3.5 | 1.1 | 94.1 | 64 | 3.5 | 958.5
2019 | 1 | 19 | 7 | 30 | 0 | 0 | 0 | -3.4 | 1.4 | 20.7 | 61.9 | 3.9 | 958.7
2019 | 1 | 19 | 8 | 30 | 11 | 154 | 22 | -3.2 | 1.4 | 53.9 | 62.1 | 3.6 | 959.1
2019 | 1 | 19 | 9 | 30 | 44 | 551 | 154 | -3.2 | 1.4 | 167.9 | 55.1 | 6.8 | 959.5
2019 | 1 | 19 | 10 | 30 | 59 | 806 | 338 | -3.5 | 1.5 | 188 | 48.2 | 10.7 | 959.9
2019 | 1 | 19 | 11 | 30 | 77 | 831 | 462 | -3.9 | 3.4 | 229.4 | 46.1 | 12.3 | 960
2019 | 1 | 19 | 12 | 30 | 84 | 872 | 547 | -3.8 | 4.3 | 252.2 | 45.5 | 13 | 959.5
2019 | 1 | 19 | 13 | 30 | 99 | 850 | 566 | -3.3 | 3.4 | 254.8 | 45.1 | 13.7 | 958.4
2019 | 1 | 19 | 14 | 30 | 126 | 668 | 476 | -2.9 | 3.7 | 267.1 | 48.4 | 14 | 957.5
2019 | 1 | 19 | 15 | 30 | 125 | 686 | 423 | 2.7 | 3.8 | 268 | 50 | 14 | 956.8
2019 | 1 | 19 | 16 | 30 | 93 | 197 | 163 | 2.9 | 4 | 266.2 | 57.3 | 12.5 | 956.7
2019 | 1 | 19 | 17 | 30 | 34 | 0 | 34 | 1.6 | 3.4 | 286.7 | 62.8 | 10.8 | 956.8
2019 | 1 | 19 | 18 | 30 | 3 | 0 | 3 | 1.6 | 1.5 | 229.7 | 66.9 | 9.9 | 956.8
2019 | 1 | 19 | 19 | 30 | 0 | 0 | 0 | 1.5 | 1.6 | 261.1 | 71.2 | 9.4 | 956.6
2019 | 1 | 19 | 20 | 30 | 0 | 0 | 0 | 1.3 | 1 | 261.1 | 72.9 | 9.4 | 956.5
2019 | 1 | 19 | 21 | 30 | 0 | 0 | 0 | 1.3 | 0.6 | 299.2 | 74.3 | 9.2 | 956.2
2019 | 1 | 19 | 22 | 30 | 0 | 0 | 0 | 1.5 | 0.7 | 146.8 | 75.7 | 8.7 | 955.7
2019 | 1 | 19 | 23 | 30 | 0 | 0 | 0 | 1.5 | 0.5 | 182.1 | 78 | 8.3 | 955.2
2019 | 1 | 20 | 0 | 30 | 0 | 0 | 0 | 1.5 | 0.8 | 290.8 | 77.1 | 7.9 | 954.9
2019 | 1 | 20 | 1 | 30 | 0 | 0 | 0 | 1.6 | 0.9 | 245.1 | 75.2 | 8 | 954.2
2019 | 1 | 20 | 2 | 30 | 0 | 0 | 0 | 1.5 | 0.9 | 147.8 | 73.8 | 8.7 | 953.1
2019 | 1 | 20 | 3 | 30 | 0 | 0 | 0 | 1.5 | 1.7 | 269.4 | 71.5 | 9.4 | 952.9
2019 | 1 | 20 | 4 | 30 | 0 | 0 | 0 | 1.2 | 4.6 | 243.3 | 67.8 | 10.4 | 951.9
2019 | 1 | 20 | 5 | 30 | 0 | 0 | 0 | 0.9 | 5.1 | 234.4 | 66.5 | 10.2 | 951.3
2019 | 1 | 20 | 6 | 30 | 0 | 0 | 0 | 0.6 | 2.5 | 268.6 | 71.7 | 8.7 | 951.1
2019 | 1 | 20 | 7 | 30 | 0 | 0 | 0 | 1.9 | 1.6 | 104.6 | 75.5 | 7.5 | 951.1
2019 | 1 | 20 | 8 | 30 | 7 | 12 | 8 | 2.6 | 1.1 | 156 | 74.1 | 8.1 | 951.1
2019 | 1 | 20 | 9 | 30 | 43 | 0 | 43 | 0.4 | 2.4 | 199.8 | 70.2 | 9.7 | 951.4
2019 | 1 | 20 | 10 | 30 | 130 | 0 | 131 | -0.3 | 5.5 | 263.2 | 60.3 | 12.3 | 951.6
2019 | 1 | 20 | 11 | 30 | 179 | 9 | 185 | -0.2 | 5 | 253.1 | 56.7 | 13.2 | 951.8
2019 | 1 | 20 | 12 | 30 | 208 | 83 | 255 | 0.2 | 6.6 | 266.4 | 53.3 | 14.6 | 951.7
2019 | 1 | 20 | 13 | 30 | 128 | 1 | 130 | 0.9 | 5.2 | 253 | 58.2 | 13.5 | 951.4
2019 | 1 | 20 | 14 | 30 | 135 | 0 | 137 | 3.9 | 2.4 | 169.5 | 56.1 | 13.4 | 951.3
2019 | 1 | 20 | 15 | 30 | 102 | 22 | 113 | 6.2 | 2 | 110.7 | 51.6 | 13.7 | 951.7
2019 | 1 | 20 | 16 | 30 | 91 | 0 | 92 | 3.7 | 3.1 | 254.9 | 47.8 | 13.5 | 952.7
2019 | 1 | 20 | 17 | 30 | 26 | 14 | 27 | 3.6 | 6.5 | 171.6 | 47.7 | 12.4 | 953.6
2019 | 1 | 20 | 18 | 30 | 4 | 16 | 4 | 3.7 | 5.2 | 308.2 | 43.7 | 12 | 954.3
2019 | 1 | 20 | 19 | 30 | 0 | 0 | 0 | 3.5 | 2.4 | 274 | 48.9 | 10.6 | 955.2
2019 | 1 | 20 | 20 | 30 | 0 | 0 | 0 | 3.2 | 4 | 271.2 | 42.7 | 11.1 | 956.2
2019 | 1 | 20 | 21 | 30 | 0 | 0 | 0 | 2.9 | 1.6 | 247.6 | 47.3 | 8.9 | 956.9
2019 | 1 | 20 | 22 | 30 | 0 | 0 | 0 | 2.9 | 1.8 | 226.7 | 48.7 | 8.2 | 957.6
2019 | 1 | 20 | 23 | 30 | 0 | 0 | 0 | 3.2 | 2.9 | 251 | 45.9 | 8.9 | 958.1
2019 | 1 | 21 | 0 | 30 | 0 | 0 | 0 | 3.7 | 1 | 73.8 | 56 | 5.6 | 958.5
2019 | 1 | 21 | 1 | 30 | 0 | 0 | 0 | 4.2 | 0.7 | 48.4 | 58.6 | 4.6 | 958.7
2019 | 1 | 21 | 2 | 30 | 0 | 0 | 0 | 4.6 | 1.2 | 78.8 | 61.3 | 3.7 | 958.9
2019 | 1 | 21 | 3 | 30 | 0 | 0 | 0 | 4.9 | 1.2 | 39 | 60.4 | 3.9 | 959.2
2019 | 1 | 21 | 4 | 30 | 0 | 0 | 0 | 4.9 | 0.8 | 49.6 | 62.6 | 3.4 | 959.2
2019 | 1 | 21 | 5 | 30 | 0 | 0 | 0 | 4.9 | 0.9 | 88.6 | 63.6 | 3.7 | 959.2
2019 | 1 | 21 | 6 | 30 | 0 | 0 | 0 | 5.1 | 1.2 | 53.7 | 65.9 | 3.3 | 959.3
2019 | 1 | 21 | 7 | 30 | 0 | 0 | 0 | 6.2 | 1.3 | 186.6 | 65.6 | 3.4 | 959.7
2019 | 1 | 21 | 8 | 30 | 9 | 193 | 23 | 6.1 | 1.1 | 78.6 | 65 | 3.5 | 960
2019 | 1 | 21 | 9 | 30 | 32 | 708 | 174 | 6.2 | 1.1 | 173.5 | 55.1 | 7 | 960.3
2019 | 1 | 21 | 10 | 30 | 44 | 875 | 350 | 5.7 | 3.2 | 219.2 | 44.7 | 10.2 | 960.4
2019 | 1 | 21 | 11 | 30 | 49 | 945 | 490 | 5.4 | 4 | 254.2 | 37 | 12.4 | 960.6
2019 | 1 | 21 | 12 | 30 | 57 | 977 | 581 | 5.6 | 4.3 | 222.4 | 36.1 | 13 | 960.4
2019 | 1 | 21 | 13 | 30 | 79 | 868 | 562 | 5.8 | 3.9 | 170.8 | 34.9 | 13.5 | 959.7
2019 | 1 | 21 | 14 | 30 | 148 | 564 | 441 | 6 | 4.3 | 272.4 | 34.9 | 13.5 | 959.3
2019 | 1 | 21 | 15 | 30 | 79 | 918 | 482 | 6.6 | 5.3 | 324.6 | 34.1 | 13.7 | 959.4
2019 | 1 | 21 | 16 | 30 | 57 | 828 | 317 | 7.5 | 4.6 | 250.9 | 35.8 | 12.8 | 959.8
2019 | 1 | 21 | 17 | 30 | 33 | 562 | 124 | 6.8 | 5.4 | 308.1 | 38 | 11.4 | 960
2019 | 1 | 21 | 18 | 30 | 3 | 52 | 6 | 6.9 | 3.7 | 271.7 | 39.4 | 9.9 | 960.4
2019 | 1 | 21 | 19 | 30 | 0 | 0 | 0 | 7.2 | 1.8 | 271.7 | 41.7 | 8.3 | 960.8
2019 | 1 | 21 | 20 | 30 | 0 | 0 | 0 | 7.4 | 0.7 | 142.5 | 46.9 | 6.4 | 961.4
2019 | 1 | 21 | 21 | 30 | 0 | 0 | 0 | 7.7 | 1 | 157.9 | 52 | 4.8 | 961.6
2019 | 1 | 21 | 22 | 30 | 0 | 0 | 0 | 7.8 | 1.5 | 74.3 | 52.8 | 4.7 | 961.9
2019 | 1 | 21 | 23 | 30 | 0 | 0 | 0 | 7.9 | 1.6 | 55.2 | 53.3 | 4.4 | 962.1
2019 | 1 | 22 | 0 | 30 | 0 | 0 | 0 | 7.9 | 1.7 | 124.6 | 55.3 | 3.6 | 962.4
2019 | 1 | 22 | 1 | 30 | 0 | 0 | 0 | 7.8 | 1.4 | 130.7 | 53.8 | 3.9 | 962.2
2019 | 1 | 22 | 2 | 30 | 0 | 0 | 0 | 7.6 | 0.9 | 120.5 | 57.6 | 2.4 | 961.6
2019 | 1 | 22 | 3 | 30 | 0 | 0 | 0 | 7.4 | 1.2 | 201.4 | 56.8 | 2.7 | 961.2
2019 | 1 | 22 | 4 | 30 | 0 | 0 | 0 | 7.2 | 2.5 | 224.2 | 55.2 | 4.3 | 960.8
2019 | 1 | 22 | 5 | 30 | 0 | 0 | 0 | 7 | 1.5 | 193.6 | 54.8 | 3.6 | 960.4
2019 | 1 | 22 | 6 | 30 | 0 | 0 | 0 | 6.8 | 2.3 | 239.8 | 53.8 | 3.5 | 960.3
2019 | 1 | 22 | 7 | 30 | 0 | 0 | 0 | 6.9 | 1.5 | 196.2 | 49.4 | 5.1 | 960.3
2019 | 1 | 22 | 8 | 30 | 27 | 192 | 41 | 6.9 | 1.3 | 62.8 | 50.7 | 3.8 | 960.2
2019 | 1 | 22 | 9 | 30 | 115 | 288 | 165 | 6.6 | 4.8 | 280.8 | 42.9 | 8.2 | 960.1
2019 | 1 | 22 | 10 | 30 | 145 | 11 | 150 | 6.4 | 6.1 | 303.3 | 42.5 | 8.8 | 960
2019 | 1 | 22 | 11 | 30 | 155 | 0 | 157 | 6.2 | 4.3 | 297.5 | 41.5 | 9.7 | 960
2019 | 1 | 22 | 12 | 30 | 210 | 12 | 219 | 5.9 | 4.8 | 300.5 | 40.1 | 10.4 | 959.1
2019 | 1 | 22 | 13 | 30 | 272 | 7 | 280 | 5.6 | 3.2 | 241.7 | 33.9 | 11.2 | 957.9
2019 | 1 | 22 | 14 | 30 | 211 | 5 | 217 | 5.2 | 2.6 | 110.7 | 32.7 | 11.3 | 956.8
2019 | 1 | 22 | 15 | 30 | 125 | 0 | 127 | 5.1 | 2.2 | 83.9 | 33.4 | 10.9 | 956.2
2019 | 1 | 22 | 16 | 30 | 112 | 0 | 114 | 6.1 | 2.6 | 133.9 | 34.3 | 11 | 955.8
2019 | 1 | 22 | 17 | 30 | 41 | 110 | 54 | 5.1 | 4.4 | 253.6 | 39 | 11 | 955.7
2019 | 1 | 22 | 18 | 30 | 3 | 14 | 4 | 4.8 | 6 | 242.1 | 42.5 | 9.9 | 955.6
2019 | 1 | 22 | 19 | 30 | 0 | 0 | 0 | 4.7 | 6.2 | 285.7 | 42.7 | 9.7 | 955.4
2019 | 1 | 22 | 20 | 30 | 0 | 0 | 0 | 4.5 | 8.4 | 290.5 | 44 | 9.7 | 955.2
2019 | 1 | 22 | 21 | 30 | 0 | 0 | 0 | 4.4 | 9.7 | 294.2 | 47.3 | 9.5 | 955.2
2019 | 1 | 22 | 22 | 30 | 0 | 0 | 0 | 4.2 | 9.4 | 288.8 | 53 | 9.6 | 955.2
2019 | 1 | 22 | 23 | 30 | 0 | 0 | 0 | 3.9 | 8.4 | 285.5 | 55.1 | 9.8 | 955.3
2019 | 1 | 23 | 0 | 30 | 0 | 0 | 0 | 3.7 | 8.2 | 279.4 | 56.1 | 10 | 955.4
2019 | 1 | 23 | 1 | 30 | 0 | 0 | 0 | 3.4 | 8.4 | 278.2 | 61.7 | 9.6 | 954.8
2019 | 1 | 23 | 2 | 30 | 0 | 0 | 0 | 3.2 | 6 | 272.1 | 61.5 | 9.9 | 954.8
2019 | 1 | 23 | 3 | 30 | 0 | 0 | 0 | 3.1 | 8.6 | 289.3 | 59.2 | 10.2 | 954
2019 | 1 | 23 | 4 | 30 | 0 | 0 | 0 | 3 | 6.4 | 289.2 | 53.7 | 10.8 | 953.4
2019 | 1 | 23 | 5 | 30 | 0 | 0 | 0 | 2.9 | 3.6 | 235.9 | 57.6 | 9.9 | 953.1
2019 | 1 | 23 | 6 | 30 | 0 | 0 | 0 | 2.9 | 2.5 | 163.6 | 58.7 | 9.3 | 953.3
2019 | 1 | 23 | 7 | 30 | 0 | 0 | 0 | 3.3 | 1.1 | 168 | 61.5 | 8.1 | 953.4
2019 | 1 | 23 | 8 | 30 | 9 | 0 | 9 | 3.6 | 2.9 | 289.2 | 63.3 | 7.5 | 953.5
2019 | 1 | 23 | 9 | 30 | 52 | 325 | 129 | 3.6 | 9.5 | 270.9 | 58 | 9.3 | 953.1
2019 | 1 | 23 | 10 | 30 | 84 | 546 | 289 | 3.2 | 11.9 | 264.1 | 57.3 | 10.1 | 952.5
2019 | 1 | 23 | 11 | 30 | 174 | 507 | 420 | 2.8 | 13.5 | 274 | 52.1 | 11.5 | 951.9
2019 | 1 | 23 | 12 | 30 | 185 | 617 | 527 | 2.4 | 13.5 | 273.1 | 48.3 | 12.8 | 951.2
2019 | 1 | 23 | 13 | 30 | 251 | 423 | 498 | 2.1 | 13.8 | 261.3 | 47.3 | 13.3 | 950.2
2019 | 1 | 23 | 14 | 30 | 293 | 423 | 527 | 1.9 | 10.4 | 260.1 | 44.9 | 14.4 | 950.2
2019 | 1 | 23 | 15 | 30 | 219 | 294 | 362 | 4.6 | 8.3 | 259 | 43.6 | 14.8 | 949.6
2019 | 1 | 23 | 16 | 30 | 155 | 63 | 176 | 5.1 | 8.5 | 241.3 | 44.3 | 14.5 | 949.7
2019 | 1 | 23 | 17 | 30 | 53 | 32 | 58 | 3.6 | 9.9 | 243.7 | 51.3 | 13.1 | 950.3
2019 | 1 | 23 | 18 | 30 | 8 | 42 | 10 | 3.2 | 11.8 | 228.8 | 54.1 | 12.5 | 950.2
2019 | 1 | 23 | 19 | 30 | 0 | 0 | 0 | 2.9 | 8.8 | 247.1 | 54.1 | 12.5 | 951
2019 | 1 | 23 | 20 | 30 | 0 | 0 | 0 | 2.7 | 9.4 | 262.8 | 54.8 | 12.7 | 951
2019 | 1 | 23 | 21 | 30 | 0 | 0 | 0 | 2.7 | 10 | 242.6 | 53.7 | 13 | 950.9
2019 | 1 | 23 | 22 | 30 | 0 | 0 | 0 | 2.6 | 8.9 | 239.1 | 52.4 | 13.2 | 950.5
2019 | 1 | 23 | 23 | 30 | 0 | 0 | 0 | 2.4 | 6.1 | 257.6 | 52.5 | 13.2 | 950.5
2019 | 1 | 24 | 0 | 30 | 0 | 0 | 0 | 2.1 | 4.4 | 274.4 | 51.4 | 13.3 | 950.5
2019 | 1 | 24 | 1 | 30 | 0 | 0 | 0 | 1.8 | 6.7 | 258.9 | 51.8 | 13.2 | 950.3
2019 | 1 | 24 | 2 | 30 | 0 | 0 | 0 | 1.5 | 7.3 | 276.9 | 50.2 | 13.4 | 950.1
2019 | 1 | 24 | 3 | 30 | 0 | 0 | 0 | 1.4 | 7.8 | 274.7 | 48.2 | 13.8 | 949.7
2019 | 1 | 24 | 4 | 30 | 0 | 0 | 0 | 1.4 | 5.8 | 242.9 | 55 | 12.3 | 949.2
2019 | 1 | 24 | 5 | 30 | 0 | 0 | 0 | 1.6 | 4.6 | 261 | 53.8 | 12.6 | 948.5
2019 | 1 | 24 | 6 | 30 | 0 | 0 | 0 | 1.7 | 5.1 | 258.5 | 53.5 | 12.8 | 949.3
2019 | 1 | 24 | 7 | 30 | 0 | 0 | 0 | 2.5 | 4.2 | 272 | 52.5 | 13 | 949.3
2019 | 1 | 24 | 8 | 30 | 12 | 0 | 12 | 2 | 5 | 306.3 | 49.5 | 13.7 | 950.3
2019 | 1 | 24 | 9 | 30 | 100 | 6 | 103 | 1.7 | 7 | 290.6 | 48 | 14.3 | 950.8
2019 | 1 | 24 | 10 | 30 | 209 | 58 | 234 | 1.5 | 6.5 | 296.8 | 45.6 | 15.4 | 951.5
2019 | 1 | 24 | 11 | 30 | 270 | 219 | 383 | 1.4 | 6.5 | 300 | 41 | 17 | 952.2
2019 | 1 | 24 | 12 | 30 | 298 | 331 | 488 | 1.3 | 7 | 291.8 | 39 | 18 | 952.2
2019 | 1 | 24 | 13 | 30 | 291 | 393 | 522 | 1.2 | 5.9 | 292.6 | 36.8 | 18.7 | 952.2
2019 | 1 | 24 | 14 | 30 | 244 | 480 | 506 | 1.1 | 4.7 | 296.3 | 35 | 19.1 | 952.2
2019 | 1 | 24 | 15 | 30 | 252 | 343 | 412 | 3.5 | 3.7 | 205.8 | 36.2 | 18.6 | 952.5
2019 | 1 | 24 | 16 | 30 | 188 | 272 | 279 | 3.1 | 4.9 | 304.9 | 36.4 | 18.5 | 952.5
2019 | 1 | 24 | 17 | 30 | 99 | 217 | 136 | 1.7 | 6.7 | 288 | 38.5 | 17.5 | 952.7
2019 | 1 | 24 | 18 | 30 | 10 | 18 | 11 | 1.4 | 5.9 | 292.1 | 43 | 16 | 953.3
2019 | 1 | 24 | 19 | 30 | 0 | 0 | 0 | 1.2 | 5.1 | 292.4 | 45.3 | 15.4 | 954
2019 | 1 | 24 | 20 | 30 | 0 | 0 | 0 | 1.3 | 4.6 | 308.8 | 46.9 | 15.1 | 954.7
2019 | 1 | 24 | 21 | 30 | 0 | 0 | 0 | 1.2 | 3.8 | 301.1 | 47.1 | 15.3 | 955.2
2019 | 1 | 24 | 22 | 30 | 0 | 0 | 0 | 1.1 | 2.8 | 252.5 | 48.7 | 14.9 | 955.9
2019 | 1 | 24 | 23 | 30 | 0 | 0 | 0 | 0.9 | 2.3 | 291.9 | 50.3 | 14.6 | 956.1
2019 | 1 | 25 | 0 | 30 | 0 | 0 | 0 | 0.7 | 2.3 | 303.7 | 52.9 | 13.6 | 956.3
2019 | 1 | 25 | 1 | 30 | 0 | 0 | 0 | 0.5 | 1.6 | 247 | 55.4 | 12.8 | 956.6
2019 | 1 | 25 | 2 | 30 | 0 | 0 | 0 | 0.3 | 1.3 | 227.2 | 57.2 | 12.4 | 956.7
2019 | 1 | 25 | 3 | 30 | 0 | 0 | 0 | 0.1 | 1.8 | 205.5 | 57.1 | 12.7 | 956.9
2019 | 1 | 25 | 4 | 30 | 0 | 0 | 0 | 0.1 | 1.9 | 278.5 | 60.6 | 11.6 | 956.6
2019 | 1 | 25 | 5 | 30 | 0 | 0 | 0 | 0.1 | 0.9 | 202 | 63.2 | 11 | 956.5
2019 | 1 | 25 | 6 | 30 | 0 | 0 | 0 | 0.1 | 1.6 | 235.5 | 64.5 | 11 | 956.7
2019 | 1 | 25 | 7 | 30 | 0 | 0 | 0 | 1.5 | 1.9 | 205.1 | 64 | 10.6 | 957.4
2019 | 1 | 25 | 8 | 30 | 10 | 185 | 25 | -0.1 | 1.9 | 253.7 | 61.1 | 11.3 | 957.8
2019 | 1 | 25 | 9 | 30 | 33 | 686 | 176 | -0.1 | 2.8 | 291.4 | 49.6 | 14.7 | 958.3
2019 | 1 | 25 | 10 | 30 | 43 | 856 | 351 | -0.4 | 2.8 | 268.7 | 41.5 | 17.2 | 958.8
2019 | 1 | 25 | 11 | 30 | 49 | 927 | 490 | -0.7 | 2.3 | 247.4 | 36.9 | 18.5 | 959.2
2019 | 1 | 25 | 12 | 30 | 53 | 950 | 573 | -0.8 | 2.6 | 243.8 | 34.4 | 19.4 | 958.8
2019 | 1 | 25 | 13 | 30 | 57 | 964 | 604 | -0.8 | 3 | 250.1 | 33.8 | 19.8 | 958.1
2019 | 1 | 25 | 14 | 30 | 73 | 904 | 557 | -0.6 | 3.6 | 220.1 | 34.4 | 20.2 | 957.6
2019 | 1 | 25 | 15 | 30 | 59 | 886 | 459 | 3 | 3.6 | 247 | 36.9 | 19.8 | 957.7
2019 | 1 | 25 | 16 | 30 | 45 | 813 | 310 | 2.8 | 2.9 | 254 | 39.2 | 19.3 | 957.8
2019 | 1 | 25 | 17 | 30 | 30 | 607 | 135 | 1.1 | 2.3 | 271 | 40.9 | 18.4 | 957.9
2019 | 1 | 25 | 18 | 30 | 5 | 76 | 9 | 1.1 | 1.5 | 267.3 | 47.1 | 15.6 | 958.2
2019 | 1 | 25 | 19 | 30 | 0 | 0 | 0 | 1.1 | 1.1 | 222.8 | 54.7 | 13.2 | 958.9
2019 | 1 | 25 | 20 | 30 | 0 | 0 | 0 | 1.1 | 0.7 | 111.8 | 58.1 | 11.3 | 959.5
2019 | 1 | 25 | 21 | 30 | 0 | 0 | 0 | 1.1 | 0.9 | 66.7 | 61.3 | 10 | 959.8
2019 | 1 | 25 | 22 | 30 | 0 | 0 | 0 | 1.2 | 0.8 | 113.8 | 61.9 | 9.6 | 960
2019 | 1 | 25 | 23 | 30 | 0 | 0 | 0 | 1.2 | 2.3 | 26.3 | 60.4 | 9.7 | 960.2
2019 | 1 | 26 | 0 | 30 | 0 | 0 | 0 | 1.1 | 1.9 | 24 | 59 | 9.6 | 960.4
2019 | 1 | 26 | 1 | 30 | 0 | 0 | 0 | 1.1 | 2.7 | 23.1 | 58.6 | 9.3 | 960.4
2019 | 1 | 26 | 2 | 30 | 0 | 0 | 0 | 0.9 | 2.9 | 20.1 | 56.1 | 9.8 | 960.3
2019 | 1 | 26 | 3 | 30 | 0 | 0 | 0 | 0.6 | 2.1 | 26.7 | 58.1 | 8.5 | 960.4
2019 | 1 | 26 | 4 | 30 | 0 | 0 | 0 | 0.4 | 1.8 | 19.1 | 59.6 | 7.8 | 960.7
2019 | 1 | 26 | 5 | 30 | 0 | 0 | 0 | 0.3 | 2.1 | 17 | 61 | 7.1 | 961.1
2019 | 1 | 26 | 6 | 30 | 0 | 0 | 0 | 0.3 | 2.7 | 22.1 | 58.3 | 7.9 | 961.3
2019 | 1 | 26 | 7 | 30 | 0 | 0 | 0 | 1.9 | 1.6 | 17.3 | 62.2 | 6.5 | 961.7
2019 | 1 | 26 | 8 | 30 | 11 | 203 | 28 | 0.9 | 1.5 | 18 | 61.3 | 6.8 | 962.3
2019 | 1 | 26 | 9 | 30 | 34 | 711 | 184 | 0.9 | 0.6 | 141.9 | 50.7 | 11.1 | 962.8
2019 | 1 | 26 | 10 | 30 | 45 | 872 | 361 | 0.6 | 0.6 | 195 | 41.3 | 14.8 | 963
2019 | 1 | 26 | 11 | 30 | 51 | 941 | 502 | 0.1 | 3.8 | 254.1 | 42.2 | 16.3 | 963.3
2019 | 1 | 26 | 12 | 30 | 53 | 972 | 590 | 0.2 | 4.2 | 245.8 | 42 | 17.2 | 962.9
2019 | 1 | 26 | 13 | 30 | 55 | 978 | 614 | 0.3 | 4.2 | 253.4 | 40.9 | 17.7 | 962.1
2019 | 1 | 26 | 14 | 30 | 54 | 961 | 572 | 0.5 | 4.2 | 255.1 | 40.5 | 18.1 | 961.2
2019 | 1 | 26 | 15 | 30 | 51 | 919 | 471 | 4.8 | 4.7 | 257.8 | 40.8 | 17.9 | 960.7
2019 | 1 | 26 | 16 | 30 | 45 | 828 | 319 | 5.6 | 4.7 | 265.5 | 42.4 | 17.4 | 960.3
2019 | 1 | 26 | 17 | 30 | 31 | 611 | 139 | 3.6 | 4.2 | 257 | 47.8 | 16 | 960.1
2019 | 1 | 26 | 18 | 30 | 5 | 83 | 10 | 3 | 3.2 | 261.8 | 58.3 | 13.2 | 960
2019 | 1 | 26 | 19 | 30 | 0 | 0 | 0 | 2.6 | 0.9 | 253.4 | 67 | 11.2 | 960.1
2019 | 1 | 26 | 20 | 30 | 0 | 0 | 0 | 2.4 | 0.5 | 151.5 | 72.9 | 9.5 | 960.2
2019 | 1 | 26 | 21 | 30 | 0 | 0 | 0 | 2.5 | 1.7 | 281.2 | 75.6 | 8 | 960.1
2019 | 1 | 26 | 22 | 30 | 0 | 0 | 0 | 2.7 | 0.6 | 46.2 | 71.7 | 7.8 | 959.7
2019 | 1 | 26 | 23 | 30 | 0 | 0 | 0 | 2.9 | 0.5 | 101.4 | 71.5 | 7.5 | 959
2019 | 1 | 27 | 0 | 30 | 0 | 0 | 0 | 3.4 | 1.3 | 37.3 | 70.1 | 7.5 | 958.6
2019 | 1 | 27 | 1 | 30 | 0 | 0 | 0 | 4.2 | 2.2 | 15 | 66.7 | 6.8 | 958
2019 | 1 | 27 | 2 | 30 | 0 | 0 | 0 | 5 | 1.2 | 133.6 | 64.5 | 6.9 | 957.5
2019 | 1 | 27 | 3 | 30 | 0 | 0 | 0 | 5.6 | 1.2 | 38.8 | 61.6 | 7.2 | 957.1
2019 | 1 | 27 | 4 | 30 | 0 | 0 | 0 | 5.8 | 2.3 | 14.3 | 59.7 | 7.3 | 956.5
2019 | 1 | 27 | 5 | 30 | 0 | 0 | 0 | 5.7 | 2.9 | 18.9 | 57.8 | 7 | 955.9
2019 | 1 | 27 | 6 | 30 | 0 | 0 | 0 | 5.3 | 2.8 | 18 | 54.7 | 7.4 | 955.4
2019 | 1 | 27 | 7 | 30 | 0 | 0 | 0 | 5.1 | 1.7 | 83.3 | 50.2 | 8.5 | 955.1
2019 | 1 | 27 | 8 | 30 | 12 | 156 | 25 | 5.1 | 2.8 | 198 | 49.5 | 9.7 | 955.1
2019 | 1 | 27 | 9 | 30 | 37 | 697 | 187 | 4.3 | 4.7 | 281.3 | 45 | 13 | 955.4
2019 | 1 | 27 | 10 | 30 | 48 | 893 | 373 | 2.2 | 6.4 | 298.8 | 34.2 | 16.4 | 955.2
2019 | 1 | 27 | 11 | 30 | 54 | 965 | 519 | 1.1 | 8.8 | 287.8 | 23.9 | 18.7 | 955.1
2019 | 1 | 27 | 12 | 30 | 61 | 1002 | 615 | 0.4 | 10.1 | 293 | 18.1 | 20.1 | 955.1
2019 | 1 | 27 | 13 | 30 | 74 | 991 | 642 | -0.2 | 10.4 | 274.2 | 19.1 | 20 | 954.6
2019 | 1 | 27 | 14 | 30 | 107 | 989 | 642 | -0.6 | 8.7 | 261.8 | 20.1 | 20.1 | 954.3
2019 | 1 | 27 | 15 | 30 | 119 | 780 | 475 | 1.3 | 5.6 | 310.4 | 26.6 | 19.6 | 954.2
2019 | 1 | 27 | 16 | 30 | 49 | 841 | 330 | 3.5 | 7 | 298.3 | 35.5 | 17.6 | 954.6
2019 | 1 | 27 | 17 | 30 | 33 | 643 | 147 | 2.5 | 6.9 | 328.2 | 39 | 15.7 | 955.2
2019 | 1 | 27 | 18 | 30 | 5 | 96 | 11 | 2.2 | 6.1 | 335.1 | 42.1 | 13.4 | 956.1
2019 | 1 | 27 | 19 | 30 | 0 | 0 | 0 | 2.1 | 2.1 | 285.5 | 45.2 | 11.9 | 957.3
2019 | 1 | 27 | 20 | 30 | 0 | 0 | 0 | 1.9 | 1 | 188.5 | 45.4 | 11.1 | 958
2019 | 1 | 27 | 21 | 30 | 0 | 0 | 0 | 1.6 | 0.8 | 89.7 | 49.8 | 9.2 | 958.6
2019 | 1 | 27 | 22 | 30 | 0 | 0 | 0 | 1.4 | 1 | 103.9 | 51.9 | 7.7 | 959.4
2019 | 1 | 27 | 23 | 30 | 0 | 0 | 0 | 1.2 | 1 | 221.7 | 51.8 | 7.7 | 959.3
2019 | 1 | 28 | 0 | 30 | 0 | 0 | 0 | 0.9 | 1.5 | 154.3 | 56 | 7 | 959.3
2019 | 1 | 28 | 1 | 30 | 0 | 0 | 0 | 0.7 | 1.3 | 172.6 | 57.5 | 6.3 | 959.4
2019 | 1 | 28 | 2 | 30 | 0 | 0 | 0 | 0.4 | 1.6 | 196.8 | 53.4 | 7.7 | 959.5
2019 | 1 | 28 | 3 | 30 | 0 | 0 | 0 | 0.1 | 1.2 | 195.2 | 51.6 | 7.7 | 959.8
2019 | 1 | 28 | 4 | 30 | 0 | 0 | 0 | -0.1 | 1.2 | 115.4 | 50.5 | 6.8 | 959.5
2019 | 1 | 28 | 5 | 30 | 0 | 0 | 0 | -0.2 | 1.6 | 86.4 | 53.3 | 5.4 | 959.5
2019 | 1 | 28 | 6 | 30 | 0 | 0 | 0 | -0.2 | 1.5 | 140.9 | 57.3 | 5.9 | 959.6
2019 | 1 | 28 | 7 | 30 | 0 | 0 | 0 | 1 | 1.2 | 224.9 | 56.7 | 6.3 | 959.2
2019 | 1 | 28 | 8 | 30 | 11 | 213 | 30 | 0.2 | 1.3 | 181 | 54.7 | 6.4 | 960
2019 | 1 | 28 | 9 | 30 | 36 | 730 | 193 | -0.7 | 1.4 | 234.4 | 41.1 | 10.6 | 960.4
2019 | 1 | 28 | 10 | 30 | 61 | 831 | 367 | -2.3 | 0.6 | 138.8 | 33.1 | 13.7 | 960.4
2019 | 1 | 28 | 11 | 30 | 67 | 896 | 503 | -2.7 | 2.1 | 216.5 | 28.6 | 15.6 | 960.2
2019 | 1 | 28 | 12 | 30 | 60 | 1001 | 617 | -2.6 | 7.1 | 266.3 | 25.3 | 17.7 | 958.9
2019 | 1 | 28 | 13 | 30 | 103 | 914 | 634 | -2.5 | 8.3 | 254.1 | 22.9 | 18.7 | 957.6
2019 | 1 | 28 | 14 | 30 | 77 | 942 | 592 | -2.2 | 6.6 | 254.7 | 20.6 | 19.9 | 956.4
2019 | 1 | 28 | 15 | 30 | 53 | 946 | 492 | 0.5 | 7.8 | 246.7 | 23.5 | 20.3 | 955.6
2019 | 1 | 28 | 16 | 30 | 49 | 862 | 341 | 3.1 | 9.3 | 274.9 | 20.3 | 19.7 | 955.2
2019 | 1 | 28 | 17 | 30 | 34 | 577 | 141 | 0.9 | 7.9 | 308.8 | 21.6 | 18.2 | 955.3
2019 | 1 | 28 | 18 | 30 | 6 | 46 | 10 | 0.1 | 6.4 | 189.2 | 27.9 | 15.5 | 956.1
2019 | 1 | 28 | 19 | 30 | 0 | 0 | 0 | -0.6 | 3.8 | 290.1 | 36.5 | 13.7 | 957.1
2019 | 1 | 28 | 20 | 30 | 0 | 0 | 0 | -0.8 | 4.7 | 302.2 | 45.5 | 12.7 | 958.4
2019 | 1 | 28 | 21 | 30 | 0 | 0 | 0 | -0.8 | 2.1 | 226.6 | 48.5 | 12 | 959
2019 | 1 | 28 | 22 | 30 | 0 | 0 | 0 | -0.5 | 1.1 | 162.3 | 52.1 | 10.3 | 959.6
2019 | 1 | 28 | 23 | 30 | 0 | 0 | 0 | -0.5 | 2.1 | 181.3 | 53.8 | 10.6 | 959.8
2019 | 1 | 29 | 0 | 30 | 0 | 0 | 0 | -0.7 | 1.7 | 182.6 | 54.2 | 10.5 | 960.2
2019 | 1 | 29 | 1 | 30 | 0 | 0 | 0 | -0.9 | 1.9 | 215.1 | 54.8 | 10.3 | 959.8
2019 | 1 | 29 | 2 | 30 | 0 | 0 | 0 | -0.9 | 1.6 | 52.9 | 51.2 | 10.7 | 959.6
2019 | 1 | 29 | 3 | 30 | 0 | 0 | 0 | -0.9 | 2 | 121.5 | 56.3 | 9.3 | 959.3
2019 | 1 | 29 | 4 | 30 | 0 | 0 | 0 | -0.7 | 1.3 | 174.8 | 58.7 | 8.3 | 959.1
2019 | 1 | 29 | 5 | 30 | 0 | 0 | 0 | -0.3 | 1.7 | 127.2 | 58.2 | 7.6 | 958.8
2019 | 1 | 29 | 6 | 30 | 0 | 0 | 0 | 0.2 | 1.3 | 81.4 | 57.9 | 7.1 | 958.7
2019 | 1 | 29 | 7 | 30 | 0 | 0 | 0 | 1 | 1.3 | 77.7 | 61.9 | 6.5 | 958.7
2019 | 1 | 29 | 8 | 30 | 22 | 104 | 30 | 1.5 | 2 | 24.5 | 60.5 | 6.9 | 958.8
2019 | 1 | 29 | 9 | 30 | 88 | 37 | 96 | 0.3 | 1.8 | 134.8 | 54.1 | 9.9 | 959
2019 | 1 | 29 | 10 | 30 | 149 | 20 | 160 | -0.2 | 3.5 | 258.3 | 49.5 | 12.1 | 959.3
2019 | 1 | 29 | 11 | 30 | 185 | 21 | 199 | 0.2 | 4.5 | 281.4 | 49.9 | 12.6 | 959.1
2019 | 1 | 29 | 12 | 30 | 185 | 91 | 242 | 0.4 | 2.9 | 283.3 | 48.1 | 13.9 | 958.4
2019 | 1 | 29 | 13 | 30 | 109 | 742 | 544 | 0.2 | 6.1 | 261.4 | 38.6 | 17.4 | 956.5
2019 | 1 | 29 | 14 | 30 | 111 | 720 | 509 | -0.3 | 11.7 | 275.5 | 32.8 | 18.3 | 955.3
2019 | 1 | 29 | 15 | 30 | 153 | 434 | 365 | -0.6 | 12 | 269.6 | 36.9 | 17.1 | 954.6
2019 | 1 | 29 | 16 | 30 | 94 | 515 | 272 | 0 | 11.4 | 269.3 | 39.6 | 16 | 954.5
2019 | 1 | 29 | 17 | 30 | 70 | 351 | 142 | -0.4 | 12.4 | 268.6 | 43.1 | 14.6 | 954.1
2019 | 1 | 29 | 18 | 30 | 7 | 3 | 7 | -1.2 | 10.6 | 259.2 | 48.4 | 12.9 | 954.3
2019 | 1 | 29 | 19 | 30 | 0 | 0 | 0 | -1.9 | 7.1 | 238 | 49.3 | 12.6 | 955
2019 | 1 | 29 | 20 | 30 | 0 | 0 | 0 | -2.5 | 0 | 241.5 | 50.7 | 12.5 | 955.1
2019 | 1 | 29 | 21 | 30 | 0 | 0 | 0 | -2.7 | 0 | 262.1 | 52.3 | 12.4 | 955.2
2019 | 1 | 29 | 22 | 30 | 0 | 0 | 0 | -2.3 | 0 | 171.4 | 33.6 | 7.8 | 955.4
2019 | 1 | 29 | 23 | 30 | 0 | 0 | 0 | -2 | 0 | 0 | 0 | 0 | 955.3
2019 | 1 | 30 | 0 | 30 | 0 | 0 | 0 | -1.8 | 0 | 0 | 0 | 0 | 955.3
2019 | 1 | 30 | 1 | 30 | 0 | 0 | 0 | -1.7 | 0 | 0 | 0 | 0 | 955.2
2019 | 1 | 30 | 2 | 30 | 0 | 0 | 0 | -1.7 | 0 | 0 | 0 | 0 | 955.2
2019 | 1 | 30 | 3 | 30 | 0 | 0 | 0 | -1.8 | 0 | 0 | 0 | 0 | 955.1
2019 | 1 | 30 | 4 | 30 | 0 | 0 | 0 | -2.1 | 0 | 0 | 0 | 0 | 955
2019 | 1 | 30 | 5 | 30 | 0 | 0 | 0 | -2.4 | 0 | 0 | 0 | 0 | 955
2019 | 1 | 30 | 6 | 30 | 0 | 0 | 0 | -2.6 | 0 | 0 | 0 | 0 | 954.9
2019 | 1 | 30 | 7 | 30 | 0 | 0 | 0 | -2.4 | 0 | 0 | 0 | 0 | 954.9
2019 | 1 | 30 | 8 | 30 | 14 | 0 | 14 | -2.4 | 5 | 148.8 | 24.4 | 5.6 | 954.8
2019 | 1 | 30 | 9 | 30 | 91 | 8 | 95 | -2.8 | 8.6 | 272.7 | 48 | 11.7 | 955.2
2019 | 1 | 30 | 10 | 30 | 182 | 283 | 296 | -3.9 | 10 | 273.1 | 38.5 | 13 | 955.4
2019 | 1 | 30 | 11 | 30 | 230 | 451 | 458 | -4.7 | 11 | 274.1 | 36.7 | 14.3 | 955.5
2019 | 1 | 30 | 12 | 30 | 227 | 516 | 525 | -5.4 | 11.8 | 274.6 | 34.3 | 14.9 | 955.5
2019 | 1 | 30 | 13 | 30 | 298 | 282 | 470 | -6 | 9.6 | 284.4 | 35.3 | 14.8 | 955.2
2019 | 1 | 30 | 14 | 30 | 273 | 168 | 372 | -6.3 | 8.4 | 293.8 | 33.2 | 15.5 | 954.2
2019 | 1 | 30 | 15 | 30 | 214 | 132 | 283 | -4.9 | 7.8 | 291.4 | 31.5 | 15.7 | 953.5
2019 | 1 | 30 | 16 | 30 | 117 | 1 | 119 | -0.9 | 5.9 | 287.6 | 34.2 | 14.6 | 953.5
2019 | 1 | 30 | 17 | 30 | 52 | 0 | 53 | -0.9 | 6.5 | 259.9 | 37.5 | 13.6 | 953.5
2019 | 1 | 30 | 18 | 30 | 4 | 0 | 4 | -0.9 | 6 | 249.7 | 39.7 | 12.8 | 953.4
2019 | 1 | 30 | 19 | 30 | 0 | 0 | 0 | -0.8 | 6.8 | 254.2 | 41 | 12.6 | 953.8
2019 | 1 | 30 | 20 | 30 | 0 | 0 | 0 | -0.6 | 8 | 267.8 | 45.4 | 12.8 | 953.9
2019 | 1 | 30 | 21 | 30 | 0 | 0 | 0 | -0.6 | 7.3 | 291.5 | 51 | 13.1 | 953.9
2019 | 1 | 30 | 22 | 30 | 0 | 0 | 0 | -0.5 | 4.7 | 250.8 | 53.9 | 12.7 | 953.7
2019 | 1 | 30 | 23 | 30 | 0 | 0 | 0 | -0.5 | 5.9 | 275.6 | 49.9 | 13.6 | 953.2
2019 | 1 | 31 | 0 | 30 | 0 | 0 | 0 | -0.5 | 5 | 226.7 | 54.5 | 12.2 | 953
2019 | 1 | 31 | 1 | 30 | 0 | 0 | 0 | -0.3 | 7.7 | 295.8 | 49.7 | 13.6 | 952.2
2019 | 1 | 31 | 2 | 30 | 0 | 0 | 0 | -0.3 | 6 | 275.5 | 53.5 | 12.9 | 951.9
2019 | 1 | 31 | 3 | 30 | 0 | 0 | 0 | -0.5 | 8.7 | 293.9 | 52.6 | 13.3 | 951.3
2019 | 1 | 31 | 4 | 30 | 0 | 0 | 0 | -0.9 | 7 | 271.8 | 54.3 | 12.9 | 951
2019 | 1 | 31 | 5 | 30 | 0 | 0 | 0 | -1.2 | 4 | 228.7 | 57.6 | 11.5 | 951
2019 | 1 | 31 | 6 | 30 | 0 | 0 | 0 | -1.5 | 4.8 | 244.5 | 57.8 | 11.2 | 950.6
2019 | 1 | 31 | 7 | 30 | 0 | 0 | 0 | -1.3 | 4 | 227.7 | 59.3 | 10.9 | 950.5
2019 | 1 | 31 | 8 | 30 | 15 | 0 | 15 | -1.2 | 1.4 | 285.3 | 60.7 | 10.7 | 950.9
2019 | 1 | 31 | 9 | 30 | 44 | 0 | 44 | -2.1 | 2.1 | 240.9 | 60.8 | 10.6 | 951.2
2019 | 1 | 31 | 10 | 30 | 134 | 177 | 203 | -3.9 | 3.7 | 226.7 | 58.6 | 13.1 | 951.3
2019 | 1 | 31 | 11 | 30 | 154 | 0 | 156 | -5.5 | 3.4 | 224.1 | 55.6 | 14.6 | 951.2
2019 | 1 | 31 | 12 | 30 | 247 | 97 | 307 | -6.4 | 7.2 | 271.9 | 47.2 | 17.3 | 951
2019 | 1 | 31 | 13 | 30 | 290 | 356 | 508 | -6.9 | 10.2 | 285.6 | 42.3 | 18.9 | 950.2
2019 | 1 | 31 | 14 | 30 | 159 | 529 | 457 | -7.1 | 10.4 | 289.8 | 40.2 | 19.3 | 949.5
2019 | 1 | 31 | 15 | 30 | 59 | 908 | 492 | -3 | 9.4 | 288.6 | 37.6 | 19.5 | 948.8
2019 | 1 | 31 | 16 | 30 | 93 | 677 | 336 | 0.2 | 10.1 | 295.4 | 37.1 | 18.6 | 948.8
2019 | 1 | 31 | 17 | 30 | 78 | 228 | 115 | -1.5 | 9.7 | 304.3 | 41.9 | 16.9 | 948.7
2019 | 1 | 31 | 18 | 30 | 10 | 51 | 14 | -2 | 8 | 293.2 | 45.2 | 16.2 | 948.7
2019 | 1 | 31 | 19 | 30 | 0 | 0 | 0 | -2.2 | 9.2 | 271.6 | 48.3 | 15 | 949
2019 | 1 | 31 | 20 | 30 | 0 | 0 | 0 | -2.5 | 8.9 | 269 | 46.7 | 14.8 | 948.6
2019 | 1 | 31 | 21 | 30 | 0 | 0 | 0 | -2.7 | 5.2 | 253.2 | 54.2 | 13.8 | 948.8
2019 | 1 | 31 | 22 | 30 | 0 | 0 | 0 | -3 | 4 | 235.6 | 58.8 | 13.2 | 948.6
2019 | 1 | 31 | 23 | 30 | 0 | 0 | 0 | -3.2 | 4.9 | 228.8 | 58.2 | 13.4 | 947.8
2019 | 2 | 1 | 0 | 30 | 0 | 0 | 0 | -3.5 | 5.9 | 243 | 62.1 | 13 | 947.2
2019 | 2 | 1 | 1 | 30 | 0 | 0 | 0 | -3.6 | 7 | 242.9 | 61.9 | 13.1 | 946.4
2019 | 2 | 1 | 2 | 30 | 0 | 0 | 0 | -3.4 | 7.5 | 238.2 | 60.7 | 13.4 | 945.3
2019 | 2 | 1 | 3 | 30 | 0 | 0 | 0 | -3.2 | 5.2 | 238.9 | 66.2 | 12.8 | 944.5
2019 | 2 | 1 | 4 | 30 | 0 | 0 | 0 | -3.1 | 5.5 | 238.4 | 71.3 | 12.7 | 943.7
2019 | 2 | 1 | 5 | 30 | 0 | 0 | 0 | -3 | 7.2 | 245.4 | 71.1 | 13 | 942.6
2019 | 2 | 1 | 6 | 30 | 0 | 0 | 0 | -2.8 | 5.1 | 266.8 | 71.6 | 13.2 | 942.2
2019 | 2 | 1 | 7 | 30 | 0 | 0 | 0 | -2.2 | 7.6 | 251 | 71.1 | 13.3 | 941
2019 | 2 | 1 | 8 | 30 | 27 | 51 | 31 | -2.8 | 9.8 | 250.7 | 67.4 | 14.1 | 940.9
2019 | 2 | 1 | 9 | 30 | 79 | 478 | 196 | -3 | 8.8 | 231.6 | 64.5 | 14.8 | 941.1
2019 | 2 | 1 | 10 | 30 | 129 | 59 | 150 | -3.7 | 7.7 | 230.1 | 67.7 | 14.7 | 941.5
2019 | 2 | 1 | 11 | 30 | 129 | 10 | 136 | -3.9 | 7.4 | 264.9 | 62.4 | 14.7 | 941.8
2019 | 2 | 1 | 12 | 30 | 171 | 245 | 316 | -3.7 | 12.2 | 283.2 | 44.9 | 15.1 | 941.5
2019 | 2 | 1 | 13 | 30 | 129 | 776 | 593 | -3.4 | 13.3 | 289.3 | 34.1 | 16.6 | 940.9
2019 | 2 | 1 | 14 | 30 | 72 | 950 | 606 | -3 | 12.1 | 289.8 | 35 | 16.8 | 940.8
2019 | 2 | 1 | 15 | 30 | 71 | 858 | 480 | 2.7 | 13.2 | 295.5 | 34.2 | 15.2 | 941
2019 | 2 | 1 | 16 | 30 | 51 | 855 | 352 | 3.1 | 12.8 | 302.7 | 33.3 | 14.5 | 941.2
2019 | 2 | 1 | 17 | 30 | 36 | 650 | 165 | 0.5 | 11 | 282.1 | 37.1 | 13.3 | 941.6
2019 | 2 | 1 | 18 | 30 | 7 | 46 | 11 | 0.7 | 12.5 | 280.4 | 43.8 | 11.8 | 942
2019 | 2 | 1 | 19 | 30 | 0 | 0 | 0 | 0.7 | 10.7 | 271 | 42.9 | 11.2 | 942
2019 | 2 | 1 | 20 | 30 | 0 | 0 | 0 | 0.6 | 10.6 | 283.9 | 51 | 10.2 | 943.5
2019 | 2 | 1 | 21 | 30 | 0 | 0 | 0 | 0.4 | 6.9 | 251.1 | 71.1 | 6.9 | 943.2
2019 | 2 | 1 | 22 | 30 | 0 | 0 | 0 | 0.2 | 9.9 | 276.4 | 51.7 | 8.2 | 944.1
2019 | 2 | 1 | 23 | 30 | 0 | 0 | 0 | 0.1 | 10.6 | 277.1 | 49.2 | 8.5 | 944.8
2019 | 2 | 2 | 0 | 30 | 0 | 0 | 0 | 0 | 9.1 | 253.1 | 50.1 | 8.4 | 945.1
2019 | 2 | 2 | 1 | 30 | 0 | 0 | 0 | 0 | 7.8 | 280.5 | 50.5 | 8.2 | 944.9
2019 | 2 | 2 | 2 | 30 | 0 | 0 | 0 | -0.1 | 11.7 | 314.7 | 50.2 | 8.3 | 946
2019 | 2 | 2 | 3 | 30 | 0 | 0 | 0 | -0.2 | 6.3 | 281.4 | 52.3 | 7.6 | 947.5
2019 | 2 | 2 | 4 | 30 | 0 | 0 | 0 | -0.4 | 5.5 | 268.4 | 51.4 | 7.4 | 947.4
2019 | 2 | 2 | 5 | 30 | 0 | 0 | 0 | -0.7 | 6.2 | 243.3 | 56.2 | 6.9 | 947.4
2019 | 2 | 2 | 6 | 30 | 0 | 0 | 0 | -0.8 | 6.8 | 244.1 | 55.1 | 6.9 | 947
2019 | 2 | 2 | 7 | 30 | 0 | 0 | 0 | 1.2 | 7.2 | 229.2 | 61.7 | 6.3 | 946.9
2019 | 2 | 2 | 8 | 30 | 14 | 226 | 32 | -0.2 | 6.7 | 277.9 | 43.3 | 8.3 | 946.9
2019 | 2 | 2 | 9 | 30 | 47 | 304 | 117 | 0.2 | 6 | 298.4 | 39.7 | 9 | 947.6
2019 | 2 | 2 | 10 | 30 | 65 | 657 | 327 | 0.1 | 6.2 | 295.1 | 35.2 | 10.4 | 948.2
2019 | 2 | 2 | 11 | 30 | 103 | 897 | 558 | -0.8 | 6 | 201.2 | 34.2 | 11.4 | 949.3
2019 | 2 | 2 | 12 | 30 | 83 | 945 | 630 | -1.6 | 3.9 | 142.6 | 33.6 | 11.8 | 950
2019 | 2 | 2 | 13 | 30 | 97 | 869 | 621 | -2.2 | 4.5 | 193.2 | 31.9 | 12.3 | 950.4
2019 | 2 | 2 | 14 | 30 | 88 | 968 | 638 | -2.6 | 4.9 | 276.3 | 31.3 | 12.7 | 951
2019 | 2 | 2 | 15 | 30 | 115 | 514 | 362 | -0.9 | 4.2 | 264.1 | 31.6 | 11.7 | 952.1
2019 | 2 | 2 | 16 | 30 | 70 | 712 | 332 | 1.6 | 7.3 | 303.3 | 30.1 | 11.5 | 953.2
2019 | 2 | 2 | 17 | 30 | 49 | 569 | 162 | 0.3 | 6.1 | 303.6 | 38.9 | 10.2 | 954.8
2019 | 2 | 2 | 18 | 30 | 7 | 12 | 8 | -0.2 | 8.7 | 332.1 | 43.1 | 8.6 | 955.4
2019 | 2 | 2 | 19 | 30 | 0 | 0 | 0 | 0.2 | 5.8 | 306 | 47.3 | 7.9 | 956.8
2019 | 2 | 2 | 20 | 30 | 0 | 0 | 0 | 2 | 5.7 | 308 | 47.5 | 7.9 | 957.8
2019 | 2 | 2 | 21 | 30 | 0 | 0 | 0 | 4 | 3.4 | 268.4 | 47.8 | 7.7 | 958.5
2019 | 2 | 2 | 22 | 30 | 0 | 0 | 0 | 5.6 | 2.5 | 283.9 | 41.8 | 8.2 | 959.2
2019 | 2 | 2 | 23 | 30 | 0 | 0 | 0 | 6.2 | 5.2 | 332.5 | 40.8 | 8 | 959.9
2019 | 2 | 3 | 0 | 30 | 0 | 0 | 0 | 5.5 | 5.7 | 336.2 | 40 | 7.4 | 960.4
2019 | 2 | 3 | 1 | 30 | 0 | 0 | 0 | 3.2 | 4.6 | 294.7 | 38.5 | 7 | 961
2019 | 2 | 3 | 2 | 30 | 0 | 0 | 0 | 0.1 | 2.8 | 306 | 37.7 | 6.7 | 961.3
2019 | 2 | 3 | 3 | 30 | 0 | 0 | 0 | -2.8 | 2.7 | 241.4 | 38.8 | 6.6 | 961.4
2019 | 2 | 3 | 4 | 30 | 0 | 0 | 0 | -4.1 | 3.7 | 242.7 | 40.9 | 6.3 | 961.4
2019 | 2 | 3 | 5 | 30 | 0 | 0 | 0 | -4.8 | 2.6 | 250.7 | 43.2 | 5.9 | 961.5
2019 | 2 | 3 | 6 | 30 | 0 | 0 | 0 | -5.4 | 3.1 | 126.7 | 40.4 | 6.5 | 961.9
2019 | 2 | 3 | 7 | 30 | 0 | 0 | 0 | -6.2 | 3 | 274.3 | 42.8 | 5.9 | 962.4
2019 | 2 | 3 | 8 | 30 | 15 | 281 | 41 | -8.9 | 3.4 | 266.4 | 41.8 | 5.7 | 963.3
2019 | 2 | 3 | 9 | 30 | 39 | 751 | 215 | -11.6 | 2.4 | 264.5 | 37.6 | 7.5 | 964.3
2019 | 2 | 3 | 10 | 30 | 50 | 895 | 399 | -14.1 | 3.3 | 294 | 34.4 | 8.8 | 965
2019 | 2 | 3 | 11 | 30 | 54 | 975 | 550 | -16.7 | 3.9 | 298.6 | 29.2 | 9.8 | 965.4
2019 | 2 | 3 | 12 | 30 | 56 | 1005 | 642 | -18.4 | 4.9 | 296.1 | 25.7 | 10.7 | 964.9
2019 | 2 | 3 | 13 | 30 | 58 | 1012 | 669 | -18.8 | 4.8 | 301.5 | 23.8 | 11.7 | 964.1
2019 | 2 | 3 | 14 | 30 | 56 | 1001 | 629 | -18.5 | 5.1 | 306.3 | 23.8 | 12.1 | 963.9
2019 | 2 | 3 | 15 | 30 | 54 | 961 | 524 | -17.9 | 4.3 | 309.7 | 24.4 | 12.4 | 963.7
2019 | 2 | 3 | 16 | 30 | 47 | 883 | 368 | -16.2 | 3.3 | 262.7 | 25.4 | 12.4 | 964.2
2019 | 2 | 3 | 17 | 30 | 34 | 711 | 179 | -13.9 | 3.7 | 238.4 | 27.2 | 11.5 | 964.7
2019 | 2 | 3 | 18 | 30 | 8 | 176 | 22 | -13.7 | 2.3 | 259.8 | 30.8 | 9.5 | 965
2019 | 2 | 3 | 19 | 30 | 0 | 0 | 0 | -13.5 | 1.7 | 214 | 33.4 | 8.1 | 965.9
2019 | 2 | 3 | 20 | 30 | 0 | 0 | 0 | -13.4 | 1.7 | 282.7 | 37.7 | 6.4 | 966.5
2019 | 2 | 3 | 21 | 30 | 0 | 0 | 0 | -13.5 | 1.1 | 153.3 | 40.7 | 5.4 | 967.2
2019 | 2 | 3 | 22 | 30 | 0 | 0 | 0 | -13.7 | 1.7 | 259.5 | 42.7 | 4.6 | 967.7
2019 | 2 | 3 | 23 | 30 | 0 | 0 | 0 | -13.5 | 0.8 | 169.8 | 46.8 | 2.9 | 968.3
2019 | 2 | 4 | 0 | 30 | 0 | 0 | 0 | -13.3 | 1.9 | 215.3 | 46.8 | 2.7 | 968.6
2019 | 2 | 4 | 1 | 30 | 0 | 0 | 0 | -13 | 1.2 | 196.2 | 47.7 | 2 | 968.7
2019 | 2 | 4 | 2 | 30 | 0 | 0 | 0 | -12.8 | 0.9 | 207.2 | 47.3 | 2.1 | 968.4
2019 | 2 | 4 | 3 | 30 | 0 | 0 | 0 | -12.5 | 2.1 | 48.3 | 45.8 | 2.1 | 968.2
2019 | 2 | 4 | 4 | 30 | 0 | 0 | 0 | -12.2 | 2.8 | 26.5 | 42.4 | 2.7 | 968.2
2019 | 2 | 4 | 5 | 30 | 0 | 0 | 0 | -12.2 | 2.5 | 27.7 | 42.8 | 1.8 | 968.2
2019 | 2 | 4 | 6 | 30 | 0 | 0 | 0 | -12.5 | 1.9 | 13.3 | 42.9 | 1.2 | 968.6
2019 | 2 | 4 | 7 | 30 | 0 | 0 | 0 | -12.6 | 1.4 | 36.7 | 42.3 | 1 | 968.7
2019 | 2 | 4 | 8 | 30 | 14 | 299 | 43 | -13.4 | 2.5 | 25.5 | 38.8 | 2 | 969.2
2019 | 2 | 4 | 9 | 30 | 37 | 789 | 223 | -14.4 | 1.3 | 49.7 | 32.6 | 6.1 | 969.6
2019 | 2 | 4 | 10 | 30 | 47 | 929 | 411 | -14.7 | 0.9 | 141.4 | 30 | 9.7 | 969.7
2019 | 2 | 4 | 11 | 30 | 52 | 989 | 558 | -14.9 | 3.4 | 234.6 | 34.6 | 11.2 | 969.8
2019 | 2 | 4 | 12 | 30 | 55 | 1012 | 648 | -15.1 | 3.5 | 233.5 | 33.6 | 12.8 | 969.6
2019 | 2 | 4 | 13 | 30 | 59 | 1006 | 671 | -15 | 3.9 | 250.2 | 37.5 | 13.6 | 968.9
2019 | 2 | 4 | 14 | 30 | 58 | 992 | 629 | -14.8 | 4.6 | 253.5 | 40.6 | 14.3 | 968.3
2019 | 2 | 4 | 15 | 30 | 54 | 950 | 523 | -14.8 | 4.8 | 248.5 | 43.4 | 14.3 | 967.8
2019 | 2 | 4 | 16 | 30 | 48 | 863 | 365 | -14 | 4.4 | 253.6 | 44.7 | 14.1 | 967.5
2019 | 2 | 4 | 17 | 30 | 36 | 669 | 176 | -12.8 | 4.3 | 260.9 | 49.8 | 12.8 | 967.7
2019 | 2 | 4 | 18 | 30 | 9 | 157 | 22 | -12.7 | 3.3 | 253.2 | 57.9 | 10.4 | 968.2
2019 | 2 | 4 | 19 | 30 | 0 | 0 | 0 | -12.2 | 1.7 | 255.9 | 66.2 | 8.3 | 968.6
2019 | 2 | 4 | 20 | 30 | 0 | 0 | 0 | -12.1 | 0.5 | 96 | 70.3 | 6.6 | 968.9
2019 | 2 | 4 | 21 | 30 | 0 | 0 | 0 | -11.9 | 0.9 | 63.3 | 69 | 5.3 | 969.2
2019 | 2 | 4 | 22 | 30 | 0 | 0 | 0 | -11.8 | 1.2 | 85 | 70.2 | 4.4 | 969.3
2019 | 2 | 4 | 23 | 30 | 0 | 0 | 0 | -11.8 | 2.4 | 68.2 | 66.3 | 5.8 | 969.4
2019 | 2 | 5 | 0 | 30 | 0 | 0 | 0 | -11.8 | 2.2 | 46.4 | 53 | 5.6 | 969.6
2019 | 2 | 5 | 1 | 30 | 0 | 0 | 0 | -11.9 | 1.2 | 59.7 | 55.3 | 4.6 | 969.3
2019 | 2 | 5 | 2 | 30 | 0 | 0 | 0 | -11.9 | 0.7 | 111.7 | 59 | 4.1 | 969
2019 | 2 | 5 | 3 | 30 | 0 | 0 | 0 | -11.9 | 1.1 | 62.6 | 55.2 | 3.7 | 968.9
2019 | 2 | 5 | 4 | 30 | 0 | 0 | 0 | -11.9 | 1.8 | 25.2 | 50.4 | 4.3 | 968.6
2019 | 2 | 5 | 5 | 30 | 0 | 0 | 0 | -11.9 | 1.5 | 153 | 51 | 3.8 | 968.8
2019 | 2 | 5 | 6 | 30 | 0 | 0 | 0 | -11.8 | 1.1 | 54.9 | 46.6 | 4.4 | 968.9
2019 | 2 | 5 | 7 | 30 | 0 | 0 | 0 | -11.7 | 0.9 | 161.3 | 45.9 | 3.9 | 968.9
2019 | 2 | 5 | 8 | 30 | 15 | 282 | 43 | -12.8 | 0.2 | 41.4 | 48 | 3.8 | 969.4
2019 | 2 | 5 | 9 | 30 | 38 | 740 | 215 | -13.8 | 0.6 | 52.3 | 34.7 | 10.5 | 969.8
2019 | 2 | 5 | 10 | 30 | 46 | 898 | 402 | -14 | 0.7 | 237.7 | 27.6 | 14 | 970.1
2019 | 2 | 5 | 11 | 30 | 51 | 964 | 549 | -13.5 | 1 | 216.1 | 25.7 | 15.9 | 970.1
2019 | 2 | 5 | 12 | 30 | 54 | 992 | 639 | -12.3 | 2.3 | 220.8 | 22.6 | 17.4 | 969.8
2019 | 2 | 5 | 13 | 30 | 55 | 999 | 666 | -10.9 | 2.8 | 239.5 | 19.7 | 18.2 | 968.9
2019 | 2 | 5 | 14 | 30 | 55 | 985 | 626 | -9.8 | 2.8 | 243.6 | 19.1 | 18.9 | 968.1
2019 | 2 | 5 | 15 | 30 | 52 | 951 | 524 | -8.6 | 4.2 | 264.6 | 19.3 | 18.8 | 967.4
2019 | 2 | 5 | 16 | 30 | 46 | 877 | 371 | -4.1 | 4.6 | 252.4 | 19.4 | 18.5 | 967.4
2019 | 2 | 5 | 17 | 30 | 34 | 700 | 182 | -4.5 | 4.2 | 270.3 | 24.1 | 17 | 967.5
2019 | 2 | 5 | 18 | 30 | 9 | 185 | 24 | -4.8 | 2.8 | 289.3 | 31.5 | 14 | 967.9
2019 | 2 | 5 | 19 | 30 | 0 | 0 | 0 | -4.7 | 1.6 | 250.2 | 40.5 | 10.5 | 968.5
2019 | 2 | 5 | 20 | 30 | 0 | 0 | 0 | -4.9 | 0.9 | 223.9 | 56.2 | 8.6 | 968.7
2019 | 2 | 5 | 21 | 30 | 0 | 0 | 0 | -4.9 | 0.8 | 230.5 | 56.2 | 7.2 | 969
2019 | 2 | 5 | 22 | 30 | 0 | 0 | 0 | -4.8 | 0.8 | 33.3 | 53.9 | 6.4 | 969.1
2019 | 2 | 5 | 23 | 30 | 0 | 0 | 0 | -4.7 | 0.4 | 23.3 | 53.4 | 5 | 969.1
2019 | 2 | 6 | 0 | 30 | 0 | 0 | 0 | -4.7 | 0.5 | 48.7 | 51.4 | 5 | 969
2019 | 2 | 6 | 1 | 30 | 0 | 0 | 0 | -4.7 | 1.1 | 81.4 | 49.6 | 6.2 | 969
2019 | 2 | 6 | 2 | 30 | 0 | 0 | 0 | -4.7 | 0.8 | 30 | 51.7 | 5.9 | 968.7
2019 | 2 | 6 | 3 | 30 | 0 | 0 | 0 | -4.7 | 0.4 | 114.9 | 51.1 | 5.6 | 968.6
2019 | 2 | 6 | 4 | 30 | 0 | 0 | 0 | -4.7 | 0.5 | 22 | 53.3 | 5.9 | 968.2
2019 | 2 | 6 | 5 | 30 | 0 | 0 | 0 | -4.6 | 0.3 | 12.2 | 55.6 | 5.8 | 968.1
2019 | 2 | 6 | 6 | 30 | 0 | 0 | 0 | -4.2 | 0.5 | 127.9 | 55.3 | 5.3 | 968.2
2019 | 2 | 6 | 7 | 30 | 0 | 0 | 0 | -3.1 | 0.6 | 58.9 | 56.5 | 5.8 | 968.2
2019 | 2 | 6 | 8 | 30 | 15 | 279 | 44 | -3 | 1 | 68.3 | 58.9 | 7 | 968.4
2019 | 2 | 6 | 9 | 30 | 37 | 734 | 216 | -2.5 | 0.3 | 40.6 | 43.8 | 13.2 | 968.6
2019 | 2 | 6 | 10 | 30 | 48 | 877 | 398 | -1.9 | 0.6 | 164.1 | 38.4 | 15.7 | 968.7
2019 | 2 | 6 | 11 | 30 | 51 | 949 | 545 | -1.3 | 1.6 | 228.7 | 35.2 | 17.9 | 968.5
2019 | 2 | 6 | 12 | 30 | 53 | 979 | 635 | -0.7 | 2.2 | 222.6 | 34.5 | 18.8 | 967.8
2019 | 2 | 6 | 13 | 30 | 54 | 988 | 662 | -0.1 | 2.5 | 246.9 | 33.6 | 19.4 | 967
2019 | 2 | 6 | 14 | 30 | 53 | 977 | 624 | 0.5 | 3.4 | 253.1 | 32.2 | 19.9 | 966.1
2019 | 2 | 6 | 15 | 30 | 52 | 932 | 519 | 1.2 | 4 | 257.9 | 31.6 | 20 | 965.4
2019 | 2 | 6 | 16 | 30 | 46 | 859 | 367 | 3.9 | 5.2 | 274.2 | 31.4 | 19.3 | 965.2
2019 | 2 | 6 | 17 | 30 | 34 | 696 | 183 | 2.2 | 5.4 | 277.5 | 29.7 | 17.8 | 965.2
2019 | 2 | 6 | 18 | 30 | 9 | 190 | 25 | 1.7 | 3.9 | 281.7 | 30 | 15.3 | 965.4
2019 | 2 | 6 | 19 | 30 | 0 | 0 | 0 | 1.2 | 1.3 | 243.8 | 34.3 | 12.8 | 965.8
2019 | 2 | 6 | 20 | 30 | 0 | 0 | 0 | 0.7 | 0.5 | 213.1 | 54.8 | 10 | 965.9
2019 | 2 | 6 | 21 | 30 | 0 | 0 | 0 | 0.3 | 0.6 | 264.5 | 60.7 | 9 | 965.8
2019 | 2 | 6 | 22 | 30 | 0 | 0 | 0 | 0.1 | 0.3 | 191.3 | 55.4 | 8.5 | 965.7
2019 | 2 | 6 | 23 | 30 | 0 | 0 | 0 | 0 | 1.5 | 32.1 | 49.3 | 8.5 | 965.6
2019 | 2 | 7 | 0 | 30 | 0 | 0 | 0 | 0.1 | 1.3 | 23.4 | 49.9 | 8.2 | 965.5
2019 | 2 | 7 | 1 | 30 | 0 | 0 | 0 | 0.1 | 1.8 | 9.9 | 48.7 | 9.2 | 965.4
2019 | 2 | 7 | 2 | 30 | 0 | 0 | 0 | 0.1 | 2.4 | 16.5 | 49.6 | 8.8 | 965
2019 | 2 | 7 | 3 | 30 | 0 | 0 | 0 | 0.1 | 1.6 | 12.3 | 52.8 | 7.8 | 964.7
2019 | 2 | 7 | 4 | 30 | 0 | 0 | 0 | 0 | 1.6 | 14.1 | 54.7 | 7.3 | 964.4
2019 | 2 | 7 | 5 | 30 | 0 | 0 | 0 | -0.2 | 2.4 | 21.7 | 52.9 | 8 | 964.2
2019 | 2 | 7 | 6 | 30 | 0 | 0 | 0 | -0.2 | 2 | 40.6 | 54.4 | 7.3 | 964.2
2019 | 2 | 7 | 7 | 30 | 0 | 0 | 0 | 1 | 2.2 | 22.7 | 54.5 | 7.3 | 964.3
2019 | 2 | 7 | 8 | 30 | 28 | 109 | 39 | 0.6 | 2.3 | 18.9 | 49.4 | 9.2 | 964.4
2019 | 2 | 7 | 9 | 30 | 76 | 436 | 188 | 1.2 | 1.4 | 17 | 43.5 | 12.1 | 964.6
2019 | 2 | 7 | 10 | 30 | 102 | 749 | 406 | 1.6 | 1 | 199.7 | 35.9 | 15.9 | 964.9
2019 | 2 | 7 | 11 | 30 | 145 | 616 | 472 | 1.7 | 0.8 | 222.5 | 32.1 | 17.9 | 965
2019 | 2 | 7 | 12 | 30 | 128 | 815 | 620 | 1.3 | 1.7 | 207 | 30.8 | 19.2 | 964.6
2019 | 2 | 7 | 13 | 30 | 170 | 772 | 653 | 0.5 | 2.5 | 236.8 | 31.3 | 19.4 | 963.9
2019 | 2 | 7 | 14 | 30 | 134 | 773 | 589 | -0.3 | 3.6 | 239.8 | 32 | 19.6 | 963.4
2019 | 2 | 7 | 15 | 30 | 59 | 916 | 522 | 0.8 | 3.6 | 247.1 | 34.1 | 19.8 | 962.8
2019 | 2 | 7 | 16 | 30 | 53 | 822 | 366 | 3.4 | 3.6 | 245.2 | 37.3 | 19.4 | 962.7
2019 | 2 | 7 | 17 | 30 | 40 | 638 | 181 | 0.8 | 3.7 | 239.1 | 43.1 | 17.8 | 963
2019 | 2 | 7 | 18 | 30 | 11 | 175 | 26 | 0.4 | 2.3 | 228.9 | 56.2 | 15 | 963.3
2019 | 2 | 7 | 19 | 30 | 0 | 0 | 0 | 0.2 | 0.6 | 246.7 | 72.4 | 12.2 | 963.7
2019 | 2 | 7 | 20 | 30 | 0 | 0 | 0 | 0.1 | 0.9 | 84.8 | 68.7 | 10.7 | 964
2019 | 2 | 7 | 21 | 30 | 0 | 0 | 0 | -0.2 | 1.8 | 51.7 | 61.4 | 9.9 | 964.4
2019 | 2 | 7 | 22 | 30 | 0 | 0 | 0 | -0.5 | 2.2 | 56.4 | 58.6 | 10.4 | 965
2019 | 2 | 7 | 23 | 30 | 0 | 0 | 0 | -0.9 | 3 | 24.9 | 51.5 | 11.7 | 965.1
2019 | 2 | 8 | 0 | 30 | 0 | 0 | 0 | -1.4 | 1.8 | 48.1 | 53.9 | 10.1 | 965.4
2019 | 2 | 8 | 1 | 30 | 0 | 0 | 0 | -1.7 | 1.2 | 84.4 | 54 | 9.3 | 965.5
2019 | 2 | 8 | 2 | 30 | 0 | 0 | 0 | -1.8 | 1.6 | 57 | 57.8 | 7.8 | 965.6
2019 | 2 | 8 | 3 | 30 | 0 | 0 | 0 | -1.9 | 1.8 | 37.7 | 53.8 | 8.6 | 965.5
2019 | 2 | 8 | 4 | 30 | 0 | 0 | 0 | -2 | 2.3 | 30.5 | 52 | 9.6 | 965.2
2019 | 2 | 8 | 5 | 30 | 0 | 0 | 0 | -2 | 2.5 | 25.7 | 53.2 | 9.4 | 965
2019 | 2 | 8 | 6 | 30 | 0 | 0 | 0 | -1.8 | 2.4 | 28 | 54.3 | 9 | 964.8
2019 | 2 | 8 | 7 | 30 | 0 | 0 | 0 | -0.4 | 2.4 | 24.7 | 55.1 | 8.7 | 964.9
2019 | 2 | 8 | 8 | 30 | 17 | 255 | 46 | -0.6 | 2.8 | 21.5 | 55 | 9 | 965.1
2019 | 2 | 8 | 9 | 30 | 43 | 708 | 221 | 0.1 | 1.3 | 78.5 | 48.3 | 12.2 | 965.7
2019 | 2 | 8 | 10 | 30 | 56 | 859 | 407 | 0.5 | 2.8 | 118.5 | 43.7 | 14.5 | 966.1
2019 | 2 | 8 | 11 | 30 | 62 | 932 | 555 | 0.4 | 3.4 | 111.8 | 41.7 | 16 | 966.1
2019 | 2 | 8 | 12 | 30 | 67 | 960 | 646 | -0.2 | 1.5 | 114.8 | 39.6 | 17.2 | 965.7
2019 | 2 | 8 | 13 | 30 | 68 | 966 | 672 | -0.7 | 1.6 | 218.9 | 36.6 | 18.6 | 965
2019 | 2 | 8 | 14 | 30 | 68 | 950 | 631 | -0.8 | 2.6 | 238.5 | 37.2 | 19.3 | 964.2
2019 | 2 | 8 | 15 | 30 | 59 | 933 | 534 | 0.7 | 3.5 | 256 | 34 | 19.6 | 963.6
2019 | 2 | 8 | 16 | 30 | 51 | 860 | 380 | 3.9 | 4.3 | 270.9 | 32 | 19.3 | 963.4
2019 | 2 | 8 | 17 | 30 | 38 | 670 | 189 | 2 | 3.9 | 263.8 | 36.1 | 18 | 963.4
2019 | 2 | 8 | 18 | 30 | 11 | 171 | 26 | 1.5 | 2.9 | 228.4 | 58.7 | 14.5 | 963.6
2019 | 2 | 8 | 19 | 30 | 0 | 0 | 0 | 1 | 1 | 245.5 | 79.1 | 11 | 964
2019 | 2 | 8 | 20 | 30 | 0 | 0 | 0 | 0.6 | 1.2 | 265.3 | 86 | 9.3 | 964.2
2019 | 2 | 8 | 21 | 30 | 0 | 0 | 0 | 0.5 | 1.2 | 278.1 | 89.5 | 9 | 964.4
2019 | 2 | 8 | 22 | 30 | 0 | 0 | 0 | 0.6 | 0.4 | 260.2 | 90.9 | 8.4 | 964.7
2019 | 2 | 8 | 23 | 30 | 0 | 0 | 0 | 0.8 | 0.2 | 197.1 | 91.3 | 6.5 | 964.6
2019 | 2 | 9 | 0 | 30 | 0 | 0 | 0 | 1.2 | 1 | 106.4 | 91.7 | 5.4 | 964.6
2019 | 2 | 9 | 1 | 30 | 0 | 0 | 0 | 1.9 | 1.4 | 25.7 | 83.6 | 5.1 | 964.4
2019 | 2 | 9 | 2 | 30 | 0 | 0 | 0 | 2.6 | 1.8 | 13.3 | 63.5 | 7.1 | 964.1
2019 | 2 | 9 | 3 | 30 | 0 | 0 | 0 | 3.1 | 0.9 | 106.3 | 64.7 | 6.5 | 963.9
2019 | 2 | 9 | 4 | 30 | 0 | 0 | 0 | 3.3 | 1.7 | 22.1 | 62.7 | 6.8 | 963.9
2019 | 2 | 9 | 5 | 30 | 0 | 0 | 0 | 3.4 | 2.3 | 22 | 61.9 | 6.5 | 964
2019 | 2 | 9 | 6 | 30 | 0 | 0 | 0 | 3.5 | 2.9 | 17.7 | 58.6 | 7.4 | 964
2019 | 2 | 9 | 7 | 30 | 0 | 0 | 0 | 3.8 | 2.3 | 17.6 | 59.2 | 6.9 | 964.3
2019 | 2 | 9 | 8 | 30 | 18 | 290 | 52 | 4.6 | 2.3 | 17.3 | 57.8 | 7.6 | 964.7
2019 | 2 | 9 | 9 | 30 | 43 | 750 | 234 | 4.5 | 0.9 | 62.2 | 55.2 | 9.8 | 965.3
2019 | 2 | 9 | 10 | 30 | 55 | 898 | 424 | 3.7 | 0.7 | 88.8 | 41.4 | 14.7 | 965.6
2019 | 2 | 9 | 11 | 30 | 61 | 963 | 574 | 3 | 1.7 | 129.3 | 36.4 | 16.7 | 965.7
2019 | 2 | 9 | 12 | 30 | 63 | 997 | 669 | 2.4 | 2.2 | 205.9 | 33.2 | 18 | 965.4
2019 | 2 | 9 | 13 | 30 | 65 | 1000 | 694 | 2.1 | 2.8 | 227 | 37.5 | 18.1 | 964.7
2019 | 2 | 9 | 14 | 30 | 64 | 987 | 654 | 1.9 | 2.9 | 234.8 | 36.2 | 19 | 964.1
2019 | 2 | 9 | 15 | 30 | 63 | 937 | 546 | 1.9 | 3.4 | 253 | 37 | 19 | 963.6
2019 | 2 | 9 | 16 | 30 | 61 | 832 | 385 | 4.5 | 4.1 | 255.3 | 46.8 | 18 | 963.6
2019 | 2 | 9 | 17 | 30 | 48 | 624 | 192 | 3.3 | 3.8 | 238.9 | 60.6 | 16.1 | 963.7
2019 | 2 | 9 | 18 | 30 | 14 | 153 | 28 | 2.4 | 2.3 | 238.6 | 71.1 | 13.4 | 963.9
2019 | 2 | 9 | 19 | 30 | 0 | 0 | 0 | 1.7 | 1.1 | 235 | 78.8 | 11 | 964.2
2019 | 2 | 9 | 20 | 30 | 0 | 0 | 0 | 1.1 | 0.9 | 262.1 | 84.5 | 9.5 | 964.5
2019 | 2 | 9 | 21 | 30 | 0 | 0 | 0 | 0.7 | 0.8 | 294.7 | 87 | 8.8 | 964.7
2019 | 2 | 9 | 22 | 30 | 0 | 0 | 0 | 0.8 | 0.5 | 6 | 82.6 | 7.5 | 964.9
2019 | 2 | 9 | 23 | 30 | 0 | 0 | 0 | 1.3 | 1 | 9 | 74.7 | 7.7 | 964.9
2019 | 2 | 10 | 0 | 30 | 0 | 0 | 0 | 2 | 0.4 | 18.3 | 72.2 | 6.6 | 964.8
2019 | 2 | 10 | 1 | 30 | 0 | 0 | 0 | 2.8 | 1.1 | 69 | 72 | 6.2 | 964.6
2019 | 2 | 10 | 2 | 30 | 0 | 0 | 0 | 3.2 | 1 | 31.3 | 62.3 | 6.2 | 964.3
2019 | 2 | 10 | 3 | 30 | 0 | 0 | 0 | 3.3 | 0.9 | 196.8 | 65.6 | 5.4 | 964.1
2019 | 2 | 10 | 4 | 30 | 0 | 0 | 0 | 3.1 | 0.7 | 56.8 | 54.1 | 6.3 | 963.8
2019 | 2 | 10 | 5 | 30 | 0 | 0 | 0 | 2.8 | 0.5 | 11 | 55.2 | 4.9 | 963.7
2019 | 2 | 10 | 6 | 30 | 0 | 0 | 0 | 2.7 | 1 | 62 | 49.7 | 5.6 | 963.6
2019 | 2 | 10 | 7 | 30 | 0 | 0 | 0 | 2.8 | 0.7 | 161.5 | 47.5 | 5.5 | 963.8
2019 | 2 | 10 | 8 | 30 | 34 | 295 | 68 | 3.2 | 0.9 | 80.7 | 42.8 | 7.6 | 964.2
2019 | 2 | 10 | 9 | 30 | 52 | 631 | 222 | 4.4 | 0.9 | 175.9 | 32.3 | 12.1 | 964.8
2019 | 2 | 10 | 10 | 30 | 57 | 908 | 435 | 5.9 | 2.5 | 231.9 | 25 | 16.1 | 965.1
2019 | 2 | 10 | 11 | 30 | 75 | 957 | 591 | 6.9 | 4.3 | 232.3 | 23.2 | 17.6 | 965.1
2019 | 2 | 10 | 12 | 30 | 67 | 976 | 667 | 7.4 | 2.7 | 248.3 | 25.2 | 18.3 | 964.9
2019 | 2 | 10 | 13 | 30 | 98 | 957 | 707 | 7.5 | 2.7 | 262.6 | 29.5 | 19.5 | 964.2
2019 | 2 | 10 | 14 | 30 | 140 | 764 | 605 | 7.5 | 3.2 | 263.9 | 29.9 | 19.8 | 963.7
2019 | 2 | 10 | 15 | 30 | 154 | 664 | 506 | 8 | 2.9 | 235.5 | 33.1 | 19.9 | 963.3
2019 | 2 | 10 | 16 | 30 | 98 | 683 | 368 | 8.6 | 2.2 | 222.4 | 34.8 | 19.7 | 963.7
2019 | 2 | 10 | 17 | 30 | 79 | 444 | 191 | 7.7 | 3.9 | 201.2 | 38 | 18.9 | 964
2019 | 2 | 10 | 18 | 30 | 20 | 8 | 21 | 6.6 | 1.8 | 132 | 42.7 | 16.7 | 964.2
2019 | 2 | 10 | 19 | 30 | 0 | 0 | 0 | 5.1 | 1.8 | 172.2 | 46.4 | 14.7 | 964.7
2019 | 2 | 10 | 20 | 30 | 0 | 0 | 0 | 3.4 | 0.6 | 162.4 | 52.8 | 12.9 | 965.3
2019 | 2 | 10 | 21 | 30 | 0 | 0 | 0 | 1.6 | 1.2 | 89.9 | 56 | 11.7 | 965.9
2019 | 2 | 10 | 22 | 30 | 0 | 0 | 0 | -0.2 | 0.6 | 57.7 | 58.6 | 10.4 | 966.4
2019 | 2 | 10 | 23 | 30 | 0 | 0 | 0 | -2.1 | 1.3 | 27 | 60.2 | 9.8 | 966.4
2019 | 2 | 11 | 0 | 30 | 0 | 0 | 0 | -3.3 | 1.9 | 18 | 60.1 | 9.7 | 966.2
2019 | 2 | 11 | 1 | 30 | 0 | 0 | 0 | -3.8 | 2.1 | 19.4 | 60 | 9.5 | 966.1
2019 | 2 | 11 | 2 | 30 | 0 | 0 | 0 | -3.8 | 2.4 | 33.5 | 59.8 | 9.6 | 966
2019 | 2 | 11 | 3 | 30 | 0 | 0 | 0 | -4.1 | 2.2 | 48.3 | 66.9 | 7.8 | 966.3
2019 | 2 | 11 | 4 | 30 | 0 | 0 | 0 | -4.6 | 1.5 | 72.5 | 68.6 | 7.6 | 966.3
2019 | 2 | 11 | 5 | 30 | 0 | 0 | 0 | -5.1 | 1.5 | 95.9 | 67.3 | 8.1 | 966.5
2019 | 2 | 11 | 6 | 30 | 0 | 0 | 0 | -5.4 | 1.5 | 63.6 | 68.9 | 7.6 | 967
2019 | 2 | 11 | 7 | 30 | 0 | 0 | 0 | -5.4 | 1.1 | 163.3 | 69 | 7.4 | 967.2
2019 | 2 | 11 | 8 | 30 | 20 | 275 | 54 | -6 | 1.4 | 48.6 | 67.2 | 8 | 967.4
2019 | 2 | 11 | 9 | 30 | 46 | 717 | 234 | -6.9 | 1.8 | 42.8 | 55.9 | 12.1 | 967.8
2019 | 2 | 11 | 10 | 30 | 59 | 829 | 407 | -7.5 | 1.4 | 150.7 | 49.9 | 15.3 | 968.1
2019 | 2 | 11 | 11 | 30 | 61 | 926 | 563 | -8 | 2.2 | 130.9 | 43.4 | 17.2 | 968.3
2019 | 2 | 11 | 12 | 30 | 62 | 961 | 655 | -8.3 | 1.7 | 150.3 | 39.8 | 18.4 | 967.9
2019 | 2 | 11 | 13 | 30 | 65 | 963 | 680 | -8.7 | 1.6 | 192.2 | 38.6 | 19.2 | 967.1
2019 | 2 | 11 | 14 | 30 | 83 | 939 | 653 | -9.1 | 4.4 | 253.5 | 38.6 | 19.5 | 966.6
2019 | 2 | 11 | 15 | 30 | 139 | 862 | 592 | -9.5 | 5.5 | 257.3 | 41.7 | 18.9 | 966.5
2019 | 2 | 11 | 16 | 30 | 214 | 275 | 334 | -7.8 | 4.4 | 190.1 | 46.2 | 18.2 | 966.8
2019 | 2 | 11 | 17 | 30 | 96 | 48 | 109 | -6.7 | 5 | 80.9 | 54.6 | 16.2 | 967.3
2019 | 2 | 11 | 18 | 30 | 25 | 1 | 25 | -6.9 | 3.6 | 82.5 | 56.7 | 15.1 | 967.7
2019 | 2 | 11 | 19 | 30 | 0 | 0 | 0 | -7 | 3.1 | 85.3 | 57.4 | 14.1 | 968.4
2019 | 2 | 11 | 20 | 30 | 0 | 0 | 0 | -7.1 | 2.8 | 84.1 | 58.6 | 13.4 | 969.1
2019 | 2 | 11 | 21 | 30 | 0 | 0 | 0 | -7.1 | 2.6 | 91.4 | 61.9 | 12.8 | 969.5
2019 | 2 | 11 | 22 | 30 | 0 | 0 | 0 | -7.2 | 4.2 | 102.7 | 74.4 | 11 | 970
2019 | 2 | 11 | 23 | 30 | 0 | 0 | 0 | -7.1 | 4.2 | 93.9 | 78 | 10.4 | 970.8
2019 | 2 | 12 | 0 | 30 | 0 | 0 | 0 | -7 | 4.4 | 90.6 | 82.3 | 10.9 | 970.9
2019 | 2 | 12 | 1 | 30 | 0 | 0 | 0 | -7.1 | 3 | 82.6 | 89.3 | 10.4 | 971.1
2019 | 2 | 12 | 2 | 30 | 0 | 0 | 0 | -7.2 | 3.5 | 95.2 | 90.1 | 9.9 | 971.1
2019 | 2 | 12 | 3 | 30 | 0 | 0 | 0 | -7.5 | 3.4 | 97.5 | 90 | 9.6 | 971
2019 | 2 | 12 | 4 | 30 | 0 | 0 | 0 | -8 | 3.8 | 82.6 | 86.8 | 9.4 | 970.8
2019 | 2 | 12 | 5 | 30 | 0 | 0 | 0 | -8.3 | 3.6 | 66 | 78.6 | 9.5 | 970.8
2019 | 2 | 12 | 6 | 30 | 0 | 0 | 0 | -8 | 3.4 | 66.8 | 66.8 | 9.6 | 970.9
2019 | 2 | 12 | 7 | 30 | 0 | 0 | 0 | -5.8 | 2.3 | 65 | 70.2 | 9.3 | 971.2
2019 | 2 | 12 | 8 | 30 | 13 | 0 | 13 | -8.4 | 2.2 | 94.5 | 74.8 | 9.1 | 972
2019 | 2 | 12 | 9 | 30 | 88 | 18 | 95 | -8 | 3.3 | 81.2 | 75 | 9.8 | 972.8
2019 | 2 | 12 | 10 | 30 | 237 | 52 | 265 | -7.2 | 5 | 85.9 | 63.9 | 11 | 973.4
2019 | 2 | 12 | 11 | 30 | 326 | 403 | 561 | -6.5 | 5.7 | 82.7 | 55.3 | 12.1 | 973.7
2019 | 2 | 12 | 12 | 30 | 140 | 762 | 620 | -5.7 | 5.4 | 81.9 | 54.4 | 12.7 | 973.6
2019 | 2 | 12 | 13 | 30 | 99 | 910 | 687 | -5 | 6.4 | 102.5 | 55 | 13.4 | 972.9
2019 | 2 | 12 | 14 | 30 | 101 | 897 | 650 | -4.6 | 6.6 | 98.2 | 54.1 | 13.5 | 972.5
2019 | 2 | 12 | 15 | 30 | 107 | 847 | 556 | -4 | 6 | 84 | 54 | 13.4 | 972.5
2019 | 2 | 12 | 16 | 30 | 89 | 754 | 390 | 0.6 | 5.6 | 94.1 | 55.1 | 13.1 | 972.6
2019 | 2 | 12 | 17 | 30 | 57 | 561 | 191 | -1.7 | 5.5 | 95.6 | 61.1 | 12.3 | 972.8
2019 | 2 | 12 | 18 | 30 | 17 | 149 | 32 | -1.9 | 4.8 | 97.2 | 65.5 | 10.8 | 972.9
2019 | 2 | 12 | 19 | 30 | 0 | 0 | 0 | -2.5 | 3.4 | 89.4 | 71.7 | 9 | 973.4
2019 | 2 | 12 | 20 | 30 | 0 | 0 | 0 | -2.8 | 3.4 | 96.1 | 78.8 | 7.3 | 973.6
2019 | 2 | 12 | 21 | 30 | 0 | 0 | 0 | -3.2 | 2.4 | 90.7 | 84 | 6.2 | 973.8
2019 | 2 | 12 | 22 | 30 | 0 | 0 | 0 | -3.5 | 1.8 | 70.9 | 85.1 | 6.3 | 974
2019 | 2 | 12 | 23 | 30 | 0 | 0 | 0 | -3.8 | 1.7 | 59.8 | 80.8 | 6.6 | 974
2019 | 2 | 13 | 0 | 30 | 0 | 0 | 0 | -3.9 | 1.1 | 46.8 | 80.4 | 6.1 | 973.7
2019 | 2 | 13 | 1 | 30 | 0 | 0 | 0 | -3.9 | 1.6 | 40.2 | 79.7 | 6 | 973.4
2019 | 2 | 13 | 2 | 30 | 0 | 0 | 0 | -4 | 2.3 | 30 | 77.6 | 6 | 972.8
2019 | 2 | 13 | 3 | 30 | 0 | 0 | 0 | -4.2 | 1.8 | 64.9 | 78.7 | 5.1 | 972.4
2019 | 2 | 13 | 4 | 30 | 0 | 0 | 0 | -4.4 | 2.2 | 39.3 | 76 | 4.7 | 971.8
2019 | 2 | 13 | 5 | 30 | 0 | 0 | 0 | -4.6 | 1.9 | 44.9 | 75.2 | 4.8 | 971.6
2019 | 2 | 13 | 6 | 30 | 0 | 0 | 0 | -4.6 | 1.8 | 53.6 | 77.6 | 3.9 | 971.7
2019 | 2 | 13 | 7 | 30 | 0 | 0 | 0 | -2.6 | 2.3 | 40.8 | 71.1 | 4 | 971.8
2019 | 2 | 13 | 8 | 30 | 22 | 256 | 56 | -4 | 1.9 | 65.1 | 71.1 | 4 | 972.3
2019 | 2 | 13 | 9 | 30 | 53 | 722 | 249 | -4.4 | 2.7 | 91.6 | 72.8 | 7.6 | 972.7
2019 | 2 | 13 | 10 | 30 | 70 | 857 | 438 | -4.3 | 5.5 | 89.5 | 65.3 | 10.2 | 972.8
2019 | 2 | 13 | 11 | 30 | 69 | 939 | 587 | -4.2 | 6 | 86.4 | 58.3 | 11.4 | 972.8
2019 | 2 | 13 | 12 | 30 | 67 | 982 | 682 | -4.2 | 5.9 | 89.9 | 51.1 | 12.7 | 972.5
2019 | 2 | 13 | 13 | 30 | 64 | 1001 | 713 | -4.3 | 6.4 | 100.7 | 45.1 | 13.8 | 972
2019 | 2 | 13 | 14 | 30 | 66 | 980 | 671 | -4.5 | 6.5 | 104.8 | 48.6 | 14.3 | 971.5
2019 | 2 | 13 | 15 | 30 | 63 | 946 | 567 | -4.4 | 7.2 | 107.3 | 52.9 | 14 | 971.2
2019 | 2 | 13 | 16 | 30 | 56 | 875 | 410 | -0.7 | 6.9 | 103.8 | 55 | 13.4 | 971.1
2019 | 2 | 13 | 17 | 30 | 44 | 703 | 215 | -2.8 | 6.2 | 102 | 59.8 | 12.3 | 971.2
2019 | 2 | 13 | 18 | 30 | 16 | 203 | 38 | -2.9 | 5.8 | 99.9 | 70.5 | 10.2 | 971.5
2019 | 2 | 13 | 19 | 30 | 0 | 0 | 0 | -3.4 | 4.4 | 95 | 78.3 | 8.3 | 971.8
2019 | 2 | 13 | 20 | 30 | 0 | 0 | 0 | -3.4 | 4.6 | 98.9 | 81.4 | 7.7 | 972
2019 | 2 | 13 | 21 | 30 | 0 | 0 | 0 | -3.5 | 4.1 | 100.6 | 82.4 | 7.4 | 972.2
2019 | 2 | 13 | 22 | 30 | 0 | 0 | 0 | -3.5 | 3 | 87.4 | 85 | 6.5 | 972.7
2019 | 2 | 13 | 23 | 30 | 0 | 0 | 0 | -3.3 | 2.4 | 40 | 84.9 | 6.2 | 972.9
2019 | 2 | 14 | 0 | 30 | 0 | 0 | 0 | -3.2 | 3.4 | 43.7 | 84 | 6.1 | 972.9
2019 | 2 | 14 | 1 | 30 | 0 | 0 | 0 | -3 | 2.9 | 36.5 | 82.3 | 5.3 | 973
2019 | 2 | 14 | 2 | 30 | 0 | 0 | 0 | -3 | 2 | 57.1 | 82.3 | 4.7 | 973
2019 | 2 | 14 | 3 | 30 | 0 | 0 | 0 | -2.9 | 2.3 | 43.2 | 81.2 | 4.5 | 973
2019 | 2 | 14 | 4 | 30 | 0 | 0 | 0 | -3 | 2.1 | 37 | 80 | 4.3 | 973
2019 | 2 | 14 | 5 | 30 | 0 | 0 | 0 | -3.1 | 1.8 | 36.8 | 81.6 | 3.3 | 972.9
2019 | 2 | 14 | 6 | 30 | 0 | 0 | 0 | -3 | 2.3 | 28.7 | 82.7 | 3.1 | 973.2
2019 | 2 | 14 | 7 | 30 | 0 | 0 | 0 | -1 | 1.9 | 40.7 | 80.4 | 3.3 | 973.4
2019 | 2 | 14 | 8 | 30 | 24 | 264 | 59 | -2.5 | 1.7 | 35.9 | 79.5 | 3.4 | 973.9
2019 | 2 | 14 | 9 | 30 | 52 | 716 | 250 | -3 | 2.3 | 71.7 | 69.2 | 7.8 | 974.1
2019 | 2 | 14 | 10 | 30 | 64 | 866 | 439 | -3.5 | 4.6 | 99.8 | 58.8 | 11 | 974.2
2019 | 2 | 14 | 11 | 30 | 68 | 938 | 589 | -3.5 | 5.6 | 102.7 | 54.8 | 12.1 | 974.1
2019 | 2 | 14 | 12 | 30 | 73 | 964 | 682 | -3.4 | 5.6 | 99.7 | 51.5 | 13.3 | 973.8
2019 | 2 | 14 | 13 | 30 | 74 | 972 | 709 | -3.5 | 6 | 101.7 | 49.5 | 14.4 | 972.9
2019 | 2 | 14 | 14 | 30 | 77 | 946 | 665 | -3.6 | 6.4 | 103.8 | 51.9 | 14.8 | 972.2
2019 | 2 | 14 | 15 | 30 | 75 | 902 | 560 | -3.4 | 6.8 | 103.6 | 54.1 | 14.7 | 971.7
2019 | 2 | 14 | 16 | 30 | 67 | 821 | 404 | 0.3 | 6.5 | 103.5 | 57.1 | 14.2 | 971.4
2019 | 2 | 14 | 17 | 30 | 53 | 638 | 212 | -1.8 | 6.2 | 102 | 63.6 | 12.9 | 971.3
2019 | 2 | 14 | 18 | 30 | 19 | 168 | 38 | -2.1 | 5.8 | 100.2 | 72.6 | 10.8 | 971.5
2019 | 2 | 14 | 19 | 30 | 0 | 0 | 0 | -2.5 | 3.9 | 89.5 | 79.6 | 9.2 | 971.7
2019 | 2 | 14 | 20 | 30 | 0 | 0 | 0 | -2.5 | 3.8 | 91.5 | 79.7 | 9 | 971.7
2019 | 2 | 14 | 21 | 30 | 0 | 0 | 0 | -2.5 | 3 | 97.1 | 81.3 | 9 | 971.8
2019 | 2 | 14 | 22 | 30 | 0 | 0 | 0 | -2.8 | 1.8 | 45.3 | 83.8 | 8.1 | 972
2019 | 2 | 14 | 23 | 30 | 0 | 0 | 0 | -2.9 | 2.1 | 33.8 | 82.9 | 8 | 971.8
2019 | 2 | 15 | 0 | 30 | 0 | 0 | 0 | -2.9 | 2 | 37.8 | 82.5 | 7.7 | 971.8
2019 | 2 | 15 | 1 | 30 | 0 | 0 | 0 | -3 | 2.3 | 34.9 | 83.1 | 6.5 | 971.7
2019 | 2 | 15 | 2 | 30 | 0 | 0 | 0 | -3.1 | 2 | 36.9 | 82.2 | 5.5 | 971.2
2019 | 2 | 15 | 3 | 30 | 0 | 0 | 0 | -3.3 | 1.8 | 36.5 | 82.6 | 4.8 | 970.8
2019 | 2 | 15 | 4 | 30 | 0 | 0 | 0 | -3.5 | 2.3 | 36.2 | 83.1 | 4.6 | 970.3
2019 | 2 | 15 | 5 | 30 | 0 | 0 | 0 | -3.7 | 2.2 | 32.2 | 81.9 | 4.7 | 970.2
2019 | 2 | 15 | 6 | 30 | 0 | 0 | 0 | -3.7 | 1.8 | 37.8 | 82.5 | 4 | 970.2
2019 | 2 | 15 | 7 | 30 | 0 | 0 | 0 | -1.8 | 1.6 | 28.1 | 82.5 | 3.5 | 970.2
2019 | 2 | 15 | 8 | 30 | 30 | 218 | 59 | -3.1 | 1.7 | 53.9 | 78.6 | 5.2 | 970.4
2019 | 2 | 15 | 9 | 30 | 70 | 617 | 245 | -3.1 | 2.3 | 83.4 | 76.4 | 8.1 | 970.7
2019 | 2 | 15 | 10 | 30 | 90 | 777 | 432 | -2.9 | 4.5 | 104.2 | 70.1 | 10.5 | 970.8
2019 | 2 | 15 | 11 | 30 | 98 | 858 | 581 | -2.4 | 5.8 | 105 | 65.4 | 11.6 | 970.8
2019 | 2 | 15 | 12 | 30 | 102 | 897 | 674 | -2.2 | 6.5 | 102.5 | 63.6 | 12.2 | 970.5
2019 | 2 | 15 | 13 | 30 | 101 | 908 | 698 | -2.1 | 6.6 | 101.8 | 62 | 12.8 | 969.5
2019 | 2 | 15 | 14 | 30 | 98 | 896 | 660 | -2.1 | 7.1 | 98.2 | 59.6 | 13.7 | 968.4
2019 | 2 | 15 | 15 | 30 | 91 | 860 | 558 | -2 | 7.2 | 100.5 | 59.6 | 13.9 | 967.7
2019 | 2 | 15 | 16 | 30 | 79 | 779 | 402 | 2 | 6.9 | 98.1 | 60 | 14.1 | 967.4
2019 | 2 | 15 | 17 | 30 | 58 | 611 | 213 | -0.2 | 6.4 | 94.7 | 63.7 | 13.3 | 967.2
2019 | 2 | 15 | 18 | 30 | 19 | 162 | 38 | -0.9 | 5.3 | 96.4 | 73.9 | 11.2 | 967.5
2019 | 2 | 15 | 19 | 30 | 0 | 0 | 0 | -1.5 | 4.2 | 101.2 | 82.7 | 9.1 | 968.1
2019 | 2 | 15 | 20 | 30 | 0 | 0 | 0 | -1.6 | 4 | 99.6 | 86.5 | 8 | 968.2
2019 | 2 | 15 | 21 | 30 | 0 | 0 | 0 | -1.9 | 3.1 | 93.4 | 88.4 | 7.5 | 968.3
2019 | 2 | 15 | 22 | 30 | 0 | 0 | 0 | -1.9 | 2.5 | 74.2 | 89 | 7.4 | 968.5
2019 | 2 | 15 | 23 | 30 | 0 | 0 | 0 | -1.7 | 1.8 | 38.4 | 87.7 | 6 | 968.3
2019 | 2 | 16 | 0 | 30 | 0 | 0 | 0 | -1.9 | 2.6 | 60.7 | 87 | 6.3 | 968.2
2019 | 2 | 16 | 1 | 30 | 0 | 0 | 0 | -2.3 | 2.4 | 68.5 | 87.2 | 6.2 | 968.1
2019 | 2 | 16 | 2 | 30 | 0 | 0 | 0 | -2.4 | 2 | 70.3 | 86.4 | 5.8 | 968
2019 | 2 | 16 | 3 | 30 | 0 | 0 | 0 | -2.3 | 2.9 | 70.7 | 84.9 | 5.6 | 967.7
2019 | 2 | 16 | 4 | 30 | 0 | 0 | 0 | -2.4 | 3 | 49.1 | 84.1 | 5.7 | 967.3
2019 | 2 | 16 | 5 | 30 | 0 | 0 | 0 | -2.3 | 3.8 | 49.7 | 81.7 | 5.9 | 967.3
2019 | 2 | 16 | 6 | 30 | 0 | 0 | 0 | -1.9 | 3.7 | 52.7 | 79.8 | 6 | 967.4
2019 | 2 | 16 | 7 | 30 | 1 | 0 | 1 | -0.5 | 3.7 | 51.4 | 78.7 | 6 | 967.7
2019 | 2 | 16 | 8 | 30 | 32 | 291 | 71 | -1.5 | 3.6 | 69.1 | 78.3 | 6.2 | 968
2019 | 2 | 16 | 9 | 30 | 73 | 682 | 266 | -2.4 | 4.6 | 103.4 | 70.2 | 9.4 | 968.6
2019 | 2 | 16 | 10 | 30 | 94 | 812 | 454 | -3.4 | 7 | 101.1 | 57.1 | 12.1 | 968.6
2019 | 2 | 16 | 11 | 30 | 125 | 734 | 542 | -3.5 | 8.4 | 91 | 52.3 | 13 | 968.6
2019 | 2 | 16 | 12 | 30 | 187 | 686 | 632 | -3.4 | 9.4 | 93.5 | 52.8 | 13.6 | 968.4
2019 | 2 | 16 | 13 | 30 | 186 | 734 | 678 | -2.9 | 9.1 | 92.4 | 51.2 | 14.4 | 967.9
2019 | 2 | 16 | 14 | 30 | 149 | 841 | 682 | -2.4 | 8.7 | 97.5 | 49.8 | 15 | 967.3
2019 | 2 | 16 | 15 | 30 | 130 | 719 | 531 | -1.7 | 7.8 | 100.2 | 50.2 | 15.4 | 966.6
2019 | 2 | 16 | 16 | 30 | 121 | 562 | 360 | 3.2 | 7.4 | 101.3 | 55.1 | 15 | 966.1
2019 | 2 | 16 | 17 | 30 | 86 | 270 | 160 | 0.4 | 7.4 | 108 | 66.9 | 12.8 | 966.1
2019 | 2 | 16 | 18 | 30 | 24 | 3 | 24 | 0.3 | 6.2 | 101 | 78 | 10.3 | 966.4
2019 | 2 | 16 | 19 | 30 | 0 | 0 | 0 | -0.3 | 4.7 | 109.5 | 82.1 | 9.2 | 966.8
2019 | 2 | 16 | 20 | 30 | 0 | 0 | 0 | -0.3 | 5.2 | 102.9 | 83.5 | 8.8 | 967.4
2019 | 2 | 16 | 21 | 30 | 0 | 0 | 0 | -0.2 | 4 | 91.3 | 85.7 | 8.1 | 967.9
2019 | 2 | 16 | 22 | 30 | 0 | 0 | 0 | -0.3 | 4.4 | 93.8 | 86 | 7.2 | 968.2
2019 | 2 | 16 | 23 | 30 | 0 | 0 | 0 | -0.7 | 2.4 | 64.8 | 86.8 | 6.4 | 968.1
2019 | 2 | 17 | 0 | 30 | 0 | 0 | 0 | -0.8 | 2.7 | 60.1 | 83.1 | 6 | 967.8
2019 | 2 | 17 | 1 | 30 | 0 | 0 | 0 | -0.9 | 2.7 | 43.6 | 79 | 5.8 | 967.5
2019 | 2 | 17 | 2 | 30 | 0 | 0 | 0 | -1 | 3.5 | 49.5 | 78.9 | 5.7 | 967.1
2019 | 2 | 17 | 3 | 30 | 0 | 0 | 0 | -1.1 | 3.6 | 42.6 | 77.2 | 5.7 | 966.6
2019 | 2 | 17 | 4 | 30 | 0 | 0 | 0 | -1.2 | 3.2 | 39.3 | 74.4 | 5.6 | 966.2
2019 | 2 | 17 | 5 | 30 | 0 | 0 | 0 | -1.2 | 2.7 | 40.3 | 71.5 | 5.2 | 966.2
2019 | 2 | 17 | 6 | 30 | 0 | 0 | 0 | -1.1 | 2.1 | 40 | 67.1 | 5.1 | 966.3
2019 | 2 | 17 | 7 | 30 | 0 | 0 | 0 | 1 | 2.4 | 56.9 | 65.7 | 5.4 | 966.5
2019 | 2 | 17 | 8 | 30 | 40 | 11 | 42 | -0.4 | 2.6 | 53 | 64.9 | 6.3 | 966.8
2019 | 2 | 17 | 9 | 30 | 136 | 57 | 153 | 0.7 | 2.9 | 71.1 | 63.3 | 8.6 | 966.9
2019 | 2 | 17 | 10 | 30 | 183 | 72 | 222 | 2 | 3.6 | 79.2 | 63.4 | 10.5 | 967
2019 | 2 | 17 | 11 | 30 | 217 | 431 | 469 | 2.7 | 5.6 | 95.2 | 61.8 | 12 | 966.8
2019 | 2 | 17 | 12 | 30 | 225 | 666 | 663 | 2.9 | 6.7 | 98.7 | 57.7 | 13.2 | 966.5
2019 | 2 | 17 | 13 | 30 | 198 | 708 | 677 | 2.7 | 6.5 | 92.5 | 54.9 | 14 | 965.8
2019 | 2 | 17 | 14 | 30 | 188 | 680 | 624 | 2.4 | 6.6 | 99.5 | 54.4 | 14.5 | 964.9
2019 | 2 | 17 | 15 | 30 | 120 | 792 | 560 | 2.3 | 6 | 101.2 | 52.8 | 15 | 964.3
2019 | 2 | 17 | 16 | 30 | 103 | 697 | 400 | 6.2 | 6.2 | 103.8 | 56.7 | 14.6 | 964.1
2019 | 2 | 17 | 17 | 30 | 82 | 444 | 201 | 4.1 | 5.9 | 101 | 61.3 | 13.6 | 963.8
2019 | 2 | 17 | 18 | 30 | 26 | 67 | 35 | 3.4 | 5 | 97.2 | 70.5 | 11.6 | 963.8
2019 | 2 | 17 | 19 | 30 | 0 | 0 | 0 | 2.9 | 3.4 | 92.5 | 78.4 | 9.6 | 964.2
2019 | 2 | 17 | 20 | 30 | 0 | 0 | 0 | 2.2 | 2.4 | 82.2 | 82.1 | 8.5 | 964.5
2019 | 2 | 17 | 21 | 30 | 0 | 0 | 0 | 1.7 | 2.7 | 76.8 | 85 | 8.3 | 964.7
2019 | 2 | 17 | 22 | 30 | 0 | 0 | 0 | 1.4 | 2.6 | 70.2 | 85.6 | 8.2 | 964.8
2019 | 2 | 17 | 23 | 30 | 0 | 0 | 0 | 1.3 | 2.6 | 30.7 | 81.8 | 7.1 | 964.6
2019 | 2 | 18 | 0 | 30 | 0 | 0 | 0 | 1.1 | 2.7 | 28.4 | 78.4 | 6.4 | 964.3
2019 | 2 | 18 | 1 | 30 | 0 | 0 | 0 | 0.9 | 2.4 | 38.3 | 72.7 | 6 | 964.1
2019 | 2 | 18 | 2 | 30 | 0 | 0 | 0 | 0.5 | 2.6 | 50.9 | 76.8 | 6.2 | 963.7
2019 | 2 | 18 | 3 | 30 | 0 | 0 | 0 | 0.2 | 2.5 | 36.3 | 62.3 | 5.6 | 963.2
2019 | 2 | 18 | 4 | 30 | 0 | 0 | 0 | -1 | 2.2 | 38 | 59.9 | 5.9 | 962.6
2019 | 2 | 18 | 5 | 30 | 0 | 0 | 0 | -3 | 2.2 | 47.9 | 62.5 | 5.8 | 962.4
2019 | 2 | 18 | 6 | 30 | 0 | 0 | 0 | -4.6 | 2.6 | 46.6 | 61.5 | 5.8 | 962.1
2019 | 2 | 18 | 7 | 30 | 1 | 0 | 1 | -5.5 | 2.9 | 53.3 | 68.6 | 5.6 | 961.9
2019 | 2 | 18 | 8 | 30 | 54 | 50 | 63 | -5.9 | 2.4 | 57.9 | 77.7 | 5.4 | 962
2019 | 2 | 18 | 9 | 30 | 149 | 288 | 238 | -6.9 | 3.2 | 94.4 | 75.4 | 8.8 | 962.3
2019 | 2 | 18 | 10 | 30 | 234 | 290 | 369 | -8.4 | 5.5 | 107.5 | 67.5 | 11.3 | 962.5
2019 | 2 | 18 | 11 | 30 | 271 | 359 | 484 | -9 | 6.4 | 99.6 | 58.9 | 12.7 | 962.1
2019 | 2 | 18 | 12 | 30 | 309 | 483 | 634 | -9 | 6.8 | 92.8 | 54.4 | 13.7 | 961.8
2019 | 2 | 18 | 13 | 30 | 325 | 512 | 680 | -8.8 | 6.7 | 89.3 | 50.8 | 14.6 | 961.2
2019 | 2 | 18 | 14 | 30 | 328 | 208 | 471 | -8.5 | 6.9 | 89.9 | 50.6 | 14.6 | 960.5
2019 | 2 | 18 | 15 | 30 | 319 | 200 | 438 | -7.6 | 6.4 | 84.4 | 53.3 | 14.6 | 960.1
2019 | 2 | 18 | 16 | 30 | 208 | 95 | 256 | 0.3 | 6 | 97.3 | 58 | 14 | 959.9
2019 | 2 | 18 | 17 | 30 | 113 | 18 | 119 | -0.5 | 5.7 | 98.6 | 65.9 | 12.5 | 960
2019 | 2 | 18 | 18 | 30 | 27 | 2 | 28 | -1.5 | 5 | 94.6 | 73.5 | 11.2 | 960.3
2019 | 2 | 18 | 19 | 30 | 0 | 0 | 0 | -2.4 | 3.7 | 88.9 | 78.6 | 9.9 | 960.9
2019 | 2 | 18 | 20 | 30 | 0 | 0 | 0 | -2.7 | 2.8 | 92.7 | 81.7 | 8.7 | 961.2
2019 | 2 | 18 | 21 | 30 | 0 | 0 | 0 | -2.8 | 3.5 | 105.7 | 85.7 | 8.1 | 961.4
2019 | 2 | 18 | 22 | 30 | 0 | 0 | 0 | -3 | 3.3 | 79.5 | 87.6 | 7.6 | 961.7
2019 | 2 | 18 | 23 | 30 | 0 | 0 | 0 | -3.3 | 2.3 | 33.2 | 86 | 7.5 | 961.8
2019 | 2 | 19 | 0 | 30 | 0 | 0 | 0 | -3.6 | 2.6 | 41.4 | 80.9 | 7 | 961.6
2019 | 2 | 19 | 1 | 30 | 0 | 0 | 0 | -3.9 | 2.1 | 31.9 | 77.4 | 5.7 | 961.5
2019 | 2 | 19 | 2 | 30 | 0 | 0 | 0 | -4.2 | 2.1 | 28.1 | 77.7 | 5.4 | 961.4
2019 | 2 | 19 | 3 | 30 | 0 | 0 | 0 | -4.5 | 1.6 | 42.1 | 70 | 4.7 | 961.4
2019 | 2 | 19 | 4 | 30 | 0 | 0 | 0 | -4.7 | 1.8 | 56 | 64.9 | 4.4 | 961.1
2019 | 2 | 19 | 5 | 30 | 0 | 0 | 0 | -4.6 | 1.3 | 141.1 | 67.3 | 4.3 | 961.2
2019 | 2 | 19 | 6 | 30 | 0 | 0 | 0 | -4.4 | 2 | 35.4 | 57.5 | 5.7 | 961.4
2019 | 2 | 19 | 7 | 30 | 0 | 0 | 0 | -4.9 | 2.4 | 41.5 | 55.6 | 6.1 | 961.5
2019 | 2 | 19 | 8 | 30 | 49 | 47 | 57 | -5.6 | 2.1 | 42.9 | 57.2 | 6.6 | 962
2019 | 2 | 19 | 9 | 30 | 162 | 191 | 227 | -6.7 | 1.9 | 38.7 | 53.4 | 9.1 | 962.6
2019 | 2 | 19 | 10 | 30 | 193 | 436 | 401 | -6.3 | 1.9 | 76.3 | 44 | 12.1 | 962.7
2019 | 2 | 19 | 11 | 30 | 244 | 576 | 586 | -5 | 3.8 | 94.9 | 43.4 | 13.2 | 962.6
2019 | 2 | 19 | 12 | 30 | 248 | 593 | 646 | -4.1 | 4.7 | 98.4 | 45.1 | 14.1 | 962.7
2019 | 2 | 19 | 13 | 30 | 271 | 524 | 635 | -3.6 | 4.6 | 105.8 | 45 | 14.6 | 962.1
2019 | 2 | 19 | 14 | 30 | 277 | 494 | 605 | -3.4 | 4.1 | 109.2 | 45.8 | 15.1 | 961.5
2019 | 2 | 19 | 15 | 30 | 239 | 569 | 563 | -3.1 | 3.8 | 88.1 | 46.6 | 15.3 | 961.1
2019 | 2 | 19 | 16 | 30 | 189 | 441 | 383 | 2.8 | 4.3 | 95.6 | 51.7 | 14.9 | 961
2019 | 2 | 19 | 17 | 30 | 123 | 248 | 195 | 1.2 | 5.2 | 99.9 | 58.1 | 13.4 | 960.9
2019 | 2 | 19 | 18 | 30 | 39 | 15 | 42 | 0.4 | 4.8 | 102.2 | 70 | 11 | 961.5
2019 | 2 | 19 | 19 | 30 | 0 | 0 | 0 | -0.3 | 3.6 | 93.5 | 78.7 | 9.4 | 962.3
2019 | 2 | 19 | 20 | 30 | 0 | 0 | 0 | -0.8 | 3.1 | 87.6 | 82.2 | 8.4 | 962.8
2019 | 2 | 19 | 21 | 30 | 0 | 0 | 0 | -1.3 | 1.3 | 39.1 | 82.5 | 8.2 | 963.3
2019 | 2 | 19 | 22 | 30 | 0 | 0 | 0 | -1.7 | 2.1 | 37.5 | 81.6 | 8.3 | 963.9
2019 | 2 | 19 | 23 | 30 | 0 | 0 | 0 | -2.4 | 1.9 | 33.4 | 81.3 | 7.4 | 964.2
2019 | 2 | 20 | 0 | 30 | 0 | 0 | 0 | -3.2 | 1.9 | 36.2 | 81.9 | 6.9 | 964.2
2019 | 2 | 20 | 1 | 30 | 0 | 0 | 0 | -4.1 | 1.7 | 44.7 | 81.8 | 6.1 | 964.2
2019 | 2 | 20 | 2 | 30 | 0 | 0 | 0 | -4.9 | 1.9 | 48.6 | 85 | 5.6 | 964.2
2019 | 2 | 20 | 3 | 30 | 0 | 0 | 0 | -5.4 | 1.5 | 34.3 | 85.1 | 4.4 | 964.2
2019 | 2 | 20 | 4 | 30 | 0 | 0 | 0 | -5.6 | 2 | 20.1 | 83.8 | 4.4 | 964.1
2019 | 2 | 20 | 5 | 30 | 0 | 0 | 0 | -5.4 | 2 | 28.3 | 84.1 | 4.3 | 964.1
2019 | 2 | 20 | 6 | 30 | 0 | 0 | 0 | -5.2 | 2.2 | 24.2 | 83.3 | 4.2 | 964.3
2019 | 2 | 20 | 7 | 30 | 0 | 0 | 0 | -5.3 | 1.8 | 29.8 | 83.7 | 4 | 964.7
2019 | 2 | 20 | 8 | 30 | 46 | 54 | 55 | -5.3 | 2.3 | 27.7 | 82.6 | 4.6 | 965.5
2019 | 2 | 20 | 9 | 30 | 129 | 304 | 225 | -5.9 | 1.2 | 62.8 | 75 | 7.7 | 966.2
2019 | 2 | 20 | 10 | 30 | 184 | 493 | 416 | -6 | 2.1 | 97.5 | 67.6 | 10.6 | 966.5
2019 | 2 | 20 | 11 | 30 | 211 | 608 | 572 | -5.7 | 4.2 | 103 | 61.9 | 12 | 966.8
2019 | 2 | 20 | 12 | 30 | 224 | 654 | 662 | -5.3 | 3.6 | 98.3 | 56.9 | 13 | 966.9
2019 | 2 | 20 | 13 | 30 | 224 | 679 | 692 | -4.8 | 2.4 | 98.3 | 50.7 | 14.1 | 966.4
2019 | 2 | 20 | 14 | 30 | 216 | 664 | 652 | -4.2 | 1.8 | 152.5 | 48 | 14.9 | 965.8
2019 | 2 | 20 | 15 | 30 | 197 | 575 | 528 | -3.2 | 2.7 | 105.5 | 46.8 | 15.4 | 965.3
2019 | 2 | 20 | 16 | 30 | 150 | 59 | 180 | 3.9 | 3.7 | 102.6 | 52.1 | 14.4 | 965.2
2019 | 2 | 20 | 17 | 30 | 84 | 1 | 85 | 1.9 | 4.6 | 96.5 | 60.2 | 13 | 965.5
2019 | 2 | 20 | 18 | 30 | 29 | 3 | 29 | 0.6 | 4.1 | 99 | 67.1 | 11.4 | 966.2
2019 | 2 | 20 | 19 | 30 | 0 | 0 | 0 | -0.3 | 3.8 | 90.6 | 74.5 | 9.7 | 967.1
2019 | 2 | 20 | 20 | 30 | 0 | 0 | 0 | -1 | 2.9 | 91.8 | 77.7 | 8.9 | 967.7
2019 | 2 | 20 | 21 | 30 | 0 | 0 | 0 | -1.5 | 3.1 | 99.4 | 79.9 | 8.5 | 968.2
2019 | 2 | 20 | 22 | 30 | 0 | 0 | 0 | -1.7 | 2 | 96.9 | 81.3 | 8 | 968.6
2019 | 2 | 20 | 23 | 30 | 0 | 0 | 0 | -1.8 | 2.4 | 97.1 | 79.6 | 8.7 | 968.7
2019 | 2 | 21 | 0 | 30 | 0 | 0 | 0 | -1.8 | 2.2 | 40.9 | 74.6 | 9.1 | 968.7
2019 | 2 | 21 | 1 | 30 | 0 | 0 | 0 | -1.9 | 1.7 | 52.6 | 79.3 | 7.3 | 968.9
2019 | 2 | 21 | 2 | 30 | 0 | 0 | 0 | -2 | 2.1 | 30.2 | 79.8 | 6.2 | 968.8
2019 | 2 | 21 | 3 | 30 | 0 | 0 | 0 | -2 | 0.9 | 61.5 | 81.3 | 5.3 | 968.8
2019 | 2 | 21 | 4 | 30 | 0 | 0 | 0 | -2 | 2.3 | 17.9 | 78.2 | 5.4 | 968.7
2019 | 2 | 21 | 5 | 30 | 0 | 0 | 0 | -1.8 | 3.3 | 22.8 | 72.5 | 5.7 | 968.7
2019 | 2 | 21 | 6 | 30 | 0 | 0 | 0 | -1.6 | 2.4 | 27.1 | 70.8 | 5 | 968.9
2019 | 2 | 21 | 7 | 30 | 1 | 0 | 1 | -1 | 1.2 | 33 | 75.7 | 3.2 | 969.3
2019 | 2 | 21 | 8 | 30 | 51 | 95 | 67 | -1.7 | 3 | 25.4 | 68 | 5.9 | 969.8
2019 | 2 | 21 | 9 | 30 | 128 | 375 | 246 | -0.2 | 2.6 | 77 | 71.5 | 8.4 | 970.4
2019 | 2 | 21 | 10 | 30 | 169 | 572 | 439 | 1.3 | 4.3 | 100.1 | 67.3 | 10.8 | 970.6
2019 | 2 | 21 | 11 | 30 | 191 | 670 | 590 | 2.3 | 4.6 | 95.8 | 62.4 | 12.2 | 970.7
2019 | 2 | 21 | 12 | 30 | 202 | 712 | 680 | 2.8 | 4.9 | 100.2 | 58.2 | 13.2 | 970.9
2019 | 2 | 21 | 13 | 30 | 202 | 732 | 709 | 3.1 | 4.5 | 108.3 | 53.9 | 14 | 970.7
2019 | 2 | 21 | 14 | 30 | 198 | 713 | 668 | 3.5 | 3.3 | 108.2 | 51.1 | 14.8 | 970.4
2019 | 2 | 21 | 15 | 30 | 176 | 680 | 566 | 7.5 | 3 | 99.6 | 49.2 | 15.4 | 970.1
2019 | 2 | 21 | 16 | 30 | 150 | 584 | 409 | 7 | 3.8 | 92.3 | 50.4 | 15.3 | 970.1
2019 | 2 | 21 | 17 | 30 | 106 | 394 | 218 | 5.2 | 4.8 | 96.7 | 56.8 | 14.1 | 970.3
2019 | 2 | 21 | 18 | 30 | 35 | 84 | 46 | 5 | 4.8 | 93.3 | 61.4 | 11.9 | 970.6
2019 | 2 | 21 | 19 | 30 | 0 | 0 | 0 | 5 | 4 | 93.1 | 69.2 | 9.7 | 971.3
2019 | 2 | 21 | 20 | 30 | 0 | 0 | 0 | 5.2 | 2.8 | 87.1 | 74.9 | 8.4 | 972
2019 | 2 | 21 | 21 | 30 | 0 | 0 | 0 | 5.2 | 2.3 | 85.7 | 78.9 | 7.3 | 972.6
2019 | 2 | 21 | 22 | 30 | 0 | 0 | 0 | 5 | 1.8 | 38.1 | 77.2 | 7 | 973.3
2019 | 2 | 21 | 23 | 30 | 0 | 0 | 0 | 4.8 | 2.3 | 30.8 | 75.7 | 6.8 | 973.5
2019 | 2 | 22 | 0 | 30 | 0 | 0 | 0 | 4.7 | 2.1 | 29.5 | 75.6 | 6.7 | 973.3
2019 | 2 | 22 | 1 | 30 | 0 | 0 | 0 | 4.8 | 1.3 | 36.8 | 78.2 | 5.5 | 973.2
2019 | 2 | 22 | 2 | 30 | 0 | 0 | 0 | 5.4 | 3.2 | 24.7 | 74.3 | 6.7 | 973.3
2019 | 2 | 22 | 3 | 30 | 0 | 0 | 0 | 6.5 | 3.1 | 20.3 | 70.3 | 7.1 | 973.2
2019 | 2 | 22 | 4 | 30 | 0 | 0 | 0 | 7.8 | 2.9 | 26.2 | 68.5 | 7.1 | 972.9
2019 | 2 | 22 | 5 | 30 | 0 | 0 | 0 | 8.9 | 3.2 | 23.4 | 66.8 | 6.6 | 972.7
2019 | 2 | 22 | 6 | 30 | 0 | 0 | 0 | 10 | 2.2 | 20.7 | 64.4 | 6.3 | 972.7
2019 | 2 | 22 | 7 | 30 | 1 | 0 | 1 | 10.5 | 2.6 | 21.6 | 60.5 | 6.1 | 973
2019 | 2 | 22 | 8 | 30 | 47 | 226 | 82 | 9.1 | 1.2 | 35.5 | 56.6 | 6.8 | 973.3
2019 | 2 | 22 | 9 | 30 | 96 | 577 | 278 | 7 | 0.6 | 218.6 | 55.9 | 9.1 | 973.7
2019 | 2 | 22 | 10 | 30 | 110 | 778 | 479 | 5.4 | 0.8 | 286.8 | 43.7 | 13.4 | 973.7
2019 | 2 | 22 | 11 | 30 | 90 | 937 | 647 | 4.3 | 0.9 | 148.2 | 36 | 16 | 973.5
2019 | 2 | 22 | 12 | 30 | 78 | 995 | 744 | 3.6 | 1.3 | 163.3 | 28.2 | 17.9 | 972.9
2019 | 2 | 22 | 13 | 30 | 78 | 996 | 766 | 3.2 | 2.5 | 237.8 | 30 | 18.7 | 971.8
2019 | 2 | 22 | 14 | 30 | 77 | 983 | 723 | 3 | 3.4 | 235.1 | 30.3 | 19.5 | 971
2019 | 2 | 22 | 15 | 30 | 73 | 944 | 614 | 3.1 | 4.5 | 236.2 | 34.8 | 19.2 | 970.6
2019 | 2 | 22 | 16 | 30 | 67 | 863 | 449 | 4.9 | 4.1 | 243.2 | 38.8 | 18.4 | 970.6
2019 | 2 | 22 | 17 | 30 | 54 | 685 | 245 | 5.9 | 3.9 | 253 | 37.7 | 17.6 | 970.6
2019 | 2 | 22 | 18 | 30 | 22 | 225 | 53 | 5.7 | 3.2 | 250.1 | 43.5 | 15.4 | 971.1
2019 | 2 | 22 | 19 | 30 | 0 | 0 | 0 | 5.7 | 1.7 | 234.9 | 69 | 11.8 | 971.6
2019 | 2 | 22 | 20 | 30 | 0 | 0 | 0 | 5.7 | 0.9 | 228.4 | 81.4 | 9.4 | 971.8
2019 | 2 | 22 | 21 | 30 | 0 | 0 | 0 | 5.6 | 0.6 | 104.8 | 82.6 | 8.2 | 971.7
2019 | 2 | 22 | 22 | 30 | 0 | 0 | 0 | 5.6 | 0.8 | 136.6 | 76.4 | 7.7 | 971.8
2019 | 2 | 22 | 23 | 30 | 0 | 0 | 0 | 5.6 | 1 | 37.4 | 65.3 | 7.4 | 971.5
2019 | 2 | 23 | 0 | 30 | 0 | 0 | 0 | 5.8 | 0.7 | 28.2 | 55 | 7.3 | 971.2
2019 | 2 | 23 | 1 | 30 | 0 | 0 | 0 | 5.9 | 1 | 150.6 | 53.6 | 6.9 | 971
2019 | 2 | 23 | 2 | 30 | 0 | 0 | 0 | 5.9 | 1.2 | 79.1 | 49 | 6.8 | 970.6
2019 | 2 | 23 | 3 | 30 | 0 | 0 | 0 | 6 | 2.5 | 19.9 | 42.8 | 7.5 | 970.1
2019 | 2 | 23 | 4 | 30 | 0 | 0 | 0 | 6 | 2.7 | 20.5 | 36.9 | 8.4 | 969.9
2019 | 2 | 23 | 5 | 30 | 0 | 0 | 0 | 6.1 | 1.3 | 9.7 | 37.5 | 7.4 | 969.8
2019 | 2 | 23 | 6 | 30 | 0 | 0 | 0 | 6.4 | 1.9 | 129.9 | 35.1 | 7.7 | 969.9
2019 | 2 | 23 | 7 | 30 | 1 | 1 | 1 | 6.9 | 1.3 | 113.8 | 35.3 | 7.1 | 970.1
2019 | 2 | 23 | 8 | 30 | 32 | 471 | 97 | 6.7 | 1.7 | 20.9 | 32.7 | 9.2 | 970.4
2019 | 2 | 23 | 9 | 30 | 59 | 805 | 311 | 5.7 | 1.3 | 115.2 | 25.5 | 14.8 | 970.6
2019 | 2 | 23 | 10 | 30 | 71 | 911 | 505 | 4.8 | 1.2 | 243.3 | 21.4 | 18.1 | 970.6
2019 | 2 | 23 | 11 | 30 | 80 | 958 | 654 | 4 | 1.5 | 226.5 | 18.5 | 20.4 | 970.4
2019 | 2 | 23 | 12 | 30 | 85 | 990 | 752 | 3.3 | 2.2 | 232.7 | 16.7 | 22.3 | 970
2019 | 2 | 23 | 13 | 30 | 93 | 982 | 776 | 2.7 | 2 | 223 | 14.7 | 23.2 | 968.9
2019 | 2 | 23 | 14 | 30 | 111 | 910 | 716 | 2.2 | 3.6 | 248.9 | 17.4 | 23.7 | 968
2019 | 2 | 23 | 15 | 30 | 156 | 690 | 560 | 1.8 | 4.6 | 251.1 | 18.6 | 23.4 | 967.3
2019 | 2 | 23 | 16 | 30 | 162 | 546 | 412 | 5.9 | 4.9 | 257.4 | 21.5 | 22.5 | 967.1
2019 | 2 | 23 | 17 | 30 | 133 | 221 | 203 | 3.8 | 4.8 | 275.9 | 27.6 | 20.4 | 967
2019 | 2 | 23 | 18 | 30 | 44 | 32 | 50 | 2.8 | 3 | 267.5 | 34 | 17.9 | 967.1
2019 | 2 | 23 | 19 | 30 | 0 | 0 | 0 | 2.7 | 1.3 | 234.7 | 64 | 13.3 | 967.5
2019 | 2 | 23 | 20 | 30 | 0 | 0 | 0 | 2.6 | 0.7 | 122.1 | 74.1 | 11.2 | 967.6
2019 | 2 | 23 | 21 | 30 | 0 | 0 | 0 | 2.5 | 1 | 44.8 | 63 | 10.2 | 967.8
2019 | 2 | 23 | 22 | 30 | 0 | 0 | 0 | 2.4 | 1.6 | 15.7 | 41.1 | 10.8 | 968.2
2019 | 2 | 23 | 23 | 30 | 0 | 0 | 0 | 2.3 | 1.3 | 70.2 | 40.3 | 10.1 | 968.4
2019 | 2 | 24 | 0 | 30 | 0 | 0 | 0 | 2.2 | 0.9 | 81.6 | 38.9 | 9.3 | 968.5
2019 | 2 | 24 | 1 | 30 | 0 | 0 | 0 | 2.1 | 1.3 | 19.9 | 36.4 | 9.3 | 968.8
2019 | 2 | 24 | 2 | 30 | 0 | 0 | 0 | 1.9 | 1.7 | 58.4 | 36.8 | 9.7 | 969.1
2019 | 2 | 24 | 3 | 30 | 0 | 0 | 0 | 1.5 | 2.3 | 53.1 | 42.7 | 10.1 | 969
2019 | 2 | 24 | 4 | 30 | 0 | 0 | 0 | 1.2 | 2.5 | 46.6 | 40.5 | 9.8 | 968.7
2019 | 2 | 24 | 5 | 30 | 0 | 0 | 0 | 1.1 | 3.7 | 71.5 | 40 | 10.6 | 968.9
2019 | 2 | 24 | 6 | 30 | 0 | 0 | 0 | 1.7 | 4.4 | 90.1 | 43.5 | 10 | 969.7
2019 | 2 | 24 | 7 | 30 | 2 | 1 | 2 | 2.6 | 4 | 83.4 | 45.7 | 9.1 | 970.3
2019 | 2 | 24 | 8 | 30 | 40 | 325 | 89 | 3.6 | 4.3 | 97 | 44.9 | 9.9 | 971.1
2019 | 2 | 24 | 9 | 30 | 75 | 660 | 288 | 3.8 | 4.4 | 103.7 | 39 | 13.4 | 971.8
2019 | 2 | 24 | 10 | 30 | 90 | 810 | 481 | 2.4 | 5.1 | 79.2 | 36.5 | 15.7 | 972
2019 | 2 | 24 | 11 | 30 | 92 | 905 | 640 | 0.3 | 7.2 | 96.7 | 34.6 | 16.6 | 972.2
2019 | 2 | 24 | 12 | 30 | 100 | 937 | 739 | -2.2 | 7 | 95.7 | 39.3 | 17 | 972.6
2019 | 2 | 24 | 13 | 30 | 120 | 922 | 769 | -4.4 | 7 | 100.7 | 49.4 | 16.9 | 972.5
2019 | 2 | 24 | 14 | 30 | 134 | 815 | 681 | -6 | 6.7 | 110.3 | 52.7 | 16.9 | 972.2
2019 | 2 | 24 | 15 | 30 | 115 | 864 | 622 | -6.3 | 6.6 | 109.9 | 44.6 | 17.4 | 972.1
2019 | 2 | 24 | 16 | 30 | 83 | 811 | 450 | 0 | 7 | 100 | 38.6 | 17 | 972.2
2019 | 2 | 24 | 17 | 30 | 66 | 469 | 208 | -0.4 | 6.3 | 95.1 | 46.3 | 15.5 | 972.6
2019 | 2 | 24 | 18 | 30 | 28 | 113 | 45 | -1 | 4.7 | 97.6 | 62 | 13.5 | 972.9
2019 | 2 | 24 | 19 | 30 | 0 | 0 | 0 | -1.3 | 5.2 | 96 | 79.2 | 10.5 | 973.5
2019 | 2 | 24 | 20 | 30 | 0 | 0 | 0 | -1.7 | 4.5 | 105.7 | 84.9 | 9 | 973.8
2019 | 2 | 24 | 21 | 30 | 0 | 0 | 0 | -2.2 | 2.3 | 79.5 | 87 | 8.3 | 974.2
2019 | 2 | 24 | 22 | 30 | 0 | 0 | 0 | -2.4 | 1.8 | 96.5 | 86 | 8.4 | 974.7
2019 | 2 | 24 | 23 | 30 | 0 | 0 | 0 | -2.3 | 1.3 | 152.5 | 85.7 | 7.8 | 974.8
2019 | 2 | 25 | 0 | 30 | 0 | 0 | 0 | -2.5 | 1.7 | 24.2 | 78 | 6.5 | 974.5
2019 | 2 | 25 | 1 | 30 | 0 | 0 | 0 | -2.6 | 2.2 | 23.6 | 69.1 | 6.4 | 974.3
2019 | 2 | 25 | 2 | 30 | 0 | 0 | 0 | -3 | 1.2 | 63.4 | 71.1 | 5.3 | 974.1
2019 | 2 | 25 | 3 | 30 | 0 | 0 | 0 | -3.7 | 0.8 | 41.6 | 72.9 | 4.7 | 973.8
2019 | 2 | 25 | 4 | 30 | 0 | 0 | 0 | -4.6 | 1.5 | 24.9 | 67.2 | 5.2 | 973.5
2019 | 2 | 25 | 5 | 30 | 0 | 0 | 0 | -5.6 | 2.7 | 33.8 | 60.4 | 5.8 | 973.5
2019 | 2 | 25 | 6 | 30 | 0 | 0 | 0 | -6.2 | 2.8 | 52.8 | 60.9 | 6.6 | 973.8
2019 | 2 | 25 | 7 | 30 | 1 | 0 | 1 | -7 | 4.1 | 69.5 | 87.5 | 6.7 | 974.1
2019 | 2 | 25 | 8 | 30 | 41 | 309 | 95 | -8 | 2.5 | 77.1 | 85.4 | 7.4 | 974.5
2019 | 2 | 25 | 9 | 30 | 71 | 696 | 299 | -9.8 | 3 | 98.9 | 77.6 | 9.3 | 974.9
2019 | 2 | 25 | 10 | 30 | 75 | 869 | 497 | -10.3 | 4 | 105.2 | 58.7 | 12.5 | 974.7
2019 | 2 | 25 | 11 | 30 | 74 | 949 | 652 | -10.9 | 4.1 | 107.3 | 39.3 | 15.3 | 974.4
2019 | 2 | 25 | 12 | 30 | 77 | 979 | 746 | -11.8 | 5.3 | 99 | 31.3 | 17 | 974
2019 | 2 | 25 | 13 | 30 | 77 | 985 | 772 | -12.3 | 5.7 | 108.3 | 29.8 | 17.3 | 973.3
2019 | 2 | 25 | 14 | 30 | 72 | 984 | 733 | -12.3 | 5.6 | 114 | 27.5 | 17.3 | 972.7
2019 | 2 | 25 | 15 | 30 | 67 | 957 | 627 | -11.8 | 5.1 | 110.7 | 26.2 | 17.1 | 972.2
2019 | 2 | 25 | 16 | 30 | 59 | 898 | 466 | -10.2 | 4.8 | 107.1 | 24.5 | 16.7 | 971.9
2019 | 2 | 25 | 17 | 30 | 45 | 771 | 267 | -7.5 | 4.7 | 94.8 | 26.1 | 16 | 971.9
2019 | 2 | 25 | 18 | 30 | 22 | 318 | 68 | -7 | 4.3 | 92.5 | 32.3 | 13.7 | 972.2
2019 | 2 | 25 | 19 | 30 | 0 | 0 | 0 | -6.6 | 3.2 | 96.7 | 43.4 | 10.9 | 972.8
2019 | 2 | 25 | 20 | 30 | 0 | 0 | 0 | -6.2 | 3 | 96.8 | 62.8 | 9 | 973.2
2019 | 2 | 25 | 21 | 30 | 0 | 0 | 0 | -5.8 | 2.3 | 81.3 | 71 | 7.5 | 973.4
2019 | 2 | 25 | 22 | 30 | 0 | 0 | 0 | -5.6 | 1.7 | 29.9 | 51.2 | 7.1 | 973.7
2019 | 2 | 25 | 23 | 30 | 0 | 0 | 0 | -5.6 | 1.1 | 45.5 | 51.5 | 6.3 | 973.2
2019 | 2 | 26 | 0 | 30 | 0 | 0 | 0 | -5.8 | 1.1 | 28.1 | 53.4 | 5.5 | 972.7
2019 | 2 | 26 | 1 | 30 | 0 | 0 | 0 | -6.1 | 1.3 | 45.5 | 54.5 | 5.2 | 972.5
2019 | 2 | 26 | 2 | 30 | 0 | 0 | 0 | -6.4 | 2.3 | 49 | 51.8 | 5.8 | 972.1
2019 | 2 | 26 | 3 | 30 | 0 | 0 | 0 | -6.6 | 1.7 | 22.2 | 48.8 | 6 | 971.5
2019 | 2 | 26 | 4 | 30 | 0 | 0 | 0 | -6.7 | 1.4 | 94.7 | 51.7 | 4.6 | 971
2019 | 2 | 26 | 5 | 30 | 0 | 0 | 0 | -6.8 | 0.8 | 51.8 | 55.1 | 3.8 | 970.6
2019 | 2 | 26 | 6 | 30 | 0 | 0 | 0 | -6.1 | 2.3 | 47.1 | 51.4 | 5.2 | 970.5
2019 | 2 | 26 | 7 | 30 | 2 | 3 | 2 | -7.3 | 2.2 | 36.5 | 49.3 | 6 | 970.9
2019 | 2 | 26 | 8 | 30 | 32 | 481 | 103 | -10.5 | 1.4 | 42.5 | 47.9 | 8.4 | 971.6
2019 | 2 | 26 | 9 | 30 | 51 | 786 | 310 | -12.4 | 1.1 | 86.2 | 46.2 | 11.8 | 972
2019 | 2 | 26 | 10 | 30 | 59 | 912 | 506 | -12.4 | 2.8 | 100.4 | 39 | 14.5 | 972
2019 | 2 | 26 | 11 | 30 | 63 | 970 | 658 | -12 | 4.7 | 108.8 | 32.1 | 16.5 | 972.1
2019 | 2 | 26 | 12 | 30 | 66 | 992 | 751 | -11.3 | 4 | 109.3 | 29.2 | 18.1 | 971.8
2019 | 2 | 26 | 13 | 30 | 67 | 997 | 775 | -10.6 | 5.4 | 99.2 | 27 | 19.1 | 971
2019 | 2 | 26 | 14 | 30 | 66 | 984 | 732 | -9.8 | 6.2 | 97.8 | 25.9 | 19.3 | 970.4
2019 | 2 | 26 | 15 | 30 | 62 | 957 | 628 | -9.1 | 7 | 91.4 | 25 | 19.1 | 970.2
2019 | 2 | 26 | 16 | 30 | 56 | 900 | 469 | -2.2 | 7.1 | 89.7 | 25.7 | 18.5 | 970.4
2019 | 2 | 26 | 17 | 30 | 46 | 763 | 269 | -2.4 | 6.3 | 99.2 | 28.1 | 17.3 | 970.6
2019 | 2 | 26 | 18 | 30 | 21 | 333 | 70 | -3 | 4.3 | 92.6 | 31.1 | 15.7 | 971
2019 | 2 | 26 | 19 | 30 | 0 | 0 | 0 | -3.4 | 2.2 | 80.6 | 36.1 | 12.9 | 971.7
2019 | 2 | 26 | 20 | 30 | 0 | 0 | 0 | -3.9 | 2.2 | 99.2 | 41.3 | 10.3 | 971.8
2019 | 2 | 26 | 21 | 30 | 0 | 0 | 0 | -4.2 | 1.3 | 89.8 | 41.5 | 9.5 | 971.7
2019 | 2 | 26 | 22 | 30 | 0 | 0 | 0 | -4.3 | 0.6 | 77.8 | 45.2 | 7.6 | 971.8
2019 | 2 | 26 | 23 | 30 | 0 | 0 | 0 | -4.3 | 0.4 | 27 | 46.3 | 6.2 | 971.7
2019 | 2 | 27 | 0 | 30 | 0 | 0 | 0 | -4.1 | 0.7 | 111.3 | 48.2 | 5.5 | 971.6
2019 | 2 | 27 | 1 | 30 | 0 | 0 | 0 | -4.1 | 0.4 | 180.1 | 47.9 | 5.6 | 971.2
2019 | 2 | 27 | 2 | 30 | 0 | 0 | 0 | -4.2 | 0.5 | 14.2 | 49.2 | 5 | 971.1
2019 | 2 | 27 | 3 | 30 | 0 | 0 | 0 | -4.5 | 0.8 | 17.2 | 47.9 | 5.5 | 970.7
2019 | 2 | 27 | 4 | 30 | 0 | 0 | 0 | -4.8 | 2.2 | 19.8 | 45.3 | 6.3 | 970.3
2019 | 2 | 27 | 5 | 30 | 0 | 0 | 0 | -5 | 0.9 | 164.8 | 48.7 | 4.9 | 970.2
2019 | 2 | 27 | 6 | 30 | 0 | 0 | 0 | -4.4 | 1 | 27.5 | 49.3 | 4.8 | 970.1
2019 | 2 | 27 | 7 | 30 | 2 | 10 | 2 | -4.5 | 1.2 | 13.9 | 47.7 | 5.3 | 970.1
2019 | 2 | 27 | 8 | 30 | 28 | 567 | 113 | -5.6 | 0.4 | 23.9 | 42 | 8.2 | 970.3
2019 | 2 | 27 | 9 | 30 | 45 | 830 | 321 | -6.1 | 0.9 | 48.8 | 32.2 | 13.8 | 970.8
2019 | 2 | 27 | 10 | 30 | 53 | 935 | 515 | -5.9 | 1 | 185.5 | 27.4 | 16.9 | 970.9
2019 | 2 | 27 | 11 | 30 | 58 | 986 | 667 | -5.7 | 1.7 | 206.7 | 25.9 | 18 | 970.6
2019 | 2 | 27 | 12 | 30 | 62 | 1001 | 756 | -5.6 | 1.7 | 213.4 | 24.4 | 19.1 | 970.1
2019 | 2 | 27 | 13 | 30 | 64 | 1001 | 779 | -5.4 | 2 | 188.8 | 23.4 | 20.1 | 969.4
2019 | 2 | 27 | 14 | 30 | 67 | 980 | 734 | -5.2 | 4.8 | 244.2 | 30 | 19.5 | 968.7
2019 | 2 | 27 | 15 | 30 | 65 | 945 | 627 | -3.3 | 4.6 | 255.9 | 32.5 | 19.1 | 968.4
2019 | 2 | 27 | 16 | 30 | 60 | 877 | 466 | 2.5 | 5 | 255.9 | 32.6 | 18.7 | 968.4
2019 | 2 | 27 | 17 | 30 | 48 | 736 | 267 | -0.4 | 4.7 | 266.5 | 34.5 | 17.8 | 968.7
2019 | 2 | 27 | 18 | 30 | 23 | 304 | 71 | 0 | 3.5 | 276.5 | 35.8 | 16.1 | 969
2019 | 2 | 27 | 19 | 30 | 0 | 0 | 0 | 0.3 | 2.4 | 237 | 54.6 | 12.9 | 969.3
2019 | 2 | 27 | 20 | 30 | 0 | 0 | 0 | 0 | 0.7 | 244.5 | 74.8 | 10.2 | 969.4
2019 | 2 | 27 | 21 | 30 | 0 | 0 | 0 | -0.9 | 0.9 | 257.9 | 70.4 | 9.2 | 969.4
2019 | 2 | 27 | 22 | 30 | 0 | 0 | 0 | -0.9 | 0.6 | 239.2 | 64.9 | 8 | 969.6
2019 | 2 | 27 | 23 | 30 | 0 | 0 | 0 | -1.3 | 1.1 | 225.9 | 57.9 | 8.5 | 969.8
2019 | 2 | 28 | 0 | 30 | 0 | 0 | 0 | -1.6 | 1 | 213.2 | 45.7 | 8.3 | 969.5
2019 | 2 | 28 | 1 | 30 | 0 | 0 | 0 | -2 | 0.9 | 117.4 | 44.5 | 7.6 | 969.3
2019 | 2 | 28 | 2 | 30 | 0 | 0 | 0 | -2.2 | 1.1 | 156.7 | 46.6 | 7.3 | 969.2
2019 | 2 | 28 | 3 | 30 | 0 | 0 | 0 | -2.3 | 0.7 | 128.8 | 44.1 | 7.4 | 968.7
2019 | 2 | 28 | 4 | 30 | 0 | 0 | 0 | -2.2 | 0.9 | 295.4 | 41.1 | 7.5 | 968.4
2019 | 2 | 28 | 5 | 30 | 0 | 0 | 0 | -2.1 | 0.5 | 91.8 | 40.5 | 6.5 | 968.4
2019 | 2 | 28 | 6 | 30 | 0 | 0 | 0 | -1.6 | 1.5 | 74.8 | 34.8 | 8.1 | 968.8
2019 | 2 | 28 | 7 | 30 | 3 | 22 | 3 | -1.1 | 1.2 | 17.8 | 33.7 | 8 | 968.9
2019 | 2 | 28 | 8 | 30 | 29 | 584 | 120 | -2.3 | 0.6 | 99.2 | 33.8 | 9.9 | 969.2
2019 | 2 | 28 | 9 | 30 | 47 | 849 | 334 | -2.4 | 0.2 | 96.2 | 26.3 | 16.3 | 969.5
2019 | 2 | 28 | 10 | 30 | 55 | 950 | 530 | -3.9 | 0.6 | 149.6 | 20.6 | 20.1 | 969.7
2019 | 2 | 28 | 11 | 30 | 60 | 995 | 681 | -5 | 1.7 | 217.9 | 18.7 | 22 | 969.6
2019 | 2 | 28 | 12 | 30 | 65 | 1011 | 772 | -5.1 | 3.2 | 233.7 | 20.1 | 22.6 | 969.4
2019 | 2 | 28 | 13 | 30 | 74 | 1001 | 795 | -5 | 3.7 | 243.6 | 20.7 | 23.2 | 968.8
2019 | 2 | 28 | 14 | 30 | 86 | 969 | 751 | -4.9 | 4.6 | 252.2 | 20.4 | 23.7 | 967.9
2019 | 2 | 28 | 15 | 30 | 70 | 954 | 644 | -4.5 | 5.5 | 257 | 17.1 | 23.7 | 967.3
2019 | 2 | 28 | 16 | 30 | 71 | 866 | 478 | 1.4 | 5.8 | 257.8 | 20.6 | 23.2 | 967.1
2019 | 2 | 28 | 17 | 30 | 71 | 627 | 264 | -1.4 | 4.1 | 268.2 | 26.1 | 22.3 | 966.9
2019 | 2 | 28 | 18 | 30 | 38 | 263 | 81 | -2.3 | 3.2 | 243 | 36.8 | 19.8 | 967
2019 | 2 | 28 | 19 | 30 | 0 | 1 | 0 | -2.8 | 1.9 | 245.5 | 62.2 | 14.4 | 967.4
2019 | 2 | 28 | 20 | 30 | 0 | 0 | 0 | -3.1 | 1.1 | 267.2 | 75.1 | 11.9 | 967.8
2019 | 2 | 28 | 21 | 30 | 0 | 0 | 0 | -3.2 | 0.7 | 212.9 | 78.4 | 11.2 | 967.8
2019 | 2 | 28 | 22 | 30 | 0 | 0 | 0 | -3.4 | 0.8 | 45.1 | 53.7 | 10.7 | 967.8
2019 | 2 | 28 | 23 | 30 | 0 | 0 | 0 | -3.5 | 1.4 | 97 | 42.2 | 11.2 | 967.5
2019 | 3 | 1 | 0 | 30 | 0 | 0 | 0 | 5 | 1.2 | 58.3 | 36.7 | 10.3 | 967.2
2019 | 3 | 1 | 1 | 30 | 0 | 0 | 0 | 5.6 | 1.1 | 150.4 | 32.6 | 10.3 | 966.8
2019 | 3 | 1 | 2 | 30 | 0 | 0 | 0 | 5.9 | 1.1 | 15.1 | 33.4 | 10.2 | 966.6
2019 | 3 | 1 | 3 | 30 | 0 | 0 | 0 | 5.7 | 1 | 51.8 | 33.9 | 9.5 | 966.1
2019 | 3 | 1 | 4 | 30 | 0 | 0 | 0 | 5.4 | 0.6 | 6.3 | 37.2 | 7.6 | 965.9
2019 | 3 | 1 | 5 | 30 | 0 | 0 | 0 | 5 | 2 | 49.3 | 33.5 | 9 | 966
2019 | 3 | 1 | 6 | 30 | 0 | 0 | 0 | 4.9 | 1.6 | 20.4 | 34.7 | 9.5 | 966.1
2019 | 3 | 1 | 7 | 30 | 5 | 20 | 5 | 5 | 0.8 | 36.7 | 38.9 | 8.3 | 966.4
2019 | 3 | 1 | 8 | 30 | 42 | 397 | 112 | 4.2 | 0.9 | 13.8 | 36 | 11.2 | 966.6
2019 | 3 | 1 | 9 | 30 | 68 | 756 | 329 | 2 | 0.8 | 141.2 | 31.1 | 16 | 966.7
2019 | 3 | 1 | 10 | 30 | 127 | 773 | 520 | 0.2 | 0.8 | 188.7 | 24.3 | 19.7 | 966.7
2019 | 3 | 1 | 11 | 30 | 248 | 494 | 561 | -0.7 | 1.5 | 175.7 | 23.8 | 20.8 | 966.3
2019 | 3 | 1 | 12 | 30 | 229 | 626 | 675 | -0.8 | 2.8 | 233.6 | 28.3 | 20.9 | 966
2019 | 3 | 1 | 13 | 30 | 231 | 730 | 766 | -0.6 | 3.4 | 240 | 32.9 | 21.7 | 965.1
2019 | 3 | 1 | 14 | 30 | 300 | 523 | 671 | -0.4 | 3.9 | 248.9 | 33 | 22.2 | 964
2019 | 3 | 1 | 15 | 30 | 313 | 427 | 578 | -0.3 | 4.6 | 254.4 | 37.4 | 22 | 963.4
2019 | 3 | 1 | 16 | 30 | 236 | 257 | 368 | 0 | 4.2 | 260 | 41.8 | 20.8 | 963.4
2019 | 3 | 1 | 17 | 30 | 137 | 18 | 143 | 1.3 | 3.6 | 241.9 | 55 | 17.9 | 963.4
2019 | 3 | 1 | 18 | 30 | 42 | 27 | 47 | 1.8 | 2.5 | 232.5 | 66.3 | 15.8 | 963.6
2019 | 3 | 1 | 19 | 30 | 0 | 0 | 0 | 2.2 | 1.4 | 235.7 | 76.9 | 13.9 | 964
2019 | 3 | 1 | 20 | 30 | 0 | 0 | 0 | 2.4 | 0.3 | 113.4 | 80.1 | 13 | 964.2
2019 | 3 | 1 | 21 | 30 | 0 | 0 | 0 | 2.4 | 0.3 | 114.4 | 79.5 | 13.1 | 964.5
2019 | 3 | 1 | 22 | 30 | 0 | 0 | 0 | 2.4 | 1.5 | 65.4 | 75.9 | 13.1 | 964.7
2019 | 3 | 1 | 23 | 30 | 0 | 0 | 0 | 2.5 | 1.1 | 24 | 67.3 | 13.2 | 964.8
2019 | 3 | 2 | 0 | 30 | 0 | 0 | 0 | 2.7 | 1.2 | 23.6 | 59.7 | 13 | 964.6
2019 | 3 | 2 | 1 | 30 | 0 | 0 | 0 | 2.8 | 2 | 22.8 | 54.5 | 13.5 | 964.5
2019 | 3 | 2 | 2 | 30 | 0 | 0 | 0 | 2.7 | 2 | 31 | 51.6 | 13.6 | 964.6
2019 | 3 | 2 | 3 | 30 | 0 | 0 | 0 | 2.7 | 2.3 | 29.9 | 51.4 | 12.9 | 964.4
2019 | 3 | 2 | 4 | 30 | 0 | 0 | 0 | 2.6 | 2.1 | 26 | 51.2 | 12.1 | 964.3
2019 | 3 | 2 | 5 | 30 | 0 | 0 | 0 | 2.6 | 2.2 | 19.2 | 51.3 | 11.2 | 964.6
2019 | 3 | 2 | 6 | 30 | 0 | 0 | 0 | 2.7 | 1 | 24.3 | 55.7 | 9.1 | 965
2019 | 3 | 2 | 7 | 30 | 2 | 0 | 2 | 2.9 | 2 | 13.8 | 53.7 | 9 | 965.4
2019 | 3 | 2 | 8 | 30 | 41 | 394 | 112 | 2.3 | 1.4 | 66.3 | 46.9 | 11.1 | 965.8
2019 | 3 | 2 | 9 | 30 | 73 | 703 | 319 | 1.4 | 1 | 104 | 37.9 | 16 | 966.2
2019 | 3 | 2 | 10 | 30 | 99 | 785 | 502 | 1 | 0.7 | 190.9 | 33.6 | 18.8 | 966.4
2019 | 3 | 2 | 11 | 30 | 117 | 846 | 655 | 0.9 | 2.4 | 142.3 | 29.8 | 20.7 | 966.3
2019 | 3 | 2 | 12 | 30 | 189 | 709 | 697 | 1 | 5.1 | 104.4 | 32.4 | 20.7 | 966.4
2019 | 3 | 2 | 13 | 30 | 217 | 682 | 722 | 1.2 | 5.1 | 97.4 | 32.2 | 21 | 965.8
2019 | 3 | 2 | 14 | 30 | 307 | 304 | 532 | 1.6 | 3.8 | 110.4 | 33.3 | 20.8 | 965.3
2019 | 3 | 2 | 15 | 30 | 289 | 322 | 491 | 2 | 3.3 | 181.1 | 38.5 | 20.8 | 965
2019 | 3 | 2 | 16 | 30 | 227 | 298 | 373 | 2.9 | 4.7 | 256.7 | 45.3 | 19.1 | 965.1
2019 | 3 | 2 | 17 | 30 | 117 | 326 | 225 | 4 | 3.6 | 265.4 | 45.1 | 18.3 | 965.4
2019 | 3 | 2 | 18 | 30 | 46 | 58 | 56 | 3.6 | 3.5 | 256.8 | 47 | 16.6 | 965.7
2019 | 3 | 2 | 19 | 30 | 0 | 0 | 0 | 2.8 | 2.2 | 251.8 | 49.3 | 15 | 966.2
2019 | 3 | 2 | 20 | 30 | 0 | 0 | 0 | 1.9 | 0.1 | 120.1 | 53.5 | 13.2 | 966.8
2019 | 3 | 2 | 21 | 30 | 0 | 0 | 0 | 1 | 0.5 | 113.2 | 57 | 11.6 | 967.2
2019 | 3 | 2 | 22 | 30 | 0 | 0 | 0 | -0.2 | 0.5 | 134.7 | 58 | 11.1 | 967.4
2019 | 3 | 2 | 23 | 30 | 0 | 0 | 0 | -1.7 | 0.4 | 206.9 | 61.9 | 9.3 | 967.7
2019 | 3 | 3 | 0 | 30 | 0 | 0 | 0 | -3.6 | 0.5 | 76.1 | 62.5 | 9.1 | 967.4
2019 | 3 | 3 | 1 | 30 | 0 | 0 | 0 | -4.9 | 0.8 | 346.8 | 62.9 | 9.2 | 967.2
2019 | 3 | 3 | 2 | 30 | 0 | 0 | 0 | -5.6 | 1.3 | 10.8 | 60.2 | 9.7 | 966.9
2019 | 3 | 3 | 3 | 30 | 0 | 0 | 0 | -6 | 0.7 | 88.6 | 61.1 | 8.8 | 966.7
2019 | 3 | 3 | 4 | 30 | 0 | 0 | 0 | -6.4 | 0.5 | 156.5 | 61.9 | 8.9 | 966.2
2019 | 3 | 3 | 5 | 30 | 0 | 0 | 0 | -6.7 | 1.1 | 45.5 | 60.2 | 8.7 | 966.2
2019 | 3 | 3 | 6 | 30 | 0 | 0 | 0 | -6.8 | 0.5 | 25.8 | 62.9 | 7.7 | 966.3
2019 | 3 | 3 | 7 | 30 | 4 | 40 | 5 | -6.7 | 0.4 | 25.9 | 58.9 | 7.9 | 966.5
2019 | 3 | 3 | 8 | 30 | 33 | 560 | 129 | -7.1 | 1 | 56 | 49.4 | 11.3 | 967
2019 | 3 | 3 | 9 | 30 | 51 | 812 | 339 | -7.4 | 0.9 | 65.6 | 37.2 | 16.4 | 967.8
2019 | 3 | 3 | 10 | 30 | 60 | 917 | 534 | -7.2 | 0.6 | 190.6 | 30.2 | 20.7 | 967.7
2019 | 3 | 3 | 11 | 30 | 66 | 962 | 682 | -6.8 | 1.2 | 200.7 | 25.7 | 22.1 | 967.5
2019 | 3 | 3 | 12 | 30 | 71 | 979 | 771 | -6.2 | 1.5 | 174.1 | 25 | 22.8 | 967.2
2019 | 3 | 3 | 13 | 30 | 73 | 986 | 798 | -5.5 | 4 | 241.2 | 25.7 | 23.2 | 966.5
2019 | 3 | 3 | 14 | 30 | 69 | 982 | 757 | -4.9 | 4.1 | 244.7 | 23.6 | 23.5 | 965.7
2019 | 3 | 3 | 15 | 30 | 66 | 954 | 651 | -4.1 | 4.7 | 248 | 21.6 | 23.7 | 965
2019 | 3 | 3 | 16 | 30 | 57 | 902 | 491 | -1.5 | 5.2 | 261.8 | 21.2 | 23.2 | 964.6
2019 | 3 | 3 | 17 | 30 | 44 | 805 | 295 | 0.7 | 5.2 | 275.3 | 24.9 | 21.8 | 964.4
2019 | 3 | 3 | 18 | 30 | 23 | 417 | 86 | 0.7 | 4 | 278.9 | 29.6 | 19.5 | 964.4
2019 | 3 | 3 | 19 | 30 | 0 | 0 | 1 | 0.7 | 3.4 | 288.6 | 32 | 17 | 964.7
2019 | 3 | 3 | 20 | 30 | 0 | 0 | 0 | 0.8 | 3.5 | 296.3 | 31.6 | 16.1 | 965
2019 | 3 | 3 | 21 | 30 | 0 | 0 | 0 | 0.8 | 2.1 | 255.8 | 34.6 | 14 | 964.9
2019 | 3 | 3 | 22 | 30 | 0 | 0 | 0 | 0.8 | 0.8 | 242.8 | 32.9 | 11.7 | 964.7
2019 | 3 | 3 | 23 | 30 | 0 | 0 | 0 | 0.7 | 0.8 | 45 | 33.6 | 10.4 | 964.5
2019 | 3 | 4 | 0 | 30 | 0 | 0 | 0 | 0.6 | 1.9 | 39.1 | 31.5 | 10.5 | 963.7
2019 | 3 | 4 | 1 | 30 | 0 | 0 | 0 | 0.5 | 0.8 | 15.6 | 35.5 | 8.8 | 963.5
2019 | 3 | 4 | 2 | 30 | 0 | 0 | 0 | 0.4 | 0.8 | 17.9 | 37.3 | 8.4 | 963.2
2019 | 3 | 4 | 3 | 30 | 0 | 0 | 0 | 0.4 | 1.7 | 21.5 | 33.3 | 8.8 | 962.8
2019 | 3 | 4 | 4 | 30 | 0 | 0 | 0 | 0.5 | 2.3 | 10.6 | 31.9 | 9.3 | 962.2
2019 | 3 | 4 | 5 | 30 | 0 | 0 | 0 | 0.7 | 2.1 | 38.2 | 32.1 | 9.7 | 962.1
2019 | 3 | 4 | 6 | 30 | 0 | 0 | 0 | 1.4 | 2.2 | 24.7 | 32.6 | 9.5 | 962.2
2019 | 3 | 4 | 7 | 30 | 3 | 18 | 4 | 1.3 | 2.3 | 40.2 | 35.9 | 9.8 | 962.4
2019 | 3 | 4 | 8 | 30 | 34 | 460 | 123 | 1.2 | 2.1 | 36 | 36.5 | 11.1 | 962.8
2019 | 3 | 4 | 9 | 30 | 55 | 807 | 343 | 1.4 | 1.3 | 86.8 | 34.6 | 16.3 | 963.2
2019 | 3 | 4 | 10 | 30 | 68 | 901 | 536 | 1.2 | 1.1 | 184 | 33 | 18.9 | 963.4
2019 | 3 | 4 | 11 | 30 | 80 | 957 | 696 | 1 | 1.7 | 113.3 | 29.7 | 20.7 | 963
2019 | 3 | 4 | 12 | 30 | 77 | 984 | 784 | 0.6 | 2.2 | 216.4 | 27.2 | 21.8 | 962.7
2019 | 3 | 4 | 13 | 30 | 81 | 972 | 798 | 0.4 | 2.7 | 253.1 | 27.3 | 22.5 | 961.9
2019 | 3 | 4 | 14 | 30 | 82 | 955 | 754 | 0.2 | 2.8 | 240.6 | 25.7 | 23.7 | 960.8
2019 | 3 | 4 | 15 | 30 | 88 | 896 | 642 | 0.3 | 3.7 | 268.4 | 26.6 | 23.6 | 960.2
2019 | 3 | 4 | 16 | 30 | 166 | 547 | 439 | 4.7 | 4.5 | 256.8 | 27.7 | 23.1 | 959.9
2019 | 3 | 4 | 17 | 30 | 109 | 424 | 233 | 3.9 | 5.2 | 270.6 | 32.7 | 21 | 959.7
2019 | 3 | 4 | 18 | 30 | 46 | 258 | 87 | 3.2 | 3.3 | 229.1 | 45 | 18.8 | 960.1
2019 | 3 | 4 | 19 | 30 | 1 | 1 | 1 | 2.8 | 1.5 | 223 | 70.2 | 14.9 | 960.5
2019 | 3 | 4 | 20 | 30 | 0 | 0 | 0 | 2.4 | 1.9 | 259.6 | 79.7 | 13.1 | 960.9
2019 | 3 | 4 | 21 | 30 | 0 | 0 | 0 | 2.3 | 0.9 | 133.4 | 81.8 | 12.2 | 961.2
2019 | 3 | 4 | 22 | 30 | 0 | 0 | 0 | 2.2 | 1.3 | 75.7 | 73.6 | 12 | 961.7
2019 | 3 | 4 | 23 | 30 | 0 | 0 | 0 | 2.4 | 1 | 41.3 | 58.9 | 12.1 | 961.7
2019 | 3 | 5 | 0 | 30 | 0 | 0 | 0 | 2.6 | 2.4 | 30.2 | 54.1 | 12.6 | 961.6
2019 | 3 | 5 | 1 | 30 | 0 | 0 | 0 | 2.5 | 2.2 | 14.4 | 55.5 | 12.1 | 961.3
2019 | 3 | 5 | 2 | 30 | 0 | 0 | 0 | 2.5 | 1.3 | 80.3 | 59 | 10.8 | 961.2
2019 | 3 | 5 | 3 | 30 | 0 | 0 | 0 | 2.4 | 2.1 | 34.6 | 56.1 | 11.6 | 961
2019 | 3 | 5 | 4 | 30 | 0 | 0 | 0 | 2.2 | 1.3 | 27.9 | 57.3 | 10.9 | 960.8
2019 | 3 | 5 | 5 | 30 | 0 | 0 | 0 | 2.1 | 1.8 | 33.2 | 58.3 | 10.5 | 961.1
2019 | 3 | 5 | 6 | 30 | 0 | 0 | 0 | 2.6 | 2.3 | 22.6 | 57.1 | 10.6 | 961.3
2019 | 3 | 5 | 7 | 30 | 5 | 23 | 6 | 2.6 | 2.2 | 15.7 | 55.7 | 10.8 | 961.5
2019 | 3 | 5 | 8 | 30 | 63 | 13 | 64 | 3.2 | 2.3 | 23 | 53.2 | 12 | 961.8
2019 | 3 | 5 | 9 | 30 | 135 | 1 | 137 | 3.1 | 1.8 | 40.4 | 50 | 14.2 | 962.3
2019 | 3 | 5 | 10 | 30 | 242 | 21 | 258 | 2.9 | 1.8 | 92.2 | 47.4 | 16.1 | 962.1
2019 | 3 | 5 | 11 | 30 | 376 | 204 | 519 | 2.7 | 1.1 | 162.4 | 42.5 | 18.2 | 962
2019 | 3 | 5 | 12 | 30 | 328 | 333 | 581 | 2.4 | 1.7 | 240.1 | 38.9 | 19.6 | 961.8
2019 | 3 | 5 | 13 | 30 | 239 | 600 | 693 | 2 | 3.4 | 239.1 | 36 | 20.5 | 960.9
2019 | 3 | 5 | 14 | 30 | 235 | 574 | 649 | 1.6 | 2.5 | 253.6 | 34.2 | 21.3 | 959.9
2019 | 3 | 5 | 15 | 30 | 247 | 432 | 525 | 1.4 | 3.5 | 265.4 | 35.9 | 21.3 | 959.2
2019 | 3 | 5 | 16 | 30 | 206 | 269 | 344 | 5 | 4.4 | 267.4 | 39.9 | 20.6 | 959
2019 | 3 | 5 | 17 | 30 | 134 | 241 | 212 | 4.1 | 3.6 | 268.6 | 40 | 20 | 958.7
2019 | 3 | 5 | 18 | 30 | 55 | 94 | 73 | 4 | 2.9 | 265.8 | 44.2 | 18.8 | 958.7
2019 | 3 | 5 | 19 | 30 | 0 | 0 | 1 | 3.9 | 1.8 | 224.2 | 52.8 | 16.6 | 958.9
2019 | 3 | 5 | 20 | 30 | 0 | 0 | 0 | 3.6 | 1 | 248.3 | 68.2 | 14.4 | 959.2
2019 | 3 | 5 | 21 | 30 | 0 | 0 | 0 | 3.2 | 0.6 | 241.2 | 76.8 | 13.3 | 959.2
2019 | 3 | 5 | 22 | 30 | 0 | 0 | 0 | 2.8 | 0.3 | 180.9 | 76.9 | 12.7 | 959.2
2019 | 3 | 5 | 23 | 30 | 0 | 0 | 0 | 2.6 | 0.1 | 17.6 | 74.8 | 12.1 | 959.1
2019 | 3 | 6 | 0 | 30 | 0 | 0 | 0 | 2.5 | 0.1 | 29.5 | 69.4 | 12 | 958.4
2019 | 3 | 6 | 1 | 30 | 0 | 0 | 0 | 2.4 | 0.2 | 22.4 | 70.2 | 11.2 | 957.9
2019 | 3 | 6 | 2 | 30 | 0 | 0 | 0 | 2.3 | 1 | 49.6 | 67.5 | 11.3 | 957.3
2019 | 3 | 6 | 3 | 30 | 0 | 0 | 0 | 2.3 | 0.6 | 77.2 | 72 | 10.2 | 956.5
2019 | 3 | 6 | 4 | 30 | 0 | 0 | 0 | 2.2 | 1.3 | 258.8 | 75.9 | 9.9 | 956
2019 | 3 | 6 | 5 | 30 | 0 | 0 | 0 | 2.1 | 0.7 | 85.9 | 82.1 | 9.2 | 955.5
2019 | 3 | 6 | 6 | 30 | 0 | 0 | 0 | 2.6 | 1.1 | 66.2 | 81.4 | 9.3 | 955.1
2019 | 3 | 6 | 7 | 30 | 4 | 0 | 4 | 2.6 | 0.8 | 166.9 | 77.8 | 9.7 | 954.7
2019 | 3 | 6 | 8 | 30 | 65 | 109 | 91 | 1 | 3.8 | 229.4 | 77 | 10.2 | 954.5
2019 | 3 | 6 | 9 | 30 | 180 | 295 | 292 | -0.6 | 5.7 | 231.7 | 59.4 | 14.8 | 954.7
2019 | 3 | 6 | 10 | 30 | 305 | 324 | 484 | -0.5 | 5.9 | 240.1 | 50.3 | 17.2 | 955
2019 | 3 | 6 | 11 | 30 | 349 | 101 | 423 | 0.1 | 5.1 | 273.5 | 48.1 | 18.1 | 955
2019 | 3 | 6 | 12 | 30 | 387 | 294 | 615 | 0.6 | 5.7 | 301.5 | 36.7 | 20.2 | 954.4
2019 | 3 | 6 | 13 | 30 | 376 | 240 | 566 | 1 | 7.1 | 264.1 | 25.3 | 22.1 | 953.2
2019 | 3 | 6 | 14 | 30 | 358 | 313 | 595 | 1.1 | 8.9 | 250.5 | 24.4 | 22.4 | 952.2
2019 | 3 | 6 | 15 | 30 | 290 | 9 | 300 | 1.2 | 10.9 | 269.6 | 35.1 | 20.3 | 952.1
2019 | 3 | 6 | 16 | 30 | 274 | 541 | 538 | 4.7 | 11.4 | 272.3 | 42.9 | 19.6 | 952.7
2019 | 3 | 6 | 17 | 30 | 103 | 189 | 177 | 5.3 | 10.6 | 271.5 | 45.6 | 17.8 | 953.5
2019 | 3 | 6 | 18 | 30 | 37 | 9 | 38 | 4.4 | 11.6 | 248.4 | 51.6 | 16.2 | 953.4
2019 | 3 | 6 | 19 | 30 | 2 | 0 | 2 | 4.1 | 10.6 | 259.9 | 54.9 | 15.8 | 954.1
2019 | 3 | 6 | 20 | 30 | 0 | 0 | 0 | 4.1 | 7.4 | 267.3 | 52.6 | 15 | 954.9
2019 | 3 | 6 | 21 | 30 | 0 | 0 | 0 | 3.9 | 7.5 | 269.2 | 52.3 | 14.4 | 955.4
2019 | 3 | 6 | 22 | 30 | 0 | 0 | 0 | 3.4 | 8.2 | 282.6 | 45 | 14 | 956.3
2019 | 3 | 6 | 23 | 30 | 0 | 0 | 0 | 3.3 | 7.5 | 294.7 | 44.9 | 13.2 | 956.9
2019 | 3 | 7 | 0 | 30 | 0 | 0 | 0 | 3.6 | 7.5 | 287.8 | 45.3 | 12.5 | 956.8
2019 | 3 | 7 | 1 | 30 | 0 | 0 | 0 | 3.8 | 5.5 | 285.4 | 42.6 | 12.4 | 957
2019 | 3 | 7 | 2 | 30 | 0 | 0 | 0 | 4 | 2.3 | 162.9 | 42.8 | 11.9 | 957.3
2019 | 3 | 7 | 3 | 30 | 0 | 0 | 0 | 4.5 | 1.3 | 56.1 | 47.9 | 10.6 | 957.4
2019 | 3 | 7 | 4 | 30 | 0 | 0 | 0 | 5 | 1.9 | 28.3 | 48.6 | 10.4 | 957.3
2019 | 3 | 7 | 5 | 30 | 0 | 0 | 0 | 5.5 | 1.6 | 131.9 | 52.6 | 9 | 957.8
2019 | 3 | 7 | 6 | 30 | 0 | 0 | 0 | 6.4 | 2.3 | 50.4 | 54.9 | 8.1 | 958.2
2019 | 3 | 7 | 7 | 30 | 3 | 0 | 4 | 6.8 | 2.1 | 21.3 | 53 | 8.3 | 958.6
2019 | 3 | 7 | 8 | 30 | 70 | 35 | 79 | 5.2 | 1 | 91.5 | 52.7 | 8.6 | 959.5
2019 | 3 | 7 | 9 | 30 | 167 | 219 | 251 | 3.1 | 1.2 | 127.4 | 48.6 | 10.8 | 960.1
2019 | 3 | 7 | 10 | 30 | 135 | 691 | 514 | 2.7 | 1.3 | 100.9 | 43.2 | 13.6 | 960.3
2019 | 3 | 7 | 11 | 30 | 91 | 951 | 718 | 2.1 | 1.5 | 175.5 | 41.4 | 15.3 | 960.1
2019 | 3 | 7 | 12 | 30 | 161 | 528 | 552 | 1.6 | 2.1 | 115.4 | 38.5 | 15.6 | 959.7
2019 | 3 | 7 | 13 | 30 | 159 | 897 | 837 | 1.1 | 4.1 | 90.4 | 38.2 | 16.6 | 958.8
2019 | 3 | 7 | 14 | 30 | 190 | 245 | 373 | 0.6 | 3.7 | 123 | 40.7 | 16.2 | 957.9
2019 | 3 | 7 | 15 | 30 | 99 | 29 | 119 | 0.4 | 2.6 | 183.3 | 46.9 | 15.2 | 957.7
2019 | 3 | 7 | 16 | 30 | 165 | 111 | 230 | 0.7 | 4.1 | 257.5 | 46.1 | 15.4 | 957.7
2019 | 3 | 7 | 17 | 30 | 125 | 441 | 258 | 2 | 2.9 | 290.5 | 43.9 | 15.8 | 957.7
2019 | 3 | 7 | 18 | 30 | 58 | 288 | 107 | 2.8 | 1.2 | 242 | 43.4 | 15.6 | 957.9
2019 | 3 | 7 | 19 | 30 | 1 | 0 | 1 | 3.6 | 1.3 | 157.3 | 50.5 | 13.2 | 958.5
2019 | 3 | 7 | 20 | 30 | 0 | 0 | 0 | 4.1 | 1.2 | 199.6 | 52.4 | 11.7 | 959.2
2019 | 3 | 7 | 21 | 30 | 0 | 0 | 0 | 4.3 | 1.3 | 42.3 | 56.5 | 10.3 | 959.7
2019 | 3 | 7 | 22 | 30 | 0 | 0 | 0 | 4.5 | 0.8 | 65.5 | 59.6 | 8.5 | 960.1
2019 | 3 | 7 | 23 | 30 | 0 | 0 | 0 | 5 | 1.7 | 48.5 | 57.9 | 8.4 | 960.3
2019 | 3 | 8 | 0 | 30 | 0 | 0 | 0 | 5.4 | 1.2 | 129 | 60 | 7.7 | 960.4
2019 | 3 | 8 | 1 | 30 | 0 | 0 | 0 | 5.6 | 2.1 | 22.4 | 59.2 | 7.9 | 960.4
2019 | 3 | 8 | 2 | 30 | 0 | 0 | 0 | 5.8 | 2 | 36.8 | 62.3 | 6.7 | 960.5
2019 | 3 | 8 | 3 | 30 | 0 | 0 | 0 | 5.9 | 2.3 | 23.7 | 61.3 | 7.1 | 960.5
2019 | 3 | 8 | 4 | 30 | 0 | 0 | 0 | 5.9 | 2.6 | 19.4 | 61.2 | 7 | 960.2
2019 | 3 | 8 | 5 | 30 | 0 | 0 | 0 | 5.9 | 1.3 | 101.6 | 65.4 | 5.2 | 960.4
2019 | 3 | 8 | 6 | 30 | 0 | 0 | 0 | 6 | 2.4 | 27.6 | 64.6 | 5.3 | 960.8
2019 | 3 | 8 | 7 | 30 | 7 | 58 | 10 | 5.1 | 1.1 | 47.9 | 64.6 | 4.9 | 961.4
2019 | 3 | 8 | 8 | 30 | 43 | 531 | 147 | 2.9 | 1.4 | 126.6 | 56.5 | 7.8 | 962
2019 | 3 | 8 | 9 | 30 | 66 | 769 | 358 | 1.5 | 1.3 | 128.1 | 46.8 | 11.2 | 963
2019 | 3 | 8 | 10 | 30 | 75 | 885 | 554 | 0.3 | 1 | 163.6 | 38.6 | 14.2 | 963.5
2019 | 3 | 8 | 11 | 30 | 82 | 935 | 704 | -0.9 | 2.6 | 115.2 | 33.8 | 15.7 | 963.8
2019 | 3 | 8 | 12 | 30 | 91 | 950 | 794 | -2.3 | 3.2 | 116.4 | 32.5 | 16.4 | 963.9
2019 | 3 | 8 | 13 | 30 | 113 | 910 | 806 | -3.3 | 3 | 121.4 | 31.3 | 17 | 963.6
2019 | 3 | 8 | 14 | 30 | 277 | 360 | 549 | -4 | 2.8 | 150.2 | 31.8 | 17.2 | 963.5
2019 | 3 | 8 | 15 | 30 | 249 | 124 | 329 | -4.2 | 2 | 158.8 | 33.1 | 16.8 | 963.5
2019 | 3 | 8 | 16 | 30 | 165 | 597 | 461 | -2.6 | 3.4 | 257.7 | 37.9 | 17.1 | 963.6
2019 | 3 | 8 | 17 | 30 | 80 | 660 | 299 | 0.5 | 4.5 | 260 | 41.2 | 16.1 | 963.9
2019 | 3 | 8 | 18 | 30 | 36 | 304 | 89 | 0.5 | 3.9 | 266.3 | 45.3 | 14.3 | 964.8
2019 | 3 | 8 | 19 | 30 | 1 | 1 | 1 | 0.9 | 1.8 | 255.4 | 47.9 | 12.1 | 965.9
2019 | 3 | 8 | 20 | 30 | 0 | 0 | 0 | 1.4 | 0.5 | 198.9 | 49.3 | 10.9 | 967
2019 | 3 | 8 | 21 | 30 | 0 | 0 | 0 | 1.7 | 1.2 | 57.8 | 51.6 | 9.9 | 967.9
2019 | 3 | 8 | 22 | 30 | 0 | 0 | 0 | 2 | 1.6 | 31.5 | 50.5 | 9.3 | 968.6
2019 | 3 | 8 | 23 | 30 | 0 | 0 | 0 | 2.2 | 2.2 | 32.4 | 50.1 | 9.3 | 969.1
2019 | 3 | 9 | 0 | 30 | 0 | 0 | 0 | 2.4 | 2.5 | 29.9 | 50.6 | 9.3 | 969.7
2019 | 3 | 9 | 1 | 30 | 0 | 0 | 0 | 2.4 | 2.5 | 33.4 | 51.2 | 9.2 | 970
2019 | 3 | 9 | 2 | 30 | 0 | 0 | 0 | 2.3 | 1.7 | 72.6 | 56.8 | 7.6 | 970.4
2019 | 3 | 9 | 3 | 30 | 0 | 0 | 0 | 2.3 | 1.8 | 12.5 | 57.1 | 7.1 | 970
2019 | 3 | 9 | 4 | 30 | 0 | 0 | 0 | 2.4 | 1.4 | 10.6 | 58.2 | 6.9 | 970
2019 | 3 | 9 | 5 | 30 | 0 | 0 | 0 | 2.4 | 0.7 | 71.7 | 63.4 | 5.1 | 970.3
2019 | 3 | 9 | 6 | 30 | 0 | 0 | 0 | 2.9 | 0.6 | 51.3 | 66.4 | 4.5 | 970.9
2019 | 3 | 9 | 7 | 30 | 7 | 89 | 12 | 2.3 | 0.5 | 141.8 | 67.1 | 4.8 | 971.4
2019 | 3 | 9 | 8 | 30 | 37 | 618 | 160 | 0.4 | 0.7 | 60 | 54.3 | 9.5 | 972
2019 | 3 | 9 | 9 | 30 | 53 | 839 | 375 | 1.8 | 0.9 | 93.4 | 42.4 | 14.4 | 972.7
2019 | 3 | 9 | 10 | 30 | 60 | 934 | 572 | 3.3 | 4 | 109 | 36.5 | 16.8 | 973
2019 | 3 | 9 | 11 | 30 | 65 | 979 | 722 | 4.2 | 5.1 | 106.1 | 34.6 | 17.7 | 973.1
2019 | 3 | 9 | 12 | 30 | 67 | 999 | 811 | 4.9 | 4.7 | 92.9 | 31 | 19 | 972.9
2019 | 3 | 9 | 13 | 30 | 70 | 999 | 834 | 5.2 | 5.8 | 106.1 | 31.2 | 19.4 | 972.3
2019 | 3 | 9 | 14 | 30 | 71 | 985 | 788 | 5.2 | 5.5 | 107.5 | 31.9 | 19.4 | 971.7
2019 | 3 | 9 | 15 | 30 | 67 | 957 | 679 | 5.2 | 4.7 | 95.8 | 29.6 | 19.4 | 971.5
2019 | 3 | 9 | 16 | 30 | 62 | 894 | 513 | 5.7 | 4.6 | 85.1 | 28.7 | 19.4 | 971.5
2019 | 3 | 9 | 17 | 30 | 53 | 777 | 313 | 6.2 | 4.2 | 90.6 | 30.4 | 18.6 | 971.1
2019 | 3 | 9 | 18 | 30 | 29 | 437 | 100 | 6 | 4.1 | 90.1 | 30.7 | 16.9 | 971.4
2019 | 3 | 9 | 19 | 30 | 1 | 1 | 1 | 6.1 | 3.2 | 91.5 | 32.4 | 14.1 | 972.3
2019 | 3 | 9 | 20 | 30 | 0 | 0 | 0 | 6.2 | 2.2 | 132.7 | 36.8 | 11.9 | 973.2
2019 | 3 | 9 | 21 | 30 | 0 | 0 | 0 | 6.6 | 1.2 | 182.3 | 39.6 | 10.5 | 973.7
2019 | 3 | 9 | 22 | 30 | 0 | 0 | 0 | 7.4 | 1.2 | 171.5 | 40.4 | 9.5 | 973.9
2019 | 3 | 9 | 23 | 30 | 0 | 0 | 0 | 8.4 | 0.3 | 179.6 | 43.9 | 8 | 973.8
2019 | 3 | 10 | 0 | 30 | 0 | 0 | 0 | 9.4 | 1.3 | 85.2 | 45.6 | 7.9 | 973.5
2019 | 3 | 10 | 1 | 30 | 0 | 0 | 0 | 9.8 | 1.1 | 106.6 | 46.7 | 8.2 | 973.2
2019 | 3 | 10 | 2 | 30 | 0 | 0 | 0 | 10 | 1.2 | 115.8 | 49.7 | 8.2 | 972.6
2019 | 3 | 10 | 3 | 30 | 0 | 0 | 0 | 10.2 | 0.5 | 158 | 52.9 | 7.2 | 972.1
2019 | 3 | 10 | 4 | 30 | 0 | 0 | 0 | 10.3 | 1.8 | 21.9 | 52.8 | 8.2 | 971.6
2019 | 3 | 10 | 5 | 30 | 0 | 0 | 0 | 10.5 | 1.2 | 104.1 | 52.9 | 8.3 | 971.3
2019 | 3 | 10 | 6 | 30 | 0 | 0 | 0 | 10.7 | 1.4 | 50.6 | 53.1 | 8.1 | 971.5
2019 | 3 | 10 | 7 | 30 | 7 | 104 | 14 | 10.4 | 0.6 | 22.6 | 53.4 | 7.8 | 971.6
2019 | 3 | 10 | 8 | 30 | 35 | 637 | 165 | 10.1 | 0.7 | 75.9 | 47.2 | 10.5 | 971.8
2019 | 3 | 10 | 9 | 30 | 50 | 842 | 378 | 10.1 | 0.8 | 107.5 | 36.2 | 16.1 | 972.1
2019 | 3 | 10 | 10 | 30 | 58 | 926 | 571 | 10.3 | 0.9 | 183.6 | 31.3 | 19.2 | 972.1
2019 | 3 | 10 | 11 | 30 | 63 | 971 | 720 | 10.5 | 2.7 | 198.2 | 29.4 | 20.7 | 971.6
2019 | 3 | 10 | 12 | 30 | 68 | 984 | 806 | 10.6 | 4.2 | 233.7 | 32.3 | 20.6 | 971.1
2019 | 3 | 10 | 13 | 30 | 74 | 978 | 826 | 10.7 | 4.3 | 238.6 | 35.7 | 21.1 | 970.5
2019 | 3 | 10 | 14 | 30 | 74 | 965 | 781 | 10.9 | 4.6 | 244 | 34.7 | 21.6 | 969.7
2019 | 3 | 10 | 15 | 30 | 70 | 937 | 674 | 11.4 | 5.9 | 258.8 | 34.5 | 21 | 969.1
2019 | 3 | 10 | 16 | 30 | 63 | 881 | 512 | 11.7 | 5.6 | 265.9 | 30.6 | 21.4 | 968.8
2019 | 3 | 10 | 17 | 30 | 51 | 767 | 311 | 12 | 4.5 | 265.3 | 31.4 | 21.5 | 968.6
2019 | 3 | 10 | 18 | 30 | 29 | 455 | 101 | 12.1 | 3.3 | 265.4 | 34.1 | 20.4 | 968.5
2019 | 3 | 10 | 19 | 30 | 1 | 2 | 2 | 12.2 | 2 | 240.6 | 53.7 | 16.5 | 968.8
2019 | 3 | 10 | 20 | 30 | 0 | 0 | 0 | 12.4 | 1 | 280.5 | 69.1 | 13.6 | 969
2019 | 3 | 10 | 21 | 30 | 0 | 0 | 0 | 12.6 | 0.4 | 187.4 | 72 | 12.5 | 969.4
2019 | 3 | 10 | 22 | 30 | 0 | 0 | 0 | 12.8 | 0.6 | 10.2 | 64.3 | 12.1 | 969.5
2019 | 3 | 10 | 23 | 30 | 0 | 0 | 0 | 12.8 | 0.2 | 28.9 | 61.6 | 11.4 | 969.6
2019 | 3 | 11 | 0 | 30 | 0 | 0 | 0 | 12.8 | 0.7 | 5 | 58.8 | 11.7 | 969.4
2019 | 3 | 11 | 1 | 30 | 0 | 0 | 0 | 12.8 | 0.8 | 11.6 | 55.1 | 11.5 | 969
2019 | 3 | 11 | 2 | 30 | 0 | 0 | 0 | 12.8 | 2.8 | 15.2 | 50.7 | 12.9 | 968.6
2019 | 3 | 11 | 3 | 30 | 0 | 0 | 0 | 12.9 | 2.5 | 17.8 | 50.3 | 13.1 | 968
2019 | 3 | 11 | 4 | 30 | 0 | 0 | 0 | 12.9 | 1.6 | 85.1 | 53.4 | 11.9 | 967.6
2019 | 3 | 11 | 5 | 30 | 0 | 0 | 0 | 12.9 | 1.1 | 30.7 | 54.5 | 11.6 | 967.6
2019 | 3 | 11 | 6 | 30 | 0 | 0 | 0 | 13.3 | 1.8 | 44.9 | 55.4 | 11.7 | 967.8
2019 | 3 | 11 | 7 | 30 | 7 | 110 | 15 | 13.7 | 0.6 | 96.3 | 57.1 | 10.7 | 968.2
2019 | 3 | 11 | 8 | 30 | 37 | 619 | 165 | 13.6 | 0.7 | 38.1 | 47.9 | 14.9 | 968.7
2019 | 3 | 11 | 9 | 30 | 52 | 821 | 376 | 13.3 | 0.6 | 162.9 | 37.4 | 19.8 | 969.2
2019 | 3 | 11 | 10 | 30 | 61 | 909 | 566 | 12.9 | 0.8 | 128.5 | 33 | 22.3 | 969.3
2019 | 3 | 11 | 11 | 30 | 70 | 941 | 709 | 12.5 | 2.4 | 123 | 30.8 | 24 | 969.1
2019 | 3 | 11 | 12 | 30 | 86 | 940 | 794 | 12 | 6.8 | 89.3 | 36.5 | 23.2 | 969.1
2019 | 3 | 11 | 13 | 30 | 108 | 918 | 818 | 11.5 | 7.2 | 81.1 | 41.5 | 22 | 969.2
2019 | 3 | 11 | 14 | 30 | 123 | 885 | 776 | 11.3 | 7.2 | 82 | 44.3 | 20.8 | 969
2019 | 3 | 11 | 15 | 30 | 130 | 827 | 667 | 11.2 | 7.5 | 95.7 | 50.1 | 19.9 | 969
2019 | 3 | 11 | 16 | 30 | 101 | 763 | 492 | 11.5 | 7.2 | 96.5 | 54.4 | 18.6 | 969.4
2019 | 3 | 11 | 17 | 30 | 76 | 642 | 296 | 12.9 | 6.9 | 104 | 55.5 | 17.5 | 969.7
2019 | 3 | 11 | 18 | 30 | 40 | 330 | 95 | 12.6 | 5.9 | 103.1 | 61.5 | 15.9 | 970.1
2019 | 3 | 11 | 19 | 30 | 2 | 0 | 2 | 12.6 | 5 | 98 | 70.9 | 13.6 | 970.6
2019 | 3 | 11 | 20 | 30 | 0 | 0 | 0 | 12.7 | 4 | 93.5 | 77.7 | 12 | 971.4
2019 | 3 | 11 | 21 | 30 | 0 | 0 | 0 | 12.8 | 3.7 | 81.8 | 81.1 | 11.4 | 972
2019 | 3 | 11 | 22 | 30 | 0 | 0 | 0 | 12.8 | 3.2 | 82.5 | 85.8 | 10.7 | 972.7
2019 | 3 | 11 | 23 | 30 | 0 | 0 | 0 | 12.9 | 3.2 | 78.2 | 89.8 | 10.3 | 973
2019 | 3 | 12 | 0 | 30 | 0 | 0 | 0 | 12.9 | 2 | 67.1 | 89.2 | 10.5 | 973
2019 | 3 | 12 | 1 | 30 | 0 | 0 | 0 | 13 | 1.6 | 47.9 | 89.7 | 9.3 | 972.7
2019 | 3 | 12 | 2 | 30 | 0 | 0 | 0 | 13.1 | 1.6 | 66.5 | 90.8 | 8.6 | 972.3
2019 | 3 | 12 | 3 | 30 | 0 | 0 | 0 | 13.2 | 2 | 72.4 | 91.4 | 7.8 | 971.9
2019 | 3 | 12 | 4 | 30 | 0 | 0 | 0 | 13.4 | 1.9 | 59.6 | 90.7 | 7.6 | 971.9
2019 | 3 | 12 | 5 | 30 | 0 | 0 | 0 | 13.6 | 1.3 | 41.8 | 84.4 | 8 | 971.7
2019 | 3 | 12 | 6 | 30 | 0 | 0 | 0 | 14 | 1.5 | 82.5 | 81.4 | 8.3 | 971.3
2019 | 3 | 12 | 7 | 30 | 9 | 92 | 16 | 14.4 | 0.3 | 156.2 | 86 | 6.8 | 971.1
2019 | 3 | 12 | 8 | 30 | 43 | 590 | 170 | 14.8 | 0.2 | 155.7 | 76.8 | 10.6 | 971.1
2019 | 3 | 12 | 9 | 30 | 58 | 818 | 385 | 14.8 | 0.5 | 173.5 | 59.9 | 15.1 | 971.2
2019 | 3 | 12 | 10 | 30 | 66 | 920 | 582 | 14.8 | 2 | 224.2 | 50.3 | 17.6 | 971.1
2019 | 3 | 12 | 11 | 30 | 70 | 967 | 731 | 14.5 | 4.1 | 254.5 | 38.8 | 19.7 | 970.7
2019 | 3 | 12 | 12 | 30 | 74 | 985 | 819 | 14.7 | 4.5 | 267.1 | 36.4 | 20.6 | 970.1
2019 | 3 | 12 | 13 | 30 | 77 | 980 | 837 | 15.2 | 4.8 | 269.3 | 36.8 | 21.2 | 969.2
2019 | 3 | 12 | 14 | 30 | 79 | 961 | 789 | 15.5 | 4.4 | 280.6 | 36.8 | 21.8 | 967.9
2019 | 3 | 12 | 15 | 30 | 79 | 918 | 676 | 15.4 | 4.5 | 262.6 | 37.7 | 22.4 | 966.8
2019 | 3 | 12 | 16 | 30 | 72 | 855 | 512 | 15.2 | 4.3 | 266.1 | 43.6 | 21.7 | 966.3
2019 | 3 | 12 | 17 | 30 | 57 | 747 | 314 | 14.4 | 4.3 | 248 | 49.8 | 20.6 | 965.9
2019 | 3 | 12 | 18 | 30 | 34 | 428 | 103 | 13.2 | 4.1 | 244.3 | 58.5 | 17.3 | 966.1
2019 | 3 | 12 | 19 | 30 | 2 | 4 | 2 | 12.1 | 2.5 | 229.9 | 70.7 | 14.3 | 966.6
2019 | 3 | 12 | 20 | 30 | 0 | 0 | 0 | 11.2 | 1.5 | 255.6 | 78.1 | 12.5 | 966.9
2019 | 3 | 12 | 21 | 30 | 0 | 0 | 0 | 10.2 | 1.2 | 216.5 | 81.2 | 11.3 | 966.8
2019 | 3 | 12 | 22 | 30 | 0 | 0 | 0 | 9.3 | 1.1 | 93.5 | 81.2 | 11.2 | 966.8
2019 | 3 | 12 | 23 | 30 | 0 | 0 | 0 | 8.7 | 0.8 | 72.1 | 78.6 | 10.3 | 966.5
2019 | 3 | 13 | 0 | 30 | 0 | 0 | 0 | 8.3 | 1.2 | 49.4 | 65.6 | 12.3 | 966
2019 | 3 | 13 | 1 | 30 | 0 | 0 | 0 | 7.9 | 1.7 | 158.4 | 61.5 | 12.6 | 965.4
2019 | 3 | 13 | 2 | 30 | 0 | 0 | 0 | 7.4 | 2.9 | 150.3 | 55.1 | 13.5 | 964.9
2019 | 3 | 13 | 3 | 30 | 0 | 0 | 0 | 6.8 | 2.4 | 210.6 | 50 | 15.6 | 964.2
2019 | 3 | 13 | 4 | 30 | 0 | 0 | 0 | 6.1 | 1.2 | 265.8 | 53.9 | 14 | 963.5
2019 | 3 | 13 | 5 | 30 | 0 | 0 | 0 | 5.7 | 1.8 | 268.9 | 52.3 | 15.5 | 963.3
2019 | 3 | 13 | 6 | 30 | 0 | 0 | 0 | 6.1 | 1.1 | 212.3 | 52 | 14.6 | 963.2
2019 | 3 | 13 | 7 | 30 | 11 | 79 | 17 | 6.7 | 1.2 | 225.5 | 51.4 | 13.5 | 963.3
2019 | 3 | 13 | 8 | 30 | 43 | 516 | 164 | 7.1 | 1.7 | 233.1 | 44.9 | 16.4 | 963.5
2019 | 3 | 13 | 9 | 30 | 50 | 903 | 414 | 6.9 | 5.7 | 262.1 | 25.1 | 20.9 | 963.8
2019 | 3 | 13 | 10 | 30 | 66 | 976 | 618 | 6.5 | 7.6 | 305.4 | 20.4 | 22.8 | 963.8
2019 | 3 | 13 | 11 | 30 | 129 | 977 | 802 | 6.2 | 9.5 | 303.2 | 18.4 | 24.1 | 963.7
2019 | 3 | 13 | 12 | 30 | 62 | 1036 | 850 | 5.9 | 7.4 | 292.1 | 18.6 | 24.7 | 963.6
2019 | 3 | 13 | 13 | 30 | 73 | 1007 | 858 | 5.8 | 6.2 | 208.5 | 21.7 | 24.9 | 963.5
2019 | 3 | 13 | 14 | 30 | 112 | 907 | 789 | 6 | 6.9 | 122.5 | 34 | 23.1 | 963.7
2019 | 3 | 13 | 15 | 30 | 183 | 352 | 410 | 6.3 | 6.5 | 113.7 | 39.9 | 21 | 964
2019 | 3 | 13 | 16 | 30 | 218 | 434 | 445 | 6.8 | 5.3 | 104 | 40 | 20.8 | 964.5
2019 | 3 | 13 | 17 | 30 | 115 | 108 | 152 | 7.8 | 6.8 | 97.1 | 51.4 | 17.9 | 965.2
2019 | 3 | 13 | 18 | 30 | 41 | 155 | 66 | 8.2 | 5.4 | 103 | 63.4 | 16.1 | 966.2
2019 | 3 | 13 | 19 | 30 | 2 | 2 | 2 | 8.4 | 4.7 | 91.7 | 73.3 | 14 | 967
2019 | 3 | 13 | 20 | 30 | 0 | 0 | 0 | 8.7 | 3.8 | 91.5 | 76.6 | 12.3 | 967.7
2019 | 3 | 13 | 21 | 30 | 0 | 0 | 0 | 9 | 4 | 89.8 | 83.5 | 11 | 968.5
2019 | 3 | 13 | 22 | 30 | 0 | 0 | 0 | 9.2 | 3.2 | 79.6 | 86.3 | 10.5 | 969.3
2019 | 3 | 13 | 23 | 30 | 0 | 0 | 0 | 9.3 | 3.1 | 73.8 | 83.1 | 10.1 | 969.7
2019 | 3 | 14 | 0 | 30 | 0 | 0 | 0 | 9.4 | 1.9 | 67.8 | 85.1 | 8.9 | 969.7
2019 | 3 | 14 | 1 | 30 | 0 | 0 | 0 | 9.5 | 0.8 | 65.8 | 80.6 | 8.7 | 969.9
2019 | 3 | 14 | 2 | 30 | 0 | 0 | 0 | 9.3 | 0.7 | 148.6 | 85.6 | 7.3 | 970.1
2019 | 3 | 14 | 3 | 30 | 0 | 0 | 0 | 8.8 | 0.3 | 114.4 | 86.7 | 6 | 969.9
2019 | 3 | 14 | 4 | 30 | 0 | 0 | 0 | 8.5 | 0.8 | 59.8 | 83.4 | 6.2 | 969.5
2019 | 3 | 14 | 5 | 30 | 0 | 0 | 0 | 9.4 | 1.8 | 20.1 | 79.7 | 6.6 | 969.4
2019 | 3 | 14 | 6 | 30 | 0 | 0 | 0 | 9.8 | 2.1 | 57.7 | 74.2 | 6.7 | 969.5
2019 | 3 | 14 | 7 | 30 | 10 | 155 | 21 | 10 | 1.6 | 39.9 | 75.3 | 6 | 970
2019 | 3 | 14 | 8 | 30 | 39 | 669 | 187 | 9.4 | 1.6 | 33.5 | 61.2 | 10 | 970.3
2019 | 3 | 14 | 9 | 30 | 52 | 871 | 408 | 8.9 | 1.2 | 86.2 | 50.8 | 13.1 | 970.6
2019 | 3 | 14 | 10 | 30 | 59 | 951 | 602 | 8.8 | 1.5 | 113.1 | 39.8 | 14.8 | 970.6
2019 | 3 | 14 | 11 | 30 | 64 | 990 | 750 | 8.7 | 1.1 | 181.5 | 35.3 | 16.1 | 970.4
2019 | 3 | 14 | 12 | 30 | 68 | 1003 | 835 | 8.5 | 1.6 | 158.4 | 33 | 17.4 | 970
2019 | 3 | 14 | 13 | 30 | 69 | 1003 | 856 | 8.2 | 3.5 | 246.1 | 32.9 | 18.3 | 969.1
2019 | 3 | 14 | 14 | 30 | 71 | 986 | 807 | 7.8 | 4.8 | 261.4 | 34.3 | 18.7 | 968.2
2019 | 3 | 14 | 15 | 30 | 69 | 954 | 696 | 7.5 | 5.5 | 261.3 | 37.7 | 18.2 | 967.9
2019 | 3 | 14 | 16 | 30 | 63 | 894 | 530 | 7.5 | 5.4 | 262.8 | 40.2 | 17.5 | 967.9
2019 | 3 | 14 | 17 | 30 | 52 | 783 | 327 | 8.6 | 5 | 260.8 | 43.1 | 16.6 | 967.8
2019 | 3 | 14 | 18 | 30 | 31 | 508 | 113 | 8.5 | 3.7 | 258.4 | 48.4 | 15.3 | 967.9
2019 | 3 | 14 | 19 | 30 | 2 | 9 | 3 | 8.1 | 2.2 | 242.3 | 60.2 | 13 | 968.3
2019 | 3 | 14 | 20 | 30 | 0 | 0 | 0 | 7.8 | 0.8 | 160.5 | 69.5 | 11.3 | 968.7
2019 | 3 | 14 | 21 | 30 | 0 | 0 | 0 | 7.7 | 0.6 | 12.4 | 70.9 | 10.3 | 968.9
2019 | 3 | 14 | 22 | 30 | 0 | 0 | 0 | 7.7 | 0.9 | 134.4 | 68.1 | 9 | 969.1
2019 | 3 | 14 | 23 | 30 | 0 | 0 | 0 | 7.9 | 1 | 244.5 | 73.2 | 8.4 | 969.4
2019 | 3 | 15 | 0 | 30 | 0 | 0 | 0 | 8 | 0.9 | 41.7 | 70.5 | 8 | 969.2
2019 | 3 | 15 | 1 | 30 | 0 | 0 | 0 | 8.1 | 0.8 | 40.9 | 66 | 7.6 | 968.9
2019 | 3 | 15 | 2 | 30 | 0 | 0 | 0 | 8.2 | 1.9 | 77 | 64.1 | 7.2 | 968.7
2019 | 3 | 15 | 3 | 30 | 0 | 0 | 0 | 8.2 | 1.7 | 62.4 | 60.2 | 8.6 | 968.1
2019 | 3 | 15 | 4 | 30 | 0 | 0 | 0 | 8.2 | 1.5 | 47.6 | 62 | 7 | 967.8
2019 | 3 | 15 | 5 | 30 | 0 | 0 | 0 | 8.2 | 1.2 | 52.1 | 54.8 | 7 | 967.7
2019 | 3 | 15 | 6 | 30 | 0 | 0 | 0 | 8.5 | 1 | 40.1 | 54.8 | 6.2 | 967.7
2019 | 3 | 15 | 7 | 30 | 10 | 189 | 23 | 8.2 | 0.8 | 98.6 | 49.7 | 7.3 | 968.1
2019 | 3 | 15 | 8 | 30 | 38 | 695 | 195 | 8 | 0.4 | 203 | 39.6 | 12.4 | 968.5
2019 | 3 | 15 | 9 | 30 | 52 | 876 | 414 | 8.2 | 0.4 | 160.6 | 30.2 | 17.2 | 968.7
2019 | 3 | 15 | 10 | 30 | 59 | 958 | 611 | 8.2 | 1.6 | 216.1 | 27.7 | 19.3 | 968.7
2019 | 3 | 15 | 11 | 30 | 64 | 1001 | 762 | 8.1 | 2.6 | 243.1 | 24.7 | 20.8 | 968.5
2019 | 3 | 15 | 12 | 30 | 66 | 1020 | 851 | 7.9 | 2.1 | 230.9 | 22.6 | 22.1 | 968.1
2019 | 3 | 15 | 13 | 30 | 67 | 1021 | 872 | 7.4 | 2.2 | 198.7 | 22 | 22.8 | 967.3
2019 | 3 | 15 | 14 | 30 | 66 | 1007 | 823 | 6.8 | 3.4 | 257.6 | 21.7 | 23.6 | 966.4
2019 | 3 | 15 | 15 | 30 | 65 | 974 | 709 | 6.3 | 3.9 | 245.3 | 21 | 24 | 965.9
2019 | 3 | 15 | 16 | 30 | 61 | 916 | 541 | 6.2 | 2 | 204.6 | 21.2 | 23.9 | 965.9
2019 | 3 | 15 | 17 | 30 | 52 | 800 | 334 | 7.7 | 3.8 | 268 | 22.2 | 22.8 | 965.8
2019 | 3 | 15 | 18 | 30 | 31 | 525 | 118 | 7.3 | 3.6 | 268.1 | 22.8 | 20.7 | 966.1
2019 | 3 | 15 | 19 | 30 | 2 | 10 | 2 | 7.1 | 2.3 | 234.3 | 25.1 | 17.8 | 966.6
2019 | 3 | 15 | 20 | 30 | 0 | 0 | 0 | 7 | 0.7 | 178.2 | 30.3 | 15.5 | 967.1
2019 | 3 | 15 | 21 | 30 | 0 | 0 | 0 | 7.1 | 1.2 | 40.3 | 31.2 | 14.2 | 967.5
2019 | 3 | 15 | 22 | 30 | 0 | 0 | 0 | 7.1 | 0.8 | 251.5 | 34.1 | 12.4 | 967.7
2019 | 3 | 15 | 23 | 30 | 0 | 0 | 0 | 7.1 | 1 | 103.8 | 36.9 | 11.5 | 967.6
2019 | 3 | 16 | 0 | 30 | 0 | 0 | 0 | 6.9 | 1.8 | 21.8 | 37.2 | 11.7 | 967.2
2019 | 3 | 16 | 1 | 30 | 0 | 0 | 0 | 6.6 | 1.3 | 89.4 | 39.5 | 10.4 | 966.8
2019 | 3 | 16 | 2 | 30 | 0 | 0 | 0 | 6.4 | 1 | 105.4 | 40.4 | 9.6 | 966.6
2019 | 3 | 16 | 3 | 30 | 0 | 0 | 0 | 6.2 | 1.1 | 36.2 | 40.8 | 9.4 | 965.9
2019 | 3 | 16 | 4 | 30 | 0 | 0 | 0 | 6.1 | 1.3 | 61.1 | 41.2 | 9.3 | 965.6
2019 | 3 | 16 | 5 | 30 | 0 | 0 | 0 | 6.1 | 1 | 45.2 | 44.6 | 7.9 | 965.6
2019 | 3 | 16 | 6 | 30 | 0 | 0 | 0 | 6.6 | 1.9 | 91 | 41.8 | 9.3 | 965.7
2019 | 3 | 16 | 7 | 30 | 11 | 198 | 26 | 6.3 | 0.4 | 73.4 | 44.1 | 8.4 | 965.9
2019 | 3 | 16 | 8 | 30 | 40 | 700 | 202 | 6.4 | 1.4 | 82.8 | 37.8 | 12.5 | 966.2
2019 | 3 | 16 | 9 | 30 | 52 | 880 | 422 | 6.7 | 0.9 | 113.3 | 31.1 | 17.1 | 966.2
2019 | 3 | 16 | 10 | 30 | 58 | 965 | 620 | 6.6 | 0.9 | 194.4 | 26.2 | 20.4 | 965.9
2019 | 3 | 16 | 11 | 30 | 61 | 1007 | 770 | 6.2 | 1.4 | 234.8 | 22.8 | 22.1 | 965.5
2019 | 3 | 16 | 12 | 30 | 63 | 1027 | 858 | 5.7 | 2.8 | 249.6 | 20.3 | 23 | 964.9
2019 | 3 | 16 | 13 | 30 | 64 | 1031 | 881 | 4.8 | 3.2 | 250.8 | 19.4 | 23.8 | 963.9
2019 | 3 | 16 | 14 | 30 | 63 | 1021 | 833 | 3.6 | 5.4 | 246.1 | 19.5 | 24 | 962.9
2019 | 3 | 16 | 15 | 30 | 62 | 988 | 718 | 2.7 | 5.9 | 255 | 19.8 | 24.1 | 962.2
2019 | 3 | 16 | 16 | 30 | 58 | 924 | 547 | 2.3 | 6 | 257.5 | 19.9 | 23.8 | 961.8
2019 | 3 | 16 | 17 | 30 | 50 | 806 | 339 | 3.5 | 5.6 | 263.6 | 21 | 22.8 | 961.7
2019 | 3 | 16 | 18 | 30 | 32 | 522 | 121 | 3.8 | 4.4 | 282.9 | 23 | 21.4 | 961.6
2019 | 3 | 16 | 19 | 30 | 3 | 17 | 3 | 4 | 3.6 | 293.9 | 25.4 | 18.6 | 961.7
2019 | 3 | 16 | 20 | 30 | 0 | 0 | 0 | 4.7 | 2.1 | 237.8 | 33.7 | 15.5 | 962.1
2019 | 3 | 16 | 21 | 30 | 0 | 0 | 0 | 5.3 | 1 | 252.8 | 38 | 13.4 | 962.4
2019 | 3 | 16 | 22 | 30 | 0 | 0 | 0 | 5.7 | 0.3 | 211.6 | 40.8 | 12.3 | 962.7
2019 | 3 | 16 | 23 | 30 | 0 | 0 | 0 | 6 | 0.2 | 173.7 | 39.6 | 11.3 | 962.3
2019 | 3 | 17 | 0 | 30 | 0 | 0 | 0 | 6.4 | 0.7 | 133.5 | 42 | 10.3 | 961.8
2019 | 3 | 17 | 1 | 30 | 0 | 0 | 0 | 6.7 | 1 | 9.3 | 39.5 | 10.3 | 961.3
2019 | 3 | 17 | 2 | 30 | 0 | 0 | 0 | 7 | 0.7 | 3.5 | 40.6 | 10 | 960.7
2019 | 3 | 17 | 3 | 30 | 0 | 0 | 0 | 7.2 | 1.6 | 6.4 | 41.3 | 10.3 | 959.9
2019 | 3 | 17 | 4 | 30 | 0 | 0 | 0 | 7.4 | 2.6 | 18.9 | 38.5 | 10.8 | 959.6
2019 | 3 | 17 | 5 | 30 | 0 | 0 | 0 | 7.5 | 2.4 | 17.1 | 37.9 | 10.8 | 959.6
2019 | 3 | 17 | 6 | 30 | 0 | 0 | 0 | 7.8 | 1.7 | 38.1 | 38.5 | 10 | 959.8
2019 | 3 | 17 | 7 | 30 | 11 | 203 | 28 | 7.4 | 2.1 | 23.7 | 38.1 | 9.7 | 960.1
2019 | 3 | 17 | 8 | 30 | 39 | 720 | 210 | 5.9 | 1.5 | 22.1 | 31.4 | 14.1 | 960.6
2019 | 3 | 17 | 9 | 30 | 53 | 897 | 434 | 4.7 | 0.7 | 204.3 | 28.2 | 18.9 | 960.7
2019 | 3 | 17 | 10 | 30 | 61 | 971 | 632 | 3.6 | 2.7 | 208.1 | 25 | 21.8 | 960.6
2019 | 3 | 17 | 11 | 30 | 69 | 989 | 771 | 2.6 | 1.7 | 186.9 | 20.9 | 23.9 | 960.1
2019 | 3 | 17 | 12 | 30 | 75 | 1001 | 856 | 1.6 | 4.7 | 260.5 | 16.3 | 25.4 | 959.6
2019 | 3 | 17 | 13 | 30 | 74 | 1006 | 877 | 0.9 | 4.1 | 290.5 | 17.7 | 25.5 | 959
2019 | 3 | 17 | 14 | 30 | 76 | 980 | 821 | 0.4 | 4.7 | 290.5 | 19.5 | 25.6 | 958.3
2019 | 3 | 17 | 15 | 30 | 74 | 952 | 711 | 0.2 | 5.2 | 260.5 | 20.3 | 25.9 | 957.6
2019 | 3 | 17 | 16 | 30 | 65 | 909 | 549 | 0.3 | 6 | 338.1 | 17.2 | 25.8 | 957.3
2019 | 3 | 17 | 17 | 30 | 59 | 786 | 343 | 2.7 | 5.8 | 322.1 | 17.1 | 24.9 | 957.3
2019 | 3 | 17 | 18 | 30 | 39 | 501 | 125 | 3.1 | 4.7 | 333.7 | 17.6 | 23.4 | 957.8
2019 | 3 | 17 | 19 | 30 | 3 | 13 | 3 | 2.7 | 2.2 | 297.2 | 19.7 | 20.7 | 958.3
2019 | 3 | 17 | 20 | 30 | 0 | 0 | 0 | 2.6 | 1.7 | 299.6 | 20.9 | 18.4 | 958.8
2019 | 3 | 17 | 21 | 30 | 0 | 0 | 0 | 2.9 | 1.3 | 214.6 | 22.6 | 17.1 | 959.3
2019 | 3 | 17 | 22 | 30 | 0 | 0 | 0 | 3.1 | 1.3 | 107.4 | 25.8 | 14.4 | 959.7
2019 | 3 | 17 | 23 | 30 | 0 | 0 | 0 | 3.5 | 1.2 | 35 | 26.9 | 13.6 | 959.8
2019 | 3 | 18 | 0 | 30 | 0 | 0 | 0 | 3.2 | 1.8 | 26.3 | 28.5 | 13.6 | 959.8
2019 | 3 | 18 | 1 | 30 | 0 | 0 | 0 | 2.8 | 1.7 | 52.8 | 31.1 | 12.8 | 959.7
2019 | 3 | 18 | 2 | 30 | 0 | 0 | 0 | 2.4 | 2 | 20.3 | 33 | 12.6 | 959.5
2019 | 3 | 18 | 3 | 30 | 0 | 0 | 0 | 2.1 | 3.7 | 75.1 | 50 | 11.4 | 959.9
2019 | 3 | 18 | 4 | 30 | 0 | 0 | 0 | 2 | 3.6 | 60.1 | 71 | 11.4 | 960.7
2019 | 3 | 18 | 5 | 30 | 0 | 0 | 0 | 1.7 | 2.5 | 53.2 | 75.6 | 10.8 | 961.1
2019 | 3 | 18 | 6 | 30 | 0 | 0 | 0 | 3 | 3.2 | 73 | 78.2 | 10 | 961.5
2019 | 3 | 18 | 7 | 30 | 16 | 72 | 24 | 1.9 | 4 | 93.9 | 76.7 | 9 | 962
2019 | 3 | 18 | 8 | 30 | 73 | 442 | 183 | 2.6 | 4.3 | 90.2 | 67.1 | 11.2 | 962.7
2019 | 3 | 18 | 9 | 30 | 195 | 435 | 375 | 3.9 | 6 | 62 | 60 | 13.6 | 963.3
2019 | 3 | 18 | 10 | 30 | 240 | 338 | 449 | 4.9 | 6.2 | 65.6 | 59.1 | 14.2 | 964
2019 | 3 | 18 | 11 | 30 | 224 | 652 | 694 | 5.7 | 6.8 | 76.4 | 53.8 | 15.6 | 964
2019 | 3 | 18 | 12 | 30 | 301 | 446 | 662 | 6 | 8 | 84.4 | 59.6 | 14.9 | 964.1
2019 | 3 | 18 | 13 | 30 | 268 | 798 | 917 | 6.2 | 7.8 | 95.2 | 55.8 | 16.2 | 963.8
2019 | 3 | 18 | 14 | 30 | 322 | 208 | 492 | 6.4 | 7.8 | 92.9 | 56.4 | 15.5 | 963.3
2019 | 3 | 18 | 15 | 30 | 328 | 312 | 546 | 6.8 | 7.7 | 97.8 | 57 | 15.6 | 963
2019 | 3 | 18 | 16 | 30 | 204 | 36 | 225 | 7.3 | 7.3 | 95 | 63.9 | 14.3 | 963
2019 | 3 | 18 | 17 | 30 | 155 | 1 | 157 | 8.4 | 6.9 | 93 | 67.4 | 13.2 | 963.3
2019 | 3 | 18 | 18 | 30 | 36 | 0 | 37 | 8.3 | 5.7 | 87 | 69.7 | 12.1 | 964.1
2019 | 3 | 18 | 19 | 30 | 1 | 0 | 1 | 8.1 | 5.6 | 85.8 | 70.4 | 11.4 | 964.7
2019 | 3 | 18 | 20 | 30 | 0 | 0 | 0 | 7.8 | 4.6 | 78.9 | 68.2 | 11.1 | 965.2
2019 | 3 | 18 | 21 | 30 | 0 | 0 | 0 | 7.4 | 3.7 | 79.6 | 70.9 | 10.8 | 965.8
2019 | 3 | 18 | 22 | 30 | 0 | 0 | 0 | 6.8 | 2.8 | 71.6 | 73.5 | 10.8 | 966.1
2019 | 3 | 18 | 23 | 30 | 0 | 0 | 0 | 6 | 2.8 | 50.5 | 71.9 | 10.6 | 966.2
2019 | 3 | 19 | 0 | 30 | 0 | 0 | 0 | 5.3 | 2.7 | 55.5 | 75.5 | 10.5 | 965.9
2019 | 3 | 19 | 1 | 30 | 0 | 0 | 0 | 4.8 | 2.4 | 88.7 | 77.9 | 10.3 | 965.6
2019 | 3 | 19 | 2 | 30 | 0 | 0 | 0 | 4.6 | 2.2 | 100.1 | 79.7 | 10.3 | 965.2
2019 | 3 | 19 | 3 | 30 | 0 | 0 | 0 | 4.5 | 2.2 | 97.6 | 80.2 | 10.2 | 964.6
2019 | 3 | 19 | 4 | 30 | 0 | 0 | 0 | 4.5 | 1.8 | 101.9 | 80.1 | 10.2 | 964.1
2019 | 3 | 19 | 5 | 30 | 0 | 0 | 0 | 4.7 | 1.5 | 91.2 | 80.5 | 10.1 | 963.9
2019 | 3 | 19 | 6 | 30 | 0 | 0 | 0 | 5.3 | 1.5 | 97.6 | 78.6 | 10.1 | 963.9
2019 | 3 | 19 | 7 | 30 | 12 | 0 | 12 | 5.1 | 1.3 | 104.3 | 79.4 | 10 | 963.9
2019 | 3 | 19 | 8 | 30 | 103 | 27 | 112 | 3.3 | 1.2 | 137.7 | 79.8 | 10.5 | 964
2019 | 3 | 19 | 9 | 30 | 203 | 15 | 213 | 2.5 | 2.1 | 216.8 | 76.2 | 11.2 | 963.9
2019 | 3 | 19 | 10 | 30 | 276 | 0 | 280 | 2.3 | 1.2 | 137.4 | 70.1 | 12.2 | 964
2019 | 3 | 19 | 11 | 30 | 387 | 6 | 398 | 2.2 | 2.1 | 103.8 | 60.7 | 13.4 | 963.7
2019 | 3 | 19 | 12 | 30 | 434 | 69 | 499 | 2.2 | 3.7 | 120.8 | 55.9 | 14.6 | 963.3
2019 | 3 | 19 | 13 | 30 | 375 | 140 | 499 | 2.2 | 5.6 | 106.1 | 55 | 14.7 | 962.9
2019 | 3 | 19 | 14 | 30 | 347 | 296 | 581 | 2.2 | 4 | 113.7 | 50.9 | 15.4 | 962.2
2019 | 3 | 19 | 15 | 30 | 212 | 14 | 225 | 2.2 | 4 | 102 | 48.5 | 15.4 | 961.9
2019 | 3 | 19 | 16 | 30 | 122 | 1 | 125 | 2.5 | 5.7 | 112.3 | 59.3 | 13.7 | 962.5
2019 | 3 | 19 | 17 | 30 | 104 | 93 | 141 | 4.1 | 5.7 | 105.1 | 63.9 | 12.7 | 962.9
2019 | 3 | 19 | 18 | 30 | 63 | 69 | 78 | 4.6 | 6.3 | 92.4 | 63.6 | 11.7 | 964
2019 | 3 | 19 | 19 | 30 | 2 | 0 | 2 | 4.5 | 5.1 | 88.9 | 71.9 | 10 | 965.1
2019 | 3 | 19 | 20 | 30 | 0 | 0 | 0 | 4.5 | 5.1 | 87.8 | 76.1 | 9.2 | 965.8
2019 | 3 | 19 | 21 | 30 | 0 | 0 | 0 | 4.5 | 4.3 | 97.2 | 78.9 | 8.8 | 966.5
2019 | 3 | 19 | 22 | 30 | 0 | 0 | 0 | 4.7 | 3 | 94.2 | 77.9 | 8.3 | 967.1
2019 | 3 | 19 | 23 | 30 | 0 | 0 | 0 | 5 | 3 | 88.2 | 76.9 | 8.4 | 967.5
2019 | 3 | 20 | 0 | 30 | 0 | 0 | 0 | 5.3 | 2.1 | 92.7 | 81.3 | 7 | 967.4
2019 | 3 | 20 | 1 | 30 | 0 | 0 | 0 | 5.5 | 2.6 | 94.7 | 83.1 | 6.3 | 967.3
2019 | 3 | 20 | 2 | 30 | 0 | 0 | 0 | 5.5 | 2.7 | 119 | 78.6 | 6.7 | 967.1
2019 | 3 | 20 | 3 | 30 | 0 | 0 | 0 | 5.5 | 2.1 | 88.9 | 74.6 | 6.4 | 966.5
2019 | 3 | 20 | 4 | 30 | 0 | 0 | 0 | 5.3 | 1.3 | 124 | 72.9 | 5.9 | 966.2
2019 | 3 | 20 | 5 | 30 | 0 | 0 | 0 | 5.1 | 0.9 | 86.5 | 72.9 | 5.5 | 966.2
2019 | 3 | 20 | 6 | 30 | 0 | 0 | 0 | 5.3 | 1.2 | 74.9 | 69.6 | 6.1 | 966.3
2019 | 3 | 20 | 7 | 30 | 16 | 207 | 36 | 5 | 2.1 | 70.8 | 68 | 6.3 | 967
2019 | 3 | 20 | 8 | 30 | 50 | 682 | 223 | 3.7 | 2.7 | 83 | 62.4 | 8.5 | 967.6
2019 | 3 | 20 | 9 | 30 | 95 | 839 | 465 | 3.3 | 5.7 | 89.7 | 52.5 | 10.7 | 968
2019 | 3 | 20 | 10 | 30 | 113 | 755 | 563 | 3.1 | 5.3 | 85.7 | 45.9 | 11.9 | 968.2
2019 | 3 | 20 | 11 | 30 | 238 | 628 | 699 | 2.8 | 5.7 | 89.8 | 43.4 | 12.8 | 968
2019 | 3 | 20 | 12 | 30 | 263 | 708 | 828 | 2.6 | 6.4 | 90.7 | 42.1 | 14.1 | 967.7
2019 | 3 | 20 | 13 | 30 | 339 | 187 | 500 | 2.6 | 6.6 | 86.1 | 45.8 | 13.2 | 967.4
2019 | 3 | 20 | 14 | 30 | 346 | 555 | 780 | 2.8 | 8.1 | 100.2 | 55.2 | 12.5 | 967
2019 | 3 | 20 | 15 | 30 | 305 | 548 | 680 | 3.1 | 7.1 | 97.8 | 53.7 | 12.9 | 966.5
2019 | 3 | 20 | 16 | 30 | 202 | 611 | 544 | 4.6 | 7.1 | 94.5 | 47.4 | 13.4 | 966.2
2019 | 3 | 20 | 17 | 30 | 118 | 179 | 198 | 6.2 | 7.4 | 96.6 | 52.4 | 11.7 | 966.5
2019 | 3 | 20 | 18 | 30 | 55 | 103 | 77 | 5.5 | 6.1 | 84.9 | 64.3 | 9.7 | 967.3
2019 | 3 | 20 | 19 | 30 | 2 | 0 | 2 | 5.5 | 5 | 88 | 70.9 | 8.8 | 967.8
2019 | 3 | 20 | 20 | 30 | 0 | 0 | 0 | 5.4 | 4.5 | 82.1 | 71.8 | 8.3 | 968.5
2019 | 3 | 20 | 21 | 30 | 0 | 0 | 0 | 5.3 | 4.6 | 67.6 | 68.9 | 8.3 | 969
2019 | 3 | 20 | 22 | 30 | 0 | 0 | 0 | 5.2 | 2.3 | 56.4 | 68.9 | 7.6 | 969.3
2019 | 3 | 20 | 23 | 30 | 0 | 0 | 0 | 5 | 1.3 | 104.9 | 75 | 6.2 | 969.1
2019 | 3 | 21 | 0 | 30 | 0 | 0 | 0 | 4.9 | 1.9 | 85.5 | 78.9 | 5.1 | 968.8
2019 | 3 | 21 | 1 | 30 | 0 | 0 | 0 | 4.8 | 1 | 52.6 | 76.2 | 4.9 | 968.4
2019 | 3 | 21 | 2 | 30 | 0 | 0 | 0 | 4.6 | 1.5 | 118.8 | 82.2 | 3.5 | 967.9
2019 | 3 | 21 | 3 | 30 | 0 | 0 | 0 | 4.5 | 4 | 55.8 | 57.7 | 7.1 | 967.2
2019 | 3 | 21 | 4 | 30 | 0 | 0 | 0 | 4.4 | 5.1 | 45.6 | 55.4 | 7.8 | 966.7
2019 | 3 | 21 | 5 | 30 | 0 | 0 | 0 | 4.4 | 3.7 | 38.8 | 55.2 | 7.6 | 966.7
2019 | 3 | 21 | 6 | 30 | 0 | 0 | 0 | 4.9 | 4.2 | 38.6 | 48.8 | 7.8 | 966.7
2019 | 3 | 21 | 7 | 30 | 16 | 192 | 36 | 4.6 | 3.9 | 37.3 | 45.7 | 8.1 | 967.1
2019 | 3 | 21 | 8 | 30 | 47 | 688 | 225 | 4.8 | 4.1 | 37.3 | 42.4 | 9.4 | 967.7
2019 | 3 | 21 | 9 | 30 | 66 | 853 | 446 | 4.8 | 6.6 | 48 | 39.4 | 10.5 | 967.9
2019 | 3 | 21 | 10 | 30 | 114 | 791 | 591 | 4.5 | 6.7 | 60 | 41.5 | 11.2 | 968.3
2019 | 3 | 21 | 11 | 30 | 240 | 271 | 437 | 4.2 | 6 | 59.3 | 42.5 | 11.5 | 968.1
2019 | 3 | 21 | 12 | 30 | 347 | 232 | 540 | 4 | 6.4 | 73.2 | 38.6 | 12.5 | 967.7
2019 | 3 | 21 | 13 | 30 | 287 | 31 | 320 | 3.8 | 5.9 | 71.6 | 39.8 | 12.5 | 967.3
2019 | 3 | 21 | 14 | 30 | 278 | 360 | 565 | 3.6 | 6.4 | 84.5 | 41.3 | 13.3 | 966.7
2019 | 3 | 21 | 15 | 30 | 282 | 176 | 413 | 3.4 | 6.8 | 87.1 | 42.8 | 13.2 | 966.5
2019 | 3 | 21 | 16 | 30 | 159 | 737 | 563 | 3.5 | 5.9 | 88.5 | 42.6 | 13.7 | 966.3
2019 | 3 | 21 | 17 | 30 | 95 | 427 | 240 | 6.5 | 5.8 | 88.5 | 47.2 | 12.9 | 966.1
2019 | 3 | 21 | 18 | 30 | 47 | 423 | 126 | 5.5 | 6.2 | 98.4 | 51.7 | 11.9 | 966.4
2019 | 3 | 21 | 19 | 30 | 4 | 17 | 5 | 5.1 | 4.9 | 91.5 | 57.7 | 10 | 966.8
2019 | 3 | 21 | 20 | 30 | 0 | 0 | 0 | 5 | 3.5 | 82.2 | 64.9 | 9 | 967.6
2019 | 3 | 21 | 21 | 30 | 0 | 0 | 0 | 4.8 | 2.8 | 66.5 | 70.4 | 9.2 | 968.2
2019 | 3 | 21 | 22 | 30 | 0 | 0 | 0 | 4.8 | 2.8 | 68.5 | 70.6 | 9.5 | 968.5
2019 | 3 | 21 | 23 | 30 | 0 | 0 | 0 | 4.8 | 3.7 | 83.8 | 69.1 | 8.8 | 968.3
2019 | 3 | 22 | 0 | 30 | 0 | 0 | 0 | 4.9 | 2.8 | 85.6 | 70.9 | 7.9 | 968.1
2019 | 3 | 22 | 1 | 30 | 0 | 0 | 0 | 5 | 3.8 | 92.6 | 73.3 | 6.9 | 967.7
2019 | 3 | 22 | 2 | 30 | 0 | 0 | 0 | 4.8 | 1.9 | 98.7 | 74.9 | 6.6 | 967.5
2019 | 3 | 22 | 3 | 30 | 0 | 0 | 0 | 4.7 | 0.6 | 75.1 | 78.3 | 5.1 | 967.1
2019 | 3 | 22 | 4 | 30 | 0 | 0 | 0 | 4.5 | 1.2 | 56.1 | 79.1 | 4.7 | 966.8
2019 | 3 | 22 | 5 | 30 | 0 | 0 | 0 | 4.5 | 3.4 | 87 | 67.2 | 5.4 | 966.9
2019 | 3 | 22 | 6 | 30 | 0 | 0 | 0 | 5.7 | 2.8 | 70.3 | 49.8 | 7.4 | 967.1
2019 | 3 | 22 | 7 | 30 | 20 | 34 | 25 | 5.3 | 2.7 | 47.9 | 49.5 | 7.7 | 967.4
2019 | 3 | 22 | 8 | 30 | 84 | 454 | 208 | 5.1 | 2.5 | 120.4 | 49.7 | 8.5 | 967.6
2019 | 3 | 22 | 9 | 30 | 137 | 689 | 451 | 4.3 | 3.9 | 104.8 | 43.7 | 11.2 | 967.9
2019 | 3 | 22 | 10 | 30 | 134 | 721 | 580 | 4.3 | 4.9 | 89.2 | 39.1 | 12.3 | 968.1
2019 | 3 | 22 | 11 | 30 | 130 | 883 | 779 | 4.5 | 5.9 | 95.8 | 39.6 | 13.5 | 967.9
2019 | 3 | 22 | 12 | 30 | 134 | 903 | 862 | 4.7 | 6 | 87.2 | 41.1 | 14.4 | 967.5
2019 | 3 | 22 | 13 | 30 | 149 | 892 | 883 | 4.8 | 6.1 | 89.1 | 38.3 | 15.3 | 967
2019 | 3 | 22 | 14 | 30 | 173 | 855 | 844 | 4.8 | 5.5 | 97.9 | 37.1 | 16.4 | 966.3
2019 | 3 | 22 | 15 | 30 | 168 | 743 | 681 | 4.8 | 5.8 | 109.5 | 39.7 | 16.6 | 965.9
2019 | 3 | 22 | 16 | 30 | 164 | 693 | 549 | 5.9 | 6.5 | 104.2 | 41.3 | 16.3 | 965.8
2019 | 3 | 22 | 17 | 30 | 130 | 378 | 282 | 8.1 | 6.3 | 103.9 | 43.9 | 15.5 | 965.8
2019 | 3 | 22 | 18 | 30 | 59 | 198 | 99 | 7.3 | 5.9 | 101.6 | 49.1 | 13.6 | 966.3
2019 | 3 | 22 | 19 | 30 | 4 | 1 | 5 | 6.9 | 4.1 | 102.3 | 57.2 | 11.8 | 966.9
2019 | 3 | 22 | 20 | 30 | 0 | 0 | 0 | 6.6 | 3 | 112.9 | 60.8 | 11.2 | 967.3
2019 | 3 | 22 | 21 | 30 | 0 | 0 | 0 | 6.4 | 3.6 | 81.4 | 62.1 | 10.9 | 967.7
2019 | 3 | 22 | 22 | 30 | 0 | 0 | 0 | 6.3 | 3.3 | 79.6 | 64.3 | 10.2 | 967.9
2019 | 3 | 22 | 23 | 30 | 0 | 0 | 0 | 6.6 | 2.8 | 88.3 | 66.4 | 9.7 | 967.7
2019 | 3 | 23 | 0 | 30 | 0 | 0 | 0 | 6.9 | 2.5 | 85.3 | 68.2 | 9 | 967.6
2019 | 3 | 23 | 1 | 30 | 0 | 0 | 0 | 7.4 | 2.1 | 77.7 | 67.6 | 8.7 | 967.2
2019 | 3 | 23 | 2 | 30 | 0 | 0 | 0 | 8.1 | 1 | 69.5 | 66.8 | 8.6 | 967.1
2019 | 3 | 23 | 3 | 30 | 0 | 0 | 0 | 8.8 | 0.9 | 315.7 | 66.5 | 8.6 | 966.6
2019 | 3 | 23 | 4 | 30 | 0 | 0 | 0 | 9.3 | 0.7 | 77.2 | 69.4 | 7.3 | 966.4
2019 | 3 | 23 | 5 | 30 | 0 | 0 | 0 | 9.7 | 1 | 45 | 71.5 | 6.8 | 966.3
2019 | 3 | 23 | 6 | 30 | 0 | 0 | 0 | 10.2 | 2.1 | 72.7 | 70.4 | 7.3 | 966.3
2019 | 3 | 23 | 7 | 30 | 21 | 127 | 36 | 9.6 | 1 | 69.6 | 72.1 | 7.3 | 966.5
2019 | 3 | 23 | 8 | 30 | 68 | 549 | 218 | 6.8 | 2.7 | 87.8 | 68.4 | 10.5 | 966.6
2019 | 3 | 23 | 9 | 30 | 99 | 659 | 405 | 4.7 | 6 | 73.7 | 55.1 | 13 | 966.7
2019 | 3 | 23 | 10 | 30 | 257 | 435 | 522 | 3.2 | 6.5 | 72.2 | 47.8 | 14.1 | 966.7
2019 | 3 | 23 | 11 | 30 | 321 | 313 | 564 | 2.3 | 6.5 | 87.2 | 49.3 | 14.5 | 966.8
2019 | 3 | 23 | 12 | 30 | 279 | 377 | 589 | 1.9 | 7.3 | 81.5 | 51.3 | 15 | 966.5
2019 | 3 | 23 | 13 | 30 | 397 | 76 | 468 | 1.7 | 7.4 | 80.2 | 69.7 | 12.1 | 966.7
2019 | 3 | 23 | 14 | 30 | 451 | 307 | 709 | 1.7 | 6.1 | 65.9 | 59.8 | 13.4 | 966.2
2019 | 3 | 23 | 15 | 30 | 255 | 13 | 269 | 2 | 5.4 | 57.8 | 63.1 | 12.6 | 965.6
2019 | 3 | 23 | 16 | 30 | 130 | 4 | 134 | 2.6 | 5.3 | 69.4 | 64.6 | 12.6 | 965.2
2019 | 3 | 23 | 17 | 30 | 45 | 0 | 45 | 6.1 | 5 | 61.7 | 70.1 | 11.6 | 965.1
2019 | 3 | 23 | 18 | 30 | 53 | 0 | 54 | 5.3 | 4.6 | 67.4 | 69.8 | 11.7 | 965.1
2019 | 3 | 23 | 19 | 30 | 3 | 0 | 3 | 5.4 | 4.1 | 66.9 | 68.6 | 11.5 | 965.4
2019 | 3 | 23 | 20 | 30 | 0 | 0 | 0 | 5.6 | 3.6 | 70.9 | 68 | 11.3 | 965.4
2019 | 3 | 23 | 21 | 30 | 0 | 0 | 0 | 5.6 | 3.9 | 68.5 | 66.8 | 11.2 | 965.7
2019 | 3 | 23 | 22 | 30 | 0 | 0 | 0 | 5.6 | 3.1 | 71.9 | 66.7 | 11.2 | 965.7
2019 | 3 | 23 | 23 | 30 | 0 | 0 | 0 | 5.7 | 2.5 | 89.7 | 73.7 | 9.5 | 965.5
2019 | 3 | 24 | 0 | 30 | 0 | 0 | 0 | 6 | 1.9 | 93.3 | 80.5 | 8.1 | 965.1
2019 | 3 | 24 | 1 | 30 | 0 | 0 | 0 | 6.2 | 3.5 | 66.2 | 71.5 | 9.9 | 964.9
2019 | 3 | 24 | 2 | 30 | 0 | 0 | 0 | 6.4 | 3.6 | 66.6 | 68.7 | 10.5 | 964.7
2019 | 3 | 24 | 3 | 30 | 0 | 0 | 0 | 6.5 | 3.7 | 67.4 | 68.6 | 10.6 | 964.4
2019 | 3 | 24 | 4 | 30 | 0 | 0 | 0 | 6.5 | 3.1 | 76.3 | 67.4 | 10.4 | 964.2
2019 | 3 | 24 | 5 | 30 | 0 | 0 | 0 | 6.4 | 2.9 | 88.3 | 66.3 | 10.4 | 964.3
2019 | 3 | 24 | 6 | 30 | 0 | 0 | 0 | 6.8 | 2.7 | 103.7 | 70.3 | 9.2 | 964.2
2019 | 3 | 24 | 7 | 30 | 29 | 9 | 30 | 6.6 | 3.3 | 97.7 | 65.4 | 10.4 | 964.2
2019 | 3 | 24 | 8 | 30 | 113 | 50 | 125 | 5.8 | 4.7 | 78 | 54 | 12.6 | 964.4
2019 | 3 | 24 | 9 | 30 | 116 | 0 | 118 | 5.1 | 5.6 | 93 | 54.1 | 13 | 964.7
2019 | 3 | 24 | 10 | 30 | 218 | 30 | 243 | 4.4 | 5.4 | 101.1 | 53.3 | 13.9 | 965.6
2019 | 3 | 24 | 11 | 30 | 280 | 8 | 292 | 3.6 | 5.5 | 103.8 | 52.5 | 15 | 965.6
2019 | 3 | 24 | 12 | 30 | 458 | 83 | 537 | 2.9 | 6.1 | 85.6 | 49.9 | 16.2 | 965.1
2019 | 3 | 24 | 13 | 30 | 377 | 2 | 387 | 2.1 | 6.1 | 87.1 | 48.9 | 16.5 | 964.5
2019 | 3 | 24 | 14 | 30 | 178 | 1 | 181 | 1.5 | 7 | 87.4 | 50 | 16 | 963.8
2019 | 3 | 24 | 15 | 30 | 260 | 4 | 267 | 1.1 | 6.4 | 86.5 | 51.3 | 16 | 963.6
2019 | 3 | 24 | 16 | 30 | 244 | 16 | 256 | 1.3 | 6 | 89.3 | 50.2 | 16.2 | 963.4
2019 | 3 | 24 | 17 | 30 | 140 | 3 | 143 | 4 | 5.6 | 93.7 | 50.5 | 15.7 | 963.4
2019 | 3 | 24 | 18 | 30 | 51 | 0 | 52 | 4.5 | 4.9 | 100.9 | 53.3 | 14.8 | 963.4
2019 | 3 | 24 | 19 | 30 | 4 | 0 | 4 | 5.1 | 3.8 | 96.9 | 64.3 | 13.2 | 963.5
2019 | 3 | 24 | 20 | 30 | 0 | 0 | 0 | 5.7 | 3.3 | 95.9 | 71.1 | 11.9 | 963.8
2019 | 3 | 24 | 21 | 30 | 0 | 0 | 0 | 5.9 | 3.2 | 95.4 | 72 | 11.7 | 964
2019 | 3 | 24 | 22 | 30 | 0 | 0 | 0 | 6.1 | 1.7 | 104 | 71.7 | 11.4 | 964.1
2019 | 3 | 24 | 23 | 30 | 0 | 0 | 0 | 6 | 0.8 | 127.5 | 67.7 | 11.4 | 963.9
2019 | 3 | 25 | 0 | 30 | 0 | 0 | 0 | 5.9 | 1.4 | 85.2 | 64.8 | 11.2 | 963.5
2019 | 3 | 25 | 1 | 30 | 0 | 0 | 0 | 5.9 | 2.3 | 105.1 | 60.2 | 11.5 | 963.1
2019 | 3 | 25 | 2 | 30 | 0 | 0 | 0 | 5.7 | 1.6 | 83.5 | 58.4 | 11.3 | 962.7
2019 | 3 | 25 | 3 | 30 | 0 | 0 | 0 | 5.5 | 1.4 | 66.6 | 58.5 | 10.7 | 962.5
2019 | 3 | 25 | 4 | 30 | 0 | 0 | 0 | 5.3 | 1.6 | 67.1 | 57.2 | 10.4 | 962
2019 | 3 | 25 | 5 | 30 | 0 | 0 | 0 | 5.1 | 1.9 | 72.7 | 58.3 | 9.6 | 961.7
2019 | 3 | 25 | 6 | 30 | 0 | 0 | 0 | 5.2 | 1.7 | 58.5 | 56.6 | 9.7 | 961.7
2019 | 3 | 25 | 7 | 30 | 36 | 177 | 57 | 3.6 | 1.9 | 74.9 | 53.9 | 10.5 | 962
2019 | 3 | 25 | 8 | 30 | 70 | 590 | 236 | 0.5 | 2.6 | 104.9 | 47.1 | 13.4 | 962.3
2019 | 3 | 25 | 9 | 30 | 87 | 770 | 447 | -1.9 | 5.1 | 106.9 | 41.6 | 16.3 | 962.3
2019 | 3 | 25 | 10 | 30 | 98 | 856 | 637 | -3 | 6.2 | 91.8 | 40.5 | 17.5 | 962.4
2019 | 3 | 25 | 11 | 30 | 55 | 903 | 767 | -3.6 | 6 | 87.3 | 40.7 | 18.3 | 962.2
2019 | 3 | 25 | 12 | 30 | 75 | 924 | 741 | -3.9 | 5.4 | 82.8 | 38.3 | 19 | 961.7
2019 | 3 | 25 | 13 | 30 | 108 | 929 | 871 | -3.8 | 6.1 | 91.4 | 37.6 | 20.1 | 960.9
2019 | 3 | 25 | 14 | 30 | 111 | 912 | 824 | -3.5 | 6.6 | 103.9 | 38.3 | 20.2 | 960
2019 | 3 | 25 | 15 | 30 | 105 | 876 | 711 | -2.6 | 7.4 | 97.6 | 39 | 20.2 | 959.3
2019 | 3 | 25 | 16 | 30 | 95 | 820 | 551 | 1.6 | 7.7 | 99.2 | 41 | 19.6 | 958.8
2019 | 3 | 25 | 17 | 30 | 79 | 696 | 349 | 3.2 | 7.2 | 98.6 | 42.8 | 18.7 | 958.7
2019 | 3 | 25 | 18 | 30 | 55 | 398 | 135 | 3.3 | 7.2 | 98.2 | 47.7 | 16.6 | 958.9
2019 | 3 | 25 | 19 | 30 | 6 | 26 | 8 | 3.6 | 5.1 | 98.5 | 50.4 | 14.5 | 959.4
2019 | 3 | 25 | 20 | 30 | 0 | 0 | 0 | 4.1 | 3.4 | 91.9 | 50.8 | 12.5 | 959.8
2019 | 3 | 25 | 21 | 30 | 0 | 0 | 0 | 4.9 | 3.8 | 104.3 | 54.8 | 11.4 | 960
2019 | 3 | 25 | 22 | 30 | 0 | 0 | 0 | 5.3 | 3.4 | 90.2 | 56.6 | 10.4 | 960.1
2019 | 3 | 25 | 23 | 30 | 0 | 0 | 0 | 5.4 | 1.9 | 38.9 | 54.9 | 10.6 | 960.1
2019 | 3 | 26 | 0 | 30 | 0 | 0 | 0 | 5.3 | 1.6 | 11.8 | 58.8 | 10.1 | 959.7
2019 | 3 | 26 | 1 | 30 | 0 | 0 | 0 | 5.1 | 2.3 | 45.6 | 58.8 | 10.1 | 959.4
2019 | 3 | 26 | 2 | 30 | 0 | 0 | 0 | 4.8 | 3.4 | 60.6 | 58.3 | 10.9 | 959.1
2019 | 3 | 26 | 3 | 30 | 0 | 0 | 0 | 4.5 | 3.8 | 55.4 | 58.3 | 10.9 | 958.8
2019 | 3 | 26 | 4 | 30 | 0 | 0 | 0 | 4 | 3 | 63.2 | 57.9 | 10.1 | 958.3
2019 | 3 | 26 | 5 | 30 | 0 | 0 | 0 | 3.4 | 2.9 | 46.9 | 58.2 | 9.4 | 957.9
2019 | 3 | 26 | 6 | 30 | 0 | 0 | 0 | 3.1 | 3.3 | 54.9 | 52.6 | 9.8 | 958.2
2019 | 3 | 26 | 7 | 30 | 46 | 38 | 52 | 0.7 | 3.1 | 76.9 | 50.3 | 10.1 | 958.7
2019 | 3 | 26 | 8 | 30 | 122 | 233 | 193 | -1.9 | 4.5 | 89.7 | 37.3 | 13.6 | 959.1
2019 | 3 | 26 | 9 | 30 | 200 | 275 | 323 | -3.6 | 6.9 | 71.5 | 28.5 | 16.1 | 959.4
2019 | 3 | 26 | 10 | 30 | 301 | 69 | 348 | -4.9 | 7.6 | 73.3 | 30.4 | 16 | 959.9
2019 | 3 | 26 | 11 | 30 | 412 | 312 | 654 | -5.7 | 8.1 | 70.4 | 33.6 | 16.6 | 960.1
2019 | 3 | 26 | 12 | 30 | 439 | 377 | 754 | -6.4 | 9.8 | 78.2 | 35 | 18.1 | 959.9
2019 | 3 | 26 | 13 | 30 | 432 | 565 | 906 | -6.7 | 10.7 | 81.9 | 42.7 | 18.1 | 959.6
2019 | 3 | 26 | 14 | 30 | 398 | 437 | 746 | -7.1 | 9.7 | 81.2 | 49.6 | 17.5 | 959.3
2019 | 3 | 26 | 15 | 30 | 396 | 479 | 738 | -7.1 | 9.9 | 83.6 | 54.6 | 16.9 | 959.2
2019 | 3 | 26 | 16 | 30 | 312 | 191 | 428 | -6.6 | 9.2 | 80.9 | 59.7 | 15.8 | 959.4
2019 | 3 | 26 | 17 | 30 | 142 | 12 | 148 | -2.6 | 9 | 82.2 | 67.9 | 14.1 | 959.5
2019 | 3 | 26 | 18 | 30 | 69 | 0 | 70 | -1.7 | 8.9 | 87.4 | 72.5 | 13.2 | 959.6
2019 | 3 | 26 | 19 | 30 | 3 | 0 | 3 | -1.4 | 8.4 | 87.8 | 72.4 | 12.5 | 960.1
2019 | 3 | 26 | 20 | 30 | 0 | 0 | 0 | -0.5 | 7.6 | 64.6 | 62.8 | 12.6 | 960.8
2019 | 3 | 26 | 21 | 30 | 0 | 0 | 0 | 0.5 | 7.3 | 57.5 | 52.2 | 12.4 | 961.4
2019 | 3 | 26 | 22 | 30 | 0 | 0 | 0 | 1.3 | 5.6 | 79 | 55.6 | 11.2 | 962.4
2019 | 3 | 26 | 23 | 30 | 0 | 0 | 0 | 1.7 | 6.8 | 71.2 | 53.8 | 10.3 | 962.9
2019 | 3 | 27 | 0 | 30 | 0 | 0 | 0 | 1.8 | 7.6 | 57.5 | 60.3 | 9.7 | 963.6
2019 | 3 | 27 | 1 | 30 | 0 | 0 | 0 | 1.8 | 8.1 | 47.1 | 57.8 | 9.7 | 963.6
2019 | 3 | 27 | 2 | 30 | 0 | 0 | 0 | 1.7 | 7.9 | 39.8 | 52.3 | 9.9 | 963.4
2019 | 3 | 27 | 3 | 30 | 0 | 0 | 0 | 1.7 | 6.7 | 45.4 | 52.4 | 9.5 | 963.5
2019 | 3 | 27 | 4 | 30 | 0 | 0 | 0 | 1.7 | 7.5 | 40.6 | 52.7 | 9.4 | 963.1
2019 | 3 | 27 | 5 | 30 | 0 | 0 | 0 | 1.8 | 6.7 | 49.1 | 54.9 | 9.2 | 963.4
2019 | 3 | 27 | 6 | 30 | 0 | 0 | 0 | 1.9 | 6.4 | 50.4 | 57.8 | 9 | 963.5
2019 | 3 | 27 | 7 | 30 | 24 | 210 | 51 | 0.6 | 7 | 46.8 | 58.2 | 9.3 | 963.8
2019 | 3 | 27 | 8 | 30 | 59 | 659 | 251 | -0.8 | 7.9 | 53.2 | 51.1 | 10.6 | 964
2019 | 3 | 27 | 9 | 30 | 71 | 862 | 477 | -1.6 | 8.3 | 59.8 | 41.9 | 12 | 964
2019 | 3 | 27 | 10 | 30 | 83 | 927 | 665 | -2.4 | 7.8 | 71.2 | 39.5 | 13.2 | 964.3
2019 | 3 | 27 | 11 | 30 | 90 | 961 | 805 | -3.3 | 7.9 | 78 | 36.7 | 14.5 | 964.4
2019 | 3 | 27 | 12 | 30 | 92 | 976 | 885 | -4.4 | 8.3 | 67.8 | 32 | 15.2 | 964.2
2019 | 3 | 27 | 13 | 30 | 88 | 995 | 911 | -5.6 | 9 | 83.4 | 28.3 | 16.3 | 963.8
2019 | 3 | 27 | 14 | 30 | 103 | 959 | 860 | -6.7 | 9.6 | 87.6 | 35 | 16.3 | 963.4
2019 | 3 | 27 | 15 | 30 | 124 | 898 | 752 | -7.5 | 8.8 | 93.6 | 44.5 | 15.9 | 963.4
2019 | 3 | 27 | 16 | 30 | 104 | 838 | 576 | -7.7 | 8.2 | 86.1 | 47.8 | 15.6 | 963.5
2019 | 3 | 27 | 17 | 30 | 78 | 736 | 367 | -2.4 | 8.4 | 87.5 | 51.8 | 14.6 | 963.7
2019 | 3 | 27 | 18 | 30 | 48 | 495 | 151 | -2 | 7.5 | 87.6 | 57.1 | 13.3 | 964.2
2019 | 3 | 27 | 19 | 30 | 7 | 45 | 10 | -2.4 | 7 | 86.3 | 66.2 | 11.4 | 965.1
2019 | 3 | 27 | 20 | 30 | 0 | 0 | 0 | -2.7 | 5.2 | 82 | 72 | 10.4 | 966.2
2019 | 3 | 27 | 21 | 30 | 0 | 0 | 0 | -2.7 | 3.4 | 79 | 75.4 | 9.9 | 967.3
2019 | 3 | 27 | 22 | 30 | 0 | 0 | 0 | -2.4 | 1.8 | 81.4 | 77.1 | 8.8 | 967.8
2019 | 3 | 27 | 23 | 30 | 0 | 0 | 0 | -2 | 1.7 | 65.9 | 74.7 | 7.7 | 968
2019 | 3 | 28 | 0 | 30 | 0 | 0 | 0 | -1.6 | 1.8 | 70.2 | 71.6 | 7 | 967.9
2019 | 3 | 28 | 1 | 30 | 0 | 0 | 0 | -1.2 | 1.3 | 75.8 | 71.4 | 5.9 | 967.8
2019 | 3 | 28 | 2 | 30 | 0 | 0 | 0 | -1 | 2.3 | 79.5 | 57.9 | 6.8 | 967.6
2019 | 3 | 28 | 3 | 30 | 0 | 0 | 0 | -0.8 | 2.5 | 79.2 | 54.6 | 7 | 967.4
2019 | 3 | 28 | 4 | 30 | 0 | 0 | 0 | -0.8 | 2 | 57.8 | 52 | 7.2 | 967.4
2019 | 3 | 28 | 5 | 30 | 0 | 0 | 0 | -0.9 | 1.1 | 116.9 | 63.3 | 5 | 967.6
2019 | 3 | 28 | 6 | 30 | 0 | 0 | 0 | 0 | 0.5 | 125.3 | 66.2 | 4.1 | 967.9
2019 | 3 | 28 | 7 | 30 | 21 | 323 | 61 | -1 | 1 | 297.2 | 58.7 | 5.7 | 968.5
2019 | 3 | 28 | 8 | 30 | 48 | 745 | 266 | -1.6 | 0.5 | 141.6 | 47.7 | 9.7 | 968.7
2019 | 3 | 28 | 9 | 30 | 61 | 893 | 485 | -2.5 | 1.4 | 155.8 | 37 | 12.2 | 968.9
2019 | 3 | 28 | 10 | 30 | 68 | 965 | 676 | -2.9 | 4.9 | 80.4 | 23.9 | 14.5 | 969.2
2019 | 3 | 28 | 11 | 30 | 79 | 983 | 812 | -3.1 | 5.5 | 96.4 | 25.6 | 15.4 | 969.2
2019 | 3 | 28 | 12 | 30 | 89 | 983 | 890 | -3 | 6.5 | 96 | 27.9 | 15.7 | 968.7
2019 | 3 | 28 | 13 | 30 | 86 | 993 | 910 | -2.8 | 6 | 95.8 | 26 | 16.2 | 968
2019 | 3 | 28 | 14 | 30 | 82 | 988 | 862 | -2.7 | 6.9 | 101.3 | 27.6 | 16.2 | 967.2
2019 | 3 | 28 | 15 | 30 | 77 | 965 | 751 | -2.6 | 7.3 | 98.7 | 33.7 | 15.9 | 966.6
2019 | 3 | 28 | 16 | 30 | 74 | 900 | 582 | -2.2 | 7.4 | 96.7 | 40.2 | 15.7 | 966.5
2019 | 3 | 28 | 17 | 30 | 61 | 808 | 378 | 2.9 | 7.8 | 97.1 | 44.3 | 14.8 | 966.4
2019 | 3 | 28 | 18 | 30 | 40 | 580 | 160 | 3.1 | 7.6 | 97 | 53.8 | 13.2 | 966.8
2019 | 3 | 28 | 19 | 30 | 6 | 70 | 11 | 2.8 | 5.8 | 87.5 | 65.5 | 11.2 | 967.3
2019 | 3 | 28 | 20 | 30 | 0 | 0 | 0 | 2.7 | 3.6 | 75 | 68 | 10.4 | 968
2019 | 3 | 28 | 21 | 30 | 0 | 0 | 0 | 2.6 | 2.9 | 98.5 | 73.2 | 9.4 | 968.5
2019 | 3 | 28 | 22 | 30 | 0 | 0 | 0 | 2.5 | 3.1 | 130.4 | 80.5 | 8.1 | 968.5
2019 | 3 | 28 | 23 | 30 | 0 | 0 | 0 | 2.3 | 2.3 | 81.3 | 83.1 | 7.2 | 968.4
2019 | 3 | 29 | 0 | 30 | 0 | 0 | 0 | 2.2 | 2.1 | 58 | 81.1 | 6.9 | 968.1
2019 | 3 | 29 | 1 | 30 | 0 | 0 | 0 | 1.8 | 0.8 | 113.7 | 78.4 | 5.8 | 967.8
2019 | 3 | 29 | 2 | 30 | 0 | 0 | 0 | 1.6 | 1.4 | 57.8 | 69.9 | 6.4 | 967.4
2019 | 3 | 29 | 3 | 30 | 0 | 0 | 0 | 1.3 | 1 | 129.7 | 70.7 | 5 | 967.1
2019 | 3 | 29 | 4 | 30 | 0 | 0 | 0 | 1.2 | 1.9 | 68 | 72.3 | 5.8 | 966.9
2019 | 3 | 29 | 5 | 30 | 0 | 0 | 0 | 1.3 | 2.6 | 81.3 | 73.5 | 6 | 966.9
2019 | 3 | 29 | 6 | 30 | 0 | 0 | 0 | 3.2 | 3.5 | 63 | 70.4 | 7.6 | 967.1
2019 | 3 | 29 | 7 | 30 | 48 | 54 | 56 | 2.2 | 4.6 | 57.7 | 64.3 | 9.6 | 967.1
2019 | 3 | 29 | 8 | 30 | 138 | 74 | 159 | 0.1 | 5 | 60.3 | 61.9 | 10.7 | 967.4
2019 | 3 | 29 | 9 | 30 | 188 | 502 | 437 | -0.7 | 6.2 | 61 | 58.6 | 12.1 | 967.5
2019 | 3 | 29 | 10 | 30 | 201 | 653 | 624 | -0.9 | 7 | 72.8 | 54.7 | 13.2 | 967.4
2019 | 3 | 29 | 11 | 30 | 259 | 651 | 756 | -1 | 7.5 | 77.8 | 50 | 14.3 | 967
2019 | 3 | 29 | 12 | 30 | 220 | 760 | 850 | -1 | 7.5 | 83.2 | 46.6 | 15.5 | 966.4
2019 | 3 | 29 | 13 | 30 | 219 | 828 | 914 | -1.1 | 7.7 | 81.7 | 46.9 | 15.8 | 965.9
2019 | 3 | 29 | 14 | 30 | 250 | 729 | 837 | -1.3 | 7.6 | 88.6 | 49.4 | 16.1 | 965.2
2019 | 3 | 29 | 15 | 30 | 189 | 770 | 736 | -1.4 | 8.4 | 90.9 | 52.3 | 15.7 | 964.6
2019 | 3 | 29 | 16 | 30 | 226 | 288 | 397 | -1.1 | 8 | 90.8 | 54.3 | 14.9 | 964.3
2019 | 3 | 29 | 17 | 30 | 143 | 433 | 309 | 3.8 | 7.5 | 90 | 57.7 | 14.3 | 964.3
2019 | 3 | 29 | 18 | 30 | 71 | 400 | 158 | 3.5 | 7.5 | 94.5 | 61.8 | 13.3 | 964.3
2019 | 3 | 29 | 19 | 30 | 14 | 28 | 16 | 3.3 | 6.8 | 93.6 | 69.7 | 11.9 | 964.8
2019 | 3 | 29 | 20 | 30 | 0 | 0 | 0 | 3.2 | 6.1 | 98.4 | 75.6 | 11.2 | 965.3
2019 | 3 | 29 | 21 | 30 | 0 | 0 | 0 | 3.4 | 6.1 | 98.8 | 76.8 | 10.5 | 965.9
2019 | 3 | 29 | 22 | 30 | 0 | 0 | 0 | 3.6 | 5.1 | 99 | 77.5 | 9.7 | 966.4
2019 | 3 | 29 | 23 | 30 | 0 | 0 | 0 | 4 | 3.7 | 106.5 | 78.2 | 8.6 | 966.3
2019 | 3 | 30 | 0 | 30 | 0 | 0 | 0 | 4.3 | 3.8 | 111.5 | 71.6 | 7.9 | 966.2
2019 | 3 | 30 | 1 | 30 | 0 | 0 | 0 | 4.5 | 2.3 | 90.8 | 71.7 | 7.3 | 965.8
2019 | 3 | 30 | 2 | 30 | 0 | 0 | 0 | 4.6 | 3.1 | 108.2 | 77.2 | 7 | 964.9
2019 | 3 | 30 | 3 | 30 | 0 | 0 | 0 | 4.6 | 2.6 | 76.4 | 80.7 | 7 | 964.6
2019 | 3 | 30 | 4 | 30 | 0 | 0 | 0 | 4.5 | 2.2 | 58.7 | 75.9 | 7.5 | 964
2019 | 3 | 30 | 5 | 30 | 0 | 0 | 0 | 4.3 | 2.3 | 66.2 | 77.1 | 7.5 | 963.7
2019 | 3 | 30 | 6 | 30 | 0 | 0 | 0 | 4.2 | 2.9 | 83.2 | 80.8 | 7.5 | 963.7
2019 | 3 | 30 | 7 | 30 | 31 | 188 | 58 | 4.1 | 2.9 | 95.4 | 79 | 7.9 | 963.8
2019 | 3 | 30 | 8 | 30 | 80 | 520 | 239 | 3 | 4.5 | 93.9 | 68.8 | 10.6 | 963.8
2019 | 3 | 30 | 9 | 30 | 146 | 630 | 461 | 2.2 | 6.2 | 95.5 | 60.5 | 12.4 | 963.5
2019 | 3 | 30 | 10 | 30 | 332 | 363 | 566 | 1.6 | 6.8 | 99.1 | 55.2 | 13.6 | 963.5
2019 | 3 | 30 | 11 | 30 | 183 | 741 | 749 | 1.1 | 7 | 89.6 | 49.6 | 15.1 | 962.7
2019 | 3 | 30 | 12 | 30 | 250 | 651 | 793 | 0.5 | 8.1 | 95.2 | 50.9 | 15.8 | 961.6
2019 | 3 | 30 | 13 | 30 | 154 | 836 | 860 | -0.1 | 8.7 | 100.4 | 53.4 | 16 | 960.9
2019 | 3 | 30 | 14 | 30 | 143 | 859 | 833 | -0.7 | 7.8 | 87.4 | 53.5 | 16.2 | 960.5
2019 | 3 | 30 | 15 | 30 | 136 | 823 | 721 | -1.1 | 7.6 | 101.1 | 56.5 | 16.2 | 960.3
2019 | 3 | 30 | 16 | 30 | 170 | 607 | 526 | -0.8 | 7.1 | 97.1 | 58.2 | 15.9 | 959.7
2019 | 3 | 30 | 17 | 30 | 159 | 373 | 318 | 3.3 | 7 | 96.1 | 61.1 | 15.2 | 959.3
2019 | 3 | 30 | 18 | 30 | 86 | 56 | 101 | 0.9 | 6.3 | 94.8 | 66.4 | 13.7 | 959.4
2019 | 3 | 30 | 19 | 30 | 7 | 0 | 7 | 0.2 | 6 | 95.7 | 74.3 | 12.1 | 959.1
2019 | 3 | 30 | 20 | 30 | 0 | 0 | 0 | 0.3 | 5.5 | 97.8 | 81.4 | 11.2 | 959.5
2019 | 3 | 30 | 21 | 30 | 0 | 0 | 0 | 0 | 4.7 | 97 | 83.7 | 11.1 | 960.7
2019 | 3 | 30 | 22 | 30 | 0 | 0 | 0 | 0 | 4.9 | 103.8 | 87.7 | 10.8 | 960.5
2019 | 3 | 30 | 23 | 30 | 0 | 0 | 0 | 0.3 | 3.9 | 101.9 | 91.8 | 10.4 | 960.4
2019 | 3 | 31 | 0 | 30 | 0 | 0 | 0 | 0.3 | 4 | 88.2 | 92.3 | 10 | 959.6
2019 | 3 | 31 | 1 | 30 | 0 | 0 | 0 | 0.2 | 2.6 | 112.2 | 91.5 | 9.9 | 958.5
2019 | 3 | 31 | 2 | 30 | 0 | 0 | 0 | 0.4 | 3 | 109.9 | 89 | 9.7 | 957.6
2019 | 3 | 31 | 3 | 30 | 0 | 0 | 0 | 0.6 | 1.5 | 100 | 90 | 9.4 | 957.1
2019 | 3 | 31 | 4 | 30 | 0 | 0 | 0 | 0.5 | 1.7 | 99.2 | 92.6 | 9.1 | 956.3
2019 | 3 | 31 | 5 | 30 | 0 | 0 | 0 | 0.7 | 2.1 | 105.3 | 92.3 | 9.2 | 955.5
2019 | 3 | 31 | 6 | 30 | 0 | 0 | 0 | 1.5 | 2.5 | 97.3 | 92.7 | 9.2 | 955.3
2019 | 3 | 31 | 7 | 30 | 8 | 0 | 8 | -0.1 | 2.2 | 105.8 | 92.9 | 9.5 | 955.4
2019 | 3 | 31 | 8 | 30 | 22 | 0 | 22 | -1 | 2.9 | 126.8 | 93.7 | 9.5 | 955.3
2019 | 3 | 31 | 9 | 30 | 43 | 0 | 43 | -2 | 1.9 | 118.2 | 93.2 | 9.8 | 955.4
2019 | 3 | 31 | 10 | 30 | 57 | 0 | 59 | -2.2 | 1.5 | 113.9 | 93.8 | 10.1 | 955.5
2019 | 3 | 31 | 11 | 30 | 81 | 0 | 84 | -2.2 | 1.3 | 114.1 | 93.7 | 10.5 | 955.2
2019 | 3 | 31 | 12 | 30 | 69 | 0 | 70 | -2.1 | 0.8 | 200.5 | 92.3 | 11 | 954.6
2019 | 3 | 31 | 13 | 30 | 88 | 0 | 89 | -1.9 | 0.9 | 263.9 | 92.2 | 11.5 | 953.9
2019 | 3 | 31 | 14 | 30 | 82 | 0 | 83 | -1.6 | 2.3 | 131.2 | 89.9 | 11.9 | 953.3
2019 | 3 | 31 | 15 | 30 | 63 | 0 | 65 | -1.2 | 1.8 | 174.3 | 89 | 12 | 953.1
2019 | 3 | 31 | 16 | 30 | 43 | 0 | 44 | 5.5 | 1.6 | 257.8 | 93.4 | 11.4 | 953.3
2019 | 3 | 31 | 17 | 30 | 40 | 0 | 41 | 5.2 | 1.1 | 217 | 94.5 | 11.4 | 953.3
2019 | 3 | 31 | 18 | 30 | 36 | 1 | 37 | 3.1 | 1.7 | 74.8 | 93.1 | 11.6 | 953.2
2019 | 3 | 31 | 19 | 30 | 3 | 0 | 3 | 3.1 | 1.1 | 94 | 92.4 | 11.7 | 953.7
2019 | 3 | 31 | 20 | 30 | 0 | 0 | 0 | 3.1 | 0.7 | 84.4 | 93.2 | 11.5 | 954.3
2019 | 3 | 31 | 21 | 30 | 0 | 0 | 0 | 3.2 | 0.5 | 80.4 | 92.7 | 11.5 | 955.2
2019 | 3 | 31 | 22 | 30 | 0 | 0 | 0 | 3.4 | 0.9 | 70.4 | 93.2 | 11.4 | 955.5
2019 | 3 | 31 | 23 | 30 | 0 | 0 | 0 | 3.7 | 0.7 | 101.5 | 95.1 | 11.1 | 955.7
2019 | 4 | 1 | 0 | 30 | 0 | 0 | 0 | 3.3 | 0.5 | 242.4 | 94.9 | 11.2 | 955.8
2019 | 4 | 1 | 1 | 30 | 0 | 0 | 0 | 3.1 | 0.1 | 104.4 | 94.6 | 11.3 | 955.9
2019 | 4 | 1 | 2 | 30 | 0 | 0 | 0 | 3 | 0.9 | 200.6 | 95.7 | 11.2 | 955.8
2019 | 4 | 1 | 3 | 30 | 0 | 0 | 0 | 2.9 | 0.6 | 226.6 | 96.5 | 10.9 | 955.6
2019 | 4 | 1 | 4 | 30 | 0 | 0 | 0 | 3 | 0.4 | 29.9 | 96.8 | 10.4 | 955.4
2019 | 4 | 1 | 5 | 30 | 0 | 0 | 0 | 3.3 | 0.5 | 22.6 | 97.2 | 9.6 | 955.3
2019 | 4 | 1 | 6 | 30 | 0 | 0 | 0 | 5.3 | 1.7 | 54.4 | 97.2 | 9.2 | 955.4
2019 | 4 | 1 | 7 | 30 | 34 | 195 | 67 | 4.2 | 1.8 | 76.9 | 94 | 10.1 | 956.1
2019 | 4 | 1 | 8 | 30 | 106 | 523 | 272 | 4 | 1.2 | 162.8 | 89.4 | 11.6 | 956.9
2019 | 4 | 1 | 9 | 30 | 252 | 218 | 351 | 3.5 | 1.1 | 264.7 | 82.9 | 13.4 | 957.4
2019 | 4 | 1 | 10 | 30 | 266 | 311 | 482 | 3.3 | 1.5 | 271.7 | 75.3 | 14.8 | 957.7
2019 | 4 | 1 | 11 | 30 | 160 | 821 | 797 | 3.2 | 2.4 | 219.2 | 72.1 | 16.1 | 957.8
2019 | 4 | 1 | 12 | 30 | 137 | 929 | 916 | 3 | 2.4 | 225.6 | 64.4 | 17.2 | 957.4
2019 | 4 | 1 | 13 | 30 | 139 | 926 | 928 | 2.7 | 3.8 | 250 | 60.3 | 18.1 | 956.8
2019 | 4 | 1 | 14 | 30 | 130 | 918 | 874 | 2.4 | 5 | 268.8 | 56.5 | 18.5 | 956.1
2019 | 4 | 1 | 15 | 30 | 190 | 527 | 582 | 2.5 | 6.3 | 254.7 | 59.4 | 18.1 | 956
2019 | 4 | 1 | 16 | 30 | 197 | 545 | 503 | 3.4 | 4.3 | 256.2 | 56.1 | 18.1 | 956.1
2019 | 4 | 1 | 17 | 30 | 158 | 587 | 406 | 6.1 | 2.8 | 247.8 | 57.7 | 18.3 | 956.4
2019 | 4 | 1 | 18 | 30 | 56 | 23 | 63 | 6.7 | 5.1 | 100 | 59.2 | 16 | 956.8
2019 | 4 | 1 | 19 | 30 | 7 | 0 | 7 | 7.3 | 3 | 72.6 | 70.3 | 14.5 | 957.2
2019 | 4 | 1 | 20 | 30 | 0 | 0 | 0 | 8 | 1.9 | 83.3 | 75 | 14 | 957.8
2019 | 4 | 1 | 21 | 30 | 0 | 0 | 0 | 8.4 | 2.7 | 104.2 | 85.1 | 12.6 | 958.6
2019 | 4 | 1 | 22 | 30 | 0 | 0 | 0 | 8.8 | 3 | 76.1 | 89.9 | 12 | 959.3
2019 | 4 | 1 | 23 | 30 | 0 | 0 | 0 | 9.2 | 2.5 | 81.6 | 87.6 | 11.4 | 959.7
2019 | 4 | 2 | 0 | 30 | 0 | 0 | 0 | 9.5 | 1.7 | 65.9 | 90.2 | 11 | 959.8
2019 | 4 | 2 | 1 | 30 | 0 | 0 | 0 | 9.7 | 1.4 | 40.8 | 90.7 | 10.5 | 959.8
2019 | 4 | 2 | 2 | 30 | 0 | 0 | 0 | 9.7 | 0.9 | 48.1 | 91.1 | 10.2 | 959.5
2019 | 4 | 2 | 3 | 30 | 0 | 0 | 0 | 9.6 | 1.1 | 43.3 | 90.7 | 9.9 | 959.2
2019 | 4 | 2 | 4 | 30 | 0 | 0 | 0 | 9.4 | 0.8 | 11 | 92.1 | 9 | 959
2019 | 4 | 2 | 5 | 30 | 0 | 0 | 0 | 9.1 | 1.1 | 8.7 | 93 | 8.5 | 958.9
2019 | 4 | 2 | 6 | 30 | 0 | 0 | 0 | 9 | 1.4 | 57.5 | 93.7 | 8 | 958.9
2019 | 4 | 2 | 7 | 30 | 31 | 134 | 73 | 7.4 | 1.2 | 70.8 | 95.7 | 8.4 | 959
2019 | 4 | 2 | 8 | 30 | 60 | 570 | 283 | 4.7 | 0.5 | 192.1 | 89.5 | 11.4 | 959.1
2019 | 4 | 2 | 9 | 30 | 119 | 768 | 500 | 2.5 | 1 | 198.1 | 72.9 | 14.2 | 959.3
2019 | 4 | 2 | 10 | 30 | 158 | 663 | 596 | 1 | 1.8 | 242.2 | 58.9 | 16.1 | 959.3
2019 | 4 | 2 | 11 | 30 | 141 | 868 | 810 | -0.2 | 2.9 | 222.2 | 45.9 | 17.9 | 958.9
2019 | 4 | 2 | 12 | 30 | 132 | 968 | 942 | -1.2 | 3.1 | 233.6 | 38.1 | 19.6 | 958.3
2019 | 4 | 2 | 13 | 30 | 183 | 910 | 957 | -1.9 | 2.8 | 225.4 | 29.2 | 20.7 | 957.5
2019 | 4 | 2 | 14 | 30 | 153 | 938 | 914 | -2.5 | 2.7 | 231.2 | 28.5 | 21.6 | 956.5
2019 | 4 | 2 | 15 | 30 | 282 | 645 | 754 | -3 | 4.8 | 244.9 | 29.6 | 21.9 | 955.9
2019 | 4 | 2 | 16 | 30 | 252 | 402 | 490 | -2.9 | 5.8 | 258.6 | 30.9 | 20.7 | 955.5
2019 | 4 | 2 | 17 | 30 | 171 | 247 | 271 | 3.5 | 5.2 | 262.6 | 32.6 | 19.7 | 955.4
2019 | 4 | 2 | 18 | 30 | 76 | 206 | 130 | 2.6 | 3.9 | 279.1 | 38.5 | 18.9 | 955.7
2019 | 4 | 2 | 19 | 30 | 10 | 1 | 10 | 2.1 | 2.5 | 273.7 | 47.6 | 17.1 | 955.9
2019 | 4 | 2 | 20 | 30 | 0 | 0 | 0 | 1.9 | 1.8 | 238.8 | 54 | 16.1 | 956.3
2019 | 4 | 2 | 21 | 30 | 0 | 0 | 0 | 1.6 | 1.1 | 248.6 | 60.2 | 14.9 | 956.8
2019 | 4 | 2 | 22 | 30 | 0 | 0 | 0 | 1.3 | 0.9 | 215.2 | 64.9 | 14 | 956.8
2019 | 4 | 2 | 23 | 30 | 0 | 0 | 0 | 0.8 | 1.5 | 79.9 | 69.1 | 13.8 | 956.5
2019 | 4 | 3 | 0 | 30 | 0 | 0 | 0 | 0.2 | 0.9 | 199.5 | 79.4 | 12.2 | 956.4
2019 | 4 | 3 | 1 | 30 | 0 | 0 | 0 | -0.1 | 0.5 | 172.9 | 78.3 | 12.1 | 956
2019 | 4 | 3 | 2 | 30 | 0 | 0 | 0 | -0.1 | 0.8 | 88.8 | 79.6 | 11.7 | 955.3
2019 | 4 | 3 | 3 | 30 | 0 | 0 | 0 | 0.3 | 0.6 | 271.8 | 80.9 | 10.8 | 954.6
2019 | 4 | 3 | 4 | 30 | 0 | 0 | 0 | 0.3 | 1.5 | 13.3 | 74 | 11.1 | 954
2019 | 4 | 3 | 5 | 30 | 0 | 0 | 0 | 0.1 | 2 | 17 | 71.2 | 11 | 953.5
2019 | 4 | 3 | 6 | 30 | 1 | 0 | 1 | 0 | 2 | 33.4 | 70.3 | 10.6 | 953.2
2019 | 4 | 3 | 7 | 30 | 30 | 368 | 82 | -1 | 1.6 | 18.1 | 68.8 | 11.1 | 953
2019 | 4 | 3 | 8 | 30 | 56 | 727 | 289 | -2 | 0.6 | 43.4 | 54.9 | 15.1 | 952.6
2019 | 4 | 3 | 9 | 30 | 63 | 874 | 502 | -2.1 | 0.7 | 201.7 | 47.6 | 16.9 | 951.9
2019 | 4 | 3 | 10 | 30 | 67 | 948 | 690 | -2.2 | 1.7 | 217.3 | 38.4 | 19.1 | 951.2
2019 | 4 | 3 | 11 | 30 | 72 | 976 | 825 | -2.2 | 2.4 | 247.6 | 36.1 | 20.2 | 950.7
2019 | 4 | 3 | 12 | 30 | 75 | 993 | 907 | -2.2 | 4.8 | 246.7 | 33.1 | 21.1 | 949.7
2019 | 4 | 3 | 13 | 30 | 83 | 981 | 918 | -2.3 | 6.7 | 252.2 | 38.1 | 21 | 948.8
2019 | 4 | 3 | 14 | 30 | 100 | 932 | 857 | -2.5 | 4.8 | 259.1 | 39 | 21.3 | 947.7
2019 | 4 | 3 | 15 | 30 | 117 | 858 | 735 | -2.5 | 5.3 | 255.5 | 40.7 | 21.9 | 946.6
2019 | 4 | 3 | 16 | 30 | 92 | 838 | 581 | -1.8 | 6.2 | 253.6 | 37.3 | 22.4 | 945.4
2019 | 4 | 3 | 17 | 30 | 72 | 742 | 378 | 4.3 | 5.8 | 244.1 | 37.7 | 22.6 | 944.7
2019 | 4 | 3 | 18 | 30 | 48 | 484 | 159 | 2.9 | 5.5 | 246.7 | 42.3 | 21.5 | 944.4
2019 | 4 | 3 | 19 | 30 | 9 | 78 | 15 | 2.9 | 5 | 256.9 | 36.7 | 19.9 | 944.5
2019 | 4 | 3 | 20 | 30 | 0 | 0 | 0 | 3.3 | 5.4 | 300.6 | 25.8 | 19.5 | 944.9
2019 | 4 | 3 | 21 | 30 | 0 | 0 | 0 | 3.7 | 4.2 | 297.6 | 27.4 | 18.3 | 945.4
2019 | 4 | 3 | 22 | 30 | 0 | 0 | 0 | 3.4 | 3.2 | 286.8 | 29.2 | 17 | 945.5
2019 | 4 | 3 | 23 | 30 | 0 | 0 | 0 | 3 | 2.5 | 250.7 | 30.9 | 15.4 | 945.3
2019 | 4 | 4 | 0 | 30 | 0 | 0 | 0 | 3 | 2.5 | 180.7 | 41.3 | 14.5 | 945.3
2019 | 4 | 4 | 1 | 30 | 0 | 0 | 0 | 3.5 | 1.5 | 251.4 | 47.4 | 13.6 | 944.9
2019 | 4 | 4 | 2 | 30 | 0 | 0 | 0 | 4.1 | 1.6 | 164.4 | 50.3 | 12.8 | 944.7
2019 | 4 | 4 | 3 | 30 | 0 | 0 | 0 | 4.6 | 1.5 | 28.3 | 52.3 | 11.5 | 944.8
2019 | 4 | 4 | 4 | 30 | 0 | 0 | 0 | 4.9 | 1.7 | 32.9 | 55.7 | 10.9 | 944.9
2019 | 4 | 4 | 5 | 30 | 0 | 0 | 0 | 5.2 | 3.5 | 51.9 | 64.5 | 10.9 | 945.2
2019 | 4 | 4 | 6 | 30 | 1 | 0 | 1 | 5.8 | 2.8 | 79.6 | 86.3 | 9.9 | 946
2019 | 4 | 4 | 7 | 30 | 38 | 41 | 47 | 4.5 | 3.3 | 81.3 | 88.4 | 10.5 | 946.7
2019 | 4 | 4 | 8 | 30 | 141 | 265 | 226 | 2.7 | 4.4 | 83.7 | 79.4 | 11.9 | 947.3
2019 | 4 | 4 | 9 | 30 | 252 | 122 | 312 | 2.6 | 4.8 | 99.4 | 74.6 | 12.6 | 947.5
2019 | 4 | 4 | 10 | 30 | 310 | 24 | 331 | 2.6 | 4.4 | 98 | 70.5 | 13.1 | 948
2019 | 4 | 4 | 11 | 30 | 350 | 450 | 713 | 2.5 | 5.8 | 99.6 | 65.7 | 14 | 948.1
2019 | 4 | 4 | 12 | 30 | 489 | 112 | 595 | 2.3 | 5.1 | 91.3 | 62.1 | 14.2 | 948.1
2019 | 4 | 4 | 13 | 30 | 364 | 38 | 404 | 2.1 | 5 | 100.2 | 61.8 | 14.2 | 947.7
2019 | 4 | 4 | 14 | 30 | 152 | 1 | 155 | 1.8 | 4.3 | 95.4 | 63.4 | 13.6 | 947.4
2019 | 4 | 4 | 15 | 30 | 90 | 0 | 91 | 1.6 | 4.8 | 100.4 | 64.4 | 13.2 | 947
2019 | 4 | 4 | 16 | 30 | 46 | 0 | 47 | 1.9 | 4.3 | 78.1 | 64.9 | 12.7 | 947.1
2019 | 4 | 4 | 17 | 30 | 23 | 0 | 23 | 3.5 | 3.1 | 60.8 | 68 | 12.3 | 947.1
2019 | 4 | 4 | 18 | 30 | 7 | 0 | 7 | 4.8 | 1.6 | 86.9 | 71.5 | 12.1 | 947.1
2019 | 4 | 4 | 19 | 30 | 0 | 0 | 0 | 5.8 | 2.6 | 246.2 | 73.6 | 12 | 947
2019 | 4 | 4 | 20 | 30 | 0 | 0 | 0 | 6.6 | 3 | 254.8 | 79 | 11.7 | 947.1
2019 | 4 | 4 | 21 | 30 | 0 | 0 | 0 | 6.9 | 2.3 | 273.1 | 82.1 | 11.3 | 947.5
2019 | 4 | 4 | 22 | 30 | 0 | 0 | 0 | 7 | 2.4 | 270.1 | 78.6 | 11.4 | 947.5
2019 | 4 | 4 | 23 | 30 | 0 | 0 | 0 | 6.9 | 2.5 | 316.6 | 83.4 | 10.8 | 947.3
2019 | 4 | 5 | 0 | 30 | 0 | 0 | 0 | 6.8 | 2.9 | 304.1 | 85.8 | 10.3 | 947.3
2019 | 4 | 5 | 1 | 30 | 0 | 0 | 0 | 6.7 | 1.4 | 227.3 | 88.9 | 9.3 | 947.1
2019 | 4 | 5 | 2 | 30 | 0 | 0 | 0 | 6.7 | 1.1 | 303.1 | 89.9 | 8.7 | 946.7
2019 | 4 | 5 | 3 | 30 | 0 | 0 | 0 | 6.7 | 1.1 | 186.2 | 92.9 | 7 | 946.2
2019 | 4 | 5 | 4 | 30 | 0 | 0 | 0 | 6.7 | 0.6 | 322.9 | 93.5 | 7.4 | 946
2019 | 4 | 5 | 5 | 30 | 0 | 0 | 0 | 6.7 | 0.6 | 314 | 93.5 | 8 | 946
2019 | 4 | 5 | 6 | 30 | 1 | 1 | 1 | 6.9 | 0.4 | 123.3 | 93.4 | 7.5 | 946.2
2019 | 4 | 5 | 7 | 30 | 49 | 64 | 58 | 6.6 | 0.4 | 167.4 | 92.7 | 7.9 | 946.3
2019 | 4 | 5 | 8 | 30 | 117 | 1 | 119 | 5.6 | 1.3 | 249.4 | 69.7 | 9.9 | 946.2
2019 | 4 | 5 | 9 | 30 | 98 | 582 | 412 | 4.9 | 2.5 | 216.5 | 56.9 | 12.1 | 946.2
2019 | 4 | 5 | 10 | 30 | 151 | 804 | 694 | 4.5 | 5.8 | 239.1 | 47.9 | 14.7 | 946
2019 | 4 | 5 | 11 | 30 | 204 | 722 | 767 | 4.4 | 8.2 | 232.5 | 53.1 | 15.2 | 945.6
2019 | 4 | 5 | 12 | 30 | 392 | 458 | 794 | 4.2 | 9.6 | 225.9 | 65.4 | 14 | 945.1
2019 | 4 | 5 | 13 | 30 | 291 | 75 | 360 | 3.9 | 8.1 | 244.7 | 57.2 | 13.8 | 945
2019 | 4 | 5 | 14 | 30 | 226 | 1 | 230 | 3.6 | 7.4 | 250.8 | 58.9 | 12.9 | 945.1
2019 | 4 | 5 | 15 | 30 | 139 | 1 | 141 | 3.3 | 6.5 | 253.5 | 73.2 | 10.1 | 945.4
2019 | 4 | 5 | 16 | 30 | 205 | 3 | 209 | 3.1 | 4.4 | 225 | 74.5 | 10.7 | 944.7
2019 | 4 | 5 | 17 | 30 | 198 | 145 | 266 | 4.1 | 4.5 | 239.6 | 68.6 | 12 | 944.5
2019 | 4 | 5 | 18 | 30 | 80 | 214 | 137 | 5.2 | 5 | 237.4 | 60.9 | 12.6 | 944.6
2019 | 4 | 5 | 19 | 30 | 9 | 96 | 17 | 5.7 | 7.4 | 272.6 | 49.7 | 11.4 | 945.2
2019 | 4 | 5 | 20 | 30 | 0 | 0 | 0 | 6.4 | 8.6 | 279.6 | 44.2 | 10.5 | 946.1
2019 | 4 | 5 | 21 | 30 | 0 | 0 | 0 | 6.9 | 5.6 | 260.9 | 46.8 | 10.1 | 947.4
2019 | 4 | 5 | 22 | 30 | 0 | 0 | 0 | 7.2 | 4.6 | 256.2 | 46.7 | 9.7 | 947.9
2019 | 4 | 5 | 23 | 30 | 0 | 0 | 0 | 7.3 | 2.8 | 234.9 | 53 | 8.8 | 948.2
2019 | 4 | 6 | 0 | 30 | 0 | 0 | 0 | 7.5 | 1.6 | 244.6 | 56.6 | 8.1 | 948.1
2019 | 4 | 6 | 1 | 30 | 0 | 0 | 0 | 7.6 | 3.1 | 244.9 | 58 | 8.3 | 947.9
2019 | 4 | 6 | 2 | 30 | 0 | 0 | 0 | 7.6 | 6.1 | 254.2 | 55.6 | 9 | 947.6
2019 | 4 | 6 | 3 | 30 | 0 | 0 | 0 | 7.6 | 5.9 | 262.9 | 57.7 | 8.5 | 947.2
2019 | 4 | 6 | 4 | 30 | 0 | 0 | 0 | 7.6 | 6.9 | 264.1 | 54.8 | 8.8 | 947.5
2019 | 4 | 6 | 5 | 30 | 0 | 0 | 0 | 7.6 | 6.6 | 245.7 | 58.3 | 8.5 | 947.7
2019 | 4 | 6 | 6 | 30 | 1 | 3 | 1 | 7.5 | 7.4 | 243.3 | 55.1 | 8.9 | 948.2
2019 | 4 | 6 | 7 | 30 | 31 | 462 | 101 | 6.4 | 7.6 | 224.2 | 53.2 | 9.4 | 948.6
2019 | 4 | 6 | 8 | 30 | 59 | 783 | 322 | 5.5 | 8.5 | 235.1 | 47.6 | 11.1 | 949
2019 | 4 | 6 | 9 | 30 | 60 | 903 | 527 | 5.1 | 9.9 | 262.2 | 41.9 | 12.5 | 949.7
2019 | 4 | 6 | 10 | 30 | 65 | 961 | 710 | 4.9 | 8.8 | 281 | 35.5 | 14 | 950
2019 | 4 | 6 | 11 | 30 | 109 | 896 | 813 | 4.8 | 6.9 | 263.9 | 35.1 | 15.3 | 949.7
2019 | 4 | 6 | 12 | 30 | 196 | 677 | 774 | 4.8 | 4.9 | 230.2 | 33.6 | 15.7 | 949.4
2019 | 4 | 6 | 13 | 30 | 244 | 303 | 511 | 4.7 | 6.4 | 246.6 | 34.9 | 15.9 | 948.9
2019 | 4 | 6 | 14 | 30 | 170 | 552 | 619 | 4.5 | 8.9 | 282.6 | 37.4 | 15.7 | 948.9
2019 | 4 | 6 | 15 | 30 | 137 | 193 | 287 | 4.4 | 7.5 | 260.2 | 46.9 | 14.8 | 948.9
2019 | 4 | 6 | 16 | 30 | 233 | 35 | 259 | 4.5 | 8.1 | 286.1 | 54.5 | 13.2 | 948.8
2019 | 4 | 6 | 17 | 30 | 68 | 6 | 71 | 5.3 | 6.9 | 276.4 | 65.3 | 11.2 | 949.7
2019 | 4 | 6 | 18 | 30 | 54 | 70 | 67 | 6.5 | 7.6 | 275.9 | 71.3 | 9.8 | 950.5
2019 | 4 | 6 | 19 | 30 | 10 | 5 | 11 | 7 | 5 | 250.6 | 73.1 | 9.2 | 950.8
2019 | 4 | 6 | 20 | 30 | 0 | 0 | 0 | 7.7 | 7.7 | 272.1 | 69.9 | 9.4 | 951.3
2019 | 4 | 6 | 21 | 30 | 0 | 0 | 0 | 8.2 | 6.8 | 260.2 | 67.5 | 8.8 | 951.6
2019 | 4 | 6 | 22 | 30 | 0 | 0 | 0 | 8.6 | 6.6 | 241.6 | 66.6 | 8.8 | 952
2019 | 4 | 6 | 23 | 30 | 0 | 0 | 0 | 8.8 | 7.8 | 238.1 | 67.9 | 8.4 | 952.1
2019 | 4 | 7 | 0 | 30 | 0 | 0 | 0 | 8.9 | 8.1 | 252.4 | 61.5 | 9.2 | 952.3
2019 | 4 | 7 | 1 | 30 | 0 | 0 | 0 | 8.9 | 7.5 | 264 | 66.4 | 8.7 | 952.3
2019 | 4 | 7 | 2 | 30 | 0 | 0 | 0 | 9 | 6.9 | 251.5 | 64.1 | 8.9 | 951.9
2019 | 4 | 7 | 3 | 30 | 0 | 0 | 0 | 9.1 | 8.4 | 249.9 | 60 | 9.6 | 951.6
2019 | 4 | 7 | 4 | 30 | 0 | 0 | 0 | 9.2 | 7.9 | 254 | 61 | 9.4 | 951.5
2019 | 4 | 7 | 5 | 30 | 0 | 0 | 0 | 9.2 | 8.6 | 262.5 | 59 | 9.5 | 951.6
2019 | 4 | 7 | 6 | 30 | 1 | 9 | 1 | 9.5 | 9.7 | 262 | 58.8 | 9.5 | 952.2
2019 | 4 | 7 | 7 | 30 | 27 | 475 | 101 | 8.8 | 9.7 | 270.1 | 57.8 | 10 | 953
2019 | 4 | 7 | 8 | 30 | 57 | 774 | 319 | 7.4 | 10.1 | 262.6 | 54.1 | 11.3 | 953.7
2019 | 4 | 7 | 9 | 30 | 194 | 722 | 573 | 6.7 | 10.8 | 265.4 | 49.9 | 12.8 | 954
2019 | 4 | 7 | 10 | 30 | 141 | 891 | 748 | 6.2 | 11.5 | 261.2 | 46.5 | 14 | 954.7
2019 | 4 | 7 | 11 | 30 | 110 | 971 | 877 | 5.6 | 11.6 | 261.6 | 41.6 | 15.3 | 955.1
2019 | 4 | 7 | 12 | 30 | 125 | 970 | 956 | 5.1 | 12 | 273.4 | 38.9 | 16.1 | 955.3
2019 | 4 | 7 | 13 | 30 | 152 | 958 | 985 | 4.6 | 10.8 | 279.5 | 37 | 17 | 955.6
2019 | 4 | 7 | 14 | 30 | 186 | 971 | 990 | 4.1 | 9.8 | 278.7 | 35.9 | 17.6 | 955.7
2019 | 4 | 7 | 15 | 30 | 331 | 820 | 936 | 3.7 | 9.6 | 277.9 | 35.6 | 18.3 | 955.7
2019 | 4 | 7 | 16 | 30 | 293 | 839 | 797 | 3.6 | 8.3 | 286.2 | 34.5 | 18.9 | 955.9
2019 | 4 | 7 | 17 | 30 | 202 | 455 | 399 | 6 | 9 | 278.1 | 39.2 | 18 | 956.3
2019 | 4 | 7 | 18 | 30 | 95 | 296 | 175 | 6.7 | 7.6 | 295 | 42.6 | 16.9 | 957
2019 | 4 | 7 | 19 | 30 | 18 | 14 | 19 | 7.1 | 4.6 | 278 | 47.1 | 16 | 957.4
2019 | 4 | 7 | 20 | 30 | 0 | 0 | 0 | 7.6 | 3.6 | 265.5 | 50.9 | 15.4 | 958
2019 | 4 | 7 | 21 | 30 | 0 | 0 | 0 | 7.9 | 1.6 | 251.5 | 51.7 | 15.1 | 958.5
2019 | 4 | 7 | 22 | 30 | 0 | 0 | 0 | 8.1 | 0.5 | 209.8 | 55.7 | 14.4 | 958.7
2019 | 4 | 7 | 23 | 30 | 0 | 0 | 0 | 8.2 | 0.8 | 223.6 | 63.7 | 14 | 958.7
2019 | 4 | 8 | 0 | 30 | 0 | 0 | 0 | 8.1 | 0.9 | 227.9 | 71.5 | 13.3 | 958.8
2019 | 4 | 8 | 1 | 30 | 0 | 0 | 0 | 8 | 1.2 | 197.4 | 71.8 | 12.9 | 958.2
2019 | 4 | 8 | 2 | 30 | 0 | 0 | 0 | 7.9 | 1 | 243.6 | 74.3 | 11.9 | 957.8
2019 | 4 | 8 | 3 | 30 | 0 | 0 | 0 | 7.7 | 1.4 | 207.4 | 74.9 | 11.5 | 957.5
2019 | 4 | 8 | 4 | 30 | 0 | 0 | 0 | 7.5 | 1.2 | 49.5 | 77.3 | 11.3 | 957.3
2019 | 4 | 8 | 5 | 30 | 0 | 0 | 0 | 7.3 | 0.7 | 281.3 | 79 | 10.9 | 957.2
2019 | 4 | 8 | 6 | 30 | 1 | 0 | 1 | 7.6 | 0.8 | 169.4 | 76.5 | 11.1 | 957.5
2019 | 4 | 8 | 7 | 30 | 58 | 35 | 65 | 8.1 | 1.3 | 251.5 | 72.2 | 12 | 957.9
2019 | 4 | 8 | 8 | 30 | 182 | 208 | 263 | 8 | 1.3 | 147 | 59.3 | 15 | 957.9
2019 | 4 | 8 | 9 | 30 | 333 | 167 | 425 | 7.9 | 4.5 | 280.1 | 42.1 | 17.7 | 957.7
2019 | 4 | 8 | 10 | 30 | 369 | 228 | 537 | 7.9 | 6.9 | 280.4 | 38.7 | 18.3 | 958.1
2019 | 4 | 8 | 11 | 30 | 180 | 795 | 814 | 8 | 5.5 | 261.9 | 37.1 | 19.4 | 958
2019 | 4 | 8 | 12 | 30 | 157 | 886 | 919 | 7.5 | 4.2 | 228.7 | 36 | 20.4 | 957.3
2019 | 4 | 8 | 13 | 30 | 213 | 935 | 1028 | 6.4 | 4.3 | 217.9 | 36.4 | 21.4 | 956.7
2019 | 4 | 8 | 14 | 30 | 224 | 778 | 875 | 4.9 | 3.7 | 243.1 | 37.8 | 21.7 | 956.3
2019 | 4 | 8 | 15 | 30 | 223 | 630 | 689 | 3.7 | 6.1 | 239.2 | 40.1 | 21.5 | 955.9
2019 | 4 | 8 | 16 | 30 | 87 | 897 | 623 | 3.1 | 7.1 | 254.9 | 38.9 | 21.7 | 955.4
2019 | 4 | 8 | 17 | 30 | 80 | 736 | 402 | 5.8 | 8.2 | 268.8 | 34.4 | 21.7 | 955.2
2019 | 4 | 8 | 18 | 30 | 67 | 33 | 77 | 6.2 | 6.6 | 286.5 | 39.2 | 19.8 | 955.6
2019 | 4 | 8 | 19 | 30 | 10 | 3 | 10 | 5.6 | 4.2 | 254.9 | 51.8 | 17.7 | 956.1
2019 | 4 | 8 | 20 | 30 | 0 | 0 | 0 | 5.3 | 3.8 | 266.5 | 52.2 | 17.3 | 956.6
2019 | 4 | 8 | 21 | 30 | 0 | 0 | 0 | 5.3 | 3.4 | 248.9 | 54.1 | 16.3 | 956.9
2019 | 4 | 8 | 22 | 30 | 0 | 0 | 0 | 5.4 | 4.2 | 271.6 | 56.4 | 15.5 | 956.9
2019 | 4 | 8 | 23 | 30 | 0 | 0 | 0 | 5.5 | 4.4 | 268 | 48.2 | 15.5 | 956.9
2019 | 4 | 9 | 0 | 30 | 0 | 0 | 0 | 5.4 | 4.9 | 280.2 | 44 | 15 | 956.9
2019 | 4 | 9 | 1 | 30 | 0 | 0 | 0 | 5.1 | 5.4 | 292.4 | 48.9 | 14.2 | 956.8
2019 | 4 | 9 | 2 | 30 | 0 | 0 | 0 | 4.4 | 3.6 | 277.4 | 47.5 | 13.5 | 956.8
2019 | 4 | 9 | 3 | 30 | 0 | 0 | 0 | 3.9 | 2.5 | 266.1 | 44.4 | 13.4 | 957.1
2019 | 4 | 9 | 4 | 30 | 0 | 0 | 0 | 3.6 | 4.9 | 261.4 | 44.1 | 13.2 | 957
2019 | 4 | 9 | 5 | 30 | 0 | 0 | 0 | 3.5 | 6.3 | 272.2 | 43.1 | 13.1 | 957
2019 | 4 | 9 | 6 | 30 | 2 | 15 | 3 | 3.6 | 4.3 | 303.3 | 43.8 | 12.5 | 957.3
2019 | 4 | 9 | 7 | 30 | 30 | 505 | 110 | 2.5 | 6.5 | 304.2 | 40.2 | 13.4 | 957.7
2019 | 4 | 9 | 8 | 30 | 53 | 790 | 326 | 1.8 | 6.1 | 305.4 | 34.9 | 14.9 | 958.1
2019 | 4 | 9 | 9 | 30 | 64 | 900 | 539 | 1.6 | 7.9 | 287.8 | 32.6 | 16 | 958.1
2019 | 4 | 9 | 10 | 30 | 69 | 959 | 723 | 1.6 | 6.9 | 269.3 | 32.9 | 17 | 958.1
2019 | 4 | 9 | 11 | 30 | 71 | 995 | 861 | 1.6 | 7.8 | 274.3 | 29.3 | 18 | 957.8
2019 | 4 | 9 | 12 | 30 | 73 | 1011 | 941 | 1.7 | 7.3 | 283.4 | 27.4 | 18.9 | 957.1
2019 | 4 | 9 | 13 | 30 | 108 | 991 | 970 | 1.8 | 6.8 | 282.8 | 26.7 | 19.6 | 956.5
2019 | 4 | 9 | 14 | 30 | 237 | 830 | 927 | 1.8 | 6.8 | 270.9 | 26.8 | 20.4 | 956
2019 | 4 | 9 | 15 | 30 | 110 | 934 | 796 | 1.8 | 10.1 | 282.7 | 24.1 | 20.3 | 955.5
2019 | 4 | 9 | 16 | 30 | 74 | 929 | 630 | 1.9 | 10.5 | 288.9 | 27.2 | 19.4 | 955.6
2019 | 4 | 9 | 17 | 30 | 68 | 835 | 425 | 4.1 | 8.7 | 276.8 | 30.7 | 18.6 | 956
2019 | 4 | 9 | 18 | 30 | 43 | 662 | 200 | 5.2 | 6.8 | 280.3 | 32.8 | 17.7 | 956.1
2019 | 4 | 9 | 19 | 30 | 10 | 135 | 23 | 5.1 | 5.7 | 271.7 | 39.9 | 15.8 | 956.6
2019 | 4 | 9 | 20 | 30 | 0 | 0 | 0 | 5.2 | 5 | 275.7 | 40.3 | 14.9 | 957.2
2019 | 4 | 9 | 21 | 30 | 0 | 0 | 0 | 5.4 | 4.6 | 229.6 | 44.6 | 14.4 | 957.8
2019 | 4 | 9 | 22 | 30 | 0 | 0 | 0 | 5.6 | 5.6 | 239.1 | 46.8 | 14 | 957.8
2019 | 4 | 9 | 23 | 30 | 0 | 0 | 0 | 5.7 | 4.1 | 247.9 | 48.5 | 13.6 | 957.8
2019 | 4 | 10 | 0 | 30 | 0 | 0 | 0 | 5.9 | 3.5 | 254.1 | 55 | 12.7 | 957.6
2019 | 4 | 10 | 1 | 30 | 0 | 0 | 0 | 6.1 | 3.4 | 204.5 | 55.6 | 12.5 | 957.3
2019 | 4 | 10 | 2 | 30 | 0 | 0 | 0 | 6.3 | 1.5 | 214.7 | 54.7 | 12.1 | 957
2019 | 4 | 10 | 3 | 30 | 0 | 0 | 0 | 6.6 | 1.6 | 161.5 | 55 | 11.3 | 956.9
2019 | 4 | 10 | 4 | 30 | 0 | 0 | 0 | 6.9 | 1 | 117.9 | 59.2 | 10 | 956.8
2019 | 4 | 10 | 5 | 30 | 0 | 0 | 0 | 7.1 | 2 | 248.9 | 63 | 9.8 | 956.6
2019 | 4 | 10 | 6 | 30 | 2 | 16 | 3 | 7.1 | 5.4 | 271.6 | 56.9 | 11 | 956.4
2019 | 4 | 10 | 7 | 30 | 27 | 534 | 116 | 6.9 | 8.2 | 298.9 | 45.8 | 12.4 | 956.6
2019 | 4 | 10 | 8 | 30 | 46 | 820 | 334 | 6.7 | 7.2 | 269.4 | 39.4 | 13.9 | 956.9
2019 | 4 | 10 | 9 | 30 | 55 | 927 | 550 | 6.6 | 7.9 | 265 | 35.9 | 15.3 | 956.7
2019 | 4 | 10 | 10 | 30 | 63 | 970 | 729 | 6.4 | 7.8 | 275.2 | 33.1 | 16.6 | 956.5
2019 | 4 | 10 | 11 | 30 | 135 | 994 | 931 | 6.4 | 6.4 | 264.2 | 29.4 | 17.9 | 956.3
2019 | 4 | 10 | 12 | 30 | 184 | 935 | 994 | 6.5 | 5.5 | 267.7 | 25.9 | 19.2 | 955.6
2019 | 4 | 10 | 13 | 30 | 160 | 993 | 1029 | 6.6 | 5.9 | 283.2 | 23.3 | 20.4 | 955.1
2019 | 4 | 10 | 14 | 30 | 317 | 664 | 879 | 6.7 | 5.7 | 130.5 | 32.4 | 19.3 | 955.1
2019 | 4 | 10 | 15 | 30 | 217 | 173 | 348 | 6.8 | 3.8 | 137.4 | 33.3 | 18.1 | 955
2019 | 4 | 10 | 16 | 30 | 104 | 797 | 578 | 7 | 5.7 | 291 | 27.7 | 18.8 | 954.9
2019 | 4 | 10 | 17 | 30 | 69 | 637 | 337 | 7.5 | 6.2 | 315.3 | 29.8 | 17.8 | 955.1
2019 | 4 | 10 | 18 | 30 | 42 | 671 | 202 | 8.6 | 4.5 | 255.6 | 28.4 | 17.1 | 955.9
2019 | 4 | 10 | 19 | 30 | 13 | 66 | 19 | 8.5 | 3.1 | 300.8 | 32.8 | 15.4 | 956.6
2019 | 4 | 10 | 20 | 30 | 0 | 0 | 0 | 8.5 | 3.5 | 299.7 | 38.1 | 14.4 | 957.2
2019 | 4 | 10 | 21 | 30 | 0 | 0 | 0 | 8.5 | 6.1 | 197.2 | 52.1 | 12.8 | 958.7
2019 | 4 | 10 | 22 | 30 | 0 | 0 | 0 | 8.6 | 3.3 | 29.8 | 72.5 | 9.5 | 959.3
2019 | 4 | 10 | 23 | 30 | 0 | 0 | 0 | 8.7 | 2 | 190.1 | 68.7 | 10.5 | 959.1
2019 | 4 | 11 | 0 | 30 | 0 | 0 | 0 | 8.8 | 2.3 | 229 | 69 | 10.4 | 959.1
2019 | 4 | 11 | 1 | 30 | 0 | 0 | 0 | 8.8 | 3.6 | 259.4 | 64.5 | 10.8 | 958.8
2019 | 4 | 11 | 2 | 30 | 0 | 0 | 0 | 8.7 | 1.8 | 214.2 | 67.1 | 10.4 | 958.6
2019 | 4 | 11 | 3 | 30 | 0 | 0 | 0 | 8.4 | 2 | 219.2 | 68 | 9.9 | 958.5
2019 | 4 | 11 | 4 | 30 | 0 | 0 | 0 | 8.1 | 1.1 | 143.3 | 70.3 | 9.1 | 958.5
2019 | 4 | 11 | 5 | 30 | 0 | 0 | 0 | 8 | 1.1 | 24.2 | 77.5 | 7.9 | 958.1
2019 | 4 | 11 | 6 | 30 | 2 | 31 | 4 | 7.8 | 0.7 | 200.5 | 77.2 | 7.6 | 958.3
2019 | 4 | 11 | 7 | 30 | 27 | 558 | 119 | 7.4 | 0.8 | 237.2 | 65.9 | 10.4 | 958.8
2019 | 4 | 11 | 8 | 30 | 43 | 821 | 336 | 6.9 | 1 | 136.2 | 51.6 | 13.7 | 959
2019 | 4 | 11 | 9 | 30 | 51 | 927 | 550 | 6.4 | 1 | 87.2 | 38.2 | 16.2 | 959
2019 | 4 | 11 | 10 | 30 | 59 | 980 | 735 | 6.2 | 1.5 | 179.4 | 34.7 | 17.2 | 959.1
2019 | 4 | 11 | 11 | 30 | 162 | 895 | 881 | 5.8 | 1.8 | 172.7 | 31.2 | 18.4 | 958.9
2019 | 4 | 11 | 12 | 30 | 201 | 893 | 977 | 5.4 | 3.7 | 201.6 | 31.1 | 19.2 | 958.3
2019 | 4 | 11 | 13 | 30 | 140 | 998 | 1015 | 5.1 | 4.7 | 248.6 | 32.4 | 19.4 | 958
2019 | 4 | 11 | 14 | 30 | 163 | 939 | 950 | 4.8 | 4.2 | 261.7 | 30.5 | 20 | 957.6
2019 | 4 | 11 | 15 | 30 | 221 | 534 | 618 | 4.5 | 3.8 | 263 | 30.4 | 19.9 | 957.1
2019 | 4 | 11 | 16 | 30 | 197 | 848 | 712 | 4.5 | 4.5 | 266.7 | 30 | 20.5 | 957
2019 | 4 | 11 | 17 | 30 | 106 | 707 | 404 | 7 | 4.3 | 324.4 | 23.5 | 20.1 | 957.5
2019 | 4 | 11 | 18 | 30 | 51 | 688 | 217 | 7.1 | 4.2 | 212.9 | 24.5 | 19.1 | 957.7
2019 | 4 | 11 | 19 | 30 | 10 | 160 | 26 | 6.3 | 3.9 | 228.4 | 30.7 | 17.1 | 958.1
2019 | 4 | 11 | 20 | 30 | 0 | 0 | 0 | 5.9 | 2.3 | 290 | 35.2 | 15.5 | 958.8
2019 | 4 | 11 | 21 | 30 | 0 | 0 | 0 | 6.2 | 1.8 | 207.8 | 42.2 | 14 | 959.4
2019 | 4 | 11 | 22 | 30 | 0 | 0 | 0 | 6.8 | 0.7 | 93.6 | 49.2 | 12.9 | 960
2019 | 4 | 11 | 23 | 30 | 0 | 0 | 0 | 7.6 | 1 | 173.3 | 50.9 | 11.9 | 960.1
2019 | 4 | 12 | 0 | 30 | 0 | 0 | 0 | 8.2 | 0.8 | 172.9 | 48.4 | 11.5 | 960.2
2019 | 4 | 12 | 1 | 30 | 0 | 0 | 0 | 8.7 | 0.8 | 120.5 | 49.7 | 10.9 | 960
2019 | 4 | 12 | 2 | 30 | 0 | 0 | 0 | 8.9 | 0.9 | 80.8 | 52.1 | 10 | 959.6
2019 | 4 | 12 | 3 | 30 | 0 | 0 | 0 | 9 | 1.6 | 52.8 | 52.8 | 9.2 | 959.3
2019 | 4 | 12 | 4 | 30 | 0 | 0 | 0 | 8.9 | 1.5 | 51 | 51.4 | 9 | 959.1
2019 | 4 | 12 | 5 | 30 | 0 | 0 | 0 | 8.9 | 1.2 | 49.1 | 55.4 | 7.9 | 959.1
2019 | 4 | 12 | 6 | 30 | 3 | 29 | 4 | 9 | 1.1 | 105.9 | 56 | 7.8 | 959.4
2019 | 4 | 12 | 7 | 30 | 32 | 523 | 122 | 9 | 0.9 | 48.9 | 47.6 | 11 | 959.8
2019 | 4 | 12 | 8 | 30 | 52 | 792 | 338 | 8.5 | 1 | 191.3 | 38.5 | 14 | 959.8
2019 | 4 | 12 | 9 | 30 | 62 | 905 | 553 | 8.1 | 2.5 | 235.6 | 28.8 | 17.1 | 959.8
2019 | 4 | 12 | 10 | 30 | 67 | 965 | 737 | 7.9 | 5.2 | 279.2 | 22.7 | 19.1 | 959.7
2019 | 4 | 12 | 11 | 30 | 73 | 989 | 868 | 7.7 | 5.7 | 241.4 | 24 | 19.9 | 959.5
2019 | 4 | 12 | 12 | 30 | 83 | 989 | 942 | 7.6 | 5 | 220.7 | 26.4 | 20 | 959.1
2019 | 4 | 12 | 13 | 30 | 87 | 988 | 955 | 7.5 | 5.3 | 235.3 | 25.3 | 20.4 | 958.8
2019 | 4 | 12 | 14 | 30 | 92 | 969 | 904 | 7.3 | 6.9 | 251.6 | 26.2 | 20.3 | 958.6
2019 | 4 | 12 | 15 | 30 | 88 | 931 | 781 | 7.2 | 6.6 | 255.4 | 26.9 | 20 | 958.1
2019 | 4 | 12 | 16 | 30 | 76 | 892 | 617 | 7.2 | 6 | 255.3 | 28.2 | 19.7 | 957.9
2019 | 4 | 12 | 17 | 30 | 63 | 806 | 414 | 8.5 | 5.5 | 260.7 | 29.9 | 19.3 | 957.9
2019 | 4 | 12 | 18 | 30 | 44 | 633 | 199 | 9 | 5.1 | 270.1 | 33.1 | 18.1 | 958.1
2019 | 4 | 12 | 19 | 30 | 11 | 147 | 26 | 9 | 4.8 | 289.8 | 37.4 | 16 | 958.5
2019 | 4 | 12 | 20 | 30 | 0 | 0 | 0 | 9.1 | 3.7 | 241.1 | 41.7 | 14.6 | 959.1
2019 | 4 | 12 | 21 | 30 | 0 | 0 | 0 | 9.1 | 3.2 | 202.7 | 47.3 | 13.8 | 960
2019 | 4 | 12 | 22 | 30 | 0 | 0 | 0 | 9 | 0.8 | 177.1 | 52.8 | 12.3 | 960.4
2019 | 4 | 12 | 23 | 30 | 0 | 0 | 0 | 9 | 1.2 | 44.9 | 53.6 | 11.8 | 960.8
2019 | 4 | 13 | 0 | 30 | 0 | 0 | 0 | 9 | 1.3 | 116.9 | 51.5 | 11.6 | 961.2
2019 | 4 | 13 | 1 | 30 | 0 | 0 | 0 | 8.8 | 0.7 | 85.3 | 54.6 | 10.1 | 961.2
2019 | 4 | 13 | 2 | 30 | 0 | 0 | 0 | 8.7 | 1.6 | 21.3 | 53.7 | 9.6 | 960.7
2019 | 4 | 13 | 3 | 30 | 0 | 0 | 0 | 8.6 | 1.7 | 33 | 50.5 | 9.9 | 960.3
2019 | 4 | 13 | 4 | 30 | 0 | 0 | 0 | 8.5 | 2.2 | 47.9 | 48.6 | 9.9 | 960.1
2019 | 4 | 13 | 5 | 30 | 0 | 0 | 0 | 8.5 | 1.1 | 74.2 | 50.5 | 9.2 | 960.1
2019 | 4 | 13 | 6 | 30 | 3 | 34 | 5 | 8.7 | 0.8 | 14 | 54.6 | 8.1 | 960.6
2019 | 4 | 13 | 7 | 30 | 33 | 529 | 126 | 8.6 | 0.6 | 12.9 | 47.6 | 11.3 | 961.1
2019 | 4 | 13 | 8 | 30 | 54 | 788 | 342 | 8.4 | 0.7 | 162 | 33.3 | 16.3 | 961.4
2019 | 4 | 13 | 9 | 30 | 65 | 900 | 557 | 8 | 1.3 | 185.1 | 28 | 18.9 | 961.6
2019 | 4 | 13 | 10 | 30 | 67 | 967 | 742 | 7.2 | 2.1 | 198.9 | 23.7 | 20.4 | 961.6
2019 | 4 | 13 | 11 | 30 | 69 | 996 | 876 | 6 | 3.1 | 216.5 | 22.3 | 21.6 | 961.4
2019 | 4 | 13 | 12 | 30 | 74 | 1001 | 949 | 4.7 | 3.9 | 227.3 | 21.2 | 22.4 | 960.7
2019 | 4 | 13 | 13 | 30 | 80 | 992 | 956 | 3.5 | 5.7 | 242.8 | 21 | 22.7 | 960.4
2019 | 4 | 13 | 14 | 30 | 82 | 974 | 901 | 2.3 | 6.3 | 251.2 | 22 | 22.5 | 959.9
2019 | 4 | 13 | 15 | 30 | 81 | 942 | 786 | 1.2 | 5.8 | 257.7 | 23.1 | 22.4 | 959.6
2019 | 4 | 13 | 16 | 30 | 71 | 905 | 624 | 0.2 | 5.8 | 262.5 | 22.8 | 22.4 | 959.4
2019 | 4 | 13 | 17 | 30 | 61 | 824 | 422 | 4.6 | 5.5 | 271.7 | 25.2 | 21.7 | 959.5
2019 | 4 | 13 | 18 | 30 | 41 | 644 | 202 | 4.5 | 5.3 | 278.8 | 25.9 | 20.3 | 959.7
2019 | 4 | 13 | 19 | 30 | 12 | 154 | 27 | 3.6 | 4.9 | 286.7 | 30 | 18.3 | 960.1
2019 | 4 | 13 | 20 | 30 | 0 | 0 | 0 | 2.8 | 3.4 | 254 | 37.2 | 16.6 | 960.8
2019 | 4 | 13 | 21 | 30 | 0 | 0 | 0 | 2.2 | 1.2 | 257.5 | 46.8 | 14.8 | 961.7
2019 | 4 | 13 | 22 | 30 | 0 | 0 | 0 | 2.2 | 1.5 | 235.9 | 57.8 | 13.3 | 962
2019 | 4 | 13 | 23 | 30 | 0 | 0 | 0 | 2.7 | 1.4 | 40.7 | 55 | 12.9 | 962.1
2019 | 4 | 14 | 0 | 30 | 0 | 0 | 0 | 3 | 1.4 | 61.9 | 48.5 | 12.6 | 962.1
2019 | 4 | 14 | 1 | 30 | 0 | 0 | 0 | 2.9 | 2.3 | 14.1 | 42.6 | 13.8 | 961.7
2019 | 4 | 14 | 2 | 30 | 0 | 0 | 0 | 2.5 | 1.4 | 185.4 | 46.1 | 12.4 | 961.1
2019 | 4 | 14 | 3 | 30 | 0 | 0 | 0 | 2 | 0.9 | 153.8 | 48.9 | 11.4 | 960.7
2019 | 4 | 14 | 4 | 30 | 0 | 0 | 0 | 1.2 | 0.4 | 106.9 | 47.7 | 11.7 | 960.6
2019 | 4 | 14 | 5 | 30 | 0 | 0 | 0 | 0.2 | 1.6 | 50.1 | 49.2 | 11.1 | 960.5
2019 | 4 | 14 | 6 | 30 | 4 | 37 | 6 | -1 | 2.4 | 13.6 | 43.5 | 12.3 | 960.8
2019 | 4 | 14 | 7 | 30 | 44 | 493 | 132 | -3 | 1.2 | 78.3 | 38.8 | 14.5 | 961.1
2019 | 4 | 14 | 8 | 30 | 65 | 709 | 331 | -5.6 | 0.8 | 162.7 | 32.5 | 17.9 | 961.2
2019 | 4 | 14 | 9 | 30 | 66 | 877 | 550 | -7.1 | 2.1 | 245.3 | 28.3 | 20.6 | 961.3
2019 | 4 | 14 | 10 | 30 | 72 | 935 | 730 | -7.5 | 3.2 | 246.7 | 23.2 | 22.3 | 961.2
2019 | 4 | 14 | 11 | 30 | 75 | 965 | 862 | -7.4 | 3.6 | 258.5 | 20.2 | 23.7 | 960.7
2019 | 4 | 14 | 12 | 30 | 79 | 975 | 935 | -7 | 4.5 | 268.4 | 17.1 | 24.7 | 960.1
2019 | 4 | 14 | 13 | 30 | 81 | 973 | 946 | -6.8 | 4.1 | 255.9 | 17.5 | 25.2 | 959.5
2019 | 4 | 14 | 14 | 30 | 78 | 963 | 892 | -7 | 5.5 | 268.8 | 19.6 | 25.6 | 958.9
2019 | 4 | 14 | 15 | 30 | 74 | 940 | 780 | -7.7 | 5.6 | 257 | 17.3 | 25.6 | 958.3
2019 | 4 | 14 | 16 | 30 | 68 | 892 | 616 | -8.4 | 5.5 | 270.9 | 13.9 | 25.8 | 957.8
2019 | 4 | 14 | 17 | 30 | 58 | 805 | 414 | -4 | 5.9 | 279.6 | 24.8 | 24.7 | 957.5
2019 | 4 | 14 | 18 | 30 | 45 | 606 | 198 | -2.7 | 5.1 | 292.2 | 28.9 | 23.4 | 957.8
2019 | 4 | 14 | 19 | 30 | 14 | 67 | 22 | -3.1 | 3.1 | 250.7 | 34.2 | 20.9 | 958.1
2019 | 4 | 14 | 20 | 30 | 0 | 0 | 0 | -3 | 2.6 | 232.7 | 44.4 | 18.3 | 958.9
2019 | 4 | 14 | 21 | 30 | 0 | 0 | 0 | -2.8 | 0.9 | 240.9 | 52.1 | 16.9 | 959.3
2019 | 4 | 14 | 22 | 30 | 0 | 0 | 0 | -2.9 | 0.4 | 171.3 | 54 | 16.6 | 959.3
2019 | 4 | 14 | 23 | 30 | 0 | 0 | 0 | -3 | 0.9 | 127.1 | 54.2 | 16.3 | 959.1
2019 | 4 | 15 | 0 | 30 | 0 | 0 | 0 | -3.1 | 0.8 | 212.4 | 54.9 | 15.4 | 959.1
2019 | 4 | 15 | 1 | 30 | 0 | 0 | 0 | -3.3 | 1.1 | 105.5 | 49.1 | 15.9 | 958.7
2019 | 4 | 15 | 2 | 30 | 0 | 0 | 0 | -3.5 | 1.1 | 26.2 | 47.5 | 15.5 | 958
2019 | 4 | 15 | 3 | 30 | 0 | 0 | 0 | -3.7 | 0.3 | 17 | 52.8 | 13.8 | 957.7
2019 | 4 | 15 | 4 | 30 | 0 | 0 | 0 | -3.9 | 1.7 | 37.7 | 50.1 | 14.5 | 957.4
2019 | 4 | 15 | 5 | 30 | 0 | 0 | 0 | -3.6 | 1.8 | 31.9 | 50.8 | 14.6 | 957.3
2019 | 4 | 15 | 6 | 30 | 5 | 3 | 5 | -3.9 | 1.5 | 48.8 | 54.8 | 13.8 | 957.2
2019 | 4 | 15 | 7 | 30 | 53 | 158 | 83 | -5 | 2.2 | 52.1 | 49.7 | 16.3 | 957.5
2019 | 4 | 15 | 8 | 30 | 177 | 452 | 345 | -7.9 | 1.3 | 90 | 40.3 | 20.5 | 957.5
2019 | 4 | 15 | 9 | 30 | 233 | 390 | 459 | -9.3 | 1.2 | 139 | 33.5 | 23.7 | 957.5
2019 | 4 | 15 | 10 | 30 | 341 | 402 | 637 | -9.2 | 2.6 | 240.7 | 30.9 | 25.2 | 957.5
2019 | 4 | 15 | 11 | 30 | 331 | 560 | 793 | -8.9 | 3.4 | 251.2 | 28.9 | 26.3 | 957.2
2019 | 4 | 15 | 12 | 30 | 514 | 70 | 588 | -8.6 | 4.4 | 249.3 | 27.8 | 26.5 | 956.8
2019 | 4 | 15 | 13 | 30 | 429 | 88 | 517 | -8.3 | 4.2 | 270.6 | 29.1 | 25.6 | 956.5
2019 | 4 | 15 | 14 | 30 | 363 | 171 | 519 | -8 | 3.5 | 276.3 | 27.3 | 26.6 | 955.8
2019 | 4 | 15 | 15 | 30 | 366 | 212 | 526 | -7.5 | 5.3 | 238.9 | 24.7 | 27.5 | 955.3
2019 | 4 | 15 | 16 | 30 | 245 | 515 | 568 | -6.7 | 5.2 | 241.6 | 23.7 | 27.9 | 955.3
2019 | 4 | 15 | 17 | 30 | 191 | 397 | 373 | 3.2 | 3.6 | 235.5 | 27.4 | 25.8 | 955.8
2019 | 4 | 15 | 18 | 30 | 109 | 211 | 166 | 1.4 | 3.2 | 224.6 | 32.2 | 23.4 | 956.1
2019 | 4 | 15 | 19 | 30 | 20 | 24 | 22 | 0.9 | 2.5 | 233.8 | 38.7 | 20.4 | 956.8
2019 | 4 | 15 | 20 | 30 | 0 | 0 | 0 | 0.5 | 1.3 | 202.1 | 46 | 17.8 | 957.2
2019 | 4 | 15 | 21 | 30 | 0 | 0 | 0 | 0.6 | 2.2 | 185.9 | 54.1 | 15.5 | 957.8
2019 | 4 | 15 | 22 | 30 | 0 | 0 | 0 | 1.3 | 2 | 145.9 | 56 | 14.1 | 958.6
2019 | 4 | 15 | 23 | 30 | 0 | 0 | 0 | 2.3 | 1.7 | 70.8 | 59 | 13.4 | 958.8
2019 | 4 | 16 | 0 | 30 | 0 | 0 | 0 | 3.2 | 1.5 | 52.3 | 59.3 | 13.5 | 958.8
2019 | 4 | 16 | 1 | 30 | 0 | 0 | 0 | 3.7 | 2.2 | 88.5 | 60 | 12.7 | 959
2019 | 4 | 16 | 2 | 30 | 0 | 0 | 0 | 3.8 | 1.2 | 68.1 | 53.3 | 13.8 | 959
2019 | 4 | 16 | 3 | 30 | 0 | 0 | 0 | 3.8 | 1.8 | 52.8 | 51.3 | 13.8 | 959.1
2019 | 4 | 16 | 4 | 30 | 0 | 0 | 0 | 3.9 | 2.1 | 40.8 | 50.2 | 13.8 | 959.4
2019 | 4 | 16 | 5 | 30 | 0 | 0 | 0 | 4.2 | 2.4 | 49.1 | 52.3 | 13.1 | 959.8
2019 | 4 | 16 | 6 | 30 | 4 | 13 | 4 | 5.5 | 1.4 | 125.1 | 58 | 11.9 | 960.2
2019 | 4 | 16 | 7 | 30 | 36 | 520 | 136 | 4.2 | 2.3 | 22 | 50.3 | 14.7 | 960.7
2019 | 4 | 16 | 8 | 30 | 57 | 785 | 353 | 0.5 | 1 | 111.4 | 47.1 | 17.6 | 961
2019 | 4 | 16 | 9 | 30 | 67 | 889 | 563 | -1 | 1.7 | 131.2 | 40.8 | 19.9 | 961.2
2019 | 4 | 16 | 10 | 30 | 80 | 926 | 737 | -1.5 | 1.7 | 123.8 | 36.6 | 21.5 | 961.3
2019 | 4 | 16 | 11 | 30 | 94 | 941 | 867 | -1.8 | 2.9 | 214.7 | 40 | 22.3 | 961.1
2019 | 4 | 16 | 12 | 30 | 121 | 937 | 949 | -1.9 | 3.9 | 255.8 | 42.7 | 22.8 | 960.8
2019 | 4 | 16 | 13 | 30 | 235 | 583 | 762 | -2.1 | 3.7 | 172.7 | 40.7 | 22.9 | 960.6
2019 | 4 | 16 | 14 | 30 | 114 | 917 | 892 | -2.2 | 5.2 | 99 | 38.1 | 23.2 | 959.9
2019 | 4 | 16 | 15 | 30 | 98 | 912 | 784 | -2.4 | 6.4 | 90.2 | 38.6 | 22.7 | 959.3
2019 | 4 | 16 | 16 | 30 | 165 | 669 | 588 | -2.2 | 6.4 | 90.7 | 38.1 | 22.3 | 959
2019 | 4 | 16 | 17 | 30 | 162 | 456 | 349 | 4.7 | 6.7 | 103.5 | 37.9 | 20.9 | 959
2019 | 4 | 16 | 18 | 30 | 54 | 621 | 211 | 4.1 | 6 | 100.7 | 34.5 | 20 | 959.2
2019 | 4 | 16 | 19 | 30 | 14 | 143 | 28 | 3.5 | 5.6 | 82.4 | 44.7 | 17.6 | 959.6
2019 | 4 | 16 | 20 | 30 | 0 | 0 | 0 | 3.6 | 5.5 | 93.2 | 75.5 | 14.5 | 960.3
2019 | 4 | 16 | 21 | 30 | 0 | 0 | 0 | 4.4 | 3.6 | 90.3 | 82.9 | 13.3 | 961
2019 | 4 | 16 | 22 | 30 | 0 | 0 | 0 | 5.2 | 3.4 | 91.5 | 86.5 | 12.2 | 961.1
2019 | 4 | 16 | 23 | 30 | 0 | 0 | 0 | 5.6 | 3.5 | 82.5 | 84.8 | 12.1 | 961
2019 | 4 | 17 | 0 | 30 | 0 | 0 | 0 | 5.6 | 3.1 | 96.6 | 85.8 | 11.7 | 960.9
2019 | 4 | 17 | 1 | 30 | 0 | 0 | 0 | 5.2 | 3.3 | 93.1 | 91.4 | 11.2 | 960.7
2019 | 4 | 17 | 2 | 30 | 0 | 0 | 0 | 4.9 | 2.7 | 67.5 | 93.2 | 10.9 | 960.4
2019 | 4 | 17 | 3 | 30 | 0 | 0 | 0 | 4.9 | 2.6 | 74.5 | 87.9 | 11.3 | 959.9
2019 | 4 | 17 | 4 | 30 | 0 | 0 | 0 | 4.6 | 2.5 | 79.7 | 89.1 | 10.8 | 959.5
2019 | 4 | 17 | 5 | 30 | 0 | 0 | 0 | 4.5 | 2.6 | 61.8 | 89.4 | 10.4 | 959.4
2019 | 4 | 17 | 6 | 30 | 9 | 3 | 9 | 3.7 | 3 | 71.2 | 88.4 | 10.5 | 959.6
2019 | 4 | 17 | 7 | 30 | 101 | 163 | 137 | 3.7 | 3.2 | 74.8 | 83.3 | 11.5 | 959.6
2019 | 4 | 17 | 8 | 30 | 182 | 272 | 290 | 3.8 | 4.7 | 94.7 | 72.3 | 14 | 959.3
2019 | 4 | 17 | 9 | 30 | 260 | 447 | 521 | 3.4 | 5.6 | 94.2 | 60.8 | 16.5 | 959.1
2019 | 4 | 17 | 10 | 30 | 320 | 483 | 675 | 3 | 6 | 89.7 | 52.1 | 18.6 | 959
2019 | 4 | 17 | 11 | 30 | 326 | 582 | 815 | 2.8 | 6.4 | 96.6 | 46.6 | 20.4 | 958.5
2019 | 4 | 17 | 12 | 30 | 355 | 574 | 875 | 2.7 | 7 | 98.8 | 44.6 | 21.4 | 957.8
2019 | 4 | 17 | 13 | 30 | 407 | 458 | 829 | 2.5 | 7.7 | 102.2 | 41.3 | 21.7 | 957
2019 | 4 | 17 | 14 | 30 | 334 | 585 | 842 | 2.1 | 8.2 | 97.4 | 39.4 | 22.3 | 956
2019 | 4 | 17 | 15 | 30 | 385 | 286 | 612 | 1.4 | 8.4 | 97.6 | 43.5 | 22 | 955.2
2019 | 4 | 17 | 16 | 30 | 348 | 219 | 490 | 0.5 | 7.9 | 100.4 | 47.8 | 21.1 | 954.6
2019 | 4 | 17 | 17 | 30 | 262 | 188 | 350 | 1 | 7.6 | 99.8 | 55.6 | 19.6 | 954.2
2019 | 4 | 17 | 18 | 30 | 108 | 45 | 123 | 2.6 | 7.3 | 107.1 | 58.7 | 18.2 | 954.3
2019 | 4 | 17 | 19 | 30 | 16 | 0 | 16 | 3.9 | 6.3 | 113.5 | 60.1 | 17 | 954.2
2019 | 4 | 17 | 20 | 30 | 0 | 0 | 0 | 5.2 | 5.2 | 125.6 | 57.1 | 16.8 | 954.9
2019 | 4 | 17 | 21 | 30 | 0 | 0 | 0 | 5.8 | 3.5 | 97.5 | 54.6 | 17.2 | 957.1
2019 | 4 | 17 | 22 | 30 | 0 | 0 | 0 | 6 | 1.2 | 169.6 | 56.9 | 16.9 | 957.3
2019 | 4 | 17 | 23 | 30 | 0 | 0 | 0 | 6.1 | 2 | 93.5 | 57.1 | 16.5 | 956.7
2019 | 4 | 18 | 0 | 30 | 0 | 0 | 0 | 6.2 | 1.3 | 206.1 | 59 | 16 | 956.5
2019 | 4 | 18 | 1 | 30 | 0 | 0 | 0 | 6.3 | 1.7 | 219.8 | 57.3 | 16.1 | 956.1
2019 | 4 | 18 | 2 | 30 | 0 | 0 | 0 | 6.5 | 1.6 | 107.2 | 59.7 | 14.6 | 955.6
2019 | 4 | 18 | 3 | 30 | 0 | 0 | 0 | 6.6 | 2.1 | 81.6 | 61.1 | 14.3 | 954.8
2019 | 4 | 18 | 4 | 30 | 0 | 0 | 0 | 6.6 | 2.7 | 96.4 | 76.5 | 13 | 954.7
2019 | 4 | 18 | 5 | 30 | 0 | 0 | 0 | 6.7 | 1.1 | 200.4 | 84.2 | 12 | 955.1
2019 | 4 | 18 | 6 | 30 | 12 | 0 | 12 | 6.9 | 1.7 | 288 | 87.5 | 12.2 | 955.2
2019 | 4 | 18 | 7 | 30 | 30 | 4 | 31 | 6.5 | 1.7 | 282.3 | 86.2 | 13.2 | 955.4
2019 | 4 | 18 | 8 | 30 | 41 | 0 | 41 | 5.7 | 1.4 | 181.3 | 83.2 | 13.8 | 955
2019 | 4 | 18 | 9 | 30 | 29 | 0 | 29 | 5.3 | 2.4 | 222 | 88 | 13.2 | 955.5
2019 | 4 | 18 | 10 | 30 | 28 | 0 | 28 | 4.8 | 4.2 | 252.9 | 87.4 | 10.7 | 956
2019 | 4 | 18 | 11 | 30 | 49 | 0 | 49 | 4.2 | 3.1 | 224.4 | 91.9 | 9.3 | 956.8
2019 | 4 | 18 | 12 | 30 | 61 | 0 | 62 | 3.6 | 1.8 | 190.7 | 93.2 | 9.4 | 956.7
2019 | 4 | 18 | 13 | 30 | 107 | 0 | 109 | 3.2 | 2.8 | 121.9 | 91.4 | 10.7 | 955.3
2019 | 4 | 18 | 14 | 30 | 127 | 0 | 129 | 2.9 | 1.8 | 206.7 | 84.9 | 11.8 | 955.3
2019 | 4 | 18 | 15 | 30 | 354 | 225 | 532 | 2.9 | 4 | 273.8 | 83.6 | 13.2 | 954.8
2019 | 4 | 18 | 16 | 30 | 193 | 574 | 555 | 3.1 | 4.1 | 246.7 | 78.5 | 14.5 | 954.3
2019 | 4 | 18 | 17 | 30 | 170 | 274 | 281 | 7.2 | 4.8 | 253.7 | 78.9 | 14.2 | 954.5
2019 | 4 | 18 | 18 | 30 | 60 | 578 | 209 | 7.8 | 3 | 283.9 | 77.6 | 14.5 | 954.2
2019 | 4 | 18 | 19 | 30 | 13 | 55 | 20 | 7.7 | 2.9 | 274.4 | 81.8 | 13.3 | 954.5
2019 | 4 | 18 | 20 | 30 | 0 | 0 | 0 | 7.8 | 2.3 | 300.6 | 83.7 | 12.8 | 955.2
2019 | 4 | 18 | 21 | 30 | 0 | 0 | 0 | 7.8 | 1.9 | 218.1 | 81.9 | 12.1 | 955.9
2019 | 4 | 18 | 22 | 30 | 0 | 0 | 0 | 7.9 | 1.5 | 51.1 | 85.8 | 11.4 | 956.2
2019 | 4 | 18 | 23 | 30 | 0 | 0 | 0 | 8.1 | 0.9 | 113.6 | 82.3 | 10.9 | 956.5
2019 | 4 | 19 | 0 | 30 | 0 | 0 | 0 | 8.4 | 1.2 | 39.8 | 80.3 | 11.2 | 956.8
2019 | 4 | 19 | 1 | 30 | 0 | 0 | 0 | 8.6 | 2 | 58.7 | 84.6 | 10.9 | 956.9
2019 | 4 | 19 | 2 | 30 | 0 | 0 | 0 | 8.8 | 1.2 | 95.3 | 83 | 11 | 956.5
2019 | 4 | 19 | 3 | 30 | 0 | 0 | 0 | 8.8 | 0.7 | 141.8 | 89.3 | 10.1 | 956.3
2019 | 4 | 19 | 4 | 30 | 0 | 0 | 0 | 8.8 | 0.6 | 80.6 | 89.3 | 9.8 | 956.2
2019 | 4 | 19 | 5 | 30 | 0 | 0 | 0 | 8.8 | 0.6 | 50.9 | 90.2 | 9.5 | 956.1
2019 | 4 | 19 | 6 | 30 | 5 | 0 | 5 | 8.9 | 0.9 | 119.9 | 91.4 | 9 | 956.3
2019 | 4 | 19 | 7 | 30 | 56 | 0 | 56 | 8.3 | 0.5 | 61.3 | 92.1 | 9 | 956.9
2019 | 4 | 19 | 8 | 30 | 132 | 8 | 136 | 7.8 | 0.6 | 31.8 | 86.8 | 10.4 | 957.3
2019 | 4 | 19 | 9 | 30 | 181 | 297 | 366 | 7.3 | 1 | 93.9 | 75.7 | 12.4 | 957.4
2019 | 4 | 19 | 10 | 30 | 309 | 148 | 422 | 6.9 | 2.8 | 101.6 | 72.4 | 13.8 | 957.5
2019 | 4 | 19 | 11 | 30 | 407 | 269 | 641 | 6.5 | 4 | 96.3 | 67.4 | 14.9 | 957.5
2019 | 4 | 19 | 12 | 30 | 501 | 179 | 672 | 6.1 | 4.8 | 105.7 | 65.6 | 15.2 | 957.3
2019 | 4 | 19 | 13 | 30 | 314 | 29 | 347 | 5.7 | 4.2 | 145.3 | 68.3 | 14.8 | 957.1
2019 | 4 | 19 | 14 | 30 | 457 | 13 | 478 | 5.3 | 5.9 | 117.1 | 72.1 | 14.3 | 957.1
2019 | 4 | 19 | 15 | 30 | 374 | 48 | 420 | 4.9 | 3.9 | 98.3 | 61.6 | 14.7 | 956.6
2019 | 4 | 19 | 16 | 30 | 263 | 1 | 267 | 4.5 | 2.9 | 106 | 59.5 | 15 | 956.4
2019 | 4 | 19 | 17 | 30 | 137 | 0 | 139 | 5.9 | 2.4 | 253.5 | 71 | 14.3 | 956.8
2019 | 4 | 19 | 18 | 30 | 69 | 0 | 70 | 7.4 | 1.2 | 257.5 | 70.8 | 14.2 | 957
2019 | 4 | 19 | 19 | 30 | 4 | 26 | 8 | 7.4 | 2.6 | 95.2 | 72.7 | 13.5 | 957.3
2019 | 4 | 19 | 20 | 30 | 0 | 0 | 0 | 7.6 | 1.5 | 92.8 | 79.4 | 12.4 | 957.6
2019 | 4 | 19 | 21 | 30 | 0 | 0 | 0 | 8.3 | 1.9 | 94.1 | 87.3 | 11.1 | 958.3
2019 | 4 | 19 | 22 | 30 | 0 | 0 | 0 | 9 | 1.4 | 149.6 | 90.5 | 10.4 | 958.1
2019 | 4 | 19 | 23 | 30 | 0 | 0 | 0 | 9.3 | 0.7 | 307.1 | 89.9 | 10.5 | 957.4
2019 | 4 | 20 | 0 | 30 | 0 | 0 | 0 | 9.3 | 1.2 | 96.4 | 91.4 | 10.3 | 957
2019 | 4 | 20 | 1 | 30 | 0 | 0 | 0 | 8.9 | 0.9 | 80.7 | 91.8 | 10.2 | 956.4
2019 | 4 | 20 | 2 | 30 | 0 | 0 | 0 | 8.7 | 1.1 | 229.1 | 93.1 | 10.2 | 955.3
2019 | 4 | 20 | 3 | 30 | 0 | 0 | 0 | 8.5 | 0.8 | 130.7 | 94.1 | 10.3 | 954.6
2019 | 4 | 20 | 4 | 30 | 0 | 0 | 0 | 8.2 | 0.7 | 192.2 | 94.6 | 10.4 | 953.8
2019 | 4 | 20 | 5 | 30 | 0 | 0 | 0 | 8.1 | 0.8 | 265.9 | 95.1 | 10.4 | 953
2019 | 4 | 20 | 6 | 30 | 1 | 0 | 1 | 8 | 1.2 | 239.1 | 95.2 | 10.3 | 953
2019 | 4 | 20 | 7 | 30 | 17 | 0 | 17 | 6.8 | 3.8 | 231.7 | 94.8 | 9.9 | 953.2
2019 | 4 | 20 | 8 | 30 | 42 | 0 | 42 | 6.3 | 4.9 | 233.9 | 94.5 | 9.6 | 953.7
2019 | 4 | 20 | 9 | 30 | 82 | 0 | 83 | 5.8 | 3.5 | 233.1 | 94.2 | 9.8 | 954.1
2019 | 4 | 20 | 10 | 30 | 162 | 0 | 164 | 5.2 | 1.9 | 209.4 | 94.2 | 10.5 | 954.5
2019 | 4 | 20 | 11 | 30 | 353 | 1 | 360 | 4.5 | 0.8 | 194.2 | 90.5 | 11.6 | 954.9
2019 | 4 | 20 | 12 | 30 | 539 | 30 | 580 | 3.8 | 1 | 68.6 | 77.3 | 13.5 | 954.6
2019 | 4 | 20 | 13 | 30 | 373 | 650 | 969 | 3.3 | 1.8 | 140.9 | 67.7 | 15.6 | 954.2
2019 | 4 | 20 | 14 | 30 | 247 | 810 | 949 | 3.1 | 4.9 | 106.7 | 59.7 | 17.7 | 954.1
2019 | 4 | 20 | 15 | 30 | 250 | 73 | 313 | 3.1 | 4.4 | 96.8 | 60.8 | 17.2 | 954.1
2019 | 4 | 20 | 16 | 30 | 163 | 11 | 170 | 3.2 | 6.2 | 87.5 | 75 | 15.6 | 954.2
2019 | 4 | 20 | 17 | 30 | 77 | 2 | 78 | 7.4 | 4.8 | 64 | 85 | 13.8 | 955
2019 | 4 | 20 | 18 | 30 | 68 | 0 | 69 | 7.8 | 4.3 | 72.9 | 83.8 | 13.5 | 955.2
2019 | 4 | 20 | 19 | 30 | 4 | 0 | 4 | 7.9 | 4.6 | 91.7 | 88.4 | 12.4 | 955.4
2019 | 4 | 20 | 20 | 30 | 0 | 0 | 0 | 8.2 | 4.1 | 88.4 | 92.7 | 11.7 | 955.5
2019 | 4 | 20 | 21 | 30 | 0 | 0 | 0 | 8.5 | 3.8 | 95 | 90.8 | 11.8 | 955.7
2019 | 4 | 20 | 22 | 30 | 0 | 0 | 0 | 8.8 | 3 | 90.3 | 89.9 | 11.9 | 955.3
2019 | 4 | 20 | 23 | 30 | 0 | 0 | 0 | 9 | 3 | 76.7 | 81.6 | 12.7 | 954.9
2019 | 4 | 21 | 0 | 30 | 0 | 0 | 0 | 9.2 | 2.8 | 100.6 | 83.5 | 12.4 | 954.4
2019 | 4 | 21 | 1 | 30 | 0 | 0 | 0 | 9.3 | 3.2 | 75.4 | 81.9 | 12.5 | 953.7
2019 | 4 | 21 | 2 | 30 | 0 | 0 | 0 | 9.3 | 4.3 | 66.7 | 76.3 | 12.9 | 952.8
2019 | 4 | 21 | 3 | 30 | 0 | 0 | 0 | 9.1 | 4.6 | 45.1 | 77.2 | 12.5 | 952.2
2019 | 4 | 21 | 4 | 30 | 0 | 0 | 0 | 8.9 | 3.4 | 42.2 | 79.8 | 12 | 951.7
2019 | 4 | 21 | 5 | 30 | 0 | 0 | 0 | 8.6 | 4.4 | 29.9 | 76.3 | 12.3 | 951.3
2019 | 4 | 21 | 6 | 30 | 0 | 0 | 0 | 8.2 | 4.1 | 26.8 | 74.3 | 12.4 | 951.2
2019 | 4 | 21 | 7 | 30 | 4 | 0 | 4 | 7.5 | 2.9 | 86.8 | 75.3 | 12.2 | 951.3
2019 | 4 | 21 | 8 | 30 | 19 | 0 | 19 | 7.1 | 3.8 | 124.5 | 83.8 | 11.3 | 951.1
2019 | 4 | 21 | 9 | 30 | 40 | 0 | 40 | 7.1 | 4.4 | 79.2 | 73.4 | 12.4 | 950.9
2019 | 4 | 21 | 10 | 30 | 68 | 0 | 68 | 7 | 3.3 | 93.5 | 74 | 12.5 | 950.9
2019 | 4 | 21 | 11 | 30 | 64 | 0 | 64 | 6.6 | 1.4 | 161.6 | 82.5 | 11.8 | 950.8
2019 | 4 | 21 | 12 | 30 | 145 | 0 | 147 | 6.2 | 1 | 118.2 | 84.2 | 11.9 | 950.4
2019 | 4 | 21 | 13 | 30 | 327 | 0 | 335 | 5.7 | 0.9 | 252.1 | 77.8 | 13.6 | 949.7
2019 | 4 | 21 | 14 | 30 | 319 | 1 | 325 | 5.3 | 0.9 | 297.7 | 69.7 | 14.7 | 949.3
2019 | 4 | 21 | 15 | 30 | 270 | 1 | 275 | 5.3 | 1.1 | 257.8 | 66.7 | 15.2 | 949
2019 | 4 | 21 | 16 | 30 | 237 | 1 | 241 | 5.4 | 0.9 | 280.2 | 65.7 | 15.4 | 948.7
2019 | 4 | 21 | 17 | 30 | 110 | 1 | 111 | 8.5 | 1.8 | 176.2 | 67.3 | 15.3 | 948.5
2019 | 4 | 21 | 18 | 30 | 96 | 2 | 97 | 9.3 | 3 | 137.2 | 77 | 14 | 948.5
2019 | 4 | 21 | 19 | 30 | 14 | 0 | 14 | 8.7 | 1.6 | 172.6 | 76.1 | 13.7 | 948.5
2019 | 4 | 21 | 20 | 30 | 0 | 0 | 0 | 8.3 | 0.7 | 127.9 | 79.7 | 13.3 | 948.8
2019 | 4 | 21 | 21 | 30 | 0 | 0 | 0 | 8.2 | 0.8 | 64.3 | 82.8 | 12.7 | 949.1
2019 | 4 | 21 | 22 | 30 | 0 | 0 | 0 | 8.1 | 0.3 | 127.7 | 87.1 | 12.2 | 949
2019 | 4 | 21 | 23 | 30 | 0 | 0 | 0 | 8 | 0.3 | 85.4 | 91.3 | 12.1 | 948.7
2019 | 4 | 22 | 0 | 30 | 0 | 0 | 0 | 7.8 | 0.7 | 180.8 | 93.1 | 11.9 | 948.1
2019 | 4 | 22 | 1 | 30 | 0 | 0 | 0 | 7.9 | 0.3 | 52.8 | 93.7 | 11.6 | 947.4
2019 | 4 | 22 | 2 | 30 | 0 | 0 | 0 | 8.1 | 0.9 | 214.6 | 94.5 | 11.2 | 946.7
2019 | 4 | 22 | 3 | 30 | 0 | 0 | 0 | 8.2 | 0.9 | 15.6 | 94.3 | 11.2 | 946.4
2019 | 4 | 22 | 4 | 30 | 0 | 0 | 0 | 8.2 | 0.6 | 46 | 94.2 | 10.9 | 946.1
2019 | 4 | 22 | 5 | 30 | 0 | 0 | 0 | 8.2 | 0.5 | 100.4 | 93.7 | 10.7 | 945.6
2019 | 4 | 22 | 6 | 30 | 6 | 0 | 5 | 8.3 | 0.9 | 132.4 | 93.5 | 10.8 | 945.4
2019 | 4 | 22 | 7 | 30 | 76 | 5 | 79 | 8.1 | 1.1 | 140.1 | 90.5 | 11.3 | 945.7
2019 | 4 | 22 | 8 | 30 | 179 | 223 | 285 | 6.4 | 1 | 182.4 | 77.7 | 13.4 | 945.9
2019 | 4 | 22 | 9 | 30 | 251 | 572 | 594 | 3.7 | 1.2 | 85.6 | 61.4 | 15.6 | 946
2019 | 4 | 22 | 10 | 30 | 350 | 475 | 711 | 2.6 | 1.8 | 143.7 | 55 | 16.4 | 946.2
2019 | 4 | 22 | 11 | 30 | 526 | 102 | 627 | 1.6 | 2 | 200 | 52.7 | 16.9 | 946
2019 | 4 | 22 | 12 | 30 | 501 | 37 | 549 | 0.8 | 3.8 | 242.8 | 47.6 | 17.9 | 945.5
2019 | 4 | 22 | 13 | 30 | 371 | 194 | 558 | 0.1 | 5.3 | 278.1 | 45.9 | 18.7 | 945
2019 | 4 | 22 | 14 | 30 | 163 | 0 | 166 | -0.4 | 3.4 | 151.1 | 49.1 | 17.5 | 945.1
2019 | 4 | 22 | 15 | 30 | 171 | 0 | 174 | -0.8 | 3.3 | 198 | 56.2 | 17.1 | 944.6
2019 | 4 | 22 | 16 | 30 | 202 | 21 | 219 | -0.5 | 2.6 | 127.9 | 52.2 | 17.8 | 944.5
2019 | 4 | 22 | 17 | 30 | 137 | 3 | 140 | 6.4 | 3.5 | 87.2 | 57.9 | 17.3 | 944.6
2019 | 4 | 22 | 18 | 30 | 71 | 28 | 78 | 6.4 | 1.4 | 154.1 | 56 | 17.2 | 944.9
2019 | 4 | 22 | 19 | 30 | 21 | 15 | 23 | 5.9 | 1.2 | 278.6 | 61.1 | 16.2 | 945.2
2019 | 4 | 22 | 20 | 30 | 0 | 0 | 0 | 5.7 | 0.9 | 157.7 | 68 | 15.3 | 945.5
2019 | 4 | 22 | 21 | 30 | 0 | 0 | 0 | 5.6 | 1.3 | 280.3 | 72.8 | 14.5 | 945.9
2019 | 4 | 22 | 22 | 30 | 0 | 0 | 0 | 5.4 | 1.2 | 262.2 | 82.8 | 13.4 | 946
2019 | 4 | 22 | 23 | 30 | 0 | 0 | 0 | 5.3 | 0.8 | 186.4 | 85.2 | 12.9 | 945.8
2019 | 4 | 23 | 0 | 30 | 0 | 0 | 0 | 5.3 | 1.1 | 124.8 | 89.7 | 12.1 | 945.5
2019 | 4 | 23 | 1 | 30 | 0 | 0 | 0 | 5.4 | 0.8 | 277.7 | 86.6 | 12.1 | 945
2019 | 4 | 23 | 2 | 30 | 0 | 0 | 0 | 5.8 | 1.4 | 269.9 | 87.2 | 11.5 | 944.3
2019 | 4 | 23 | 3 | 30 | 0 | 0 | 0 | 6.5 | 0.8 | 278.1 | 77.6 | 12.1 | 943.6
2019 | 4 | 23 | 4 | 30 | 0 | 0 | 0 | 7 | 0.8 | 78 | 77.3 | 11.9 | 943.1
2019 | 4 | 23 | 5 | 30 | 0 | 0 | 0 | 7.7 | 0.9 | 123.8 | 83.1 | 11.1 | 943.1
2019 | 4 | 23 | 6 | 30 | 8 | 3 | 8 | 8 | 0.9 | 148.1 | 85.9 | 10.7 | 943.3
2019 | 4 | 23 | 7 | 30 | 82 | 284 | 146 | 8.4 | 2.7 | 273.6 | 72.6 | 13.2 | 943.3
2019 | 4 | 23 | 8 | 30 | 162 | 163 | 218 | 7.2 | 9.1 | 241.5 | 59.8 | 15.1 | 943.4
2019 | 4 | 23 | 9 | 30 | 198 | 1 | 200 | 5 | 9 | 262.7 | 56.8 | 15.4 | 943.7
2019 | 4 | 23 | 10 | 30 | 299 | 35 | 328 | 4.4 | 7.4 | 258.8 | 56.8 | 16 | 944.2
2019 | 4 | 23 | 11 | 30 | 290 | 3 | 297 | 4.1 | 8.7 | 255 | 55.7 | 15.8 | 944.5
2019 | 4 | 23 | 12 | 30 | 141 | 2 | 144 | 3.9 | 6.7 | 250.8 | 65.8 | 14.1 | 945
2019 | 4 | 23 | 13 | 30 | 309 | 3 | 318 | 3.6 | 4.8 | 243.8 | 73.4 | 13.7 | 944.9
2019 | 4 | 23 | 14 | 30 | 371 | 28 | 403 | 3.3 | 5.7 | 244.2 | 64.7 | 14.8 | 944.9
2019 | 4 | 23 | 15 | 30 | 260 | 35 | 290 | 3.2 | 5.9 | 262 | 61.6 | 14.4 | 944.7
2019 | 4 | 23 | 16 | 30 | 197 | 523 | 513 | 3.5 | 7.1 | 232.9 | 54.5 | 15.4 | 944.2
2019 | 4 | 23 | 17 | 30 | 88 | 666 | 405 | 9.8 | 7.3 | 238.7 | 51 | 16 | 944.4
2019 | 4 | 23 | 18 | 30 | 72 | 141 | 103 | 9.2 | 5.9 | 235 | 59 | 14.2 | 945.2
2019 | 4 | 23 | 19 | 30 | 22 | 66 | 27 | 8.5 | 6.6 | 226.7 | 63.5 | 12.8 | 946
2019 | 4 | 23 | 20 | 30 | 0 | 0 | 0 | 8.1 | 5.3 | 228.7 | 62.8 | 12.1 | 947.3
2019 | 4 | 23 | 21 | 30 | 0 | 0 | 0 | 7.7 | 4.7 | 259.4 | 58 | 11.4 | 948.8
2019 | 4 | 23 | 22 | 30 | 0 | 0 | 0 | 7.4 | 4.7 | 270.9 | 51.5 | 11 | 949.5
2019 | 4 | 23 | 23 | 30 | 0 | 0 | 0 | 7.1 | 4.2 | 265.7 | 51.7 | 10.6 | 949.9
2019 | 4 | 24 | 0 | 30 | 0 | 0 | 0 | 6.7 | 3.3 | 257.9 | 55.4 | 10.1 | 950.3
2019 | 4 | 24 | 1 | 30 | 0 | 0 | 0 | 6.3 | 2.2 | 275.6 | 64.5 | 8.4 | 950.4
2019 | 4 | 24 | 2 | 30 | 0 | 0 | 0 | 5.8 | 1.4 | 175 | 66.8 | 8.1 | 950.5
2019 | 4 | 24 | 3 | 30 | 0 | 0 | 0 | 5.5 | 2 | 246.7 | 67.5 | 7.9 | 951
2019 | 4 | 24 | 4 | 30 | 0 | 0 | 0 | 4.9 | 2 | 141.7 | 68.3 | 7.6 | 951.3
2019 | 4 | 24 | 5 | 30 | 0 | 0 | 0 | 4.3 | 1.5 | 184.8 | 73.4 | 6.7 | 951.9
2019 | 4 | 24 | 6 | 30 | 9 | 115 | 19 | 4.1 | 0.7 | 237.5 | 75.2 | 6.4 | 952.4
2019 | 4 | 24 | 7 | 30 | 36 | 632 | 176 | 4 | 0.8 | 136.7 | 66.4 | 9.3 | 953.2
2019 | 4 | 24 | 8 | 30 | 51 | 826 | 391 | 2.7 | 0.9 | 215.4 | 55.8 | 12.1 | 953.9
2019 | 4 | 24 | 9 | 30 | 59 | 914 | 598 | 1 | 3.4 | 217 | 52.4 | 13.3 | 954.3
2019 | 4 | 24 | 10 | 30 | 66 | 957 | 771 | 0.5 | 4.2 | 233.4 | 47.1 | 15 | 954.6
2019 | 4 | 24 | 11 | 30 | 83 | 968 | 901 | 0.3 | 4 | 235.3 | 47.9 | 15.9 | 954.6
2019 | 4 | 24 | 12 | 30 | 172 | 846 | 940 | 0 | 3.6 | 236.9 | 51.4 | 16.5 | 954.4
2019 | 4 | 24 | 13 | 30 | 168 | 827 | 925 | -0.4 | 4.5 | 229.4 | 53.5 | 17.3 | 954
2019 | 4 | 24 | 14 | 30 | 100 | 955 | 928 | -0.6 | 5.9 | 220.9 | 51.8 | 18.3 | 953.7
2019 | 4 | 24 | 15 | 30 | 92 | 932 | 810 | -0.7 | 5.8 | 219.2 | 49.1 | 19.1 | 953.2
2019 | 4 | 24 | 16 | 30 | 74 | 891 | 638 | -0.2 | 6 | 213.1 | 51.1 | 18.8 | 953
2019 | 4 | 24 | 17 | 30 | 63 | 812 | 438 | 8 | 4.7 | 233 | 51.7 | 18.8 | 953.4
2019 | 4 | 24 | 18 | 30 | 46 | 653 | 224 | 7.2 | 4.3 | 256.4 | 53.6 | 18.2 | 953.8
2019 | 4 | 24 | 19 | 30 | 16 | 204 | 41 | 6.5 | 3.4 | 271.7 | 57.3 | 16.7 | 954.4
2019 | 4 | 24 | 20 | 30 | 0 | 0 | 0 | 6.2 | 3.5 | 268.7 | 62.7 | 15.2 | 955.1
2019 | 4 | 24 | 21 | 30 | 0 | 0 | 0 | 5.9 | 4.8 | 241.3 | 63.7 | 14.5 | 955.8
2019 | 4 | 24 | 22 | 30 | 0 | 0 | 0 | 5.7 | 3.2 | 239.8 | 67.3 | 13.6 | 956.1
2019 | 4 | 24 | 23 | 30 | 0 | 0 | 0 | 5.5 | 1.8 | 278.8 | 70.2 | 12.7 | 956.1
2019 | 4 | 25 | 0 | 30 | 0 | 0 | 0 | 5.4 | 3.7 | 250.4 | 64.1 | 13.6 | 956
2019 | 4 | 25 | 1 | 30 | 0 | 0 | 0 | 5.3 | 6 | 249.1 | 58.4 | 14.4 | 955.7
2019 | 4 | 25 | 2 | 30 | 0 | 0 | 0 | 5.2 | 5.9 | 260 | 61.9 | 14.4 | 955.4
2019 | 4 | 25 | 3 | 30 | 0 | 0 | 0 | 4.9 | 4 | 270.9 | 67 | 13.8 | 955.2
2019 | 4 | 25 | 4 | 30 | 0 | 0 | 0 | 4.6 | 3 | 268.2 | 71.5 | 13.3 | 955.1
2019 | 4 | 25 | 5 | 30 | 0 | 0 | 0 | 5 | 3.4 | 270.6 | 78 | 12.9 | 955
2019 | 4 | 25 | 6 | 30 | 14 | 15 | 15 | 4.1 | 4.5 | 258.5 | 84.6 | 12.9 | 955.4
2019 | 4 | 25 | 7 | 30 | 85 | 109 | 112 | 3.2 | 4.1 | 269.2 | 84.3 | 13.7 | 956
2019 | 4 | 25 | 8 | 30 | 145 | 29 | 158 | 1.8 | 3.9 | 268.9 | 81.3 | 14.8 | 956.4
2019 | 4 | 25 | 9 | 30 | 244 | 170 | 355 | 0.9 | 7.5 | 230.8 | 75.1 | 15.8 | 956.5
2019 | 4 | 25 | 10 | 30 | 328 | 280 | 548 | 0.9 | 8.4 | 230.6 | 69.2 | 17 | 956.6
2019 | 4 | 25 | 11 | 30 | 287 | 685 | 876 | 1.1 | 8.9 | 221.3 | 62.9 | 18.7 | 956.5
2019 | 4 | 25 | 12 | 30 | 178 | 885 | 986 | 1.3 | 9.4 | 226.2 | 58.3 | 20.1 | 956.1
2019 | 4 | 25 | 13 | 30 | 218 | 824 | 978 | 1.3 | 8.3 | 224.2 | 55.5 | 20.8 | 956.1
2019 | 4 | 25 | 14 | 30 | 277 | 350 | 595 | 1.2 | 5.7 | 225.8 | 57.5 | 20.2 | 956.3
2019 | 4 | 25 | 15 | 30 | 274 | 146 | 391 | 1.2 | 6.1 | 210.1 | 56.9 | 20.2 | 956
2019 | 4 | 25 | 16 | 30 | 165 | 773 | 659 | 1.4 | 6.2 | 230 | 48.9 | 21.9 | 955.8
2019 | 4 | 25 | 17 | 30 | 92 | 794 | 460 | 10.9 | 7.5 | 265.7 | 37.5 | 22.4 | 956.3
2019 | 4 | 25 | 18 | 30 | 43 | 690 | 232 | 7.4 | 7.8 | 284.1 | 37.4 | 20.7 | 957
2019 | 4 | 25 | 19 | 30 | 16 | 223 | 42 | 6.5 | 7.7 | 281.2 | 38.7 | 18.8 | 957.7
2019 | 4 | 25 | 20 | 30 | 0 | 0 | 0 | 6.7 | 6.4 | 283.5 | 37.6 | 17.4 | 958.7
2019 | 4 | 25 | 21 | 30 | 0 | 0 | 0 | 6.6 | 4.9 | 295.3 | 37.5 | 16.3 | 959.8
2019 | 4 | 25 | 22 | 30 | 0 | 0 | 0 | 6.8 | 3.3 | 315.6 | 43.2 | 15.8 | 960.7
2019 | 4 | 25 | 23 | 30 | 0 | 0 | 0 | 7.3 | 2.3 | 218.5 | 49 | 14.5 | 961.7
2019 | 4 | 26 | 0 | 30 | 0 | 0 | 0 | 7.6 | 1.4 | 138.4 | 54.4 | 12.8 | 962.2
2019 | 4 | 26 | 1 | 30 | 0 | 0 | 0 | 8 | 1.7 | 47 | 57.3 | 12.1 | 962.5
2019 | 4 | 26 | 2 | 30 | 0 | 0 | 0 | 8.1 | 2.2 | 19.2 | 61.8 | 11.4 | 962.6
2019 | 4 | 26 | 3 | 30 | 0 | 0 | 0 | 8.2 | 2.2 | 32 | 59.7 | 11.4 | 962.9
2019 | 4 | 26 | 4 | 30 | 0 | 0 | 0 | 8 | 0.7 | 139.5 | 71.2 | 9.3 | 963.2
2019 | 4 | 26 | 5 | 30 | 0 | 0 | 0 | 8.5 | 1.4 | 54.6 | 71.3 | 8.8 | 963.5
2019 | 4 | 26 | 6 | 30 | 10 | 111 | 22 | 8.2 | 1.8 | 30.9 | 67.8 | 9.2 | 964.2
2019 | 4 | 26 | 7 | 30 | 42 | 620 | 184 | 7.6 | 1.7 | 31.2 | 61.3 | 11.5 | 964.9
2019 | 4 | 26 | 8 | 30 | 63 | 801 | 400 | 6.2 | 0.9 | 111.3 | 48.6 | 14.7 | 965.5
2019 | 4 | 26 | 9 | 30 | 81 | 876 | 603 | 3.5 | 3 | 98 | 51.8 | 16.1 | 965.9
2019 | 4 | 26 | 10 | 30 | 105 | 909 | 783 | 2.3 | 3.8 | 94.5 | 54.2 | 17.2 | 966.2
2019 | 4 | 26 | 11 | 30 | 114 | 939 | 915 | 1.6 | 3.6 | 89.8 | 46.8 | 18.3 | 966
2019 | 4 | 26 | 12 | 30 | 132 | 948 | 997 | 1 | 2.6 | 115 | 41.3 | 19 | 965.5
2019 | 4 | 26 | 13 | 30 | 211 | 719 | 879 | 0.6 | 2.1 | 118.3 | 40.2 | 19.9 | 964.9
2019 | 4 | 26 | 14 | 30 | 173 | 867 | 929 | 0.2 | 4.8 | 259.4 | 44.4 | 20.2 | 964.6
2019 | 4 | 26 | 15 | 30 | 130 | 897 | 827 | 0 | 4.2 | 263.6 | 44.6 | 20 | 964.2
2019 | 4 | 26 | 16 | 30 | 99 | 855 | 645 | 0.9 | 4.2 | 267.9 | 45.6 | 19.7 | 964.1
2019 | 4 | 26 | 17 | 30 | 76 | 780 | 442 | 9.2 | 4.2 | 258.6 | 47.2 | 19.4 | 964.4
2019 | 4 | 26 | 18 | 30 | 57 | 603 | 225 | 8.5 | 3.9 | 262.3 | 45.9 | 18.7 | 965
2019 | 4 | 26 | 19 | 30 | 20 | 196 | 44 | 8 | 2.2 | 255.4 | 43 | 17.5 | 965.5
2019 | 4 | 26 | 20 | 30 | 0 | 0 | 0 | 8.3 | 1.2 | 207.1 | 51.3 | 15.4 | 966.2
2019 | 4 | 26 | 21 | 30 | 0 | 0 | 0 | 8.6 | 1.2 | 120 | 62 | 14.1 | 967.2
2019 | 4 | 26 | 22 | 30 | 0 | 0 | 0 | 8.9 | 1.7 | 63.6 | 66.6 | 13.2 | 967.5
2019 | 4 | 26 | 23 | 30 | 0 | 0 | 0 | 9.4 | 0.8 | 53.6 | 71.6 | 12.7 | 967.7
2019 | 4 | 27 | 0 | 30 | 0 | 0 | 0 | 10 | 2.3 | 41.2 | 70.4 | 12.7 | 967.6
2019 | 4 | 27 | 1 | 30 | 0 | 0 | 0 | 10.3 | 2.4 | 55.5 | 70.3 | 12.3 | 967.4
2019 | 4 | 27 | 2 | 30 | 0 | 0 | 0 | 10.2 | 1.1 | 65.9 | 68.8 | 12.1 | 967.1
2019 | 4 | 27 | 3 | 30 | 0 | 0 | 0 | 9.9 | 1.1 | 98.9 | 72.9 | 11.3 | 967
2019 | 4 | 27 | 4 | 30 | 0 | 0 | 0 | 9.6 | 1.2 | 135.9 | 75.3 | 10.8 | 966.9
2019 | 4 | 27 | 5 | 30 | 0 | 0 | 0 | 9.5 | 1.1 | 35.8 | 76.6 | 10.1 | 967.1
2019 | 4 | 27 | 6 | 30 | 11 | 110 | 23 | 8.9 | 1.8 | 60.8 | 71.2 | 11 | 967.5
2019 | 4 | 27 | 7 | 30 | 40 | 623 | 186 | 6.8 | 0.1 | 65.7 | 64.2 | 14 | 968.1
2019 | 4 | 27 | 8 | 30 | 55 | 815 | 401 | 4.2 | 1 | 118.3 | 45 | 16.8 | 968.1
2019 | 4 | 27 | 9 | 30 | 64 | 902 | 607 | 3.4 | 1.9 | 109.8 | 36.5 | 18.9 | 968
2019 | 4 | 27 | 10 | 30 | 68 | 953 | 782 | 2.6 | 2.4 | 124.6 | 34.5 | 19.9 | 968.1
2019 | 4 | 27 | 11 | 30 | 68 | 984 | 909 | 1.5 | 2.5 | 113.8 | 33.8 | 20.6 | 968.2
2019 | 4 | 27 | 12 | 30 | 70 | 992 | 977 | 0.5 | 2.6 | 105 | 33.2 | 21.3 | 967.9
2019 | 4 | 27 | 13 | 30 | 72 | 988 | 981 | -0.3 | 2.7 | 98.1 | 33.2 | 21.7 | 967.3
2019 | 4 | 27 | 14 | 30 | 72 | 977 | 926 | -0.9 | 3.9 | 81 | 31.7 | 22.2 | 966.7
2019 | 4 | 27 | 15 | 30 | 68 | 958 | 814 | -1.3 | 4.9 | 96.1 | 30.2 | 22.4 | 966.2
2019 | 4 | 27 | 16 | 30 | 61 | 923 | 653 | -1.1 | 4.6 | 93.4 | 30.7 | 22 | 965.8
2019 | 4 | 27 | 17 | 30 | 54 | 848 | 453 | 8.5 | 5.7 | 96.7 | 34.4 | 20.8 | 965.8
2019 | 4 | 27 | 18 | 30 | 43 | 690 | 236 | 6.9 | 5.4 | 95.7 | 36.5 | 19.6 | 965.9
2019 | 4 | 27 | 19 | 30 | 17 | 256 | 48 | 6.3 | 5.2 | 96.9 | 41.3 | 17.6 | 966.3
2019 | 4 | 27 | 20 | 30 | 0 | 0 | 0 | 6.2 | 2.8 | 82.9 | 54.4 | 15.6 | 967
2019 | 4 | 27 | 21 | 30 | 0 | 0 | 0 | 6.2 | 2.1 | 103.6 | 64.7 | 14.1 | 967.4
2019 | 4 | 27 | 22 | 30 | 0 | 0 | 0 | 6.3 | 1.7 | 99.8 | 71.6 | 12.9 | 967.5
2019 | 4 | 27 | 23 | 30 | 0 | 0 | 0 | 6.4 | 0.8 | 26.8 | 68.7 | 12.8 | 967.4
2019 | 4 | 28 | 0 | 30 | 0 | 0 | 0 | 6.4 | 1.4 | 39.6 | 63.2 | 12.7 | 967.1
2019 | 4 | 28 | 1 | 30 | 0 | 0 | 0 | 6.3 | 1.6 | 68.3 | 58.7 | 12.4 | 966.6
2019 | 4 | 28 | 2 | 30 | 0 | 0 | 0 | 6.5 | 0.9 | 93.2 | 64.9 | 11.3 | 966
2019 | 4 | 28 | 3 | 30 | 0 | 0 | 0 | 6.7 | 0.9 | 22.7 | 66.8 | 10.4 | 965.6
2019 | 4 | 28 | 4 | 30 | 0 | 0 | 0 | 6.8 | 1.2 | 21.8 | 65.6 | 10.5 | 965.5
2019 | 4 | 28 | 5 | 30 | 0 | 0 | 0 | 7.4 | 1.7 | 33.7 | 60.9 | 11.1 | 965.3
2019 | 4 | 28 | 6 | 30 | 17 | 125 | 32 | 7.2 | 1.6 | 46 | 61.3 | 11.4 | 965.2
2019 | 4 | 28 | 7 | 30 | 61 | 409 | 160 | 7.2 | 1.5 | 74.2 | 58 | 13.4 | 965.3
2019 | 4 | 28 | 8 | 30 | 69 | 777 | 403 | 6.3 | 3 | 91.9 | 49.5 | 16.4 | 965.3
2019 | 4 | 28 | 9 | 30 | 80 | 865 | 605 | 3.2 | 4.3 | 105.6 | 42.2 | 18.7 | 965
2019 | 4 | 28 | 10 | 30 | 67 | 963 | 791 | 2 | 4.3 | 106.8 | 36.7 | 20.6 | 964.9
2019 | 4 | 28 | 11 | 30 | 87 | 948 | 902 | 1.6 | 4.6 | 92.3 | 32 | 22 | 964.7
2019 | 4 | 28 | 12 | 30 | 92 | 964 | 976 | 1.5 | 5.6 | 102.2 | 31.7 | 22.3 | 964.3
2019 | 4 | 28 | 13 | 30 | 118 | 908 | 958 | 1.5 | 6.6 | 100.9 | 28.2 | 22.3 | 963.7
2019 | 4 | 28 | 14 | 30 | 121 | 923 | 932 | 1.4 | 7.2 | 99 | 27.7 | 22.7 | 963
2019 | 4 | 28 | 15 | 30 | 96 | 937 | 829 | 1.3 | 7.1 | 98 | 27.4 | 22.9 | 962.3
2019 | 4 | 28 | 16 | 30 | 86 | 886 | 657 | 1.7 | 6.8 | 100.2 | 29.1 | 22.6 | 961.9
2019 | 4 | 28 | 17 | 30 | 79 | 789 | 453 | 10.8 | 6.5 | 102.2 | 31.7 | 21.6 | 961.7
2019 | 4 | 28 | 18 | 30 | 52 | 661 | 241 | 9.2 | 5.5 | 99.8 | 34.3 | 20.3 | 961.7
2019 | 4 | 28 | 19 | 30 | 21 | 227 | 50 | 8.1 | 5.1 | 95 | 39 | 18 | 961.9
2019 | 4 | 28 | 20 | 30 | 0 | 0 | 0 | 7.7 | 4.6 | 97.7 | 45.1 | 15.4 | 962.4
2019 | 4 | 28 | 21 | 30 | 0 | 0 | 0 | 7.5 | 2.4 | 99.5 | 50.8 | 13.8 | 963
2019 | 4 | 28 | 22 | 30 | 0 | 0 | 0 | 7.5 | 2.8 | 79.3 | 49.4 | 13.7 | 963.2
2019 | 4 | 28 | 23 | 30 | 0 | 0 | 0 | 7.6 | 2.4 | 52.9 | 49.8 | 13.5 | 963.1
2019 | 4 | 29 | 0 | 30 | 0 | 0 | 0 | 7.5 | 1.4 | 60.4 | 53.7 | 13 | 962.9
2019 | 4 | 29 | 1 | 30 | 0 | 0 | 0 | 7.4 | 1.4 | 40.5 | 56.7 | 13 | 962.7
2019 | 4 | 29 | 2 | 30 | 0 | 0 | 0 | 7.3 | 0.8 | 64 | 66.2 | 11.3 | 962.2
2019 | 4 | 29 | 3 | 30 | 0 | 0 | 0 | 7.3 | 1.4 | 50.3 | 63.3 | 12 | 961.7
2019 | 4 | 29 | 4 | 30 | 0 | 0 | 0 | 7.3 | 2.4 | 44.9 | 55 | 13.8 | 961.1
2019 | 4 | 29 | 5 | 30 | 0 | 0 | 0 | 8.4 | 1.7 | 51.7 | 60.8 | 13 | 961.1
2019 | 4 | 29 | 6 | 30 | 15 | 0 | 15 | 8.7 | 2.3 | 59 | 58.5 | 13.3 | 961.4
2019 | 4 | 29 | 7 | 30 | 102 | 72 | 122 | 7.3 | 2.3 | 71.5 | 50 | 15.1 | 961.8
2019 | 4 | 29 | 8 | 30 | 207 | 246 | 318 | 6 | 3.7 | 87.9 | 43.2 | 16.9 | 961.9
2019 | 4 | 29 | 9 | 30 | 220 | 521 | 548 | 4.7 | 4.5 | 98.9 | 40.3 | 18.7 | 961.8
2019 | 4 | 29 | 10 | 30 | 283 | 597 | 739 | 4.3 | 5.1 | 98 | 36.6 | 20.1 | 961.8
2019 | 4 | 29 | 11 | 30 | 434 | 298 | 698 | 4.1 | 5.2 | 93.8 | 32.4 | 20.6 | 961.6
2019 | 4 | 29 | 12 | 30 | 329 | 520 | 819 | 3.9 | 5.8 | 100.3 | 32.9 | 20.7 | 961.2
2019 | 4 | 29 | 13 | 30 | 240 | 756 | 945 | 3.6 | 5.3 | 98 | 29.8 | 21.7 | 960.6
2019 | 4 | 29 | 14 | 30 | 385 | 317 | 674 | 3.2 | 4.5 | 95.3 | 28.3 | 21.9 | 960.1
2019 | 4 | 29 | 15 | 30 | 341 | 291 | 579 | 2.8 | 4.3 | 99.3 | 29.2 | 21.8 | 959.7
2019 | 4 | 29 | 16 | 30 | 309 | 167 | 417 | 2.7 | 4.1 | 96.5 | 33.7 | 21.4 | 959.5
2019 | 4 | 29 | 17 | 30 | 179 | 404 | 362 | 6.9 | 4.6 | 93.7 | 42.1 | 20.7 | 959.5
2019 | 4 | 29 | 18 | 30 | 64 | 547 | 226 | 7.7 | 4.7 | 92.4 | 43 | 19.9 | 959.3
2019 | 4 | 29 | 19 | 30 | 27 | 247 | 58 | 7 | 4.4 | 98.1 | 50.2 | 18.1 | 959.3
2019 | 4 | 29 | 20 | 30 | 0 | 0 | 0 | 6.8 | 4.3 | 102.1 | 69.1 | 15.2 | 959.9
2019 | 4 | 29 | 21 | 30 | 0 | 0 | 0 | 6.6 | 3.1 | 103 | 82 | 13.8 | 960.7
2019 | 4 | 29 | 22 | 30 | 0 | 0 | 0 | 6.7 | 2.1 | 91.2 | 85.8 | 13 | 961
2019 | 4 | 29 | 23 | 30 | 0 | 0 | 0 | 7.5 | 1.9 | 77.2 | 88.4 | 12.4 | 961
2019 | 4 | 30 | 0 | 30 | 0 | 0 | 0 | 8.1 | 0.8 | 73.4 | 88.3 | 12.2 | 961.3
2019 | 4 | 30 | 1 | 30 | 0 | 0 | 0 | 7.7 | 1.2 | 67.8 | 87.6 | 11.5 | 961
2019 | 4 | 30 | 2 | 30 | 0 | 0 | 0 | 7.4 | 1 | 49.3 | 79.6 | 10.8 | 960.4
2019 | 4 | 30 | 3 | 30 | 0 | 0 | 0 | 7.5 | 1.4 | 61.4 | 72.4 | 11.4 | 959.7
2019 | 4 | 30 | 4 | 30 | 0 | 0 | 0 | 7.7 | 1.8 | 48.7 | 69.9 | 11.6 | 959.3
2019 | 4 | 30 | 5 | 30 | 0 | 0 | 0 | 8.5 | 1.3 | 55.6 | 78.1 | 10.3 | 959.3
2019 | 4 | 30 | 6 | 30 | 14 | 99 | 26 | 8.2 | 1.4 | 63.5 | 79.2 | 10.6 | 959.5
2019 | 4 | 30 | 7 | 30 | 48 | 572 | 187 | 6.7 | 0.5 | 44.7 | 62.8 | 14.3 | 960
2019 | 4 | 30 | 8 | 30 | 69 | 760 | 398 | 6.8 | 0.6 | 130.8 | 60.7 | 16.7 | 960.2
2019 | 4 | 30 | 9 | 30 | 84 | 848 | 600 | 6.2 | 1.6 | 236.9 | 49.7 | 18.7 | 960.1
2019 | 4 | 30 | 10 | 30 | 92 | 898 | 771 | 5 | 2.3 | 238.2 | 44.7 | 20 | 960
2019 | 4 | 30 | 11 | 30 | 99 | 924 | 894 | 4.6 | 2.6 | 242.6 | 40.5 | 21.3 | 959.7
2019 | 4 | 30 | 12 | 30 | 102 | 938 | 965 | 4.4 | 2.6 | 226 | 39.1 | 22.5 | 959.2
2019 | 4 | 30 | 13 | 30 | 109 | 929 | 969 | 4.4 | 3.5 | 239.9 | 43 | 23.1 | 958.7
2019 | 4 | 30 | 14 | 30 | 114 | 905 | 911 | 4.4 | 4.7 | 251.8 | 42.2 | 23.5 | 958.3
2019 | 4 | 30 | 15 | 30 | 118 | 864 | 797 | 4.6 | 5.1 | 256.2 | 42 | 23.5 | 958
2019 | 4 | 30 | 16 | 30 | 112 | 795 | 628 | 4.9 | 3.5 | 252.4 | 38.9 | 23.8 | 957.7
2019 | 4 | 30 | 17 | 30 | 98 | 713 | 439 | 9.3 | 3.5 | 121.9 | 44.2 | 23.6 | 957.5
2019 | 4 | 30 | 18 | 30 | 124 | 501 | 273 | 9.6 | 5 | 93.3 | 55.9 | 21.4 | 957.7
2019 | 4 | 30 | 19 | 30 | 42 | 93 | 54 | 8.9 | 4.7 | 104 | 65.5 | 18.4 | 958.1
2019 | 4 | 30 | 20 | 30 | 0 | 0 | 0 | 8.7 | 3.7 | 107.4 | 71.9 | 15.8 | 958.7
2019 | 4 | 30 | 21 | 30 | 0 | 0 | 0 | 9.1 | 3.8 | 105.5 | 74.8 | 14.4 | 959.1
2019 | 4 | 30 | 22 | 30 | 0 | 0 | 0 | 9.7 | 3.9 | 98.3 | 83 | 13.3 | 959.2
2019 | 4 | 30 | 23 | 30 | 0 | 0 | 0 | 10.2 | 2.8 | 99.3 | 87.4 | 12.6 | 959
2019 | 5 | 1 | 0 | 30 | 0 | 0 | 0 | 10.1 | 2.7 | 91.5 | 91.5 | 11.9 | 958.9
2019 | 5 | 1 | 1 | 30 | 0 | 0 | 0 | 9.6 | 2.8 | 84.3 | 92.5 | 11.5 | 958.4
2019 | 5 | 1 | 2 | 30 | 0 | 0 | 0 | 8.8 | 2.9 | 86.3 | 94.5 | 11 | 957.9
2019 | 5 | 1 | 3 | 30 | 0 | 0 | 0 | 8.1 | 2.2 | 69.2 | 94.6 | 10.8 | 957.6
2019 | 5 | 1 | 4 | 30 | 0 | 0 | 0 | 7.4 | 2.4 | 76.8 | 94.6 | 10.6 | 957.4
2019 | 5 | 1 | 5 | 30 | 0 | 0 | 0 | 7.5 | 3.8 | 85.8 | 96 | 10.7 | 957
2019 | 5 | 1 | 6 | 30 | 16 | 51 | 22 | 6.2 | 2.9 | 73.8 | 94.9 | 11.2 | 957.4
2019 | 5 | 1 | 7 | 30 | 70 | 430 | 182 | 4.1 | 2.9 | 88.7 | 87.9 | 12.9 | 957.9
2019 | 5 | 1 | 8 | 30 | 78 | 729 | 398 | 2.8 | 3 | 123.7 | 78.9 | 15 | 957.9
2019 | 5 | 1 | 9 | 30 | 85 | 845 | 604 | 2.6 | 3.9 | 111.9 | 54.6 | 17.9 | 957.9
2019 | 5 | 1 | 10 | 30 | 101 | 891 | 779 | 2.6 | 4.8 | 98.3 | 46.8 | 20 | 957.8
2019 | 5 | 1 | 11 | 30 | 164 | 810 | 869 | 2.4 | 5.2 | 106 | 45.5 | 21.5 | 957.3
2019 | 5 | 1 | 12 | 30 | 208 | 815 | 965 | 1.9 | 5.9 | 101.3 | 43.8 | 22.6 | 956.8
2019 | 5 | 1 | 13 | 30 | 181 | 826 | 952 | 1.2 | 6 | 103 | 41.2 | 23.2 | 956.4
2019 | 5 | 1 | 14 | 30 | 143 | 862 | 906 | 0.3 | 5.7 | 96 | 36.6 | 23.8 | 956
2019 | 5 | 1 | 15 | 30 | 125 | 852 | 796 | -0.7 | 5.6 | 92.3 | 35 | 24.3 | 955.4
2019 | 5 | 1 | 16 | 30 | 82 | 875 | 651 | -1.3 | 5.6 | 88.9 | 34.5 | 24.3 | 954.8
2019 | 5 | 1 | 17 | 30 | 66 | 815 | 457 | 3.7 | 5.8 | 91.9 | 36.7 | 23.7 | 954.6
2019 | 5 | 1 | 18 | 30 | 52 | 645 | 241 | 5.1 | 5.4 | 99 | 42.1 | 21.8 | 954.8
2019 | 5 | 1 | 19 | 30 | 22 | 80 | 34 | 5.5 | 5 | 105.7 | 47.3 | 19.1 | 954.8
2019 | 5 | 1 | 20 | 30 | 0 | 0 | 0 | 6.7 | 5.6 | 99.2 | 54.4 | 16.3 | 955.7
2019 | 5 | 1 | 21 | 30 | 0 | 0 | 0 | 7.7 | 5.2 | 95.4 | 64.3 | 14.7 | 956.8
2019 | 5 | 1 | 22 | 30 | 0 | 0 | 0 | 7.9 | 4.4 | 93.3 | 68.1 | 14.1 | 957.3
2019 | 5 | 1 | 23 | 30 | 0 | 0 | 0 | 7.8 | 4.4 | 91.3 | 73.8 | 13.5 | 957.3
2019 | 5 | 2 | 0 | 30 | 0 | 0 | 0 | 7.7 | 3.1 | 59.8 | 71.5 | 13.8 | 956.8
2019 | 5 | 2 | 1 | 30 | 0 | 0 | 0 | 7.6 | 2.1 | 49.4 | 70.4 | 13.7 | 956.3
2019 | 5 | 2 | 2 | 30 | 0 | 0 | 0 | 7.2 | 2.1 | 72.4 | 69.7 | 13.3 | 955.4
2019 | 5 | 2 | 3 | 30 | 0 | 0 | 0 | 6.7 | 2.3 | 54.3 | 70.4 | 13.2 | 954.8
2019 | 5 | 2 | 4 | 30 | 0 | 0 | 0 | 6.4 | 2.4 | 41.5 | 66.1 | 13.6 | 954.7
2019 | 5 | 2 | 5 | 30 | 0 | 0 | 0 | 6.9 | 2.4 | 23.1 | 67.3 | 13.3 | 954.6
2019 | 5 | 2 | 6 | 30 | 22 | 23 | 25 | 5.3 | 2.7 | 52.4 | 58.2 | 14.5 | 955
2019 | 5 | 2 | 7 | 30 | 103 | 218 | 165 | 2.3 | 4.1 | 92.4 | 51.4 | 15.2 | 955.6
2019 | 5 | 2 | 8 | 30 | 138 | 426 | 335 | 0.1 | 2.2 | 97.6 | 45.8 | 18.3 | 956.2
2019 | 5 | 2 | 9 | 30 | 193 | 574 | 547 | -0.7 | 6.1 | 98.5 | 41.7 | 20.1 | 956.6
2019 | 5 | 2 | 10 | 30 | 190 | 762 | 771 | -1 | 6.7 | 86.1 | 28.4 | 21.5 | 956.7
2019 | 5 | 2 | 11 | 30 | 290 | 522 | 745 | -1.2 | 7.2 | 86.5 | 28.1 | 22.3 | 956.4
2019 | 5 | 2 | 12 | 30 | 435 | 326 | 752 | -1.3 | 6.8 | 94.2 | 29.3 | 22.9 | 955.9
2019 | 5 | 2 | 13 | 30 | 446 | 141 | 589 | -1.5 | 7.1 | 100.7 | 30.5 | 23.2 | 955.3
2019 | 5 | 2 | 14 | 30 | 384 | 27 | 415 | -1.6 | 7.3 | 104.8 | 37.1 | 21.8 | 955.2
2019 | 5 | 2 | 15 | 30 | 298 | 13 | 312 | -1.7 | 8.3 | 101 | 40.8 | 20.8 | 954.9
2019 | 5 | 2 | 16 | 30 | 263 | 23 | 281 | -1.6 | 8.5 | 91.2 | 45.9 | 19.7 | 955
2019 | 5 | 2 | 17 | 30 | 220 | 110 | 272 | 5.6 | 7.1 | 86.9 | 39.8 | 19.2 | 955.3
2019 | 5 | 2 | 18 | 30 | 134 | 93 | 161 | 5.8 | 5.7 | 89.5 | 40.3 | 18.5 | 955
2019 | 5 | 2 | 19 | 30 | 34 | 38 | 40 | 6.1 | 4.8 | 104.1 | 40.9 | 17.3 | 955.4
2019 | 5 | 2 | 20 | 30 | 0 | 0 | 0 | 6.8 | 3.4 | 108.8 | 51.2 | 15.4 | 955.8
2019 | 5 | 2 | 21 | 30 | 0 | 0 | 0 | 6.6 | 3.8 | 99.9 | 55.2 | 14.8 | 956.1
2019 | 5 | 2 | 22 | 30 | 0 | 0 | 0 | 6.3 | 4.4 | 107.7 | 54.6 | 14.6 | 956.7
2019 | 5 | 2 | 23 | 30 | 0 | 0 | 0 | 6.3 | 3.1 | 113.3 | 51.7 | 14 | 956.8
2019 | 5 | 3 | 0 | 30 | 0 | 0 | 0 | 6.5 | 2.3 | 109 | 50.1 | 12.9 | 956.3
2019 | 5 | 3 | 1 | 30 | 0 | 0 | 0 | 6.5 | 1.5 | 108.9 | 45.8 | 13.1 | 955.9
2019 | 5 | 3 | 2 | 30 | 0 | 0 | 0 | 6.4 | 1.2 | 234.7 | 49.5 | 12.2 | 955.5
2019 | 5 | 3 | 3 | 30 | 0 | 0 | 0 | 6.3 | 0.8 | 221.2 | 49.3 | 12 | 955
2019 | 5 | 3 | 4 | 30 | 0 | 0 | 0 | 6.1 | 1.2 | 164.8 | 49.7 | 12 | 954.4
2019 | 5 | 3 | 5 | 30 | 0 | 0 | 0 | 6.7 | 1.2 | 78.4 | 59.3 | 10 | 954.1
2019 | 5 | 3 | 6 | 30 | 15 | 105 | 27 | 5.8 | 2.4 | 61.5 | 52.5 | 11 | 954.2
2019 | 5 | 3 | 7 | 30 | 49 | 540 | 190 | 3.9 | 2.9 | 83.5 | 47.8 | 13.3 | 954.4
2019 | 5 | 3 | 8 | 30 | 71 | 788 | 419 | 1.1 | 4.2 | 88.5 | 44.9 | 15.4 | 954.5
2019 | 5 | 3 | 9 | 30 | 104 | 814 | 611 | 0.5 | 3.3 | 108.7 | 41.4 | 17.5 | 954.4
2019 | 5 | 3 | 10 | 30 | 91 | 924 | 797 | 0.2 | 1.4 | 99.6 | 35.9 | 19.7 | 954.1
2019 | 5 | 3 | 11 | 30 | 101 | 948 | 925 | -0.5 | 1.7 | 151.8 | 30.6 | 21.4 | 953.8
2019 | 5 | 3 | 12 | 30 | 157 | 861 | 956 | -1.3 | 2.2 | 174.2 | 32.4 | 22.3 | 953.1
2019 | 5 | 3 | 13 | 30 | 150 | 860 | 953 | -2.1 | 4.1 | 252.6 | 35.7 | 22.5 | 952.4
2019 | 5 | 3 | 14 | 30 | 138 | 902 | 937 | -2.6 | 5.9 | 266.8 | 40.3 | 22.1 | 951.8
2019 | 5 | 3 | 15 | 30 | 222 | 481 | 603 | -2.9 | 7.1 | 276.4 | 53.5 | 19.9 | 951.4
2019 | 5 | 3 | 16 | 30 | 162 | 427 | 436 | -2.7 | 6.9 | 285.2 | 60.8 | 18.9 | 951
2019 | 5 | 3 | 17 | 30 | 114 | 433 | 332 | 4.5 | 5.3 | 281.8 | 64.8 | 18.6 | 951.1
2019 | 5 | 3 | 18 | 30 | 86 | 449 | 225 | 5.3 | 4 | 290.9 | 64.8 | 18.8 | 951.3
2019 | 5 | 3 | 19 | 30 | 11 | 1 | 11 | 4.9 | 4.8 | 129.7 | 78.7 | 16.1 | 952.7
2019 | 5 | 3 | 20 | 30 | 0 | 0 | 0 | 4.9 | 4.2 | 80.9 | 87.8 | 14.3 | 953.4
2019 | 5 | 3 | 21 | 30 | 0 | 0 | 0 | 4.8 | 3.6 | 92.4 | 89.4 | 14.1 | 954.3
2019 | 5 | 3 | 22 | 30 | 0 | 0 | 0 | 5.1 | 3.4 | 84.7 | 89.1 | 14.1 | 955
2019 | 5 | 3 | 23 | 30 | 0 | 0 | 0 | 5.5 | 5.2 | 86.7 | 84.8 | 13.8 | 955.4
2019 | 5 | 4 | 0 | 30 | 0 | 0 | 0 | 5.8 | 4.4 | 99 | 84.9 | 13.8 | 955.7
2019 | 5 | 4 | 1 | 30 | 0 | 0 | 0 | 5.8 | 4.1 | 109.1 | 87 | 13.6 | 955.5
2019 | 5 | 4 | 2 | 30 | 0 | 0 | 0 | 5.6 | 4.1 | 100 | 92.1 | 12.8 | 955.1
2019 | 5 | 4 | 3 | 30 | 0 | 0 | 0 | 5.4 | 3.1 | 110.9 | 94.1 | 12.1 | 955
2019 | 5 | 4 | 4 | 30 | 0 | 0 | 0 | 5.1 | 2.7 | 102.1 | 93.7 | 12.3 | 954.9
2019 | 5 | 4 | 5 | 30 | 0 | 0 | 0 | 4.7 | 3 | 92.4 | 92.7 | 12.4 | 955.1
2019 | 5 | 4 | 6 | 30 | 7 | 0 | 7 | 4.1 | 3 | 95.2 | 91.4 | 12.5 | 955.5
2019 | 5 | 4 | 7 | 30 | 84 | 16 | 90 | 3.4 | 2.8 | 103.2 | 90 | 13 | 956.1
2019 | 5 | 4 | 8 | 30 | 171 | 4 | 174 | 2.4 | 2.2 | 122.9 | 85.7 | 13.9 | 956.5
2019 | 5 | 4 | 9 | 30 | 278 | 53 | 313 | 1.2 | 1.9 | 179.3 | 80.7 | 15.2 | 956.9
2019 | 5 | 4 | 10 | 30 | 352 | 18 | 372 | 0.7 | 2.8 | 252.6 | 78.1 | 15.8 | 957.1
2019 | 5 | 4 | 11 | 30 | 408 | 398 | 769 | 0.3 | 4.4 | 248.7 | 67.3 | 18 | 957.1
2019 | 5 | 4 | 12 | 30 | 217 | 843 | 1004 | 0 | 6.5 | 253.2 | 62.7 | 18.8 | 956.6
2019 | 5 | 4 | 13 | 30 | 150 | 898 | 992 | -0.1 | 6 | 263.7 | 60.3 | 19.3 | 956.1
2019 | 5 | 4 | 14 | 30 | 117 | 918 | 935 | -0.1 | 6.3 | 264.7 | 59 | 19.6 | 955.7
2019 | 5 | 4 | 15 | 30 | 112 | 895 | 824 | -0.2 | 7.2 | 263.9 | 64 | 19 | 955.6
2019 | 5 | 4 | 16 | 30 | 107 | 839 | 659 | -0.3 | 6.8 | 270.3 | 67.8 | 18.5 | 955.5
2019 | 5 | 4 | 17 | 30 | 101 | 718 | 454 | 3.2 | 6.7 | 272.9 | 72 | 17.8 | 955.7
2019 | 5 | 4 | 18 | 30 | 97 | 70 | 123 | 5.2 | 6 | 282.1 | 81.5 | 15.9 | 956
2019 | 5 | 4 | 19 | 30 | 27 | 0 | 27 | 4.5 | 4.3 | 286.9 | 85.4 | 15.1 | 956.3
2019 | 5 | 4 | 20 | 30 | 0 | 0 | 0 | 4.1 | 2.4 | 266.1 | 86.7 | 15 | 956.6
2019 | 5 | 4 | 21 | 30 | 0 | 0 | 0 | 3.6 | 1.5 | 245.7 | 88.6 | 14.3 | 957
2019 | 5 | 4 | 22 | 30 | 0 | 0 | 0 | 3.2 | 1.3 | 291.2 | 91 | 13.4 | 957.2
2019 | 5 | 4 | 23 | 30 | 0 | 0 | 0 | 2.6 | 0.8 | 276.3 | 92.1 | 12.9 | 957.2
2019 | 5 | 5 | 0 | 30 | 0 | 0 | 0 | 2.1 | 0.9 | 250.9 | 91.4 | 12.4 | 957
2019 | 5 | 5 | 1 | 30 | 0 | 0 | 0 | 1.6 | 1.2 | 45.8 | 84.4 | 12 | 956.7
2019 | 5 | 5 | 2 | 30 | 0 | 0 | 0 | 1.2 | 1.1 | 77.8 | 73.6 | 12 | 956.2
2019 | 5 | 5 | 3 | 30 | 0 | 0 | 0 | 1 | 1.1 | 38.4 | 72.5 | 12 | 956.1
2019 | 5 | 5 | 4 | 30 | 0 | 0 | 0 | 1.1 | 1.1 | 9.1 | 71.7 | 12.1 | 956
2019 | 5 | 5 | 5 | 30 | 0 | 0 | 0 | 1.4 | 1.4 | 17 | 70.3 | 12 | 956.1
2019 | 5 | 5 | 6 | 30 | 15 | 143 | 36 | 1.2 | 2.1 | 13.8 | 60.8 | 14 | 956.9
2019 | 5 | 5 | 7 | 30 | 44 | 647 | 212 | 0.2 | 1.1 | 69.7 | 50.7 | 17.4 | 957.4
2019 | 5 | 5 | 8 | 30 | 60 | 810 | 425 | -1.8 | 0.8 | 191.7 | 44.3 | 20.4 | 957.9
2019 | 5 | 5 | 9 | 30 | 67 | 897 | 628 | -2.9 | 0.8 | 199.6 | 36.2 | 22.8 | 958
2019 | 5 | 5 | 10 | 30 | 76 | 931 | 793 | -3.3 | 3.1 | 198.3 | 33.5 | 23.9 | 958.3
2019 | 5 | 5 | 11 | 30 | 103 | 920 | 908 | -3.7 | 6.6 | 73.5 | 46.8 | 22.9 | 958.8
2019 | 5 | 5 | 12 | 30 | 130 | 910 | 980 | -4.1 | 5.9 | 80.7 | 46.7 | 23 | 959
2019 | 5 | 5 | 13 | 30 | 149 | 903 | 997 | -4.6 | 6 | 85.6 | 46.6 | 23.6 | 958.8
2019 | 5 | 5 | 14 | 30 | 218 | 700 | 848 | -5.1 | 5.6 | 87.2 | 45.1 | 23.8 | 958.6
2019 | 5 | 5 | 15 | 30 | 131 | 860 | 820 | -5.4 | 4.1 | 200.6 | 34.8 | 25.1 | 958.2
2019 | 5 | 5 | 16 | 30 | 109 | 829 | 658 | -5.5 | 5.4 | 263.5 | 31 | 25 | 957.8
2019 | 5 | 5 | 17 | 30 | 92 | 724 | 449 | 4.9 | 4.8 | 266.1 | 37.2 | 23.9 | 957.9
2019 | 5 | 5 | 18 | 30 | 63 | 578 | 239 | 3.1 | 4.9 | 273 | 46 | 22.2 | 958.1
2019 | 5 | 5 | 19 | 30 | 26 | 222 | 56 | 1.7 | 3.2 | 246.9 | 59.3 | 20 | 958.4
2019 | 5 | 5 | 20 | 30 | 0 | 0 | 0 | 1.2 | 2.4 | 223.9 | 74.3 | 17.3 | 959.1
2019 | 5 | 5 | 21 | 30 | 0 | 0 | 0 | 0.8 | 1 | 236.4 | 80.6 | 15.7 | 959.8
2019 | 5 | 5 | 22 | 30 | 0 | 0 | 0 | 0.6 | 1.1 | 257.4 | 84.5 | 14.6 | 959.9
2019 | 5 | 5 | 23 | 30 | 0 | 0 | 0 | 0.5 | 0.4 | 238.7 | 85.1 | 14.5 | 959.9
2019 | 5 | 6 | 0 | 30 | 0 | 0 | 0 | 0.6 | 0.7 | 178.7 | 80.6 | 15 | 959.8
2019 | 5 | 6 | 1 | 30 | 0 | 0 | 0 | 0.8 | 1 | 94.9 | 68.8 | 15.7 | 959.6
2019 | 5 | 6 | 2 | 30 | 0 | 0 | 0 | 1.1 | 0.5 | 15.3 | 65.6 | 15.4 | 959.4
2019 | 5 | 6 | 3 | 30 | 0 | 0 | 0 | 1.4 | 1.3 | 52.4 | 60.7 | 15.7 | 959.3
2019 | 5 | 6 | 4 | 30 | 0 | 0 | 0 | 1.7 | 0.7 | 46 | 63.3 | 14.6 | 959.5
2019 | 5 | 6 | 5 | 30 | 0 | 0 | 0 | 2.8 | 2 | 19.8 | 58 | 15.4 | 959.6
2019 | 5 | 6 | 6 | 30 | 18 | 121 | 36 | 2.9 | 2 | 13.6 | 57.8 | 15.7 | 960.1
2019 | 5 | 6 | 7 | 30 | 52 | 594 | 209 | 1.9 | 1.2 | 76.4 | 51.3 | 18.8 | 960.5
2019 | 5 | 6 | 8 | 30 | 72 | 779 | 423 | -0.2 | 1.6 | 232.1 | 62.4 | 18.4 | 960.9
2019 | 5 | 6 | 9 | 30 | 86 | 860 | 623 | -3.1 | 1.9 | 222.3 | 64.4 | 19.3 | 961.2
2019 | 5 | 6 | 10 | 30 | 96 | 904 | 791 | -4.1 | 3 | 240.6 | 62.3 | 20.7 | 961.4
2019 | 5 | 6 | 11 | 30 | 97 | 937 | 917 | -4.5 | 3 | 234.6 | 48.4 | 23.6 | 961.3
2019 | 5 | 6 | 12 | 30 | 108 | 941 | 986 | -4.7 | 2.7 | 235.8 | 39.1 | 25.6 | 960.9
2019 | 5 | 6 | 13 | 30 | 122 | 935 | 999 | -4.9 | 5.6 | 256.5 | 35.7 | 26.2 | 960.5
2019 | 5 | 6 | 14 | 30 | 151 | 869 | 929 | -5 | 5.7 | 267.3 | 35.1 | 26.4 | 960.3
2019 | 5 | 6 | 15 | 30 | 248 | 635 | 760 | -4.9 | 6.4 | 261.2 | 35.7 | 25.9 | 959.9
2019 | 5 | 6 | 16 | 30 | 209 | 611 | 617 | -4.3 | 5.5 | 270 | 39.5 | 25 | 959.8
2019 | 5 | 6 | 17 | 30 | 174 | 440 | 394 | 6.1 | 5 | 267.9 | 45 | 23.9 | 959.8
2019 | 5 | 6 | 18 | 30 | 126 | 377 | 243 | 3.5 | 4 | 258.4 | 53 | 22.4 | 959.9
2019 | 5 | 6 | 19 | 30 | 38 | 66 | 50 | 2.5 | 3 | 223.7 | 67.7 | 19.8 | 960.3
2019 | 5 | 6 | 20 | 30 | 0 | 0 | 0 | 2.3 | 1.7 | 240.5 | 78.8 | 17.6 | 960.8
2019 | 5 | 6 | 21 | 30 | 0 | 0 | 0 | 2.3 | 1 | 231.1 | 84.3 | 16.6 | 961.6
2019 | 5 | 6 | 22 | 30 | 0 | 0 | 0 | 2.7 | 0.5 | 106.6 | 87.3 | 15.9 | 961.9
2019 | 5 | 6 | 23 | 30 | 0 | 0 | 0 | 3.2 | 0.3 | 61.7 | 88.5 | 15.2 | 961.8
2019 | 5 | 7 | 0 | 30 | 0 | 0 | 0 | 3.6 | 0.5 | 32.2 | 90.1 | 14.4 | 961.7
2019 | 5 | 7 | 1 | 30 | 0 | 0 | 0 | 3.5 | 0.7 | 171.2 | 92 | 13.3 | 961.5
2019 | 5 | 7 | 2 | 30 | 0 | 0 | 0 | 3.3 | 0.9 | 167.2 | 94.3 | 12.7 | 961.2
2019 | 5 | 7 | 3 | 30 | 0 | 0 | 0 | 3.2 | 0.9 | 252.2 | 96.3 | 13.4 | 961.2
2019 | 5 | 7 | 4 | 30 | 0 | 0 | 0 | 3 | 1.2 | 41.9 | 96.7 | 13.2 | 961.3
2019 | 5 | 7 | 5 | 30 | 0 | 0 | 0 | 2.5 | 1.8 | 54.4 | 97 | 11.7 | 960.8
2019 | 5 | 7 | 6 | 30 | 18 | 68 | 36 | 1.8 | 1.3 | 58.3 | 97.1 | 12.2 | 961
2019 | 5 | 7 | 7 | 30 | 56 | 577 | 219 | 1.1 | 0.7 | 111.6 | 96 | 13.4 | 961.2
2019 | 5 | 7 | 8 | 30 | 79 | 768 | 429 | 0.1 | 0.7 | 182.1 | 74.9 | 17.3 | 961.3
2019 | 5 | 7 | 9 | 30 | 70 | 914 | 643 | -1.2 | 1.9 | 232.1 | 44.1 | 21 | 961
2019 | 5 | 7 | 10 | 30 | 86 | 941 | 810 | -1.6 | 3.3 | 235.8 | 44 | 22.6 | 961.1
2019 | 5 | 7 | 11 | 30 | 111 | 925 | 923 | -1.6 | 3.7 | 244.3 | 40.3 | 24.1 | 960.9
2019 | 5 | 7 | 12 | 30 | 109 | 948 | 994 | -1.7 | 4.1 | 247 | 38.6 | 25 | 960.4
2019 | 5 | 7 | 13 | 30 | 116 | 935 | 995 | -1.8 | 4.5 | 262.3 | 43 | 25 | 960
2019 | 5 | 7 | 14 | 30 | 98 | 940 | 937 | -2 | 4.6 | 257.5 | 38.8 | 25.8 | 959.4
2019 | 5 | 7 | 15 | 30 | 116 | 887 | 825 | -2.1 | 4.1 | 257.9 | 38.2 | 26.4 | 958.8
2019 | 5 | 7 | 16 | 30 | 121 | 776 | 638 | -2 | 4.7 | 237.3 | 44.4 | 25.5 | 958.2
2019 | 5 | 7 | 17 | 30 | 102 | 704 | 450 | 2.7 | 4.9 | 232.9 | 55.6 | 23.8 | 958
2019 | 5 | 7 | 18 | 30 | 77 | 507 | 235 | 3.7 | 4.6 | 230.9 | 66 | 21.4 | 958
2019 | 5 | 7 | 19 | 30 | 30 | 120 | 49 | 2.7 | 2.9 | 239.3 | 76 | 19 | 958.3
2019 | 5 | 7 | 20 | 30 | 0 | 0 | 0 | 2.1 | 2 | 245.7 | 83.1 | 17.4 | 958.7
2019 | 5 | 7 | 21 | 30 | 0 | 0 | 0 | 1.6 | 0.8 | 246 | 86.4 | 16.7 | 959
2019 | 5 | 7 | 22 | 30 | 0 | 0 | 0 | 1.5 | 0.7 | 219.7 | 87.2 | 16.4 | 959
2019 | 5 | 7 | 23 | 30 | 0 | 0 | 0 | 1.4 | 0.8 | 283.4 | 87.4 | 16.3 | 959
2019 | 5 | 8 | 0 | 30 | 0 | 0 | 0 | 1.3 | 0.9 | 231.2 | 90.1 | 15.4 | 958.9
2019 | 5 | 8 | 1 | 30 | 0 | 0 | 0 | 1.2 | 1.5 | 270.7 | 93.8 | 14.3 | 958.5
2019 | 5 | 8 | 2 | 30 | 0 | 0 | 0 | 1 | 1.5 | 244.1 | 96 | 14.3 | 958.2
2019 | 5 | 8 | 3 | 30 | 0 | 0 | 0 | 0.6 | 0.7 | 220.5 | 96.6 | 14.3 | 957.9
2019 | 5 | 8 | 4 | 30 | 0 | 0 | 0 | 0.2 | 1 | 60.8 | 96.9 | 13.6 | 957.3
2019 | 5 | 8 | 5 | 30 | 0 | 0 | 0 | -0.1 | 1.3 | 184.7 | 97.2 | 12.6 | 957.2
2019 | 5 | 8 | 6 | 30 | 25 | 117 | 42 | -0.4 | 1.2 | 143.2 | 92.3 | 12.8 | 957.3
2019 | 5 | 8 | 7 | 30 | 92 | 326 | 173 | -0.9 | 0.7 | 262.8 | 66.7 | 17.7 | 957.6
2019 | 5 | 8 | 8 | 30 | 136 | 653 | 437 | -2.8 | 3.1 | 252.5 | 42.9 | 22.5 | 957.6
2019 | 5 | 8 | 9 | 30 | 291 | 227 | 435 | -4.8 | 4.2 | 231.3 | 36.2 | 24.4 | 957.6
2019 | 5 | 8 | 10 | 30 | 248 | 423 | 594 | -3.9 | 4.2 | 231.3 | 35 | 25.1 | 957.7
2019 | 5 | 8 | 11 | 30 | 101 | 939 | 927 | -2.5 | 5.6 | 227.9 | 31.7 | 26.7 | 957.4
2019 | 5 | 8 | 12 | 30 | 159 | 820 | 929 | -1.3 | 6.4 | 236.7 | 28.1 | 28.2 | 956.6
2019 | 5 | 8 | 13 | 30 | 226 | 703 | 895 | -0.8 | 6.4 | 238.9 | 27.7 | 29.1 | 955.8
2019 | 5 | 8 | 14 | 30 | 332 | 401 | 703 | -0.9 | 5 | 234.4 | 27.1 | 29.3 | 955.4
2019 | 5 | 8 | 15 | 30 | 131 | 867 | 830 | -1.2 | 5.1 | 231 | 24 | 30.1 | 955
2019 | 5 | 8 | 16 | 30 | 129 | 789 | 657 | -1.2 | 6.8 | 254.6 | 22.4 | 30.4 | 954.5
2019 | 5 | 8 | 17 | 30 | 94 | 723 | 453 | 4.3 | 8.2 | 277.8 | 18.6 | 30.1 | 954.6
2019 | 5 | 8 | 18 | 30 | 65 | 445 | 216 | 5.5 | 8.6 | 284.6 | 17.8 | 28.6 | 954.7
2019 | 5 | 8 | 19 | 30 | 45 | 180 | 70 | 6 | 7.3 | 297 | 27.1 | 26.8 | 955.3
2019 | 5 | 8 | 20 | 30 | 0 | 0 | 0 | 7.1 | 4.3 | 285.3 | 31.2 | 25.1 | 956.1
2019 | 5 | 8 | 21 | 30 | 0 | 0 | 0 | 8.6 | 3.3 | 226.6 | 37.8 | 23.4 | 956.9
2019 | 5 | 8 | 22 | 30 | 0 | 0 | 0 | 9.7 | 4.7 | 212.7 | 42.3 | 22.5 | 957.1
2019 | 5 | 8 | 23 | 30 | 0 | 0 | 0 | 10.3 | 5 | 210.8 | 44.5 | 22 | 957.2
2019 | 5 | 9 | 0 | 30 | 0 | 0 | 0 | 10.3 | 4.1 | 227.4 | 48.4 | 21.2 | 957
2019 | 5 | 9 | 1 | 30 | 0 | 0 | 0 | 10.2 | 5.1 | 234.4 | 49.4 | 20.9 | 956.9
2019 | 5 | 9 | 2 | 30 | 0 | 0 | 0 | 10.1 | 3.3 | 230.5 | 49.1 | 20.9 | 956.9
2019 | 5 | 9 | 3 | 30 | 0 | 0 | 0 | 10.3 | 3 | 215.9 | 50.3 | 20.5 | 956.8
2019 | 5 | 9 | 4 | 30 | 0 | 0 | 0 | 10.9 | 2.1 | 249.2 | 53.2 | 19.7 | 956.6
2019 | 5 | 9 | 5 | 30 | 0 | 0 | 0 | 11.8 | 3.1 | 237.6 | 53.4 | 19.8 | 956.7
2019 | 5 | 9 | 6 | 30 | 25 | 9 | 26 | 12.5 | 1.8 | 231 | 54.1 | 19.8 | 957.2
2019 | 5 | 9 | 7 | 30 | 129 | 86 | 158 | 12.7 | 1.5 | 170.9 | 53.1 | 20.5 | 957.6
2019 | 5 | 9 | 8 | 30 | 215 | 401 | 405 | 11.4 | 1.2 | 231 | 47.1 | 22.9 | 957.9
2019 | 5 | 9 | 9 | 30 | 176 | 657 | 601 | 10 | 2 | 136.3 | 44.5 | 24.1 | 958.2
2019 | 5 | 9 | 10 | 30 | 136 | 809 | 766 | 9.2 | 1.7 | 156.1 | 42.3 | 25.2 | 958.2
2019 | 5 | 9 | 11 | 30 | 102 | 904 | 900 | 9 | 1.9 | 180.4 | 38.5 | 26.7 | 957.9
2019 | 5 | 9 | 12 | 30 | 89 | 947 | 977 | 9.4 | 2.1 | 208.3 | 36.2 | 28 | 957.4
2019 | 5 | 9 | 13 | 30 | 201 | 777 | 937 | 10 | 3.7 | 181 | 37.6 | 28.4 | 957
2019 | 5 | 9 | 14 | 30 | 189 | 778 | 886 | 10.4 | 3.9 | 217.5 | 37.4 | 28.8 | 956.9
2019 | 5 | 9 | 15 | 30 | 134 | 868 | 831 | 11.1 | 5.6 | 261.1 | 37.2 | 28.1 | 956.5
2019 | 5 | 9 | 16 | 30 | 102 | 839 | 662 | 13.9 | 5.2 | 257.7 | 34.7 | 28.3 | 956.3
2019 | 5 | 9 | 17 | 30 | 74 | 775 | 460 | 15.4 | 3.8 | 265.8 | 34.5 | 28.3 | 956.2
2019 | 5 | 9 | 18 | 30 | 53 | 639 | 251 | 15.1 | 3.5 | 265.3 | 34.7 | 28.2 | 955.9
2019 | 5 | 9 | 19 | 30 | 25 | 271 | 63 | 14.7 | 4 | 275.8 | 38.4 | 26.5 | 956.1
2019 | 5 | 9 | 20 | 30 | 0 | 0 | 0 | 14.1 | 1.9 | 244.9 | 51.5 | 23.6 | 956.8
2019 | 5 | 9 | 21 | 30 | 0 | 0 | 0 | 13.3 | 0.9 | 262.9 | 63.8 | 21.2 | 957.4
2019 | 5 | 9 | 22 | 30 | 0 | 0 | 0 | 12.5 | 0.9 | 194.2 | 62.3 | 21.2 | 957.8
2019 | 5 | 9 | 23 | 30 | 0 | 0 | 0 | 11.5 | 1 | 27 | 59.6 | 20.6 | 957.9
2019 | 5 | 10 | 0 | 30 | 0 | 0 | 0 | 10.9 | 0.6 | 128.2 | 63 | 19.7 | 957.9
2019 | 5 | 10 | 1 | 30 | 0 | 0 | 0 | 10.8 | 0.5 | 229.3 | 66.9 | 18.8 | 957.7
2019 | 5 | 10 | 2 | 30 | 0 | 0 | 0 | 11.3 | 0.7 | 148.3 | 68.7 | 18 | 957.6
2019 | 5 | 10 | 3 | 30 | 0 | 0 | 0 | 11.7 | 1.8 | 29.2 | 65.1 | 18.6 | 957.5
2019 | 5 | 10 | 4 | 30 | 0 | 0 | 0 | 12 | 2.4 | 23.7 | 64.2 | 18.8 | 957.6
2019 | 5 | 10 | 5 | 30 | 0 | 0 | 0 | 12.4 | 1.7 | 13.9 | 65.9 | 18.2 | 957.7
2019 | 5 | 10 | 6 | 30 | 19 | 168 | 42 | 12.4 | 1.4 | 60.2 | 69.7 | 17.3 | 958
2019 | 5 | 10 | 7 | 30 | 47 | 647 | 223 | 12 | 0.9 | 109.7 | 57.7 | 20.9 | 958.3
2019 | 5 | 10 | 8 | 30 | 58 | 804 | 429 | 12.9 | 0.5 | 201 | 47.6 | 23.9 | 958.6
2019 | 5 | 10 | 9 | 30 | 63 | 893 | 629 | 13.6 | 1 | 118.3 | 43 | 25.7 | 958.8
2019 | 5 | 10 | 10 | 30 | 66 | 940 | 797 | 13.8 | 1.3 | 181.3 | 38.1 | 27.2 | 958.6
2019 | 5 | 10 | 11 | 30 | 71 | 958 | 916 | 13.6 | 2.3 | 122.4 | 35.9 | 28.4 | 958.4
2019 | 5 | 10 | 12 | 30 | 75 | 965 | 982 | 13.1 | 2.9 | 113.2 | 35 | 29.1 | 958.1
2019 | 5 | 10 | 13 | 30 | 84 | 947 | 980 | 12.3 | 3.7 | 174.4 | 35.7 | 29.8 | 957.6
2019 | 5 | 10 | 14 | 30 | 87 | 930 | 924 | 11.6 | 4.4 | 251.2 | 36.3 | 29.7 | 957.3
2019 | 5 | 10 | 15 | 30 | 92 | 894 | 812 | 10.8 | 4.4 | 252.2 | 34.5 | 29.9 | 957.2
2019 | 5 | 10 | 16 | 30 | 86 | 845 | 652 | 10.2 | 3.9 | 263.9 | 33 | 29.9 | 956.9
2019 | 5 | 10 | 17 | 30 | 96 | 652 | 429 | 11 | 4.9 | 260.4 | 36.3 | 28.8 | 956.9
2019 | 5 | 10 | 18 | 30 | 90 | 455 | 238 | 11.2 | 3.9 | 248.3 | 38.7 | 27.7 | 957.1
2019 | 5 | 10 | 19 | 30 | 37 | 225 | 68 | 10.5 | 3.1 | 242.4 | 42.9 | 26.1 | 957.4
2019 | 5 | 10 | 20 | 30 | 1 | 0 | 1 | 10.2 | 1.8 | 216.6 | 54.6 | 23.4 | 958.1
2019 | 5 | 10 | 21 | 30 | 0 | 0 | 0 | 9.9 | 0.5 | 234.6 | 61.3 | 22 | 958.8
2019 | 5 | 10 | 22 | 30 | 0 | 0 | 0 | 9.8 | 1 | 157.4 | 62.7 | 21.3 | 959.4
2019 | 5 | 10 | 23 | 30 | 0 | 0 | 0 | 9.9 | 1.7 | 76.1 | 63.8 | 20.2 | 959.4
2019 | 5 | 11 | 0 | 30 | 0 | 0 | 0 | 9.9 | 1.3 | 77.5 | 62.7 | 19.8 | 959.2
2019 | 5 | 11 | 1 | 30 | 0 | 0 | 0 | 9.7 | 0.3 | 221.8 | 62.7 | 19.4 | 959.1
2019 | 5 | 11 | 2 | 30 | 0 | 0 | 0 | 9.4 | 2.1 | 71 | 52.3 | 19.9 | 959.1
2019 | 5 | 11 | 3 | 30 | 0 | 0 | 0 | 9 | 2.2 | 52.6 | 52.8 | 19.8 | 959.2
2019 | 5 | 11 | 4 | 30 | 0 | 0 | 0 | 8.6 | 1.6 | 62.3 | 58.5 | 18.4 | 959.4
2019 | 5 | 11 | 5 | 30 | 0 | 0 | 0 | 8.5 | 2 | 54 | 52.6 | 18.9 | 959.6
2019 | 5 | 11 | 6 | 30 | 19 | 166 | 42 | 7.8 | 1.9 | 56.4 | 53.5 | 18.7 | 960.2
2019 | 5 | 11 | 7 | 30 | 46 | 644 | 224 | 6.7 | 0.5 | 77.4 | 39.9 | 23.3 | 960.9
2019 | 5 | 11 | 8 | 30 | 60 | 807 | 435 | 4.8 | 0.6 | 160.3 | 36.2 | 25.2 | 961.2
2019 | 5 | 11 | 9 | 30 | 68 | 887 | 634 | 2.3 | 1.1 | 167.4 | 31.2 | 27.2 | 961.3
2019 | 5 | 11 | 10 | 30 | 74 | 929 | 800 | 0.4 | 2.2 | 122.1 | 29.1 | 28.7 | 961.3
2019 | 5 | 11 | 11 | 30 | 78 | 952 | 922 | -1.6 | 2.5 | 110.4 | 28.3 | 29.6 | 961.1
2019 | 5 | 11 | 12 | 30 | 97 | 944 | 987 | -3.5 | 3.7 | 109.8 | 27.5 | 30.5 | 960.7
2019 | 5 | 11 | 13 | 30 | 175 | 752 | 892 | -4.9 | 2.6 | 189.5 | 29.5 | 30.6 | 960.7
2019 | 5 | 11 | 14 | 30 | 125 | 874 | 912 | -5.7 | 4.2 | 269.1 | 29.5 | 30.3 | 960.5
2019 | 5 | 11 | 15 | 30 | 93 | 891 | 813 | -6.2 | 4.4 | 261.1 | 29.9 | 30.2 | 960.3
2019 | 5 | 11 | 16 | 30 | 87 | 848 | 657 | -6.3 | 4.3 | 228.5 | 31.4 | 29.7 | 960.5
2019 | 5 | 11 | 17 | 30 | 74 | 776 | 464 | -5.7 | 5.4 | 98.3 | 32.6 | 28.9 | 961
2019 | 5 | 11 | 18 | 30 | 55 | 645 | 258 | -3.8 | 6.7 | 88 | 42.8 | 25.9 | 961.5
2019 | 5 | 11 | 19 | 30 | 26 | 307 | 71 | -2 | 6.5 | 87.8 | 56.1 | 22.2 | 962.3
2019 | 5 | 11 | 20 | 30 | 1 | 0 | 1 | 0.1 | 5.7 | 94 | 63.7 | 19.9 | 963.3
2019 | 5 | 11 | 21 | 30 | 0 | 0 | 0 | 1.8 | 4.6 | 87.7 | 70.1 | 18.6 | 964.2
2019 | 5 | 11 | 22 | 30 | 0 | 0 | 0 | 2.5 | 4.3 | 100.1 | 75.2 | 17.6 | 964.7
2019 | 5 | 11 | 23 | 30 | 0 | 0 | 0 | 2.5 | 3.2 | 99.1 | 77.1 | 17.4 | 964.8
2019 | 5 | 12 | 0 | 30 | 0 | 0 | 0 | 2.4 | 3.4 | 83.1 | 76.2 | 17.2 | 964.9
2019 | 5 | 12 | 1 | 30 | 0 | 0 | 0 | 2.6 | 2.7 | 87.8 | 76.1 | 17.4 | 964.9
2019 | 5 | 12 | 2 | 30 | 0 | 0 | 0 | 2.8 | 3.9 | 84.8 | 64.6 | 18.4 | 965.1
2019 | 5 | 12 | 3 | 30 | 0 | 0 | 0 | 2.9 | 4.5 | 62.5 | 53.1 | 19.1 | 965.3
2019 | 5 | 12 | 4 | 30 | 0 | 0 | 0 | 2.8 | 4.7 | 60.3 | 50.4 | 18.8 | 965.5
2019 | 5 | 12 | 5 | 30 | 0 | 0 | 0 | 2.7 | 3.8 | 69 | 50.4 | 18.2 | 965.7
2019 | 5 | 12 | 6 | 30 | 19 | 158 | 40 | 1.8 | 2.8 | 100.2 | 62 | 16.2 | 966.2
2019 | 5 | 12 | 7 | 30 | 52 | 587 | 218 | 0.2 | 4.1 | 113.1 | 63.2 | 17.3 | 966.5
2019 | 5 | 12 | 8 | 30 | 72 | 766 | 432 | -1.2 | 5.2 | 112.2 | 60.6 | 19.1 | 966.7
2019 | 5 | 12 | 9 | 30 | 84 | 847 | 629 | -2 | 6.1 | 101.4 | 55.6 | 20.4 | 966.6
2019 | 5 | 12 | 10 | 30 | 92 | 892 | 793 | -2.6 | 6.2 | 100.4 | 53.5 | 21.5 | 966.6
2019 | 5 | 12 | 11 | 30 | 94 | 920 | 914 | -2.9 | 6.2 | 103.6 | 50.8 | 22.7 | 966.3
2019 | 5 | 12 | 12 | 30 | 98 | 929 | 978 | -2.6 | 5.9 | 97.6 | 47.8 | 23.6 | 965.8
2019 | 5 | 12 | 13 | 30 | 99 | 927 | 982 | -1.5 | 5.3 | 103.5 | 43.3 | 24.6 | 965
2019 | 5 | 12 | 14 | 30 | 98 | 914 | 926 | 0.3 | 5.1 | 95.2 | 41 | 25.4 | 964.2
2019 | 5 | 12 | 15 | 30 | 95 | 889 | 816 | 2.3 | 5.5 | 95.2 | 39.9 | 25.4 | 963.7
2019 | 5 | 12 | 16 | 30 | 86 | 853 | 662 | 4.1 | 5.5 | 98.1 | 39.8 | 25.1 | 963.1
2019 | 5 | 12 | 17 | 30 | 74 | 779 | 469 | 5.6 | 5.4 | 97.4 | 41.4 | 24.2 | 963
2019 | 5 | 12 | 18 | 30 | 58 | 635 | 261 | 6.8 | 5.3 | 97.6 | 45 | 22.5 | 963
2019 | 5 | 12 | 19 | 30 | 29 | 291 | 72 | 7.6 | 4.6 | 103.7 | 50.7 | 20.2 | 963.1
2019 | 5 | 12 | 20 | 30 | 1 | 0 | 1 | 8 | 3.9 | 107.2 | 57.2 | 18 | 963.1
2019 | 5 | 12 | 21 | 30 | 0 | 0 | 0 | 8.2 | 1.9 | 95.4 | 57.1 | 16.6 | 963.4
2019 | 5 | 12 | 22 | 30 | 0 | 0 | 0 | 8.3 | 2 | 83.5 | 54.9 | 16 | 963.6
2019 | 5 | 12 | 23 | 30 | 0 | 0 | 0 | 8.2 | 1.6 | 74.6 | 55.7 | 15.6 | 963.6
2019 | 5 | 13 | 0 | 30 | 0 | 0 | 0 | 8.1 | 1.5 | 78.1 | 59.8 | 14.9 | 963.3
2019 | 5 | 13 | 1 | 30 | 0 | 0 | 0 | 8 | 1 | 220.7 | 64.9 | 14.7 | 963
2019 | 5 | 13 | 2 | 30 | 0 | 0 | 0 | 8 | 1 | 85.6 | 69.5 | 13.9 | 962.7
2019 | 5 | 13 | 3 | 30 | 0 | 0 | 0 | 8 | 2.5 | 82.9 | 65.5 | 14.1 | 962.5
2019 | 5 | 13 | 4 | 30 | 0 | 0 | 0 | 7.9 | 2.3 | 94.6 | 57.9 | 14.1 | 962.2
2019 | 5 | 13 | 5 | 30 | 0 | 0 | 0 | 7.8 | 1.8 | 88.6 | 62.3 | 12.6 | 962.3
2019 | 5 | 13 | 6 | 30 | 21 | 204 | 48 | 7.1 | 3 | 89 | 56.2 | 14.2 | 962.7
2019 | 5 | 13 | 7 | 30 | 50 | 649 | 231 | 5.3 | 3.5 | 98.1 | 46.5 | 16.8 | 963.1
2019 | 5 | 13 | 8 | 30 | 64 | 818 | 446 | 3.8 | 4.4 | 101.6 | 45.2 | 17.9 | 963.3
2019 | 5 | 13 | 9 | 30 | 72 | 896 | 646 | 2.8 | 4.2 | 107.1 | 45.8 | 19.2 | 962.8
2019 | 5 | 13 | 10 | 30 | 75 | 945 | 815 | 2 | 3.9 | 105.9 | 44 | 20.5 | 962.4
2019 | 5 | 13 | 11 | 30 | 81 | 962 | 934 | 1.4 | 3.7 | 113.6 | 46.1 | 21.6 | 962
2019 | 5 | 13 | 12 | 30 | 84 | 968 | 998 | 1 | 2.7 | 94.9 | 41.6 | 23.5 | 961.3
2019 | 5 | 13 | 13 | 30 | 89 | 960 | 1000 | 0.7 | 4.5 | 103.2 | 44 | 24 | 960.6
2019 | 5 | 13 | 14 | 30 | 94 | 937 | 940 | 0.3 | 5.2 | 92.5 | 45.3 | 24.1 | 960.1
2019 | 5 | 13 | 15 | 30 | 94 | 907 | 828 | 0 | 6.2 | 96.9 | 45.8 | 23.6 | 959.9
2019 | 5 | 13 | 16 | 30 | 92 | 854 | 668 | -0.1 | 7.5 | 99.8 | 48.9 | 22.3 | 960
2019 | 5 | 13 | 17 | 30 | 86 | 760 | 471 | 0.9 | 7.3 | 94.3 | 51.4 | 21.2 | 960.6
2019 | 5 | 13 | 18 | 30 | 69 | 592 | 259 | 3.1 | 6.9 | 100.9 | 52.5 | 19.9 | 960.8
2019 | 5 | 13 | 19 | 30 | 33 | 239 | 70 | 3.7 | 5.4 | 95.5 | 58.1 | 18.2 | 961.5
2019 | 5 | 13 | 20 | 30 | 1 | 0 | 1 | 4.7 | 3.7 | 88.1 | 67.1 | 16.2 | 962.3
2019 | 5 | 13 | 21 | 30 | 0 | 0 | 0 | 4.9 | 4 | 86.4 | 75.2 | 14.9 | 963
2019 | 5 | 13 | 22 | 30 | 0 | 0 | 0 | 4.2 | 4.3 | 99.3 | 82.5 | 14.1 | 963.5
2019 | 5 | 13 | 23 | 30 | 0 | 0 | 0 | 3.3 | 3.7 | 82.4 | 84 | 13.7 | 963.8
2019 | 5 | 14 | 0 | 30 | 0 | 0 | 0 | 2.6 | 3.9 | 87.5 | 82.9 | 13.2 | 963.6
2019 | 5 | 14 | 1 | 30 | 0 | 0 | 0 | 2.5 | 3.9 | 96.9 | 78.9 | 13 | 963.3
2019 | 5 | 14 | 2 | 30 | 0 | 0 | 0 | 2.9 | 1.7 | 64 | 77.4 | 12.9 | 963
2019 | 5 | 14 | 3 | 30 | 0 | 0 | 0 | 3.6 | 2 | 69.9 | 74.6 | 12.7 | 962.8
2019 | 5 | 14 | 4 | 30 | 0 | 0 | 0 | 4.4 | 2.2 | 69 | 70.7 | 12.4 | 962.8
2019 | 5 | 14 | 5 | 30 | 0 | 0 | 0 | 5.2 | 2 | 88 | 72.3 | 11.3 | 963.1
2019 | 5 | 14 | 6 | 30 | 20 | 242 | 50 | 6 | 1.9 | 69.1 | 73.1 | 11.5 | 963.2
2019 | 5 | 14 | 7 | 30 | 47 | 682 | 239 | 5.1 | 2.2 | 95.5 | 68.3 | 14.1 | 963.3
2019 | 5 | 14 | 8 | 30 | 60 | 840 | 454 | 3.9 | 3.3 | 104.5 | 62.3 | 16.2 | 963.3
2019 | 5 | 14 | 9 | 30 | 66 | 922 | 656 | 3.4 | 4.4 | 105.9 | 51.6 | 18.1 | 963.2
2019 | 5 | 14 | 10 | 30 | 68 | 966 | 825 | 2.9 | 4.5 | 98.4 | 40.7 | 19.8 | 963.1
2019 | 5 | 14 | 11 | 30 | 71 | 985 | 945 | 2.4 | 4.3 | 100.9 | 34.7 | 21.1 | 962.8
2019 | 5 | 14 | 12 | 30 | 74 | 991 | 1010 | 2.1 | 2.9 | 98.6 | 31.2 | 22.1 | 962.3
2019 | 5 | 14 | 13 | 30 | 76 | 986 | 1012 | 1.8 | 2.7 | 101.1 | 33.1 | 23.2 | 961.4
2019 | 5 | 14 | 14 | 30 | 75 | 975 | 956 | 1.8 | 3.7 | 81.7 | 30 | 24.3 | 960.8
2019 | 5 | 14 | 15 | 30 | 73 | 952 | 844 | 1.8 | 4.5 | 100.1 | 27.3 | 24.8 | 960.2
2019 | 5 | 14 | 16 | 30 | 68 | 916 | 686 | 2 | 4.2 | 96.3 | 28.1 | 24.5 | 959.6
2019 | 5 | 14 | 17 | 30 | 59 | 853 | 492 | 2.9 | 3 | 88.1 | 27.9 | 24.4 | 959.3
2019 | 5 | 14 | 18 | 30 | 49 | 703 | 274 | 4.7 | 2.3 | 205.1 | 29.3 | 24.2 | 959.1
2019 | 5 | 14 | 19 | 30 | 26 | 360 | 79 | 5 | 3.6 | 253.6 | 33.9 | 21.9 | 959.1
2019 | 5 | 14 | 20 | 30 | 1 | 0 | 1 | 5.8 | 2.4 | 231.8 | 40.2 | 19.4 | 959.2
2019 | 5 | 14 | 21 | 30 | 0 | 0 | 0 | 6.3 | 2.2 | 225.2 | 44.2 | 17.9 | 959.4
2019 | 5 | 14 | 22 | 30 | 0 | 0 | 0 | 6.3 | 0.9 | 218.9 | 48.2 | 16.4 | 959.4
2019 | 5 | 14 | 23 | 30 | 0 | 0 | 0 | 6.3 | 1.1 | 215.6 | 55.1 | 15.3 | 959.3
2019 | 5 | 15 | 0 | 30 | 0 | 0 | 0 | 6.2 | 0.4 | 156.6 | 64.7 | 13.9 | 958.9
2019 | 5 | 15 | 1 | 30 | 0 | 0 | 0 | 6.2 | 0.6 | 246.6 | 69.7 | 13.3 | 958.3
2019 | 5 | 15 | 2 | 30 | 0 | 0 | 0 | 6.3 | 0.5 | 264.6 | 71 | 12.8 | 957.5
2019 | 5 | 15 | 3 | 30 | 0 | 0 | 0 | 6.5 | 0.7 | 254.6 | 71.9 | 12.1 | 956.8
2019 | 5 | 15 | 4 | 30 | 0 | 0 | 0 | 6.7 | 0.8 | 266.7 | 72.4 | 11.6 | 956.4
2019 | 5 | 15 | 5 | 30 | 0 | 0 | 0 | 7 | 0.6 | 248.3 | 73.4 | 11.7 | 956.2
2019 | 5 | 15 | 6 | 30 | 21 | 241 | 51 | 6.8 | 0.5 | 244.7 | 65.9 | 12.9 | 956
2019 | 5 | 15 | 7 | 30 | 49 | 659 | 235 | 5.8 | 1.2 | 241 | 60.1 | 16.1 | 956
2019 | 5 | 15 | 8 | 30 | 63 | 816 | 447 | 5.2 | 1.4 | 246.5 | 48.8 | 19.1 | 956
2019 | 5 | 15 | 9 | 30 | 72 | 892 | 646 | 5.1 | 1.7 | 244.4 | 38.7 | 22.2 | 955.8
2019 | 5 | 15 | 10 | 30 | 88 | 914 | 807 | 5.1 | 3.1 | 237.4 | 34.4 | 24.1 | 955.5
2019 | 5 | 15 | 11 | 30 | 130 | 887 | 921 | 4.9 | 4 | 238 | 31.1 | 26.3 | 955.2
2019 | 5 | 15 | 12 | 30 | 126 | 897 | 978 | 4.5 | 4 | 247.8 | 27.6 | 28.8 | 954.5
2019 | 5 | 15 | 13 | 30 | 92 | 951 | 999 | 4.1 | 5.8 | 235.9 | 22.4 | 31.3 | 953.9
2019 | 5 | 15 | 14 | 30 | 86 | 948 | 947 | 3.6 | 6.7 | 241.5 | 19 | 32.4 | 953.5
2019 | 5 | 15 | 15 | 30 | 79 | 936 | 842 | 3.2 | 7.5 | 237.4 | 15.9 | 32.5 | 953
2019 | 5 | 15 | 16 | 30 | 70 | 905 | 685 | 2.9 | 7 | 254.6 | 14.9 | 32.4 | 952.5
2019 | 5 | 15 | 17 | 30 | 68 | 809 | 481 | 3.2 | 5.5 | 256.9 | 17.7 | 32 | 952.4
2019 | 5 | 15 | 18 | 30 | 70 | 640 | 281 | 5.4 | 4.6 | 232.1 | 29 | 28.6 | 952.8
2019 | 5 | 15 | 19 | 30 | 48 | 328 | 97 | 4.5 | 3 | 248 | 38.7 | 24.9 | 953.1
2019 | 5 | 15 | 20 | 30 | 1 | 0 | 1 | 4.2 | 2.1 | 252.1 | 46.7 | 22.1 | 953.4
2019 | 5 | 15 | 21 | 30 | 0 | 0 | 0 | 4.2 | 1.4 | 187.7 | 45.9 | 21.9 | 954
2019 | 5 | 15 | 22 | 30 | 0 | 0 | 0 | 4.4 | 5.8 | 97.4 | 56.3 | 20.7 | 954.7
2019 | 5 | 15 | 23 | 30 | 0 | 0 | 0 | 4.9 | 6.8 | 104.4 | 77.3 | 17.4 | 955.4
2019 | 5 | 16 | 0 | 30 | 0 | 0 | 0 | 5.3 | 6.2 | 88.7 | 86.7 | 16.1 | 955.7
2019 | 5 | 16 | 1 | 30 | 0 | 0 | 0 | 5.6 | 5.2 | 83.4 | 86.3 | 15.8 | 955.6
2019 | 5 | 16 | 2 | 30 | 0 | 0 | 0 | 5.7 | 4.1 | 79.5 | 85.9 | 15.1 | 955.4
2019 | 5 | 16 | 3 | 30 | 0 | 0 | 0 | 6 | 3.7 | 74.8 | 87.5 | 14.6 | 955.2
2019 | 5 | 16 | 4 | 30 | 0 | 0 | 0 | 6.4 | 3.2 | 74.9 | 88.5 | 14.3 | 955.1
2019 | 5 | 16 | 5 | 30 | 0 | 0 | 0 | 6.7 | 3.4 | 74.5 | 88.2 | 14.1 | 955.2
2019 | 5 | 16 | 6 | 30 | 26 | 154 | 47 | 6.5 | 3.9 | 82.2 | 86.8 | 14.2 | 955.6
2019 | 5 | 16 | 7 | 30 | 68 | 540 | 224 | 5.7 | 4.3 | 91.3 | 78.3 | 16 | 955.8
2019 | 5 | 16 | 8 | 30 | 84 | 739 | 435 | 4.6 | 5.1 | 95.5 | 67.2 | 18.1 | 955.8
2019 | 5 | 16 | 9 | 30 | 88 | 848 | 636 | 4.2 | 5.1 | 106.5 | 59.9 | 19.8 | 955.5
2019 | 5 | 16 | 10 | 30 | 91 | 900 | 803 | 4 | 4.4 | 109 | 54 | 21.7 | 955.4
2019 | 5 | 16 | 11 | 30 | 96 | 923 | 921 | 3.8 | 2.5 | 127.1 | 47.4 | 23.7 | 955.1
2019 | 5 | 16 | 12 | 30 | 101 | 926 | 983 | 3.7 | 1.5 | 151.4 | 40.9 | 26.1 | 954.4
2019 | 5 | 16 | 13 | 30 | 103 | 925 | 987 | 3.5 | 4.6 | 258.8 | 40.6 | 26.6 | 953.6
2019 | 5 | 16 | 14 | 30 | 106 | 907 | 932 | 3.4 | 5.4 | 271.5 | 39.7 | 26.3 | 953
2019 | 5 | 16 | 15 | 30 | 108 | 871 | 820 | 3.3 | 6.1 | 263.8 | 42.7 | 25.2 | 952.3
2019 | 5 | 16 | 16 | 30 | 98 | 830 | 663 | 3.3 | 6.3 | 259.2 | 50.7 | 23.7 | 951.7
2019 | 5 | 16 | 17 | 30 | 96 | 722 | 470 | 3.6 | 6.1 | 257.7 | 60.9 | 22 | 951.5
2019 | 5 | 16 | 18 | 30 | 92 | 527 | 264 | 4.9 | 6 | 267 | 68.3 | 20.5 | 951.1
2019 | 5 | 16 | 19 | 30 | 35 | 178 | 62 | 5 | 4.9 | 251 | 77.6 | 18.5 | 950.8
2019 | 5 | 16 | 20 | 30 | 1 | 0 | 1 | 5.4 | 3 | 251.1 | 84.1 | 17.1 | 950.9
2019 | 5 | 16 | 21 | 30 | 0 | 0 | 0 | 6.3 | 2.5 | 257.1 | 86.8 | 16.4 | 950.9
2019 | 5 | 16 | 22 | 30 | 0 | 0 | 0 | 7.4 | 1.7 | 234.6 | 88.6 | 15.7 | 950.8
2019 | 5 | 16 | 23 | 30 | 0 | 0 | 0 | 8.6 | 0.7 | 211.7 | 91.2 | 14.8 | 950.1
2019 | 5 | 17 | 0 | 30 | 0 | 0 | 0 | 9.7 | 2.4 | 145.9 | 73.9 | 17.2 | 949.4
2019 | 5 | 17 | 1 | 30 | 0 | 0 | 0 | 10.5 | 4.3 | 252.6 | 42.4 | 21.4 | 948.6
2019 | 5 | 17 | 2 | 30 | 0 | 0 | 0 | 11 | 9 | 288.4 | 28.1 | 22.6 | 947.7
2019 | 5 | 17 | 3 | 30 | 0 | 0 | 0 | 11.3 | 9.7 | 286.4 | 26.6 | 21.6 | 947.7
2019 | 5 | 17 | 4 | 30 | 0 | 0 | 0 | 11.4 | 6.9 | 260.2 | 23.4 | 20.1 | 947.8
2019 | 5 | 17 | 5 | 30 | 0 | 0 | 0 | 11.2 | 4.4 | 218.7 | 14.3 | 19.6 | 948.3
2019 | 5 | 17 | 6 | 30 | 43 | 101 | 55 | 11.2 | 9.7 | 266.7 | 14.6 | 18.5 | 949.3
2019 | 5 | 17 | 7 | 30 | 135 | 20 | 141 | 10.7 | 11.6 | 258.4 | 19.3 | 17.7 | 950
2019 | 5 | 17 | 8 | 30 | 248 | 74 | 291 | 9.8 | 9.8 | 255.3 | 21.4 | 18.1 | 950.6
2019 | 5 | 17 | 9 | 30 | 346 | 342 | 582 | 9.1 | 8.8 | 258.4 | 17.1 | 20.5 | 950.7
2019 | 5 | 17 | 10 | 30 | 407 | 426 | 753 | 8.6 | 10.9 | 277.5 | 8 | 23.2 | 950.5
2019 | 5 | 17 | 11 | 30 | 453 | 281 | 717 | 8.2 | 11.6 | 281.2 | 4.8 | 24.2 | 950.8
2019 | 5 | 17 | 12 | 30 | 495 | 176 | 678 | 7.8 | 10 | 300.7 | 5.5 | 25.2 | 950.6
2019 | 5 | 17 | 13 | 30 | 395 | 658 | 1037 | 7.3 | 5.2 | 178.8 | 17 | 26.1 | 950.9
2019 | 5 | 17 | 14 | 30 | 467 | 262 | 717 | 6.6 | 4.6 | 95.6 | 27.8 | 24.8 | 951
2019 | 5 | 17 | 15 | 30 | 393 | 88 | 475 | 6 | 3.7 | 243.3 | 17.6 | 25.2 | 950.9
2019 | 5 | 17 | 16 | 30 | 222 | 6 | 229 | 5.7 | 4.5 | 326.1 | 16.5 | 23.5 | 951.3
2019 | 5 | 17 | 17 | 30 | 184 | 2 | 187 | 5.6 | 3.7 | 285.1 | 21.7 | 22 | 951.7
2019 | 5 | 17 | 18 | 30 | 109 | 298 | 205 | 6.1 | 2.5 | 268 | 18.7 | 22.5 | 951.6
2019 | 5 | 17 | 19 | 30 | 41 | 64 | 48 | 6.2 | 4.1 | 266 | 23.3 | 20.9 | 952.1
2019 | 5 | 17 | 20 | 30 | 2 | 0 | 2 | 6.2 | 3 | 284.6 | 24.9 | 19.6 | 952.8
2019 | 5 | 17 | 21 | 30 | 0 | 0 | 0 | 6.5 | 1.3 | 267.5 | 28.3 | 18 | 953.5
2019 | 5 | 17 | 22 | 30 | 0 | 0 | 0 | 6.6 | 1.5 | 279.9 | 30.1 | 16.6 | 953.9
2019 | 5 | 17 | 23 | 30 | 0 | 0 | 0 | 6.7 | 3.3 | 322.2 | 28.3 | 17.5 | 954
2019 | 5 | 18 | 0 | 30 | 0 | 0 | 0 | 6.9 | 1.8 | 200.2 | 27.9 | 17.4 | 953.7
2019 | 5 | 18 | 1 | 30 | 0 | 0 | 0 | 7.1 | 2.2 | 227.5 | 30.3 | 16 | 953
2019 | 5 | 18 | 2 | 30 | 0 | 0 | 0 | 7.3 | 2 | 143.7 | 30.4 | 15.6 | 952.4
2019 | 5 | 18 | 3 | 30 | 0 | 0 | 0 | 7.4 | 1.4 | 75.5 | 33.9 | 13.9 | 952.2
2019 | 5 | 18 | 4 | 30 | 0 | 0 | 0 | 7.2 | 1.8 | 30.4 | 34.2 | 13.6 | 951.9
2019 | 5 | 18 | 5 | 30 | 0 | 0 | 0 | 7 | 1.1 | 113.6 | 37.3 | 12.4 | 952
2019 | 5 | 18 | 6 | 30 | 37 | 68 | 43 | 6.5 | 1.6 | 20.5 | 34.9 | 13.4 | 952
2019 | 5 | 18 | 7 | 30 | 53 | 529 | 218 | 5.1 | 1 | 49.2 | 30.2 | 16.4 | 952.3
2019 | 5 | 18 | 8 | 30 | 69 | 803 | 455 | 2.9 | 1 | 179.6 | 28.4 | 18.8 | 952.3
2019 | 5 | 18 | 9 | 30 | 101 | 857 | 660 | 1.3 | 1.5 | 179.3 | 26.1 | 20.5 | 952
2019 | 5 | 18 | 10 | 30 | 102 | 864 | 791 | 0.1 | 2.1 | 146.5 | 24.7 | 21.3 | 951.8
2019 | 5 | 18 | 11 | 30 | 141 | 896 | 946 | -1.3 | 3.8 | 115.3 | 27 | 21.8 | 951.7
2019 | 5 | 18 | 12 | 30 | 211 | 745 | 925 | -2.5 | 3.6 | 119.9 | 27 | 22.5 | 951.3
2019 | 5 | 18 | 13 | 30 | 252 | 651 | 884 | -2.9 | 3.8 | 119.9 | 28.8 | 22.9 | 951.1
2019 | 5 | 18 | 14 | 30 | 238 | 599 | 789 | -2.1 | 4.5 | 116.9 | 31.5 | 22.9 | 950.8
2019 | 5 | 18 | 15 | 30 | 255 | 669 | 808 | 0.1 | 2.8 | 143.3 | 29.9 | 23.4 | 950.6
2019 | 5 | 18 | 16 | 30 | 125 | 895 | 737 | 2.9 | 5 | 270.2 | 18.7 | 24.7 | 950.6
2019 | 5 | 18 | 17 | 30 | 78 | 827 | 504 | 5.5 | 6.1 | 291.3 | 16.8 | 23.9 | 951.1
2019 | 5 | 18 | 18 | 30 | 55 | 705 | 288 | 7.5 | 6.5 | 311.3 | 16.8 | 22.7 | 951.7
2019 | 5 | 18 | 19 | 30 | 29 | 389 | 89 | 9 | 5.8 | 329 | 16.5 | 21.3 | 952.6
2019 | 5 | 18 | 20 | 30 | 1 | 0 | 1 | 10 | 5.4 | 326.1 | 17.8 | 19.8 | 953.6
2019 | 5 | 18 | 21 | 30 | 0 | 0 | 0 | 10.6 | 2.8 | 317.3 | 19.9 | 18.8 | 954.4
2019 | 5 | 18 | 22 | 30 | 0 | 0 | 0 | 10.9 | 3.4 | 290.5 | 21.2 | 18.3 | 954.9
2019 | 5 | 18 | 23 | 30 | 0 | 0 | 0 | 10.9 | 2.5 | 240.6 | 22.4 | 17.6 | 955
2019 | 5 | 19 | 0 | 30 | 0 | 0 | 0 | 10.4 | 1.9 | 323 | 24 | 17.1 | 954.5
2019 | 5 | 19 | 1 | 30 | 0 | 0 | 0 | 9.2 | 1.5 | 137.4 | 26.7 | 15.7 | 954
2019 | 5 | 19 | 2 | 30 | 0 | 0 | 0 | 7.6 | 1.5 | 116.8 | 27.1 | 15.6 | 953.6
2019 | 5 | 19 | 3 | 30 | 0 | 0 | 0 | 6.6 | 1.1 | 141.2 | 27.9 | 15.7 | 953.5
2019 | 5 | 19 | 4 | 30 | 0 | 0 | 0 | 6.1 | 0.8 | 197.9 | 30.3 | 15 | 953.4
2019 | 5 | 19 | 5 | 30 | 0 | 0 | 0 | 5.9 | 1.1 | 32.9 | 30.7 | 15.2 | 953.6
2019 | 5 | 19 | 6 | 30 | 21 | 0 | 21 | 4.8 | 1.8 | 11.2 | 30.1 | 15.3 | 953.8
2019 | 5 | 19 | 7 | 30 | 101 | 1 | 102 | 2.3 | 1.5 | 67 | 32.1 | 15.5 | 954
2019 | 5 | 19 | 8 | 30 | 196 | 347 | 367 | -0.7 | 1 | 160.2 | 28 | 18.1 | 954.2
2019 | 5 | 19 | 9 | 30 | 193 | 555 | 572 | -3.3 | 1.5 | 193.2 | 24.5 | 19.7 | 954.2
2019 | 5 | 19 | 10 | 30 | 86 | 935 | 830 | -5.4 | 2.3 | 166.3 | 22.5 | 21.1 | 953.9
2019 | 5 | 19 | 11 | 30 | 80 | 971 | 952 | -7 | 3.2 | 243.3 | 20 | 22.3 | 953.5
2019 | 5 | 19 | 12 | 30 | 91 | 974 | 1021 | -7.7 | 2.8 | 238.3 | 21.5 | 23.2 | 953.2
2019 | 5 | 19 | 13 | 30 | 106 | 970 | 1037 | -7.5 | 3.1 | 240.6 | 22.7 | 23.5 | 952.8
2019 | 5 | 19 | 14 | 30 | 116 | 947 | 983 | -6.8 | 4 | 245.3 | 23.5 | 23.8 | 952.8
2019 | 5 | 19 | 15 | 30 | 98 | 916 | 852 | -5.8 | 5.8 | 256 | 23.3 | 23.9 | 952.5
2019 | 5 | 19 | 16 | 30 | 104 | 839 | 681 | -4.9 | 4.9 | 263.1 | 23.8 | 23.3 | 952.6
2019 | 5 | 19 | 17 | 30 | 79 | 790 | 491 | -4.1 | 3.9 | 258.2 | 22.1 | 23.5 | 952.7
2019 | 5 | 19 | 18 | 30 | 60 | 686 | 290 | -3.2 | 4.5 | 298.3 | 20.4 | 23.6 | 952.9
2019 | 5 | 19 | 19 | 30 | 47 | 112 | 67 | -2.5 | 5.6 | 297.8 | 21.5 | 21.9 | 953.5
2019 | 5 | 19 | 20 | 30 | 1 | 0 | 1 | -2 | 3.3 | 198.9 | 28.2 | 20.3 | 954.1
2019 | 5 | 19 | 21 | 30 | 0 | 0 | 0 | -1.1 | 0.6 | 165.4 | 51.9 | 17.6 | 954.9
2019 | 5 | 19 | 22 | 30 | 0 | 0 | 0 | 0.1 | 0.9 | 143 | 41.5 | 18.2 | 955.5
2019 | 5 | 19 | 23 | 30 | 0 | 0 | 0 | 1.3 | 1.6 | 88.8 | 35.1 | 17.9 | 955.6
2019 | 5 | 20 | 0 | 30 | 0 | 0 | 0 | 2.2 | 2.1 | 78.7 | 35 | 16.8 | 955.6
2019 | 5 | 20 | 1 | 30 | 0 | 0 | 0 | 2.8 | 2.2 | 49.9 | 39.9 | 16.4 | 955
2019 | 5 | 20 | 2 | 30 | 0 | 0 | 0 | 3.2 | 1.3 | 116.1 | 38.5 | 15.4 | 954.7
2019 | 5 | 20 | 3 | 30 | 0 | 0 | 0 | 3.5 | 1.2 | 53.4 | 38.9 | 15.1 | 954.6
2019 | 5 | 20 | 4 | 30 | 0 | 0 | 0 | 3.7 | 1.8 | 39.6 | 35.7 | 15.7 | 954.5
2019 | 5 | 20 | 5 | 30 | 0 | 0 | 0 | 3.8 | 1.5 | 41.7 | 37.6 | 15 | 954.6
2019 | 5 | 20 | 6 | 30 | 23 | 284 | 58 | 3.9 | 1.3 | 35.3 | 38 | 14.9 | 955.2
2019 | 5 | 20 | 7 | 30 | 50 | 672 | 247 | 2.4 | 0.9 | 87.5 | 32.6 | 18.5 | 955.5
2019 | 5 | 20 | 8 | 30 | 64 | 824 | 459 | 0.2 | 0.7 | 145 | 29.5 | 21.2 | 955.7
2019 | 5 | 20 | 9 | 30 | 76 | 893 | 657 | -1.3 | 1.2 | 200.7 | 24.7 | 22.8 | 955.9
2019 | 5 | 20 | 10 | 30 | 95 | 930 | 832 | -2.4 | 2.2 | 163.8 | 24.2 | 23.5 | 955.8
2019 | 5 | 20 | 11 | 30 | 110 | 940 | 953 | -3.3 | 3.6 | 251.9 | 22.6 | 24.2 | 955.8
2019 | 5 | 20 | 12 | 30 | 137 | 952 | 1046 | -4.1 | 4.6 | 253.5 | 24.1 | 24.6 | 955.5
2019 | 5 | 20 | 13 | 30 | 263 | 480 | 728 | -4.8 | 4 | 197.6 | 24.7 | 24.1 | 955.4
2019 | 5 | 20 | 14 | 30 | 315 | 406 | 691 | -5.4 | 3 | 177.9 | 25.8 | 24.1 | 955.2
2019 | 5 | 20 | 15 | 30 | 219 | 760 | 842 | -5.7 | 3.5 | 203.7 | 24.7 | 24.8 | 954.9
2019 | 5 | 20 | 16 | 30 | 141 | 739 | 652 | -5.8 | 5.1 | 251.4 | 26 | 24.5 | 954.7
2019 | 5 | 20 | 17 | 30 | 224 | 82 | 270 | -5.7 | 4.9 | 257.6 | 25.8 | 23.7 | 954.7
2019 | 5 | 20 | 18 | 30 | 99 | 522 | 271 | -2.5 | 3.6 | 265.7 | 27.2 | 24 | 954.5
2019 | 5 | 20 | 19 | 30 | 52 | 178 | 85 | -3.1 | 3.9 | 280.9 | 38.3 | 21.7 | 954.9
2019 | 5 | 20 | 20 | 30 | 2 | 0 | 2 | -3.4 | 2.6 | 279.2 | 43.8 | 20 | 955.4
2019 | 5 | 20 | 21 | 30 | 0 | 0 | 0 | -3.5 | 1.7 | 207.8 | 46.2 | 19.6 | 956.2
2019 | 5 | 20 | 22 | 30 | 0 | 0 | 0 | -3.5 | 1.6 | 143.1 | 54.3 | 18.7 | 956.7
2019 | 5 | 20 | 23 | 30 | 0 | 0 | 0 | -3.4 | 2.2 | 103.9 | 64.9 | 17.4 | 956.9
2019 | 5 | 21 | 0 | 30 | 0 | 0 | 0 | -3.3 | 2.9 | 101.3 | 71.7 | 16.7 | 956.9
2019 | 5 | 21 | 1 | 30 | 0 | 0 | 0 | -3.2 | 2.8 | 92.2 | 67.7 | 16.7 | 956.8
2019 | 5 | 21 | 2 | 30 | 0 | 0 | 0 | -2.9 | 2.7 | 115.7 | 78.4 | 16 | 956.7
2019 | 5 | 21 | 3 | 30 | 0 | 0 | 0 | -2.2 | 1 | 120.7 | 83.3 | 15.2 | 956.6
2019 | 5 | 21 | 4 | 30 | 0 | 0 | 0 | -1.2 | 0.7 | 84.3 | 86.2 | 14.4 | 956.6
2019 | 5 | 21 | 5 | 30 | 0 | 0 | 0 | -0.4 | 1.1 | 73.5 | 83.6 | 14.2 | 956.6
2019 | 5 | 21 | 6 | 30 | 28 | 0 | 28 | -0.4 | 1.3 | 79.4 | 82.4 | 14 | 957
2019 | 5 | 21 | 7 | 30 | 125 | 113 | 160 | -1.5 | 1.3 | 92 | 74.2 | 16 | 957.4
2019 | 5 | 21 | 8 | 30 | 246 | 22 | 260 | -4.6 | 2.1 | 107.4 | 60.2 | 18.1 | 957.6
2019 | 5 | 21 | 9 | 30 | 295 | 390 | 566 | -5.4 | 3.1 | 107.8 | 48.4 | 20.4 | 957.7
2019 | 5 | 21 | 10 | 30 | 177 | 794 | 811 | -5.7 | 3.8 | 97.2 | 42.8 | 22.3 | 957.7
2019 | 5 | 21 | 11 | 30 | 138 | 921 | 966 | -6.1 | 4.5 | 86.6 | 40.7 | 23.6 | 957.6
2019 | 5 | 21 | 12 | 30 | 214 | 287 | 490 | -6.4 | 6.6 | 97.1 | 51 | 23.3 | 957.4
2019 | 5 | 21 | 13 | 30 | 77 | 2 | 80 | -6.6 | 4.4 | 140.9 | 83.5 | 16.5 | 958.3
2019 | 5 | 21 | 14 | 30 | 301 | 365 | 634 | -6.8 | 3.3 | 81.4 | 76.4 | 18.8 | 958.2
2019 | 5 | 21 | 15 | 30 | 308 | 651 | 852 | -7 | 3.6 | 65.7 | 61.4 | 20.8 | 958
2019 | 5 | 21 | 16 | 30 | 286 | 443 | 599 | -7.2 | 3.7 | 92.2 | 57.6 | 21.4 | 957.9
2019 | 5 | 21 | 17 | 30 | 149 | 24 | 162 | -6.4 | 3.8 | 82.5 | 63.5 | 20.4 | 958
2019 | 5 | 21 | 18 | 30 | 139 | 252 | 228 | -2.7 | 3.9 | 85.6 | 61 | 20.7 | 958
2019 | 5 | 21 | 19 | 30 | 40 | 21 | 44 | -4 | 3.8 | 92.4 | 69.5 | 19.3 | 958.5
2019 | 5 | 21 | 20 | 30 | 2 | 0 | 2 | -4.4 | 3.8 | 99 | 80.2 | 17.5 | 959
2019 | 5 | 21 | 21 | 30 | 0 | 0 | 0 | -4.2 | 3.9 | 99 | 85.7 | 16.1 | 959.8
2019 | 5 | 21 | 22 | 30 | 0 | 0 | 0 | -3.3 | 3 | 98.4 | 90.5 | 15.3 | 960.3
2019 | 5 | 21 | 23 | 30 | 0 | 0 | 0 | -1.8 | 2.5 | 90 | 92.6 | 14.9 | 960.4
2019 | 5 | 22 | 0 | 30 | 0 | 0 | 0 | 0.2 | 1.9 | 65.7 | 88.3 | 14.8 | 960.5
2019 | 5 | 22 | 1 | 30 | 0 | 0 | 0 | 2 | 1.3 | 45.2 | 85.6 | 14.6 | 960.6
2019 | 5 | 22 | 2 | 30 | 0 | 0 | 0 | 3 | 1.9 | 44.4 | 84.3 | 14 | 960.4
2019 | 5 | 22 | 3 | 30 | 0 | 0 | 0 | 3.5 | 2.1 | 73.3 | 88.5 | 13 | 960.3
2019 | 5 | 22 | 4 | 30 | 0 | 0 | 0 | 3.7 | 2.1 | 86.7 | 93.3 | 12 | 960.2
2019 | 5 | 22 | 5 | 30 | 0 | 0 | 0 | 4 | 1.1 | 63.7 | 93.8 | 11.7 | 960.3
2019 | 5 | 22 | 6 | 30 | 25 | 264 | 58 | 3.9 | 1.9 | 63.6 | 86.9 | 13.1 | 960.7
2019 | 5 | 22 | 7 | 30 | 53 | 640 | 243 | 2.9 | 0.6 | 158.9 | 72.5 | 16.7 | 960.9
2019 | 5 | 22 | 8 | 30 | 68 | 797 | 453 | 1.4 | 0.7 | 213.6 | 62.3 | 19.2 | 961.1
2019 | 5 | 22 | 9 | 30 | 77 | 871 | 646 | 0.5 | 1.2 | 143.7 | 48 | 21.1 | 961.2
2019 | 5 | 22 | 10 | 30 | 83 | 914 | 811 | -0.1 | 1.7 | 129.2 | 44.7 | 22.5 | 961.2
2019 | 5 | 22 | 11 | 30 | 89 | 939 | 932 | -0.8 | 2.4 | 102.6 | 39.8 | 24.2 | 961.2
2019 | 5 | 22 | 12 | 30 | 102 | 942 | 1000 | -1.6 | 3.1 | 99.3 | 34.6 | 25.3 | 960.9
2019 | 5 | 22 | 13 | 30 | 122 | 921 | 1006 | -2.6 | 4.7 | 95.5 | 34.6 | 25.8 | 960.6
2019 | 5 | 22 | 14 | 30 | 187 | 720 | 851 | -4 | 6.3 | 83.8 | 34.1 | 25.9 | 960.3
2019 | 5 | 22 | 15 | 30 | 181 | 830 | 866 | -5.3 | 4.2 | 153.4 | 33.5 | 26.6 | 960.2
2019 | 5 | 22 | 16 | 30 | 148 | 775 | 683 | -6.4 | 4.5 | 264.5 | 34.8 | 26.2 | 960.2
2019 | 5 | 22 | 17 | 30 | 92 | 754 | 487 | -6.6 | 5.1 | 269.6 | 33.3 | 25.6 | 960.2
2019 | 5 | 22 | 18 | 30 | 67 | 613 | 271 | -5.4 | 3.5 | 225 | 33.2 | 24.9 | 960.2
2019 | 5 | 22 | 19 | 30 | 31 | 277 | 81 | -3.2 | 4.1 | 90.9 | 39.7 | 22.7 | 960.5
2019 | 5 | 22 | 20 | 30 | 2 | 0 | 2 | -0.6 | 3.4 | 102.9 | 49.6 | 20.3 | 960.8
2019 | 5 | 22 | 21 | 30 | 0 | 0 | 0 | 1.5 | 3.4 | 105 | 63.9 | 18.5 | 961.3
2019 | 5 | 22 | 22 | 30 | 0 | 0 | 0 | 2.9 | 2 | 75 | 68.6 | 17.3 | 961.8
2019 | 5 | 22 | 23 | 30 | 0 | 0 | 0 | 3.8 | 1.8 | 94.1 | 73.4 | 16.4 | 962.1
2019 | 5 | 23 | 0 | 30 | 0 | 0 | 0 | 4.6 | 1 | 68.7 | 75.8 | 15.5 | 962.1
2019 | 5 | 23 | 1 | 30 | 0 | 0 | 0 | 5.5 | 0.4 | 65.4 | 76.8 | 14.8 | 962
2019 | 5 | 23 | 2 | 30 | 0 | 0 | 0 | 6.3 | 0.6 | 68.1 | 73 | 14.4 | 961.8
2019 | 5 | 23 | 3 | 30 | 0 | 0 | 0 | 6.9 | 1.5 | 49.9 | 65.2 | 14.7 | 961.4
2019 | 5 | 23 | 4 | 30 | 0 | 0 | 0 | 7.3 | 1.6 | 58.5 | 65.5 | 14.6 | 961.4
2019 | 5 | 23 | 5 | 30 | 0 | 0 | 0 | 7.3 | 1 | 48.6 | 70.5 | 13.7 | 961.3
2019 | 5 | 23 | 6 | 30 | 25 | 279 | 59 | 5.9 | 2.2 | 26.7 | 58.3 | 16 | 961.4
2019 | 5 | 23 | 7 | 30 | 54 | 645 | 246 | 3.3 | 1.3 | 100.9 | 49.9 | 18.2 | 961.4
2019 | 5 | 23 | 8 | 30 | 68 | 797 | 455 | 1.9 | 1 | 125.6 | 37.9 | 21.5 | 961.4
2019 | 5 | 23 | 9 | 30 | 83 | 867 | 651 | 1.2 | 1 | 178.9 | 34 | 24.6 | 961.4
2019 | 5 | 23 | 10 | 30 | 93 | 892 | 806 | 0.7 | 1.2 | 204 | 26.5 | 26.6 | 961.2
2019 | 5 | 23 | 11 | 30 | 89 | 941 | 936 | 0.2 | 1.6 | 179 | 25.7 | 27.7 | 960.8
2019 | 5 | 23 | 12 | 30 | 143 | 870 | 977 | -0.4 | 2.4 | 244.8 | 23.4 | 28.7 | 960.3
2019 | 5 | 23 | 13 | 30 | 111 | 922 | 997 | -1.1 | 4.7 | 258.8 | 22.3 | 29.2 | 959.8
2019 | 5 | 23 | 14 | 30 | 98 | 931 | 951 | -2.2 | 5.3 | 265.3 | 22 | 29.4 | 959.4
2019 | 5 | 23 | 15 | 30 | 96 | 896 | 834 | -3.5 | 6.2 | 264.1 | 21.4 | 29.3 | 959.1
2019 | 5 | 23 | 16 | 30 | 85 | 870 | 685 | -4.9 | 6.2 | 263.2 | 20 | 29 | 958.8
2019 | 5 | 23 | 17 | 30 | 81 | 779 | 491 | -6.2 | 6 | 266.2 | 19.3 | 28.3 | 958.6
2019 | 5 | 23 | 18 | 30 | 69 | 626 | 282 | -6.3 | 5.5 | 281.2 | 19.2 | 27 | 958.4
2019 | 5 | 23 | 19 | 30 | 41 | 304 | 94 | -7.3 | 4.6 | 289.6 | 19.6 | 25.5 | 958.5
2019 | 5 | 23 | 20 | 30 | 1 | 0 | 1 | -8.5 | 3.7 | 313 | 21.7 | 23.7 | 958.8
2019 | 5 | 23 | 21 | 30 | 0 | 0 | 0 | -9.1 | 3.2 | 317.9 | 22.7 | 23 | 959
2019 | 5 | 23 | 22 | 30 | 0 | 0 | 0 | -9.3 | 2.2 | 307.4 | 24.9 | 22.4 | 959.4
2019 | 5 | 23 | 23 | 30 | 0 | 0 | 0 | -8.9 | 2.1 | 257 | 30.9 | 20.6 | 959.2
2019 | 5 | 24 | 0 | 30 | 0 | 0 | 0 | -8.3 | 1.1 | 188.1 | 48.7 | 18.4 | 959
2019 | 5 | 24 | 1 | 30 | 0 | 0 | 0 | -7.8 | 0.1 | 39.6 | 54.4 | 17.4 | 958.3
2019 | 5 | 24 | 2 | 30 | 0 | 0 | 0 | -7.3 | 0.8 | 78.4 | 48.6 | 17.6 | 957.6
2019 | 5 | 24 | 3 | 30 | 0 | 0 | 0 | -6.9 | 1.6 | 86.6 | 52.1 | 16.4 | 957.1
2019 | 5 | 24 | 4 | 30 | 0 | 0 | 0 | -6.4 | 0.5 | 168.2 | 52.9 | 15.8 | 956.7
2019 | 5 | 24 | 5 | 30 | 0 | 0 | 0 | -5.8 | 0.7 | 82.5 | 55.3 | 15.1 | 956.5
2019 | 5 | 24 | 6 | 30 | 50 | 93 | 65 | -5.4 | 0.8 | 133.1 | 46.2 | 16.9 | 956.4
2019 | 5 | 24 | 7 | 30 | 137 | 145 | 182 | -6.3 | 0.6 | 65.2 | 38.9 | 20.2 | 956.1
2019 | 5 | 24 | 8 | 30 | 219 | 61 | 250 | -7.9 | 0.4 | 186.8 | 33.4 | 22 | 955.9
2019 | 5 | 24 | 9 | 30 | 273 | 33 | 299 | -8.2 | 1.1 | 205.6 | 30.8 | 23.8 | 955.6
2019 | 5 | 24 | 10 | 30 | 309 | 15 | 325 | -8.2 | 1.8 | 247.4 | 27.5 | 24.8 | 955.5
2019 | 5 | 24 | 11 | 30 | 426 | 190 | 611 | -8 | 2.1 | 231.4 | 23.6 | 26.2 | 955.4
2019 | 5 | 24 | 12 | 30 | 452 | 298 | 751 | -7.8 | 2.3 | 223.8 | 24.7 | 27.6 | 954.7
2019 | 5 | 24 | 13 | 30 | 513 | 208 | 727 | -7.6 | 2.1 | 189.7 | 24.3 | 28.3 | 954
2019 | 5 | 24 | 14 | 30 | 438 | 52 | 492 | -7.4 | 7.7 | 73.6 | 38.5 | 25.9 | 954
2019 | 5 | 24 | 15 | 30 | 374 | 107 | 467 | -7.3 | 8.2 | 85.1 | 45.9 | 23.4 | 954.2
2019 | 5 | 24 | 16 | 30 | 281 | 463 | 597 | -7.2 | 7.6 | 85.8 | 50.2 | 23.3 | 954.5
2019 | 5 | 24 | 17 | 30 | 206 | 235 | 338 | -6.4 | 7.6 | 92 | 63.8 | 21.4 | 954.8
2019 | 5 | 24 | 18 | 30 | 68 | 2 | 69 | -4.1 | 6.8 | 92.4 | 74.3 | 19.1 | 955.3
2019 | 5 | 24 | 19 | 30 | 44 | 10 | 46 | -4.6 | 7.2 | 95.7 | 77.8 | 18.2 | 955.8
2019 | 5 | 24 | 20 | 30 | 2 | 0 | 2 | -4.7 | 6.4 | 94.2 | 80.3 | 17.5 | 956.4
2019 | 5 | 24 | 21 | 30 | 0 | 0 | 0 | -4.7 | 5.7 | 78.1 | 55.4 | 17.2 | 957.3
2019 | 5 | 24 | 22 | 30 | 0 | 0 | 0 | -4.8 | 4.4 | 66.8 | 51.4 | 16.9 | 957.9
2019 | 5 | 24 | 23 | 30 | 0 | 0 | 0 | -5 | 3.2 | 63 | 44.6 | 16.9 | 958.3
2019 | 5 | 25 | 0 | 30 | 0 | 0 | 0 | -5 | 3 | 67.7 | 42.1 | 16.5 | 958.5
2019 | 5 | 25 | 1 | 30 | 0 | 0 | 0 | -4.9 | 3.1 | 61 | 42.8 | 16.2 | 958.3
2019 | 5 | 25 | 2 | 30 | 0 | 0 | 0 | -4.7 | 2.2 | 99.7 | 49.8 | 14.7 | 958.1
2019 | 5 | 25 | 3 | 30 | 0 | 0 | 0 | -4.3 | 2 | 96.7 | 54.5 | 13.6 | 957.9
2019 | 5 | 25 | 4 | 30 | 0 | 0 | 0 | -3.9 | 1.5 | 79.2 | 52.6 | 13.5 | 957.9
2019 | 5 | 25 | 5 | 30 | 0 | 0 | 0 | -3.5 | 1.2 | 199.1 | 54.5 | 12.7 | 957.9
2019 | 5 | 25 | 6 | 30 | 23 | 325 | 62 | -3.4 | 0.4 | 195.6 | 53.9 | 13.4 | 958.1
2019 | 5 | 25 | 7 | 30 | 60 | 625 | 245 | -4.3 | 0.6 | 72.9 | 41.8 | 17.1 | 958.6
2019 | 5 | 25 | 8 | 30 | 103 | 770 | 479 | -5.6 | 1.2 | 81.9 | 35.2 | 19.2 | 958.7
2019 | 5 | 25 | 9 | 30 | 75 | 888 | 658 | -5.5 | 1.7 | 153.9 | 32.1 | 20.6 | 958.8
2019 | 5 | 25 | 10 | 30 | 91 | 937 | 840 | -5 | 2.6 | 109.4 | 30.2 | 22.1 | 958.8
2019 | 5 | 25 | 11 | 30 | 250 | 126 | 365 | -4.5 | 2.3 | 162.2 | 31.2 | 22 | 958.9
2019 | 5 | 25 | 12 | 30 | 278 | 9 | 291 | -3.9 | 4.2 | 250.7 | 36.3 | 21.8 | 958.8
2019 | 5 | 25 | 13 | 30 | 280 | 27 | 312 | -3.4 | 3.7 | 131.4 | 40.6 | 21.6 | 959.1
2019 | 5 | 25 | 14 | 30 | 268 | 52 | 322 | -3.4 | 1.7 | 138.4 | 42.9 | 21.5 | 958.9
2019 | 5 | 25 | 15 | 30 | 237 | 31 | 266 | -3.5 | 2.1 | 144.8 | 44.4 | 21.7 | 958.7
2019 | 5 | 25 | 16 | 30 | 172 | 14 | 184 | -3.8 | 3.2 | 272.4 | 53.9 | 20.9 | 958.8
2019 | 5 | 25 | 17 | 30 | 127 | 83 | 177 | -4 | 2.9 | 251.9 | 58 | 20.6 | 959.1
2019 | 5 | 25 | 18 | 30 | 105 | 100 | 144 | -3 | 4.1 | 268.1 | 68.9 | 19.1 | 959.6
2019 | 5 | 25 | 19 | 30 | 39 | 122 | 59 | -3 | 3 | 280.8 | 67.4 | 18.7 | 960.1
2019 | 5 | 25 | 20 | 30 | 2 | 0 | 2 | -3 | 2.3 | 242.5 | 76.3 | 17 | 960.8
2019 | 5 | 25 | 21 | 30 | 0 | 0 | 0 | -2.9 | 2.6 | 227.4 | 81.2 | 16 | 961.5
2019 | 5 | 25 | 22 | 30 | 0 | 0 | 0 | -2.8 | 1.5 | 241.4 | 85.1 | 15.1 | 962
2019 | 5 | 25 | 23 | 30 | 0 | 0 | 0 | -2.6 | 0.6 | 308.8 | 87.1 | 14.6 | 961.8
2019 | 5 | 26 | 0 | 30 | 0 | 0 | 0 | -2.3 | 1.1 | 131 | 85.9 | 14.2 | 961.7
2019 | 5 | 26 | 1 | 30 | 0 | 0 | 0 | -2.2 | 1.2 | 64.5 | 82 | 14.1 | 961.5
2019 | 5 | 26 | 2 | 30 | 0 | 0 | 0 | -2.3 | 1.6 | 75.3 | 84.1 | 13.2 | 961.2
2019 | 5 | 26 | 3 | 30 | 0 | 0 | 0 | -2.4 | 0.8 | 27.8 | 84.7 | 13.1 | 961
2019 | 5 | 26 | 4 | 30 | 0 | 0 | 0 | -2.6 | 0.6 | 6.8 | 83.8 | 12.8 | 960.8
2019 | 5 | 26 | 5 | 30 | 1 | 0 | 1 | -2.6 | 0.9 | 83.8 | 84.6 | 12.3 | 960.5
2019 | 5 | 26 | 6 | 30 | 24 | 318 | 62 | -3 | 0.8 | 41.6 | 76.7 | 13.7 | 960.6
2019 | 5 | 26 | 7 | 30 | 49 | 664 | 250 | -4.1 | 0.8 | 22.1 | 60.7 | 17.9 | 960.8
2019 | 5 | 26 | 8 | 30 | 64 | 799 | 455 | -5.5 | 0.8 | 175.3 | 51.9 | 20.6 | 960.8
2019 | 5 | 26 | 9 | 30 | 75 | 869 | 649 | -6.1 | 1 | 144.6 | 42.4 | 22.2 | 960.6
2019 | 5 | 26 | 10 | 30 | 114 | 883 | 822 | -6.2 | 1.4 | 170.4 | 39.9 | 23.2 | 960.2
2019 | 5 | 26 | 11 | 30 | 325 | 161 | 475 | -6.1 | 2.6 | 266 | 42.2 | 23 | 959.9
2019 | 5 | 26 | 12 | 30 | 302 | 458 | 751 | -6 | 4.6 | 260.1 | 41.3 | 23.7 | 959.5
2019 | 5 | 26 | 13 | 30 | 249 | 763 | 988 | -5.9 | 6.4 | 256.4 | 40 | 24.1 | 959.2
2019 | 5 | 26 | 14 | 30 | 119 | 902 | 950 | -5.8 | 6.5 | 258.5 | 37.8 | 24.4 | 958.7
2019 | 5 | 26 | 15 | 30 | 109 | 870 | 830 | -5.7 | 6.9 | 257.6 | 38.7 | 24.3 | 958.2
2019 | 5 | 26 | 16 | 30 | 89 | 849 | 680 | -5.6 | 6.9 | 254.4 | 40.2 | 23.8 | 958
2019 | 5 | 26 | 17 | 30 | 74 | 786 | 492 | -3.5 | 6.5 | 256.6 | 40.8 | 23.3 | 957.8
2019 | 5 | 26 | 18 | 30 | 58 | 661 | 287 | -2.1 | 5.1 | 271 | 41.6 | 22.8 | 957.8
2019 | 5 | 26 | 19 | 30 | 31 | 414 | 99 | -3.3 | 4.3 | 277.2 | 43.3 | 21.5 | 958
2019 | 5 | 26 | 20 | 30 | 3 | 1 | 3 | -3.9 | 3.2 | 286.4 | 48.8 | 19.6 | 958.3
2019 | 5 | 26 | 21 | 30 | 0 | 0 | 0 | -4.2 | 2.3 | 277.7 | 55.6 | 18.4 | 958.7
2019 | 5 | 26 | 22 | 30 | 0 | 0 | 0 | -3.9 | 1.6 | 240 | 71.6 | 16.9 | 959.2
2019 | 5 | 26 | 23 | 30 | 0 | 0 | 0 | -2.8 | 0.5 | 99.9 | 79.7 | 16 | 958.8
2019 | 5 | 27 | 0 | 30 | 0 | 0 | 0 | -1.1 | 0.8 | 33.7 | 68.5 | 15.1 | 958.4
2019 | 5 | 27 | 1 | 30 | 0 | 0 | 0 | 0.6 | 1 | 115.8 | 72 | 14.3 | 958
2019 | 5 | 27 | 2 | 30 | 0 | 0 | 0 | 2 | 1 | 58.1 | 68.2 | 14.3 | 957.6
2019 | 5 | 27 | 3 | 30 | 0 | 0 | 0 | 2.9 | 0.7 | 113.6 | 71.9 | 13.6 | 957.2
2019 | 5 | 27 | 4 | 30 | 0 | 0 | 0 | 3.4 | 0.8 | 140.7 | 73.1 | 13.8 | 956.8
2019 | 5 | 27 | 5 | 30 | 1 | 0 | 1 | 3.7 | 2.1 | 82.6 | 77.6 | 12.4 | 956.9
2019 | 5 | 27 | 6 | 30 | 22 | 359 | 65 | 3.7 | 2.5 | 83 | 75.3 | 14.5 | 957.1
2019 | 5 | 27 | 7 | 30 | 43 | 706 | 258 | 3.9 | 1.6 | 81.4 | 71.6 | 17.3 | 957.2
2019 | 5 | 27 | 8 | 30 | 52 | 850 | 467 | 4 | 1.6 | 125.8 | 55.1 | 20.3 | 957.1
2019 | 5 | 27 | 9 | 30 | 61 | 911 | 660 | 2.6 | 1.3 | 211.2 | 45.3 | 22.9 | 957
2019 | 5 | 27 | 10 | 30 | 72 | 937 | 821 | 1.5 | 1.9 | 238.7 | 39.7 | 24.4 | 956.8
2019 | 5 | 27 | 11 | 30 | 155 | 829 | 907 | 0.8 | 2.1 | 238.4 | 35.7 | 26.6 | 956.4
2019 | 5 | 27 | 12 | 30 | 104 | 932 | 999 | 0.2 | 3.6 | 232.5 | 34.9 | 27.8 | 955.9
2019 | 5 | 27 | 13 | 30 | 113 | 911 | 993 | -0.2 | 5.7 | 255.2 | 34.1 | 28.3 | 955.4
2019 | 5 | 27 | 14 | 30 | 169 | 729 | 843 | -0.4 | 5.9 | 257.7 | 35.3 | 28 | 954.9
2019 | 5 | 27 | 15 | 30 | 78 | 927 | 847 | -0.7 | 6.2 | 257 | 28.1 | 28.9 | 954.4
2019 | 5 | 27 | 16 | 30 | 87 | 895 | 712 | -1 | 5.8 | 256.7 | 26.2 | 28.5 | 954.2
2019 | 5 | 27 | 17 | 30 | 85 | 784 | 504 | -1.2 | 4.7 | 260.9 | 27.4 | 28.1 | 954.2
2019 | 5 | 27 | 18 | 30 | 119 | 543 | 315 | -0.8 | 4.6 | 279.4 | 31 | 26.5 | 954.2
2019 | 5 | 27 | 19 | 30 | 60 | 247 | 100 | -1.6 | 3.8 | 262.7 | 36.5 | 24.4 | 954.5
2019 | 5 | 27 | 20 | 30 | 6 | 2 | 6 | -2.2 | 2.8 | 230.4 | 52 | 20.7 | 955
2019 | 5 | 27 | 21 | 30 | 0 | 0 | 0 | -1.9 | 1.6 | 268.8 | 59.8 | 18.8 | 955.2
2019 | 5 | 27 | 22 | 30 | 0 | 0 | 0 | -0.5 | 0.6 | 167.2 | 63.7 | 18.2 | 955.5
2019 | 5 | 27 | 23 | 30 | 0 | 0 | 0 | 1.7 | 0.5 | 261 | 64.6 | 18 | 955.4
2019 | 5 | 28 | 0 | 30 | 0 | 0 | 0 | 3.8 | 0.5 | 59.4 | 66.4 | 17.1 | 955.1
2019 | 5 | 28 | 1 | 30 | 0 | 0 | 0 | 5.2 | 0.7 | 38.8 | 62.8 | 17.2 | 954.6
2019 | 5 | 28 | 2 | 30 | 0 | 0 | 0 | 5.9 | 1 | 255 | 67.8 | 16.3 | 954.5
2019 | 5 | 28 | 3 | 30 | 0 | 0 | 0 | 6.1 | 0.9 | 123.8 | 63.3 | 16.9 | 954.3
2019 | 5 | 28 | 4 | 30 | 0 | 0 | 0 | 5.8 | 1.1 | 64.5 | 60.3 | 16.5 | 954.3
2019 | 5 | 28 | 5 | 30 | 1 | 0 | 1 | 5.4 | 4.8 | 99.2 | 65.7 | 16.5 | 954.7
2019 | 5 | 28 | 6 | 30 | 28 | 243 | 59 | 5.1 | 5.3 | 94 | 78.7 | 16.8 | 955.3
2019 | 5 | 28 | 7 | 30 | 59 | 598 | 243 | 5.1 | 5.2 | 101.8 | 74.2 | 18.2 | 955.8
2019 | 5 | 28 | 8 | 30 | 73 | 767 | 450 | 5.3 | 4.6 | 109.7 | 64.9 | 20.4 | 956.1
2019 | 5 | 28 | 9 | 30 | 78 | 856 | 645 | 5.4 | 4.1 | 102.6 | 50.5 | 23.5 | 956.2
2019 | 5 | 28 | 10 | 30 | 83 | 907 | 812 | 4.7 | 3.9 | 102.8 | 40.5 | 25.7 | 956.2
2019 | 5 | 28 | 11 | 30 | 130 | 882 | 932 | 3.4 | 3.6 | 105 | 35.9 | 27.4 | 956.3
2019 | 5 | 28 | 12 | 30 | 225 | 763 | 962 | 2.1 | 4 | 86.2 | 37.3 | 28.6 | 956
2019 | 5 | 28 | 13 | 30 | 179 | 767 | 924 | 1.1 | 5.6 | 88.5 | 41.4 | 28.4 | 955.8
2019 | 5 | 28 | 14 | 30 | 158 | 806 | 904 | 0.2 | 5.8 | 94.4 | 39.7 | 28.4 | 955.8
2019 | 5 | 28 | 15 | 30 | 250 | 492 | 671 | -0.4 | 5.9 | 88.6 | 42.4 | 28 | 955.8
2019 | 5 | 28 | 16 | 30 | 205 | 327 | 439 | -0.9 | 5.3 | 94.3 | 48.2 | 26.9 | 955.9
2019 | 5 | 28 | 17 | 30 | 162 | 225 | 279 | -1 | 5.1 | 99 | 51 | 26.1 | 956
2019 | 5 | 28 | 18 | 30 | 107 | 382 | 247 | -0.4 | 4.3 | 102 | 49.4 | 26.1 | 956.2
2019 | 5 | 28 | 19 | 30 | 59 | 308 | 111 | -0.2 | 4 | 95.3 | 53.9 | 24.9 | 956.7
2019 | 5 | 28 | 20 | 30 | 5 | 2 | 6 | 0.1 | 3.9 | 98.3 | 61 | 22.5 | 957.3
2019 | 5 | 28 | 21 | 30 | 0 | 0 | 0 | 0.9 | 4.7 | 110.8 | 70.5 | 19.9 | 958.2
2019 | 5 | 28 | 22 | 30 | 0 | 0 | 0 | 2.4 | 5.6 | 105.1 | 79.1 | 18.1 | 959
2019 | 5 | 28 | 23 | 30 | 0 | 0 | 0 | 4.3 | 4.8 | 93.2 | 78.5 | 17 | 959.5
2019 | 5 | 29 | 0 | 30 | 0 | 0 | 0 | 5.9 | 4.1 | 90.1 | 83.6 | 17.1 | 959.9
2019 | 5 | 29 | 1 | 30 | 0 | 0 | 0 | 7 | 3.6 | 83.9 | 85.9 | 17.2 | 960
2019 | 5 | 29 | 2 | 30 | 0 | 0 | 0 | 7.7 | 4.7 | 97.4 | 86.1 | 17.3 | 960
2019 | 5 | 29 | 3 | 30 | 0 | 0 | 0 | 8.1 | 4.6 | 100.9 | 87.6 | 16.8 | 960.3
2019 | 5 | 29 | 4 | 30 | 0 | 0 | 0 | 8.4 | 5.2 | 105.5 | 86.2 | 16.2 | 960.8
2019 | 5 | 29 | 5 | 30 | 1 | 0 | 1 | 8.8 | 4 | 96.5 | 82.5 | 15.6 | 961.1
2019 | 5 | 29 | 6 | 30 | 29 | 292 | 66 | 9.5 | 3 | 97 | 72.6 | 16.1 | 961.8
2019 | 5 | 29 | 7 | 30 | 55 | 650 | 254 | 10.1 | 4.8 | 96.5 | 52.3 | 18.8 | 962.4
2019 | 5 | 29 | 8 | 30 | 82 | 767 | 458 | 8.5 | 6.3 | 96.3 | 47.3 | 19.8 | 962.8
2019 | 5 | 29 | 9 | 30 | 81 | 859 | 649 | 6.1 | 6 | 103.7 | 44.1 | 20.8 | 962.9
2019 | 5 | 29 | 10 | 30 | 88 | 899 | 810 | 4.9 | 6.2 | 107.2 | 46.4 | 21.5 | 962.9
2019 | 5 | 29 | 11 | 30 | 92 | 924 | 930 | 4.5 | 5.5 | 106.7 | 48.1 | 21.9 | 962.7
2019 | 5 | 29 | 12 | 30 | 96 | 931 | 992 | 4.3 | 6 | 93.6 | 48.3 | 22.8 | 962.6
2019 | 5 | 29 | 13 | 30 | 99 | 926 | 997 | 4.1 | 6.4 | 99.5 | 49.3 | 23.2 | 962.3
2019 | 5 | 29 | 14 | 30 | 99 | 916 | 946 | 3.8 | 6.3 | 103 | 43.8 | 23.8 | 962.1
2019 | 5 | 29 | 15 | 30 | 101 | 884 | 838 | 3.8 | 6.5 | 104.1 | 42.7 | 23.6 | 962.2
2019 | 5 | 29 | 16 | 30 | 96 | 837 | 683 | 4.1 | 6.7 | 93.7 | 45.5 | 22.9 | 962.3
2019 | 5 | 29 | 17 | 30 | 85 | 768 | 498 | 4.6 | 6.7 | 95.4 | 47.4 | 22 | 962.5
2019 | 5 | 29 | 18 | 30 | 70 | 629 | 293 | 5.1 | 6.4 | 94.4 | 51.8 | 20.5 | 962.8
2019 | 5 | 29 | 19 | 30 | 40 | 348 | 100 | 5.6 | 6.4 | 96.4 | 56.2 | 18.5 | 963.6
2019 | 5 | 29 | 20 | 30 | 4 | 3 | 4 | 6.4 | 5.5 | 93.6 | 58.1 | 17 | 964.2
2019 | 5 | 29 | 21 | 30 | 0 | 0 | 0 | 7.3 | 4.3 | 97.9 | 53.2 | 16.2 | 965.1
2019 | 5 | 29 | 22 | 30 | 0 | 0 | 0 | 8.2 | 2.6 | 104.8 | 58.1 | 15.4 | 966
2019 | 5 | 29 | 23 | 30 | 0 | 0 | 0 | 8.8 | 2.7 | 86.4 | 63.2 | 14.5 | 966.3
2019 | 5 | 30 | 0 | 30 | 0 | 0 | 0 | 9.2 | 2.2 | 78.6 | 68.7 | 13.9 | 966.3
2019 | 5 | 30 | 1 | 30 | 0 | 0 | 0 | 9.5 | 2.7 | 90.7 | 73.8 | 13.8 | 966.2
2019 | 5 | 30 | 2 | 30 | 0 | 0 | 0 | 9.6 | 2.9 | 88.9 | 80.5 | 13.2 | 966.2
2019 | 5 | 30 | 3 | 30 | 0 | 0 | 0 | 9.7 | 1.2 | 72.9 | 81.9 | 13 | 966.1
2019 | 5 | 30 | 4 | 30 | 0 | 0 | 0 | 9.7 | 0.8 | 265.4 | 77.6 | 12.9 | 966.1
2019 | 5 | 30 | 5 | 30 | 1 | 0 | 1 | 9.3 | 0.9 | 12.1 | 73.7 | 12.4 | 966.3
2019 | 5 | 30 | 6 | 30 | 24 | 356 | 69 | 8.3 | 0.6 | 0.8 | 70.5 | 13.2 | 966.7
2019 | 5 | 30 | 7 | 30 | 46 | 705 | 262 | 6.1 | 2.3 | 145.9 | 58.5 | 16.6 | 966.9
2019 | 5 | 30 | 8 | 30 | 57 | 846 | 472 | 3.2 | 3.9 | 104.1 | 48.3 | 19.3 | 967.1
2019 | 5 | 30 | 9 | 30 | 62 | 922 | 671 | 1.3 | 6.2 | 95.8 | 35.9 | 21 | 967.2
2019 | 5 | 30 | 10 | 30 | 67 | 959 | 835 | -0.4 | 6.6 | 102.2 | 33.8 | 21.6 | 967.4
2019 | 5 | 30 | 11 | 30 | 78 | 962 | 948 | -2 | 6 | 101.8 | 40.7 | 22 | 967.5
2019 | 5 | 30 | 12 | 30 | 74 | 980 | 1016 | -3.4 | 7.3 | 99.9 | 37.5 | 22.5 | 967.1
2019 | 5 | 30 | 13 | 30 | 70 | 986 | 1023 | -4.7 | 7.7 | 108.9 | 31.6 | 23.4 | 966.8
2019 | 5 | 30 | 14 | 30 | 69 | 978 | 970 | -5.7 | 8 | 108.3 | 28.6 | 23.9 | 966.6
2019 | 5 | 30 | 15 | 30 | 66 | 961 | 865 | -6.2 | 7.7 | 102.7 | 27.2 | 23.9 | 966.5
2019 | 5 | 30 | 16 | 30 | 66 | 916 | 707 | -6 | 7.7 | 102 | 33.5 | 23.5 | 966.2
2019 | 5 | 30 | 17 | 30 | 61 | 850 | 516 | -5.3 | 7.7 | 101.3 | 40 | 22.7 | 966.1
2019 | 5 | 30 | 18 | 30 | 50 | 736 | 310 | -3.9 | 6.9 | 104.2 | 46.9 | 21.5 | 966
2019 | 5 | 30 | 19 | 30 | 30 | 474 | 111 | -2 | 6.3 | 97.7 | 56.5 | 19.7 | 966.3
2019 | 5 | 30 | 20 | 30 | 3 | 6 | 3 | -0.1 | 5.6 | 106.2 | 64.8 | 17.6 | 966.7
2019 | 5 | 30 | 21 | 30 | 0 | 0 | 0 | 1.7 | 4.6 | 98.4 | 73.1 | 15.9 | 967.3
2019 | 5 | 30 | 22 | 30 | 0 | 0 | 0 | 3.1 | 3.9 | 96.4 | 77.6 | 15.1 | 967.8
2019 | 5 | 30 | 23 | 30 | 0 | 0 | 0 | 4.3 | 1.6 | 84.1 | 82.6 | 14.2 | 968
2019 | 5 | 31 | 0 | 30 | 0 | 0 | 0 | 5.2 | 1.3 | 90.1 | 84.9 | 13.8 | 967.7
2019 | 5 | 31 | 1 | 30 | 0 | 0 | 0 | 5.8 | 1.6 | 60.1 | 83.9 | 13.8 | 967.2
2019 | 5 | 31 | 2 | 30 | 0 | 0 | 0 | 6.4 | 1.4 | 53 | 84.6 | 13.2 | 966.5
2019 | 5 | 31 | 3 | 30 | 0 | 0 | 0 | 6.9 | 2 | 65.5 | 86.6 | 13.1 | 966.2
2019 | 5 | 31 | 4 | 30 | 0 | 0 | 0 | 7.2 | 1.8 | 36.8 | 84.2 | 12.9 | 966.1
2019 | 5 | 31 | 5 | 30 | 1 | 0 | 1 | 7.6 | 2.2 | 27.3 | 81.8 | 12.3 | 966
2019 | 5 | 31 | 6 | 30 | 22 | 389 | 72 | 7.6 | 1.4 | 51.5 | 74 | 13.6 | 966.2
2019 | 5 | 31 | 7 | 30 | 41 | 732 | 266 | 7.2 | 1.9 | 85.3 | 54.8 | 17.5 | 966.2
2019 | 5 | 31 | 8 | 30 | 52 | 854 | 474 | 5.4 | 4.5 | 108.6 | 43 | 20.7 | 966.4
2019 | 5 | 31 | 9 | 30 | 59 | 919 | 669 | 4.1 | 5.4 | 100.6 | 41.4 | 22.2 | 966.5
2019 | 5 | 31 | 10 | 30 | 62 | 960 | 836 | 3.1 | 6.6 | 98.4 | 30.7 | 23.6 | 966.4
2019 | 5 | 31 | 11 | 30 | 66 | 975 | 952 | 2.3 | 6.5 | 90.5 | 29.1 | 24.2 | 966.6
2019 | 5 | 31 | 12 | 30 | 70 | 980 | 1014 | 1.4 | 7 | 104.2 | 31.2 | 24.7 | 966.3
2019 | 5 | 31 | 13 | 30 | 69 | 984 | 1022 | 0.7 | 7.6 | 102 | 30.5 | 25.3 | 965.8
2019 | 5 | 31 | 14 | 30 | 67 | 977 | 971 | 0.2 | 7.5 | 105.9 | 29.7 | 25.4 | 965.5
2019 | 5 | 31 | 15 | 30 | 68 | 952 | 863 | -0.1 | 6.8 | 107 | 32 | 25.7 | 965.1
2019 | 5 | 31 | 16 | 30 | 65 | 914 | 708 | -0.2 | 7.2 | 106.9 | 36.4 | 25.6 | 964.7
2019 | 5 | 31 | 17 | 30 | 61 | 849 | 518 | 0.1 | 7.5 | 111 | 39.3 | 24.7 | 964.4
2019 | 5 | 31 | 18 | 30 | 50 | 734 | 312 | 0.9 | 6.7 | 105.8 | 43.1 | 23.6 | 964.4
2019 | 5 | 31 | 19 | 30 | 31 | 474 | 113 | 1.5 | 6.1 | 100.4 | 50.6 | 21.5 | 964.5
2019 | 5 | 31 | 20 | 30 | 3 | 9 | 4 | 2.2 | 5 | 102.8 | 63.2 | 18.6 | 964.9
2019 | 5 | 31 | 21 | 30 | 0 | 0 | 0 | 2.7 | 4.6 | 95.2 | 73.4 | 16.9 | 965.3
2019 | 5 | 31 | 22 | 30 | 0 | 0 | 0 | 3.3 | 5.3 | 108.4 | 80.1 | 15.8 | 965.6
2019 | 5 | 31 | 23 | 30 | 0 | 0 | 0 | 3.7 | 3.4 | 71.6 | 77.6 | 15.7 | 965.7
2019 | 6 | 1 | 0 | 30 | 0 | 0 | 0 | 4 | 2.6 | 62.3 | 74.7 | 16 | 965.5
2019 | 6 | 1 | 1 | 30 | 0 | 0 | 0 | 4.3 | 2.2 | 40.9 | 75.8 | 15.6 | 964.9
2019 | 6 | 1 | 2 | 30 | 0 | 0 | 0 | 4.6 | 3 | 40.9 | 77 | 15 | 964.5
2019 | 6 | 1 | 3 | 30 | 0 | 0 | 0 | 4.8 | 2.2 | 64.3 | 74.6 | 14.7 | 964.4
2019 | 6 | 1 | 4 | 30 | 0 | 0 | 0 | 5 | 1 | 52.4 | 75.4 | 13.9 | 964.4
2019 | 6 | 1 | 5 | 30 | 1 | 0 | 1 | 5.1 | 1.2 | 175.3 | 77.2 | 13.2 | 964.4
2019 | 6 | 1 | 6 | 30 | 23 | 373 | 73 | 5.1 | 1.2 | 144.3 | 71.8 | 14 | 964.6
2019 | 6 | 1 | 7 | 30 | 43 | 718 | 266 | 4.8 | 3.2 | 96.3 | 49 | 18.1 | 964.8
2019 | 6 | 1 | 8 | 30 | 52 | 855 | 476 | 3.8 | 6.2 | 105.3 | 31.9 | 21.2 | 964.8
2019 | 6 | 1 | 9 | 30 | 55 | 930 | 676 | 2.9 | 6.4 | 98.3 | 25.9 | 22.8 | 964.8
2019 | 6 | 1 | 10 | 30 | 59 | 968 | 841 | 2.2 | 6.7 | 96.4 | 23.9 | 24.1 | 964.7
2019 | 6 | 1 | 11 | 30 | 61 | 989 | 961 | 1.5 | 7.3 | 96.8 | 21.9 | 25.3 | 964.5
2019 | 6 | 1 | 12 | 30 | 63 | 997 | 1026 | 0.8 | 7.7 | 103.8 | 22.5 | 25.7 | 964.3
2019 | 6 | 1 | 13 | 30 | 63 | 996 | 1030 | 0 | 8.3 | 104.6 | 23.3 | 25.9 | 963.9
2019 | 6 | 1 | 14 | 30 | 63 | 988 | 979 | -0.4 | 8.7 | 103.3 | 23.4 | 26.2 | 963.3
2019 | 6 | 1 | 15 | 30 | 62 | 968 | 871 | -0.6 | 8.5 | 104.5 | 25.7 | 25.9 | 963
2019 | 6 | 1 | 16 | 30 | 58 | 936 | 718 | -0.5 | 8.2 | 101.8 | 26.2 | 25.6 | 962.7
2019 | 6 | 1 | 17 | 30 | 53 | 878 | 528 | -0.3 | 8.4 | 99.8 | 27.7 | 24.8 | 962.5
2019 | 6 | 1 | 18 | 30 | 44 | 773 | 320 | 0.5 | 7.8 | 100.7 | 30.3 | 23.5 | 962.6
2019 | 6 | 1 | 19 | 30 | 27 | 531 | 119 | 0.6 | 6.3 | 106.1 | 33.7 | 22.1 | 962.9
2019 | 6 | 1 | 20 | 30 | 3 | 14 | 4 | 0.6 | 4.9 | 99.3 | 40.1 | 19.6 | 963.2
2019 | 6 | 1 | 21 | 30 | 0 | 0 | 0 | 0.6 | 4.8 | 101.5 | 45.3 | 17.8 | 963.8
2019 | 6 | 1 | 22 | 30 | 0 | 0 | 0 | 0.8 | 2.3 | 74.1 | 47.3 | 16.8 | 964.5
2019 | 6 | 1 | 23 | 30 | 0 | 0 | 0 | 1 | 2.1 | 62.2 | 47 | 16.7 | 964.4
2019 | 6 | 2 | 0 | 30 | 0 | 0 | 0 | 1.4 | 1.2 | 27.5 | 48.3 | 15.5 | 964.1
2019 | 6 | 2 | 1 | 30 | 0 | 0 | 0 | 1.9 | 1.3 | 26 | 48.3 | 15 | 963.9
2019 | 6 | 2 | 2 | 30 | 0 | 0 | 0 | 2.3 | 2.2 | 32.1 | 48.3 | 14.9 | 963.6
2019 | 6 | 2 | 3 | 30 | 0 | 0 | 0 | 2.9 | 1.9 | 40.9 | 49.8 | 14.4 | 963.2
2019 | 6 | 2 | 4 | 30 | 0 | 0 | 0 | 3.4 | 1.4 | 39 | 53.1 | 13.4 | 963
2019 | 6 | 2 | 5 | 30 | 1 | 0 | 1 | 4 | 2.4 | 21.6 | 52.3 | 13.6 | 962.9
2019 | 6 | 2 | 6 | 30 | 21 | 420 | 77 | 4.6 | 2 | 76.1 | 48.1 | 15.4 | 963
2019 | 6 | 2 | 7 | 30 | 39 | 760 | 275 | 4 | 1.1 | 58 | 39.4 | 19.1 | 963.2
2019 | 6 | 2 | 8 | 30 | 48 | 883 | 487 | 2.5 | 1.8 | 117.6 | 32.7 | 21.5 | 963.2
2019 | 6 | 2 | 9 | 30 | 54 | 946 | 686 | 1.8 | 3.4 | 106.9 | 26.6 | 23.8 | 963.2
2019 | 6 | 2 | 10 | 30 | 58 | 978 | 850 | 1.3 | 5.4 | 113.6 | 24.9 | 25.2 | 963.1
2019 | 6 | 2 | 11 | 30 | 61 | 993 | 967 | 1.1 | 5.2 | 109.2 | 20.2 | 26.4 | 963
2019 | 6 | 2 | 12 | 30 | 63 | 1001 | 1031 | 1.3 | 4.4 | 107.2 | 19.3 | 27.1 | 962.8
2019 | 6 | 2 | 13 | 30 | 63 | 1001 | 1037 | 1.6 | 4.5 | 108.7 | 16.5 | 27.9 | 962.2
2019 | 6 | 2 | 14 | 30 | 64 | 991 | 985 | 1.7 | 4.8 | 97 | 16.1 | 28.6 | 961.8
2019 | 6 | 2 | 15 | 30 | 63 | 967 | 874 | 1.9 | 5.3 | 102.3 | 16.4 | 28.7 | 961.5
2019 | 6 | 2 | 16 | 30 | 60 | 931 | 718 | 2 | 5.1 | 103.9 | 18.3 | 27.9 | 961.4
2019 | 6 | 2 | 17 | 30 | 55 | 871 | 528 | 2.4 | 4.8 | 100.2 | 18.9 | 27.8 | 961.3
2019 | 6 | 2 | 18 | 30 | 46 | 760 | 320 | 3.1 | 4.9 | 99.9 | 20.2 | 26.6 | 961.2
2019 | 6 | 2 | 19 | 30 | 30 | 485 | 115 | 2.8 | 4.9 | 106.6 | 24.2 | 24.6 | 961.3
2019 | 6 | 2 | 20 | 30 | 4 | 15 | 5 | 2.9 | 3.6 | 101.5 | 29.2 | 22 | 961.8
2019 | 6 | 2 | 21 | 30 | 0 | 0 | 0 | 3 | 2 | 95.1 | 34.6 | 20 | 962.4
2019 | 6 | 2 | 22 | 30 | 0 | 0 | 0 | 3.1 | 1.5 | 53.1 | 36.1 | 19.3 | 962.8
2019 | 6 | 2 | 23 | 30 | 0 | 0 | 0 | 3.5 | 1.3 | 85.8 | 37.9 | 18.2 | 963.1
2019 | 6 | 3 | 0 | 30 | 0 | 0 | 0 | 4.6 | 1 | 79.4 | 42.5 | 16.1 | 963
2019 | 6 | 3 | 1 | 30 | 0 | 0 | 0 | 5.9 | 0.6 | 27.3 | 42.4 | 15.7 | 962.5
2019 | 6 | 3 | 2 | 30 | 0 | 0 | 0 | 6.7 | 1 | 42.6 | 42 | 15.1 | 962
2019 | 6 | 3 | 3 | 30 | 0 | 0 | 0 | 6.9 | 1.7 | 60.9 | 42.7 | 15.4 | 961.3
2019 | 6 | 3 | 4 | 30 | 0 | 0 | 0 | 6.7 | 0.6 | 31.7 | 42.9 | 15 | 961.1
2019 | 6 | 3 | 5 | 30 | 2 | 0 | 2 | 6.6 | 1.7 | 60.2 | 43.2 | 14.4 | 961.1
2019 | 6 | 3 | 6 | 30 | 28 | 347 | 76 | 7.1 | 1.3 | 64.5 | 35.1 | 17.2 | 961.1
2019 | 6 | 3 | 7 | 30 | 51 | 694 | 267 | 8 | 0.6 | 91 | 30 | 21.8 | 961.5
2019 | 6 | 3 | 8 | 30 | 71 | 813 | 476 | 7.9 | 0.9 | 138.8 | 28.2 | 23.7 | 961.8
2019 | 6 | 3 | 9 | 30 | 114 | 811 | 652 | 7.4 | 1.5 | 215.5 | 25.1 | 25.4 | 961.9
2019 | 6 | 3 | 10 | 30 | 115 | 874 | 819 | 7.2 | 1.7 | 257.8 | 22 | 26.8 | 961.8
2019 | 6 | 3 | 11 | 30 | 96 | 933 | 942 | 7.7 | 1.6 | 185.7 | 17.9 | 28.8 | 961.5
2019 | 6 | 3 | 12 | 30 | 99 | 948 | 1012 | 8.3 | 2.1 | 143.7 | 18.3 | 30.2 | 961.1
2019 | 6 | 3 | 13 | 30 | 125 | 914 | 1013 | 8.4 | 3.9 | 230.8 | 22.5 | 30.1 | 960.7
2019 | 6 | 3 | 14 | 30 | 300 | 577 | 844 | 8.2 | 3.7 | 233.5 | 25.5 | 30.2 | 960.2
2019 | 6 | 3 | 15 | 30 | 441 | 162 | 585 | 7.9 | 5 | 254.9 | 24.3 | 29 | 960
2019 | 6 | 3 | 16 | 30 | 339 | 249 | 522 | 7.5 | 4.3 | 244.3 | 21.3 | 29.1 | 959.8
2019 | 6 | 3 | 17 | 30 | 152 | 644 | 499 | 7.2 | 4.1 | 240.3 | 21.7 | 29 | 959.5
2019 | 6 | 3 | 18 | 30 | 92 | 499 | 266 | 7.4 | 4.2 | 245 | 20.8 | 28.2 | 959.3
2019 | 6 | 3 | 19 | 30 | 43 | 376 | 110 | 7 | 3.8 | 241.9 | 21.6 | 26.8 | 959.5
2019 | 6 | 3 | 20 | 30 | 5 | 11 | 5 | 6.8 | 1.8 | 233.1 | 32.1 | 24.1 | 959.4
2019 | 6 | 3 | 21 | 30 | 0 | 0 | 0 | 6.7 | 1.4 | 262.3 | 50.2 | 21.2 | 959.5
2019 | 6 | 3 | 22 | 30 | 0 | 0 | 0 | 6.9 | 0.6 | 265.4 | 53.6 | 20.5 | 959.6
2019 | 6 | 3 | 23 | 30 | 0 | 0 | 0 | 7.3 | 1 | 281.6 | 51.5 | 19 | 959.5
2019 | 6 | 4 | 0 | 30 | 0 | 0 | 0 | 7.7 | 0.5 | 193.4 | 63.9 | 17.5 | 959.2
2019 | 6 | 4 | 1 | 30 | 0 | 0 | 0 | 8.1 | 0.6 | 267.8 | 63.4 | 16.8 | 958.4
2019 | 6 | 4 | 2 | 30 | 0 | 0 | 0 | 8.4 | 0.2 | 130.5 | 59.6 | 16.4 | 957.8
2019 | 6 | 4 | 3 | 30 | 0 | 0 | 0 | 8.7 | 0.4 | 76.1 | 49.9 | 16.4 | 957.2
2019 | 6 | 4 | 4 | 30 | 0 | 0 | 0 | 9 | 0.2 | 2.2 | 47.5 | 15.7 | 956.6
2019 | 6 | 4 | 5 | 30 | 1 | 0 | 1 | 9.1 | 1 | 40.1 | 43.4 | 15.5 | 956.5
2019 | 6 | 4 | 6 | 30 | 26 | 369 | 75 | 9.1 | 0.6 | 141.7 | 42.3 | 17 | 956.7
2019 | 6 | 4 | 7 | 30 | 50 | 711 | 271 | 8.8 | 0.9 | 144.7 | 37.3 | 20.8 | 956.9
2019 | 6 | 4 | 8 | 30 | 68 | 831 | 478 | 8.2 | 1.2 | 213.9 | 40.6 | 21.8 | 957.1
2019 | 6 | 4 | 9 | 30 | 76 | 905 | 675 | 7.9 | 1.7 | 211.8 | 34.7 | 24.8 | 956.9
2019 | 6 | 4 | 10 | 30 | 83 | 941 | 839 | 7.8 | 2.3 | 250.8 | 33.2 | 25.8 | 956.8
2019 | 6 | 4 | 11 | 30 | 87 | 958 | 955 | 7.5 | 2.3 | 245.9 | 33.9 | 27.7 | 956.4
2019 | 6 | 4 | 12 | 30 | 90 | 962 | 1017 | 7.1 | 4 | 255.2 | 26.6 | 29.7 | 955.9
2019 | 6 | 4 | 13 | 30 | 94 | 954 | 1019 | 6.5 | 4.9 | 267.4 | 28.4 | 30.1 | 955.1
2019 | 6 | 4 | 14 | 30 | 96 | 933 | 961 | 5.8 | 5.6 | 264.9 | 26.2 | 30.8 | 954.4
2019 | 6 | 4 | 15 | 30 | 104 | 897 | 856 | 4.9 | 5.1 | 268.1 | 25.2 | 30.9 | 953.6
2019 | 6 | 4 | 16 | 30 | 118 | 823 | 701 | 4.2 | 5.2 | 277.2 | 24.1 | 30.2 | 953
2019 | 6 | 4 | 17 | 30 | 112 | 722 | 506 | 3.7 | 4.2 | 263.6 | 24.1 | 29.6 | 952.6
2019 | 6 | 4 | 18 | 30 | 93 | 571 | 301 | 3.8 | 4.3 | 223.3 | 38.5 | 26.6 | 952.3
2019 | 6 | 4 | 19 | 30 | 52 | 255 | 103 | 4.1 | 3.6 | 237.9 | 48.4 | 23.9 | 952.3
2019 | 6 | 4 | 20 | 30 | 4 | 3 | 4 | 5 | 2.7 | 242.7 | 58.1 | 21.4 | 952.6
2019 | 6 | 4 | 21 | 30 | 0 | 0 | 0 | 6.2 | 1.9 | 256.9 | 67.3 | 19.7 | 953
2019 | 6 | 4 | 22 | 30 | 0 | 0 | 0 | 7.3 | 1.2 | 263 | 72.5 | 18.8 | 953.3
2019 | 6 | 4 | 23 | 30 | 0 | 0 | 0 | 8.1 | 1.1 | 265.3 | 73.4 | 18.5 | 953.4
2019 | 6 | 5 | 0 | 30 | 0 | 0 | 0 | 8.7 | 1 | 270.6 | 59.5 | 20 | 953.1
2019 | 6 | 5 | 1 | 30 | 0 | 0 | 0 | 9.2 | 0.9 | 94.7 | 46.8 | 20.5 | 952.5
2019 | 6 | 5 | 2 | 30 | 0 | 0 | 0 | 9.5 | 1.7 | 271.6 | 54.3 | 19.6 | 952.2
2019 | 6 | 5 | 3 | 30 | 0 | 0 | 0 | 9.8 | 3.9 | 257.5 | 47.4 | 21.5 | 951.7
2019 | 6 | 5 | 4 | 30 | 0 | 0 | 0 | 10 | 4.6 | 215 | 52 | 20.7 | 951.5
2019 | 6 | 5 | 5 | 30 | 1 | 0 | 1 | 10.3 | 4.6 | 279.4 | 48.7 | 20.9 | 951.4
2019 | 6 | 5 | 6 | 30 | 38 | 119 | 54 | 10.8 | 7.8 | 291.9 | 43.3 | 21.4 | 951.7
2019 | 6 | 5 | 7 | 30 | 75 | 509 | 237 | 10.3 | 8.5 | 287.9 | 39.4 | 22 | 952.4
2019 | 6 | 5 | 8 | 30 | 115 | 685 | 453 | 9 | 9.1 | 280.4 | 31.7 | 22.8 | 953
2019 | 6 | 5 | 9 | 30 | 91 | 882 | 678 | 8.3 | 10.1 | 272.6 | 24.5 | 24 | 953.3
2019 | 6 | 5 | 10 | 30 | 165 | 858 | 855 | 7.5 | 10.7 | 275.5 | 16.7 | 25.3 | 953.5
2019 | 6 | 5 | 11 | 30 | 369 | 481 | 811 | 6.5 | 10.3 | 281.6 | 10.7 | 26.1 | 953.6
2019 | 6 | 5 | 12 | 30 | 288 | 778 | 1045 | 5.5 | 6.9 | 266.4 | 9.4 | 27.6 | 953.9
2019 | 6 | 5 | 13 | 30 | 129 | 947 | 1051 | 4.9 | 3.5 | 243.5 | 11 | 28 | 953.9
2019 | 6 | 5 | 14 | 30 | 109 | 935 | 980 | 4.7 | 2.4 | 147.7 | 10.1 | 28.5 | 953.6
2019 | 6 | 5 | 15 | 30 | 213 | 740 | 841 | 5.1 | 4.8 | 128 | 16.5 | 28.5 | 953.4
2019 | 6 | 5 | 16 | 30 | 309 | 376 | 586 | 5.5 | 5.8 | 113.1 | 22.3 | 27.5 | 953.5
2019 | 6 | 5 | 17 | 30 | 244 | 296 | 409 | 5.9 | 4.4 | 135 | 24.2 | 26.6 | 954
2019 | 6 | 5 | 18 | 30 | 142 | 27 | 154 | 6.5 | 3.4 | 133.8 | 24.7 | 25.4 | 954.4
2019 | 6 | 5 | 19 | 30 | 59 | 37 | 67 | 7.3 | 2.1 | 218.8 | 24.2 | 24.4 | 955
2019 | 6 | 5 | 20 | 30 | 6 | 2 | 6 | 8.2 | 1.6 | 211.4 | 27.1 | 23.1 | 955.4
2019 | 6 | 5 | 21 | 30 | 0 | 0 | 0 | 9.1 | 1.9 | 250 | 39.8 | 21.3 | 956
2019 | 6 | 5 | 22 | 30 | 0 | 0 | 0 | 9.6 | 1 | 195.8 | 46.6 | 20.2 | 956.5
2019 | 6 | 5 | 23 | 30 | 0 | 0 | 0 | 9.8 | 1.8 | 57.8 | 42.9 | 20 | 956.9
2019 | 6 | 6 | 0 | 30 | 0 | 0 | 0 | 10 | 1.7 | 67.8 | 38.3 | 18.6 | 957
2019 | 6 | 6 | 1 | 30 | 0 | 0 | 0 | 10.4 | 1.6 | 48 | 33.5 | 18.1 | 956.8
2019 | 6 | 6 | 2 | 30 | 0 | 0 | 0 | 10.8 | 2.1 | 31.1 | 32.7 | 17.7 | 956.5
2019 | 6 | 6 | 3 | 30 | 0 | 0 | 0 | 11.1 | 1.5 | 69 | 36.7 | 15.9 | 956.4
2019 | 6 | 6 | 4 | 30 | 0 | 0 | 0 | 11.5 | 0.8 | 18.2 | 39.6 | 14.5 | 956.2
2019 | 6 | 6 | 5 | 30 | 1 | 0 | 1 | 11.9 | 0.7 | 16.8 | 41.5 | 13.7 | 956.3
2019 | 6 | 6 | 6 | 30 | 30 | 303 | 73 | 11.7 | 0.7 | 53.4 | 37 | 15.6 | 956.7
2019 | 6 | 6 | 7 | 30 | 61 | 642 | 260 | 11.2 | 0.2 | 121.5 | 28.9 | 20.3 | 956.9
2019 | 6 | 6 | 8 | 30 | 78 | 791 | 469 | 10.9 | 1.1 | 142.4 | 25.1 | 22.5 | 957
2019 | 6 | 6 | 9 | 30 | 87 | 872 | 665 | 10.8 | 3.3 | 95.8 | 22 | 23.7 | 956.9
2019 | 6 | 6 | 10 | 30 | 88 | 926 | 833 | 10.9 | 3.7 | 98.5 | 20.8 | 24.5 | 956.6
2019 | 6 | 6 | 11 | 30 | 88 | 951 | 951 | 10.8 | 3 | 121.9 | 19.5 | 25.6 | 956.3
2019 | 6 | 6 | 12 | 30 | 102 | 944 | 1013 | 10.6 | 3.6 | 111.9 | 20.9 | 26.4 | 956
2019 | 6 | 6 | 13 | 30 | 99 | 946 | 1019 | 10.3 | 4.3 | 203.8 | 26.1 | 26.7 | 955.6
2019 | 6 | 6 | 14 | 30 | 93 | 950 | 974 | 9.6 | 5.2 | 262 | 26.1 | 26.4 | 955.1
2019 | 6 | 6 | 15 | 30 | 87 | 937 | 872 | 8.9 | 4.9 | 278.1 | 23 | 26.9 | 954.5
2019 | 6 | 6 | 16 | 30 | 77 | 915 | 724 | 8 | 5.7 | 278.5 | 23.2 | 26.7 | 953.8
2019 | 6 | 6 | 17 | 30 | 69 | 850 | 533 | 7.1 | 6.4 | 279.1 | 23.7 | 26.1 | 953.4
2019 | 6 | 6 | 18 | 30 | 57 | 732 | 323 | 6.5 | 5.7 | 284.5 | 23 | 25.4 | 953.3
2019 | 6 | 6 | 19 | 30 | 34 | 479 | 121 | 6.3 | 4.2 | 278.3 | 23.3 | 24.5 | 953.5
2019 | 6 | 6 | 20 | 30 | 4 | 17 | 5 | 6.5 | 2.4 | 278.6 | 26.3 | 22.4 | 953.7
2019 | 6 | 6 | 21 | 30 | 0 | 0 | 0 | 6.9 | 1.1 | 245.6 | 28.4 | 20.7 | 954.3
2019 | 6 | 6 | 22 | 30 | 0 | 0 | 0 | 7.7 | 1.3 | 185.5 | 33.5 | 18.6 | 955
2019 | 6 | 6 | 23 | 30 | 0 | 0 | 0 | 8.5 | 0.5 | 70.9 | 39.7 | 16.6 | 955.3
2019 | 6 | 7 | 0 | 30 | 0 | 0 | 0 | 9.1 | 0.8 | 269.4 | 47.4 | 15.8 | 955
2019 | 6 | 7 | 1 | 30 | 0 | 0 | 0 | 9.5 | 1 | 201.6 | 56.5 | 14.2 | 954.8
2019 | 6 | 7 | 2 | 30 | 0 | 0 | 0 | 9.6 | 0.7 | 137 | 58.6 | 13.9 | 954.8
2019 | 6 | 7 | 3 | 30 | 0 | 0 | 0 | 9.4 | 1.5 | 68 | 62.8 | 13.6 | 954.8
2019 | 6 | 7 | 4 | 30 | 0 | 0 | 0 | 9 | 1.3 | 97.2 | 54.1 | 12.7 | 954.9
2019 | 6 | 7 | 5 | 30 | 1 | 0 | 1 | 7.9 | 1.9 | 67 | 52.8 | 13.4 | 955.3
2019 | 6 | 7 | 6 | 30 | 38 | 185 | 66 | 5 | 1.7 | 41.1 | 44 | 16.2 | 955.8
2019 | 6 | 7 | 7 | 30 | 77 | 455 | 220 | 1 | 0.8 | 217.8 | 38.1 | 18.6 | 956.5
2019 | 6 | 7 | 8 | 30 | 93 | 731 | 457 | -3 | 0.9 | 77.5 | 29.8 | 21.6 | 957.1
2019 | 6 | 7 | 9 | 30 | 103 | 829 | 654 | -5.5 | 1.5 | 167.6 | 26.9 | 23.2 | 957.4
2019 | 6 | 7 | 10 | 30 | 110 | 877 | 817 | -7.5 | 1.9 | 153 | 24.4 | 25.1 | 957.6
2019 | 6 | 7 | 11 | 30 | 112 | 908 | 936 | -9.2 | 2.4 | 159.3 | 24.7 | 26.5 | 957.8
2019 | 6 | 7 | 12 | 30 | 120 | 908 | 997 | -10.4 | 4.7 | 97.8 | 30.4 | 27 | 957.9
2019 | 6 | 7 | 13 | 30 | 124 | 899 | 1000 | -11 | 3.6 | 109.9 | 30.7 | 27.5 | 957.8
2019 | 6 | 7 | 14 | 30 | 119 | 890 | 949 | -11.2 | 2.3 | 153.7 | 30.3 | 28.1 | 957.8
2019 | 6 | 7 | 15 | 30 | 117 | 864 | 845 | -11 | 3.1 | 253.6 | 29.6 | 28.4 | 957.6
2019 | 6 | 7 | 16 | 30 | 111 | 813 | 690 | -10.6 | 2.5 | 186.4 | 28.1 | 29 | 957.5
2019 | 6 | 7 | 17 | 30 | 100 | 733 | 502 | -9.9 | 3.9 | 82.2 | 30.6 | 28.7 | 957.5
2019 | 6 | 7 | 18 | 30 | 79 | 596 | 298 | -9 | 4.6 | 92.4 | 31.6 | 27.9 | 957.9
2019 | 6 | 7 | 19 | 30 | 46 | 358 | 112 | -8.2 | 4.1 | 85 | 33.4 | 26.6 | 958.4
2019 | 6 | 7 | 20 | 30 | 6 | 15 | 7 | -7.5 | 4.1 | 116.5 | 47.6 | 23.9 | 959.1
2019 | 6 | 7 | 21 | 30 | 0 | 0 | 0 | -6.3 | 3.4 | 116.3 | 64.9 | 21.1 | 959.9
2019 | 6 | 7 | 22 | 30 | 0 | 0 | 0 | -5.3 | 3.7 | 95.1 | 74.5 | 19.4 | 960.5
2019 | 6 | 7 | 23 | 30 | 0 | 0 | 0 | -4.6 | 3.4 | 77.1 | 71.6 | 19 | 960.9
2019 | 6 | 8 | 0 | 30 | 0 | 0 | 0 | -4.4 | 4.4 | 89.2 | 68.8 | 18.6 | 961.4
2019 | 6 | 8 | 1 | 30 | 0 | 0 | 0 | -4.5 | 4.8 | 91.8 | 83.8 | 17 | 961.6
2019 | 6 | 8 | 2 | 30 | 0 | 0 | 0 | -5 | 3.8 | 85.6 | 84.6 | 16.5 | 961.6
2019 | 6 | 8 | 3 | 30 | 0 | 0 | 0 | -5.8 | 3.8 | 88.6 | 76.6 | 16.4 | 961.4
2019 | 6 | 8 | 4 | 30 | 0 | 0 | 0 | -6.9 | 1.4 | 61.9 | 77.2 | 15.9 | 961.3
2019 | 6 | 8 | 5 | 30 | 1 | 0 | 1 | -7.7 | 1.3 | 181.3 | 70.1 | 15.9 | 961.5
2019 | 6 | 8 | 6 | 30 | 32 | 264 | 70 | -8 | 1.4 | 40.1 | 59 | 17 | 961.7
2019 | 6 | 8 | 7 | 30 | 67 | 589 | 252 | -8 | 2 | 87.4 | 43.6 | 20.2 | 961.9
2019 | 6 | 8 | 8 | 30 | 88 | 740 | 457 | -8.4 | 5.6 | 95.9 | 32.1 | 23.1 | 962.2
2019 | 6 | 8 | 9 | 30 | 103 | 815 | 647 | -9.4 | 7.1 | 88.6 | 29.6 | 24.2 | 962.6
2019 | 6 | 8 | 10 | 30 | 118 | 850 | 807 | -11.1 | 6.9 | 87.2 | 32.3 | 24.9 | 962.7
2019 | 6 | 8 | 11 | 30 | 130 | 870 | 924 | -12.8 | 7.1 | 94.5 | 35.7 | 25.1 | 962.6
2019 | 6 | 8 | 12 | 30 | 140 | 875 | 989 | -13.8 | 7.2 | 102.2 | 39.9 | 25.6 | 962.3
2019 | 6 | 8 | 13 | 30 | 158 | 851 | 990 | -14.4 | 7.7 | 101 | 45.2 | 25.8 | 961.9
2019 | 6 | 8 | 14 | 30 | 157 | 846 | 947 | -14.7 | 7.9 | 102.5 | 48.9 | 25.9 | 961.4
2019 | 6 | 8 | 15 | 30 | 147 | 817 | 837 | -14.9 | 8.4 | 103.1 | 49.9 | 25.6 | 961
2019 | 6 | 8 | 16 | 30 | 136 | 769 | 686 | -14.6 | 8.3 | 100.7 | 49.4 | 25.3 | 960.8
2019 | 6 | 8 | 17 | 30 | 124 | 681 | 500 | -14.1 | 8 | 100.9 | 55 | 24.4 | 960.7
2019 | 6 | 8 | 18 | 30 | 101 | 519 | 295 | -13.1 | 7.3 | 99.4 | 62.5 | 22.7 | 961
2019 | 6 | 8 | 19 | 30 | 56 | 211 | 100 | -12.3 | 6.6 | 98.2 | 71.1 | 20.8 | 961.3
2019 | 6 | 8 | 20 | 30 | 4 | 2 | 5 | -11.7 | 5.6 | 99.3 | 77.7 | 19.1 | 961.5
2019 | 6 | 8 | 21 | 30 | 0 | 0 | 0 | -11.1 | 5 | 96.6 | 81.8 | 18.4 | 962.2
2019 | 6 | 8 | 22 | 30 | 0 | 0 | 0 | -10.6 | 4.4 | 103.3 | 85.4 | 18.1 | 962.5
2019 | 6 | 8 | 23 | 30 | 0 | 0 | 0 | -10.3 | 3.2 | 99.3 | 85.8 | 17.8 | 962.7
2019 | 6 | 9 | 0 | 30 | 0 | 0 | 0 | -9.9 | 1.9 | 108.9 | 84.6 | 17.2 | 962.6
2019 | 6 | 9 | 1 | 30 | 0 | 0 | 0 | -9.6 | 1.4 | 79.2 | 82.7 | 17 | 962.2
2019 | 6 | 9 | 2 | 30 | 0 | 0 | 0 | -9.2 | 1.1 | 40.3 | 82.1 | 16.9 | 961.6
2019 | 6 | 9 | 3 | 30 | 0 | 0 | 0 | -8.7 | 1.1 | 102.5 | 80.5 | 16.7 | 960.9
2019 | 6 | 9 | 4 | 30 | 0 | 0 | 0 | -8.1 | 1 | 218 | 82.2 | 15.7 | 960.8
2019 | 6 | 9 | 5 | 30 | 1 | 0 | 1 | -7.3 | 0.6 | 180.3 | 83.1 | 15.7 | 960.6
2019 | 6 | 9 | 6 | 30 | 33 | 3 | 34 | -6.6 | 0.4 | 265.8 | 83.7 | 15.4 | 960.6
2019 | 6 | 9 | 7 | 30 | 141 | 169 | 198 | -6.5 | 2 | 248.8 | 76.9 | 18 | 960.6
2019 | 6 | 9 | 8 | 30 | 303 | 72 | 342 | -6.7 | 2.1 | 248.5 | 70.5 | 19.7 | 960.7
2019 | 6 | 9 | 9 | 30 | 319 | 28 | 342 | -6.7 | 1.9 | 241.9 | 66.5 | 20.7 | 960.7
2019 | 6 | 9 | 10 | 30 | 311 | 165 | 454 | -7 | 1.7 | 237.1 | 61.3 | 22 | 960.5
2019 | 6 | 9 | 11 | 30 | 315 | 441 | 731 | -7.3 | 1.2 | 242.8 | 52.5 | 24.4 | 960
2019 | 6 | 9 | 12 | 30 | 344 | 516 | 855 | -7.6 | 2.2 | 222.8 | 44.1 | 26.6 | 959.3
2019 | 6 | 9 | 13 | 30 | 242 | 750 | 978 | -8 | 4 | 255.8 | 41.6 | 27.4 | 958.5
2019 | 6 | 9 | 14 | 30 | 195 | 768 | 916 | -8.3 | 4.4 | 269.7 | 36.3 | 28.3 | 958
2019 | 6 | 9 | 15 | 30 | 188 | 763 | 838 | -8.5 | 5.1 | 272.9 | 39.5 | 28.3 | 957.6
2019 | 6 | 9 | 16 | 30 | 164 | 715 | 677 | -8.7 | 5.2 | 275.7 | 42.4 | 28.1 | 957.2
2019 | 6 | 9 | 17 | 30 | 134 | 647 | 495 | -8.8 | 5.4 | 272.8 | 44.2 | 27.4 | 957
2019 | 6 | 9 | 18 | 30 | 108 | 468 | 284 | -8.1 | 5.5 | 276.6 | 49.3 | 25.7 | 957.2
2019 | 6 | 9 | 19 | 30 | 53 | 169 | 90 | -8 | 4.9 | 268.2 | 54.6 | 23.3 | 957.5
2019 | 6 | 9 | 20 | 30 | 5 | 6 | 5 | -8 | 3 | 236.9 | 61.1 | 21.1 | 957.9
2019 | 6 | 9 | 21 | 30 | 0 | 0 | 0 | -7.9 | 1.8 | 248.2 | 68.4 | 19.6 | 958.4
2019 | 6 | 9 | 22 | 30 | 0 | 0 | 0 | -7.7 | 0.7 | 203.9 | 71.2 | 18.9 | 958.6
2019 | 6 | 9 | 23 | 30 | 0 | 0 | 0 | -7.4 | 0.5 | 240.8 | 72.1 | 18.5 | 958.4
2019 | 6 | 10 | 0 | 30 | 0 | 0 | 0 | -7 | 1 | 142.1 | 68.4 | 18.6 | 958.2
2019 | 6 | 10 | 1 | 30 | 0 | 0 | 0 | -6.7 | 0.8 | 25.9 | 66.5 | 18.1 | 957.8
2019 | 6 | 10 | 2 | 30 | 0 | 0 | 0 | -6.5 | 1.2 | 52.5 | 60.2 | 18 | 957.3
2019 | 6 | 10 | 3 | 30 | 0 | 0 | 0 | -6.4 | 1.2 | 19.3 | 55.9 | 17.8 | 957.2
2019 | 6 | 10 | 4 | 30 | 0 | 0 | 0 | -6.4 | 0.6 | 171.2 | 54.6 | 16.9 | 957.1
2019 | 6 | 10 | 5 | 30 | 1 | 0 | 1 | -6.4 | 1.4 | 64.9 | 49.9 | 17.1 | 957.2
2019 | 6 | 10 | 6 | 30 | 45 | 44 | 51 | -6.6 | 1.3 | 34.3 | 45.9 | 17.7 | 957.5
2019 | 6 | 10 | 7 | 30 | 70 | 514 | 240 | -7.1 | 0.7 | 51.1 | 35.8 | 21.3 | 957.7
2019 | 6 | 10 | 8 | 30 | 71 | 809 | 472 | -8 | 0.6 | 142.9 | 27.5 | 24.6 | 958
2019 | 6 | 10 | 9 | 30 | 83 | 873 | 662 | -8.6 | 3 | 115 | 26.8 | 25.6 | 958.2
2019 | 6 | 10 | 10 | 30 | 88 | 916 | 827 | -8.7 | 4.8 | 122.4 | 26.1 | 26.9 | 957.9
2019 | 6 | 10 | 11 | 30 | 88 | 950 | 951 | -8.8 | 4 | 139.4 | 23.3 | 27.5 | 957.5
2019 | 6 | 10 | 12 | 30 | 92 | 953 | 1013 | -8.9 | 2.5 | 135.3 | 22.2 | 28.2 | 957.1
2019 | 6 | 10 | 13 | 30 | 106 | 934 | 1016 | -9 | 3.9 | 166.7 | 23.9 | 28.7 | 956.6
2019 | 6 | 10 | 14 | 30 | 116 | 911 | 965 | -9 | 5.1 | 260.2 | 26.9 | 28.7 | 956.1
2019 | 6 | 10 | 15 | 30 | 105 | 887 | 853 | -9.1 | 4.3 | 269 | 25.6 | 28.8 | 955.9
2019 | 6 | 10 | 16 | 30 | 95 | 854 | 705 | -9.2 | 5.3 | 261.1 | 24.3 | 28.7 | 955.4
2019 | 6 | 10 | 17 | 30 | 80 | 801 | 522 | -8.4 | 6 | 266.4 | 22.1 | 28.1 | 955.2
2019 | 6 | 10 | 18 | 30 | 76 | 644 | 316 | -7.3 | 5.8 | 264.2 | 21.3 | 27.6 | 955
2019 | 6 | 10 | 19 | 30 | 49 | 418 | 127 | -7.9 | 4.6 | 266.8 | 23.1 | 26.4 | 955.3
2019 | 6 | 10 | 20 | 30 | 7 | 25 | 9 | -8 | 2.8 | 285.8 | 25.3 | 24.5 | 955.8
2019 | 6 | 10 | 21 | 30 | 0 | 0 | 0 | -8 | 1.9 | 313.6 | 26.1 | 23.1 | 956.2
2019 | 6 | 10 | 22 | 30 | 0 | 0 | 0 | -7.9 | 1.3 | 265.5 | 44.1 | 20.3 | 956.6
2019 | 6 | 10 | 23 | 30 | 0 | 0 | 0 | -7.7 | 0.9 | 180.6 | 41 | 19.8 | 956.4
2019 | 6 | 11 | 0 | 30 | 0 | 0 | 0 | -7.1 | 1 | 57.2 | 34.6 | 19.4 | 955.8
2019 | 6 | 11 | 1 | 30 | 0 | 0 | 0 | -6.5 | 1.8 | 16.6 | 32.3 | 19.3 | 955.1
2019 | 6 | 11 | 2 | 30 | 0 | 0 | 0 | -6.1 | 0.9 | 38.7 | 34.6 | 18.3 | 954.5
2019 | 6 | 11 | 3 | 30 | 0 | 0 | 0 | -6 | 1.8 | 15.3 | 34.5 | 18.3 | 954
2019 | 6 | 11 | 4 | 30 | 0 | 0 | 0 | -6.3 | 0.6 | 66.6 | 36.5 | 17.6 | 953.5
2019 | 6 | 11 | 5 | 30 | 1 | 0 | 1 | -6.5 | 0.8 | 26.1 | 37.6 | 17.4 | 953.3
2019 | 6 | 11 | 6 | 30 | 26 | 339 | 75 | -7 | 0.7 | 101 | 35.7 | 18.7 | 953.4
2019 | 6 | 11 | 7 | 30 | 49 | 689 | 265 | -7.1 | 1.1 | 213.9 | 31.2 | 22.2 | 953.5
2019 | 6 | 11 | 8 | 30 | 60 | 831 | 473 | -7.2 | 3.1 | 219.7 | 27.7 | 24.4 | 953.4
2019 | 6 | 11 | 9 | 30 | 66 | 905 | 666 | -7.7 | 3.4 | 220.8 | 24.2 | 26.4 | 953.1
2019 | 6 | 11 | 10 | 30 | 68 | 948 | 831 | -8 | 2.7 | 231.1 | 20.8 | 27.2 | 952.6
2019 | 6 | 11 | 11 | 30 | 75 | 956 | 943 | -8.1 | 3.1 | 239.7 | 19.6 | 28.5 | 952.1
2019 | 6 | 11 | 12 | 30 | 83 | 955 | 1005 | -7.5 | 4.7 | 264.9 | 20.4 | 28.9 | 951.5
2019 | 6 | 11 | 13 | 30 | 90 | 950 | 1014 | -6.6 | 4.9 | 256.7 | 18.4 | 29.4 | 951.1
2019 | 6 | 11 | 14 | 30 | 90 | 935 | 962 | -5.7 | 3.1 | 233.8 | 18.4 | 29.7 | 950.9
2019 | 6 | 11 | 15 | 30 | 90 | 909 | 857 | -5 | 3.9 | 254.2 | 17.2 | 30.2 | 950.4
2019 | 6 | 11 | 16 | 30 | 140 | 768 | 691 | -4.6 | 4.7 | 263.8 | 15.1 | 30.5 | 950.3
2019 | 6 | 11 | 17 | 30 | 122 | 720 | 519 | -4.4 | 4.7 | 259.5 | 19.5 | 30 | 950.6
2019 | 6 | 11 | 18 | 30 | 69 | 657 | 315 | -4 | 4.3 | 249 | 25.7 | 28.9 | 950.9
2019 | 6 | 11 | 19 | 30 | 52 | 310 | 108 | -3.9 | 4.1 | 186 | 44.2 | 24.9 | 952
2019 | 6 | 11 | 20 | 30 | 6 | 9 | 7 | -3.5 | 5.8 | 114.5 | 69.2 | 20.4 | 953
2019 | 6 | 11 | 21 | 30 | 0 | 0 | 0 | -2.4 | 7.9 | 99.9 | 75.7 | 18.4 | 954.4
2019 | 6 | 11 | 22 | 30 | 0 | 0 | 0 | -1.2 | 8 | 92.8 | 77.7 | 18 | 955.4
2019 | 6 | 11 | 23 | 30 | 0 | 0 | 0 | -0.1 | 7.4 | 93.3 | 81.3 | 17.5 | 956
2019 | 6 | 12 | 0 | 30 | 0 | 0 | 0 | 0.7 | 6.9 | 87.1 | 81.6 | 16.9 | 956.2
2019 | 6 | 12 | 1 | 30 | 0 | 0 | 0 | 1 | 6.6 | 88.9 | 82 | 16.5 | 956.1
2019 | 6 | 12 | 2 | 30 | 0 | 0 | 0 | 0.9 | 5.1 | 81.3 | 83.9 | 16.1 | 956.2
2019 | 6 | 12 | 3 | 30 | 0 | 0 | 0 | 0.6 | 4.7 | 90.1 | 85.3 | 16 | 956.4
2019 | 6 | 12 | 4 | 30 | 0 | 0 | 0 | 0.4 | 5.3 | 86.9 | 89.4 | 15.2 | 956.6
2019 | 6 | 12 | 5 | 30 | 1 | 0 | 1 | 0.5 | 4.1 | 73.4 | 85.7 | 14.9 | 956.9
2019 | 6 | 12 | 6 | 30 | 41 | 9 | 42 | 0.7 | 3.5 | 62 | 77.8 | 15.5 | 957.3
2019 | 6 | 12 | 7 | 30 | 100 | 495 | 258 | -0.4 | 4.7 | 76.7 | 67.1 | 17 | 957.6
2019 | 6 | 12 | 8 | 30 | 203 | 495 | 443 | -3.2 | 5.2 | 85.6 | 61.3 | 18 | 957.8
2019 | 6 | 12 | 9 | 30 | 256 | 358 | 499 | -3.9 | 5.3 | 87.7 | 57.2 | 18.9 | 957.9
2019 | 6 | 12 | 10 | 30 | 175 | 708 | 752 | -4.4 | 5.1 | 95.3 | 51.1 | 20.2 | 957.5
2019 | 6 | 12 | 11 | 30 | 106 | 924 | 938 | -5.2 | 5.1 | 107.1 | 46.7 | 21.2 | 957.1
2019 | 6 | 12 | 12 | 30 | 99 | 943 | 999 | -6.2 | 5.7 | 103.5 | 45.6 | 21.8 | 956.7
2019 | 6 | 12 | 13 | 30 | 101 | 942 | 1006 | -7.5 | 6.1 | 107.9 | 44.4 | 22.7 | 956.3
2019 | 6 | 12 | 14 | 30 | 102 | 930 | 956 | -8.7 | 6.5 | 103.1 | 43.7 | 23.2 | 955.9
2019 | 6 | 12 | 15 | 30 | 100 | 900 | 858 | -9.6 | 6 | 89.9 | 44.4 | 23.7 | 955.6
2019 | 6 | 12 | 16 | 30 | 97 | 850 | 705 | -10.1 | 6.4 | 97.1 | 47.9 | 23.2 | 955.5
2019 | 6 | 12 | 17 | 30 | 84 | 784 | 518 | -10 | 6.3 | 100.8 | 53.3 | 22.5 | 954.9
2019 | 6 | 12 | 18 | 30 | 68 | 653 | 312 | -9.3 | 6.7 | 100.8 | 59 | 21.5 | 954.6
2019 | 6 | 12 | 19 | 30 | 42 | 373 | 115 | -7.8 | 6.8 | 107.6 | 67.4 | 19.8 | 954.9
2019 | 6 | 12 | 20 | 30 | 5 | 13 | 6 | -5.6 | 6.4 | 101.3 | 76.4 | 17.9 | 955.4
2019 | 6 | 12 | 21 | 30 | 0 | 0 | 0 | -3.4 | 5.3 | 95.6 | 79.4 | 17.3 | 956.1
2019 | 6 | 12 | 22 | 30 | 0 | 0 | 0 | -1.8 | 4 | 94 | 79.7 | 17.7 | 956.6
2019 | 6 | 12 | 23 | 30 | 0 | 0 | 0 | -0.8 | 3.5 | 94.8 | 82.4 | 17.5 | 956.6
2019 | 6 | 13 | 0 | 30 | 0 | 0 | 0 | 0.3 | 3.1 | 95.6 | 87.1 | 16.7 | 956.3
2019 | 6 | 13 | 1 | 30 | 0 | 0 | 0 | 1.5 | 3.6 | 102 | 86.9 | 16.5 | 955.7
2019 | 6 | 13 | 2 | 30 | 0 | 0 | 0 | 2.8 | 1.5 | 86.9 | 85.8 | 16 | 955.2
2019 | 6 | 13 | 3 | 30 | 0 | 0 | 0 | 3.8 | 1.5 | 96.8 | 86.6 | 15.4 | 954.8
2019 | 6 | 13 | 4 | 30 | 0 | 0 | 0 | 4.5 | 2 | 61.3 | 83.4 | 15.4 | 954.9
2019 | 6 | 13 | 5 | 30 | 1 | 0 | 1 | 4.9 | 1.7 | 44.3 | 83 | 15.2 | 955.1
2019 | 6 | 13 | 6 | 30 | 36 | 7 | 37 | 5 | 1.4 | 161.7 | 81 | 15.5 | 955
2019 | 6 | 13 | 7 | 30 | 109 | 117 | 147 | 4.1 | 2.1 | 123.1 | 71.1 | 18.1 | 955.2
2019 | 6 | 13 | 8 | 30 | 182 | 479 | 424 | 2.4 | 5.3 | 87.7 | 60 | 20.7 | 955.1
2019 | 6 | 13 | 9 | 30 | 164 | 695 | 630 | 0.2 | 6.3 | 102.4 | 55.2 | 21.9 | 954.7
2019 | 6 | 13 | 10 | 30 | 194 | 741 | 796 | -1.9 | 6.8 | 102.1 | 50.1 | 23.5 | 954.3
2019 | 6 | 13 | 11 | 30 | 162 | 828 | 918 | -4.1 | 6.8 | 105.3 | 45.7 | 25 | 953.8
2019 | 6 | 13 | 12 | 30 | 162 | 845 | 982 | -6.2 | 6.8 | 108.8 | 45.4 | 25.9 | 953.4
2019 | 6 | 13 | 13 | 30 | 159 | 848 | 989 | -7.9 | 7.1 | 108.1 | 51.3 | 25.4 | 953.2
2019 | 6 | 13 | 14 | 30 | 143 | 856 | 944 | -8.9 | 6.9 | 102.5 | 52.3 | 25.4 | 953
2019 | 6 | 13 | 15 | 30 | 152 | 810 | 839 | -9.1 | 6 | 104 | 52 | 25.2 | 952.8
2019 | 6 | 13 | 16 | 30 | 170 | 715 | 685 | -8.1 | 5.7 | 101.5 | 52.3 | 25.1 | 952.6
2019 | 6 | 13 | 17 | 30 | 167 | 545 | 475 | -6.3 | 5.8 | 102.2 | 56.2 | 24.1 | 952.5
2019 | 6 | 13 | 18 | 30 | 121 | 306 | 245 | -4.3 | 5.2 | 106.5 | 61.3 | 22.7 | 952.6
2019 | 6 | 13 | 19 | 30 | 41 | 1 | 41 | -2.6 | 5.4 | 96.3 | 70.6 | 20.6 | 953.6
2019 | 6 | 13 | 20 | 30 | 3 | 0 | 3 | -1.2 | 4.7 | 83.2 | 75.2 | 19.5 | 954.4
2019 | 6 | 13 | 21 | 30 | 0 | 0 | 0 | -0.3 | 4.2 | 89.9 | 75.9 | 18.9 | 955.2
2019 | 6 | 13 | 22 | 30 | 0 | 0 | 0 | 0.4 | 3.1 | 89 | 76.3 | 18.5 | 955.8
2019 | 6 | 13 | 23 | 30 | 0 | 0 | 0 | 1 | 2.2 | 132.1 | 77.4 | 18.1 | 956.3
2019 | 6 | 14 | 0 | 30 | 0 | 0 | 0 | 1.5 | 3.3 | 269.1 | 82.1 | 18.2 | 956.2
2019 | 6 | 14 | 1 | 30 | 0 | 0 | 0 | 1.8 | 3.1 | 273.2 | 87.1 | 17.9 | 955.4
2019 | 6 | 14 | 2 | 30 | 0 | 0 | 0 | 2 | 3.5 | 223.5 | 89 | 17.9 | 954
2019 | 6 | 14 | 3 | 30 | 0 | 0 | 0 | 2 | 3.2 | 236.2 | 81.1 | 19 | 953.8
2019 | 6 | 14 | 4 | 30 | 0 | 0 | 0 | 2.1 | 2.3 | 295.4 | 85.1 | 18.2 | 954.3
2019 | 6 | 14 | 5 | 30 | 1 | 0 | 1 | 2.2 | 2.4 | 266.6 | 83.1 | 18 | 954.6
2019 | 6 | 14 | 6 | 30 | 36 | 83 | 50 | 2.1 | 2.7 | 243.2 | 84.4 | 17.6 | 955.2
2019 | 6 | 14 | 7 | 30 | 88 | 455 | 233 | 1 | 2.2 | 242.7 | 80.5 | 18.9 | 955.7
2019 | 6 | 14 | 8 | 30 | 108 | 672 | 443 | 0 | 2.6 | 233.3 | 71.1 | 20.7 | 956.4
2019 | 6 | 14 | 9 | 30 | 109 | 804 | 644 | -0.5 | 1.9 | 252.5 | 57.2 | 23.3 | 956.6
2019 | 6 | 14 | 10 | 30 | 108 | 876 | 814 | -0.8 | 4 | 225.8 | 48.8 | 24.9 | 956.7
2019 | 6 | 14 | 11 | 30 | 105 | 918 | 938 | -1 | 3 | 249.6 | 43.2 | 26.4 | 956.4
2019 | 6 | 14 | 12 | 30 | 103 | 935 | 1006 | -1.2 | 5.2 | 228.1 | 37.9 | 27.5 | 956.2
2019 | 6 | 14 | 13 | 30 | 104 | 934 | 1014 | -1.4 | 5.3 | 243.5 | 33.8 | 28.4 | 955.9
2019 | 6 | 14 | 14 | 30 | 103 | 920 | 961 | -1.6 | 6 | 221.2 | 28.2 | 28.9 | 955.7
2019 | 6 | 14 | 15 | 30 | 94 | 913 | 867 | -1.7 | 4.3 | 240.9 | 22.8 | 29.2 | 955.6
2019 | 6 | 14 | 16 | 30 | 92 | 869 | 715 | -1.8 | 5.6 | 270.1 | 21.6 | 28.8 | 955.6
2019 | 6 | 14 | 17 | 30 | 100 | 745 | 518 | -1.9 | 5.3 | 274.9 | 20.2 | 28 | 955.7
2019 | 6 | 14 | 18 | 30 | 90 | 585 | 309 | -1.5 | 5.3 | 270.5 | 22.4 | 26.6 | 956
2019 | 6 | 14 | 19 | 30 | 45 | 288 | 102 | -1.6 | 4.2 | 257.2 | 25.3 | 25.5 | 956.4
2019 | 6 | 14 | 20 | 30 | 8 | 19 | 9 | -1.6 | 3.7 | 254.7 | 29.9 | 23.4 | 956.9
2019 | 6 | 14 | 21 | 30 | 0 | 0 | 0 | -1.6 | 1.7 | 239.6 | 36.4 | 21.4 | 957.8
2019 | 6 | 14 | 22 | 30 | 0 | 0 | 0 | -1.2 | 0.9 | 279.1 | 44.2 | 19.4 | 958.4
2019 | 6 | 14 | 23 | 30 | 0 | 0 | 0 | -0.7 | 0.3 | 122.8 | 42.9 | 18.7 | 958.6
2019 | 6 | 15 | 0 | 30 | 0 | 0 | 0 | 0 | 0.8 | 264.7 | 44.7 | 18.7 | 958.6
2019 | 6 | 15 | 1 | 30 | 0 | 0 | 0 | 0.9 | 1.9 | 199.8 | 42.3 | 18.8 | 958.5
2019 | 6 | 15 | 2 | 30 | 0 | 0 | 0 | 1.8 | 1.9 | 103.4 | 42.5 | 17.6 | 958.5
2019 | 6 | 15 | 3 | 30 | 0 | 0 | 0 | 2.5 | 1.8 | 30.6 | 43.7 | 16.7 | 958.7
2019 | 6 | 15 | 4 | 30 | 0 | 0 | 0 | 3 | 1.6 | 36.7 | 44.8 | 16 | 959
2019 | 6 | 15 | 5 | 30 | 1 | 0 | 1 | 3.4 | 1.8 | 57.9 | 45.5 | 15.6 | 959.4
2019 | 6 | 15 | 6 | 30 | 25 | 384 | 78 | 3.9 | 1.3 | 43.1 | 44.4 | 16 | 959.9
2019 | 6 | 15 | 7 | 30 | 45 | 729 | 272 | 3.9 | 0.6 | 130.2 | 36 | 19.9 | 960.3
2019 | 6 | 15 | 8 | 30 | 56 | 860 | 482 | 3 | 1 | 148.4 | 31.4 | 22.4 | 960.7
2019 | 6 | 15 | 9 | 30 | 62 | 926 | 678 | 2.5 | 1.4 | 120.1 | 27.3 | 24.3 | 960.9
2019 | 6 | 15 | 10 | 30 | 66 | 962 | 842 | 2 | 2.4 | 125.4 | 22.8 | 26.6 | 960.6
2019 | 6 | 15 | 11 | 30 | 75 | 970 | 957 | 1.4 | 5.1 | 104.9 | 25 | 27.7 | 960.6
2019 | 6 | 15 | 12 | 30 | 90 | 965 | 1025 | 0.8 | 5 | 95.3 | 27.1 | 27.9 | 960.7
2019 | 6 | 15 | 13 | 30 | 87 | 963 | 1028 | 0.2 | 4.2 | 79.6 | 25.7 | 28.4 | 960.4
2019 | 6 | 15 | 14 | 30 | 86 | 950 | 975 | -0.1 | 3.1 | 159.5 | 28.4 | 28.8 | 960.1
2019 | 6 | 15 | 15 | 30 | 82 | 927 | 869 | -0.3 | 4.2 | 247.4 | 31.1 | 28.4 | 959.8
2019 | 6 | 15 | 16 | 30 | 78 | 889 | 718 | -0.3 | 3.4 | 233.4 | 29.2 | 28.6 | 959.5
2019 | 6 | 15 | 17 | 30 | 71 | 826 | 532 | -0.2 | 4.3 | 248.8 | 28.1 | 28.3 | 959.2
2019 | 6 | 15 | 18 | 30 | 59 | 710 | 327 | 0.3 | 4.2 | 264.4 | 26.7 | 27.1 | 959.4
2019 | 6 | 15 | 19 | 30 | 39 | 440 | 125 | 0.6 | 3.5 | 261.8 | 25.7 | 25.8 | 959.9
2019 | 6 | 15 | 20 | 30 | 6 | 26 | 8 | 1 | 2.3 | 219.7 | 32.6 | 23.2 | 960.4
2019 | 6 | 15 | 21 | 30 | 0 | 0 | 0 | 2.3 | 1.7 | 140.3 | 44.1 | 21.2 | 960.9
2019 | 6 | 15 | 22 | 30 | 0 | 0 | 0 | 4.3 | 3.2 | 92 | 50.3 | 19.7 | 961.6
2019 | 6 | 15 | 23 | 30 | 0 | 0 | 0 | 6.5 | 2.1 | 73.3 | 47.5 | 19.5 | 962
2019 | 6 | 16 | 0 | 30 | 0 | 0 | 0 | 8.4 | 1.8 | 83.2 | 48.2 | 18.6 | 961.8
2019 | 6 | 16 | 1 | 30 | 0 | 0 | 0 | 9.5 | 2.4 | 73.3 | 46.5 | 18.7 | 961.3
2019 | 6 | 16 | 2 | 30 | 0 | 0 | 0 | 9.8 | 2.7 | 33.5 | 45.7 | 18.8 | 960.8
2019 | 6 | 16 | 3 | 30 | 0 | 0 | 0 | 9.8 | 2.5 | 50.8 | 46.6 | 18.1 | 960.5
2019 | 6 | 16 | 4 | 30 | 0 | 0 | 0 | 9.6 | 3.4 | 79 | 48.7 | 17.6 | 960.8
2019 | 6 | 16 | 5 | 30 | 1 | 0 | 1 | 9.3 | 1.8 | 66.5 | 52.1 | 16.3 | 961.1
2019 | 6 | 16 | 6 | 30 | 56 | 255 | 87 | 8.9 | 2.1 | 62 | 49.3 | 17.5 | 961.5
2019 | 6 | 16 | 7 | 30 | 118 | 349 | 235 | 7.7 | 2.4 | 67.6 | 39.5 | 20.1 | 962
2019 | 6 | 16 | 8 | 30 | 215 | 331 | 378 | 6.8 | 4 | 105.5 | 35.2 | 22.4 | 962.2
2019 | 6 | 16 | 9 | 30 | 266 | 572 | 653 | 6.2 | 5.1 | 94.6 | 30.3 | 24.4 | 962.2
2019 | 6 | 16 | 10 | 30 | 366 | 265 | 590 | 5.3 | 5.8 | 75 | 28.7 | 24.7 | 962.3
2019 | 6 | 16 | 11 | 30 | 445 | 126 | 568 | 4 | 4.6 | 79 | 28 | 25.3 | 962.3
2019 | 6 | 16 | 12 | 30 | 275 | 2 | 283 | 2.5 | 5.3 | 101.5 | 33.5 | 24.4 | 962.1
2019 | 6 | 16 | 13 | 30 | 336 | 135 | 477 | 1.4 | 5.2 | 105.4 | 31.9 | 24.4 | 962.1
2019 | 6 | 16 | 14 | 30 | 277 | 566 | 816 | 0.7 | 5.6 | 98.1 | 28.1 | 26.1 | 961.6
2019 | 6 | 16 | 15 | 30 | 372 | 250 | 587 | 0.4 | 6.2 | 101.8 | 37.6 | 25.6 | 961.1
2019 | 6 | 16 | 16 | 30 | 151 | 785 | 718 | 0.9 | 6.3 | 100.4 | 47.3 | 25.5 | 960.8
2019 | 6 | 16 | 17 | 30 | 146 | 468 | 406 | 2.1 | 6 | 105.9 | 50.7 | 24.7 | 960.9
2019 | 6 | 16 | 18 | 30 | 87 | 311 | 214 | 3.4 | 5.4 | 103.4 | 50.5 | 23.8 | 961.3
2019 | 6 | 16 | 19 | 30 | 68 | 221 | 117 | 4.4 | 4.9 | 108 | 51.2 | 22.8 | 961.4
2019 | 6 | 16 | 20 | 30 | 9 | 5 | 10 | 5.1 | 3.4 | 99 | 50.4 | 21.5 | 961.7
2019 | 6 | 16 | 21 | 30 | 0 | 0 | 0 | 5.6 | 2.4 | 93.5 | 55.2 | 20.3 | 962.2
2019 | 6 | 16 | 22 | 30 | 0 | 0 | 0 | 6.1 | 1.3 | 71.1 | 57.8 | 19.4 | 962.7
2019 | 6 | 16 | 23 | 30 | 0 | 0 | 0 | 6.7 | 1.1 | 251.1 | 57.9 | 18.7 | 962.8
2019 | 6 | 17 | 0 | 30 | 0 | 0 | 0 | 7.7 | 1 | 67.9 | 58.5 | 17.8 | 962.4
2019 | 6 | 17 | 1 | 30 | 0 | 0 | 0 | 8.7 | 1.1 | 26.2 | 62.1 | 17.1 | 962
2019 | 6 | 17 | 2 | 30 | 0 | 0 | 0 | 9.5 | 0.8 | 103.9 | 64.2 | 16.4 | 961.6
2019 | 6 | 17 | 3 | 30 | 0 | 0 | 0 | 10.2 | 0.4 | 210.4 | 68.2 | 15 | 961.2
2019 | 6 | 17 | 4 | 30 | 0 | 0 | 0 | 10.7 | 0.1 | 109.4 | 68.7 | 14.9 | 961
2019 | 6 | 17 | 5 | 30 | 1 | 0 | 1 | 10.9 | 0.9 | 304.3 | 69 | 15.1 | 961.1
2019 | 6 | 17 | 6 | 30 | 30 | 308 | 74 | 9.1 | 0.3 | 56.3 | 65.7 | 16.1 | 961.3
2019 | 6 | 17 | 7 | 30 | 58 | 652 | 261 | 6.2 | 0.2 | 93.1 | 50.6 | 21.2 | 961.4
2019 | 6 | 17 | 8 | 30 | 72 | 795 | 465 | 5.3 | 1.1 | 201.5 | 45.9 | 23 | 961.5
2019 | 6 | 17 | 9 | 30 | 77 | 882 | 662 | 5 | 1.9 | 216.9 | 41.6 | 24.3 | 961.3
2019 | 6 | 17 | 10 | 30 | 80 | 928 | 827 | 4.7 | 1.4 | 143.1 | 31.8 | 26.9 | 961.1
2019 | 6 | 17 | 11 | 30 | 86 | 942 | 942 | 4.4 | 2.3 | 156.4 | 26.6 | 28.6 | 960.8
2019 | 6 | 17 | 12 | 30 | 92 | 943 | 1004 | 4 | 3.9 | 230.6 | 29.2 | 29.4 | 960.4
2019 | 6 | 17 | 13 | 30 | 94 | 945 | 1016 | 3.6 | 4.9 | 247.4 | 28.1 | 29.6 | 959.9
2019 | 6 | 17 | 14 | 30 | 93 | 930 | 963 | 3 | 3.6 | 185.8 | 23 | 30.3 | 959.5
2019 | 6 | 17 | 15 | 30 | 84 | 924 | 867 | 2.6 | 4.9 | 251.4 | 22.7 | 30.7 | 959.1
2019 | 6 | 17 | 16 | 30 | 76 | 896 | 721 | 2.3 | 5.2 | 259.5 | 24.8 | 30.2 | 958.8
2019 | 6 | 17 | 17 | 30 | 69 | 832 | 534 | 2.2 | 3.7 | 265.5 | 21.3 | 29.9 | 958.5
2019 | 6 | 17 | 18 | 30 | 60 | 709 | 328 | 2.3 | 3 | 241 | 23.1 | 29.4 | 958.7
2019 | 6 | 17 | 19 | 30 | 39 | 470 | 131 | 2.7 | 1.6 | 189.3 | 26.1 | 27.6 | 959.2
2019 | 6 | 17 | 20 | 30 | 6 | 36 | 9 | 3.6 | 1.6 | 163.9 | 38.6 | 24.7 | 959.5
2019 | 6 | 17 | 21 | 30 | 0 | 0 | 0 | 5 | 2.4 | 220.1 | 44.8 | 22 | 959.9
2019 | 6 | 17 | 22 | 30 | 0 | 0 | 0 | 6.5 | 0.8 | 163.5 | 49 | 20.5 | 960.3
2019 | 6 | 17 | 23 | 30 | 0 | 0 | 0 | 7.9 | 1 | 152.3 | 51.3 | 19.4 | 960.4
2019 | 6 | 18 | 0 | 30 | 0 | 0 | 0 | 8.8 | 1.7 | 92.4 | 54.9 | 17.9 | 960.2
2019 | 6 | 18 | 1 | 30 | 0 | 0 | 0 | 9.2 | 1 | 90.1 | 49.1 | 18.2 | 960
2019 | 6 | 18 | 2 | 30 | 0 | 0 | 0 | 9.1 | 0.8 | 121.1 | 48.2 | 17.6 | 959.4
2019 | 6 | 18 | 3 | 30 | 0 | 0 | 0 | 8.8 | 0.7 | 91.4 | 50.7 | 16.5 | 958.9
2019 | 6 | 18 | 4 | 30 | 0 | 0 | 0 | 8.3 | 0.4 | 53.6 | 48.2 | 15.5 | 958.6
2019 | 6 | 18 | 5 | 30 | 1 | 0 | 1 | 7.8 | 0.6 | 313.2 | 46.9 | 16.2 | 958.7
2019 | 6 | 18 | 6 | 30 | 27 | 341 | 75 | 6.7 | 0.4 | 280.9 | 40 | 17.8 | 958.8
2019 | 6 | 18 | 7 | 30 | 50 | 681 | 262 | 5.2 | 0.9 | 127.5 | 31.6 | 22 | 958.9
2019 | 6 | 18 | 8 | 30 | 62 | 825 | 469 | 4.7 | 2 | 196.9 | 29.2 | 23.9 | 959.2
2019 | 6 | 18 | 9 | 30 | 75 | 880 | 657 | 5 | 3.2 | 245.9 | 42.4 | 23.7 | 959.4
2019 | 6 | 18 | 10 | 30 | 86 | 909 | 817 | 5.4 | 2.6 | 232.3 | 40.1 | 25.7 | 959.4
2019 | 6 | 18 | 11 | 30 | 95 | 922 | 932 | 5.6 | 3 | 225.8 | 36.7 | 27.4 | 959.4
2019 | 6 | 18 | 12 | 30 | 105 | 916 | 992 | 5.5 | 3.4 | 244.2 | 29.8 | 28.9 | 959
2019 | 6 | 18 | 13 | 30 | 106 | 916 | 1001 | 5.3 | 3 | 250.2 | 21.7 | 30.4 | 958.4
2019 | 6 | 18 | 14 | 30 | 109 | 899 | 949 | 5 | 6.4 | 261.2 | 22.2 | 31.1 | 957.8
2019 | 6 | 18 | 15 | 30 | 107 | 870 | 845 | 4.8 | 6.2 | 273.6 | 28.7 | 30 | 957.5
2019 | 6 | 18 | 16 | 30 | 100 | 828 | 697 | 4.6 | 6 | 269 | 28.8 | 29.6 | 957.2
2019 | 6 | 18 | 17 | 30 | 86 | 769 | 517 | 4.4 | 4.5 | 283.1 | 30.6 | 29.4 | 956.9
2019 | 6 | 18 | 18 | 30 | 66 | 680 | 323 | 4.5 | 3.9 | 277.7 | 31.3 | 29 | 956.8
2019 | 6 | 18 | 19 | 30 | 39 | 455 | 130 | 4.6 | 4.5 | 243.4 | 34.3 | 27 | 957
2019 | 6 | 18 | 20 | 30 | 6 | 26 | 8 | 4.6 | 3.3 | 229.7 | 51.5 | 21.7 | 957.6
2019 | 6 | 18 | 21 | 30 | 0 | 0 | 0 | 4.7 | 1.9 | 250.5 | 66.3 | 19.1 | 958.1
2019 | 6 | 18 | 22 | 30 | 0 | 0 | 0 | 4.7 | 0.8 | 210.3 | 71.9 | 18.3 | 958.4
2019 | 6 | 18 | 23 | 30 | 0 | 0 | 0 | 4.7 | 0.5 | 241.2 | 74.4 | 17.8 | 958.3
2019 | 6 | 19 | 0 | 30 | 0 | 0 | 0 | 4.7 | 0.3 | 164.6 | 74 | 17.2 | 958.2
2019 | 6 | 19 | 1 | 30 | 0 | 0 | 0 | 4.8 | 0.8 | 105.3 | 72.7 | 16.3 | 958.2
2019 | 6 | 19 | 2 | 30 | 0 | 0 | 0 | 4.8 | 0.5 | 190.3 | 76.5 | 15.6 | 958
2019 | 6 | 19 | 3 | 30 | 0 | 0 | 0 | 5.3 | 0.9 | 83.6 | 77.7 | 15.1 | 957.7
2019 | 6 | 19 | 4 | 30 | 0 | 0 | 0 | 6.2 | 1.2 | 69.6 | 72.7 | 15.4 | 957.6
2019 | 6 | 19 | 5 | 30 | 1 | 0 | 1 | 7 | 1.2 | 59.6 | 72 | 15.4 | 957.7
2019 | 6 | 19 | 6 | 30 | 33 | 253 | 70 | 7 | 1.5 | 20.5 | 49.8 | 19.1 | 957.9
2019 | 6 | 19 | 7 | 30 | 64 | 626 | 259 | 5.6 | 0.9 | 98.2 | 39.2 | 22.9 | 958.1
2019 | 6 | 19 | 8 | 30 | 91 | 741 | 458 | 4.2 | 0.8 | 233.9 | 33.7 | 25.4 | 958.2
2019 | 6 | 19 | 9 | 30 | 90 | 873 | 669 | 4.6 | 1.8 | 238.7 | 28.3 | 27.8 | 957.9
2019 | 6 | 19 | 10 | 30 | 89 | 927 | 835 | 4.8 | 3.2 | 237.5 | 23.1 | 28.9 | 957.9
2019 | 6 | 19 | 11 | 30 | 89 | 958 | 958 | 4.8 | 3.7 | 243.1 | 25 | 30.1 | 957.9
2019 | 6 | 19 | 12 | 30 | 164 | 917 | 1051 | 4.5 | 4.5 | 240.5 | 20.5 | 31.2 | 957.7
2019 | 6 | 19 | 13 | 30 | 103 | 962 | 1041 | 4.2 | 5.2 | 241.6 | 16.6 | 32.1 | 957.3
2019 | 6 | 19 | 14 | 30 | 101 | 942 | 983 | 3.8 | 6 | 241.5 | 14.7 | 32.5 | 956.8
2019 | 6 | 19 | 15 | 30 | 161 | 862 | 899 | 3.5 | 5.9 | 241 | 12.6 | 33.2 | 956.2
2019 | 6 | 19 | 16 | 30 | 318 | 272 | 527 | 3.2 | 5.8 | 253.8 | 11.8 | 32.4 | 955.8
2019 | 6 | 19 | 17 | 30 | 246 | 353 | 440 | 3 | 4.8 | 267.8 | 14.1 | 31.9 | 955.5
2019 | 6 | 19 | 18 | 30 | 117 | 627 | 355 | 3.1 | 3.9 | 264.4 | 16.1 | 31.7 | 955.4
2019 | 6 | 19 | 19 | 30 | 64 | 416 | 143 | 3.3 | 2.8 | 253.4 | 21.7 | 30.5 | 955.4
2019 | 6 | 19 | 20 | 30 | 12 | 41 | 15 | 3.6 | 2.8 | 243.8 | 45.9 | 25.2 | 955.5
2019 | 6 | 19 | 21 | 30 | 0 | 0 | 0 | 4.3 | 1.8 | 249.4 | 60.5 | 22.2 | 955.9
2019 | 6 | 19 | 22 | 30 | 0 | 0 | 0 | 5.4 | 0.5 | 277.9 | 62.3 | 21.4 | 956.4
2019 | 6 | 19 | 23 | 30 | 0 | 0 | 0 | 6.8 | 0.5 | 76.6 | 63.8 | 20.7 | 956.8
2019 | 6 | 20 | 0 | 30 | 0 | 0 | 0 | 8.5 | 0 | 14.1 | 66.1 | 19.9 | 956.8
2019 | 6 | 20 | 1 | 30 | 0 | 0 | 0 | 9.8 | 0.5 | 254.4 | 61.3 | 19.6 | 956.6
2019 | 6 | 20 | 2 | 30 | 0 | 0 | 0 | 10.6 | 1.2 | 52.3 | 46.1 | 19.5 | 956.2
2019 | 6 | 20 | 3 | 30 | 0 | 0 | 0 | 11 | 0.8 | 61.9 | 42.8 | 19.3 | 955.8
2019 | 6 | 20 | 4 | 30 | 0 | 0 | 0 | 11.1 | 0.8 | 67.2 | 42.2 | 19.3 | 955.6
2019 | 6 | 20 | 5 | 30 | 1 | 0 | 1 | 11 | 1.2 | 47.8 | 39 | 20.9 | 955.9
2019 | 6 | 20 | 6 | 30 | 48 | 241 | 83 | 10.8 | 1.5 | 62.1 | 37.8 | 22.4 | 956.1
2019 | 6 | 20 | 7 | 30 | 65 | 610 | 255 | 10.8 | 1 | 138.3 | 36 | 24.5 | 956.4
2019 | 6 | 20 | 8 | 30 | 74 | 779 | 459 | 10.5 | 0.8 | 147.9 | 32.5 | 26.5 | 956.6
2019 | 6 | 20 | 9 | 30 | 84 | 858 | 653 | 8.8 | 1.5 | 163.8 | 28.6 | 28.4 | 956.3
2019 | 6 | 20 | 10 | 30 | 92 | 902 | 817 | 7.8 | 2.1 | 95.9 | 25.4 | 29.9 | 956.2
2019 | 6 | 20 | 11 | 30 | 93 | 925 | 934 | 7.2 | 2 | 103.1 | 21.9 | 31.3 | 956
2019 | 6 | 20 | 12 | 30 | 94 | 939 | 1004 | 6.5 | 3.3 | 204.8 | 22.3 | 32.1 | 955.6
2019 | 6 | 20 | 13 | 30 | 85 | 970 | 1031 | 5.7 | 5.3 | 250.4 | 15.8 | 32.8 | 955.1
2019 | 6 | 20 | 14 | 30 | 77 | 975 | 988 | 4.9 | 6.3 | 239.8 | 11.5 | 32.8 | 954.7
2019 | 6 | 20 | 15 | 30 | 70 | 967 | 890 | 4.3 | 6.1 | 255.9 | 13.2 | 32.9 | 954.1
2019 | 6 | 20 | 16 | 30 | 64 | 945 | 745 | 4 | 6.5 | 246 | 11.8 | 32.9 | 953.7
2019 | 6 | 20 | 17 | 30 | 62 | 871 | 550 | 3.8 | 6 | 252.4 | 13.5 | 31.8 | 953.8
2019 | 6 | 20 | 18 | 30 | 56 | 734 | 336 | 4.1 | 4.2 | 262.6 | 12.3 | 31.5 | 953.7
2019 | 6 | 20 | 19 | 30 | 39 | 455 | 130 | 4.7 | 3 | 274.6 | 14.2 | 30.6 | 953.9
2019 | 6 | 20 | 20 | 30 | 6 | 31 | 9 | 5.7 | 2.1 | 266.4 | 16.8 | 28.2 | 954.3
2019 | 6 | 20 | 21 | 30 | 0 | 0 | 0 | 7.4 | 3 | 126.9 | 40.4 | 24.6 | 955.1
2019 | 6 | 20 | 22 | 30 | 0 | 0 | 0 | 9.6 | 2.3 | 92.2 | 58.1 | 21.9 | 955.6
2019 | 6 | 20 | 23 | 30 | 0 | 0 | 0 | 11.5 | 3 | 91.3 | 64.2 | 20.9 | 956
2019 | 6 | 21 | 0 | 30 | 0 | 0 | 0 | 12.9 | 3.8 | 76.3 | 70.8 | 20.2 | 956
2019 | 6 | 21 | 1 | 30 | 0 | 0 | 0 | 13.6 | 3.1 | 60.2 | 66.8 | 20.4 | 956.2
2019 | 6 | 21 | 2 | 30 | 0 | 0 | 0 | 13.9 | 2.2 | 104.2 | 72 | 18.9 | 956.3
2019 | 6 | 21 | 3 | 30 | 0 | 0 | 0 | 13.9 | 1.6 | 76.5 | 75.6 | 18 | 956.4
2019 | 6 | 21 | 4 | 30 | 0 | 0 | 0 | 13.8 | 1.2 | 48.4 | 73.7 | 17.8 | 956.4
2019 | 6 | 21 | 5 | 30 | 1 | 0 | 1 | 13.6 | 1.1 | 66.1 | 60.8 | 18.3 | 956.5
2019 | 6 | 21 | 6 | 30 | 32 | 57 | 41 | 12.6 | 0.9 | 174.8 | 58.4 | 18.9 | 957
2019 | 6 | 21 | 7 | 30 | 63 | 524 | 234 | 11.7 | 2 | 98.2 | 61.1 | 21.3 | 957.5
2019 | 6 | 21 | 8 | 30 | 74 | 763 | 453 | 11.6 | 1.1 | 118.5 | 48.2 | 24.1 | 958
2019 | 6 | 21 | 9 | 30 | 82 | 847 | 646 | 10.4 | 2.4 | 112.4 | 41.2 | 25.8 | 957.9
2019 | 6 | 21 | 10 | 30 | 97 | 881 | 809 | 9.4 | 2.9 | 105.6 | 40.1 | 27.3 | 957.7
2019 | 6 | 21 | 11 | 30 | 158 | 769 | 865 | 8.6 | 3.5 | 99.8 | 42.5 | 27.8 | 957.5
2019 | 6 | 21 | 12 | 30 | 210 | 586 | 788 | 7.9 | 5.2 | 85.1 | 39.3 | 28.3 | 957.3
2019 | 6 | 21 | 13 | 30 | 131 | 878 | 995 | 7.2 | 4.9 | 87.7 | 38.8 | 29 | 957.1
2019 | 6 | 21 | 14 | 30 | 140 | 852 | 943 | 6.8 | 4.8 | 89.4 | 39.1 | 29.6 | 956.8
2019 | 6 | 21 | 15 | 30 | 138 | 821 | 841 | 6.5 | 4.8 | 79.5 | 40 | 29.5 | 956.7
2019 | 6 | 21 | 16 | 30 | 136 | 757 | 655 | 6.3 | 4.6 | 88.4 | 41.5 | 29.2 | 956.5
2019 | 6 | 21 | 17 | 30 | 114 | 698 | 509 | 6.1 | 5.4 | 86 | 42.7 | 28.4 | 956.6
2019 | 6 | 21 | 18 | 30 | 88 | 582 | 312 | 6.2 | 5.3 | 88.9 | 44.5 | 27.1 | 956.8
2019 | 6 | 21 | 19 | 30 | 52 | 327 | 119 | 6.1 | 4.7 | 86.5 | 47 | 25.6 | 957.4
2019 | 6 | 21 | 20 | 30 | 5 | 3 | 5 | 6.2 | 3.8 | 99.2 | 55.3 | 23.8 | 958
2019 | 6 | 21 | 21 | 30 | 0 | 0 | 0 | 6.5 | 3.1 | 113.6 | 62.8 | 22.5 | 958.7
2019 | 6 | 21 | 22 | 30 | 0 | 0 | 0 | 7.2 | 2.7 | 111.6 | 71.8 | 20.9 | 959.3
2019 | 6 | 21 | 23 | 30 | 0 | 0 | 0 | 8 | 2.9 | 101.1 | 77.3 | 19.8 | 959.4
2019 | 6 | 22 | 0 | 30 | 0 | 0 | 0 | 8.5 | 3.6 | 93.7 | 80.8 | 18.9 | 959.6
2019 | 6 | 22 | 1 | 30 | 0 | 0 | 0 | 8.8 | 3.5 | 97.6 | 80.2 | 18.6 | 959.6
2019 | 6 | 22 | 2 | 30 | 0 | 0 | 0 | 8.9 | 3.2 | 88.2 | 81.5 | 18.2 | 959.6
2019 | 6 | 22 | 3 | 30 | 0 | 0 | 0 | 8.6 | 3.1 | 89.7 | 83.7 | 17.7 | 959.5
2019 | 6 | 22 | 4 | 30 | 0 | 0 | 0 | 8.4 | 1.8 | 96.2 | 86.2 | 17 | 959.5
2019 | 6 | 22 | 5 | 30 | 1 | 0 | 1 | 8.3 | 1.6 | 77.2 | 86.7 | 16.7 | 959.6
2019 | 6 | 22 | 6 | 30 | 33 | 214 | 64 | 8.2 | 1.3 | 57 | 80.9 | 18 | 959.8
2019 | 6 | 22 | 7 | 30 | 74 | 521 | 238 | 7.3 | 1.3 | 122.9 | 68.1 | 20.6 | 960
2019 | 6 | 22 | 8 | 30 | 94 | 698 | 442 | 6.1 | 2.9 | 93.8 | 62.2 | 22.9 | 960.1
2019 | 6 | 22 | 9 | 30 | 105 | 788 | 632 | 5 | 4.5 | 106.9 | 56.3 | 24.8 | 959.8
2019 | 6 | 22 | 10 | 30 | 111 | 842 | 794 | 4.4 | 5.8 | 107.3 | 51.2 | 25.8 | 959.7
2019 | 6 | 22 | 11 | 30 | 116 | 867 | 910 | 3.9 | 5.4 | 104 | 46.4 | 27 | 959.7
2019 | 6 | 22 | 12 | 30 | 119 | 881 | 978 | 3.3 | 5.2 | 95.8 | 44.7 | 27.7 | 959.4
2019 | 6 | 22 | 13 | 30 | 115 | 890 | 991 | 2.8 | 5.7 | 102.4 | 40.7 | 28.5 | 959
2019 | 6 | 22 | 14 | 30 | 108 | 891 | 948 | 2.5 | 6 | 99.1 | 37.6 | 29.2 | 958.5
2019 | 6 | 22 | 15 | 30 | 102 | 874 | 850 | 2.2 | 6.5 | 97.2 | 39.1 | 29 | 958.1
2019 | 6 | 22 | 16 | 30 | 100 | 825 | 701 | 1.9 | 6.8 | 102.2 | 42.5 | 28.5 | 957.8
2019 | 6 | 22 | 17 | 30 | 94 | 749 | 520 | 1.8 | 7.4 | 100.7 | 44 | 27.3 | 957.6
2019 | 6 | 22 | 18 | 30 | 81 | 613 | 318 | 2 | 7 | 100.3 | 48.8 | 25.9 | 957.8
2019 | 6 | 22 | 19 | 30 | 52 | 345 | 123 | 2.1 | 5.8 | 99.3 | 63.4 | 24.1 | 957.9
2019 | 6 | 22 | 20 | 30 | 8 | 14 | 9 | 2.3 | 4.6 | 109 | 73.6 | 22 | 958.3
2019 | 6 | 22 | 21 | 30 | 0 | 0 | 0 | 2.7 | 3.8 | 105.5 | 80.4 | 20.5 | 958.9
2019 | 6 | 22 | 22 | 30 | 0 | 0 | 0 | 3.2 | 2.5 | 93.4 | 83.6 | 19.7 | 959.3
2019 | 6 | 22 | 23 | 30 | 0 | 0 | 0 | 4 | 1.3 | 43.5 | 84.1 | 19.6 | 959.2
2019 | 6 | 23 | 0 | 30 | 0 | 0 | 0 | 4.7 | 1.3 | 7.9 | 82.7 | 19.6 | 958.8
2019 | 6 | 23 | 1 | 30 | 0 | 0 | 0 | 5.2 | 1.5 | 16.8 | 79 | 19.8 | 958.4
2019 | 6 | 23 | 2 | 30 | 0 | 0 | 0 | 5.5 | 1.4 | 29.7 | 71.4 | 19.1 | 958
2019 | 6 | 23 | 3 | 30 | 0 | 0 | 0 | 5.6 | 1.5 | 62.7 | 66 | 18.6 | 957.9
2019 | 6 | 23 | 4 | 30 | 0 | 0 | 0 | 5.6 | 1.7 | 47.1 | 61.8 | 18.3 | 957.6
2019 | 6 | 23 | 5 | 30 | 1 | 0 | 1 | 5.6 | 1.5 | 23.2 | 51.6 | 18.3 | 957.4
2019 | 6 | 23 | 6 | 30 | 33 | 249 | 68 | 5.5 | 0.8 | 266.7 | 64.4 | 17.8 | 957.8
2019 | 6 | 23 | 7 | 30 | 69 | 569 | 247 | 5.2 | 0.6 | 278.4 | 71.8 | 20.6 | 958.1
2019 | 6 | 23 | 8 | 30 | 86 | 732 | 451 | 4.8 | 1.3 | 187.5 | 57.8 | 23.2 | 958.1
2019 | 6 | 23 | 9 | 30 | 95 | 822 | 646 | 3.3 | 4 | 107.6 | 41 | 26 | 958
2019 | 6 | 23 | 10 | 30 | 109 | 857 | 806 | 2 | 5.8 | 105.7 | 41.6 | 27.2 | 957.9
2019 | 6 | 23 | 11 | 30 | 111 | 890 | 927 | 1.1 | 6 | 101.6 | 33.3 | 28.6 | 957.9
2019 | 6 | 23 | 12 | 30 | 112 | 905 | 995 | 0.2 | 6.4 | 95.7 | 28.4 | 29.6 | 957.6
2019 | 6 | 23 | 13 | 30 | 118 | 901 | 1006 | -0.7 | 6.1 | 95 | 25.6 | 30.4 | 957.2
2019 | 6 | 23 | 14 | 30 | 132 | 872 | 955 | -1.3 | 6 | 97.8 | 27.4 | 30.9 | 956.7
2019 | 6 | 23 | 15 | 30 | 142 | 822 | 848 | -1.6 | 6.3 | 100.8 | 32.5 | 30.4 | 956.3
2019 | 6 | 23 | 16 | 30 | 136 | 776 | 703 | -1.8 | 6.4 | 98.2 | 28 | 30.1 | 956
2019 | 6 | 23 | 17 | 30 | 136 | 668 | 518 | -1.7 | 6.4 | 100.9 | 26.9 | 29.5 | 955.7
2019 | 6 | 23 | 18 | 30 | 123 | 473 | 309 | -1.2 | 6.7 | 98.6 | 29.4 | 27.9 | 955.9
2019 | 6 | 23 | 19 | 30 | 72 | 219 | 119 | -0.9 | 6.3 | 101.9 | 49.9 | 25.1 | 956.6
2019 | 6 | 23 | 20 | 30 | 5 | 2 | 6 | -0.2 | 4.6 | 103.5 | 58.3 | 22.5 | 957.2
2019 | 6 | 23 | 21 | 30 | 0 | 0 | 0 | 1 | 4 | 105.7 | 69.7 | 21 | 957.7
2019 | 6 | 23 | 22 | 30 | 0 | 0 | 0 | 2.5 | 2 | 79.5 | 83.3 | 19.5 | 958.2
2019 | 6 | 23 | 23 | 30 | 0 | 0 | 0 | 4.2 | 1.1 | 65.6 | 83.9 | 19.3 | 958
2019 | 6 | 24 | 0 | 30 | 0 | 0 | 0 | 5.4 | 1.4 | 55.9 | 79.5 | 19.5 | 958.1
2019 | 6 | 24 | 1 | 30 | 0 | 0 | 0 | 6.2 | 1.3 | 197.2 | 81.7 | 18.8 | 958
2019 | 6 | 24 | 2 | 30 | 0 | 0 | 0 | 6.7 | 1 | 278.2 | 90.8 | 17.5 | 957.8
2019 | 6 | 24 | 3 | 30 | 0 | 0 | 0 | 6.9 | 0.2 | 121.1 | 92.2 | 17.1 | 957.4
2019 | 6 | 24 | 4 | 30 | 0 | 0 | 0 | 7.2 | 0.9 | 71.6 | 87.9 | 16.6 | 957.2
2019 | 6 | 24 | 5 | 30 | 1 | 0 | 1 | 7.4 | 1.1 | 68.4 | 79.8 | 16.8 | 957.2
2019 | 6 | 24 | 6 | 30 | 37 | 123 | 56 | 7.5 | 1.4 | 70.8 | 70.2 | 18.5 | 957.5
2019 | 6 | 24 | 7 | 30 | 87 | 473 | 237 | 6.9 | 1.1 | 87.4 | 59 | 21.4 | 957.6
2019 | 6 | 24 | 8 | 30 | 112 | 656 | 442 | 6 | 3.2 | 102.8 | 45.8 | 23.9 | 957.8
2019 | 6 | 24 | 9 | 30 | 125 | 766 | 633 | 6.5 | 3 | 105.3 | 39.5 | 25.3 | 958.2
2019 | 6 | 24 | 10 | 30 | 133 | 828 | 800 | 7.7 | 2.5 | 104.3 | 35.6 | 26.8 | 957.9
2019 | 6 | 24 | 11 | 30 | 124 | 875 | 921 | 8.6 | 2.9 | 114.2 | 32.6 | 28.2 | 957.6
2019 | 6 | 24 | 12 | 30 | 128 | 884 | 985 | 8.9 | 2.4 | 112.4 | 32.4 | 29.6 | 957.4
2019 | 6 | 24 | 13 | 30 | 141 | 864 | 986 | 8.5 | 2.5 | 222.2 | 38.6 | 29.9 | 957
2019 | 6 | 24 | 14 | 30 | 146 | 863 | 957 | 7.5 | 2.2 | 172.9 | 37.9 | 31 | 956.7
2019 | 6 | 24 | 15 | 30 | 156 | 789 | 832 | 6.1 | 2.3 | 210.7 | 39.2 | 31.1 | 956.5
2019 | 6 | 24 | 16 | 30 | 130 | 771 | 689 | 4.5 | 3.2 | 253.7 | 41 | 30.3 | 956.5
2019 | 6 | 24 | 17 | 30 | 107 | 723 | 517 | 3.1 | 4.1 | 255.9 | 41.6 | 29.8 | 956.6
2019 | 6 | 24 | 18 | 30 | 91 | 539 | 299 | 2.1 | 3.9 | 253.8 | 43.7 | 28.7 | 956.7
2019 | 6 | 24 | 19 | 30 | 46 | 199 | 90 | 1.6 | 3.7 | 247.8 | 48.3 | 26.9 | 957.1
2019 | 6 | 24 | 20 | 30 | 8 | 15 | 9 | 1.4 | 2.3 | 224.5 | 54.3 | 24.6 | 957.8
2019 | 6 | 24 | 21 | 30 | 0 | 0 | 0 | 1.9 | 2.3 | 226.3 | 55.5 | 23 | 958.5
2019 | 6 | 24 | 22 | 30 | 0 | 0 | 0 | 2.7 | 1 | 219.2 | 53.9 | 22.4 | 959.1
2019 | 6 | 24 | 23 | 30 | 0 | 0 | 0 | 3.6 | 0.5 | 173.8 | 54.4 | 21.8 | 959.3
2019 | 6 | 25 | 0 | 30 | 0 | 0 | 0 | 4.5 | 0.3 | 149 | 56.9 | 21.2 | 959.4
2019 | 6 | 25 | 1 | 30 | 0 | 0 | 0 | 5.3 | 1.2 | 72.7 | 61.3 | 20.4 | 958.9
2019 | 6 | 25 | 2 | 30 | 0 | 0 | 0 | 5.8 | 1.4 | 80.8 | 67.4 | 19.8 | 958.6
2019 | 6 | 25 | 3 | 30 | 0 | 0 | 0 | 6 | 1.2 | 47.3 | 66.4 | 20 | 958.7
2019 | 6 | 25 | 4 | 30 | 0 | 0 | 0 | 5.9 | 1 | 73.1 | 67.1 | 19.8 | 958.7
2019 | 6 | 25 | 5 | 30 | 1 | 0 | 1 | 5.7 | 0.6 | 100.4 | 71.2 | 18.9 | 959.1
2019 | 6 | 25 | 6 | 30 | 35 | 188 | 62 | 5.6 | 0.6 | 164.3 | 67.5 | 20 | 959.3
2019 | 6 | 25 | 7 | 30 | 76 | 506 | 233 | 5.4 | 1.8 | 99.7 | 61 | 22.5 | 959.5
2019 | 6 | 25 | 8 | 30 | 101 | 670 | 431 | 3.2 | 2.8 | 96.8 | 53 | 25.3 | 959.8
2019 | 6 | 25 | 9 | 30 | 115 | 767 | 623 | 2 | 2.1 | 101.9 | 46.3 | 27.1 | 959.9
2019 | 6 | 25 | 10 | 30 | 120 | 831 | 788 | 1.4 | 2.1 | 109.5 | 41.9 | 28.6 | 959.7
2019 | 6 | 25 | 11 | 30 | 119 | 872 | 911 | 1 | 2 | 129.8 | 38.8 | 30.2 | 959.5
2019 | 6 | 25 | 12 | 30 | 120 | 888 | 980 | 0.7 | 3.2 | 205.2 | 39.3 | 31.1 | 959.2
2019 | 6 | 25 | 13 | 30 | 117 | 898 | 995 | 0.4 | 3.8 | 198.7 | 42.3 | 31 | 958.9
2019 | 6 | 25 | 14 | 30 | 115 | 889 | 949 | 0.1 | 4.8 | 95.1 | 42.8 | 31.5 | 958.7
2019 | 6 | 25 | 15 | 30 | 111 | 868 | 851 | -0.2 | 5.7 | 96.3 | 46.7 | 30.5 | 958.6
2019 | 6 | 25 | 16 | 30 | 102 | 835 | 706 | -0.5 | 5.1 | 97.9 | 47.4 | 30.5 | 958.4
2019 | 6 | 25 | 17 | 30 | 87 | 777 | 526 | -0.6 | 4.5 | 96.3 | 46.2 | 30.4 | 958.2
2019 | 6 | 25 | 18 | 30 | 72 | 658 | 325 | -0.5 | 4.5 | 98.8 | 47.5 | 29.7 | 958.2
2019 | 6 | 25 | 19 | 30 | 50 | 387 | 130 | -0.4 | 3.3 | 222.7 | 60.1 | 26.3 | 959.1
2019 | 6 | 25 | 20 | 30 | 8 | 22 | 10 | 0.3 | 2.9 | 215.1 | 74.6 | 22.9 | 959.8
2019 | 6 | 25 | 21 | 30 | 0 | 0 | 0 | 1.4 | 1.1 | 164.3 | 78.9 | 21.9 | 960
2019 | 6 | 25 | 22 | 30 | 0 | 0 | 0 | 2.3 | 3 | 95 | 78.3 | 21.4 | 960.3
2019 | 6 | 25 | 23 | 30 | 0 | 0 | 0 | 2.9 | 2.2 | 54.3 | 81.7 | 20.6 | 960.4
2019 | 6 | 26 | 0 | 30 | 0 | 0 | 0 | 3.1 | 1.9 | 289.7 | 79.8 | 21 | 960.4
2019 | 6 | 26 | 1 | 30 | 0 | 0 | 0 | 3.1 | 0.9 | 179.3 | 82.8 | 20 | 960
2019 | 6 | 26 | 2 | 30 | 0 | 0 | 0 | 3.1 | 1.3 | 213.2 | 84.9 | 19.4 | 959.8
2019 | 6 | 26 | 3 | 30 | 0 | 0 | 0 | 3.1 | 1.9 | 90.1 | 87 | 19 | 959.8
2019 | 6 | 26 | 4 | 30 | 0 | 0 | 0 | 3 | 3.7 | 92.2 | 88.4 | 19.5 | 960.2
2019 | 6 | 26 | 5 | 30 | 0 | 0 | 0 | 3.1 | 2.9 | 93.8 | 87.6 | 19.8 | 960.7
2019 | 6 | 26 | 6 | 30 | 17 | 0 | 17 | 3.4 | 2.3 | 104.3 | 86.4 | 20.2 | 960.8
2019 | 6 | 26 | 7 | 30 | 66 | 0 | 66 | 4.5 | 1.4 | 113.8 | 83 | 20.9 | 961.1
2019 | 6 | 26 | 8 | 30 | 152 | 0 | 154 | 4.1 | 2.8 | 110.7 | 76.9 | 22.1 | 961.7
2019 | 6 | 26 | 9 | 30 | 342 | 126 | 437 | 3.7 | 3.7 | 115.7 | 69.3 | 23.7 | 961.6
2019 | 6 | 26 | 10 | 30 | 158 | 798 | 798 | 3.4 | 4.2 | 111.1 | 60.2 | 25.6 | 961.5
2019 | 6 | 26 | 11 | 30 | 143 | 849 | 913 | 2.9 | 3.9 | 108 | 55.5 | 27.3 | 961.4
2019 | 6 | 26 | 12 | 30 | 153 | 853 | 980 | 2.4 | 3.1 | 93.3 | 51.3 | 28.8 | 961
2019 | 6 | 26 | 13 | 30 | 154 | 854 | 990 | 2 | 4 | 93.7 | 50.2 | 29.8 | 960.4
2019 | 6 | 26 | 14 | 30 | 144 | 856 | 949 | 1.7 | 3.9 | 100.3 | 48.3 | 30.9 | 959.8
2019 | 6 | 26 | 15 | 30 | 239 | 500 | 667 | 1.7 | 4.4 | 93.9 | 49.7 | 30.7 | 959.3
2019 | 6 | 26 | 16 | 30 | 156 | 772 | 718 | 1.8 | 5.8 | 97.1 | 50.8 | 30.5 | 959
2019 | 6 | 26 | 17 | 30 | 161 | 627 | 516 | 2 | 6.8 | 94.2 | 55 | 28.9 | 959.1
2019 | 6 | 26 | 18 | 30 | 132 | 455 | 309 | 2.3 | 6.7 | 91.9 | 57.3 | 27.6 | 959.6
2019 | 6 | 26 | 19 | 30 | 65 | 142 | 100 | 2.4 | 5.4 | 101.2 | 58.9 | 26.7 | 960
2019 | 6 | 26 | 20 | 30 | 5 | 4 | 5 | 3 | 4.2 | 106.9 | 68.3 | 24.5 | 960.6
2019 | 6 | 26 | 21 | 30 | 0 | 0 | 0 | 4.3 | 2.1 | 91.2 | 69.9 | 24.1 | 961
2019 | 6 | 26 | 22 | 30 | 0 | 0 | 0 | 6 | 1.5 | 270.5 | 71.2 | 23.7 | 961
2019 | 6 | 26 | 23 | 30 | 0 | 0 | 0 | 7.5 | 1.8 | 135.3 | 71.3 | 23.4 | 960.7
2019 | 6 | 27 | 0 | 30 | 0 | 0 | 0 | 8.7 | 1.7 | 77.6 | 74.4 | 22.2 | 960.6
2019 | 6 | 27 | 1 | 30 | 0 | 0 | 0 | 9.7 | 1.8 | 60.2 | 74.6 | 22.4 | 960
2019 | 6 | 27 | 2 | 30 | 0 | 0 | 0 | 10.2 | 2.8 | 53.8 | 74.6 | 22.4 | 959.9
2019 | 6 | 27 | 3 | 30 | 0 | 0 | 0 | 10.5 | 2.5 | 112.2 | 80.1 | 21.6 | 960.1
2019 | 6 | 27 | 4 | 30 | 0 | 0 | 0 | 10.4 | 1.1 | 207 | 90.2 | 20.2 | 960.2
2019 | 6 | 27 | 5 | 30 | 1 | 0 | 1 | 10.2 | 2.3 | 90.4 | 90.1 | 20.1 | 960.2
2019 | 6 | 27 | 6 | 30 | 46 | 19 | 49 | 9.9 | 4.7 | 90.3 | 83.6 | 20.9 | 960.4
2019 | 6 | 27 | 7 | 30 | 133 | 88 | 161 | 9.8 | 6.1 | 104.4 | 71.3 | 23.1 | 960.7
2019 | 6 | 27 | 8 | 30 | 226 | 252 | 359 | 8.8 | 6 | 114.9 | 64.1 | 24.8 | 960.8
2019 | 6 | 27 | 9 | 30 | 277 | 391 | 549 | 7.3 | 6.7 | 111.5 | 52.9 | 27.2 | 960.8
2019 | 6 | 27 | 10 | 30 | 345 | 570 | 811 | 6.9 | 7.5 | 113.5 | 46.4 | 29.2 | 960.7
2019 | 6 | 27 | 11 | 30 | 372 | 347 | 697 | 6.8 | 7.3 | 112.8 | 45.5 | 30.3 | 960.8
2019 | 6 | 27 | 12 | 30 | 374 | 570 | 939 | 6.9 | 7.2 | 111.1 | 48.4 | 31 | 960.8
2019 | 6 | 27 | 13 | 30 | 394 | 552 | 949 | 6.9 | 7.4 | 105.7 | 47.7 | 31.8 | 960.4
2019 | 6 | 27 | 14 | 30 | 409 | 439 | 831 | 6.7 | 8 | 101.7 | 50.7 | 31.1 | 959.9
2019 | 6 | 27 | 15 | 30 | 255 | 658 | 825 | 6.5 | 8.4 | 104.9 | 50.5 | 31.5 | 959.5
2019 | 6 | 27 | 16 | 30 | 217 | 624 | 677 | 6.4 | 8.3 | 104.6 | 47.9 | 32.2 | 959
2019 | 6 | 27 | 17 | 30 | 188 | 536 | 496 | 6.6 | 7.6 | 105.2 | 53.5 | 30.6 | 958.8
2019 | 6 | 27 | 18 | 30 | 155 | 313 | 282 | 7.3 | 7 | 108.8 | 60.1 | 28.7 | 958.8
2019 | 6 | 27 | 19 | 30 | 84 | 77 | 102 | 8.1 | 5.8 | 105 | 64.6 | 27.1 | 959.5
2019 | 6 | 27 | 20 | 30 | 9 | 2 | 9 | 8.9 | 5.1 | 97 | 70.1 | 25.3 | 960.3
2019 | 6 | 27 | 21 | 30 | 0 | 0 | 0 | 9.4 | 3.8 | 97.5 | 73.6 | 23.8 | 961.1
2019 | 6 | 27 | 22 | 30 | 0 | 0 | 0 | 9.7 | 3.4 | 99.3 | 64 | 24.2 | 961.7
2019 | 6 | 27 | 23 | 30 | 0 | 0 | 0 | 9.8 | 3.5 | 74.3 | 41.3 | 26.7 | 962
2019 | 6 | 28 | 0 | 30 | 0 | 0 | 0 | 9.9 | 2.8 | 73.1 | 40.8 | 26.2 | 962
2019 | 6 | 28 | 1 | 30 | 0 | 0 | 0 | 10 | 2.3 | 94.4 | 48.5 | 23.9 | 961.8
2019 | 6 | 28 | 2 | 30 | 0 | 0 | 0 | 10.1 | 2.1 | 99.8 | 51.3 | 22.9 | 961.3
2019 | 6 | 28 | 3 | 30 | 0 | 0 | 0 | 10.2 | 1.3 | 255.2 | 54.5 | 21.7 | 961
2019 | 6 | 28 | 4 | 30 | 0 | 0 | 0 | 10.4 | 1.7 | 318.9 | 53.2 | 21.9 | 960.9
2019 | 6 | 28 | 5 | 30 | 1 | 0 | 1 | 10.5 | 1.1 | 299.5 | 50.8 | 22.3 | 961
2019 | 6 | 28 | 6 | 30 | 43 | 79 | 55 | 10.4 | 1.7 | 22.2 | 47.8 | 22.4 | 960.9
2019 | 6 | 28 | 7 | 30 | 110 | 350 | 220 | 10.4 | 0.7 | 63.4 | 39.8 | 26 | 961
2019 | 6 | 28 | 8 | 30 | 155 | 539 | 421 | 10.5 | 3.1 | 114.2 | 36.3 | 28.3 | 960.9
2019 | 6 | 28 | 9 | 30 | 181 | 656 | 616 | 10.9 | 5 | 101.4 | 27.4 | 31.4 | 960.5
2019 | 6 | 28 | 10 | 30 | 195 | 731 | 784 | 11.3 | 6 | 100.7 | 23.1 | 33.3 | 960.4
2019 | 6 | 28 | 11 | 30 | 206 | 771 | 909 | 11.7 | 6.6 | 102.2 | 22.8 | 34.1 | 960.3
2019 | 6 | 28 | 12 | 30 | 211 | 789 | 979 | 11.9 | 7.1 | 103.8 | 24.1 | 34.6 | 960
2019 | 6 | 28 | 13 | 30 | 206 | 798 | 992 | 11.5 | 7.3 | 101 | 23.7 | 34.6 | 959.9
2019 | 6 | 28 | 14 | 30 | 196 | 800 | 951 | 10.2 | 7.8 | 104.1 | 23.8 | 34.5 | 959.6
2019 | 6 | 28 | 15 | 30 | 181 | 789 | 857 | 7.7 | 9 | 100.3 | 26.2 | 34.2 | 959
2019 | 6 | 28 | 16 | 30 | 168 | 733 | 704 | 4.7 | 8.2 | 101.3 | 28.1 | 33.8 | 958.6
2019 | 6 | 28 | 17 | 30 | 153 | 636 | 516 | 2.8 | 7.4 | 101.9 | 28.3 | 32.8 | 958.6
2019 | 6 | 28 | 18 | 30 | 126 | 478 | 312 | 3.1 | 6.8 | 102.1 | 30.6 | 31.6 | 958.5
2019 | 6 | 28 | 19 | 30 | 73 | 221 | 120 | 5.4 | 7.4 | 100.5 | 35.8 | 29.4 | 958.7
2019 | 6 | 28 | 20 | 30 | 9 | 8 | 10 | 7.7 | 6.1 | 100.8 | 44.3 | 26.9 | 958.9
2019 | 6 | 28 | 21 | 30 | 0 | 0 | 0 | 9 | 6.5 | 109.7 | 45 | 26 | 959.4
2019 | 6 | 28 | 22 | 30 | 0 | 0 | 0 | 9.5 | 5.1 | 109.1 | 45.1 | 25.5 | 960.4
2019 | 6 | 28 | 23 | 30 | 0 | 0 | 0 | 9.8 | 4.4 | 102.9 | 46.7 | 24.6 | 960.7
2019 | 6 | 29 | 0 | 30 | 0 | 0 | 0 | 9.9 | 3 | 96.1 | 50.2 | 23.2 | 960.4
2019 | 6 | 29 | 1 | 30 | 0 | 0 | 0 | 10 | 1.9 | 94.5 | 50.8 | 22.6 | 960.2
2019 | 6 | 29 | 2 | 30 | 0 | 0 | 0 | 9.9 | 1.1 | 172.9 | 50.2 | 22.5 | 959.8
2019 | 6 | 29 | 3 | 30 | 0 | 0 | 0 | 9.9 | 1.1 | 328.3 | 50 | 21.7 | 959.4
2019 | 6 | 29 | 4 | 30 | 0 | 0 | 0 | 9.9 | 1.5 | 81.5 | 45.5 | 21.3 | 959
2019 | 6 | 29 | 5 | 30 | 1 | 0 | 1 | 9.6 | 2.5 | 15.8 | 36 | 22.4 | 958.8
2019 | 6 | 29 | 6 | 30 | 44 | 102 | 60 | 8.1 | 3 | 19.2 | 30.7 | 23.3 | 958.9
2019 | 6 | 29 | 7 | 30 | 116 | 363 | 229 | 5.9 | 1.8 | 70.3 | 29.2 | 26 | 959.2
2019 | 6 | 29 | 8 | 30 | 160 | 541 | 428 | 3.9 | 3.4 | 98.9 | 32.5 | 28.5 | 959.4
2019 | 6 | 29 | 9 | 30 | 179 | 666 | 622 | 2.6 | 5.2 | 107.7 | 30.5 | 30.4 | 959.5
2019 | 6 | 29 | 10 | 30 | 194 | 734 | 787 | 1.7 | 5.8 | 103.1 | 24 | 32.5 | 959.4
2019 | 6 | 29 | 11 | 30 | 204 | 774 | 911 | 0.9 | 6.2 | 101.8 | 21 | 34 | 959.3
2019 | 6 | 29 | 12 | 30 | 213 | 785 | 979 | 0.3 | 6.7 | 105.1 | 23.1 | 34.5 | 959.3
2019 | 6 | 29 | 13 | 30 | 215 | 789 | 994 | -0.2 | 7.2 | 107.2 | 21.6 | 34.8 | 958.9
2019 | 6 | 29 | 14 | 30 | 211 | 779 | 949 | -0.8 | 7.3 | 105.2 | 18.3 | 35.2 | 958.5
2019 | 6 | 29 | 15 | 30 | 206 | 744 | 847 | -1.1 | 6.8 | 105.2 | 18.7 | 35.5 | 958.2
2019 | 6 | 29 | 16 | 30 | 189 | 695 | 699 | -1.2 | 7.1 | 106.1 | 21.1 | 35 | 958
2019 | 6 | 29 | 17 | 30 | 162 | 614 | 513 | -1.1 | 6.9 | 103.9 | 21.2 | 34.1 | 957.9
2019 | 6 | 29 | 18 | 30 | 128 | 462 | 308 | -0.8 | 6.7 | 100.8 | 22.6 | 32.6 | 957.9
2019 | 6 | 29 | 19 | 30 | 73 | 229 | 122 | -0.3 | 5.6 | 104 | 26.8 | 30.5 | 958
2019 | 6 | 29 | 20 | 30 | 10 | 10 | 11 | 0.3 | 5.8 | 106.6 | 29.9 | 28.1 | 958.7
2019 | 6 | 29 | 21 | 30 | 0 | 0 | 0 | 1 | 3.1 | 64.4 | 32.5 | 26.6 | 959.8
2019 | 6 | 29 | 22 | 30 | 0 | 0 | 0 | 1.6 | 1.1 | 91.4 | 35.1 | 25.2 | 960.7
2019 | 6 | 29 | 23 | 30 | 0 | 0 | 0 | 1.9 | 1.1 | 101.2 | 38.3 | 23.5 | 960.8
2019 | 6 | 30 | 0 | 30 | 0 | 0 | 0 | 1.5 | 2.2 | 36.1 | 35.3 | 24.2 | 960.5
2019 | 6 | 30 | 1 | 30 | 0 | 0 | 0 | 0.7 | 1.5 | 37.3 | 37.8 | 22.5 | 960.2
2019 | 6 | 30 | 2 | 30 | 0 | 0 | 0 | -0.2 | 2.1 | 15.5 | 33 | 22.7 | 959.8
2019 | 6 | 30 | 3 | 30 | 0 | 0 | 0 | -0.4 | 1.8 | 81.9 | 28.8 | 22.3 | 959.6
2019 | 6 | 30 | 4 | 30 | 0 | 0 | 0 | 0.3 | 1.5 | 101.9 | 25.8 | 21.4 | 959.4
2019 | 6 | 30 | 5 | 30 | 0 | 0 | 1 | 0.5 | 1.1 | 131.6 | 25.2 | 20.2 | 959.5
2019 | 6 | 30 | 6 | 30 | 36 | 177 | 62 | 0.3 | 0.4 | 117.5 | 24.3 | 21.6 | 959.8
2019 | 6 | 30 | 7 | 30 | 80 | 524 | 241 | -0.4 | 1.4 | 158.4 | 21.8 | 25.5 | 960.3
2019 | 6 | 30 | 8 | 30 | 103 | 692 | 443 | -0.7 | 1.1 | 208.6 | 24.1 | 27.8 | 961
2019 | 6 | 30 | 9 | 30 | 120 | 781 | 637 | -0.5 | 2.8 | 132.5 | 21.5 | 30.4 | 961.2
2019 | 6 | 30 | 10 | 30 | 131 | 832 | 801 | -0.4 | 4.4 | 112.4 | 15.4 | 32.6 | 961.3
2019 | 6 | 30 | 11 | 30 | 140 | 856 | 921 | -0.3 | 5.3 | 112.3 | 15.1 | 34.1 | 961.3
2019 | 6 | 30 | 12 | 30 | 154 | 854 | 987 | -0.3 | 5.6 | 106.6 | 12.3 | 35 | 961.2
2019 | 6 | 30 | 13 | 30 | 169 | 842 | 1000 | -0.4 | 6.1 | 95.9 | 9.8 | 35.7 | 961
2019 | 6 | 30 | 14 | 30 | 213 | 752 | 928 | -0.5 | 6.3 | 87.4 | 15.7 | 35.6 | 960.6
2019 | 6 | 30 | 15 | 30 | 219 | 713 | 834 | -0.6 | 5.6 | 102.3 | 21.9 | 35.4 | 960.6
2019 | 6 | 30 | 16 | 30 | 166 | 723 | 696 | -0.7 | 5.5 | 105.8 | 23.8 | 34.6 | 960.5
2019 | 6 | 30 | 17 | 30 | 145 | 648 | 516 | -0.7 | 5.5 | 95.4 | 21.8 | 34.1 | 960.2
2019 | 6 | 30 | 18 | 30 | 119 | 491 | 311 | -0.4 | 5.5 | 87.2 | 22.1 | 33.1 | 960.1
2019 | 6 | 30 | 19 | 30 | 71 | 215 | 118 | 0 | 5.1 | 94.9 | 25 | 31.1 | 960.3
2019 | 6 | 30 | 20 | 30 | 9 | 10 | 10 | 0.5 | 4.2 | 88.9 | 29.3 | 28.8 | 960.4
2019 | 6 | 30 | 21 | 30 | 0 | 0 | 0 | 1.2 | 2.1 | 97.9 | 34.8 | 26.7 | 961.1
2019 | 6 | 30 | 22 | 30 | 0 | 0 | 0 | 2.2 | 1.9 | 249 | 45.8 | 25.3 | 962.2
2019 | 6 | 30 | 23 | 30 | 0 | 0 | 0 | 3.6 | 0.6 | 179.7 | 48.4 | 24 | 962.2
2019 | 7 | 1 | 0 | 30 | 0 | 0 | 0 | 5.2 | 0.6 | 55.4 | 50.3 | 23.2 | 961.9
2019 | 7 | 1 | 1 | 30 | 0 | 0 | 0 | 6.5 | 1.4 | 70.4 | 44.7 | 23.2 | 960.9
2019 | 7 | 1 | 2 | 30 | 0 | 0 | 0 | 7.5 | 1.2 | 76.9 | 43 | 22.3 | 960
2019 | 7 | 1 | 3 | 30 | 0 | 0 | 0 | 8 | 1.2 | 63.7 | 45.7 | 21.1 | 959.7
2019 | 7 | 1 | 4 | 30 | 0 | 0 | 0 | 8.2 | 1.8 | 39.2 | 39.8 | 22.4 | 959.7
2019 | 7 | 1 | 5 | 30 | 0 | 1 | 1 | 8.3 | 1.3 | 95.3 | 39 | 21.9 | 959.8
2019 | 7 | 1 | 6 | 30 | 31 | 154 | 53 | 8.3 | 1.9 | 64.3 | 40.2 | 22.2 | 960.1
2019 | 7 | 1 | 7 | 30 | 71 | 540 | 235 | 7.6 | 1.2 | 102.4 | 32.7 | 26 | 960.2
2019 | 7 | 1 | 8 | 30 | 91 | 715 | 439 | 6.6 | 1.6 | 115 | 29.5 | 29.2 | 960.4
2019 | 7 | 1 | 9 | 30 | 100 | 817 | 635 | 5.9 | 1.7 | 171.9 | 29.3 | 30.5 | 960.1
2019 | 7 | 1 | 10 | 30 | 102 | 876 | 802 | 5.1 | 2 | 164.2 | 26.2 | 32.3 | 959.7
2019 | 7 | 1 | 11 | 30 | 104 | 905 | 923 | 4.2 | 2.2 | 186.9 | 24.5 | 33.8 | 959.4
2019 | 7 | 1 | 12 | 30 | 104 | 924 | 996 | 3.3 | 4.8 | 255.3 | 23.7 | 34.2 | 959.1
2019 | 7 | 1 | 13 | 30 | 97 | 940 | 1015 | 2.4 | 5.7 | 258.7 | 20.6 | 34.7 | 958.7
2019 | 7 | 1 | 14 | 30 | 100 | 921 | 965 | 1.7 | 6.9 | 263.1 | 20.6 | 34.7 | 958.3
2019 | 7 | 1 | 15 | 30 | 108 | 881 | 861 | 1.2 | 7.2 | 255.7 | 24.9 | 34.4 | 958
2019 | 7 | 1 | 16 | 30 | 133 | 739 | 670 | 0.9 | 6.9 | 257.5 | 23 | 34 | 957.6
2019 | 7 | 1 | 17 | 30 | 114 | 703 | 514 | 0.7 | 6.7 | 257.3 | 21.5 | 33.9 | 957
2019 | 7 | 1 | 18 | 30 | 95 | 537 | 304 | 0.7 | 5.8 | 260.5 | 23.2 | 33 | 956.8
2019 | 7 | 1 | 19 | 30 | 56 | 245 | 110 | 0.8 | 3.7 | 276.8 | 27.3 | 31.5 | 956.9
2019 | 7 | 1 | 20 | 30 | 7 | 1 | 7 | 1.2 | 3.6 | 163.8 | 46.8 | 28.1 | 957.5
2019 | 7 | 1 | 21 | 30 | 0 | 0 | 0 | 2.2 | 4.9 | 106 | 63.3 | 25 | 958.4
2019 | 7 | 1 | 22 | 30 | 0 | 0 | 0 | 3.8 | 3.8 | 96.5 | 72.7 | 23.4 | 958.9
2019 | 7 | 1 | 23 | 30 | 0 | 0 | 0 | 5.5 | 2.5 | 70.9 | 66.3 | 23.6 | 959.3
2019 | 7 | 2 | 0 | 30 | 0 | 0 | 0 | 6.7 | 3.9 | 91 | 68.9 | 22.6 | 959.6
2019 | 7 | 2 | 1 | 30 | 0 | 0 | 0 | 7.5 | 4 | 95.4 | 78.6 | 21.3 | 959.2
2019 | 7 | 2 | 2 | 30 | 0 | 0 | 0 | 8 | 3.2 | 94.7 | 82.3 | 20.6 | 958.7
2019 | 7 | 2 | 3 | 30 | 0 | 0 | 0 | 8.3 | 2.4 | 69.3 | 82.6 | 20.5 | 958.2
2019 | 7 | 2 | 4 | 30 | 0 | 0 | 0 | 8.4 | 2.1 | 72.3 | 78.8 | 20.5 | 958
2019 | 7 | 2 | 5 | 30 | 1 | 0 | 1 | 8.7 | 2.6 | 93.2 | 86.7 | 19.1 | 958.1
2019 | 7 | 2 | 6 | 30 | 34 | 118 | 51 | 9.3 | 3.3 | 95.4 | 91.5 | 18.8 | 958.4
2019 | 7 | 2 | 7 | 30 | 94 | 391 | 213 | 8.9 | 4.3 | 87.8 | 85.3 | 20.8 | 959
2019 | 7 | 2 | 8 | 30 | 119 | 621 | 421 | 7 | 6.2 | 95.8 | 71.8 | 23.4 | 959.2
2019 | 7 | 2 | 9 | 30 | 130 | 749 | 621 | 5.6 | 6.5 | 100.1 | 64.2 | 25.2 | 959.1
2019 | 7 | 2 | 10 | 30 | 135 | 814 | 786 | 5.5 | 6.1 | 102.3 | 58 | 26.8 | 959.1
2019 | 7 | 2 | 11 | 30 | 151 | 830 | 904 | 5.8 | 5.4 | 108.7 | 53.3 | 28.1 | 959.2
2019 | 7 | 2 | 12 | 30 | 161 | 839 | 974 | 6.2 | 4.5 | 101.1 | 49.5 | 29.2 | 958.8
2019 | 7 | 2 | 13 | 30 | 145 | 865 | 993 | 6.4 | 3.4 | 91.5 | 42.6 | 30.4 | 958.3
2019 | 7 | 2 | 14 | 30 | 152 | 845 | 948 | 6.4 | 4.4 | 94.3 | 42.2 | 31.3 | 957.8
2019 | 7 | 2 | 15 | 30 | 154 | 808 | 845 | 6.2 | 5.3 | 98.7 | 46.7 | 31 | 957.4
2019 | 7 | 2 | 16 | 30 | 138 | 772 | 699 | 6 | 4.9 | 97.5 | 46.6 | 30.9 | 957.2
2019 | 7 | 2 | 17 | 30 | 127 | 613 | 479 | 5.7 | 5 | 101.3 | 48.8 | 30.3 | 956.8
2019 | 7 | 2 | 18 | 30 | 99 | 524 | 302 | 5.7 | 5.2 | 96.4 | 53.8 | 28.7 | 956.9
2019 | 7 | 2 | 19 | 30 | 56 | 236 | 106 | 6.1 | 5.1 | 96.2 | 59.6 | 26.7 | 957.4
2019 | 7 | 2 | 20 | 30 | 6 | 6 | 7 | 6.9 | 4.4 | 100.1 | 66.9 | 25 | 957.4
2019 | 7 | 2 | 21 | 30 | 0 | 0 | 0 | 7.5 | 4.4 | 100.8 | 75.3 | 23.2 | 957.8
2019 | 7 | 2 | 22 | 30 | 0 | 0 | 0 | 7.4 | 4.5 | 100.9 | 82.1 | 21.9 | 958.3
2019 | 7 | 2 | 23 | 30 | 0 | 0 | 0 | 6.6 | 2.7 | 90.1 | 84.8 | 21.4 | 958.7
2019 | 7 | 3 | 0 | 30 | 0 | 0 | 0 | 5.5 | 1.6 | 67.1 | 85.6 | 21.3 | 958.5
2019 | 7 | 3 | 1 | 30 | 0 | 0 | 0 | 4.8 | 2.7 | 87.1 | 89 | 20.7 | 958.6
2019 | 7 | 3 | 2 | 30 | 0 | 0 | 0 | 4.8 | 2.8 | 87.8 | 87 | 21.3 | 958.6
2019 | 7 | 3 | 3 | 30 | 0 | 0 | 0 | 5.3 | 3.1 | 104 | 85.9 | 21.2 | 958.4
2019 | 7 | 3 | 4 | 30 | 0 | 0 | 0 | 6.4 | 2.2 | 112.9 | 87.1 | 20.5 | 958.1
2019 | 7 | 3 | 5 | 30 | 1 | 0 | 1 | 7.6 | 1.3 | 72.1 | 87.4 | 20 | 957.8
2019 | 7 | 3 | 6 | 30 | 31 | 160 | 54 | 6.9 | 1.5 | 51.2 | 85.3 | 20.4 | 957.4
2019 | 7 | 3 | 7 | 30 | 71 | 522 | 228 | 5.7 | 1.8 | 62.7 | 78.6 | 22.2 | 957.7
2019 | 7 | 3 | 8 | 30 | 98 | 684 | 428 | 7 | 3.2 | 85.8 | 67.2 | 24 | 958.5
2019 | 7 | 3 | 9 | 30 | 120 | 758 | 616 | 7.2 | 4.6 | 100 | 58.6 | 25.5 | 958.5
2019 | 7 | 3 | 10 | 30 | 135 | 805 | 777 | 7.1 | 4.7 | 109.5 | 54 | 26.7 | 958.3
2019 | 7 | 3 | 11 | 30 | 137 | 846 | 902 | 6.9 | 4.2 | 107 | 48.5 | 28.3 | 958.1
2019 | 7 | 3 | 12 | 30 | 159 | 828 | 961 | 6.9 | 3.9 | 101.5 | 44.6 | 29.7 | 957.7
2019 | 7 | 3 | 13 | 30 | 159 | 833 | 975 | 7 | 4.5 | 88.7 | 42.9 | 30.5 | 957.3
2019 | 7 | 3 | 14 | 30 | 161 | 816 | 927 | 7 | 5.2 | 96.9 | 40.1 | 31.1 | 956.8
2019 | 7 | 3 | 15 | 30 | 165 | 770 | 823 | 7.1 | 6.4 | 96.6 | 40.7 | 30.9 | 956.5
2019 | 7 | 3 | 16 | 30 | 149 | 733 | 682 | 7.1 | 6.1 | 92.8 | 41.1 | 30.6 | 956.5
2019 | 7 | 3 | 17 | 30 | 129 | 653 | 499 | 7 | 5.6 | 88.8 | 44.5 | 30 | 956.4
2019 | 7 | 3 | 18 | 30 | 99 | 530 | 304 | 7 | 5.2 | 88.9 | 48 | 28.9 | 956.7
2019 | 7 | 3 | 19 | 30 | 56 | 289 | 117 | 6.9 | 4.5 | 91.5 | 53.1 | 27.5 | 957
2019 | 7 | 3 | 20 | 30 | 8 | 14 | 9 | 6.7 | 3.3 | 96.9 | 60 | 25.8 | 957.3
2019 | 7 | 3 | 21 | 30 | 0 | 0 | 0 | 6.4 | 4 | 104.5 | 70.8 | 24 | 957.8
2019 | 7 | 3 | 22 | 30 | 0 | 0 | 0 | 5.9 | 4.8 | 94.2 | 80 | 22.1 | 958.3
2019 | 7 | 3 | 23 | 30 | 0 | 0 | 0 | 4.8 | 3.5 | 95 | 85.5 | 21.5 | 958.7
2019 | 7 | 4 | 0 | 30 | 0 | 0 | 0 | 3.4 | 1.9 | 79.2 | 83.9 | 21.9 | 958.8
2019 | 7 | 4 | 1 | 30 | 0 | 0 | 0 | 2.3 | 1 | 185 | 84.8 | 21.1 | 958.4
2019 | 7 | 4 | 2 | 30 | 0 | 0 | 0 | 1.9 | 1.5 | 308.3 | 85.2 | 20.7 | 958.3
2019 | 7 | 4 | 3 | 30 | 0 | 0 | 0 | 1.8 | 0.5 | 201.3 | 85.3 | 20.4 | 958.5
2019 | 7 | 4 | 4 | 30 | 0 | 0 | 0 | 1.8 | 1.6 | 58.5 | 85.9 | 20.1 | 958.5
2019 | 7 | 4 | 5 | 30 | 0 | 0 | 0 | 2 | 1.8 | 94.2 | 89.4 | 18.7 | 958.1
2019 | 7 | 4 | 6 | 30 | 37 | 54 | 46 | 2 | 1.6 | 44.7 | 87.8 | 19.2 | 958.4
2019 | 7 | 4 | 7 | 30 | 104 | 336 | 207 | 1.2 | 2.6 | 51.6 | 74.7 | 21.4 | 959.2
2019 | 7 | 4 | 8 | 30 | 152 | 502 | 397 | 2.2 | 1.5 | 62.8 | 58.9 | 24.3 | 959.9
2019 | 7 | 4 | 9 | 30 | 192 | 597 | 584 | 4.4 | 2.9 | 101.2 | 46.2 | 26.4 | 959.7
2019 | 7 | 4 | 10 | 30 | 231 | 631 | 739 | 5.8 | 4.4 | 104.4 | 42.6 | 27.4 | 959.7
2019 | 7 | 4 | 11 | 30 | 229 | 700 | 867 | 6.3 | 4.8 | 109 | 39.8 | 28.4 | 959.5
2019 | 7 | 4 | 12 | 30 | 233 | 726 | 939 | 6.5 | 5.8 | 92.5 | 39 | 29.5 | 959.3
2019 | 7 | 4 | 13 | 30 | 228 | 738 | 956 | 6.4 | 5.5 | 90.6 | 38.6 | 30.2 | 959.1
2019 | 7 | 4 | 14 | 30 | 213 | 744 | 916 | 6.3 | 5.2 | 89 | 40.5 | 30.5 | 958.8
2019 | 7 | 4 | 15 | 30 | 183 | 750 | 825 | 6.3 | 4.6 | 84.4 | 39.6 | 31 | 958.5
2019 | 7 | 4 | 16 | 30 | 140 | 757 | 691 | 6.3 | 5.6 | 88.2 | 39.9 | 30.7 | 958.2
2019 | 7 | 4 | 17 | 30 | 115 | 703 | 515 | 6.5 | 5.1 | 99 | 39.6 | 30.4 | 958.1
2019 | 7 | 4 | 18 | 30 | 91 | 579 | 316 | 6.8 | 5.6 | 91.3 | 43.4 | 29.4 | 958.3
2019 | 7 | 4 | 19 | 30 | 57 | 361 | 131 | 7.4 | 5.6 | 92.4 | 53.2 | 27.4 | 958.8
2019 | 7 | 4 | 20 | 30 | 9 | 19 | 11 | 8.4 | 5.5 | 88.7 | 67.8 | 24.8 | 959.9
2019 | 7 | 4 | 21 | 30 | 0 | 0 | 0 | 9.7 | 4.4 | 90.9 | 77.5 | 23.2 | 961.1
2019 | 7 | 4 | 22 | 30 | 0 | 0 | 0 | 11 | 3.3 | 77.7 | 74.6 | 23.4 | 961.6
2019 | 7 | 4 | 23 | 30 | 0 | 0 | 0 | 11.7 | 1.4 | 62.3 | 75.2 | 22.9 | 961.4
2019 | 7 | 5 | 0 | 30 | 0 | 0 | 0 | 11.2 | 1.1 | 210 | 80.2 | 22.2 | 961.1
2019 | 7 | 5 | 1 | 30 | 0 | 0 | 0 | 9.5 | 0.9 | 250 | 82 | 21.7 | 960.6
2019 | 7 | 5 | 2 | 30 | 0 | 0 | 0 | 7.6 | 1 | 74.1 | 81.4 | 21.5 | 960.3
2019 | 7 | 5 | 3 | 30 | 0 | 0 | 0 | 6.2 | 1.3 | 84.1 | 79 | 21.4 | 960
2019 | 7 | 5 | 4 | 30 | 0 | 0 | 0 | 5.4 | 1.3 | 97 | 82.3 | 20.5 | 960.2
2019 | 7 | 5 | 5 | 30 | 0 | 0 | 0 | 4.9 | 1.1 | 107.9 | 83 | 20 | 960.2
2019 | 7 | 5 | 6 | 30 | 40 | 36 | 45 | 4.1 | 1.6 | 164.2 | 82.4 | 20 | 960.4
2019 | 7 | 5 | 7 | 30 | 121 | 220 | 189 | 1.1 | 1.7 | 88.1 | 74.5 | 22.6 | 960.9
2019 | 7 | 5 | 8 | 30 | 190 | 387 | 380 | 1.1 | 2.8 | 98.1 | 68.5 | 24.6 | 961
2019 | 7 | 5 | 9 | 30 | 222 | 537 | 576 | 2.5 | 2.7 | 103.8 | 63.7 | 26 | 960.9
2019 | 7 | 5 | 10 | 30 | 237 | 634 | 745 | 2.6 | 2 | 135.5 | 56 | 27.7 | 960.8
2019 | 7 | 5 | 11 | 30 | 258 | 668 | 866 | 2.2 | 2 | 141 | 53.3 | 29.4 | 961
2019 | 7 | 5 | 12 | 30 | 264 | 691 | 936 | 1.5 | 3.6 | 248.9 | 51.9 | 30.5 | 960.7
2019 | 7 | 5 | 13 | 30 | 261 | 698 | 948 | 0.8 | 3.4 | 251.7 | 50.1 | 31.2 | 960.2
2019 | 7 | 5 | 14 | 30 | 262 | 683 | 910 | 0.2 | 3.2 | 239.3 | 45.5 | 32.7 | 959.6
2019 | 7 | 5 | 15 | 30 | 254 | 647 | 811 | -0.2 | 4.7 | 256.2 | 44.8 | 32.9 | 959.2
2019 | 7 | 5 | 16 | 30 | 224 | 589 | 656 | -0.6 | 4.8 | 262 | 45.3 | 31.9 | 958.8
2019 | 7 | 5 | 17 | 30 | 183 | 535 | 491 | -0.8 | 4.6 | 266.3 | 37.6 | 32.4 | 958.3
2019 | 7 | 5 | 18 | 30 | 127 | 58 | 154 | -0.7 | 4.6 | 273.6 | 43.7 | 30.2 | 958.5
2019 | 7 | 5 | 19 | 30 | 49 | 19 | 52 | -1.1 | 4.7 | 285.9 | 59.9 | 26.9 | 959.2
2019 | 7 | 5 | 20 | 30 | 9 | 4 | 9 | -1.2 | 5.1 | 282.1 | 67.7 | 25.2 | 959.9
2019 | 7 | 5 | 21 | 30 | 0 | 0 | 0 | -0.9 | 3.9 | 278.2 | 68.1 | 24.5 | 960.3
2019 | 7 | 5 | 22 | 30 | 0 | 0 | 0 | -0.2 | 1.8 | 253.4 | 68.4 | 24 | 960.7
2019 | 7 | 5 | 23 | 30 | 0 | 0 | 0 | 0.5 | 2.4 | 249.4 | 77.5 | 22.7 | 961.1
2019 | 7 | 6 | 0 | 30 | 0 | 0 | 0 | 0.9 | 1.8 | 225.6 | 68.9 | 24.1 | 960.9
2019 | 7 | 6 | 1 | 30 | 0 | 0 | 0 | 1.2 | 1.1 | 173.5 | 70.2 | 23.8 | 959.9
2019 | 7 | 6 | 2 | 30 | 0 | 0 | 0 | 1.1 | 1 | 112.1 | 66.5 | 24.1 | 959.1
2019 | 7 | 6 | 3 | 30 | 0 | 0 | 0 | 0.8 | 0.4 | 25.9 | 65.7 | 23.1 | 958.7
2019 | 7 | 6 | 4 | 30 | 0 | 0 | 0 | 0.6 | 1.5 | 77.2 | 67.7 | 22.6 | 958.7
2019 | 7 | 6 | 5 | 30 | 0 | 0 | 0 | 0.6 | 0.9 | 242.7 | 71.6 | 21.5 | 958.7
2019 | 7 | 6 | 6 | 30 | 39 | 42 | 46 | 0.4 | 1.4 | 243.4 | 79.8 | 21.3 | 958.8
2019 | 7 | 6 | 7 | 30 | 121 | 246 | 197 | -1 | 0.7 | 168.4 | 69 | 24.4 | 958.6
2019 | 7 | 6 | 8 | 30 | 184 | 421 | 391 | -1.8 | 0.9 | 114.3 | 54.6 | 27.8 | 958.5
2019 | 7 | 6 | 9 | 30 | 237 | 511 | 576 | -2.8 | 3 | 213.7 | 30 | 34.1 | 958.4
2019 | 7 | 6 | 10 | 30 | 312 | 521 | 735 | -4.1 | 4.9 | 263.6 | 22.8 | 35.8 | 958.4
2019 | 7 | 6 | 11 | 30 | 426 | 212 | 625 | -5.5 | 5.9 | 246.7 | 22.5 | 35.9 | 958.7
2019 | 7 | 6 | 12 | 30 | 421 | 332 | 752 | -7 | 2.7 | 235 | 21.5 | 36.6 | 957.9
2019 | 7 | 6 | 13 | 30 | 424 | 273 | 703 | -8.6 | 4.4 | 263.3 | 19.8 | 37.5 | 957.9
2019 | 7 | 6 | 14 | 30 | 226 | 3 | 232 | -10.2 | 6.6 | 262.2 | 23.5 | 35.7 | 958.9
2019 | 7 | 6 | 15 | 30 | 318 | 17 | 336 | -11.5 | 8.9 | 288.1 | 18.1 | 36.5 | 958.2
2019 | 7 | 6 | 16 | 30 | 310 | 165 | 433 | -12.4 | 7.4 | 287.6 | 16.1 | 37.7 | 957.1
2019 | 7 | 6 | 17 | 30 | 172 | 63 | 204 | -12.2 | 4.6 | 255.4 | 14.5 | 37.7 | 956
2019 | 7 | 6 | 18 | 30 | 134 | 35 | 149 | -10.5 | 5.6 | 251.8 | 20.2 | 36.6 | 956.1
2019 | 7 | 6 | 19 | 30 | 43 | 1 | 43 | -7.8 | 6.4 | 283.1 | 42.4 | 29.3 | 957.6
2019 | 7 | 6 | 20 | 30 | 6 | 0 | 6 | -4.6 | 4.2 | 275 | 48.2 | 27.5 | 959
2019 | 7 | 6 | 21 | 30 | 0 | 0 | 0 | -2 | 1.5 | 217.7 | 53.6 | 26.4 | 959.2
2019 | 7 | 6 | 22 | 30 | 0 | 0 | 0 | 0.2 | 3.7 | 225.4 | 59 | 25.5 | 960.8
2019 | 7 | 6 | 23 | 30 | 0 | 0 | 0 | 1.7 | 2.4 | 266.3 | 41.7 | 27.8 | 960.4
2019 | 7 | 7 | 0 | 30 | 0 | 0 | 0 | 2.5 | 0.8 | 142.2 | 48.2 | 25.9 | 959.7
2019 | 7 | 7 | 1 | 30 | 0 | 0 | 0 | 2.9 | 1.4 | 284 | 44 | 26.5 | 959.3
2019 | 7 | 7 | 2 | 30 | 0 | 0 | 0 | 3 | 1.1 | 148.3 | 44.9 | 26.1 | 959
2019 | 7 | 7 | 3 | 30 | 0 | 0 | 0 | 2.9 | 1.9 | 82.6 | 39.2 | 26.9 | 958.1
2019 | 7 | 7 | 4 | 30 | 0 | 0 | 0 | 2.8 | 3.9 | 261.5 | 41.3 | 27.1 | 957.8
2019 | 7 | 7 | 5 | 30 | 0 | 0 | 0 | 2.7 | 1.9 | 111.5 | 53.6 | 24.6 | 958
2019 | 7 | 7 | 6 | 30 | 18 | 0 | 18 | 2.7 | 1.4 | 272.1 | 54.2 | 24 | 958
2019 | 7 | 7 | 7 | 30 | 85 | 34 | 97 | 0.2 | 1.1 | 182.7 | 46.3 | 26.1 | 958
2019 | 7 | 7 | 8 | 30 | 210 | 242 | 328 | -1.7 | 3.4 | 269.2 | 32 | 30.9 | 957.9
2019 | 7 | 7 | 9 | 30 | 279 | 262 | 463 | -1.2 | 3.8 | 240.9 | 30.6 | 32 | 957.9
2019 | 7 | 7 | 10 | 30 | 332 | 455 | 695 | 0 | 5.4 | 253 | 25.1 | 34.5 | 957.3
2019 | 7 | 7 | 11 | 30 | 411 | 70 | 483 | 1.5 | 6.6 | 238.4 | 23.7 | 34.7 | 957.4
2019 | 7 | 7 | 12 | 30 | 484 | 299 | 788 | 2.7 | 5.2 | 238.6 | 22 | 35.9 | 957
2019 | 7 | 7 | 13 | 30 | 462 | 121 | 593 | 3.4 | 5.1 | 249.6 | 22.2 | 35.8 | 956.7
2019 | 7 | 7 | 14 | 30 | 383 | 33 | 423 | 3.8 | 5.4 | 220.8 | 22.9 | 35.4 | 956.4
2019 | 7 | 7 | 15 | 30 | 384 | 88 | 464 | 4 | 4.1 | 236 | 23.3 | 35.3 | 955.4
2019 | 7 | 7 | 16 | 30 | 353 | 411 | 657 | 4 | 4.2 | 232.9 | 21.1 | 36.6 | 954.4
2019 | 7 | 7 | 17 | 30 | 291 | 239 | 432 | 3.8 | 5.4 | 222.4 | 21.2 | 36.5 | 954
2019 | 7 | 7 | 18 | 30 | 145 | 79 | 178 | 3.5 | 3.9 | 262.1 | 24.8 | 34.4 | 953.8
2019 | 7 | 7 | 19 | 30 | 69 | 37 | 78 | 2.8 | 5 | 258.3 | 29.1 | 32.1 | 954.6
2019 | 7 | 7 | 20 | 30 | 2 | 1 | 2 | 2 | 4.8 | 277.3 | 37.8 | 28.2 | 956.4
2019 | 7 | 7 | 21 | 30 | 0 | 0 | 0 | 1.5 | 1.6 | 176 | 40.3 | 27.6 | 955.9
2019 | 7 | 7 | 22 | 30 | 0 | 0 | 0 | 1.5 | 0.7 | 97.7 | 40.9 | 27.1 | 955.7
2019 | 7 | 7 | 23 | 30 | 0 | 0 | 0 | 2.3 | 1 | 103.4 | 41.5 | 26.7 | 955.6
2019 | 7 | 8 | 0 | 30 | 0 | 0 | 0 | 4.2 | 0.9 | 177.9 | 43.7 | 25.6 | 955.6
2019 | 7 | 8 | 1 | 30 | 0 | 0 | 0 | 6.6 | 1.3 | 218.3 | 49.1 | 24.7 | 955.3
2019 | 7 | 8 | 2 | 30 | 0 | 0 | 0 | 8 | 1.8 | 254.7 | 67.1 | 22.9 | 955.5
2019 | 7 | 8 | 3 | 30 | 0 | 0 | 0 | 8.6 | 2.9 | 239.3 | 77.8 | 21.3 | 955.1
2019 | 7 | 8 | 4 | 30 | 0 | 0 | 0 | 8.8 | 1.8 | 240.3 | 84.7 | 20.1 | 955.1
2019 | 7 | 8 | 5 | 30 | 0 | 0 | 0 | 8.7 | 0.7 | 187.2 | 87.4 | 19.7 | 955.4
2019 | 7 | 8 | 6 | 30 | 23 | 0 | 23 | 8.1 | 0.7 | 189.8 | 88 | 19.7 | 955.6
2019 | 7 | 8 | 7 | 30 | 98 | 2 | 99 | 4 | 0.9 | 265.4 | 78.4 | 21.6 | 955.9
2019 | 7 | 8 | 8 | 30 | 190 | 140 | 262 | -1.3 | 1.7 | 240.4 | 61.1 | 24.2 | 955.8
2019 | 7 | 8 | 9 | 30 | 215 | 257 | 392 | -3.3 | 2.6 | 209.7 | 38.8 | 27.6 | 955.6
2019 | 7 | 8 | 10 | 30 | 297 | 389 | 617 | -4.6 | 2.7 | 225.6 | 28.5 | 30.3 | 955.2
2019 | 7 | 8 | 11 | 30 | 306 | 577 | 833 | -5.3 | 3 | 209.4 | 14.1 | 32.6 | 954.8
2019 | 7 | 8 | 12 | 30 | 340 | 542 | 872 | -5.7 | 3 | 207.9 | 13.9 | 33.9 | 954.5
2019 | 7 | 8 | 13 | 30 | 306 | 661 | 958 | -6.1 | 5.6 | 217.6 | 11.1 | 34.2 | 954.2
2019 | 7 | 8 | 14 | 30 | 177 | 833 | 961 | -6.6 | 5.7 | 238.3 | 12 | 34.2 | 953.6
2019 | 7 | 8 | 15 | 30 | 124 | 887 | 880 | -7.2 | 7.2 | 207.9 | 10.8 | 34.2 | 953.2
2019 | 7 | 8 | 16 | 30 | 89 | 903 | 742 | -7.7 | 4.9 | 228.5 | 13.6 | 34.5 | 952.6
2019 | 7 | 8 | 17 | 30 | 75 | 860 | 561 | -7.8 | 5.4 | 218.7 | 15.9 | 34.3 | 952.1
2019 | 7 | 8 | 18 | 30 | 67 | 713 | 342 | -7.2 | 4.3 | 267 | 16.6 | 33.2 | 952.2
2019 | 7 | 8 | 19 | 30 | 42 | 426 | 129 | -6.6 | 4 | 266.7 | 16 | 31.8 | 952.7
2019 | 7 | 8 | 20 | 30 | 6 | 32 | 9 | -6 | 2.2 | 266.3 | 20.9 | 29.5 | 953.3
2019 | 7 | 8 | 21 | 30 | 0 | 0 | 0 | -5.4 | 1.7 | 282 | 25.2 | 27.9 | 954.2
2019 | 7 | 8 | 22 | 30 | 0 | 0 | 0 | -4.6 | 3.9 | 265.8 | 28.4 | 27.2 | 955.3
2019 | 7 | 8 | 23 | 30 | 0 | 0 | 0 | -3.1 | 4.6 | 297.1 | 31.7 | 25.9 | 955.9
2019 | 7 | 9 | 0 | 30 | 0 | 0 | 0 | -1.6 | 3.7 | 304.6 | 35.7 | 24.7 | 956.2
2019 | 7 | 9 | 1 | 30 | 0 | 0 | 0 | -0.2 | 3 | 194.9 | 39.1 | 23.5 | 956.1
2019 | 7 | 9 | 2 | 30 | 0 | 0 | 0 | 0.9 | 3.5 | 216.4 | 41.1 | 22.7 | 956.3
2019 | 7 | 9 | 3 | 30 | 0 | 0 | 0 | 1.5 | 2.9 | 217.6 | 42 | 22 | 956.1
2019 | 7 | 9 | 4 | 30 | 0 | 0 | 0 | 1.9 | 1.3 | 179.3 | 44.1 | 20.5 | 956.2
2019 | 7 | 9 | 5 | 30 | 0 | 0 | 0 | 2.1 | 1.3 | 53.2 | 47.3 | 19 | 956.4
2019 | 7 | 9 | 6 | 30 | 21 | 296 | 57 | 2.2 | 2.3 | 29.6 | 45 | 19.8 | 956.7
2019 | 7 | 9 | 7 | 30 | 47 | 674 | 240 | 0.8 | 1.2 | 109.1 | 40.6 | 23 | 957.1
2019 | 7 | 9 | 8 | 30 | 57 | 827 | 449 | -3.6 | 0.8 | 182.9 | 36.7 | 25.3 | 957.5
2019 | 7 | 9 | 9 | 30 | 62 | 907 | 647 | -6.8 | 1.4 | 125.3 | 32.6 | 26.8 | 957.6
2019 | 7 | 9 | 10 | 30 | 70 | 940 | 813 | -8.6 | 2.1 | 105.5 | 28.3 | 28.4 | 957.3
2019 | 7 | 9 | 11 | 30 | 75 | 960 | 936 | -10 | 2.1 | 106.3 | 24.4 | 29.8 | 957.1
2019 | 7 | 9 | 12 | 30 | 78 | 966 | 1005 | -11 | 2.9 | 160 | 24.1 | 30.6 | 956.6
2019 | 7 | 9 | 13 | 30 | 77 | 978 | 1025 | -11 | 5.3 | 257.4 | 25.5 | 30.8 | 956
2019 | 7 | 9 | 14 | 30 | 76 | 968 | 979 | -10.2 | 6.1 | 269.2 | 26.5 | 30.3 | 955.7
2019 | 7 | 9 | 15 | 30 | 80 | 934 | 873 | -9.3 | 6 | 276.5 | 28.1 | 30.1 | 955.6
2019 | 7 | 9 | 16 | 30 | 82 | 881 | 719 | -8.8 | 6.2 | 272.7 | 28.3 | 29.3 | 955.6
2019 | 7 | 9 | 17 | 30 | 79 | 804 | 531 | -8.5 | 4.7 | 266.5 | 27.2 | 29.8 | 955.6
2019 | 7 | 9 | 18 | 30 | 67 | 680 | 327 | -7.8 | 5.1 | 255.4 | 30.6 | 28.5 | 955.8
2019 | 7 | 9 | 19 | 30 | 43 | 428 | 129 | -7.1 | 4.3 | 252.7 | 29.9 | 27.2 | 956.3
2019 | 7 | 9 | 20 | 30 | 6 | 30 | 8 | -6 | 2 | 221.4 | 36.4 | 25.4 | 956.9
2019 | 7 | 9 | 21 | 30 | 0 | 0 | 0 | -4.3 | 0.5 | 50.5 | 40.7 | 24 | 957.6
2019 | 7 | 9 | 22 | 30 | 0 | 0 | 0 | -2.6 | 1.4 | 77.9 | 37.6 | 23.3 | 958
2019 | 7 | 9 | 23 | 30 | 0 | 0 | 0 | -1.7 | 1 | 123.7 | 34.7 | 23.4 | 958.1
2019 | 7 | 10 | 0 | 30 | 0 | 0 | 0 | -1.8 | 0.8 | 99 | 36.3 | 22.5 | 958.1
2019 | 7 | 10 | 1 | 30 | 0 | 0 | 0 | -2.1 | 1.4 | 76.4 | 38.9 | 21.8 | 958
2019 | 7 | 10 | 2 | 30 | 0 | 0 | 0 | -1.9 | 1 | 171.4 | 40.8 | 21.2 | 957.8
2019 | 7 | 10 | 3 | 30 | 0 | 0 | 0 | -1.1 | 1.7 | 54.3 | 42.9 | 20.9 | 957.6
2019 | 7 | 10 | 4 | 30 | 0 | 0 | 0 | 0.1 | 1.3 | 32.9 | 43.4 | 20.6 | 957.7
2019 | 7 | 10 | 5 | 30 | 0 | 0 | 0 | 1.2 | 1.7 | 31.1 | 37.6 | 21.7 | 957.7
2019 | 7 | 10 | 6 | 30 | 24 | 223 | 51 | 2.7 | 1.8 | 51.8 | 36.5 | 22.5 | 957.8
2019 | 7 | 10 | 7 | 30 | 57 | 597 | 228 | 5.1 | 2.7 | 98.3 | 37.5 | 24.4 | 957.9
2019 | 7 | 10 | 8 | 30 | 83 | 728 | 428 | 6 | 5.3 | 103.1 | 39.1 | 25.9 | 958.2
2019 | 7 | 10 | 9 | 30 | 100 | 811 | 624 | 6.3 | 5.9 | 106.7 | 33.3 | 27.8 | 958.4
2019 | 7 | 10 | 10 | 30 | 120 | 840 | 785 | 6.9 | 6.4 | 104.4 | 31.9 | 28.7 | 958.6
2019 | 7 | 10 | 11 | 30 | 129 | 864 | 907 | 7.5 | 6.9 | 104.1 | 31.4 | 29.5 | 958.8
2019 | 7 | 10 | 12 | 30 | 143 | 862 | 974 | 8 | 6.9 | 103.8 | 30.5 | 30.1 | 958.7
2019 | 7 | 10 | 13 | 30 | 147 | 863 | 990 | 8.4 | 7.3 | 104.1 | 28.3 | 30.6 | 958.4
2019 | 7 | 10 | 14 | 30 | 143 | 858 | 948 | 8.9 | 7.3 | 100.8 | 27.1 | 31.2 | 957.9
2019 | 7 | 10 | 15 | 30 | 139 | 831 | 848 | 9.2 | 7.3 | 104.8 | 26.4 | 31.7 | 957.5
2019 | 7 | 10 | 16 | 30 | 131 | 784 | 701 | 9.3 | 7.3 | 103.7 | 29.8 | 31.2 | 957.3
2019 | 7 | 10 | 17 | 30 | 114 | 711 | 516 | 8.5 | 7.3 | 102.8 | 31.7 | 30.6 | 957.2
2019 | 7 | 10 | 18 | 30 | 83 | 620 | 321 | 7.4 | 6.7 | 105.8 | 35.6 | 29.7 | 957.1
2019 | 7 | 10 | 19 | 30 | 50 | 376 | 126 | 6.8 | 6.1 | 103.8 | 46.7 | 27.7 | 957.4
2019 | 7 | 10 | 20 | 30 | 8 | 23 | 10 | 7.3 | 4.8 | 99.8 | 54 | 25.4 | 957.8
2019 | 7 | 10 | 21 | 30 | 0 | 0 | 0 | 8.3 | 2.9 | 94.8 | 58.7 | 23.9 | 958.4
2019 | 7 | 10 | 22 | 30 | 0 | 0 | 0 | 9.2 | 2 | 81.6 | 59.2 | 23.2 | 958.9
2019 | 7 | 10 | 23 | 30 | 0 | 0 | 0 | 9.7 | 1.9 | 57.4 | 58.3 | 23 | 959.2
2019 | 7 | 11 | 0 | 30 | 0 | 0 | 0 | 9.9 | 2.1 | 68.3 | 57.1 | 22.9 | 959.2
2019 | 7 | 11 | 1 | 30 | 0 | 0 | 0 | 9.9 | 1.2 | 61.7 | 57.5 | 22 | 959.1
2019 | 7 | 11 | 2 | 30 | 0 | 0 | 0 | 9.9 | 2.4 | 61.2 | 55.8 | 22.8 | 959
2019 | 7 | 11 | 3 | 30 | 0 | 0 | 0 | 9.8 | 1.7 | 49.5 | 56.3 | 21.9 | 959
2019 | 7 | 11 | 4 | 30 | 0 | 0 | 0 | 9.6 | 1 | 52.4 | 56.7 | 20.6 | 958.7
2019 | 7 | 11 | 5 | 30 | 0 | 0 | 0 | 9.2 | 0.9 | 3.4 | 56.5 | 20.3 | 958.6
2019 | 7 | 11 | 6 | 30 | 35 | 66 | 44 | 7.4 | 1.2 | 147.5 | 50.8 | 21.2 | 958.6
2019 | 7 | 11 | 7 | 30 | 102 | 340 | 202 | 4.4 | 1 | 82.2 | 40.6 | 24.3 | 958.7
2019 | 7 | 11 | 8 | 30 | 146 | 535 | 401 | 5.7 | 2.1 | 99 | 33.1 | 27.5 | 958.9
2019 | 7 | 11 | 9 | 30 | 176 | 643 | 594 | 6.2 | 3 | 112.9 | 30.3 | 29.4 | 958.9
2019 | 7 | 11 | 10 | 30 | 191 | 719 | 762 | 6.3 | 4.6 | 109.1 | 28.1 | 31.4 | 959
2019 | 7 | 11 | 11 | 30 | 217 | 734 | 880 | 6.4 | 5.3 | 114.7 | 27.8 | 32.3 | 959.1
2019 | 7 | 11 | 12 | 30 | 241 | 734 | 952 | 6.4 | 6 | 98.2 | 26.6 | 32.7 | 959.1
2019 | 7 | 11 | 13 | 30 | 250 | 730 | 967 | 6.3 | 5.9 | 89.5 | 25.5 | 33.2 | 958.7
2019 | 7 | 11 | 14 | 30 | 266 | 689 | 917 | 6 | 6.1 | 98.7 | 24.6 | 33.5 | 958.4
2019 | 7 | 11 | 15 | 30 | 264 | 641 | 816 | 5.4 | 6.8 | 103.4 | 24.9 | 33.8 | 958
2019 | 7 | 11 | 16 | 30 | 255 | 555 | 662 | 4.5 | 7.2 | 106.1 | 27.8 | 33.6 | 957.6
2019 | 7 | 11 | 17 | 30 | 222 | 445 | 478 | 3.6 | 7.1 | 99.8 | 30.1 | 32.9 | 957.5
2019 | 7 | 11 | 18 | 30 | 170 | 274 | 279 | 3.7 | 6.6 | 104.1 | 29.7 | 32 | 957.5
2019 | 7 | 11 | 19 | 30 | 83 | 75 | 100 | 5.3 | 6.2 | 104.3 | 33.8 | 29.8 | 958
2019 | 7 | 11 | 20 | 30 | 8 | 1 | 8 | 7.5 | 4.6 | 93.2 | 41.2 | 27.5 | 958.6
2019 | 7 | 11 | 21 | 30 | 0 | 0 | 0 | 8.6 | 5 | 100.7 | 46.3 | 25.8 | 959.2
2019 | 7 | 11 | 22 | 30 | 0 | 0 | 0 | 8.9 | 4.5 | 101 | 48.5 | 24.9 | 959.7
2019 | 7 | 11 | 23 | 30 | 0 | 0 | 0 | 8.9 | 3.3 | 88.3 | 47.3 | 24 | 959.8
2019 | 7 | 12 | 0 | 30 | 0 | 0 | 0 | 8.6 | 2.1 | 76 | 52.4 | 23 | 959.8
2019 | 7 | 12 | 1 | 30 | 0 | 0 | 0 | 8.1 | 1.9 | 56.9 | 51 | 22.8 | 959.7
2019 | 7 | 12 | 2 | 30 | 0 | 0 | 0 | 7.4 | 1.6 | 75.2 | 52.3 | 22.3 | 959.3
2019 | 7 | 12 | 3 | 30 | 0 | 0 | 0 | 6.3 | 1.7 | 70 | 52 | 21.9 | 959.1
2019 | 7 | 12 | 4 | 30 | 0 | 0 | 0 | 4.9 | 2.2 | 77 | 45.2 | 23.4 | 958.9
2019 | 7 | 12 | 5 | 30 | 0 | 0 | 0 | 3.9 | 2.2 | 77.4 | 40.1 | 24.1 | 959
2019 | 7 | 12 | 6 | 30 | 39 | 7 | 41 | 3.3 | 1.2 | 69.8 | 44 | 23.5 | 959.6
2019 | 7 | 12 | 7 | 30 | 122 | 104 | 156 | 2.5 | 1.2 | 187.3 | 35.6 | 26.9 | 960
2019 | 7 | 12 | 8 | 30 | 221 | 314 | 373 | 2.2 | 1.8 | 110.2 | 34.6 | 30 | 960.2
2019 | 7 | 12 | 9 | 30 | 280 | 432 | 564 | 2.6 | 2.7 | 114.1 | 29.9 | 32.1 | 960.1
2019 | 7 | 12 | 10 | 30 | 305 | 531 | 731 | 4 | 3.9 | 89.4 | 21.8 | 34.8 | 959.9
2019 | 7 | 12 | 11 | 30 | 397 | 491 | 849 | 5.5 | 4.6 | 85.1 | 21 | 35.6 | 959.7
2019 | 7 | 12 | 12 | 30 | 400 | 505 | 895 | 6.6 | 4.4 | 89.7 | 19.5 | 36.6 | 959.5
2019 | 7 | 12 | 13 | 30 | 500 | 357 | 862 | 7.3 | 5.7 | 101.3 | 19.8 | 36.5 | 959.1
2019 | 7 | 12 | 14 | 30 | 474 | 226 | 698 | 7.5 | 6.5 | 105.3 | 19.4 | 36.2 | 958.9
2019 | 7 | 12 | 15 | 30 | 393 | 19 | 416 | 7.5 | 6 | 103.2 | 20.1 | 35.2 | 959
2019 | 7 | 12 | 16 | 30 | 341 | 16 | 356 | 7.3 | 5.9 | 98.5 | 21.1 | 34.4 | 958.8
2019 | 7 | 12 | 17 | 30 | 174 | 3 | 177 | 7 | 6 | 101.4 | 25 | 32.8 | 958.5
2019 | 7 | 12 | 18 | 30 | 143 | 5 | 146 | 6.8 | 5.6 | 100.9 | 28.2 | 31.3 | 958.3
2019 | 7 | 12 | 19 | 30 | 72 | 3 | 73 | 6.5 | 6.1 | 103.4 | 30.9 | 29.7 | 958.3
2019 | 7 | 12 | 20 | 30 | 5 | 0 | 5 | 6.6 | 3.3 | 95.5 | 31 | 28.2 | 958.8
2019 | 7 | 12 | 21 | 30 | 0 | 0 | 0 | 6.9 | 1.8 | 71.1 | 28.9 | 27.6 | 959.4
2019 | 7 | 12 | 22 | 30 | 0 | 0 | 0 | 7.2 | 1.4 | 187.6 | 30.6 | 26.4 | 960
2019 | 7 | 12 | 23 | 30 | 0 | 0 | 0 | 7.3 | 0.7 | 123.2 | 35.9 | 26.1 | 960.3
2019 | 7 | 13 | 0 | 30 | 0 | 0 | 0 | 7.2 | 2.3 | 232.4 | 36.9 | 26.2 | 960.5
2019 | 7 | 13 | 1 | 30 | 0 | 0 | 0 | 6.9 | 2.5 | 100.3 | 41.3 | 26 | 958.6
2019 | 7 | 13 | 2 | 30 | 0 | 0 | 0 | 6.6 | 2 | 188.6 | 33.1 | 27.7 | 958.2
2019 | 7 | 13 | 3 | 30 | 0 | 0 | 0 | 6.2 | 1.5 | 192 | 38.2 | 25.7 | 958.3
2019 | 7 | 13 | 4 | 30 | 0 | 0 | 0 | 5.6 | 1.1 | 198.1 | 42.5 | 24 | 958.2
2019 | 7 | 13 | 5 | 30 | 0 | 0 | 0 | 5.1 | 1.5 | 38.3 | 45.1 | 23.7 | 957.8
2019 | 7 | 13 | 6 | 30 | 30 | 1 | 30 | 4.5 | 1.4 | 154.7 | 43.6 | 23.3 | 958
2019 | 7 | 13 | 7 | 30 | 126 | 103 | 158 | 4.1 | 1 | 196.5 | 36.3 | 26.6 | 958.7
2019 | 7 | 13 | 8 | 30 | 210 | 285 | 351 | 5.8 | 1.5 | 128.9 | 31.8 | 28.9 | 958.9
2019 | 7 | 13 | 9 | 30 | 260 | 432 | 544 | 7.2 | 2.4 | 82.4 | 24.1 | 32.1 | 958.9
2019 | 7 | 13 | 10 | 30 | 290 | 529 | 707 | 8.1 | 2.2 | 76.7 | 19.8 | 33.9 | 958.9
2019 | 7 | 13 | 11 | 30 | 303 | 593 | 828 | 8.5 | 2.4 | 91.2 | 18.1 | 35.4 | 958.5
2019 | 7 | 13 | 12 | 30 | 307 | 635 | 920 | 8.8 | 2.6 | 99.8 | 16.5 | 36.4 | 957.9
2019 | 7 | 13 | 13 | 30 | 328 | 621 | 939 | 8.7 | 3.5 | 104.8 | 19 | 37 | 957.3
2019 | 7 | 13 | 14 | 30 | 273 | 666 | 897 | 8.2 | 3.2 | 119 | 21.7 | 36.9 | 956.8
2019 | 7 | 13 | 15 | 30 | 249 | 524 | 701 | 7.4 | 4.8 | 260.5 | 19.3 | 36.5 | 956.3
2019 | 7 | 13 | 16 | 30 | 235 | 515 | 612 | 6.6 | 6 | 255 | 17.1 | 36.1 | 955.9
2019 | 7 | 13 | 17 | 30 | 201 | 406 | 437 | 5.8 | 5.8 | 261.2 | 17.3 | 35.5 | 955.3
2019 | 7 | 13 | 18 | 30 | 154 | 331 | 282 | 5.2 | 3.9 | 283.7 | 19.2 | 34.9 | 955
2019 | 7 | 13 | 19 | 30 | 77 | 132 | 105 | 4.7 | 2.5 | 241.5 | 30.8 | 32.1 | 955
2019 | 7 | 13 | 20 | 30 | 8 | 2 | 8 | 4.2 | 2 | 133.2 | 39.7 | 29.5 | 955.3
2019 | 7 | 13 | 21 | 30 | 0 | 0 | 0 | 3.4 | 2 | 123.2 | 45.8 | 27 | 956
2019 | 7 | 13 | 22 | 30 | 0 | 0 | 0 | 2.1 | 2.6 | 93.8 | 46 | 25.6 | 956.5
2019 | 7 | 13 | 23 | 30 | 0 | 0 | 0 | 0.6 | 2.6 | 68.1 | 45.3 | 24.6 | 956.5
2019 | 7 | 14 | 0 | 30 | 0 | 0 | 0 | -0.6 | 1.7 | 135.9 | 49.1 | 23.8 | 956.4
2019 | 7 | 14 | 1 | 30 | 0 | 0 | 0 | -1.5 | 0.7 | 109.7 | 54.2 | 22.5 | 956.2
2019 | 7 | 14 | 2 | 30 | 0 | 0 | 0 | -1.9 | 1.6 | 23.8 | 52.4 | 22.8 | 955.6
2019 | 7 | 14 | 3 | 30 | 0 | 0 | 0 | -2.2 | 1.1 | 70.4 | 52 | 22.2 | 955.2
2019 | 7 | 14 | 4 | 30 | 0 | 0 | 0 | -2.1 | 1.2 | 35.7 | 51.2 | 22.4 | 955.2
2019 | 7 | 14 | 5 | 30 | 0 | 0 | 0 | -1.7 | 1.3 | 25 | 51.9 | 22.1 | 955.5
2019 | 7 | 14 | 6 | 30 | 20 | 230 | 48 | -2.9 | 1.4 | 142.7 | 52.2 | 22.2 | 955.6
2019 | 7 | 14 | 7 | 30 | 47 | 645 | 230 | -3.8 | 1.6 | 174.2 | 40.7 | 25.9 | 955.9
2019 | 7 | 14 | 8 | 30 | 66 | 780 | 435 | -2 | 2.2 | 206.5 | 33.2 | 28.3 | 956.1
2019 | 7 | 14 | 9 | 30 | 79 | 851 | 627 | -0.9 | 2 | 269.8 | 27.6 | 30.5 | 955.9
2019 | 7 | 14 | 10 | 30 | 91 | 884 | 779 | -0.2 | 5.1 | 243.4 | 29.3 | 31.5 | 955.8
2019 | 7 | 14 | 11 | 30 | 105 | 894 | 888 | 0.5 | 3.4 | 236.9 | 29.4 | 31.8 | 955.9
2019 | 7 | 14 | 12 | 30 | 115 | 892 | 964 | 1.4 | 2.9 | 248.6 | 27.2 | 33.2 | 955.6
2019 | 7 | 14 | 13 | 30 | 122 | 885 | 981 | 2.3 | 3.1 | 257.9 | 25.5 | 34.1 | 955.1
2019 | 7 | 14 | 14 | 30 | 126 | 865 | 930 | 3.1 | 3.2 | 248.4 | 25 | 34.8 | 954.6
2019 | 7 | 14 | 15 | 30 | 131 | 824 | 835 | 3.8 | 4.2 | 248.5 | 24.9 | 35.3 | 954.1
2019 | 7 | 14 | 16 | 30 | 127 | 767 | 684 | 4.4 | 4.7 | 260.9 | 24.5 | 35 | 954
2019 | 7 | 14 | 17 | 30 | 112 | 693 | 508 | 4.6 | 4.1 | 262.5 | 25.2 | 34.5 | 954.2
2019 | 7 | 14 | 18 | 30 | 86 | 576 | 304 | 4.5 | 2 | 169 | 26.7 | 34 | 954.7
2019 | 7 | 14 | 19 | 30 | 50 | 335 | 116 | 4.2 | 2.9 | 230.5 | 38.9 | 30.9 | 955.1
2019 | 7 | 14 | 20 | 30 | 7 | 22 | 8 | 4 | 1.6 | 245.4 | 49.8 | 27.6 | 955.5
2019 | 7 | 14 | 21 | 30 | 0 | 0 | 0 | 4.2 | 0.6 | 163.7 | 53.5 | 26.5 | 956.1
2019 | 7 | 14 | 22 | 30 | 0 | 0 | 0 | 4.5 | 1.3 | 80.8 | 50.5 | 26.9 | 956.4
2019 | 7 | 14 | 23 | 30 | 0 | 0 | 0 | 4.6 | 0.8 | 140.5 | 47.4 | 26 | 956.5
2019 | 7 | 15 | 0 | 30 | 0 | 0 | 0 | 4.6 | 1.1 | 114.5 | 44.5 | 25.5 | 956.4
2019 | 7 | 15 | 1 | 30 | 0 | 0 | 0 | 4.5 | 1.2 | 91.9 | 41.6 | 25.5 | 956.1
2019 | 7 | 15 | 2 | 30 | 0 | 0 | 0 | 4.7 | 0.7 | 10.1 | 41.7 | 24.9 | 955.7
2019 | 7 | 15 | 3 | 30 | 0 | 0 | 0 | 4.9 | 0.9 | 78.9 | 43.2 | 24.2 | 955.5
2019 | 7 | 15 | 4 | 30 | 0 | 0 | 0 | 5 | 1.3 | 19 | 42.5 | 24.5 | 955.6
2019 | 7 | 15 | 5 | 30 | 0 | 0 | 0 | 4.9 | 1.4 | 14.1 | 43.1 | 24.2 | 955.8
2019 | 7 | 15 | 6 | 30 | 25 | 141 | 41 | 4 | 1.3 | 23.8 | 42.3 | 24.7 | 955.9
2019 | 7 | 15 | 7 | 30 | 69 | 479 | 204 | 2.9 | 0.8 | 201.3 | 35.8 | 28.2 | 956.2
2019 | 7 | 15 | 8 | 30 | 96 | 661 | 405 | 2.7 | 1.6 | 229.7 | 30.4 | 31 | 956.2
2019 | 7 | 15 | 9 | 30 | 111 | 764 | 601 | 2.1 | 2.4 | 226.1 | 26.6 | 33.2 | 956.1
2019 | 7 | 15 | 10 | 30 | 136 | 807 | 772 | 1.6 | 2.9 | 223.1 | 23.8 | 34.6 | 955.9
2019 | 7 | 15 | 11 | 30 | 159 | 841 | 915 | 1.2 | 3.1 | 225.2 | 22.2 | 35.5 | 955.8
2019 | 7 | 15 | 12 | 30 | 204 | 847 | 1020 | 0.8 | 3.5 | 224.1 | 21.6 | 36.4 | 955.4
2019 | 7 | 15 | 13 | 30 | 231 | 831 | 1041 | 0.5 | 7.5 | 248.3 | 21.3 | 36.7 | 955.1
2019 | 7 | 15 | 14 | 30 | 178 | 822 | 948 | 0.4 | 7.5 | 244.4 | 21.7 | 36.6 | 954.9
2019 | 7 | 15 | 15 | 30 | 156 | 808 | 847 | 0.3 | 7.1 | 245.6 | 22.6 | 36.2 | 954.8
2019 | 7 | 15 | 16 | 30 | 139 | 759 | 690 | 0.1 | 7.4 | 249.2 | 22.7 | 35.8 | 954.6
2019 | 7 | 15 | 17 | 30 | 128 | 633 | 488 | 0 | 6.5 | 241.7 | 22.3 | 35.8 | 954.5
2019 | 7 | 15 | 18 | 30 | 98 | 503 | 288 | 0 | 5.7 | 257.4 | 24.4 | 35 | 954.5
2019 | 7 | 15 | 19 | 30 | 59 | 256 | 108 | 0.3 | 4.5 | 279.8 | 28.1 | 33.5 | 954.9
2019 | 7 | 15 | 20 | 30 | 7 | 16 | 8 | 1.1 | 2.4 | 251.1 | 35.1 | 30.9 | 955.4
2019 | 7 | 15 | 21 | 30 | 0 | 0 | 0 | 2.5 | 1.7 | 242 | 46.3 | 27.5 | 956.2
2019 | 7 | 15 | 22 | 30 | 0 | 0 | 0 | 3.8 | 0.7 | 205.1 | 52.4 | 25.9 | 956.7
2019 | 7 | 15 | 23 | 30 | 0 | 0 | 0 | 4.8 | 0.5 | 128.7 | 51.6 | 25.8 | 956.7
2019 | 7 | 16 | 0 | 30 | 0 | 0 | 0 | 5.3 | 1.1 | 87.6 | 49.2 | 25.9 | 956.6
2019 | 7 | 16 | 1 | 30 | 0 | 0 | 0 | 5.4 | 2.8 | 127.5 | 50.1 | 25.2 | 956.5
2019 | 7 | 16 | 2 | 30 | 0 | 0 | 0 | 5.2 | 5.3 | 100.9 | 69.6 | 23.6 | 956.7
2019 | 7 | 16 | 3 | 30 | 0 | 0 | 0 | 5 | 5.1 | 95.8 | 85.2 | 21.9 | 956.9
2019 | 7 | 16 | 4 | 30 | 0 | 0 | 0 | 4.6 | 5.5 | 95.6 | 88.2 | 21.4 | 957.2
2019 | 7 | 16 | 5 | 30 | 0 | 0 | 0 | 4.3 | 4.3 | 89.8 | 90.7 | 21.3 | 957.6
2019 | 7 | 16 | 6 | 30 | 27 | 75 | 37 | 4.3 | 3.2 | 80.8 | 90.3 | 21.5 | 957.9
2019 | 7 | 16 | 7 | 30 | 76 | 432 | 199 | 5.3 | 4.6 | 103.8 | 75.1 | 23.9 | 958.2
2019 | 7 | 16 | 8 | 30 | 105 | 629 | 399 | 5.1 | 6.6 | 111.2 | 58.7 | 26.6 | 958.4
2019 | 7 | 16 | 9 | 30 | 123 | 737 | 595 | 4.8 | 7 | 104.7 | 52.4 | 28 | 958.7
2019 | 7 | 16 | 10 | 30 | 131 | 803 | 763 | 4.6 | 6.8 | 104.4 | 47.1 | 29.9 | 958.7
2019 | 7 | 16 | 11 | 30 | 141 | 833 | 887 | 4.5 | 7.3 | 104.9 | 46.3 | 30.7 | 958.7
2019 | 7 | 16 | 12 | 30 | 142 | 855 | 963 | 4.3 | 7.2 | 102.9 | 46.6 | 30.7 | 958.7
2019 | 7 | 16 | 13 | 30 | 132 | 874 | 985 | 4.2 | 6.3 | 91.4 | 39.4 | 31.5 | 958.5
2019 | 7 | 16 | 14 | 30 | 129 | 867 | 941 | 4.1 | 5.8 | 85.2 | 37.7 | 32 | 958.3
2019 | 7 | 16 | 15 | 30 | 127 | 832 | 837 | 4.1 | 6 | 94 | 37.9 | 32.2 | 958.1
2019 | 7 | 16 | 16 | 30 | 133 | 756 | 681 | 4.1 | 6.4 | 91.1 | 40 | 31.7 | 957.8
2019 | 7 | 16 | 17 | 30 | 124 | 656 | 493 | 4.2 | 6.7 | 96 | 43.8 | 30.7 | 957.6
2019 | 7 | 16 | 18 | 30 | 96 | 523 | 296 | 4.3 | 6.6 | 95.8 | 45.5 | 29 | 957.6
2019 | 7 | 16 | 19 | 30 | 53 | 305 | 114 | 4.4 | 6.1 | 94.9 | 50.1 | 27.1 | 957.9
2019 | 7 | 16 | 20 | 30 | 7 | 12 | 8 | 4.7 | 5.6 | 97.3 | 60.1 | 24.7 | 958.3
2019 | 7 | 16 | 21 | 30 | 0 | 0 | 0 | 5.2 | 4.9 | 96.6 | 70.9 | 23.1 | 958.9
2019 | 7 | 16 | 22 | 30 | 0 | 0 | 0 | 5.9 | 3.7 | 96 | 72.1 | 22.2 | 959.4
2019 | 7 | 16 | 23 | 30 | 0 | 0 | 0 | 6.8 | 2.9 | 87.7 | 70.5 | 21.7 | 959.6
2019 | 7 | 17 | 0 | 30 | 0 | 0 | 0 | 7.6 | 2.8 | 94.7 | 73.8 | 21 | 959.4
2019 | 7 | 17 | 1 | 30 | 0 | 0 | 0 | 8.4 | 2.1 | 73.7 | 74.5 | 20.7 | 959
2019 | 7 | 17 | 2 | 30 | 0 | 0 | 0 | 9 | 0.8 | 22.2 | 69.4 | 20.4 | 958.6
2019 | 7 | 17 | 3 | 30 | 0 | 0 | 0 | 9.5 | 1.3 | 39.5 | 67.5 | 20 | 958.1
2019 | 7 | 17 | 4 | 30 | 0 | 0 | 0 | 10 | 1.4 | 57.8 | 68.2 | 20.2 | 957.9
2019 | 7 | 17 | 5 | 30 | 0 | 0 | 0 | 10.3 | 2.2 | 75.7 | 68.9 | 19.6 | 957.7
2019 | 7 | 17 | 6 | 30 | 26 | 168 | 45 | 10.9 | 1.4 | 40.9 | 61.8 | 21.6 | 957.5
2019 | 7 | 17 | 7 | 30 | 112 | 245 | 172 | 10.4 | 0.7 | 89.5 | 55.2 | 24.1 | 957.9
2019 | 7 | 17 | 8 | 30 | 192 | 171 | 281 | 9.4 | 1.3 | 120.7 | 52.2 | 25.1 | 958.5
2019 | 7 | 17 | 9 | 30 | 259 | 641 | 675 | 9.2 | 1.5 | 123.4 | 41.1 | 28.1 | 958.5
2019 | 7 | 17 | 10 | 30 | 234 | 557 | 676 | 9.2 | 1.2 | 144.4 | 35.8 | 29.8 | 958.5
2019 | 7 | 17 | 11 | 30 | 206 | 842 | 958 | 9.1 | 3.8 | 219.8 | 37.8 | 30.6 | 958.3
2019 | 7 | 17 | 12 | 30 | 216 | 812 | 995 | 8.8 | 3.9 | 253.1 | 34.6 | 31.3 | 957.9
2019 | 7 | 17 | 13 | 30 | 111 | 913 | 994 | 8.4 | 3.9 | 262.6 | 34.1 | 31.9 | 957.3
2019 | 7 | 17 | 14 | 30 | 108 | 905 | 950 | 7.7 | 4.4 | 251.4 | 31.8 | 32.5 | 956.7
2019 | 7 | 17 | 15 | 30 | 119 | 852 | 840 | 7.1 | 5.8 | 268.5 | 33.1 | 32.1 | 956.4
2019 | 7 | 17 | 16 | 30 | 115 | 801 | 690 | 6.3 | 6.1 | 276.9 | 39.5 | 30.9 | 956
2019 | 7 | 17 | 17 | 30 | 111 | 712 | 508 | 5.6 | 6.1 | 278.8 | 46 | 28.8 | 956
2019 | 7 | 17 | 18 | 30 | 111 | 443 | 282 | 5 | 4.9 | 273.6 | 52.3 | 27.4 | 956.1
2019 | 7 | 17 | 19 | 30 | 44 | 137 | 77 | 4.4 | 2.7 | 246 | 57 | 26.1 | 956.9
2019 | 7 | 17 | 20 | 30 | 6 | 1 | 6 | 3.7 | 4.4 | 99.8 | 60 | 24.8 | 957.4
2019 | 7 | 17 | 21 | 30 | 0 | 0 | 0 | 2.9 | 3.7 | 111.7 | 70.2 | 23.4 | 957.9
2019 | 7 | 17 | 22 | 30 | 0 | 0 | 0 | 2.5 | 2.3 | 115.8 | 75.6 | 22.8 | 958.5
2019 | 7 | 17 | 23 | 30 | 0 | 0 | 0 | 2.4 | 1.2 | 81.2 | 81.6 | 22.1 | 958.7
2019 | 7 | 18 | 0 | 30 | 0 | 0 | 0 | 2.5 | 0.7 | 90.9 | 82.8 | 21.8 | 958.7
2019 | 7 | 18 | 1 | 30 | 0 | 0 | 0 | 2.2 | 0.7 | 73.8 | 82.8 | 21.4 | 958.1
2019 | 7 | 18 | 2 | 30 | 0 | 0 | 0 | 1.8 | 1.3 | 80.5 | 84.3 | 20.7 | 957.9
2019 | 7 | 18 | 3 | 30 | 0 | 0 | 0 | 1.5 | 0.9 | 56.7 | 80.7 | 20.6 | 957.8
2019 | 7 | 18 | 4 | 30 | 0 | 0 | 0 | 1.3 | 1 | 42.4 | 75.9 | 20.1 | 957.7
2019 | 7 | 18 | 5 | 30 | 0 | 0 | 0 | 1.3 | 2.3 | 25.1 | 66 | 20.9 | 957.9
2019 | 7 | 18 | 6 | 30 | 23 | 150 | 39 | 1.3 | 1.6 | 28 | 62.3 | 21.7 | 958.1
2019 | 7 | 18 | 7 | 30 | 62 | 515 | 204 | 0.4 | 1.4 | 82.1 | 57 | 23.6 | 958.3
2019 | 7 | 18 | 8 | 30 | 83 | 704 | 408 | 0.8 | 2 | 83.5 | 47.1 | 26.3 | 958.7
2019 | 7 | 18 | 9 | 30 | 100 | 789 | 601 | 1.8 | 3.5 | 97.7 | 51 | 26.8 | 958.9
2019 | 7 | 18 | 10 | 30 | 115 | 831 | 762 | 2.2 | 4.1 | 110 | 49.3 | 28 | 959.1
2019 | 7 | 18 | 11 | 30 | 116 | 874 | 893 | 2.3 | 5.6 | 101.2 | 46.3 | 29.4 | 959.1
2019 | 7 | 18 | 12 | 30 | 110 | 905 | 974 | 2.3 | 5.7 | 91 | 29.2 | 30.9 | 958.9
2019 | 7 | 18 | 13 | 30 | 104 | 919 | 994 | 2.4 | 5.8 | 86.6 | 24 | 31.8 | 958.6
2019 | 7 | 18 | 14 | 30 | 95 | 928 | 960 | 2.4 | 6 | 93.5 | 23.3 | 32.3 | 958.2
2019 | 7 | 18 | 15 | 30 | 87 | 919 | 864 | 2.3 | 5.7 | 96 | 23.5 | 32.7 | 957.7
2019 | 7 | 18 | 16 | 30 | 81 | 887 | 716 | 2.1 | 6 | 95.3 | 21.3 | 32.7 | 957.4
2019 | 7 | 18 | 17 | 30 | 73 | 821 | 529 | 1.9 | 5.7 | 94.6 | 22.3 | 32.4 | 957.2
2019 | 7 | 18 | 18 | 30 | 61 | 695 | 321 | 1.7 | 5.6 | 109.3 | 31.6 | 30.8 | 957.4
2019 | 7 | 18 | 19 | 30 | 38 | 442 | 121 | 1.5 | 4 | 102.7 | 31.3 | 29.3 | 958
2019 | 7 | 18 | 20 | 30 | 4 | 23 | 6 | 1.4 | 3.5 | 104.1 | 30.1 | 27 | 958.5
2019 | 7 | 18 | 21 | 30 | 0 | 0 | 0 | 1.8 | 3.3 | 91.8 | 32.6 | 24.8 | 959
2019 | 7 | 18 | 22 | 30 | 0 | 0 | 0 | 2.4 | 2.8 | 93.9 | 39.2 | 23.4 | 959.4
2019 | 7 | 18 | 23 | 30 | 0 | 0 | 0 | 3 | 1.8 | 87.2 | 44.2 | 22.2 | 959.6
2019 | 7 | 19 | 0 | 30 | 0 | 0 | 0 | 3.2 | 2.3 | 72.2 | 45.3 | 22 | 959.4
2019 | 7 | 19 | 1 | 30 | 0 | 0 | 0 | 3.2 | 2 | 36 | 33.4 | 23.1 | 959.1
2019 | 7 | 19 | 2 | 30 | 0 | 0 | 0 | 2.9 | 1.7 | 66.7 | 35.3 | 22.2 | 958.8
2019 | 7 | 19 | 3 | 30 | 0 | 0 | 0 | 2.5 | 2.9 | 78.2 | 49.2 | 21.2 | 958.4
2019 | 7 | 19 | 4 | 30 | 0 | 0 | 0 | 2.2 | 3.2 | 87.1 | 64 | 20.7 | 958.4
2019 | 7 | 19 | 5 | 30 | 0 | 0 | 0 | 2.1 | 3.5 | 83.8 | 73.2 | 20.4 | 958.8
2019 | 7 | 19 | 6 | 30 | 25 | 152 | 41 | 2.4 | 2.7 | 70.1 | 70 | 20.5 | 959.1
2019 | 7 | 19 | 7 | 30 | 67 | 501 | 204 | 3.9 | 2.1 | 78.8 | 63 | 22.4 | 959.2
2019 | 7 | 19 | 8 | 30 | 100 | 658 | 404 | 4.6 | 3.1 | 93.5 | 39.3 | 26.3 | 959.4
2019 | 7 | 19 | 9 | 30 | 119 | 758 | 603 | 4.3 | 4.4 | 104.6 | 26.7 | 29.8 | 959.2
2019 | 7 | 19 | 10 | 30 | 125 | 830 | 774 | 4.2 | 6 | 96.5 | 19.5 | 31.9 | 959.1
2019 | 7 | 19 | 11 | 30 | 143 | 843 | 894 | 4.4 | 6.7 | 88.7 | 18.6 | 32.8 | 958.9
2019 | 7 | 19 | 12 | 30 | 159 | 837 | 961 | 4.6 | 8.3 | 99.3 | 22.2 | 32.7 | 958.8
2019 | 7 | 19 | 13 | 30 | 168 | 828 | 975 | 4.8 | 8.7 | 101.1 | 22.2 | 32.7 | 958.5
2019 | 7 | 19 | 14 | 30 | 186 | 784 | 921 | 4.7 | 7.9 | 101.4 | 25.1 | 33 | 958.1
2019 | 7 | 19 | 15 | 30 | 240 | 660 | 806 | 4.5 | 7.4 | 100.4 | 26.7 | 33.1 | 957.5
2019 | 7 | 19 | 16 | 30 | 274 | 493 | 634 | 4.2 | 7.4 | 97.6 | 29.4 | 32.7 | 957.1
2019 | 7 | 19 | 17 | 30 | 246 | 349 | 446 | 3.9 | 7.7 | 100.2 | 33.4 | 31.9 | 956.6
2019 | 7 | 19 | 18 | 30 | 178 | 174 | 248 | 3.8 | 7.1 | 93.4 | 33.5 | 30.8 | 956.3
2019 | 7 | 19 | 19 | 30 | 74 | 28 | 81 | 4.1 | 7.3 | 95.6 | 33.1 | 29.6 | 956.1
2019 | 7 | 19 | 20 | 30 | 5 | 0 | 5 | 4.3 | 6 | 104.4 | 39 | 28.2 | 956.5
2019 | 7 | 19 | 21 | 30 | 0 | 0 | 0 | 4.2 | 5.7 | 99.3 | 55.4 | 25.9 | 957.4
2019 | 7 | 19 | 22 | 30 | 0 | 0 | 0 | 3.8 | 4.9 | 84.4 | 67.3 | 24.1 | 958.4
2019 | 7 | 19 | 23 | 30 | 0 | 0 | 0 | 3.6 | 4.3 | 98.8 | 67.7 | 23.7 | 958.7
2019 | 7 | 20 | 0 | 30 | 0 | 0 | 0 | 3.8 | 3.7 | 111.8 | 67.6 | 23.2 | 958.3
2019 | 7 | 20 | 1 | 30 | 0 | 0 | 0 | 4.1 | 1.4 | 249.9 | 63.8 | 23 | 958.1
2019 | 7 | 20 | 2 | 30 | 0 | 0 | 0 | 4.5 | 0.7 | 360 | 57 | 23.2 | 957.6
2019 | 7 | 20 | 3 | 30 | 0 | 0 | 0 | 4.8 | 1 | 285.3 | 54 | 22.9 | 957.2
2019 | 7 | 20 | 4 | 30 | 0 | 0 | 0 | 4.9 | 1.2 | 343.9 | 50.6 | 23 | 957.2
2019 | 7 | 20 | 5 | 30 | 0 | 0 | 0 | 4.9 | 1.1 | 347 | 45.8 | 23.2 | 957.2
2019 | 7 | 20 | 6 | 30 | 28 | 9 | 29 | 4.7 | 1 | 188 | 45.9 | 22.8 | 957.2
2019 | 7 | 20 | 7 | 30 | 117 | 103 | 148 | 3.8 | 0.9 | 329.6 | 35 | 26.7 | 957.5
2019 | 7 | 20 | 8 | 30 | 221 | 141 | 290 | 2.7 | 0.6 | 112.7 | 29.1 | 29.6 | 957.7
2019 | 7 | 20 | 9 | 30 | 311 | 294 | 509 | 2.3 | 1.8 | 90.9 | 25.8 | 31.6 | 957.5
2019 | 7 | 20 | 10 | 30 | 311 | 511 | 719 | 2.2 | 4.8 | 116.4 | 23.5 | 33.3 | 957.4
2019 | 7 | 20 | 11 | 30 | 288 | 612 | 840 | 2.2 | 5.4 | 109 | 24.6 | 34 | 957.6
2019 | 7 | 20 | 12 | 30 | 280 | 656 | 915 | 2.2 | 4.7 | 104 | 28.6 | 33.9 | 957.8
2019 | 7 | 20 | 13 | 30 | 271 | 673 | 933 | 2.1 | 5.7 | 100.1 | 32.4 | 33.7 | 957.9
2019 | 7 | 20 | 14 | 30 | 263 | 662 | 888 | 1.8 | 6 | 96.1 | 34.6 | 33.4 | 957.8
2019 | 7 | 20 | 15 | 30 | 257 | 614 | 783 | 1.4 | 6.3 | 99 | 42.3 | 32.7 | 957.6
2019 | 7 | 20 | 16 | 30 | 243 | 536 | 633 | 0.8 | 6.8 | 105.2 | 51.8 | 31.4 | 957.6
2019 | 7 | 20 | 17 | 30 | 212 | 418 | 450 | 0 | 7 | 106.8 | 56.6 | 30.7 | 957.4
2019 | 7 | 20 | 18 | 30 | 153 | 268 | 258 | -0.9 | 6.6 | 102.4 | 58.7 | 30.2 | 957.8
2019 | 7 | 20 | 19 | 30 | 68 | 71 | 84 | -2.1 | 6.2 | 88.5 | 67.4 | 28.1 | 958.7
2019 | 7 | 20 | 20 | 30 | 5 | 1 | 5 | -2.2 | 5.5 | 96.8 | 78.7 | 25.5 | 959.5
2019 | 7 | 20 | 21 | 30 | 0 | 0 | 0 | -1 | 4.9 | 103.4 | 80.8 | 24.8 | 959.9
2019 | 7 | 20 | 22 | 30 | 0 | 0 | 0 | 0.8 | 2.1 | 205.7 | 83.3 | 24.1 | 960.5
2019 | 7 | 20 | 23 | 30 | 0 | 0 | 0 | 2.5 | 1.2 | 247.8 | 81.4 | 24.5 | 960.8
2019 | 7 | 21 | 0 | 30 | 0 | 0 | 0 | 3.5 | 0.9 | 15.6 | 75.5 | 25 | 960.7
2019 | 7 | 21 | 1 | 30 | 0 | 0 | 0 | 4.3 | 0.9 | 314.5 | 70.7 | 24.9 | 960.6
2019 | 7 | 21 | 2 | 30 | 0 | 0 | 0 | 4.8 | 1 | 131.5 | 73.6 | 23.3 | 960.6
2019 | 7 | 21 | 3 | 30 | 0 | 0 | 0 | 5.4 | 1 | 169.9 | 73.4 | 22.8 | 960.5
2019 | 7 | 21 | 4 | 30 | 0 | 0 | 0 | 5.9 | 2 | 78.9 | 72.9 | 22.2 | 960.1
2019 | 7 | 21 | 5 | 30 | 0 | 0 | 0 | 6.5 | 2.6 | 34.1 | 70.1 | 23 | 960.3
2019 | 7 | 21 | 6 | 30 | 28 | 35 | 33 | 7.3 | 3.6 | 60.8 | 62.9 | 23.7 | 960.8
2019 | 7 | 21 | 7 | 30 | 99 | 274 | 177 | 7.4 | 3.4 | 54.7 | 56.8 | 24.6 | 961.1
2019 | 7 | 21 | 8 | 30 | 151 | 476 | 374 | 7 | 3.6 | 74.1 | 42.6 | 27.4 | 961.4
2019 | 7 | 21 | 9 | 30 | 184 | 593 | 567 | 5.6 | 6.1 | 116 | 37.4 | 29.2 | 961.4
2019 | 7 | 21 | 10 | 30 | 199 | 679 | 735 | 4 | 7.4 | 110.9 | 32.7 | 31 | 961.5
2019 | 7 | 21 | 11 | 30 | 220 | 704 | 853 | 3 | 7.4 | 105.4 | 36 | 31.4 | 961.7
2019 | 7 | 21 | 12 | 30 | 254 | 695 | 926 | 2.5 | 8.1 | 107.7 | 38.5 | 32.3 | 961.6
2019 | 7 | 21 | 13 | 30 | 300 | 617 | 909 | 2.4 | 8.5 | 111 | 46.3 | 32.1 | 961.5
2019 | 7 | 21 | 14 | 30 | 385 | 534 | 892 | 2.2 | 9.3 | 105.7 | 51.4 | 31.5 | 961.2
2019 | 7 | 21 | 15 | 30 | 258 | 619 | 788 | 1.9 | 9 | 100.3 | 54.3 | 31 | 961.1
2019 | 7 | 21 | 16 | 30 | 233 | 554 | 636 | 1.5 | 8.2 | 102.6 | 55.5 | 30.6 | 960.8
2019 | 7 | 21 | 17 | 30 | 201 | 454 | 459 | 1.1 | 8.4 | 103.8 | 57.5 | 29.9 | 960.5
2019 | 7 | 21 | 18 | 30 | 118 | 128 | 173 | 0.7 | 8.1 | 106.7 | 64.1 | 28.2 | 960.7
2019 | 7 | 21 | 19 | 30 | 65 | 27 | 71 | 0.8 | 7.4 | 104.1 | 75 | 25.9 | 961.8
2019 | 7 | 21 | 20 | 30 | 6 | 0 | 6 | 1.8 | 5.4 | 108.9 | 83.4 | 24.3 | 963.3
2019 | 7 | 21 | 21 | 30 | 0 | 0 | 0 | 3.9 | 5.5 | 99.3 | 85 | 23.8 | 963.8
2019 | 7 | 21 | 22 | 30 | 0 | 0 | 0 | 6.5 | 4.6 | 111.1 | 83.1 | 23.5 | 963.9
2019 | 7 | 21 | 23 | 30 | 0 | 0 | 0 | 8.6 | 2.3 | 156 | 77.4 | 23.7 | 963.5
2019 | 7 | 22 | 0 | 30 | 0 | 0 | 0 | 9.9 | 1.5 | 196.5 | 76.1 | 23.5 | 963.8
2019 | 7 | 22 | 1 | 30 | 0 | 0 | 0 | 10.8 | 2.4 | 51.8 | 67.4 | 23.8 | 963.7
2019 | 7 | 22 | 2 | 30 | 0 | 0 | 0 | 11.6 | 2.7 | 74.8 | 67.9 | 23.1 | 963.1
2019 | 7 | 22 | 3 | 30 | 0 | 0 | 0 | 12.3 | 2.4 | 63.9 | 68.1 | 22.6 | 962.6
2019 | 7 | 22 | 4 | 30 | 0 | 0 | 0 | 13.2 | 2.3 | 54 | 64.6 | 22.4 | 962.6
2019 | 7 | 22 | 5 | 30 | 0 | 0 | 0 | 14.1 | 1.3 | 38.6 | 60.7 | 22.7 | 963
2019 | 7 | 22 | 6 | 30 | 24 | 51 | 31 | 14.3 | 1 | 23.6 | 58 | 22.4 | 963.3
2019 | 7 | 22 | 7 | 30 | 86 | 369 | 187 | 13.1 | 2.1 | 51.6 | 43.4 | 25.6 | 963.8
2019 | 7 | 22 | 8 | 30 | 135 | 535 | 381 | 11.5 | 4.7 | 95.1 | 38.8 | 27.7 | 963.8
2019 | 7 | 22 | 9 | 30 | 172 | 631 | 573 | 10.4 | 7 | 94.5 | 27.6 | 30.5 | 963.4
2019 | 7 | 22 | 10 | 30 | 204 | 680 | 734 | 9.6 | 7.7 | 94.1 | 26.3 | 31.5 | 963.5
2019 | 7 | 22 | 11 | 30 | 233 | 691 | 849 | 8.9 | 7.6 | 86.8 | 26.9 | 32.5 | 963.6
2019 | 7 | 22 | 12 | 30 | 233 | 723 | 927 | 8.5 | 7.7 | 92.4 | 26.5 | 33.6 | 963.2
2019 | 7 | 22 | 13 | 30 | 227 | 734 | 944 | 8.2 | 8.3 | 96.7 | 28 | 34.2 | 962.7
2019 | 7 | 22 | 14 | 30 | 227 | 717 | 900 | 7.9 | 9.2 | 97.7 | 30.5 | 34.2 | 962.4
2019 | 7 | 22 | 15 | 30 | 225 | 668 | 793 | 7.7 | 8 | 99.4 | 36.9 | 33.7 | 962.2
2019 | 7 | 22 | 16 | 30 | 217 | 586 | 640 | 7.3 | 8.2 | 101 | 43.9 | 32.4 | 961.8
2019 | 7 | 22 | 17 | 30 | 187 | 490 | 462 | 7 | 7.6 | 100.9 | 43.6 | 32.1 | 961.3
2019 | 7 | 22 | 18 | 30 | 144 | 321 | 266 | 6.9 | 7.8 | 103.2 | 51.5 | 30.3 | 961.1
2019 | 7 | 22 | 19 | 30 | 70 | 93 | 90 | 6.9 | 6.9 | 103.5 | 60.2 | 27.9 | 961.6
2019 | 7 | 22 | 20 | 30 | 5 | 0 | 5 | 6.8 | 5.5 | 109.1 | 64.9 | 26.1 | 962.2
2019 | 7 | 22 | 21 | 30 | 0 | 0 | 0 | 6.2 | 4.3 | 111.6 | 62.4 | 25.6 | 962.8
2019 | 7 | 22 | 22 | 30 | 0 | 0 | 0 | 5 | 3.4 | 118.1 | 56.5 | 25.5 | 963.1
2019 | 7 | 22 | 23 | 30 | 0 | 0 | 0 | 3.9 | 1.2 | 99.7 | 57.3 | 24.9 | 963.2
2019 | 7 | 23 | 0 | 30 | 0 | 0 | 0 | 3.8 | 1.2 | 89.9 | 58.5 | 24.2 | 963.1
2019 | 7 | 23 | 1 | 30 | 0 | 0 | 0 | 4.8 | 2 | 34.7 | 55.7 | 23.8 | 962.6
2019 | 7 | 23 | 2 | 30 | 0 | 0 | 0 | 6.5 | 3 | 90.7 | 50.7 | 23.3 | 961.5
2019 | 7 | 23 | 3 | 30 | 0 | 0 | 0 | 8.2 | 2.4 | 65.1 | 51.8 | 23.2 | 961.4
2019 | 7 | 23 | 4 | 30 | 0 | 0 | 0 | 9.3 | 2.7 | 69.4 | 54.4 | 23.3 | 961.2
2019 | 7 | 23 | 5 | 30 | 0 | 0 | 0 | 9.8 | 2.5 | 67 | 51.3 | 22.8 | 960.9
2019 | 7 | 23 | 6 | 30 | 27 | 58 | 34 | 9.5 | 2.3 | 78.6 | 48.8 | 22.7 | 961.3
2019 | 7 | 23 | 7 | 30 | 92 | 324 | 181 | 5.8 | 2.6 | 61.8 | 39.7 | 25.2 | 961.4
2019 | 7 | 23 | 8 | 30 | 135 | 536 | 381 | 2.1 | 2.7 | 101.1 | 27.1 | 29 | 961.3
2019 | 7 | 23 | 9 | 30 | 162 | 661 | 579 | 1.8 | 4.1 | 108.5 | 19.7 | 31.7 | 961.3
2019 | 7 | 23 | 10 | 30 | 179 | 731 | 749 | 2.2 | 5.3 | 88.2 | 15.9 | 33.3 | 961.1
2019 | 7 | 23 | 11 | 30 | 188 | 772 | 875 | 2.4 | 5.5 | 96.5 | 15.6 | 34.6 | 961
2019 | 7 | 23 | 12 | 30 | 199 | 783 | 947 | 2.2 | 6.9 | 103.1 | 15.1 | 35.3 | 961
2019 | 7 | 23 | 13 | 30 | 192 | 799 | 968 | 1.6 | 8 | 99.5 | 15.3 | 35.6 | 960.5
2019 | 7 | 23 | 14 | 30 | 198 | 790 | 936 | 0.7 | 7.8 | 100 | 16.5 | 35.9 | 960.2
2019 | 7 | 23 | 15 | 30 | 223 | 699 | 819 | 0.1 | 7.5 | 97.6 | 17.2 | 35.9 | 959.9
2019 | 7 | 23 | 16 | 30 | 298 | 160 | 417 | -0.3 | 7.1 | 101.9 | 18.2 | 35 | 959.7
2019 | 7 | 23 | 17 | 30 | 203 | 149 | 280 | -0.5 | 6.3 | 100.1 | 20.3 | 34.1 | 959.4
2019 | 7 | 23 | 18 | 30 | 116 | 461 | 288 | -0.4 | 6.6 | 81.8 | 18 | 34 | 959
2019 | 7 | 23 | 19 | 30 | 62 | 183 | 99 | -0.2 | 6.1 | 91.5 | 21 | 32.1 | 959
2019 | 7 | 23 | 20 | 30 | 5 | 2 | 5 | 0.3 | 4.6 | 101 | 34 | 28.6 | 959.6
2019 | 7 | 23 | 21 | 30 | 0 | 0 | 0 | 1.4 | 4 | 100.7 | 39.7 | 26.5 | 960.3
2019 | 7 | 23 | 22 | 30 | 0 | 0 | 0 | 2.8 | 2.6 | 93.5 | 41.2 | 25.6 | 960.9
2019 | 7 | 23 | 23 | 30 | 0 | 0 | 0 | 4.1 | 1.4 | 151.7 | 43.4 | 24.9 | 961
2019 | 7 | 24 | 0 | 30 | 0 | 0 | 0 | 5.1 | 1 | 14.3 | 43 | 24.2 | 960.7
2019 | 7 | 24 | 1 | 30 | 0 | 0 | 0 | 5.8 | 1.6 | 25.2 | 39.9 | 23.7 | 960.5
2019 | 7 | 24 | 2 | 30 | 0 | 0 | 0 | 6.4 | 1.9 | 22.2 | 35.2 | 24.1 | 960.1
2019 | 7 | 24 | 3 | 30 | 0 | 0 | 0 | 6.8 | 2.4 | 43 | 35.2 | 23.8 | 959.7
2019 | 7 | 24 | 4 | 30 | 0 | 0 | 0 | 7.3 | 2.4 | 22.1 | 33.7 | 23.5 | 959.4
2019 | 7 | 24 | 5 | 30 | 0 | 0 | 0 | 8 | 2.5 | 36 | 31.6 | 24.1 | 959.1
2019 | 7 | 24 | 6 | 30 | 23 | 55 | 30 | 8.3 | 2.3 | 36 | 31 | 23.8 | 959.3
2019 | 7 | 24 | 7 | 30 | 77 | 412 | 188 | 8.2 | 2.6 | 70.8 | 27.4 | 26.5 | 959.6
2019 | 7 | 24 | 8 | 30 | 110 | 618 | 391 | 8.3 | 3.5 | 105.9 | 23.7 | 29.6 | 959.7
2019 | 7 | 24 | 9 | 30 | 128 | 738 | 592 | 7.8 | 4.7 | 99.9 | 19.7 | 32.3 | 959.9
2019 | 7 | 24 | 10 | 30 | 144 | 790 | 759 | 7.3 | 5 | 89.8 | 18.8 | 33.3 | 960.1
2019 | 7 | 24 | 11 | 30 | 159 | 814 | 882 | 6.8 | 6 | 98.9 | 17.9 | 34 | 959.9
2019 | 7 | 24 | 12 | 30 | 163 | 830 | 955 | 6.5 | 6.3 | 102.6 | 17.4 | 34.6 | 959.9
2019 | 7 | 24 | 13 | 30 | 155 | 849 | 976 | 6 | 6.8 | 102.4 | 17.7 | 35 | 959.5
2019 | 7 | 24 | 14 | 30 | 145 | 849 | 934 | 5.2 | 6.6 | 101 | 18.1 | 35.1 | 959.2
2019 | 7 | 24 | 15 | 30 | 139 | 822 | 833 | 4.5 | 5.8 | 90.4 | 19.4 | 35.2 | 959
2019 | 7 | 24 | 16 | 30 | 129 | 780 | 686 | 3.6 | 6.4 | 97.4 | 19.5 | 34.8 | 958.7
2019 | 7 | 24 | 17 | 30 | 111 | 712 | 504 | 2.8 | 6 | 100.1 | 20.4 | 34.5 | 958.4
2019 | 7 | 24 | 18 | 30 | 88 | 568 | 298 | 2.1 | 6.1 | 96.7 | 22.8 | 33.3 | 958.2
2019 | 7 | 24 | 19 | 30 | 50 | 262 | 100 | 1.3 | 4.5 | 94.5 | 27 | 31.5 | 958.5
2019 | 7 | 24 | 20 | 30 | 4 | 4 | 4 | 0.5 | 3.7 | 99.8 | 38.9 | 28.8 | 958.9
2019 | 7 | 24 | 21 | 30 | 0 | 0 | 0 | 0.3 | 2.9 | 109.4 | 45.5 | 27 | 959.4
2019 | 7 | 24 | 22 | 30 | 0 | 0 | 0 | 0.6 | 1.5 | 92.6 | 47.4 | 26.1 | 959.8
2019 | 7 | 24 | 23 | 30 | 0 | 0 | 0 | 1.9 | 2.2 | 48.7 | 43 | 25.9 | 959.9
2019 | 7 | 25 | 0 | 30 | 0 | 0 | 0 | 3.5 | 3.1 | 25.5 | 32.5 | 25.9 | 959.6
2019 | 7 | 25 | 1 | 30 | 0 | 0 | 0 | 5 | 2 | 57.4 | 31.5 | 24.8 | 959
2019 | 7 | 25 | 2 | 30 | 0 | 0 | 0 | 6.3 | 2.5 | 17.8 | 28.8 | 25.2 | 958.5
2019 | 7 | 25 | 3 | 30 | 0 | 0 | 0 | 7.7 | 2.3 | 29.5 | 29.8 | 24.6 | 958.3
2019 | 7 | 25 | 4 | 30 | 0 | 0 | 0 | 9.1 | 2.1 | 30.2 | 30.7 | 24.4 | 958.1
2019 | 7 | 25 | 5 | 30 | 0 | 0 | 0 | 10.4 | 2.7 | 21.1 | 31.6 | 24 | 958.2
2019 | 7 | 25 | 6 | 30 | 23 | 57 | 29 | 10.9 | 2.9 | 17.1 | 31.1 | 24.4 | 958.5
2019 | 7 | 25 | 7 | 30 | 76 | 409 | 186 | 10.5 | 1.4 | 12.1 | 28.1 | 27.2 | 958.7
2019 | 7 | 25 | 8 | 30 | 105 | 634 | 391 | 9.6 | 2 | 92.1 | 25.6 | 30.1 | 959
2019 | 7 | 25 | 9 | 30 | 114 | 766 | 594 | 8.1 | 3.8 | 108.8 | 24.9 | 31.8 | 958.8
2019 | 7 | 25 | 10 | 30 | 117 | 844 | 770 | 7 | 4.8 | 112.2 | 23.4 | 32.6 | 958.9
2019 | 7 | 25 | 11 | 30 | 116 | 890 | 902 | 6 | 5.1 | 104.5 | 22.3 | 33.5 | 958.6
2019 | 7 | 25 | 12 | 30 | 117 | 903 | 973 | 5 | 4.9 | 93.3 | 21.6 | 34.3 | 958.4
2019 | 7 | 25 | 13 | 30 | 116 | 902 | 985 | 4.1 | 5.1 | 91.7 | 22.8 | 34.8 | 958.1
2019 | 7 | 25 | 14 | 30 | 112 | 898 | 943 | 3.3 | 5.5 | 98.3 | 23.1 | 34.9 | 957.6
2019 | 7 | 25 | 15 | 30 | 112 | 865 | 838 | 2.6 | 6 | 94.3 | 24.7 | 35 | 957.3
2019 | 7 | 25 | 16 | 30 | 122 | 780 | 677 | 2 | 5.2 | 93.4 | 31.1 | 34.1 | 957
2019 | 7 | 25 | 17 | 30 | 111 | 685 | 488 | 1.7 | 4.2 | 97.9 | 34.3 | 33.6 | 956.8
2019 | 7 | 25 | 18 | 30 | 93 | 517 | 283 | 1.8 | 3.8 | 92.7 | 38.2 | 32.8 | 956.6
2019 | 7 | 25 | 19 | 30 | 52 | 248 | 98 | 1.9 | 4 | 92.7 | 43.6 | 30.8 | 956.8
2019 | 7 | 25 | 20 | 30 | 5 | 5 | 5 | 2.1 | 3.1 | 97.9 | 50.7 | 28.4 | 957.5
2019 | 7 | 25 | 21 | 30 | 0 | 0 | 0 | 2.4 | 2.3 | 118.2 | 54.6 | 27 | 958.1
2019 | 7 | 25 | 22 | 30 | 0 | 0 | 0 | 3 | 1.3 | 132.2 | 59.2 | 25.9 | 958.6
2019 | 7 | 25 | 23 | 30 | 0 | 0 | 0 | 3.7 | 1.6 | 241.2 | 66 | 24.4 | 958.7
2019 | 7 | 26 | 0 | 30 | 0 | 0 | 0 | 4.2 | 1.6 | 259 | 73.9 | 23 | 958.4
2019 | 7 | 26 | 1 | 30 | 0 | 0 | 0 | 4.4 | 1 | 283.7 | 79 | 22 | 957.6
2019 | 7 | 26 | 2 | 30 | 0 | 0 | 0 | 4.4 | 0.7 | 252.8 | 81.3 | 21.3 | 957.1
2019 | 7 | 26 | 3 | 30 | 0 | 0 | 0 | 4.2 | 0.3 | 190.1 | 83.3 | 20.8 | 956.6
2019 | 7 | 26 | 4 | 30 | 0 | 0 | 0 | 4 | 1.4 | 181.4 | 75.7 | 20.6 | 956.2
2019 | 7 | 26 | 5 | 30 | 0 | 0 | 0 | 3.9 | 0.8 | 176.9 | 80.9 | 19.4 | 956.2
2019 | 7 | 26 | 6 | 30 | 18 | 144 | 35 | 4.1 | 0.5 | 265.7 | 73 | 20.4 | 956.1
2019 | 7 | 26 | 7 | 30 | 55 | 561 | 200 | 5 | 0.7 | 62.6 | 58.5 | 24.3 | 956
2019 | 7 | 26 | 8 | 30 | 81 | 731 | 407 | 6.8 | 1.3 | 230.5 | 49.3 | 27.4 | 956
2019 | 7 | 26 | 9 | 30 | 134 | 778 | 616 | 7.6 | 3.7 | 232.6 | 42.1 | 29.6 | 955.9
2019 | 7 | 26 | 10 | 30 | 313 | 446 | 663 | 7.9 | 4 | 228.3 | 39.5 | 30.8 | 955.7
2019 | 7 | 26 | 11 | 30 | 391 | 353 | 704 | 8 | 4.1 | 231.8 | 35 | 31.8 | 955.5
2019 | 7 | 26 | 12 | 30 | 362 | 326 | 678 | 8 | 3.2 | 254.9 | 24.4 | 32.9 | 955.1
2019 | 7 | 26 | 13 | 30 | 176 | 779 | 927 | 7.9 | 2.9 | 240 | 21.8 | 34.4 | 954.4
2019 | 7 | 26 | 14 | 30 | 128 | 875 | 937 | 7.8 | 4.1 | 245.5 | 20.9 | 35.5 | 953.5
2019 | 7 | 26 | 15 | 30 | 127 | 850 | 839 | 7.7 | 4.4 | 248.9 | 19.8 | 36.1 | 952.9
2019 | 7 | 26 | 16 | 30 | 120 | 805 | 691 | 7.5 | 4.9 | 253.1 | 20.8 | 35.8 | 952.6
2019 | 7 | 26 | 17 | 30 | 121 | 719 | 516 | 7.4 | 5.6 | 244.5 | 22.4 | 35.7 | 952
2019 | 7 | 26 | 18 | 30 | 101 | 240 | 199 | 7.4 | 3.7 | 285.2 | 22.1 | 35.1 | 951.8
2019 | 7 | 26 | 19 | 30 | 75 | 340 | 135 | 7.3 | 6 | 339.3 | 23 | 33.7 | 952.5
2019 | 7 | 26 | 20 | 30 | 5 | 8 | 6 | 7.2 | 4.7 | 304.1 | 20.4 | 32 | 953.1
2019 | 7 | 26 | 21 | 30 | 0 | 0 | 0 | 7.1 | 2.8 | 281.5 | 19.1 | 30.7 | 953.5
2019 | 7 | 26 | 22 | 30 | 0 | 0 | 0 | 7 | 4.1 | 234.8 | 21.3 | 29.6 | 953.8
2019 | 7 | 26 | 23 | 30 | 0 | 0 | 0 | 6.9 | 3.2 | 242.2 | 26.1 | 27.9 | 953.8
2019 | 7 | 27 | 0 | 30 | 0 | 0 | 0 | 6.6 | 2.2 | 225.1 | 27.6 | 27 | 953.7
2019 | 7 | 27 | 1 | 30 | 0 | 0 | 0 | 6.3 | 1.9 | 196.5 | 28.6 | 26 | 953.1
2019 | 7 | 27 | 2 | 30 | 0 | 0 | 0 | 5.9 | 1.3 | 40 | 30 | 24.1 | 952.8
2019 | 7 | 27 | 3 | 30 | 0 | 0 | 0 | 5.4 | 2.1 | 51 | 32.7 | 23.6 | 952.6
2019 | 7 | 27 | 4 | 30 | 0 | 0 | 0 | 5.1 | 2.1 | 42.1 | 34.5 | 23.1 | 952.7
2019 | 7 | 27 | 5 | 30 | 0 | 0 | 0 | 4.9 | 1.3 | 148.8 | 36.5 | 21.8 | 953.2
2019 | 7 | 27 | 6 | 30 | 15 | 161 | 32 | 5 | 2.1 | 103.1 | 37 | 21.8 | 953
2019 | 7 | 27 | 7 | 30 | 41 | 613 | 199 | 6.2 | 1.1 | 80.7 | 30.8 | 25 | 952.9
2019 | 7 | 27 | 8 | 30 | 55 | 786 | 406 | 7.3 | 1 | 133.1 | 24.3 | 27.9 | 953
2019 | 7 | 27 | 9 | 30 | 65 | 864 | 602 | 7.1 | 1.5 | 115.3 | 19.6 | 29.9 | 952.9
2019 | 7 | 27 | 10 | 30 | 73 | 905 | 770 | 6.7 | 2.6 | 108.3 | 17.9 | 31.5 | 952.6
2019 | 7 | 27 | 11 | 30 | 79 | 927 | 895 | 6.3 | 4.6 | 193.7 | 17.8 | 32.6 | 952.3
2019 | 7 | 27 | 12 | 30 | 84 | 931 | 963 | 6 | 4 | 231.6 | 19.7 | 32.7 | 951.8
2019 | 7 | 27 | 13 | 30 | 90 | 925 | 978 | 5.7 | 2.5 | 251 | 21.1 | 32.5 | 951.5
2019 | 7 | 27 | 14 | 30 | 84 | 920 | 934 | 5.1 | 3.8 | 248.6 | 20.5 | 33.9 | 950.7
2019 | 7 | 27 | 15 | 30 | 87 | 882 | 828 | 4.2 | 8.9 | 250.4 | 21.5 | 34.7 | 949.8
2019 | 7 | 27 | 16 | 30 | 97 | 817 | 679 | 3.2 | 6.3 | 316.4 | 20.6 | 35.5 | 949.7
2019 | 7 | 27 | 17 | 30 | 83 | 770 | 504 | 2.2 | 4.3 | 263 | 24.3 | 34.2 | 949.9
2019 | 7 | 27 | 18 | 30 | 69 | 663 | 309 | 1.5 | 6.1 | 269.8 | 28.3 | 32.5 | 950.3
2019 | 7 | 27 | 19 | 30 | 41 | 430 | 116 | 1.1 | 5 | 332.2 | 32.3 | 30.4 | 951
2019 | 7 | 27 | 20 | 30 | 4 | 7 | 4 | 1.1 | 3.7 | 303.6 | 33.6 | 29 | 951.4
2019 | 7 | 27 | 21 | 30 | 0 | 0 | 0 | 1.4 | 4.1 | 272.7 | 34.3 | 28.2 | 952.3
2019 | 7 | 27 | 22 | 30 | 0 | 0 | 0 | 2.3 | 4.2 | 237.6 | 36.7 | 27.3 | 953
2019 | 7 | 27 | 23 | 30 | 0 | 0 | 0 | 3.5 | 2.8 | 137.4 | 38.3 | 26.5 | 953.3
2019 | 7 | 28 | 0 | 30 | 0 | 0 | 0 | 4.5 | 1.9 | 91.4 | 40.6 | 25.5 | 953.6
2019 | 7 | 28 | 1 | 30 | 0 | 0 | 0 | 5 | 1.3 | 112.7 | 44.5 | 24.2 | 953.4
2019 | 7 | 28 | 2 | 30 | 0 | 0 | 0 | 5.1 | 1.5 | 73.7 | 46 | 23.7 | 953.3
2019 | 7 | 28 | 3 | 30 | 0 | 0 | 0 | 5 | 1.7 | 40.6 | 46.1 | 23.4 | 953.3
2019 | 7 | 28 | 4 | 30 | 0 | 0 | 0 | 4.9 | 1.6 | 70.8 | 49.4 | 22.1 | 953.4
2019 | 7 | 28 | 5 | 30 | 0 | 0 | 0 | 4.8 | 2.1 | 55.4 | 50.8 | 21.8 | 953.7
2019 | 7 | 28 | 6 | 30 | 16 | 136 | 30 | 4.7 | 1.9 | 46.9 | 49.4 | 22.7 | 954.2
2019 | 7 | 28 | 7 | 30 | 48 | 563 | 194 | 5 | 2 | 44.9 | 46.3 | 25.1 | 954.5
2019 | 7 | 28 | 8 | 30 | 65 | 747 | 398 | 4.6 | 2 | 98.9 | 44.2 | 26.5 | 954.6
2019 | 7 | 28 | 9 | 30 | 71 | 843 | 597 | 4 | 3.8 | 97.5 | 36.8 | 28 | 954.7
2019 | 7 | 28 | 10 | 30 | 85 | 842 | 733 | 3.6 | 3.9 | 92.5 | 34.4 | 28.7 | 954.8
2019 | 7 | 28 | 11 | 30 | 121 | 850 | 874 | 3.4 | 4.1 | 118.5 | 34.2 | 29.5 | 954.6
2019 | 7 | 28 | 12 | 30 | 106 | 902 | 959 | 3.1 | 4.5 | 121.6 | 33.7 | 29.8 | 954.5
2019 | 7 | 28 | 13 | 30 | 93 | 922 | 980 | 2.7 | 5.6 | 103.8 | 33.6 | 30.3 | 954.1
2019 | 7 | 28 | 14 | 30 | 93 | 907 | 933 | 2.3 | 5.2 | 106 | 34.5 | 30.2 | 953.9
2019 | 7 | 28 | 15 | 30 | 89 | 886 | 831 | 1.8 | 5.1 | 99.2 | 33.8 | 30.3 | 953.6
2019 | 7 | 28 | 16 | 30 | 81 | 851 | 684 | 1.1 | 4.9 | 104.7 | 34.5 | 30.1 | 953.3
2019 | 7 | 28 | 17 | 30 | 72 | 788 | 501 | 0.5 | 4.6 | 89.5 | 35.9 | 29.8 | 953.2
2019 | 7 | 28 | 18 | 30 | 59 | 664 | 298 | 0.1 | 3.6 | 91.3 | 37.4 | 29.4 | 953.3
2019 | 7 | 28 | 19 | 30 | 35 | 379 | 103 | -0.6 | 3.4 | 94.5 | 40.1 | 28.2 | 953.8
2019 | 7 | 28 | 20 | 30 | 3 | 3 | 3 | -1.3 | 1.8 | 172.3 | 48.6 | 26.6 | 954.3
2019 | 7 | 28 | 21 | 30 | 0 | 0 | 0 | -1.5 | 1.6 | 130.2 | 52.1 | 25.4 | 955
2019 | 7 | 28 | 22 | 30 | 0 | 0 | 0 | -1 | 2.9 | 99.6 | 57.2 | 23.6 | 955.4
2019 | 7 | 28 | 23 | 30 | 0 | 0 | 0 | 0 | 1.9 | 84 | 62.9 | 22.5 | 955.4
2019 | 7 | 29 | 0 | 30 | 0 | 0 | 0 | 0.9 | 0.8 | 125.5 | 62.5 | 22.4 | 955.5
2019 | 7 | 29 | 1 | 30 | 0 | 0 | 0 | 1.1 | 0.7 | 187.5 | 64.9 | 21.5 | 955.2
2019 | 7 | 29 | 2 | 30 | 0 | 0 | 0 | 0.6 | 0.6 | 107.1 | 66.4 | 20.7 | 955
2019 | 7 | 29 | 3 | 30 | 0 | 0 | 0 | -0.1 | 0.4 | 88.4 | 65.4 | 20.5 | 955
2019 | 7 | 29 | 4 | 30 | 0 | 0 | 0 | -0.5 | 0.7 | 54.3 | 63.6 | 19.8 | 955.1
2019 | 7 | 29 | 5 | 30 | 0 | 0 | 0 | -0.5 | 0.8 | 39.6 | 63.1 | 19.5 | 955.1
2019 | 7 | 29 | 6 | 30 | 16 | 135 | 30 | -0.3 | 1.1 | 90.1 | 64.6 | 19.3 | 955.5
2019 | 7 | 29 | 7 | 30 | 51 | 550 | 190 | 0 | 0.7 | 40.9 | 55.5 | 23.2 | 955.7
2019 | 7 | 29 | 8 | 30 | 72 | 729 | 393 | -0.2 | 0.6 | 170.5 | 49 | 26.5 | 955.8
2019 | 7 | 29 | 9 | 30 | 87 | 812 | 589 | -1.2 | 1.7 | 210.8 | 42.9 | 28 | 955.8
2019 | 7 | 29 | 10 | 30 | 95 | 869 | 759 | -0.6 | 2.4 | 238.8 | 39.8 | 29.3 | 955.8
2019 | 7 | 29 | 11 | 30 | 98 | 902 | 887 | 0.9 | 2.6 | 248.7 | 37.1 | 30.6 | 955.7
2019 | 7 | 29 | 12 | 30 | 100 | 918 | 963 | 2.8 | 4.8 | 265.3 | 36.1 | 31.2 | 955.4
2019 | 7 | 29 | 13 | 30 | 106 | 908 | 973 | 4.1 | 5.2 | 266.5 | 32.2 | 32 | 955.1
2019 | 7 | 29 | 14 | 30 | 104 | 899 | 929 | 4.9 | 5 | 270.1 | 29.6 | 32.7 | 954.8
2019 | 7 | 29 | 15 | 30 | 100 | 873 | 825 | 5.3 | 5.1 | 269.5 | 27.5 | 32.8 | 954.5
2019 | 7 | 29 | 16 | 30 | 94 | 830 | 677 | 5.4 | 5.6 | 268.1 | 27.7 | 32.7 | 954.3
2019 | 7 | 29 | 17 | 30 | 85 | 752 | 491 | 5.1 | 5.7 | 269.7 | 30.7 | 32 | 954.1
2019 | 7 | 29 | 18 | 30 | 69 | 617 | 288 | 4.5 | 4.7 | 257 | 33.3 | 31.1 | 954.1
2019 | 7 | 29 | 19 | 30 | 39 | 328 | 96 | 3.7 | 3.5 | 248.1 | 38.4 | 29.5 | 954.4
2019 | 7 | 29 | 20 | 30 | 3 | 2 | 3 | 2.5 | 2 | 222 | 49.6 | 26.4 | 955
2019 | 7 | 29 | 21 | 30 | 0 | 0 | 0 | 1.5 | 0.5 | 163.9 | 54.9 | 25.2 | 955.7
2019 | 7 | 29 | 22 | 30 | 0 | 0 | 0 | 0.9 | 0.8 | 128 | 55.8 | 24.8 | 956.2
2019 | 7 | 29 | 23 | 30 | 0 | 0 | 0 | 0.4 | 1.1 | 83.7 | 57.1 | 24 | 956.3
2019 | 7 | 30 | 0 | 30 | 0 | 0 | 0 | 0 | 1.5 | 39.5 | 51.5 | 24.4 | 956
2019 | 7 | 30 | 1 | 30 | 0 | 0 | 0 | -0.4 | 1.6 | 76.5 | 51.9 | 23.7 | 955.7
2019 | 7 | 30 | 2 | 30 | 0 | 0 | 0 | -0.7 | 1 | 219.1 | 64.4 | 21.5 | 956
2019 | 7 | 30 | 3 | 30 | 0 | 0 | 0 | -1.1 | 0.8 | 128.4 | 79.4 | 20.3 | 956.4
2019 | 7 | 30 | 4 | 30 | 0 | 0 | 0 | -1.5 | 1.4 | 79 | 80 | 20.1 | 956.5
2019 | 7 | 30 | 5 | 30 | 0 | 0 | 0 | -1.7 | 1.9 | 71.6 | 72.5 | 20.9 | 956.5
2019 | 7 | 30 | 6 | 30 | 17 | 104 | 28 | -1.7 | 1.3 | 40.7 | 58 | 22.1 | 956.7
2019 | 7 | 30 | 7 | 30 | 56 | 503 | 183 | 0.6 | 1.4 | 90.1 | 53.9 | 23.9 | 957.1
2019 | 7 | 30 | 8 | 30 | 78 | 705 | 388 | 4.8 | 1.2 | 114.6 | 40.9 | 28 | 957.4
2019 | 7 | 30 | 9 | 30 | 96 | 790 | 583 | 6.3 | 1.5 | 147.5 | 29.6 | 30.9 | 957.3
2019 | 7 | 30 | 10 | 30 | 117 | 824 | 749 | 6.8 | 3.2 | 105.2 | 24.6 | 32.7 | 957.3
2019 | 7 | 30 | 11 | 30 | 136 | 841 | 875 | 7.1 | 4.5 | 108.4 | 22.3 | 33.7 | 957.2
2019 | 7 | 30 | 12 | 30 | 135 | 866 | 953 | 7.2 | 4.9 | 93.4 | 21.1 | 34.5 | 957
2019 | 7 | 30 | 13 | 30 | 140 | 859 | 964 | 7.2 | 5.7 | 99.6 | 25.3 | 34.7 | 956.7
2019 | 7 | 30 | 14 | 30 | 139 | 847 | 919 | 7.1 | 6.3 | 93.5 | 22.8 | 34.6 | 956.4
2019 | 7 | 30 | 15 | 30 | 133 | 826 | 821 | 6.9 | 6.2 | 90.8 | 23.6 | 34.2 | 956.1
2019 | 7 | 30 | 16 | 30 | 133 | 761 | 669 | 6.9 | 6.7 | 89.5 | 28.6 | 33 | 956.1
2019 | 7 | 30 | 17 | 30 | 128 | 667 | 489 | 6.9 | 6.7 | 92.9 | 34 | 31.5 | 956.1
2019 | 7 | 30 | 18 | 30 | 100 | 502 | 279 | 7 | 6.6 | 98.2 | 36 | 30.3 | 956
2019 | 7 | 30 | 19 | 30 | 51 | 217 | 90 | 7.1 | 6.4 | 96 | 41.6 | 28.3 | 956.2
2019 | 7 | 30 | 20 | 30 | 3 | 1 | 3 | 7.1 | 4.9 | 95.2 | 48.6 | 26.4 | 956.6
2019 | 7 | 30 | 21 | 30 | 0 | 0 | 0 | 6.7 | 5.4 | 104.9 | 58 | 24.8 | 957.3
2019 | 7 | 30 | 22 | 30 | 0 | 0 | 0 | 5.8 | 5.4 | 103.9 | 61.1 | 23.5 | 958.1
2019 | 7 | 30 | 23 | 30 | 0 | 0 | 0 | 5.1 | 4.8 | 109.3 | 68.9 | 22.4 | 958.8
2019 | 7 | 31 | 0 | 30 | 0 | 0 | 0 | 5.5 | 3.3 | 79.8 | 82.5 | 21.8 | 959.7
2019 | 7 | 31 | 1 | 30 | 0 | 0 | 0 | 6.3 | 2.3 | 107 | 84.9 | 21.7 | 959.2
2019 | 7 | 31 | 2 | 30 | 0 | 0 | 0 | 6.4 | 1.7 | 72 | 86.6 | 21.7 | 959.1
2019 | 7 | 31 | 3 | 30 | 0 | 0 | 0 | 5.9 | 3.2 | 92.9 | 77.6 | 22.3 | 956.9
2019 | 7 | 31 | 4 | 30 | 0 | 0 | 0 | 5.1 | 6 | 119.6 | 55.8 | 23.6 | 955.7
2019 | 7 | 31 | 5 | 30 | 0 | 0 | 0 | 4.3 | 4.3 | 96 | 58.4 | 23 | 957.1
2019 | 7 | 31 | 6 | 30 | 15 | 0 | 15 | 3.3 | 4.9 | 103.6 | 61 | 22.8 | 958
2019 | 7 | 31 | 7 | 30 | 32 | 0 | 32 | 5.9 | 4.5 | 130.5 | 60 | 23.3 | 958.5
2019 | 7 | 31 | 8 | 30 | 55 | 0 | 55 | 9.3 | 4.7 | 90 | 57.4 | 23.9 | 958.9
2019 | 7 | 31 | 9 | 30 | 180 | 56 | 221 | 10.6 | 6.3 | 72.5 | 58.5 | 24.4 | 958.9
2019 | 7 | 31 | 10 | 30 | 268 | 461 | 628 | 11.2 | 5.8 | 69.9 | 47.6 | 26.6 | 959.7
2019 | 7 | 31 | 11 | 30 | 394 | 320 | 684 | 11.4 | 7.5 | 75.6 | 46.5 | 27.5 | 959.1
2019 | 7 | 31 | 12 | 30 | 392 | 114 | 510 | 11.3 | 7.7 | 80.9 | 47.7 | 28 | 957.9
2019 | 7 | 31 | 13 | 30 | 442 | 253 | 696 | 11 | 6.9 | 71.3 | 46.5 | 29.2 | 957.6
2019 | 7 | 31 | 14 | 30 | 401 | 291 | 682 | 10.5 | 7.9 | 81.4 | 45.6 | 30 | 957.2
2019 | 7 | 31 | 15 | 30 | 337 | 462 | 723 | 10.1 | 8 | 86.1 | 48.5 | 30.4 | 955.9
2019 | 7 | 31 | 16 | 30 | 180 | 662 | 649 | 9.9 | 6.6 | 72.4 | 43.5 | 31.2 | 955.6
2019 | 7 | 31 | 17 | 30 | 156 | 564 | 462 | 9.9 | 7.2 | 97.7 | 47.5 | 30 | 955.9
2019 | 7 | 31 | 18 | 30 | 114 | 420 | 266 | 10.2 | 7.4 | 109.1 | 53 | 28.3 | 955.7
2019 | 7 | 31 | 19 | 30 | 55 | 152 | 83 | 10.4 | 6.9 | 110.9 | 58.3 | 26.4 | 956.5
2019 | 7 | 31 | 20 | 30 | 3 | 1 | 3 | 10.3 | 6.9 | 98.6 | 66.9 | 24 | 957.5
2019 | 7 | 31 | 21 | 30 | 0 | 0 | 0 | 9.9 | 6.6 | 101.2 | 71.1 | 23 | 957.4
2019 | 7 | 31 | 22 | 30 | 0 | 0 | 0 | 8.9 | 5.4 | 111.6 | 71.9 | 22.6 | 957.3
2019 | 7 | 31 | 23 | 30 | 0 | 0 | 0 | 7.6 | 3.4 | 96.6 | 66.3 | 22.4 | 957.2
2019 | 8 | 1 | 0 | 30 | 0 | 0 | 0 | 6.5 | 2.8 | 70.6 | 62.6 | 22.2 | 957.4
2019 | 8 | 1 | 1 | 30 | 0 | 0 | 0 | 5.8 | 2.4 | 72.9 | 66.7 | 21.5 | 957.6
2019 | 8 | 1 | 2 | 30 | 0 | 0 | 0 | 5.5 | 2.1 | 78.7 | 70.1 | 20.6 | 957.7
2019 | 8 | 1 | 3 | 30 | 0 | 0 | 0 | 5.9 | 1.8 | 87.5 | 70.1 | 20.2 | 957.8
2019 | 8 | 1 | 4 | 30 | 0 | 0 | 0 | 7.4 | 1.3 | 131.4 | 70.2 | 19.8 | 957.3
2019 | 8 | 1 | 5 | 30 | 0 | 0 | 0 | 10.1 | 1.6 | 242.6 | 70.5 | 19.6 | 957.6
2019 | 8 | 1 | 6 | 30 | 17 | 3 | 17 | 12.8 | 1.2 | 148.1 | 69.1 | 19.7 | 957.1
2019 | 8 | 1 | 7 | 30 | 90 | 56 | 105 | 14.5 | 1.1 | 72.8 | 62.8 | 21.3 | 956.8
2019 | 8 | 1 | 8 | 30 | 170 | 55 | 198 | 15.1 | 1 | 113.9 | 56.7 | 23.6 | 958.1
2019 | 8 | 1 | 9 | 30 | 283 | 153 | 385 | 15.2 | 2.1 | 113.5 | 50.2 | 25.1 | 957.5
2019 | 8 | 1 | 10 | 30 | 274 | 377 | 572 | 15.1 | 4.4 | 110.9 | 43.3 | 27.3 | 957.2
2019 | 8 | 1 | 11 | 30 | 234 | 695 | 847 | 14.7 | 2.6 | 134.7 | 39.7 | 29.2 | 957.6
2019 | 8 | 1 | 12 | 30 | 263 | 680 | 908 | 14 | 1.8 | 200.7 | 37.6 | 30.7 | 957.2
2019 | 8 | 1 | 13 | 30 | 248 | 709 | 930 | 13.1 | 2.8 | 215.3 | 36 | 32 | 956.6
2019 | 8 | 1 | 14 | 30 | 262 | 671 | 882 | 11.7 | 3.5 | 243.1 | 36.8 | 32.6 | 955.9
2019 | 8 | 1 | 15 | 30 | 244 | 643 | 782 | 10 | 3.4 | 235.4 | 35.8 | 33.6 | 955.2
2019 | 8 | 1 | 16 | 30 | 224 | 583 | 634 | 8 | 5.8 | 256.3 | 42.4 | 31.6 | 955.1
2019 | 8 | 1 | 17 | 30 | 167 | 535 | 456 | 5.9 | 5.2 | 255.4 | 47.1 | 30.3 | 955.1
2019 | 8 | 1 | 18 | 30 | 120 | 386 | 258 | 4.8 | 4.4 | 246.6 | 52.5 | 29.1 | 955.4
2019 | 8 | 1 | 19 | 30 | 53 | 134 | 78 | 4.4 | 3.6 | 237.8 | 62.5 | 26.7 | 956.2
2019 | 8 | 1 | 20 | 30 | 3 | 1 | 3 | 4.5 | 3.9 | 244.7 | 74 | 24.2 | 957.1
2019 | 8 | 1 | 21 | 30 | 0 | 0 | 0 | 4.8 | 2.9 | 264.6 | 80.7 | 22.8 | 958
2019 | 8 | 1 | 22 | 30 | 0 | 0 | 0 | 5.3 | 1.7 | 219 | 82.5 | 22.5 | 958.2
2019 | 8 | 1 | 23 | 30 | 0 | 0 | 0 | 5.6 | 0.6 | 202.6 | 84.4 | 22.1 | 958.1
2019 | 8 | 2 | 0 | 30 | 0 | 0 | 0 | 5.7 | 1.2 | 152.4 | 84.8 | 22 | 958.1
2019 | 8 | 2 | 1 | 30 | 0 | 0 | 0 | 5.8 | 1 | 188.2 | 84.4 | 21.9 | 958.2
2019 | 8 | 2 | 2 | 30 | 0 | 0 | 0 | 6.1 | 1.3 | 224.1 | 85.1 | 21.6 | 958
2019 | 8 | 2 | 3 | 30 | 0 | 0 | 0 | 6.5 | 1.1 | 250.5 | 85.9 | 21.4 | 957.7
2019 | 8 | 2 | 4 | 30 | 0 | 0 | 0 | 7.2 | 0.6 | 263.5 | 86 | 20.9 | 957
2019 | 8 | 2 | 5 | 30 | 0 | 0 | 0 | 8.1 | 1.7 | 116.4 | 81.9 | 21.3 | 957
2019 | 8 | 2 | 6 | 30 | 18 | 33 | 22 | 8.5 | 1.8 | 178.9 | 84.2 | 21.1 | 957.6
2019 | 8 | 2 | 7 | 30 | 78 | 331 | 162 | 6 | 0.8 | 99.8 | 77.1 | 23 | 957.7
2019 | 8 | 2 | 8 | 30 | 117 | 559 | 363 | 2.9 | 1.3 | 136.7 | 63.4 | 26.2 | 957.9
2019 | 8 | 2 | 9 | 30 | 146 | 666 | 555 | 1.8 | 2.5 | 118.1 | 53.5 | 28.9 | 958.3
2019 | 8 | 2 | 10 | 30 | 170 | 723 | 720 | 1 | 3 | 139.6 | 51 | 30.1 | 958.6
2019 | 8 | 2 | 11 | 30 | 181 | 764 | 850 | 0.2 | 5 | 89.9 | 49.4 | 30.6 | 959
2019 | 8 | 2 | 12 | 30 | 205 | 758 | 921 | -0.7 | 5.5 | 96.9 | 48.7 | 31.2 | 958.9
2019 | 8 | 2 | 13 | 30 | 243 | 713 | 928 | -1.6 | 5.6 | 93.8 | 48.6 | 31.3 | 958.8
2019 | 8 | 2 | 14 | 30 | 249 | 686 | 883 | -2.5 | 4.5 | 99.6 | 45.9 | 32 | 958.6
2019 | 8 | 2 | 15 | 30 | 253 | 626 | 775 | -3.2 | 3 | 98.4 | 41.4 | 33 | 958
2019 | 8 | 2 | 16 | 30 | 202 | 616 | 633 | -3.6 | 3.6 | 91.8 | 37.1 | 33.9 | 957.5
2019 | 8 | 2 | 17 | 30 | 165 | 528 | 448 | -3.5 | 4.6 | 93.4 | 40.4 | 33.3 | 957.1
2019 | 8 | 2 | 18 | 30 | 122 | 364 | 250 | -2.9 | 3.7 | 104.1 | 41 | 32.4 | 956.9
2019 | 8 | 2 | 19 | 30 | 53 | 134 | 78 | -2 | 3.3 | 212.7 | 52.9 | 29.7 | 957.3
2019 | 8 | 2 | 20 | 30 | 2 | 1 | 2 | -0.6 | 3.3 | 232.3 | 66 | 25.9 | 958.3
2019 | 8 | 2 | 21 | 30 | 0 | 0 | 0 | 0.8 | 2.3 | 241.5 | 71 | 24.7 | 959.3
2019 | 8 | 2 | 22 | 30 | 0 | 0 | 0 | 1.5 | 1.2 | 201.5 | 72.2 | 24.1 | 959.5
2019 | 8 | 2 | 23 | 30 | 0 | 0 | 0 | 1.6 | 0.7 | 115.1 | 73 | 24 | 959.5
2019 | 8 | 3 | 0 | 30 | 0 | 0 | 0 | 1.3 | 1 | 130.1 | 74.6 | 23.3 | 959.3
2019 | 8 | 3 | 1 | 30 | 0 | 0 | 0 | 1.2 | 0.7 | 271.1 | 76.4 | 22.8 | 958.9
2019 | 8 | 3 | 2 | 30 | 0 | 0 | 0 | 1.2 | 1.3 | 90.2 | 76.4 | 22.6 | 958.5
2019 | 8 | 3 | 3 | 30 | 0 | 0 | 0 | 1.2 | 0.7 | 36.3 | 77.5 | 22.5 | 958.4
2019 | 8 | 3 | 4 | 30 | 0 | 0 | 0 | 1.1 | 1.4 | 92.1 | 78.9 | 21.5 | 958.4
2019 | 8 | 3 | 5 | 30 | 0 | 0 | 0 | 1.1 | 0.9 | 189.1 | 79.2 | 21.2 | 958.7
2019 | 8 | 3 | 6 | 30 | 19 | 23 | 22 | 1 | 0.8 | 197.2 | 78.9 | 20.9 | 959.1
2019 | 8 | 3 | 7 | 30 | 86 | 287 | 160 | -0.3 | 0.9 | 62.8 | 69.5 | 23.4 | 959.2
2019 | 8 | 3 | 8 | 30 | 136 | 509 | 361 | -1.7 | 3.2 | 105.7 | 63.4 | 25.3 | 959.2
2019 | 8 | 3 | 9 | 30 | 192 | 591 | 557 | -2.2 | 4.2 | 105.2 | 62.9 | 26.4 | 959.4
2019 | 8 | 3 | 10 | 30 | 362 | 262 | 565 | -2.2 | 3.3 | 107.2 | 60.4 | 27.5 | 959.5
2019 | 8 | 3 | 11 | 30 | 267 | 611 | 809 | -2.2 | 2 | 97.4 | 51.8 | 29.3 | 959.3
2019 | 8 | 3 | 12 | 30 | 227 | 727 | 913 | -2.4 | 1.5 | 172 | 44.2 | 31.6 | 958.9
2019 | 8 | 3 | 13 | 30 | 258 | 688 | 918 | -3.1 | 2.9 | 111.1 | 41.5 | 33.2 | 958.2
2019 | 8 | 3 | 14 | 30 | 256 | 665 | 869 | -3.9 | 3.7 | 98.1 | 44.7 | 33.4 | 957.8
2019 | 8 | 3 | 15 | 30 | 225 | 664 | 776 | -4.6 | 4.6 | 96 | 47.8 | 32.8 | 957.6
2019 | 8 | 3 | 16 | 30 | 182 | 653 | 637 | -5.1 | 4.7 | 87.2 | 50.3 | 32 | 957.2
2019 | 8 | 3 | 17 | 30 | 165 | 528 | 447 | -4.9 | 2.3 | 155.1 | 52.1 | 31.7 | 957
2019 | 8 | 3 | 18 | 30 | 119 | 361 | 246 | -4.8 | 2.7 | 183.4 | 56.4 | 30.5 | 956.8
2019 | 8 | 3 | 19 | 30 | 52 | 105 | 72 | -4 | 2.7 | 164.2 | 63.2 | 28.5 | 956.8
2019 | 8 | 3 | 20 | 30 | 2 | 0 | 2 | -2.5 | 3 | 226.5 | 73.5 | 25.9 | 957.5
2019 | 8 | 3 | 21 | 30 | 0 | 0 | 0 | -1.3 | 2.5 | 231.5 | 79.2 | 24.6 | 958.6
2019 | 8 | 3 | 22 | 30 | 0 | 0 | 0 | -1 | 2.1 | 231 | 81.9 | 23.8 | 959.1
2019 | 8 | 3 | 23 | 30 | 0 | 0 | 0 | -0.9 | 2.3 | 249.9 | 84.6 | 23.2 | 959.3
2019 | 8 | 4 | 0 | 30 | 0 | 0 | 0 | -0.3 | 2.3 | 252.7 | 85 | 23.2 | 959.3
2019 | 8 | 4 | 1 | 30 | 0 | 0 | 0 | 0.6 | 2.5 | 219.7 | 84.5 | 23.4 | 958.8
2019 | 8 | 4 | 2 | 30 | 0 | 0 | 0 | 1.5 | 1.5 | 250.4 | 85.5 | 23.1 | 958.6
2019 | 8 | 4 | 3 | 30 | 0 | 0 | 0 | 2.1 | 1.1 | 220.9 | 86.2 | 22.9 | 958.2
2019 | 8 | 4 | 4 | 30 | 0 | 0 | 0 | 2.6 | 1.3 | 320.5 | 86.7 | 22.7 | 957.7
2019 | 8 | 4 | 5 | 30 | 0 | 0 | 0 | 3.3 | 1.2 | 223 | 85.5 | 23 | 957.3
2019 | 8 | 4 | 6 | 30 | 17 | 12 | 19 | 3.9 | 1.2 | 85.9 | 84.6 | 23 | 957.8
2019 | 8 | 4 | 7 | 30 | 90 | 218 | 147 | 3.4 | 1.2 | 263.8 | 77.9 | 24.1 | 958.7
2019 | 8 | 4 | 8 | 30 | 148 | 439 | 343 | 3.5 | 1.3 | 238.9 | 72.1 | 25.6 | 959.1
2019 | 8 | 4 | 9 | 30 | 191 | 559 | 537 | 3.8 | 1.2 | 208.8 | 66 | 27.3 | 959.2
2019 | 8 | 4 | 10 | 30 | 220 | 629 | 701 | 4.1 | 1.2 | 167.2 | 54.5 | 29.7 | 959
2019 | 8 | 4 | 11 | 30 | 233 | 678 | 828 | 4 | 2.2 | 115 | 44.8 | 32.2 | 958.6
2019 | 8 | 4 | 12 | 30 | 248 | 691 | 899 | 3.4 | 2.7 | 109.4 | 37.8 | 33.9 | 958.2
2019 | 8 | 4 | 13 | 30 | 265 | 672 | 908 | 2.3 | 3 | 134.7 | 38.4 | 34.6 | 957.7
2019 | 8 | 4 | 14 | 30 | 268 | 645 | 862 | 0.8 | 4.6 | 240.8 | 40.2 | 34.1 | 957.3
2019 | 8 | 4 | 15 | 30 | 260 | 601 | 760 | -0.6 | 5.1 | 258.1 | 42.7 | 33.1 | 957.2
2019 | 8 | 4 | 16 | 30 | 233 | 543 | 613 | -1.7 | 4.2 | 252.2 | 41.8 | 33.3 | 956.9
2019 | 8 | 4 | 17 | 30 | 195 | 439 | 431 | -1.9 | 4 | 268.7 | 41.6 | 32.9 | 956.9
2019 | 8 | 4 | 18 | 30 | 133 | 304 | 240 | -0.9 | 4 | 265.7 | 39.1 | 32.5 | 956.7
2019 | 8 | 4 | 19 | 30 | 52 | 108 | 72 | 1.2 | 3.7 | 257.5 | 40.9 | 31 | 957
2019 | 8 | 4 | 20 | 30 | 2 | 1 | 2 | 3.3 | 2.4 | 217.1 | 51.2 | 28.5 | 957.8
2019 | 8 | 4 | 21 | 30 | 0 | 0 | 0 | 4.9 | 2 | 224.7 | 59.3 | 26.3 | 958.9
2019 | 8 | 4 | 22 | 30 | 0 | 0 | 0 | 6.2 | 2.4 | 244.6 | 60.8 | 25.6 | 959.5
2019 | 8 | 4 | 23 | 30 | 0 | 0 | 0 | 7.1 | 1.2 | 222.2 | 61.1 | 24.8 | 959.1
2019 | 8 | 5 | 0 | 30 | 0 | 0 | 0 | 7.6 | 1.2 | 153.2 | 61.3 | 24.4 | 958.8
2019 | 8 | 5 | 1 | 30 | 0 | 0 | 0 | 7.8 | 0.7 | 29.6 | 63.2 | 24 | 959
2019 | 8 | 5 | 2 | 30 | 0 | 0 | 0 | 7.9 | 1.1 | 83.2 | 66.3 | 23.4 | 958.4
2019 | 8 | 5 | 3 | 30 | 0 | 0 | 0 | 7.9 | 1.1 | 30.8 | 68.1 | 23.2 | 958.2
2019 | 8 | 5 | 4 | 30 | 0 | 0 | 0 | 8 | 1.3 | 86.7 | 69.7 | 22.5 | 958
2019 | 8 | 5 | 5 | 30 | 0 | 0 | 0 | 8.1 | 0.9 | 155.5 | 68 | 22.7 | 958.3
2019 | 8 | 5 | 6 | 30 | 16 | 14 | 18 | 7.8 | 1.2 | 143.8 | 71.6 | 21.6 | 958.8
2019 | 8 | 5 | 7 | 30 | 86 | 255 | 150 | 6.7 | 0.7 | 214.8 | 66.3 | 23.6 | 959
2019 | 8 | 5 | 8 | 30 | 139 | 472 | 345 | 5.6 | 1.3 | 83.7 | 55.9 | 26.5 | 958.9
2019 | 8 | 5 | 9 | 30 | 172 | 606 | 543 | 4.5 | 2.8 | 104.2 | 45.8 | 29.3 | 958.7
2019 | 8 | 5 | 10 | 30 | 199 | 668 | 707 | 3.4 | 2.8 | 106.2 | 42 | 31.5 | 958.8
2019 | 8 | 5 | 11 | 30 | 224 | 694 | 831 | 2.5 | 2.8 | 95.2 | 41.2 | 32.9 | 958.5
2019 | 8 | 5 | 12 | 30 | 253 | 684 | 897 | 1.7 | 3.5 | 88.3 | 39.7 | 33.9 | 957.9
2019 | 8 | 5 | 13 | 30 | 275 | 658 | 905 | 1.1 | 4.4 | 100 | 38.1 | 34.8 | 957.4
2019 | 8 | 5 | 14 | 30 | 265 | 650 | 862 | 0.7 | 4.1 | 207 | 36.9 | 35 | 957.1
2019 | 8 | 5 | 15 | 30 | 241 | 622 | 758 | 0.4 | 5.7 | 265 | 33.4 | 34.7 | 956.6
2019 | 8 | 5 | 16 | 30 | 221 | 567 | 617 | 0.3 | 4.6 | 259.9 | 32.7 | 34.7 | 956.2
2019 | 8 | 5 | 17 | 30 | 178 | 496 | 441 | 0.6 | 4.9 | 273.5 | 31.1 | 34.8 | 955.8
2019 | 8 | 5 | 18 | 30 | 126 | 336 | 242 | 1.4 | 3.8 | 266.8 | 32.1 | 34 | 955.7
2019 | 8 | 5 | 19 | 30 | 52 | 108 | 71 | 2.8 | 3.8 | 263.1 | 39.7 | 30.9 | 956.4
2019 | 8 | 5 | 20 | 30 | 2 | 0 | 2 | 4.4 | 2.4 | 272.3 | 44.3 | 28.3 | 957.2
2019 | 8 | 5 | 21 | 30 | 0 | 0 | 0 | 5.8 | 2.4 | 230.5 | 52.6 | 26.4 | 958.1
2019 | 8 | 5 | 22 | 30 | 0 | 0 | 0 | 7.1 | 2.1 | 245.1 | 68.1 | 23.8 | 958.3
2019 | 8 | 5 | 23 | 30 | 0 | 0 | 0 | 8 | 0.3 | 221.8 | 71.5 | 23.1 | 958.3
2019 | 8 | 6 | 0 | 30 | 0 | 0 | 0 | 8.7 | 0.8 | 168.4 | 71 | 23.2 | 958.1
2019 | 8 | 6 | 1 | 30 | 0 | 0 | 0 | 9.1 | 1.3 | 62.9 | 71.8 | 22.9 | 958.1
2019 | 8 | 6 | 2 | 30 | 0 | 0 | 0 | 9.5 | 0.9 | 108.1 | 70.2 | 22.7 | 957.9
2019 | 8 | 6 | 3 | 30 | 0 | 0 | 0 | 9.7 | 0.7 | 244.8 | 73.1 | 22 | 957.6
2019 | 8 | 6 | 4 | 30 | 0 | 0 | 0 | 10 | 0.5 | 123.8 | 73.7 | 21.6 | 957.2
2019 | 8 | 6 | 5 | 30 | 0 | 0 | 0 | 10.2 | 1.1 | 9.6 | 69 | 22.3 | 957.2
2019 | 8 | 6 | 6 | 30 | 17 | 16 | 19 | 10 | 1.2 | 174.5 | 65.8 | 21.9 | 957.7
2019 | 8 | 6 | 7 | 30 | 84 | 264 | 150 | 7.9 | 1 | 271.6 | 68.1 | 23.1 | 958.1
2019 | 8 | 6 | 8 | 30 | 128 | 514 | 351 | 5.7 | 0.8 | 208.3 | 57.4 | 26.5 | 958
2019 | 8 | 6 | 9 | 30 | 151 | 658 | 550 | 3.9 | 0.8 | 199.3 | 36.8 | 31 | 958
2019 | 8 | 6 | 10 | 30 | 174 | 716 | 715 | 2.2 | 2.4 | 231.1 | 34.8 | 32.6 | 958.1
2019 | 8 | 6 | 11 | 30 | 199 | 743 | 844 | 0.5 | 4.8 | 231.8 | 31.5 | 34.7 | 957.6
2019 | 8 | 6 | 12 | 30 | 210 | 758 | 920 | -1.1 | 4.4 | 236.5 | 29.3 | 36.1 | 957.1
2019 | 8 | 6 | 13 | 30 | 227 | 736 | 928 | -2.4 | 3.3 | 246.9 | 22.8 | 37.6 | 956.5
2019 | 8 | 6 | 14 | 30 | 229 | 721 | 887 | -3.2 | 3.3 | 277.4 | 22.8 | 38.5 | 955.8
2019 | 8 | 6 | 15 | 30 | 226 | 673 | 782 | -3.6 | 3.5 | 262.8 | 22.4 | 39.2 | 955
2019 | 8 | 6 | 16 | 30 | 216 | 600 | 632 | -3.7 | 3.8 | 266 | 20.9 | 39.4 | 954.3
2019 | 8 | 6 | 17 | 30 | 185 | 491 | 443 | -3.5 | 4.2 | 265.1 | 23.6 | 38.7 | 953.9
2019 | 8 | 6 | 18 | 30 | 133 | 293 | 236 | -3.1 | 5.2 | 228.9 | 36.2 | 34 | 953.9
2019 | 8 | 6 | 19 | 30 | 55 | 66 | 67 | -2.3 | 4.5 | 233.2 | 44.3 | 30.3 | 954.4
2019 | 8 | 6 | 20 | 30 | 1 | 0 | 1 | -1.4 | 4.4 | 227 | 46.6 | 28.4 | 955.2
2019 | 8 | 6 | 21 | 30 | 0 | 0 | 0 | -0.4 | 2.9 | 233.8 | 62.9 | 24.8 | 955.9
2019 | 8 | 6 | 22 | 30 | 0 | 0 | 0 | 0.6 | 2.7 | 262.4 | 65.9 | 24.3 | 956.3
2019 | 8 | 6 | 23 | 30 | 0 | 0 | 0 | 1.6 | 1 | 230.1 | 68.2 | 23.8 | 955.9
2019 | 8 | 7 | 0 | 30 | 0 | 0 | 0 | 2.6 | 0.9 | 208 | 68.1 | 23.7 | 955.5
2019 | 8 | 7 | 1 | 30 | 0 | 0 | 0 | 3.4 | 0.6 | 127.4 | 63.2 | 24.3 | 955
2019 | 8 | 7 | 2 | 30 | 0 | 0 | 0 | 3.8 | 1 | 319.6 | 46.4 | 25.8 | 954.7
2019 | 8 | 7 | 3 | 30 | 0 | 0 | 0 | 3.9 | 1.5 | 240.2 | 51.9 | 24.5 | 954.6
2019 | 8 | 7 | 4 | 30 | 0 | 0 | 0 | 3.9 | 1.7 | 301.9 | 61.5 | 23.1 | 954.5
2019 | 8 | 7 | 5 | 30 | 0 | 0 | 0 | 3.9 | 1 | 141.3 | 51.9 | 22.8 | 954.7
2019 | 8 | 7 | 6 | 30 | 16 | 6 | 16 | 3.9 | 0.9 | 113.3 | 49.7 | 22.8 | 955.1
2019 | 8 | 7 | 7 | 30 | 99 | 148 | 137 | 3.3 | 1.7 | 113.8 | 40.4 | 25 | 955.5
2019 | 8 | 7 | 8 | 30 | 183 | 399 | 356 | 0.7 | 1.5 | 253.9 | 25.1 | 30.2 | 955.8
2019 | 8 | 7 | 9 | 30 | 225 | 468 | 510 | -1.1 | 2.1 | 209.3 | 18.8 | 34.2 | 955.9
2019 | 8 | 7 | 10 | 30 | 270 | 573 | 705 | -2.1 | 3.1 | 218.1 | 14.6 | 36.3 | 956
2019 | 8 | 7 | 11 | 30 | 292 | 608 | 823 | -2.9 | 3.4 | 228.2 | 10.9 | 38.5 | 955.8
2019 | 8 | 7 | 12 | 30 | 293 | 721 | 970 | -3.6 | 4 | 225.1 | 10.9 | 40.1 | 955.6
2019 | 8 | 7 | 13 | 30 | 521 | 301 | 817 | -4.3 | 4 | 240.1 | 13.5 | 40.1 | 955.2
2019 | 8 | 7 | 14 | 30 | 447 | 126 | 569 | -5.1 | 3.6 | 206.2 | 15.5 | 39 | 955
2019 | 8 | 7 | 15 | 30 | 396 | 282 | 630 | -5.6 | 5.8 | 96.1 | 21.3 | 37.4 | 954.9
2019 | 8 | 7 | 16 | 30 | 355 | 266 | 547 | -6 | 5.6 | 98.9 | 21.5 | 37.4 | 954.5
2019 | 8 | 7 | 17 | 30 | 235 | 36 | 257 | -6.2 | 5.9 | 99.6 | 22.4 | 36 | 954.7
2019 | 8 | 7 | 18 | 30 | 105 | 1 | 105 | -6.1 | 4 | 101.3 | 23.8 | 34.8 | 954.9
2019 | 8 | 7 | 19 | 30 | 28 | 0 | 28 | -6 | 2.9 | 94.7 | 25.9 | 33.5 | 955.2
2019 | 8 | 7 | 20 | 30 | 0 | 0 | 0 | -5.5 | 1.2 | 105.4 | 30.7 | 31.6 | 955.9
2019 | 8 | 7 | 21 | 30 | 0 | 0 | 0 | -4.1 | 1 | 115.5 | 31.3 | 29.8 | 956.7
2019 | 8 | 7 | 22 | 30 | 0 | 0 | 0 | -1.9 | 1 | 84.2 | 32 | 28.5 | 957.2
2019 | 8 | 7 | 23 | 30 | 0 | 0 | 0 | 0.8 | 1.4 | 59.6 | 31.2 | 28.8 | 957.4
2019 | 8 | 8 | 0 | 30 | 0 | 0 | 0 | 3 | 1.7 | 50 | 32.3 | 27.8 | 957.3
2019 | 8 | 8 | 1 | 30 | 0 | 0 | 0 | 4.4 | 2 | 82.8 | 35.9 | 26.5 | 957
2019 | 8 | 8 | 2 | 30 | 0 | 0 | 0 | 4.9 | 1.2 | 13.8 | 34.5 | 26 | 956.6
2019 | 8 | 8 | 3 | 30 | 0 | 0 | 0 | 4.8 | 1.9 | 44.7 | 34.1 | 25.2 | 956.6
2019 | 8 | 8 | 4 | 30 | 0 | 0 | 0 | 4.1 | 2.9 | 23.6 | 30.2 | 26.2 | 956.4
2019 | 8 | 8 | 5 | 30 | 0 | 0 | 0 | 2.9 | 0.7 | 229.4 | 37.6 | 23.1 | 957
2019 | 8 | 8 | 6 | 30 | 15 | 5 | 16 | 1.8 | 1.4 | 57.9 | 34.8 | 23.6 | 957.5
2019 | 8 | 8 | 7 | 30 | 100 | 164 | 141 | 2.7 | 1.5 | 19.2 | 28.9 | 26.5 | 957.8
2019 | 8 | 8 | 8 | 30 | 177 | 371 | 337 | 1.4 | 0.6 | 169.8 | 25.1 | 29.7 | 958.1
2019 | 8 | 8 | 9 | 30 | 231 | 499 | 535 | 0.5 | 0.9 | 205.4 | 21.4 | 32.1 | 958.3
2019 | 8 | 8 | 10 | 30 | 261 | 593 | 712 | -0.1 | 1.1 | 145.5 | 18.6 | 34.2 | 958.5
2019 | 8 | 8 | 11 | 30 | 267 | 670 | 850 | -0.8 | 1.7 | 140.3 | 16.7 | 35.4 | 958.5
2019 | 8 | 8 | 12 | 30 | 259 | 713 | 925 | -1.6 | 2.5 | 245.7 | 17.7 | 36.3 | 958.2
2019 | 8 | 8 | 13 | 30 | 248 | 734 | 943 | -2.5 | 3.4 | 268.9 | 17 | 36.6 | 957.8
2019 | 8 | 8 | 14 | 30 | 243 | 718 | 894 | -3.5 | 5.6 | 275.9 | 17.2 | 36.4 | 957.7
2019 | 8 | 8 | 15 | 30 | 240 | 665 | 785 | -4.3 | 6.7 | 282.4 | 18 | 35.9 | 957.3
2019 | 8 | 8 | 16 | 30 | 238 | 556 | 622 | -4.9 | 6.3 | 284.5 | 19.2 | 35.3 | 956.8
2019 | 8 | 8 | 17 | 30 | 200 | 445 | 433 | -5 | 4.7 | 278 | 19.8 | 35 | 956.7
2019 | 8 | 8 | 18 | 30 | 133 | 299 | 234 | -4.7 | 4 | 253 | 20.9 | 34 | 956.7
2019 | 8 | 8 | 19 | 30 | 50 | 99 | 67 | -4.2 | 2.9 | 228.4 | 24.8 | 31.5 | 957.1
2019 | 8 | 8 | 20 | 30 | 1 | 1 | 1 | -2.9 | 2 | 228.1 | 30.2 | 28.6 | 957.6
2019 | 8 | 8 | 21 | 30 | 0 | 0 | 0 | -0.7 | 0.8 | 259 | 33.5 | 26.7 | 958.3
2019 | 8 | 8 | 22 | 30 | 0 | 0 | 0 | 1.7 | 0.3 | 101.5 | 35.1 | 25.7 | 958.8
2019 | 8 | 8 | 23 | 30 | 0 | 0 | 0 | 4.1 | 0.5 | 164.8 | 35.6 | 25 | 958.8
2019 | 8 | 9 | 0 | 30 | 0 | 0 | 0 | 6.2 | 0.3 | 113.2 | 36.2 | 24.3 | 958.6
2019 | 8 | 9 | 1 | 30 | 0 | 0 | 0 | 7.4 | 1 | 325.1 | 36.3 | 23.9 | 958.6
2019 | 8 | 9 | 2 | 30 | 0 | 0 | 0 | 7.8 | 0.3 | 224.1 | 35.8 | 23.8 | 958.4
2019 | 8 | 9 | 3 | 30 | 0 | 0 | 0 | 7.4 | 0.5 | 35.2 | 34.6 | 23.7 | 958.2
2019 | 8 | 9 | 4 | 30 | 0 | 0 | 0 | 6.6 | 0.3 | 94 | 36.6 | 22.4 | 958.3
2019 | 8 | 9 | 5 | 30 | 0 | 0 | 0 | 5.8 | 1.3 | 37.8 | 34 | 23.1 | 958.3
2019 | 8 | 9 | 6 | 30 | 15 | 13 | 16 | 5.2 | 1.4 | 50.7 | 32.8 | 23.5 | 958.5
2019 | 8 | 9 | 7 | 30 | 87 | 282 | 155 | 6.2 | 0.6 | 61.3 | 28.9 | 25.9 | 958.5
2019 | 8 | 9 | 8 | 30 | 137 | 535 | 363 | 6 | 0.9 | 167.1 | 23 | 30.2 | 958.7
2019 | 8 | 9 | 9 | 30 | 175 | 651 | 566 | 4.1 | 2.3 | 251.3 | 15.4 | 34.2 | 958.7
2019 | 8 | 9 | 10 | 30 | 191 | 739 | 747 | 2.6 | 3 | 252.4 | 9.4 | 36.4 | 958.8
2019 | 8 | 9 | 11 | 30 | 207 | 772 | 875 | 1.5 | 4 | 233.6 | 8.5 | 37.9 | 958.7
2019 | 8 | 9 | 12 | 30 | 230 | 764 | 941 | 0.6 | 5.1 | 232.3 | 9.6 | 38.9 | 958.5
2019 | 8 | 9 | 13 | 30 | 247 | 750 | 956 | -0.1 | 5.9 | 245.3 | 7.9 | 39.8 | 958.2
2019 | 8 | 9 | 14 | 30 | 260 | 705 | 901 | -0.8 | 6.8 | 237 | 7.4 | 40.3 | 957.8
2019 | 8 | 9 | 15 | 30 | 254 | 654 | 792 | -1.5 | 7.3 | 234.8 | 6.5 | 40.4 | 957.3
2019 | 8 | 9 | 16 | 30 | 247 | 556 | 632 | -2.1 | 6.3 | 243.9 | 6.4 | 40.6 | 956.8
2019 | 8 | 9 | 17 | 30 | 217 | 415 | 436 | -2.7 | 5.7 | 238 | 7.1 | 40.2 | 956.6
2019 | 8 | 9 | 18 | 30 | 150 | 244 | 233 | -3.4 | 3.9 | 246.7 | 12.6 | 38.1 | 956.5
2019 | 8 | 9 | 19 | 30 | 56 | 51 | 65 | -4.4 | 1.9 | 235.5 | 23.3 | 35 | 956.8
2019 | 8 | 9 | 20 | 30 | 1 | 1 | 1 | -5.7 | 1.1 | 227.8 | 38.9 | 30.4 | 957.6
2019 | 8 | 9 | 21 | 30 | 0 | 0 | 0 | -6.7 | 1.2 | 281.1 | 39.4 | 29.4 | 958.4
2019 | 8 | 9 | 22 | 30 | 0 | 0 | 0 | -6.7 | 0.6 | 215.1 | 41.2 | 28.4 | 958.9
2019 | 8 | 9 | 23 | 30 | 0 | 0 | 0 | -5.4 | 0.9 | 24.8 | 23.8 | 29.6 | 959.1
2019 | 8 | 10 | 0 | 30 | 0 | 0 | 0 | -3.3 | 0.7 | 191.6 | 22.1 | 29.1 | 959.4
2019 | 8 | 10 | 1 | 30 | 0 | 0 | 0 | -0.6 | 0.7 | 247 | 25.1 | 28.3 | 959.2
2019 | 8 | 10 | 2 | 30 | 0 | 0 | 0 | 1.5 | 0.7 | 92.8 | 23 | 28 | 959.1
2019 | 8 | 10 | 3 | 30 | 0 | 0 | 0 | 2.7 | 0.9 | 44.3 | 25.3 | 27.1 | 959.1
2019 | 8 | 10 | 4 | 30 | 0 | 0 | 0 | 3.4 | 1.2 | 245.6 | 25.3 | 26.7 | 959
2019 | 8 | 10 | 5 | 30 | 0 | 0 | 0 | 3.6 | 0.7 | 62.6 | 26.6 | 26 | 959.2
2019 | 8 | 10 | 6 | 30 | 14 | 5 | 14 | 3.6 | 1.3 | 53.1 | 26.2 | 26.3 | 959.3
2019 | 8 | 10 | 7 | 30 | 96 | 166 | 138 | 3.3 | 2.2 | 32.9 | 24.3 | 28.3 | 959.6
2019 | 8 | 10 | 8 | 30 | 170 | 383 | 334 | 1.5 | 2.1 | 101.5 | 22.9 | 31.5 | 960.4
2019 | 8 | 10 | 9 | 30 | 244 | 467 | 528 | -2.2 | 4.1 | 85.3 | 21.7 | 33.7 | 960.6
2019 | 8 | 10 | 10 | 30 | 271 | 527 | 669 | -2.9 | 3.2 | 199.6 | 22.5 | 34.6 | 960.9
2019 | 8 | 10 | 11 | 30 | 261 | 653 | 832 | -3.4 | 2.2 | 143.9 | 19.3 | 36.1 | 960.8
2019 | 8 | 10 | 12 | 30 | 240 | 715 | 910 | -3.8 | 2.7 | 124.1 | 17.8 | 37.4 | 960.2
2019 | 8 | 10 | 13 | 30 | 360 | 561 | 897 | -4.1 | 4.5 | 251.3 | 13.1 | 38.4 | 959.7
2019 | 8 | 10 | 14 | 30 | 223 | 737 | 892 | -3.9 | 6 | 239.6 | 6 | 38.9 | 959.3
2019 | 8 | 10 | 15 | 30 | 218 | 699 | 791 | -3.6 | 6.4 | 226.7 | 3.5 | 39.2 | 958.8
2019 | 8 | 10 | 16 | 30 | 209 | 605 | 625 | -3.4 | 5.9 | 231.8 | 6 | 39.1 | 958.1
2019 | 8 | 10 | 17 | 30 | 179 | 488 | 434 | -3.2 | 4.6 | 241 | 8.4 | 38.9 | 957.7
2019 | 8 | 10 | 18 | 30 | 125 | 318 | 232 | -2.8 | 5 | 127.2 | 15.5 | 36.5 | 957.8
2019 | 8 | 10 | 19 | 30 | 46 | 72 | 59 | -2.2 | 5.6 | 83.7 | 25.3 | 32.8 | 958.2
2019 | 8 | 10 | 20 | 30 | 1 | 0 | 1 | -1 | 4.4 | 82.9 | 33.3 | 30.3 | 958.7
2019 | 8 | 10 | 21 | 30 | 0 | 0 | 0 | 0.4 | 3 | 169.5 | 53.3 | 27 | 959.7
2019 | 8 | 10 | 22 | 30 | 0 | 0 | 0 | 1.5 | 1.1 | 209.5 | 77.8 | 23.4 | 960.2
2019 | 8 | 10 | 23 | 30 | 0 | 0 | 0 | 2.2 | 0.9 | 142.1 | 76.3 | 23.5 | 959.9
2019 | 8 | 11 | 0 | 30 | 0 | 0 | 0 | 2.5 | 0.9 | 43.4 | 66.3 | 24.4 | 959.5
2019 | 8 | 11 | 1 | 30 | 0 | 0 | 0 | 2.5 | 1.7 | 116.7 | 65.1 | 23.7 | 958.9
2019 | 8 | 11 | 2 | 30 | 0 | 0 | 0 | 2.2 | 1.2 | 110.6 | 57.7 | 24.5 | 958.6
2019 | 8 | 11 | 3 | 30 | 0 | 0 | 0 | 1.8 | 1.1 | 104.8 | 52.7 | 24 | 958
2019 | 8 | 11 | 4 | 30 | 0 | 0 | 0 | 1.5 | 0.9 | 45.4 | 52.4 | 23.9 | 957.7
2019 | 8 | 11 | 5 | 30 | 0 | 0 | 0 | 1.7 | 1.1 | 186.4 | 41.1 | 24 | 957.6
2019 | 8 | 11 | 6 | 30 | 9 | 1 | 9 | 2.3 | 1.2 | 190.4 | 33.8 | 24.6 | 957.8
2019 | 8 | 11 | 7 | 30 | 103 | 148 | 141 | 2.2 | 1.9 | 138.7 | 40.7 | 25.9 | 957.7
2019 | 8 | 11 | 8 | 30 | 150 | 320 | 292 | 1.9 | 5 | 103.2 | 43.9 | 27.3 | 957.8
2019 | 8 | 11 | 9 | 30 | 189 | 549 | 522 | 2.8 | 5.2 | 89.2 | 42.7 | 29.2 | 958.4
2019 | 8 | 11 | 10 | 30 | 206 | 658 | 703 | 3.7 | 3 | 104.3 | 33.8 | 31.7 | 958.6
2019 | 8 | 11 | 11 | 30 | 231 | 692 | 832 | 4.2 | 2.1 | 128 | 29.1 | 33.5 | 958.5
2019 | 8 | 11 | 12 | 30 | 247 | 654 | 859 | 4.4 | 2.1 | 157.8 | 28.4 | 34.9 | 957.7
2019 | 8 | 11 | 13 | 30 | 230 | 709 | 901 | 4.4 | 4.4 | 242.4 | 29.4 | 35.4 | 957.1
2019 | 8 | 11 | 14 | 30 | 396 | 143 | 536 | 4.2 | 5.3 | 271.8 | 33.1 | 33.4 | 956.9
2019 | 8 | 11 | 15 | 30 | 335 | 164 | 473 | 4 | 4.2 | 280.9 | 35 | 32.8 | 956.6
2019 | 8 | 11 | 16 | 30 | 314 | 82 | 377 | 3.7 | 3.7 | 243.4 | 35.3 | 33 | 956
2019 | 8 | 11 | 17 | 30 | 233 | 43 | 260 | 3.3 | 3.4 | 234.6 | 44.5 | 31.2 | 955.7
2019 | 8 | 11 | 18 | 30 | 172 | 207 | 237 | 2.9 | 3 | 231.9 | 47.8 | 30.5 | 955.8
2019 | 8 | 11 | 19 | 30 | 53 | 55 | 63 | 2.6 | 2 | 242.1 | 49.1 | 29.6 | 956.3
2019 | 8 | 11 | 20 | 30 | 0 | 0 | 0 | 2.5 | 1.3 | 229.2 | 53 | 27.7 | 956.9
2019 | 8 | 11 | 21 | 30 | 0 | 0 | 0 | 2.5 | 0.8 | 233.3 | 56.1 | 26.5 | 957.7
2019 | 8 | 11 | 22 | 30 | 0 | 0 | 0 | 2.2 | 0.6 | 150.9 | 61.5 | 24.7 | 958.2
2019 | 8 | 11 | 23 | 30 | 0 | 0 | 0 | 1.3 | 0.7 | 115.4 | 63 | 24.2 | 958.1
2019 | 8 | 12 | 0 | 30 | 0 | 0 | 0 | -0.7 | 0.4 | 91.1 | 63.8 | 23.7 | 957.9
2019 | 8 | 12 | 1 | 30 | 0 | 0 | 0 | -3.7 | 0.6 | 7.6 | 61.1 | 23.7 | 957.5
2019 | 8 | 12 | 2 | 30 | 0 | 0 | 0 | -6 | 0.5 | 56.7 | 60 | 22.8 | 957.2
2019 | 8 | 12 | 3 | 30 | 0 | 0 | 0 | -6.4 | 0.7 | 174 | 49.1 | 23.4 | 956.7
2019 | 8 | 12 | 4 | 30 | 0 | 0 | 0 | -4.9 | 0.9 | 62.5 | 48.3 | 22.8 | 956.6
2019 | 8 | 12 | 5 | 30 | 0 | 0 | 0 | -2.6 | 1.4 | 27.4 | 48.7 | 22.3 | 956.5
2019 | 8 | 12 | 6 | 30 | 11 | 23 | 14 | -0.6 | 1.5 | 33.6 | 49.1 | 22 | 956.8
2019 | 8 | 12 | 7 | 30 | 65 | 374 | 151 | 0.2 | 1.1 | 46.8 | 33.3 | 24.6 | 957.3
2019 | 8 | 12 | 8 | 30 | 104 | 605 | 356 | 1.2 | 0.5 | 117.1 | 21.2 | 28.2 | 957.7
2019 | 8 | 12 | 9 | 30 | 150 | 708 | 571 | 4.1 | 1.4 | 178.5 | 19.3 | 29.8 | 958
2019 | 8 | 12 | 10 | 30 | 207 | 734 | 756 | 6.1 | 2.6 | 101.1 | 22.2 | 31.5 | 958.3
2019 | 8 | 12 | 11 | 30 | 237 | 815 | 938 | 7.5 | 4.5 | 82.7 | 22.5 | 32.5 | 958.4
2019 | 8 | 12 | 12 | 30 | 390 | 447 | 806 | 8.7 | 5.2 | 88.1 | 23 | 32.5 | 958.3
2019 | 8 | 12 | 13 | 30 | 415 | 234 | 642 | 9.4 | 5.7 | 107.7 | 23.6 | 32.4 | 958.1
2019 | 8 | 12 | 14 | 30 | 364 | 30 | 398 | 9.6 | 5.9 | 106.4 | 27.9 | 31 | 958.2
2019 | 8 | 12 | 15 | 30 | 363 | 93 | 440 | 9.8 | 5.7 | 94.7 | 29.4 | 30.6 | 958
2019 | 8 | 12 | 16 | 30 | 321 | 264 | 508 | 9.8 | 5.1 | 104.4 | 36.1 | 30.2 | 957.7
2019 | 8 | 12 | 17 | 30 | 175 | 512 | 434 | 9.8 | 5 | 105.2 | 41.9 | 29.6 | 957.6
2019 | 8 | 12 | 18 | 30 | 77 | 566 | 258 | 9.6 | 4.8 | 100.1 | 45.1 | 28.8 | 957.6
2019 | 8 | 12 | 19 | 30 | 31 | 201 | 61 | 9.4 | 4.6 | 95.2 | 50.2 | 27.1 | 958.3
2019 | 8 | 12 | 20 | 30 | 0 | 0 | 0 | 9 | 4.8 | 90.4 | 68 | 25 | 959.3
2019 | 8 | 12 | 21 | 30 | 0 | 0 | 0 | 8.5 | 4 | 83.8 | 79.9 | 23.6 | 960.3
2019 | 8 | 12 | 22 | 30 | 0 | 0 | 0 | 8.1 | 2.9 | 79.2 | 82.9 | 23.1 | 961
2019 | 8 | 12 | 23 | 30 | 0 | 0 | 0 | 7.7 | 2.6 | 60.8 | 82.2 | 22.9 | 961.5
2019 | 8 | 13 | 0 | 30 | 0 | 0 | 0 | 7.1 | 1.7 | 61.7 | 79.6 | 22.6 | 961.6
2019 | 8 | 13 | 1 | 30 | 0 | 0 | 0 | 6.3 | 1.2 | 64.6 | 84.3 | 21.7 | 961.2
2019 | 8 | 13 | 2 | 30 | 0 | 0 | 0 | 5.3 | 1.1 | 66.2 | 81.5 | 21.9 | 960.7
2019 | 8 | 13 | 3 | 30 | 0 | 0 | 0 | 4.5 | 1 | 65.2 | 84.9 | 21.6 | 960.1
2019 | 8 | 13 | 4 | 30 | 0 | 0 | 0 | 3.8 | 1.5 | 87.5 | 85.9 | 21.2 | 960
2019 | 8 | 13 | 5 | 30 | 0 | 0 | 0 | 3.4 | 1.5 | 100.2 | 87.1 | 20.8 | 960.4
2019 | 8 | 13 | 6 | 30 | 7 | 0 | 7 | 3.1 | 0.7 | 192.2 | 84.3 | 20.9 | 960.7
2019 | 8 | 13 | 7 | 30 | 72 | 20 | 78 | 2.7 | 0.7 | 143.2 | 80.8 | 22.1 | 961
2019 | 8 | 13 | 8 | 30 | 181 | 362 | 337 | 3.6 | 3.2 | 100.5 | 70.4 | 24.9 | 961.3
2019 | 8 | 13 | 9 | 30 | 181 | 523 | 492 | 5.9 | 3.9 | 83.9 | 59.6 | 26.4 | 961.4
2019 | 8 | 13 | 10 | 30 | 140 | 800 | 734 | 7.5 | 5.1 | 92.1 | 54.4 | 27.6 | 961.3
2019 | 8 | 13 | 11 | 30 | 156 | 828 | 863 | 8.5 | 5.8 | 99.2 | 50.3 | 28.8 | 961.2
2019 | 8 | 13 | 12 | 30 | 196 | 762 | 900 | 9.1 | 6.8 | 99.3 | 51.6 | 29.1 | 961.1
2019 | 8 | 13 | 13 | 30 | 323 | 689 | 970 | 9.2 | 7.3 | 98.2 | 51.4 | 29.5 | 961
2019 | 8 | 13 | 14 | 30 | 405 | 323 | 701 | 9.2 | 7.1 | 95.7 | 52.1 | 29 | 960.9
2019 | 8 | 13 | 15 | 30 | 296 | 607 | 788 | 9.1 | 6.8 | 87.7 | 52.6 | 29.1 | 960.7
2019 | 8 | 13 | 16 | 30 | 271 | 520 | 625 | 9.1 | 6.2 | 85.1 | 56.5 | 28.5 | 960.6
2019 | 8 | 13 | 17 | 30 | 193 | 371 | 373 | 9.1 | 6 | 87.7 | 60.9 | 27.4 | 960.6
2019 | 8 | 13 | 18 | 30 | 110 | 318 | 212 | 9.2 | 5.4 | 85.8 | 64 | 26.5 | 960.8
2019 | 8 | 13 | 19 | 30 | 34 | 55 | 43 | 9.4 | 4.6 | 84.6 | 69.6 | 25 | 961.2
2019 | 8 | 13 | 20 | 30 | 0 | 0 | 0 | 9.6 | 4.2 | 81.9 | 75.2 | 23.8 | 961.8
2019 | 8 | 13 | 21 | 30 | 0 | 0 | 0 | 9.8 | 3.9 | 86.2 | 79.9 | 22.9 | 962.5
2019 | 8 | 13 | 22 | 30 | 0 | 0 | 0 | 9.7 | 3.4 | 93.9 | 85.1 | 22.2 | 962.9
2019 | 8 | 13 | 23 | 30 | 0 | 0 | 0 | 9.6 | 3.4 | 94.3 | 87.4 | 21.8 | 963.1
2019 | 8 | 14 | 0 | 30 | 0 | 0 | 0 | 9.4 | 2.9 | 104.1 | 87.8 | 21.8 | 963.1
2019 | 8 | 14 | 1 | 30 | 0 | 0 | 0 | 9.3 | 2.8 | 107.6 | 88.3 | 21.6 | 963.1
2019 | 8 | 14 | 2 | 30 | 0 | 0 | 0 | 9.3 | 2.7 | 101.6 | 88.5 | 21.4 | 963
2019 | 8 | 14 | 3 | 30 | 0 | 0 | 0 | 9.5 | 2.1 | 100.3 | 89.3 | 21 | 962.8
2019 | 8 | 14 | 4 | 30 | 0 | 0 | 0 | 9.5 | 1.8 | 70.5 | 90.2 | 20.7 | 962.7
2019 | 8 | 14 | 5 | 30 | 0 | 0 | 0 | 9.4 | 0.7 | 44.1 | 89.6 | 20.4 | 962.9
2019 | 8 | 14 | 6 | 30 | 11 | 19 | 13 | 9.3 | 1.4 | 32.7 | 87.1 | 20 | 963.2
2019 | 8 | 14 | 7 | 30 | 64 | 344 | 142 | 8.7 | 1 | 85.4 | 80.5 | 22.1 | 963.5
2019 | 8 | 14 | 8 | 30 | 99 | 597 | 345 | 7.7 | 1.1 | 94.4 | 75.2 | 23.8 | 963.7
2019 | 8 | 14 | 9 | 30 | 110 | 744 | 550 | 7.5 | 1.7 | 128.5 | 65.3 | 25.7 | 963.6
2019 | 8 | 14 | 10 | 30 | 116 | 820 | 726 | 7.2 | 1.7 | 129.6 | 55.1 | 27.8 | 963.5
2019 | 8 | 14 | 11 | 30 | 134 | 842 | 854 | 7.1 | 1.8 | 162.6 | 51.8 | 29.3 | 963.3
2019 | 8 | 14 | 12 | 30 | 185 | 778 | 903 | 7.1 | 2 | 117 | 48 | 30.6 | 962.7
2019 | 8 | 14 | 13 | 30 | 251 | 362 | 593 | 7.1 | 2.8 | 190 | 47.1 | 31.1 | 962.1
2019 | 8 | 14 | 14 | 30 | 181 | 851 | 940 | 7.2 | 4.1 | 249 | 43.3 | 32.2 | 961.4
2019 | 8 | 14 | 15 | 30 | 147 | 809 | 795 | 7.2 | 4.6 | 261.7 | 39.7 | 32.3 | 961
2019 | 8 | 14 | 16 | 30 | 121 | 767 | 634 | 7.3 | 5.8 | 265.6 | 32.9 | 32.5 | 960.7
2019 | 8 | 14 | 17 | 30 | 102 | 680 | 443 | 7.4 | 6.3 | 271.3 | 33.5 | 31.9 | 960.5
2019 | 8 | 14 | 18 | 30 | 74 | 522 | 237 | 7.6 | 5.6 | 282.7 | 34.6 | 30.6 | 960.6
2019 | 8 | 14 | 19 | 30 | 30 | 191 | 57 | 8.5 | 2.7 | 239.7 | 41.3 | 29.1 | 961
2019 | 8 | 14 | 20 | 30 | 0 | 0 | 0 | 9.6 | 3.6 | 98.1 | 68 | 25.8 | 961.6
2019 | 8 | 14 | 21 | 30 | 0 | 0 | 0 | 10.8 | 2.8 | 112.3 | 77 | 24.4 | 962.2
2019 | 8 | 14 | 22 | 30 | 0 | 0 | 0 | 11.5 | 0.8 | 179.3 | 79.9 | 23.6 | 962.4
2019 | 8 | 14 | 23 | 30 | 0 | 0 | 0 | 11.7 | 0.7 | 258.4 | 80.3 | 23 | 962.4
2019 | 8 | 15 | 0 | 30 | 0 | 0 | 0 | 11.6 | 0.3 | 154.5 | 83.2 | 22.7 | 962.3
2019 | 8 | 15 | 1 | 30 | 0 | 0 | 0 | 11.3 | 0.8 | 11 | 71.4 | 22.7 | 962
2019 | 8 | 15 | 2 | 30 | 0 | 0 | 0 | 11.1 | 1 | 117.2 | 65.2 | 21.4 | 961.8
2019 | 8 | 15 | 3 | 30 | 0 | 0 | 0 | 10.9 | 0.9 | 124.5 | 63.2 | 21.4 | 961.6
2019 | 8 | 15 | 4 | 30 | 0 | 0 | 0 | 10.5 | 1.4 | 111.7 | 64.2 | 20.6 | 961.4
2019 | 8 | 15 | 5 | 30 | 0 | 0 | 0 | 10.2 | 1.2 | 37 | 66.4 | 20.8 | 961.6
2019 | 8 | 15 | 6 | 30 | 10 | 39 | 14 | 9.9 | 0.8 | 54.6 | 60.3 | 20.5 | 961.9
2019 | 8 | 15 | 7 | 30 | 49 | 461 | 150 | 9.9 | 1.3 | 84.1 | 63.1 | 22.5 | 962.2
2019 | 8 | 15 | 8 | 30 | 73 | 690 | 356 | 9.6 | 1.8 | 104.7 | 50.4 | 26.3 | 962.2
2019 | 8 | 15 | 9 | 30 | 89 | 795 | 558 | 9.2 | 2.1 | 110.5 | 40.7 | 29.1 | 962.2
2019 | 8 | 15 | 10 | 30 | 100 | 846 | 728 | 9.1 | 1.4 | 124.4 | 31.6 | 31.4 | 962.3
2019 | 8 | 15 | 11 | 30 | 107 | 876 | 854 | 9.1 | 1.6 | 132.7 | 28.2 | 32.9 | 962.1
2019 | 8 | 15 | 12 | 30 | 110 | 892 | 928 | 9.4 | 2.9 | 100.3 | 25.7 | 34 | 961.5
2019 | 8 | 15 | 13 | 30 | 112 | 891 | 940 | 9.4 | 5.3 | 91.9 | 27.4 | 34.1 | 961.1
2019 | 8 | 15 | 14 | 30 | 113 | 873 | 890 | 9.3 | 5.7 | 63.9 | 30.2 | 33.8 | 960.9
2019 | 8 | 15 | 15 | 30 | 111 | 840 | 784 | 9.1 | 5.4 | 159.2 | 28 | 34.3 | 960.3
2019 | 8 | 15 | 16 | 30 | 103 | 788 | 629 | 9 | 5.4 | 264.1 | 26.5 | 33.6 | 960.3
2019 | 8 | 15 | 17 | 30 | 90 | 705 | 441 | 9.4 | 5.1 | 269.9 | 23.9 | 33.4 | 960.3
2019 | 8 | 15 | 18 | 30 | 66 | 549 | 236 | 10.4 | 4 | 279.5 | 27.1 | 32 | 960.4
2019 | 8 | 15 | 19 | 30 | 27 | 206 | 56 | 11.6 | 1.6 | 245.6 | 32.2 | 30.1 | 961
2019 | 8 | 15 | 20 | 30 | 0 | 0 | 0 | 12.6 | 0.9 | 146.8 | 42 | 27.7 | 961.4
2019 | 8 | 15 | 21 | 30 | 0 | 0 | 0 | 13.7 | 2.9 | 109.5 | 53.7 | 25.6 | 962
2019 | 8 | 15 | 22 | 30 | 0 | 0 | 0 | 14.5 | 1.9 | 95.9 | 68.5 | 23.8 | 962.1
2019 | 8 | 15 | 23 | 30 | 0 | 0 | 0 | 15.2 | 0.9 | 60.3 | 67.4 | 23.3 | 962.1
2019 | 8 | 16 | 0 | 30 | 0 | 0 | 0 | 15.8 | 1.6 | 77 | 59.7 | 22.9 | 962
2019 | 8 | 16 | 1 | 30 | 0 | 0 | 0 | 16.2 | 1.1 | 61.6 | 47.8 | 23.1 | 961.7
2019 | 8 | 16 | 2 | 30 | 0 | 0 | 0 | 16.4 | 1.1 | 33.5 | 47.9 | 22.5 | 961.4
2019 | 8 | 16 | 3 | 30 | 0 | 0 | 0 | 16.5 | 2.1 | 41 | 42.8 | 23.3 | 961.3
2019 | 8 | 16 | 4 | 30 | 0 | 0 | 0 | 16.5 | 1.9 | 69.1 | 53.8 | 21.1 | 961.4
2019 | 8 | 16 | 5 | 30 | 0 | 0 | 0 | 16.5 | 2.1 | 57.9 | 41.3 | 22.2 | 961.4
2019 | 8 | 16 | 6 | 30 | 9 | 35 | 12 | 16.2 | 1.8 | 47.6 | 43.5 | 21.5 | 961.6
2019 | 8 | 16 | 7 | 30 | 51 | 423 | 144 | 15.4 | 1.9 | 91.1 | 48.5 | 23.2 | 962.1
2019 | 8 | 16 | 8 | 30 | 79 | 657 | 347 | 14.9 | 3.5 | 106.2 | 42.1 | 26.1 | 962.4
2019 | 8 | 16 | 9 | 30 | 93 | 782 | 550 | 14.5 | 4 | 110.9 | 33.9 | 28.3 | 962.3
2019 | 8 | 16 | 10 | 30 | 102 | 846 | 725 | 13.9 | 3.8 | 115.8 | 28.4 | 30.2 | 962.2
2019 | 8 | 16 | 11 | 30 | 109 | 877 | 853 | 13 | 2.8 | 107.1 | 24.8 | 31.8 | 962
2019 | 8 | 16 | 12 | 30 | 115 | 889 | 927 | 12.3 | 2.5 | 102.9 | 24.3 | 33.1 | 961.6
2019 | 8 | 16 | 13 | 30 | 116 | 887 | 937 | 11.7 | 3.3 | 107.1 | 26.8 | 34.1 | 961
2019 | 8 | 16 | 14 | 30 | 116 | 871 | 887 | 11.2 | 4.5 | 97.6 | 29.5 | 34.7 | 960.6
2019 | 8 | 16 | 15 | 30 | 110 | 845 | 782 | 10.7 | 4.6 | 84 | 30.8 | 34.6 | 960.2
2019 | 8 | 16 | 16 | 30 | 101 | 798 | 629 | 10.4 | 4.3 | 82.6 | 31.9 | 34.5 | 959.8
2019 | 8 | 16 | 17 | 30 | 90 | 701 | 435 | 10.3 | 3.6 | 235.5 | 33.8 | 33.8 | 959.8
2019 | 8 | 16 | 18 | 30 | 67 | 538 | 231 | 10.5 | 4.1 | 272.6 | 26.4 | 33.4 | 959.6
2019 | 8 | 16 | 19 | 30 | 27 | 176 | 51 | 10.7 | 3.1 | 285 | 32.7 | 31.1 | 959.9
2019 | 8 | 16 | 20 | 30 | 0 | 1 | 0 | 11 | 3.4 | 113.4 | 59 | 27.4 | 960.4
2019 | 8 | 16 | 21 | 30 | 0 | 0 | 0 | 11.4 | 3.2 | 103.7 | 70.4 | 25.2 | 961
2019 | 8 | 16 | 22 | 30 | 0 | 0 | 0 | 11.6 | 1.9 | 99.2 | 78.2 | 23.9 | 961.3
2019 | 8 | 16 | 23 | 30 | 0 | 0 | 0 | 11.8 | 1.7 | 91.1 | 82.8 | 23.1 | 961.3
2019 | 8 | 17 | 0 | 30 | 0 | 0 | 0 | 12 | 1.2 | 72 | 84.1 | 22.7 | 961.4
2019 | 8 | 17 | 1 | 30 | 0 | 0 | 0 | 12.4 | 0.3 | 67.8 | 81.1 | 22.5 | 961
2019 | 8 | 17 | 2 | 30 | 0 | 0 | 0 | 13.1 | 0.3 | 62.6 | 78.2 | 21.9 | 960.5
2019 | 8 | 17 | 3 | 30 | 0 | 0 | 0 | 13.9 | 0.7 | 71.5 | 74.1 | 21.5 | 960.1
2019 | 8 | 17 | 4 | 30 | 0 | 0 | 0 | 14.7 | 0.7 | 40.4 | 64.2 | 21.4 | 960
2019 | 8 | 17 | 5 | 30 | 0 | 0 | 0 | 15.4 | 1 | 62 | 64.1 | 20.8 | 959.9
2019 | 8 | 17 | 6 | 30 | 8 | 33 | 12 | 15.4 | 1.1 | 48.7 | 59.5 | 21.2 | 960.1
2019 | 8 | 17 | 7 | 30 | 49 | 438 | 143 | 14.7 | 1.3 | 42.1 | 45.1 | 24.8 | 960.3
2019 | 8 | 17 | 8 | 30 | 75 | 674 | 347 | 14 | 1.3 | 127 | 44.5 | 27.7 | 960.5
2019 | 8 | 17 | 9 | 30 | 91 | 787 | 550 | 13.8 | 1.1 | 157.9 | 33.1 | 30.9 | 960.5
2019 | 8 | 17 | 10 | 30 | 97 | 857 | 727 | 13.9 | 1.3 | 161.4 | 27.2 | 33.1 | 960.5
2019 | 8 | 17 | 11 | 30 | 100 | 889 | 853 | 13.9 | 1.7 | 160.1 | 23.7 | 34.8 | 960.2
2019 | 8 | 17 | 12 | 30 | 101 | 903 | 925 | 13.7 | 1.8 | 160.9 | 22.7 | 36.2 | 959.8
2019 | 8 | 17 | 13 | 30 | 101 | 907 | 939 | 13.4 | 2.6 | 225.9 | 21.2 | 37 | 959.3
2019 | 8 | 17 | 14 | 30 | 96 | 906 | 896 | 13.2 | 4.8 | 260 | 19.6 | 37.3 | 958.7
2019 | 8 | 17 | 15 | 30 | 91 | 884 | 792 | 13.1 | 5.4 | 257 | 19.5 | 37.4 | 958.1
2019 | 8 | 17 | 16 | 30 | 86 | 832 | 634 | 13.1 | 5.6 | 268.2 | 23.5 | 36.8 | 957.7
2019 | 8 | 17 | 17 | 30 | 77 | 744 | 441 | 13.1 | 5.6 | 260 | 23.4 | 36.1 | 957.4
2019 | 8 | 17 | 18 | 30 | 59 | 576 | 233 | 13.3 | 4.7 | 263.4 | 27.5 | 34.6 | 957.2
2019 | 8 | 17 | 19 | 30 | 24 | 215 | 53 | 13.7 | 3.2 | 264.8 | 25.5 | 33 | 957.2
2019 | 8 | 17 | 20 | 30 | 0 | 0 | 0 | 14.1 | 2.1 | 222.6 | 46.3 | 29.7 | 957.5
2019 | 8 | 17 | 21 | 30 | 0 | 0 | 0 | 14.5 | 0.9 | 153.9 | 56.8 | 27.8 | 958.3
2019 | 8 | 17 | 22 | 30 | 0 | 0 | 0 | 14.8 | 1.7 | 108.1 | 56.4 | 26.2 | 958.7
2019 | 8 | 17 | 23 | 30 | 0 | 0 | 0 | 15 | 0.6 | 90.4 | 58.2 | 25 | 958.8
2019 | 8 | 18 | 0 | 30 | 0 | 0 | 0 | 15 | 0.2 | 39.4 | 57 | 24.3 | 958.9
2019 | 8 | 18 | 1 | 30 | 0 | 0 | 0 | 14.9 | 0.5 | 175.4 | 53.8 | 23.6 | 958.5
2019 | 8 | 18 | 2 | 30 | 0 | 0 | 0 | 14.7 | 1.2 | 90 | 48.3 | 23.8 | 958
2019 | 8 | 18 | 3 | 30 | 0 | 0 | 0 | 14.5 | 1.1 | 42 | 40.4 | 23.4 | 957.3
2019 | 8 | 18 | 4 | 30 | 0 | 0 | 0 | 14.5 | 1.1 | 24.3 | 35.1 | 23.5 | 956.8
2019 | 8 | 18 | 5 | 30 | 0 | 0 | 0 | 14.6 | 1.2 | 25.9 | 33.5 | 23.4 | 956.7
2019 | 8 | 18 | 6 | 30 | 8 | 44 | 12 | 14.3 | 1.7 | 63.2 | 34.7 | 23 | 956.9
2019 | 8 | 18 | 7 | 30 | 42 | 504 | 148 | 13.7 | 1 | 131.9 | 29.2 | 26.5 | 957.1
2019 | 8 | 18 | 8 | 30 | 71 | 707 | 354 | 13.9 | 1.3 | 187 | 25.7 | 30.4 | 957.2
2019 | 8 | 18 | 9 | 30 | 90 | 800 | 556 | 13.7 | 3.1 | 245.9 | 36.1 | 29.7 | 957.5
2019 | 8 | 18 | 10 | 30 | 104 | 848 | 726 | 13.5 | 3.4 | 240.4 | 38.1 | 30.7 | 957.8
2019 | 8 | 18 | 11 | 30 | 106 | 887 | 856 | 13.3 | 3.1 | 238.7 | 29.7 | 33.2 | 957.8
2019 | 8 | 18 | 12 | 30 | 100 | 913 | 931 | 13 | 3.8 | 254 | 24.8 | 34.8 | 957.5
2019 | 8 | 18 | 13 | 30 | 96 | 924 | 946 | 12.7 | 5.3 | 259.6 | 21.3 | 35.9 | 957.2
2019 | 8 | 18 | 14 | 30 | 92 | 924 | 906 | 12.4 | 7 | 262.8 | 17.9 | 36.6 | 956.7
2019 | 8 | 18 | 15 | 30 | 90 | 896 | 799 | 12.3 | 6.4 | 266.7 | 16 | 36.6 | 956.4
2019 | 8 | 18 | 16 | 30 | 101 | 799 | 626 | 12.2 | 6.9 | 262.6 | 16.7 | 36.2 | 956
2019 | 8 | 18 | 17 | 30 | 89 | 701 | 430 | 12.2 | 6.6 | 260.8 | 17 | 35.3 | 955.8
2019 | 8 | 18 | 18 | 30 | 64 | 525 | 222 | 12.4 | 5.4 | 269.7 | 20.1 | 33.9 | 955.6
2019 | 8 | 18 | 19 | 30 | 25 | 177 | 48 | 12.6 | 4.8 | 277.3 | 24.2 | 31.4 | 955.8
2019 | 8 | 18 | 20 | 30 | 0 | 0 | 0 | 13 | 3 | 277.1 | 29.3 | 29.2 | 956.2
2019 | 8 | 18 | 21 | 30 | 0 | 0 | 0 | 13.3 | 1.1 | 211 | 45.1 | 26.8 | 957.2
2019 | 8 | 18 | 22 | 30 | 0 | 0 | 0 | 13.5 | 0.8 | 215.3 | 53.5 | 25.4 | 957.7
2019 | 8 | 18 | 23 | 30 | 0 | 0 | 0 | 13.7 | 0.5 | 153.1 | 49.6 | 24.8 | 957.7
2019 | 8 | 19 | 0 | 30 | 0 | 0 | 0 | 13.8 | 0.7 | 98.6 | 57.5 | 23.4 | 957.7
2019 | 8 | 19 | 1 | 30 | 0 | 0 | 0 | 13.7 | 0.1 | 3.2 | 51 | 22.7 | 957.5
2019 | 8 | 19 | 2 | 30 | 0 | 0 | 0 | 13.7 | 1 | 39.7 | 52.6 | 22 | 957.2
2019 | 8 | 19 | 3 | 30 | 0 | 0 | 0 | 13.9 | 1.3 | 73.6 | 49 | 22.6 | 957.1
2019 | 8 | 19 | 4 | 30 | 0 | 0 | 0 | 14.4 | 1.1 | 45.8 | 43.9 | 22.6 | 957.1
2019 | 8 | 19 | 5 | 30 | 0 | 0 | 0 | 14.9 | 1.4 | 49.3 | 42.5 | 22.6 | 957.1
2019 | 8 | 19 | 6 | 30 | 7 | 39 | 10 | 15 | 2.1 | 28.9 | 38.7 | 23.7 | 957.3
2019 | 8 | 19 | 7 | 30 | 43 | 474 | 142 | 14.1 | 2 | 57.3 | 35.7 | 26 | 957.4
2019 | 8 | 19 | 8 | 30 | 64 | 720 | 350 | 12.6 | 0.9 | 151.2 | 31.9 | 29.2 | 957.7
2019 | 8 | 19 | 9 | 30 | 74 | 834 | 556 | 11.7 | 0.7 | 159.6 | 26.3 | 32.8 | 957.8
2019 | 8 | 19 | 10 | 30 | 83 | 885 | 729 | 11.1 | 1.9 | 183.5 | 23.1 | 34.6 | 958.1
2019 | 8 | 19 | 11 | 30 | 90 | 905 | 851 | 10.6 | 2.3 | 201.3 | 22.1 | 35.6 | 958.1
2019 | 8 | 19 | 12 | 30 | 95 | 906 | 917 | 10 | 3.7 | 106.5 | 23.6 | 36.1 | 957.9
2019 | 8 | 19 | 13 | 30 | 87 | 944 | 952 | 9.5 | 5.1 | 248.9 | 18.1 | 36.5 | 957.7
2019 | 8 | 19 | 14 | 30 | 77 | 955 | 912 | 9 | 5.4 | 267.4 | 14.2 | 37.1 | 957.1
2019 | 8 | 19 | 15 | 30 | 72 | 940 | 809 | 8.7 | 5.3 | 262.6 | 14.5 | 37.4 | 956.5
2019 | 8 | 19 | 16 | 30 | 66 | 908 | 656 | 8.5 | 5.4 | 265.5 | 19.4 | 35.9 | 956.5
2019 | 8 | 19 | 17 | 30 | 70 | 768 | 439 | 8.4 | 5.4 | 80.1 | 30.7 | 33.8 | 956.8
2019 | 8 | 19 | 18 | 30 | 55 | 578 | 224 | 8.6 | 5.2 | 81.2 | 37.3 | 32.2 | 956.8
2019 | 8 | 19 | 19 | 30 | 22 | 189 | 46 | 8.7 | 5 | 84.7 | 52.3 | 29.1 | 957.2
2019 | 8 | 19 | 20 | 30 | 0 | 0 | 0 | 9 | 4.2 | 95.2 | 65.1 | 26.9 | 957.6
2019 | 8 | 19 | 21 | 30 | 0 | 0 | 0 | 9.6 | 5 | 103.3 | 79.4 | 24.3 | 958.5
2019 | 8 | 19 | 22 | 30 | 0 | 0 | 0 | 10.4 | 4.3 | 103.5 | 87.4 | 23.1 | 959.2
2019 | 8 | 19 | 23 | 30 | 0 | 0 | 0 | 11.2 | 4.1 | 105.8 | 88.6 | 22.5 | 959.3
2019 | 8 | 20 | 0 | 30 | 0 | 0 | 0 | 11.8 | 2.2 | 94 | 90.6 | 21.8 | 959.3
2019 | 8 | 20 | 1 | 30 | 0 | 0 | 0 | 12 | 2.4 | 83.4 | 89.2 | 21.6 | 959.2
2019 | 8 | 20 | 2 | 30 | 0 | 0 | 0 | 11.7 | 2.3 | 85.5 | 86.8 | 21.2 | 958.9
2019 | 8 | 20 | 3 | 30 | 0 | 0 | 0 | 11.2 | 1.8 | 84 | 92.6 | 20.2 | 958.6
2019 | 8 | 20 | 4 | 30 | 0 | 0 | 0 | 11.1 | 1.6 | 64.1 | 95.5 | 19.9 | 958.5
2019 | 8 | 20 | 5 | 30 | 0 | 0 | 0 | 11.2 | 1.8 | 46.8 | 92.3 | 19.1 | 958.3
2019 | 8 | 20 | 6 | 30 | 7 | 40 | 10 | 11 | 2 | 36.6 | 80.2 | 20 | 958.6
2019 | 8 | 20 | 7 | 30 | 48 | 450 | 140 | 10.6 | 1.7 | 57.9 | 74.4 | 22 | 959
2019 | 8 | 20 | 8 | 30 | 85 | 658 | 345 | 10.5 | 3.4 | 97.3 | 75.6 | 24.1 | 959.5
2019 | 8 | 20 | 9 | 30 | 99 | 785 | 551 | 10.7 | 4 | 99 | 69.5 | 25.6 | 959.8
2019 | 8 | 20 | 10 | 30 | 100 | 864 | 727 | 11.1 | 3.7 | 99.7 | 59.5 | 27.4 | 960
2019 | 8 | 20 | 11 | 30 | 103 | 898 | 857 | 11.3 | 3.6 | 107.5 | 50.7 | 29.2 | 960
2019 | 8 | 20 | 12 | 30 | 114 | 905 | 932 | 11.5 | 3.2 | 104.6 | 45.7 | 30.8 | 959.5
2019 | 8 | 20 | 13 | 30 | 156 | 862 | 946 | 11.7 | 4 | 101.4 | 44.1 | 31.8 | 959.2
2019 | 8 | 20 | 14 | 30 | 242 | 752 | 903 | 11.6 | 4.9 | 99.2 | 45.8 | 32.2 | 959.2
2019 | 8 | 20 | 15 | 30 | 259 | 469 | 636 | 11.6 | 6.7 | 100.4 | 49.6 | 31 | 959.1
2019 | 8 | 20 | 16 | 30 | 282 | 514 | 618 | 11.5 | 6.1 | 97.6 | 49.8 | 30.6 | 959.2
2019 | 8 | 20 | 17 | 30 | 154 | 281 | 302 | 11.6 | 6.3 | 100.1 | 54.6 | 29.5 | 959.4
2019 | 8 | 20 | 18 | 30 | 99 | 161 | 143 | 12.2 | 6.1 | 88.2 | 59 | 28 | 959.8
2019 | 8 | 20 | 19 | 30 | 27 | 88 | 39 | 13.3 | 6.3 | 89.2 | 61.9 | 26.5 | 960.6
2019 | 8 | 20 | 20 | 30 | 0 | 0 | 0 | 14.7 | 5.5 | 85.8 | 69.8 | 25.1 | 961.1
2019 | 8 | 20 | 21 | 30 | 0 | 0 | 0 | 16.2 | 5.2 | 83.1 | 73.6 | 24.6 | 961.9
2019 | 8 | 20 | 22 | 30 | 0 | 0 | 0 | 17.5 | 4.4 | 80.2 | 74.8 | 24.5 | 962.2
2019 | 8 | 20 | 23 | 30 | 0 | 0 | 0 | 18.5 | 4.4 | 93.1 | 79.9 | 24.1 | 962.3
2019 | 8 | 21 | 0 | 30 | 0 | 0 | 0 | 19.2 | 3.8 | 84.7 | 85 | 23.8 | 962.3
2019 | 8 | 21 | 1 | 30 | 0 | 0 | 0 | 19.7 | 3.1 | 83.6 | 80.6 | 23.5 | 962.3
2019 | 8 | 21 | 2 | 30 | 0 | 0 | 0 | 19.9 | 3.1 | 81.9 | 79.5 | 23.5 | 962.1
2019 | 8 | 21 | 3 | 30 | 0 | 0 | 0 | 20.2 | 3 | 91.5 | 83.1 | 22.9 | 961.8
2019 | 8 | 21 | 4 | 30 | 0 | 0 | 0 | 20.3 | 3.3 | 77.4 | 77.2 | 23.3 | 961.4
2019 | 8 | 21 | 5 | 30 | 0 | 0 | 0 | 20.6 | 3.2 | 90.3 | 78.6 | 22.5 | 961.6
2019 | 8 | 21 | 6 | 30 | 7 | 1 | 7 | 20.8 | 2.7 | 89.7 | 80.9 | 22.2 | 961.8
2019 | 8 | 21 | 7 | 30 | 63 | 132 | 96 | 19.6 | 3.8 | 91.2 | 79.9 | 23.2 | 962.1
2019 | 8 | 21 | 8 | 30 | 144 | 418 | 306 | 18.1 | 5 | 85.6 | 70 | 25.4 | 961.9
2019 | 8 | 21 | 9 | 30 | 222 | 479 | 499 | 17.2 | 6.6 | 87.4 | 66.9 | 26.2 | 962
2019 | 8 | 21 | 10 | 30 | 194 | 727 | 724 | 17 | 6.9 | 86.2 | 63.8 | 27.2 | 962.2
2019 | 8 | 21 | 11 | 30 | 260 | 664 | 821 | 17.1 | 8.5 | 98.8 | 65 | 27.2 | 962.2
2019 | 8 | 21 | 12 | 30 | 273 | 638 | 856 | 17.4 | 8.4 | 94.9 | 62.2 | 27.4 | 961.9
2019 | 8 | 21 | 13 | 30 | 212 | 760 | 913 | 17.9 | 8.7 | 92.7 | 60.6 | 27.7 | 961.4
2019 | 8 | 21 | 14 | 30 | 207 | 753 | 869 | 18.4 | 8.5 | 93.2 | 58.2 | 28.2 | 961
2019 | 8 | 21 | 15 | 30 | 204 | 689 | 747 | 18.8 | 8.7 | 94.9 | 59.4 | 28 | 960.6
2019 | 8 | 21 | 16 | 30 | 184 | 639 | 599 | 19 | 8.7 | 93.7 | 62.8 | 27.2 | 960.4
2019 | 8 | 21 | 17 | 30 | 142 | 558 | 410 | 18.9 | 8.6 | 97.3 | 66.3 | 26.2 | 960.3
2019 | 8 | 21 | 18 | 30 | 107 | 210 | 174 | 18.6 | 7.7 | 97.7 | 72.1 | 24.8 | 960.8
2019 | 8 | 21 | 19 | 30 | 18 | 0 | 18 | 18.2 | 6.8 | 93.2 | 77.7 | 23.5 | 961.5
2019 | 8 | 21 | 20 | 30 | 0 | 0 | 0 | 17.8 | 6.3 | 93.1 | 78.6 | 23.1 | 962
2019 | 8 | 21 | 21 | 30 | 0 | 0 | 0 | 17.4 | 4.4 | 93.3 | 77.8 | 22.6 | 962.9
2019 | 8 | 21 | 22 | 30 | 0 | 0 | 0 | 17 | 3.5 | 100.4 | 75.4 | 22.1 | 963.2
2019 | 8 | 21 | 23 | 30 | 0 | 0 | 0 | 16.7 | 2.8 | 100 | 71.1 | 21.7 | 963.4
2019 | 8 | 22 | 0 | 30 | 0 | 0 | 0 | 16.6 | 3.3 | 101.3 | 71.5 | 20.9 | 963.5
2019 | 8 | 22 | 1 | 30 | 0 | 0 | 0 | 17.4 | 3.7 | 102.6 | 69 | 20.9 | 963.2
2019 | 8 | 22 | 2 | 30 | 0 | 0 | 0 | 19 | 3.8 | 116.8 | 71.1 | 20.4 | 962.8
2019 | 8 | 22 | 3 | 30 | 0 | 0 | 0 | 20.6 | 1.5 | 155.5 | 74.1 | 20 | 962.6
2019 | 8 | 22 | 4 | 30 | 0 | 0 | 0 | 21.7 | 0.8 | 41.1 | 74.5 | 19.9 | 962.4
2019 | 8 | 22 | 5 | 30 | 0 | 0 | 0 | 22.4 | 1 | 37.3 | 73.1 | 19.4 | 962.4
2019 | 8 | 22 | 6 | 30 | 7 | 26 | 9 | 22.9 | 1.6 | 39.4 | 72.1 | 19.3 | 962.7
2019 | 8 | 22 | 7 | 30 | 50 | 382 | 129 | 22.1 | 1.8 | 68.1 | 68.8 | 21 | 963.1
2019 | 8 | 22 | 8 | 30 | 80 | 645 | 332 | 20.8 | 3.1 | 75.6 | 60.1 | 23.6 | 963.2
2019 | 8 | 22 | 9 | 30 | 94 | 775 | 535 | 20 | 5.6 | 104.2 | 53.8 | 25.5 | 963.2
2019 | 8 | 22 | 10 | 30 | 103 | 839 | 708 | 19.6 | 5.6 | 97.2 | 50.8 | 26.6 | 963.5
2019 | 8 | 22 | 11 | 30 | 117 | 860 | 835 | 19.1 | 5.5 | 97.6 | 48.4 | 27.7 | 963.5
2019 | 8 | 22 | 12 | 30 | 126 | 873 | 911 | 18.6 | 6.5 | 103.8 | 49.5 | 28 | 963.2
2019 | 8 | 22 | 13 | 30 | 112 | 892 | 925 | 18 | 7.1 | 107.5 | 47.4 | 28.7 | 962.8
2019 | 8 | 22 | 14 | 30 | 109 | 884 | 877 | 17.3 | 7.2 | 105.2 | 46.3 | 29.1 | 962.4
2019 | 8 | 22 | 15 | 30 | 108 | 850 | 769 | 16.7 | 7.8 | 102.4 | 45.6 | 29.1 | 962
2019 | 8 | 22 | 16 | 30 | 102 | 798 | 612 | 16.2 | 7.7 | 97.2 | 50.7 | 28.5 | 961.9
2019 | 8 | 22 | 17 | 30 | 88 | 708 | 420 | 15.9 | 7.7 | 97.2 | 56.2 | 27.5 | 961.8
2019 | 8 | 22 | 18 | 30 | 63 | 529 | 212 | 16 | 7.2 | 96.8 | 60.5 | 26.4 | 961.7
2019 | 8 | 22 | 19 | 30 | 22 | 134 | 38 | 16 | 6.3 | 90.8 | 64.5 | 24.9 | 962
2019 | 8 | 22 | 20 | 30 | 0 | 0 | 0 | 16 | 5.1 | 103.6 | 68 | 23.2 | 962.7
2019 | 8 | 22 | 21 | 30 | 0 | 0 | 0 | 16.1 | 4.5 | 97.8 | 78.2 | 21.9 | 963.6
2019 | 8 | 22 | 22 | 30 | 0 | 0 | 0 | 16.2 | 3.7 | 105.9 | 79.6 | 21.2 | 963.8
2019 | 8 | 22 | 23 | 30 | 0 | 0 | 0 | 16.4 | 3.2 | 103.5 | 72 | 21 | 963.7
2019 | 8 | 23 | 0 | 30 | 0 | 0 | 0 | 16.5 | 2.8 | 92.2 | 79.9 | 19.8 | 963.7
2019 | 8 | 23 | 1 | 30 | 0 | 0 | 0 | 16.6 | 1.7 | 103.3 | 80 | 19.2 | 963.4
2019 | 8 | 23 | 2 | 30 | 0 | 0 | 0 | 16.7 | 1 | 115.6 | 73.9 | 19.2 | 963.2
2019 | 8 | 23 | 3 | 30 | 0 | 0 | 0 | 16.9 | 1.3 | 54.3 | 69.5 | 18.9 | 962.9
2019 | 8 | 23 | 4 | 30 | 0 | 0 | 0 | 17 | 1.1 | 55.1 | 66.1 | 18.6 | 962.7
2019 | 8 | 23 | 5 | 30 | 0 | 0 | 0 | 17.2 | 1.9 | 82.1 | 68.6 | 17.8 | 962.7
2019 | 8 | 23 | 6 | 30 | 6 | 43 | 9 | 17.2 | 1.6 | 63.6 | 66.2 | 18.3 | 963
2019 | 8 | 23 | 7 | 30 | 39 | 493 | 137 | 16.9 | 1.9 | 81.1 | 60 | 20.7 | 963.4
2019 | 8 | 23 | 8 | 30 | 62 | 727 | 343 | 16.9 | 3.6 | 99 | 48.8 | 24.1 | 963.6
2019 | 8 | 23 | 9 | 30 | 75 | 833 | 547 | 16.9 | 5.8 | 85.3 | 41 | 26.1 | 963.7
2019 | 8 | 23 | 10 | 30 | 81 | 892 | 722 | 16.7 | 6 | 85.5 | 36.7 | 27.3 | 963.6
2019 | 8 | 23 | 11 | 30 | 88 | 917 | 851 | 16.3 | 5.7 | 82.8 | 34.4 | 28.3 | 963.4
2019 | 8 | 23 | 12 | 30 | 95 | 924 | 923 | 15.9 | 6.4 | 101.7 | 33.4 | 28.9 | 963
2019 | 8 | 23 | 13 | 30 | 95 | 927 | 936 | 15.3 | 6.7 | 100.5 | 33 | 29.5 | 962.4
2019 | 8 | 23 | 14 | 30 | 94 | 915 | 885 | 14.8 | 6.7 | 102.6 | 32 | 29.8 | 961.8
2019 | 8 | 23 | 15 | 30 | 92 | 882 | 774 | 14.2 | 6.7 | 106.4 | 32.7 | 30 | 961.4
2019 | 8 | 23 | 16 | 30 | 92 | 811 | 609 | 13.8 | 7.3 | 97.9 | 43.1 | 29.1 | 961.2
2019 | 8 | 23 | 17 | 30 | 87 | 697 | 412 | 13.5 | 7.4 | 98.5 | 46.7 | 28.2 | 961.2
2019 | 8 | 23 | 18 | 30 | 64 | 501 | 203 | 13.5 | 7.7 | 100.4 | 45 | 26.8 | 961.2
2019 | 8 | 23 | 19 | 30 | 21 | 132 | 37 | 13.4 | 5.6 | 90.9 | 47.9 | 25.4 | 961.7
2019 | 8 | 23 | 20 | 30 | 0 | 0 | 0 | 13.3 | 3.9 | 92.5 | 60.4 | 23.7 | 962.1
2019 | 8 | 23 | 21 | 30 | 0 | 0 | 0 | 13.4 | 3.7 | 94.5 | 71.5 | 22.4 | 962.7
2019 | 8 | 23 | 22 | 30 | 0 | 0 | 0 | 13.6 | 3.8 | 95.2 | 77.1 | 21.5 | 962.9
2019 | 8 | 23 | 23 | 30 | 0 | 0 | 0 | 13.9 | 3 | 92.5 | 79.6 | 20.9 | 962.9
2019 | 8 | 24 | 0 | 30 | 0 | 0 | 0 | 14.1 | 1.4 | 50.6 | 80.1 | 20.5 | 963
2019 | 8 | 24 | 1 | 30 | 0 | 0 | 0 | 13.9 | 1 | 103.5 | 79.5 | 20.2 | 962.6
2019 | 8 | 24 | 2 | 30 | 0 | 0 | 0 | 13.7 | 1.2 | 7.6 | 70.8 | 19.4 | 962.4
2019 | 8 | 24 | 3 | 30 | 0 | 0 | 0 | 13.3 | 1.1 | 18.2 | 62.2 | 19.2 | 962.3
2019 | 8 | 24 | 4 | 30 | 0 | 0 | 0 | 13.1 | 2.4 | 33.1 | 56.8 | 19.9 | 962
2019 | 8 | 24 | 5 | 30 | 0 | 0 | 0 | 13.2 | 1.7 | 55.8 | 59.8 | 19.2 | 961.8
2019 | 8 | 24 | 6 | 30 | 6 | 36 | 9 | 13.2 | 1.7 | 50.8 | 59 | 18.8 | 961.5
2019 | 8 | 24 | 7 | 30 | 45 | 443 | 132 | 12.8 | 1.9 | 45.1 | 55.4 | 20.3 | 962
2019 | 8 | 24 | 8 | 30 | 73 | 680 | 336 | 12.5 | 4.3 | 97.9 | 55.9 | 23 | 962.4
2019 | 8 | 24 | 9 | 30 | 88 | 794 | 538 | 12.5 | 5 | 112.6 | 51.2 | 25 | 962.6
2019 | 8 | 24 | 10 | 30 | 96 | 861 | 715 | 12.5 | 6.7 | 109.4 | 46.1 | 26.8 | 962.6
2019 | 8 | 24 | 11 | 30 | 101 | 894 | 845 | 12.3 | 6.5 | 112.6 | 44 | 27.9 | 962.5
2019 | 8 | 24 | 12 | 30 | 105 | 906 | 917 | 12.1 | 6.1 | 112.2 | 45.9 | 28.4 | 962.3
2019 | 8 | 24 | 13 | 30 | 103 | 910 | 929 | 11.9 | 6.1 | 105 | 39.9 | 29.4 | 961.8
2019 | 8 | 24 | 14 | 30 | 103 | 891 | 874 | 11.6 | 5.6 | 106.3 | 37.9 | 29.7 | 961.6
2019 | 8 | 24 | 15 | 30 | 106 | 850 | 762 | 11.4 | 5.7 | 100.4 | 40.7 | 29.8 | 961.3
2019 | 8 | 24 | 16 | 30 | 104 | 780 | 600 | 11.1 | 6.2 | 100.5 | 44.2 | 29.3 | 961.1
2019 | 8 | 24 | 17 | 30 | 92 | 672 | 404 | 11 | 5.8 | 92.4 | 49 | 28.3 | 961.1
2019 | 8 | 24 | 18 | 30 | 64 | 482 | 196 | 11 | 5.5 | 103.1 | 52.4 | 27.3 | 961
2019 | 8 | 24 | 19 | 30 | 19 | 112 | 33 | 11.1 | 4.9 | 107.1 | 59.1 | 25.7 | 961
2019 | 8 | 24 | 20 | 30 | 0 | 0 | 0 | 11.2 | 3.8 | 103.3 | 65.7 | 23.8 | 961.4
2019 | 8 | 24 | 21 | 30 | 0 | 0 | 0 | 11.3 | 4 | 99.4 | 70.3 | 22.7 | 961.9
2019 | 8 | 24 | 22 | 30 | 0 | 0 | 0 | 11.4 | 2.6 | 76.3 | 72.3 | 21.9 | 962.5
2019 | 8 | 24 | 23 | 30 | 0 | 0 | 0 | 11.3 | 1.8 | 70 | 71 | 21.6 | 962.5
2019 | 8 | 25 | 0 | 30 | 0 | 0 | 0 | 10.9 | 1.4 | 77.8 | 75.4 | 20.8 | 962.3
2019 | 8 | 25 | 1 | 30 | 0 | 0 | 0 | 10 | 1.9 | 65.9 | 75.8 | 20.6 | 962
2019 | 8 | 25 | 2 | 30 | 0 | 0 | 0 | 8.8 | 2.2 | 95.1 | 76.3 | 20 | 961.7
2019 | 8 | 25 | 3 | 30 | 0 | 0 | 0 | 7.9 | 2.2 | 40.1 | 77.3 | 19.8 | 961.3
2019 | 8 | 25 | 4 | 30 | 0 | 0 | 0 | 7.4 | 1.7 | 31.1 | 77.4 | 19.6 | 961
2019 | 8 | 25 | 5 | 30 | 0 | 0 | 0 | 7.2 | 1.7 | 21.2 | 79 | 19.3 | 961
2019 | 8 | 25 | 6 | 30 | 5 | 33 | 8 | 7 | 2.3 | 32.7 | 78.2 | 19.1 | 961.2
2019 | 8 | 25 | 7 | 30 | 41 | 456 | 129 | 7.6 | 1.3 | 44.2 | 72.4 | 20.9 | 961.4
2019 | 8 | 25 | 8 | 30 | 67 | 695 | 334 | 9.7 | 2.4 | 115.2 | 68.9 | 23 | 961.7
2019 | 8 | 25 | 9 | 30 | 81 | 809 | 538 | 10 | 4.7 | 108.8 | 57.3 | 25.2 | 961.6
2019 | 8 | 25 | 10 | 30 | 91 | 865 | 711 | 9.6 | 5.7 | 103.4 | 49.9 | 26.8 | 961.5
2019 | 8 | 25 | 11 | 30 | 101 | 886 | 838 | 9.4 | 6.4 | 106.1 | 45 | 27.9 | 961.1
2019 | 8 | 25 | 12 | 30 | 114 | 883 | 906 | 9.3 | 6.2 | 114 | 44.1 | 28.7 | 960.5
2019 | 8 | 25 | 13 | 30 | 120 | 876 | 915 | 9.2 | 5.8 | 113.1 | 44.3 | 28.9 | 960.1
2019 | 8 | 25 | 14 | 30 | 126 | 849 | 860 | 9 | 6.2 | 107.8 | 44.4 | 29.3 | 959.7
2019 | 8 | 25 | 15 | 30 | 149 | 771 | 745 | 8.7 | 7.2 | 107.2 | 46.7 | 28.8 | 959.6
2019 | 8 | 25 | 16 | 30 | 158 | 668 | 582 | 8.4 | 6.5 | 99.1 | 47.3 | 28.5 | 959.6
2019 | 8 | 25 | 17 | 30 | 128 | 548 | 383 | 8 | 6.7 | 101.2 | 48.2 | 27.8 | 959.5
2019 | 8 | 25 | 18 | 30 | 86 | 387 | 192 | 7.4 | 6.8 | 98.5 | 55.7 | 26.2 | 959.2
2019 | 8 | 25 | 19 | 30 | 31 | 78 | 41 | 6.7 | 5.9 | 97.4 | 64.1 | 24.5 | 959.4
2019 | 8 | 25 | 20 | 30 | 0 | 0 | 0 | 6.1 | 4.6 | 100.1 | 74.2 | 23.1 | 960.1
2019 | 8 | 25 | 21 | 30 | 0 | 0 | 0 | 5.8 | 3.4 | 98.6 | 79.2 | 22.4 | 960.9
2019 | 8 | 25 | 22 | 30 | 0 | 0 | 0 | 6 | 2.7 | 93.6 | 80.3 | 22 | 961
2019 | 8 | 25 | 23 | 30 | 0 | 0 | 0 | 6.4 | 2.8 | 93.4 | 81.7 | 21.6 | 960.5
2019 | 8 | 26 | 0 | 30 | 0 | 0 | 0 | 6.8 | 3.1 | 101.7 | 83.9 | 21.8 | 960.1
2019 | 8 | 26 | 1 | 30 | 0 | 0 | 0 | 7.1 | 3 | 99.8 | 86.7 | 21.4 | 960.2
2019 | 8 | 26 | 2 | 30 | 0 | 0 | 0 | 7.3 | 3.4 | 99.3 | 87.3 | 21 | 959.9
2019 | 8 | 26 | 3 | 30 | 0 | 0 | 0 | 7.3 | 2.5 | 95.8 | 86.4 | 20.6 | 959.2
2019 | 8 | 26 | 4 | 30 | 0 | 0 | 0 | 7.3 | 2.6 | 102.1 | 87 | 19.8 | 958.4
2019 | 8 | 26 | 5 | 30 | 0 | 0 | 0 | 7.3 | 3.2 | 111.1 | 83.1 | 20.3 | 958.1
2019 | 8 | 26 | 6 | 30 | 5 | 1 | 5 | 7.3 | 3.9 | 92.3 | 81.7 | 20.6 | 958.1
2019 | 8 | 26 | 7 | 30 | 78 | 44 | 87 | 7.2 | 3.2 | 95.4 | 78.2 | 21.5 | 958.7
2019 | 8 | 26 | 8 | 30 | 188 | 123 | 232 | 6.1 | 4.6 | 72.6 | 69.7 | 23.5 | 959
2019 | 8 | 26 | 9 | 30 | 275 | 115 | 344 | 6.1 | 5.3 | 78 | 65.9 | 24.5 | 958.7
2019 | 8 | 26 | 10 | 30 | 331 | 49 | 371 | 6.3 | 5.8 | 76.5 | 63.6 | 25.2 | 959.1
2019 | 8 | 26 | 11 | 30 | 438 | 344 | 731 | 6.3 | 6 | 74.3 | 58.6 | 26.7 | 959.1
2019 | 8 | 26 | 12 | 30 | 422 | 301 | 699 | 6.1 | 6.4 | 87.9 | 55.1 | 27.5 | 958.6
2019 | 8 | 26 | 13 | 30 | 415 | 434 | 813 | 5.6 | 6.3 | 94 | 51.8 | 28.6 | 958.2
2019 | 8 | 26 | 14 | 30 | 390 | 364 | 710 | 5.2 | 7.7 | 102.8 | 55.7 | 28.6 | 957.6
2019 | 8 | 26 | 15 | 30 | 356 | 249 | 552 | 4.9 | 7.4 | 96.4 | 56.9 | 28.2 | 957.4
2019 | 8 | 26 | 16 | 30 | 259 | 29 | 279 | 4.6 | 7.6 | 98.5 | 62.2 | 27.1 | 957.1
2019 | 8 | 26 | 17 | 30 | 226 | 160 | 306 | 4.4 | 7.2 | 95 | 67 | 26.4 | 957
2019 | 8 | 26 | 18 | 30 | 98 | 20 | 104 | 4.1 | 6.9 | 103.2 | 72.6 | 25.1 | 957
2019 | 8 | 26 | 19 | 30 | 30 | 4 | 30 | 3.8 | 5.9 | 107.1 | 77.6 | 24.1 | 957.9
2019 | 8 | 26 | 20 | 30 | 0 | 0 | 0 | 3.6 | 4.7 | 88.7 | 79.9 | 23.4 | 958.6
2019 | 8 | 26 | 21 | 30 | 0 | 0 | 0 | 3.2 | 4.6 | 82 | 81.2 | 23.2 | 959.1
2019 | 8 | 26 | 22 | 30 | 0 | 0 | 0 | 2.9 | 4.3 | 85 | 83 | 22.7 | 959
2019 | 8 | 26 | 23 | 30 | 0 | 0 | 0 | 2.9 | 1.7 | 89 | 81.3 | 22.5 | 958.7
2019 | 8 | 27 | 0 | 30 | 0 | 0 | 0 | 3.2 | 1 | 64.9 | 86.2 | 21.4 | 958.4
2019 | 8 | 27 | 1 | 30 | 0 | 0 | 0 | 3.9 | 1.3 | 80 | 86.6 | 20.9 | 957.7
2019 | 8 | 27 | 2 | 30 | 0 | 0 | 0 | 4.9 | 1.1 | 51.5 | 86.5 | 20.6 | 957.8
2019 | 8 | 27 | 3 | 30 | 0 | 0 | 0 | 5.8 | 1.4 | 60.5 | 86.3 | 20.2 | 958.1
2019 | 8 | 27 | 4 | 30 | 0 | 0 | 0 | 6.3 | 1.4 | 63 | 85.3 | 20.3 | 958.2
2019 | 8 | 27 | 5 | 30 | 0 | 0 | 0 | 6.7 | 0.7 | 101.5 | 86.8 | 19.7 | 958.6
2019 | 8 | 27 | 6 | 30 | 6 | 0 | 6 | 7.2 | 0.5 | 142.1 | 87.7 | 19.2 | 958.8
2019 | 8 | 27 | 7 | 30 | 78 | 48 | 85 | 9.5 | 0.7 | 71.3 | 82.6 | 20.8 | 958.9
2019 | 8 | 27 | 8 | 30 | 177 | 159 | 241 | 9.2 | 0.9 | 146.5 | 75.7 | 22.9 | 959.1
2019 | 8 | 27 | 9 | 30 | 177 | 574 | 500 | 7.3 | 1.2 | 196.5 | 65.4 | 25.4 | 959.2
2019 | 8 | 27 | 10 | 30 | 187 | 699 | 687 | 5.8 | 1.7 | 196.4 | 54.1 | 27 | 959.5
2019 | 8 | 27 | 11 | 30 | 183 | 803 | 846 | 5 | 2.6 | 209.5 | 38 | 28.8 | 959.1
2019 | 8 | 27 | 12 | 30 | 211 | 796 | 919 | 5 | 5.3 | 222.7 | 37.2 | 29.4 | 958.5
2019 | 8 | 27 | 13 | 30 | 283 | 638 | 859 | 5.1 | 4.7 | 216.1 | 37.8 | 29.5 | 958.1
2019 | 8 | 27 | 14 | 30 | 370 | 248 | 587 | 5.1 | 3.8 | 245.9 | 39.5 | 29.6 | 957.8
2019 | 8 | 27 | 15 | 30 | 220 | 707 | 759 | 4.9 | 3.9 | 252.6 | 39.2 | 30.2 | 957.3
2019 | 8 | 27 | 16 | 30 | 185 | 501 | 501 | 4.4 | 5.2 | 267.6 | 40.2 | 29.7 | 957.1
2019 | 8 | 27 | 17 | 30 | 154 | 157 | 225 | 3.8 | 3.1 | 280.7 | 39.8 | 28.7 | 957.6
2019 | 8 | 27 | 18 | 30 | 69 | 4 | 70 | 3.3 | 1.9 | 280.4 | 41 | 27.6 | 958.1
2019 | 8 | 27 | 19 | 30 | 14 | 19 | 16 | 2.9 | 4.4 | 80.9 | 42.6 | 26.5 | 958.9
2019 | 8 | 27 | 20 | 30 | 0 | 0 | 0 | 2.7 | 5.9 | 95.1 | 79 | 22.9 | 960
2019 | 8 | 27 | 21 | 30 | 0 | 0 | 0 | 2.7 | 3.4 | 97.1 | 84.7 | 21.6 | 960.8
2019 | 8 | 27 | 22 | 30 | 0 | 0 | 0 | 2.6 | 1.4 | 178.7 | 85.8 | 21.2 | 961.2
2019 | 8 | 27 | 23 | 30 | 0 | 0 | 0 | 2.4 | 1.3 | 221 | 84.8 | 21 | 961.4
2019 | 8 | 28 | 0 | 30 | 0 | 0 | 0 | 2.4 | 0.6 | 70.8 | 81.8 | 20.7 | 961.3
2019 | 8 | 28 | 1 | 30 | 0 | 0 | 0 | 2.3 | 2.4 | 67.5 | 83.2 | 20.5 | 961.4
2019 | 8 | 28 | 2 | 30 | 0 | 0 | 0 | 2 | 1.5 | 83.2 | 84.4 | 19.9 | 961.2
2019 | 8 | 28 | 3 | 30 | 0 | 0 | 0 | 1.9 | 0.6 | 82.6 | 87.5 | 18.9 | 960.9
2019 | 8 | 28 | 4 | 30 | 0 | 0 | 0 | 2 | 0.3 | 56.3 | 89.5 | 18.2 | 960.8
2019 | 8 | 28 | 5 | 30 | 0 | 0 | 0 | 2.1 | 1 | 65.8 | 89.9 | 17.9 | 960.9
2019 | 8 | 28 | 6 | 30 | 5 | 13 | 5 | 2 | 0.7 | 150.6 | 86.4 | 18.2 | 961
2019 | 8 | 28 | 7 | 30 | 48 | 340 | 114 | 0.6 | 0.4 | 65.1 | 76.6 | 20.5 | 961
2019 | 8 | 28 | 8 | 30 | 82 | 617 | 315 | -0.7 | 0.6 | 142.1 | 64.4 | 23.6 | 960.9
2019 | 8 | 28 | 9 | 30 | 100 | 752 | 520 | 0.5 | 0.8 | 172.3 | 46.7 | 27.1 | 961
2019 | 8 | 28 | 10 | 30 | 114 | 822 | 697 | 1.4 | 1.5 | 207.2 | 35.7 | 29.4 | 961.1
2019 | 8 | 28 | 11 | 30 | 126 | 852 | 826 | 2 | 1.7 | 188.5 | 31.8 | 30.7 | 961
2019 | 8 | 28 | 12 | 30 | 163 | 768 | 842 | 2.5 | 2.6 | 195.6 | 30 | 31.6 | 960.6
2019 | 8 | 28 | 13 | 30 | 175 | 857 | 940 | 2.9 | 5.8 | 261.7 | 33.7 | 31.5 | 960.2
2019 | 8 | 28 | 14 | 30 | 140 | 854 | 865 | 3.1 | 5.3 | 269.5 | 32 | 31.8 | 959.9
2019 | 8 | 28 | 15 | 30 | 129 | 819 | 748 | 3.4 | 6.2 | 269.4 | 33.9 | 31.5 | 959.7
2019 | 8 | 28 | 16 | 30 | 114 | 758 | 583 | 3.5 | 6.2 | 269.2 | 32.5 | 31.2 | 959.7
2019 | 8 | 28 | 17 | 30 | 92 | 660 | 387 | 3.5 | 5.4 | 270.9 | 34.5 | 30.6 | 959.7
2019 | 8 | 28 | 18 | 30 | 61 | 463 | 180 | 3.4 | 5.2 | 278.5 | 36.1 | 29.3 | 960
2019 | 8 | 28 | 19 | 30 | 15 | 99 | 25 | 3.2 | 3.9 | 306.3 | 36.8 | 27.7 | 960.1
2019 | 8 | 28 | 20 | 30 | 0 | 0 | 0 | 3.1 | 1.6 | 266.7 | 38.7 | 26.4 | 960.9
2019 | 8 | 28 | 21 | 30 | 0 | 0 | 0 | 3.2 | 1.6 | 116.7 | 58.7 | 24.8 | 961.9
2019 | 8 | 28 | 22 | 30 | 0 | 0 | 0 | 3.4 | 0.9 | 205 | 66.2 | 23.4 | 962.6
2019 | 8 | 28 | 23 | 30 | 0 | 0 | 0 | 3.6 | 1.2 | 93.8 | 72.1 | 22.5 | 962.5
2019 | 8 | 29 | 0 | 30 | 0 | 0 | 0 | 3.6 | 0.8 | 31.3 | 59.1 | 22.4 | 962.6
2019 | 8 | 29 | 1 | 30 | 0 | 0 | 0 | 3.1 | 1.6 | 83.1 | 62.9 | 21.2 | 962.5
2019 | 8 | 29 | 2 | 30 | 0 | 0 | 0 | 2.7 | 1.9 | 76.9 | 70.6 | 20.4 | 962.2
2019 | 8 | 29 | 3 | 30 | 0 | 0 | 0 | 2.4 | 1.6 | 51.9 | 62 | 20.3 | 962
2019 | 8 | 29 | 4 | 30 | 0 | 0 | 0 | 2.4 | 1.5 | 76.1 | 65.8 | 19.9 | 962
2019 | 8 | 29 | 5 | 30 | 0 | 0 | 0 | 2.8 | 1.1 | 70.4 | 65 | 19.3 | 962
2019 | 8 | 29 | 6 | 30 | 7 | 19 | 8 | 3.4 | 1.7 | 56.7 | 67.1 | 20 | 962.2
2019 | 8 | 29 | 7 | 30 | 50 | 329 | 115 | 2.9 | 0.9 | 51.5 | 52 | 22.5 | 962.5
2019 | 8 | 29 | 8 | 30 | 90 | 602 | 317 | 2.9 | 1.4 | 103.2 | 52.3 | 24.9 | 962.9
2019 | 8 | 29 | 9 | 30 | 160 | 704 | 552 | 3.3 | 4.2 | 105.7 | 42.8 | 27.6 | 962.9
2019 | 8 | 29 | 10 | 30 | 177 | 719 | 687 | 3.8 | 5.4 | 100.1 | 41 | 28.6 | 963.2
2019 | 8 | 29 | 11 | 30 | 244 | 643 | 782 | 4.1 | 5.6 | 98.8 | 37.4 | 29.7 | 963.6
2019 | 8 | 29 | 12 | 30 | 190 | 768 | 871 | 4.2 | 4.7 | 87.8 | 32.6 | 31 | 963.5
2019 | 8 | 29 | 13 | 30 | 409 | 230 | 625 | 4.2 | 4.9 | 96.2 | 37.8 | 31.2 | 963
2019 | 8 | 29 | 14 | 30 | 350 | 431 | 718 | 3.8 | 5.1 | 112.8 | 44.4 | 30.6 | 963.2
2019 | 8 | 29 | 15 | 30 | 283 | 415 | 601 | 3.5 | 5.4 | 88.3 | 38.4 | 30.8 | 963.3
2019 | 8 | 29 | 16 | 30 | 286 | 119 | 357 | 3.2 | 4.5 | 241 | 52.3 | 29.1 | 963
2019 | 8 | 29 | 17 | 30 | 170 | 422 | 352 | 3.3 | 2.8 | 213.2 | 49.1 | 29.6 | 962.9
2019 | 8 | 29 | 18 | 30 | 70 | 334 | 159 | 3.6 | 2 | 241.3 | 52.6 | 28.7 | 963.1
2019 | 8 | 29 | 19 | 30 | 11 | 1 | 11 | 3.8 | 2.6 | 110.9 | 46.6 | 27 | 963.6
2019 | 8 | 29 | 20 | 30 | 0 | 0 | 0 | 3.9 | 2.6 | 111.8 | 47 | 26.2 | 963.9
2019 | 8 | 29 | 21 | 30 | 0 | 0 | 0 | 4 | 1.1 | 168.5 | 54.6 | 24.5 | 963.8
2019 | 8 | 29 | 22 | 30 | 0 | 0 | 0 | 4.1 | 1.2 | 266.3 | 68.5 | 23.8 | 964.1
2019 | 8 | 29 | 23 | 30 | 0 | 0 | 0 | 4.5 | 0.9 | 165.5 | 74.1 | 22.9 | 964.2
2019 | 8 | 30 | 0 | 30 | 0 | 0 | 0 | 5.4 | 1.2 | 142.6 | 65.7 | 21.9 | 964.4
2019 | 8 | 30 | 1 | 30 | 0 | 0 | 0 | 6.7 | 0.9 | 119.2 | 67.4 | 21.3 | 964.3
2019 | 8 | 30 | 2 | 30 | 0 | 0 | 0 | 8.2 | 1.2 | 135.4 | 67.9 | 20.9 | 964
2019 | 8 | 30 | 3 | 30 | 0 | 0 | 0 | 9.8 | 1.3 | 176.1 | 70.1 | 19.9 | 963.7
2019 | 8 | 30 | 4 | 30 | 0 | 0 | 0 | 11.6 | 0.9 | 164.6 | 69.8 | 19.7 | 963.6
2019 | 8 | 30 | 5 | 30 | 0 | 0 | 0 | 13.4 | 0.9 | 179.5 | 69.5 | 19.9 | 963.6
2019 | 8 | 30 | 6 | 30 | 5 | 19 | 5 | 14.6 | 1.8 | 70.6 | 66.6 | 19.8 | 963.6
2019 | 8 | 30 | 7 | 30 | 45 | 368 | 113 | 13.9 | 0.8 | 77.1 | 58.2 | 22.4 | 963.7
2019 | 8 | 30 | 8 | 30 | 79 | 627 | 312 | 12.3 | 1 | 142.5 | 51.4 | 25.3 | 963.9
2019 | 8 | 30 | 9 | 30 | 99 | 750 | 513 | 9.3 | 1.3 | 223.4 | 42.3 | 27.7 | 964.1
2019 | 8 | 30 | 10 | 30 | 114 | 813 | 685 | 6.6 | 1.3 | 159.9 | 37.8 | 29.6 | 964
2019 | 8 | 30 | 11 | 30 | 119 | 854 | 815 | 5.2 | 2.7 | 108.5 | 36.3 | 30.4 | 963.9
2019 | 8 | 30 | 12 | 30 | 122 | 873 | 889 | 4.9 | 3.4 | 86 | 34.5 | 31.5 | 963.5
2019 | 8 | 30 | 13 | 30 | 131 | 861 | 895 | 5.2 | 4.4 | 80.2 | 36.1 | 32 | 963
2019 | 8 | 30 | 14 | 30 | 174 | 684 | 755 | 5.7 | 3 | 150.9 | 41.2 | 32 | 962.7
2019 | 8 | 30 | 15 | 30 | 244 | 556 | 671 | 6 | 4.8 | 254.9 | 43 | 31.4 | 962
2019 | 8 | 30 | 16 | 30 | 197 | 470 | 477 | 6.1 | 5.7 | 264.6 | 40.3 | 30.5 | 961.8
2019 | 8 | 30 | 17 | 30 | 155 | 272 | 278 | 6.1 | 4.8 | 268.8 | 39 | 29.6 | 961.6
2019 | 8 | 30 | 18 | 30 | 55 | 48 | 71 | 6.2 | 3.5 | 160.8 | 49.5 | 28.4 | 961.8
2019 | 8 | 30 | 19 | 30 | 11 | 11 | 12 | 6.6 | 4.4 | 84.8 | 54 | 26.8 | 961.9
2019 | 8 | 30 | 20 | 30 | 0 | 0 | 0 | 7.5 | 3.3 | 93 | 52.8 | 25.5 | 962.1
2019 | 8 | 30 | 21 | 30 | 0 | 0 | 0 | 8.6 | 2.8 | 111.7 | 61.3 | 24 | 962.7
2019 | 8 | 30 | 22 | 30 | 0 | 0 | 0 | 9.8 | 1.9 | 90 | 65.5 | 22.9 | 962.8
2019 | 8 | 30 | 23 | 30 | 0 | 0 | 0 | 11.1 | 1.8 | 79.9 | 68.4 | 22.5 | 962.8
2019 | 8 | 31 | 0 | 30 | 0 | 0 | 0 | 12.3 | 1.3 | 194.7 | 66.3 | 22.4 | 962.7
2019 | 8 | 31 | 1 | 30 | 0 | 0 | 0 | 13.3 | 1.3 | 212.5 | 61.8 | 22.3 | 962.2
2019 | 8 | 31 | 2 | 30 | 0 | 0 | 0 | 14.1 | 1 | 110.7 | 64.1 | 21.6 | 961.2
2019 | 8 | 31 | 3 | 30 | 0 | 0 | 0 | 14.8 | 1.4 | 119.4 | 65.1 | 21.2 | 960.3
2019 | 8 | 31 | 4 | 30 | 0 | 0 | 0 | 15.4 | 1.8 | 150.1 | 59.5 | 21.9 | 960.3
2019 | 8 | 31 | 5 | 30 | 0 | 0 | 0 | 15.8 | 1.1 | 76.2 | 63.9 | 20.9 | 960.4
2019 | 8 | 31 | 6 | 30 | 5 | 15 | 5 | 15.7 | 0.8 | 88.2 | 64 | 20.3 | 960.9
2019 | 8 | 31 | 7 | 30 | 57 | 246 | 104 | 16.1 | 0.4 | 31.5 | 58.1 | 22.2 | 961.3
2019 | 8 | 31 | 8 | 30 | 98 | 522 | 292 | 16.6 | 0.8 | 196.1 | 58.9 | 24.3 | 961.3
2019 | 8 | 31 | 9 | 30 | 143 | 627 | 491 | 16.7 | 1 | 254.2 | 52.8 | 26.4 | 961.4
2019 | 8 | 31 | 10 | 30 | 158 | 723 | 667 | 16.3 | 1.1 | 209.2 | 42.2 | 28.7 | 961.3
2019 | 8 | 31 | 11 | 30 | 145 | 792 | 791 | 15.8 | 1.5 | 145.3 | 37.3 | 30.2 | 961.1
2019 | 8 | 31 | 12 | 30 | 154 | 823 | 876 | 15.5 | 3 | 201.7 | 36.3 | 31.6 | 960.5
2019 | 8 | 31 | 13 | 30 | 205 | 812 | 924 | 15.4 | 5.3 | 255.5 | 39.7 | 31.7 | 959.9
2019 | 8 | 31 | 14 | 30 | 257 | 715 | 862 | 15.2 | 6.2 | 258.2 | 38.2 | 31.7 | 959.4
2019 | 8 | 31 | 15 | 30 | 212 | 590 | 649 | 14.9 | 5.8 | 269.4 | 40.2 | 30.8 | 958.9
2019 | 8 | 31 | 16 | 30 | 165 | 691 | 585 | 14.6 | 6.1 | 266.8 | 35 | 31.3 | 958.4
2019 | 8 | 31 | 17 | 30 | 147 | 575 | 395 | 14.2 | 4.5 | 275.9 | 37 | 31 | 958.3
2019 | 8 | 31 | 18 | 30 | 64 | 184 | 119 | 14.1 | 4.5 | 274.5 | 41.9 | 29 | 958.5
2019 | 8 | 31 | 19 | 30 | 12 | 41 | 15 | 14 | 3.4 | 290.4 | 45.2 | 27.3 | 959.2
2019 | 8 | 31 | 20 | 30 | 0 | 0 | 0 | 13.7 | 2.1 | 279.7 | 47.7 | 26.2 | 959.7
2019 | 8 | 31 | 21 | 30 | 0 | 0 | 0 | 13.3 | 1.9 | 213.6 | 55.2 | 24.9 | 960.2
2019 | 8 | 31 | 22 | 30 | 0 | 0 | 0 | 12.7 | 0.5 | 237.8 | 60.9 | 23.8 | 960.2
2019 | 8 | 31 | 23 | 30 | 0 | 0 | 0 | 11.9 | 0.8 | 317 | 62.7 | 23.1 | 960
2019 | 9 | 1 | 0 | 30 | 0 | 0 | 0 | 10.8 | 0.7 | 137 | 63.3 | 22.6 | 959.8
2019 | 9 | 1 | 1 | 30 | 0 | 0 | 0 | 9.8 | 1.1 | 107.3 | 63.5 | 22.6 | 959.6
2019 | 9 | 1 | 2 | 30 | 0 | 0 | 0 | 8.9 | 0.8 | 33.6 | 59.7 | 21.8 | 959.2
2019 | 9 | 1 | 3 | 30 | 0 | 0 | 0 | 8.2 | 0.6 | 111.8 | 65.1 | 20.2 | 958.8
2019 | 9 | 1 | 4 | 30 | 0 | 0 | 0 | 7.7 | 0.8 | 196.8 | 65.4 | 20.4 | 958.6
2019 | 9 | 1 | 5 | 30 | 0 | 0 | 0 | 7.4 | 1.2 | 68.4 | 66.9 | 19.4 | 958.7
2019 | 9 | 1 | 6 | 30 | 4 | 19 | 5 | 7.1 | 1.3 | 63.6 | 65.5 | 19.7 | 958.9
2019 | 9 | 1 | 7 | 30 | 41 | 382 | 110 | 5.1 | 1.1 | 78.1 | 61.5 | 21.2 | 959.2
2019 | 9 | 1 | 8 | 30 | 73 | 638 | 308 | 4.4 | 0.9 | 88.4 | 50.9 | 25.2 | 959.3
2019 | 9 | 1 | 9 | 30 | 90 | 764 | 510 | 5.1 | 0.8 | 196.5 | 42.4 | 28.3 | 959.3
2019 | 9 | 1 | 10 | 30 | 100 | 834 | 683 | 5.7 | 1.8 | 231.2 | 37.6 | 30.1 | 959.2
2019 | 9 | 1 | 11 | 30 | 112 | 869 | 816 | 5.7 | 2.9 | 232 | 37.3 | 31.4 | 959
2019 | 9 | 1 | 12 | 30 | 181 | 775 | 857 | 5.4 | 3.7 | 258.4 | 33.3 | 32.7 | 958.5
2019 | 9 | 1 | 13 | 30 | 192 | 794 | 893 | 5 | 6.1 | 262.7 | 31 | 33.1 | 958
2019 | 9 | 1 | 14 | 30 | 255 | 467 | 657 | 4.6 | 6 | 262.1 | 35 | 32.7 | 957.7
2019 | 9 | 1 | 15 | 30 | 368 | 119 | 459 | 4.3 | 5.9 | 275.4 | 40.6 | 31.3 | 957.3
2019 | 9 | 1 | 16 | 30 | 291 | 273 | 451 | 4.1 | 5.5 | 280.6 | 45.7 | 30.5 | 957.2
2019 | 9 | 1 | 17 | 30 | 138 | 577 | 386 | 4.2 | 4.7 | 277.9 | 46.7 | 30.6 | 957.3
2019 | 9 | 1 | 18 | 30 | 76 | 311 | 153 | 4.4 | 3.7 | 264.9 | 48.8 | 29.3 | 957.5
2019 | 9 | 1 | 19 | 30 | 9 | 4 | 10 | 4.6 | 2.5 | 223.6 | 61.1 | 26.6 | 957.9
2019 | 9 | 1 | 20 | 30 | 0 | 0 | 0 | 5 | 1.2 | 250.7 | 70.8 | 24.6 | 958.2
2019 | 9 | 1 | 21 | 30 | 0 | 0 | 0 | 5.8 | 1 | 257.5 | 73.7 | 23.9 | 958.5
2019 | 9 | 1 | 22 | 30 | 0 | 0 | 0 | 6.8 | 1.1 | 105.8 | 74.6 | 23.7 | 958.7
2019 | 9 | 1 | 23 | 30 | 0 | 0 | 0 | 7.7 | 1 | 66.5 | 71.8 | 23.1 | 958.7
2019 | 9 | 2 | 0 | 30 | 0 | 0 | 0 | 8.5 | 1.2 | 84.4 | 69.9 | 22.5 | 958.8
2019 | 9 | 2 | 1 | 30 | 0 | 0 | 0 | 9.2 | 1.1 | 78.3 | 76.5 | 21.7 | 958.9
2019 | 9 | 2 | 2 | 30 | 0 | 0 | 0 | 9.9 | 1.2 | 61 | 78.5 | 21.4 | 958.7
2019 | 9 | 2 | 3 | 30 | 0 | 0 | 0 | 10.6 | 0.3 | 49.6 | 78.8 | 21 | 958.4
2019 | 9 | 2 | 4 | 30 | 0 | 0 | 0 | 11 | 1.1 | 51.7 | 72.6 | 20.6 | 958.4
2019 | 9 | 2 | 5 | 30 | 0 | 0 | 0 | 11.2 | 1.8 | 66.8 | 71.7 | 21.3 | 958.6
2019 | 9 | 2 | 6 | 30 | 2 | 2 | 2 | 11.2 | 2.4 | 85 | 73.7 | 21.2 | 959.1
2019 | 9 | 2 | 7 | 30 | 40 | 57 | 54 | 10.5 | 5.3 | 86.9 | 89.4 | 21 | 960.1
2019 | 9 | 2 | 8 | 30 | 96 | 527 | 292 | 9.5 | 6.1 | 87.7 | 76.6 | 23.6 | 960.8
2019 | 9 | 2 | 9 | 30 | 116 | 695 | 499 | 9.1 | 6.5 | 87.5 | 64.7 | 25.9 | 961.3
2019 | 9 | 2 | 10 | 30 | 115 | 802 | 675 | 8.8 | 6.1 | 96 | 52 | 27.5 | 961.9
2019 | 9 | 2 | 11 | 30 | 125 | 839 | 804 | 8.3 | 7.1 | 98.9 | 49.6 | 28.4 | 962.2
2019 | 9 | 2 | 12 | 30 | 123 | 867 | 880 | 7.8 | 7.7 | 101.6 | 48.6 | 28.7 | 962.2
2019 | 9 | 2 | 13 | 30 | 119 | 873 | 888 | 7.1 | 7.6 | 93.1 | 48.2 | 29 | 962
2019 | 9 | 2 | 14 | 30 | 115 | 863 | 838 | 6.5 | 8.1 | 94.2 | 45.4 | 29.2 | 961.6
2019 | 9 | 2 | 15 | 30 | 105 | 847 | 732 | 6 | 7.9 | 100.9 | 40.3 | 29.4 | 961.1
2019 | 9 | 2 | 16 | 30 | 100 | 780 | 570 | 5.6 | 6.5 | 96.9 | 38.1 | 29.6 | 960.9
2019 | 9 | 2 | 17 | 30 | 86 | 660 | 369 | 5.6 | 6 | 98.3 | 39.8 | 29.3 | 960.5
2019 | 9 | 2 | 18 | 30 | 53 | 395 | 146 | 6 | 6.1 | 103.6 | 45.3 | 27.9 | 960.6
2019 | 9 | 2 | 19 | 30 | 8 | 22 | 10 | 6.5 | 4.6 | 101.4 | 49.8 | 26.1 | 961.2
2019 | 9 | 2 | 20 | 30 | 0 | 0 | 0 | 7 | 2.6 | 76.2 | 55.9 | 24.7 | 961.9
2019 | 9 | 2 | 21 | 30 | 0 | 0 | 0 | 7.8 | 3.3 | 82.3 | 61.3 | 23.5 | 962.4
2019 | 9 | 2 | 22 | 30 | 0 | 0 | 0 | 8.8 | 3.5 | 97.4 | 75.2 | 22.1 | 962.9
2019 | 9 | 2 | 23 | 30 | 0 | 0 | 0 | 9.8 | 2.7 | 89.6 | 82.8 | 21.6 | 963
2019 | 9 | 3 | 0 | 30 | 0 | 0 | 0 | 10.5 | 3.2 | 93.5 | 88.1 | 21.2 | 963.1
2019 | 9 | 3 | 1 | 30 | 0 | 0 | 0 | 10.8 | 3.7 | 95.3 | 88.7 | 21.1 | 963.5
2019 | 9 | 3 | 2 | 30 | 0 | 0 | 0 | 10.9 | 1.8 | 77.6 | 88 | 20.8 | 963.7
2019 | 9 | 3 | 3 | 30 | 0 | 0 | 0 | 10.8 | 1.4 | 75 | 88.4 | 20.5 | 963.5
2019 | 9 | 3 | 4 | 30 | 0 | 0 | 0 | 10.7 | 1.6 | 84 | 90.7 | 19.7 | 963.3
2019 | 9 | 3 | 5 | 30 | 0 | 0 | 0 | 10.5 | 1.1 | 155.5 | 89.5 | 19.6 | 963.5
2019 | 9 | 3 | 6 | 30 | 3 | 8 | 4 | 10.2 | 1.2 | 129.9 | 82.3 | 19.6 | 963.7
2019 | 9 | 3 | 7 | 30 | 45 | 303 | 100 | 10.1 | 1.2 | 55.9 | 73.8 | 21.7 | 964.1
2019 | 9 | 3 | 8 | 30 | 82 | 585 | 295 | 9 | 1.5 | 104 | 68.6 | 23.9 | 964.3
2019 | 9 | 3 | 9 | 30 | 104 | 725 | 498 | 7.4 | 3.4 | 106.5 | 54.7 | 26.3 | 964.4
2019 | 9 | 3 | 10 | 30 | 118 | 798 | 671 | 6.9 | 3.8 | 93.7 | 43.7 | 28.2 | 964.6
2019 | 9 | 3 | 11 | 30 | 128 | 832 | 797 | 6.6 | 3.6 | 92.7 | 38.5 | 29.6 | 964.6
2019 | 9 | 3 | 12 | 30 | 131 | 853 | 870 | 6.5 | 3 | 99.4 | 35.1 | 30.7 | 964.2
2019 | 9 | 3 | 13 | 30 | 131 | 855 | 880 | 6.1 | 3.3 | 106.4 | 36 | 31.5 | 963.7
2019 | 9 | 3 | 14 | 30 | 130 | 839 | 826 | 5.6 | 4.8 | 104.6 | 39.6 | 31.5 | 963.1
2019 | 9 | 3 | 15 | 30 | 127 | 797 | 712 | 5.1 | 4.7 | 92.9 | 42 | 31.2 | 962.7
2019 | 9 | 3 | 16 | 30 | 122 | 718 | 549 | 4.7 | 6 | 96.5 | 46.1 | 30.1 | 962.7
2019 | 9 | 3 | 17 | 30 | 90 | 391 | 267 | 4.6 | 5.4 | 99.1 | 52.5 | 28.6 | 962.9
2019 | 9 | 3 | 18 | 30 | 33 | 0 | 34 | 4.5 | 4 | 103.6 | 56.5 | 27 | 963.4
2019 | 9 | 3 | 19 | 30 | 6 | 0 | 6 | 4.8 | 2.6 | 95 | 63.5 | 25.6 | 963.4
2019 | 9 | 3 | 20 | 30 | 0 | 0 | 0 | 5.1 | 3.1 | 99.3 | 71.5 | 24.1 | 963.6
2019 | 9 | 3 | 21 | 30 | 0 | 0 | 0 | 5.5 | 3.8 | 94.1 | 79.8 | 22.8 | 963.9
2019 | 9 | 3 | 22 | 30 | 0 | 0 | 0 | 5.9 | 3.6 | 102.5 | 86.4 | 22 | 964.3
2019 | 9 | 3 | 23 | 30 | 0 | 0 | 0 | 6.1 | 2.3 | 92.5 | 89.6 | 21.5 | 964.2
2019 | 9 | 4 | 0 | 30 | 0 | 0 | 0 | 6.1 | 2.8 | 92.1 | 89.6 | 21.4 | 964.2
2019 | 9 | 4 | 1 | 30 | 0 | 0 | 0 | 5.9 | 2.8 | 102.5 | 91.4 | 20.9 | 963.8
2019 | 9 | 4 | 2 | 30 | 0 | 0 | 0 | 5.4 | 2 | 77.4 | 92 | 20.6 | 963.5
2019 | 9 | 4 | 3 | 30 | 0 | 0 | 0 | 4.7 | 2.2 | 94 | 90.7 | 20.6 | 963.4
2019 | 9 | 4 | 4 | 30 | 0 | 0 | 0 | 4 | 1.4 | 47.6 | 88.7 | 20.5 | 963
2019 | 9 | 4 | 5 | 30 | 0 | 0 | 0 | 3.4 | 1.6 | 42.2 | 87.3 | 20.3 | 962.8
2019 | 9 | 4 | 6 | 30 | 3 | 3 | 3 | 3 | 1.6 | 54 | 85.8 | 20.1 | 962.9
2019 | 9 | 4 | 7 | 30 | 53 | 235 | 95 | 2.9 | 1.1 | 67 | 81.8 | 21.2 | 963.1
2019 | 9 | 4 | 8 | 30 | 107 | 497 | 287 | 3.4 | 2.5 | 100.9 | 79.1 | 23 | 963.3
2019 | 9 | 4 | 9 | 30 | 137 | 641 | 483 | 3.9 | 2.6 | 113.1 | 72.6 | 24.5 | 963.5
2019 | 9 | 4 | 10 | 30 | 163 | 716 | 659 | 4.2 | 1.3 | 176.9 | 60.1 | 27 | 963.8
2019 | 9 | 4 | 11 | 30 | 175 | 755 | 782 | 4.5 | 1.7 | 225.7 | 53.3 | 28.6 | 963.3
2019 | 9 | 4 | 12 | 30 | 196 | 770 | 863 | 4.9 | 2.5 | 221.9 | 47.2 | 30.1 | 962.4
2019 | 9 | 4 | 13 | 30 | 244 | 719 | 873 | 5.1 | 5.1 | 263.8 | 42.7 | 30.4 | 961.9
2019 | 9 | 4 | 14 | 30 | 268 | 461 | 653 | 5.1 | 5.6 | 262.3 | 47.1 | 29.5 | 961.3
2019 | 9 | 4 | 15 | 30 | 258 | 643 | 732 | 5.1 | 6.2 | 267.2 | 51.8 | 29.1 | 960.7
2019 | 9 | 4 | 16 | 30 | 192 | 629 | 564 | 5 | 5.7 | 265.1 | 54.8 | 28.6 | 960.4
2019 | 9 | 4 | 17 | 30 | 108 | 122 | 165 | 5.2 | 4.9 | 248.6 | 64.4 | 26.6 | 960.3
2019 | 9 | 4 | 18 | 30 | 16 | 0 | 16 | 5.1 | 4.7 | 234 | 71.2 | 25.2 | 960.6
2019 | 9 | 4 | 19 | 30 | 4 | 0 | 4 | 5.3 | 2.1 | 259.4 | 76.1 | 23.9 | 960.5
2019 | 9 | 4 | 20 | 30 | 0 | 0 | 0 | 5.6 | 0.4 | 232.5 | 74.3 | 23.8 | 960.5
2019 | 9 | 4 | 21 | 30 | 0 | 0 | 0 | 5.9 | 1.4 | 222.2 | 73.8 | 23.8 | 961
2019 | 9 | 4 | 22 | 30 | 0 | 0 | 0 | 6.4 | 1 | 201.2 | 78.3 | 22.9 | 961
2019 | 9 | 4 | 23 | 30 | 0 | 0 | 0 | 6.8 | 1.5 | 94.9 | 83.9 | 22.2 | 960.6
2019 | 9 | 5 | 0 | 30 | 0 | 0 | 0 | 7.2 | 1.1 | 129.9 | 87.1 | 21.4 | 960.3
2019 | 9 | 5 | 1 | 30 | 0 | 0 | 0 | 7.4 | 0.8 | 207.5 | 89.8 | 21.2 | 960.4
2019 | 9 | 5 | 2 | 30 | 0 | 0 | 0 | 7.5 | 1.4 | 89.4 | 89.1 | 21.5 | 960.3
2019 | 9 | 5 | 3 | 30 | 0 | 0 | 0 | 7.5 | 1 | 136.3 | 87.9 | 21.6 | 959.9
2019 | 9 | 5 | 4 | 30 | 0 | 0 | 0 | 7.3 | 1.4 | 109.6 | 85.3 | 21.8 | 959.8
2019 | 9 | 5 | 5 | 30 | 0 | 0 | 0 | 6.9 | 1.7 | 101.5 | 81.9 | 22.2 | 959.9
2019 | 9 | 5 | 6 | 30 | 1 | 0 | 2 | 6.5 | 1.5 | 98.9 | 80.5 | 22.4 | 960.3
2019 | 9 | 5 | 7 | 30 | 31 | 0 | 31 | 6.1 | 1.4 | 101.4 | 79.3 | 22.6 | 960.7
2019 | 9 | 5 | 8 | 30 | 173 | 256 | 271 | 5.9 | 2 | 37.5 | 72.3 | 23.8 | 960.9
2019 | 9 | 5 | 9 | 30 | 253 | 399 | 473 | 5.8 | 2.5 | 60 | 67.4 | 25.3 | 961
2019 | 9 | 5 | 10 | 30 | 241 | 450 | 555 | 5.4 | 2.7 | 110.7 | 61.7 | 26.5 | 961
2019 | 9 | 5 | 11 | 30 | 284 | 591 | 762 | 5 | 2.8 | 109.3 | 55.9 | 27.9 | 961
2019 | 9 | 5 | 12 | 30 | 399 | 230 | 603 | 4.4 | 4.6 | 105.5 | 55.4 | 28.3 | 960.8
2019 | 9 | 5 | 13 | 30 | 391 | 196 | 570 | 3.8 | 5.2 | 88.5 | 55.2 | 28.3 | 960.6
2019 | 9 | 5 | 14 | 30 | 280 | 46 | 324 | 3.2 | 5.1 | 95.4 | 54.5 | 27.9 | 960.4
2019 | 9 | 5 | 15 | 30 | 120 | 1 | 122 | 2.9 | 5.2 | 98.9 | 60.2 | 26.6 | 960.1
2019 | 9 | 5 | 16 | 30 | 187 | 7 | 192 | 2.9 | 5 | 108.1 | 64.1 | 26 | 960
2019 | 9 | 5 | 17 | 30 | 136 | 149 | 203 | 3.3 | 5 | 111.9 | 64.6 | 25.8 | 960
2019 | 9 | 5 | 18 | 30 | 90 | 77 | 105 | 3.3 | 4.8 | 98.4 | 64.5 | 24.9 | 960.3
2019 | 9 | 5 | 19 | 30 | 11 | 0 | 11 | 3.4 | 4.8 | 96.3 | 65.8 | 23.9 | 960.6
2019 | 9 | 5 | 20 | 30 | 0 | 0 | 0 | 3.5 | 4.6 | 106.3 | 71 | 22.6 | 961.2
2019 | 9 | 5 | 21 | 30 | 0 | 0 | 0 | 3.7 | 3.5 | 102.2 | 76 | 21.7 | 961.8
2019 | 9 | 5 | 22 | 30 | 0 | 0 | 0 | 3.9 | 2.4 | 81.2 | 79 | 21.1 | 962
2019 | 9 | 5 | 23 | 30 | 0 | 0 | 0 | 3.9 | 1.2 | 58.6 | 79.9 | 20.7 | 962.1
2019 | 9 | 6 | 0 | 30 | 0 | 0 | 0 | 3.9 | 1 | 84.4 | 80.7 | 20.8 | 962
2019 | 9 | 6 | 1 | 30 | 0 | 0 | 0 | 3.9 | 1.7 | 89.1 | 83.1 | 20.2 | 961.8
2019 | 9 | 6 | 2 | 30 | 0 | 0 | 0 | 4.1 | 1.6 | 83 | 85.1 | 20.2 | 961.7
2019 | 9 | 6 | 3 | 30 | 0 | 0 | 0 | 4.5 | 1.3 | 120.4 | 87.3 | 19.7 | 961.7
2019 | 9 | 6 | 4 | 30 | 0 | 0 | 0 | 5.2 | 0.7 | 198.2 | 87.6 | 19.5 | 961.5
2019 | 9 | 6 | 5 | 30 | 0 | 0 | 0 | 6 | 0.8 | 15.6 | 86.2 | 19 | 961.5
2019 | 9 | 6 | 6 | 30 | 3 | 4 | 3 | 6.9 | 1.6 | 42.7 | 85.4 | 19 | 961.6
2019 | 9 | 6 | 7 | 30 | 46 | 261 | 92 | 7.7 | 1.7 | 73.4 | 85.3 | 20 | 961.9
2019 | 9 | 6 | 8 | 30 | 89 | 563 | 290 | 8.2 | 2.4 | 107.6 | 76.6 | 22.2 | 962
2019 | 9 | 6 | 9 | 30 | 133 | 546 | 423 | 8.3 | 4 | 92.1 | 67.3 | 24.1 | 962.2
2019 | 9 | 6 | 10 | 30 | 155 | 658 | 612 | 8.2 | 4.5 | 95.3 | 62.1 | 25.1 | 962.4
2019 | 9 | 6 | 11 | 30 | 179 | 800 | 818 | 7.9 | 4.3 | 96.8 | 54.2 | 26.6 | 962.3
2019 | 9 | 6 | 12 | 30 | 290 | 678 | 876 | 7.4 | 3.2 | 108.2 | 50 | 27.7 | 961.9
2019 | 9 | 6 | 13 | 30 | 278 | 733 | 917 | 6.7 | 4.7 | 114.8 | 51.8 | 28.2 | 961.4
2019 | 9 | 6 | 14 | 30 | 323 | 336 | 606 | 6.1 | 5.2 | 116.6 | 51.7 | 28.3 | 960.7
2019 | 9 | 6 | 15 | 30 | 237 | 271 | 426 | 5.3 | 4.7 | 112.8 | 52.7 | 27.7 | 960.1
2019 | 9 | 6 | 16 | 30 | 170 | 299 | 345 | 4.6 | 4.4 | 104.2 | 50.6 | 28.1 | 959.6
2019 | 9 | 6 | 17 | 30 | 103 | 293 | 215 | 4.4 | 5.5 | 98.1 | 51.1 | 27.2 | 959.6
2019 | 9 | 6 | 18 | 30 | 62 | 267 | 122 | 4 | 5.6 | 100.8 | 55 | 25.9 | 959.8
2019 | 9 | 6 | 19 | 30 | 6 | 0 | 6 | 4 | 4.7 | 85.6 | 63.1 | 23.9 | 960.3
2019 | 9 | 6 | 20 | 30 | 0 | 0 | 0 | 4.2 | 5.2 | 90.4 | 76.3 | 22 | 961
2019 | 9 | 6 | 21 | 30 | 0 | 0 | 0 | 4.6 | 4.8 | 88.2 | 79.6 | 21.5 | 961.9
2019 | 9 | 6 | 22 | 30 | 0 | 0 | 0 | 4.7 | 3.3 | 75 | 80.5 | 21.4 | 962.1
2019 | 9 | 6 | 23 | 30 | 0 | 0 | 0 | 4.2 | 3.6 | 77.5 | 83 | 21.2 | 962.2
2019 | 9 | 7 | 0 | 30 | 0 | 0 | 0 | 3.3 | 3.9 | 82.8 | 83.9 | 21.1 | 962.2
2019 | 9 | 7 | 1 | 30 | 0 | 0 | 0 | 2.3 | 3.1 | 66.1 | 82.5 | 21.3 | 962.2
2019 | 9 | 7 | 2 | 30 | 0 | 0 | 0 | 1.8 | 4 | 71.4 | 83.4 | 21.2 | 961.9
2019 | 9 | 7 | 3 | 30 | 0 | 0 | 0 | 1.7 | 3.1 | 85.9 | 83.5 | 20.7 | 961.5
2019 | 9 | 7 | 4 | 30 | 0 | 0 | 0 | 2 | 3.9 | 99.9 | 86.1 | 20.3 | 961
2019 | 9 | 7 | 5 | 30 | 0 | 0 | 0 | 2.3 | 3.7 | 93.4 | 80.9 | 21 | 961.1
2019 | 9 | 7 | 6 | 30 | 3 | 2 | 3 | 2.5 | 4.1 | 81.6 | 77.4 | 21.2 | 961.5
2019 | 9 | 7 | 7 | 30 | 48 | 266 | 96 | 2.3 | 4.2 | 72.5 | 72.1 | 21.3 | 961.9
2019 | 9 | 7 | 8 | 30 | 107 | 494 | 280 | 1 | 4.2 | 61.7 | 62.5 | 22.8 | 962.1
2019 | 9 | 7 | 9 | 30 | 247 | 287 | 403 | -0.5 | 5.2 | 67.3 | 59.9 | 23.5 | 962.3
2019 | 9 | 7 | 10 | 30 | 267 | 468 | 599 | -1.5 | 5.9 | 78.1 | 58.6 | 24.6 | 962.4
2019 | 9 | 7 | 11 | 30 | 344 | 308 | 592 | -1.9 | 6.6 | 85.4 | 57.1 | 25.3 | 962
2019 | 9 | 7 | 12 | 30 | 475 | 128 | 595 | -2 | 6.6 | 87.9 | 53.7 | 25.8 | 961.7
2019 | 9 | 7 | 13 | 30 | 442 | 299 | 711 | -1.7 | 7.3 | 100 | 55.2 | 26.2 | 961.5
2019 | 9 | 7 | 14 | 30 | 405 | 240 | 609 | -1.1 | 7.4 | 97.7 | 56.9 | 26.1 | 961.1
2019 | 9 | 7 | 15 | 30 | 339 | 251 | 522 | -0.5 | 8 | 96 | 59.2 | 25.5 | 960.4
2019 | 9 | 7 | 16 | 30 | 230 | 312 | 411 | 0.1 | 8 | 92.9 | 61.2 | 25.2 | 959.7
2019 | 9 | 7 | 17 | 30 | 157 | 420 | 325 | 0.8 | 7.5 | 90.7 | 60.3 | 25.2 | 959.4
2019 | 9 | 7 | 18 | 30 | 66 | 270 | 125 | 1.5 | 7.7 | 101.8 | 68.6 | 23.6 | 959.9
2019 | 9 | 7 | 19 | 30 | 10 | 10 | 11 | 2.2 | 7.8 | 91.9 | 75.2 | 22 | 960.9
2019 | 9 | 7 | 20 | 30 | 0 | 0 | 0 | 3.1 | 8.6 | 90.7 | 75.6 | 21.2 | 961.7
2019 | 9 | 7 | 21 | 30 | 0 | 0 | 0 | 4.3 | 6.9 | 78.7 | 75.3 | 20.7 | 962.1
2019 | 9 | 7 | 22 | 30 | 0 | 0 | 0 | 5.2 | 4.8 | 69.6 | 74.2 | 20.6 | 962.5
2019 | 9 | 7 | 23 | 30 | 0 | 0 | 0 | 5.9 | 3.8 | 64.4 | 72.6 | 20.6 | 961.8
2019 | 9 | 8 | 0 | 30 | 0 | 0 | 0 | 6.6 | 4 | 45 | 70.5 | 20.8 | 961.1
2019 | 9 | 8 | 1 | 30 | 0 | 0 | 0 | 7.4 | 2.2 | 102.5 | 74 | 19.9 | 960.8
2019 | 9 | 8 | 2 | 30 | 0 | 0 | 0 | 8.5 | 1.9 | 127.7 | 72.8 | 19.6 | 960.6
2019 | 9 | 8 | 3 | 30 | 0 | 0 | 0 | 9.9 | 0.8 | 49.9 | 74.2 | 19 | 960.3
2019 | 9 | 8 | 4 | 30 | 0 | 0 | 0 | 11.1 | 2.3 | 79.6 | 73.3 | 18.7 | 959.9
2019 | 9 | 8 | 5 | 30 | 0 | 0 | 0 | 12 | 2.3 | 78 | 71 | 18.8 | 959.7
2019 | 9 | 8 | 6 | 30 | 2 | 0 | 2 | 12.4 | 3.3 | 94.4 | 68.5 | 19.1 | 959.6
2019 | 9 | 8 | 7 | 30 | 61 | 37 | 68 | 11.1 | 3.6 | 76.1 | 66.4 | 19.7 | 960.3
2019 | 9 | 8 | 8 | 30 | 168 | 208 | 234 | 5.9 | 5.1 | 77.3 | 57 | 21.9 | 960.7
2019 | 9 | 8 | 9 | 30 | 231 | 4 | 236 | -0.5 | 5.5 | 83.8 | 54.2 | 22.5 | 961.1
2019 | 9 | 8 | 10 | 30 | 363 | 89 | 434 | -3.9 | 5.9 | 74.7 | 52.1 | 23.5 | 961.2
2019 | 9 | 8 | 11 | 30 | 352 | 473 | 741 | -5.4 | 6.2 | 82 | 48.4 | 25.1 | 961
2019 | 9 | 8 | 12 | 30 | 547 | 115 | 659 | -6.4 | 6.2 | 89.3 | 45.7 | 26 | 960.6
2019 | 9 | 8 | 13 | 30 | 486 | 266 | 728 | -7.1 | 6.4 | 90.9 | 46.5 | 26.5 | 960.3
2019 | 9 | 8 | 14 | 30 | 363 | 158 | 500 | -7 | 6.5 | 102.7 | 50.1 | 26.2 | 960
2019 | 9 | 8 | 15 | 30 | 287 | 340 | 524 | -6.6 | 6 | 108.9 | 51.6 | 26.2 | 959.6
2019 | 9 | 8 | 16 | 30 | 145 | 692 | 544 | -6.2 | 5.6 | 110.9 | 49.5 | 26.9 | 959.5
2019 | 9 | 8 | 17 | 30 | 122 | 479 | 319 | -5.7 | 4.1 | 114.3 | 50 | 26.5 | 959.7
2019 | 9 | 8 | 18 | 30 | 72 | 254 | 131 | -5.3 | 4 | 87 | 53.7 | 25.6 | 959.8
2019 | 9 | 8 | 19 | 30 | 6 | 1 | 6 | -5.3 | 4.1 | 93.1 | 64.4 | 23.5 | 960.3
2019 | 9 | 8 | 20 | 30 | 0 | 0 | 0 | -5.4 | 3.4 | 94.2 | 75.6 | 22 | 961.1
2019 | 9 | 8 | 21 | 30 | 0 | 0 | 0 | -5.4 | 2 | 104.3 | 81.6 | 21.1 | 961.6
2019 | 9 | 8 | 22 | 30 | 0 | 0 | 0 | -5.3 | 2.4 | 116.7 | 84.1 | 20.5 | 961.8
2019 | 9 | 8 | 23 | 30 | 0 | 0 | 0 | -5 | 1.7 | 80.5 | 86.3 | 20.3 | 962.1
2019 | 9 | 9 | 0 | 30 | 0 | 0 | 0 | -4.8 | 1.5 | 81.3 | 87.9 | 20.3 | 961.9
2019 | 9 | 9 | 1 | 30 | 0 | 0 | 0 | -4.6 | 1.4 | 76.7 | 89.8 | 19.9 | 961.8
2019 | 9 | 9 | 2 | 30 | 0 | 0 | 0 | -4.3 | 1.1 | 61.2 | 89.5 | 19.4 | 961.5
2019 | 9 | 9 | 3 | 30 | 0 | 0 | 0 | -4 | 0.2 | 79.5 | 90.3 | 18.6 | 961.4
2019 | 9 | 9 | 4 | 30 | 0 | 0 | 0 | -3.6 | 0.2 | 87 | 89.4 | 19 | 961
2019 | 9 | 9 | 5 | 30 | 0 | 0 | 0 | -3.2 | 0.5 | 133.6 | 89.9 | 18.6 | 960.9
2019 | 9 | 9 | 6 | 30 | 2 | 2 | 2 | -2.7 | 0.5 | 48.4 | 89.9 | 17.9 | 961.1
2019 | 9 | 9 | 7 | 30 | 53 | 232 | 93 | -2.3 | 0.7 | 193.6 | 87.2 | 18.7 | 961.4
2019 | 9 | 9 | 8 | 30 | 94 | 504 | 275 | -2.6 | 0.6 | 191.2 | 76.5 | 22 | 961.5
2019 | 9 | 9 | 9 | 30 | 111 | 688 | 476 | -3.2 | 1.1 | 216 | 66.6 | 23.8 | 961.6
2019 | 9 | 9 | 10 | 30 | 118 | 799 | 661 | -3.8 | 1.6 | 231.6 | 55.6 | 25.5 | 961.7
2019 | 9 | 9 | 11 | 30 | 142 | 836 | 802 | -4.4 | 1.8 | 212.7 | 49.5 | 26.9 | 961.3
2019 | 9 | 9 | 12 | 30 | 351 | 562 | 833 | -4.9 | 3.6 | 237.1 | 46.9 | 28.3 | 960.6
2019 | 9 | 9 | 13 | 30 | 357 | 57 | 413 | -5.3 | 3.7 | 217.5 | 45.9 | 27.5 | 960.3
2019 | 9 | 9 | 14 | 30 | 120 | 1 | 122 | -5.6 | 3.4 | 208 | 52.4 | 25.5 | 960
2019 | 9 | 9 | 15 | 30 | 178 | 4 | 182 | -5.8 | 5 | 275.8 | 66.4 | 24.4 | 959.5
2019 | 9 | 9 | 16 | 30 | 268 | 270 | 430 | -5.9 | 3.8 | 248.2 | 57.4 | 25.6 | 959.3
2019 | 9 | 9 | 17 | 30 | 163 | 56 | 186 | -5.8 | 2.1 | 224.3 | 46.6 | 26.5 | 959.3
2019 | 9 | 9 | 18 | 30 | 55 | 6 | 56 | -5.7 | 2.3 | 182.9 | 42.3 | 26.2 | 959.2
2019 | 9 | 9 | 19 | 30 | 8 | 16 | 9 | -5.6 | 2.1 | 266.8 | 40.4 | 25.7 | 959.1
2019 | 9 | 9 | 20 | 30 | 0 | 0 | 0 | -5.5 | 3.4 | 250.4 | 55.4 | 24.1 | 959.3
2019 | 9 | 9 | 21 | 30 | 0 | 0 | 0 | -5.3 | 2.8 | 280.9 | 67.9 | 22.4 | 959.6
2019 | 9 | 9 | 22 | 30 | 0 | 0 | 0 | -5 | 3 | 295.4 | 69.7 | 22.1 | 959.4
2019 | 9 | 9 | 23 | 30 | 0 | 0 | 0 | -4.5 | 2.2 | 271.5 | 66.9 | 20.9 | 959.1
2019 | 9 | 10 | 0 | 30 | 0 | 0 | 0 | -3.9 | 1 | 262.9 | 69.2 | 20.3 | 958.7
2019 | 9 | 10 | 1 | 30 | 0 | 0 | 0 | -3.4 | 0.6 | 246 | 75.9 | 19.6 | 958.1
2019 | 9 | 10 | 2 | 30 | 0 | 0 | 0 | -3.1 | 3.8 | 237.8 | 55.1 | 22.5 | 957.3
2019 | 9 | 10 | 3 | 30 | 0 | 0 | 0 | -2.8 | 2.3 | 247.5 | 45.6 | 23.6 | 956.5
2019 | 9 | 10 | 4 | 30 | 0 | 0 | 0 | -2.7 | 2.5 | 246.3 | 50.7 | 22.3 | 956
2019 | 9 | 10 | 5 | 30 | 0 | 0 | 0 | -2.7 | 3.8 | 262.6 | 45.5 | 23 | 955.5
2019 | 9 | 10 | 6 | 30 | 2 | 5 | 2 | -2.6 | 2.2 | 194.9 | 49.7 | 21.4 | 955.1
2019 | 9 | 10 | 7 | 30 | 69 | 231 | 99 | -1.9 | 2.8 | 213.6 | 50.7 | 21.4 | 954.8
2019 | 9 | 10 | 8 | 30 | 137 | 71 | 164 | -2.1 | 4.6 | 232.9 | 41.4 | 23.1 | 954.5
2019 | 9 | 10 | 9 | 30 | 266 | 216 | 384 | -2.4 | 7.9 | 278.2 | 18.8 | 26.4 | 954.2
2019 | 9 | 10 | 10 | 30 | 342 | 115 | 428 | -2.8 | 9.6 | 298.6 | 17.6 | 27 | 953.9
2019 | 9 | 10 | 11 | 30 | 326 | 436 | 680 | -3.1 | 9.8 | 297.4 | 21.5 | 28 | 953.6
2019 | 9 | 10 | 12 | 30 | 138 | 878 | 883 | -3.3 | 8.3 | 313.2 | 17.8 | 28.4 | 953.3
2019 | 9 | 10 | 13 | 30 | 172 | 833 | 884 | -3.3 | 8.6 | 339.7 | 26.8 | 27.1 | 953.6
2019 | 9 | 10 | 14 | 30 | 154 | 849 | 838 | -3.3 | 9.4 | 329.6 | 23.7 | 26.7 | 953.9
2019 | 9 | 10 | 15 | 30 | 146 | 735 | 672 | -3.3 | 6.1 | 301.5 | 23.4 | 26.4 | 954.2
2019 | 9 | 10 | 16 | 30 | 170 | 313 | 346 | -3.2 | 4.7 | 208.3 | 23.7 | 25.7 | 954.5
2019 | 9 | 10 | 17 | 30 | 101 | 572 | 314 | -3.1 | 4.7 | 290 | 22.5 | 25.9 | 954.6
2019 | 9 | 10 | 18 | 30 | 45 | 485 | 141 | -3.1 | 4.9 | 283.1 | 20.5 | 25.1 | 955.1
2019 | 9 | 10 | 19 | 30 | 6 | 36 | 9 | -3.1 | 2.7 | 257.8 | 19.9 | 23.4 | 956
2019 | 9 | 10 | 20 | 30 | 0 | 0 | 0 | -3.3 | 2.5 | 233.2 | 21.3 | 22.5 | 956.8
2019 | 9 | 10 | 21 | 30 | 0 | 0 | 0 | -3.5 | 2.5 | 275.4 | 23.9 | 21.7 | 957.2
2019 | 9 | 10 | 22 | 30 | 0 | 0 | 0 | -3.7 | 2.5 | 293.2 | 26.9 | 20.6 | 957.4
2019 | 9 | 10 | 23 | 30 | 0 | 0 | 0 | -3.8 | 6.4 | 325.5 | 33.8 | 19.6 | 957.8
2019 | 9 | 11 | 0 | 30 | 0 | 0 | 0 | -4 | 7.4 | 321.2 | 35.4 | 19.1 | 957.4
2019 | 9 | 11 | 1 | 30 | 0 | 0 | 0 | -4.1 | 3.9 | 225.9 | 36.9 | 18.7 | 957.8
2019 | 9 | 11 | 2 | 30 | 0 | 0 | 0 | -4.3 | 4.9 | 286.7 | 42.4 | 17.5 | 957.7
2019 | 9 | 11 | 3 | 30 | 0 | 0 | 0 | -4.4 | 3.8 | 301.3 | 42 | 17.1 | 957.5
2019 | 9 | 11 | 4 | 30 | 0 | 0 | 0 | -4.2 | 4 | 309 | 41.9 | 16.6 | 957.6
2019 | 9 | 11 | 5 | 30 | 0 | 0 | 0 | -3.8 | 2.4 | 240.3 | 45.1 | 16.1 | 957.7
2019 | 9 | 11 | 6 | 30 | 1 | 0 | 1 | -3.2 | 1.7 | 180.3 | 45.3 | 16.2 | 958.1
2019 | 9 | 11 | 7 | 30 | 47 | 24 | 52 | -2.7 | 2.5 | 274.2 | 45.6 | 16.8 | 958.8
2019 | 9 | 11 | 8 | 30 | 111 | 47 | 125 | -2.3 | 2.5 | 262.3 | 43.6 | 17.8 | 959.2
2019 | 9 | 11 | 9 | 30 | 128 | 0 | 129 | -1.3 | 2.7 | 286.6 | 42 | 18.8 | 959.5
2019 | 9 | 11 | 10 | 30 | 91 | 0 | 92 | -0.5 | 1.7 | 161.7 | 42.8 | 18.9 | 960.1
2019 | 9 | 11 | 11 | 30 | 121 | 0 | 123 | -0.1 | 3.2 | 253 | 45.3 | 18.9 | 960.6
2019 | 9 | 11 | 12 | 30 | 132 | 0 | 133 | 0.1 | 3.1 | 311 | 48.4 | 18.8 | 960.7
2019 | 9 | 11 | 13 | 30 | 175 | 0 | 177 | 0.1 | 1.7 | 221.4 | 47 | 19.6 | 960.4
2019 | 9 | 11 | 14 | 30 | 193 | 0 | 195 | -0.1 | 2.9 | 105.3 | 43.4 | 20.8 | 959.9
2019 | 9 | 11 | 15 | 30 | 169 | 16 | 183 | -0.3 | 5.2 | 32.5 | 43.6 | 21.3 | 959.9
2019 | 9 | 11 | 16 | 30 | 176 | 109 | 240 | -0.6 | 6.4 | 30.2 | 46.9 | 20.9 | 960.2
2019 | 9 | 11 | 17 | 30 | 102 | 430 | 281 | -0.6 | 6.7 | 48.5 | 53.1 | 20.4 | 960.6
2019 | 9 | 11 | 18 | 30 | 23 | 0 | 23 | -0.7 | 3.4 | 114.1 | 88.2 | 16 | 961.8
2019 | 9 | 11 | 19 | 30 | 1 | 0 | 1 | -0.6 | 2.6 | 81.4 | 89.4 | 16 | 962.7
2019 | 9 | 11 | 20 | 30 | 0 | 0 | 0 | -0.6 | 3.5 | 65.7 | 83.8 | 16.1 | 963.4
2019 | 9 | 11 | 21 | 30 | 0 | 0 | 0 | -0.6 | 5.3 | 46.5 | 73.9 | 16.8 | 964
2019 | 9 | 11 | 22 | 30 | 0 | 0 | 0 | -0.6 | 5 | 54.3 | 71.9 | 16.8 | 964.3
2019 | 9 | 11 | 23 | 30 | 0 | 0 | 0 | -0.7 | 5.5 | 51.1 | 70.3 | 17 | 964.1
2019 | 9 | 12 | 0 | 30 | 0 | 0 | 0 | -0.8 | 4.4 | 45.9 | 68.6 | 17.4 | 963.9
2019 | 9 | 12 | 1 | 30 | 0 | 0 | 0 | -1 | 4.2 | 36.7 | 67.8 | 17.5 | 963.8
2019 | 9 | 12 | 2 | 30 | 0 | 0 | 0 | -1.6 | 3.6 | 31.6 | 69.6 | 17 | 962.6
2019 | 9 | 12 | 3 | 30 | 0 | 0 | 0 | -2.1 | 5 | 15.5 | 71.1 | 15.9 | 961.5
2019 | 9 | 12 | 4 | 30 | 0 | 0 | 0 | -2.5 | 3.6 | 118.6 | 72.5 | 15.8 | 960.8
2019 | 9 | 12 | 5 | 30 | 0 | 0 | 0 | -2.6 | 1.9 | 126.5 | 79.5 | 15.2 | 962.5
2019 | 9 | 12 | 6 | 30 | 1 | 0 | 1 | -2.4 | 2.5 | 81.9 | 80.3 | 15.3 | 962.9
2019 | 9 | 12 | 7 | 30 | 40 | 1 | 40 | -2.3 | 2.3 | 85.2 | 79.1 | 15.7 | 963.8
2019 | 9 | 12 | 8 | 30 | 48 | 1 | 49 | -2.4 | 2.3 | 85.7 | 83.5 | 16.1 | 964.8
2019 | 9 | 12 | 9 | 30 | 123 | 15 | 137 | -2.7 | 2.2 | 106.9 | 91.8 | 15.5 | 965.2
2019 | 9 | 12 | 10 | 30 | 307 | 343 | 565 | -2.4 | 1.6 | 125.6 | 82.3 | 18.3 | 965.5
2019 | 9 | 12 | 11 | 30 | 302 | 85 | 374 | -1.9 | 4.7 | 87.5 | 66 | 20.4 | 965.6
2019 | 9 | 12 | 12 | 30 | 348 | 529 | 798 | -1.5 | 5.3 | 79.6 | 59.1 | 22.4 | 965.2
2019 | 9 | 12 | 13 | 30 | 361 | 335 | 650 | -1.3 | 6 | 79.5 | 57 | 22.9 | 965.1
2019 | 9 | 12 | 14 | 30 | 335 | 186 | 492 | -1.3 | 6.4 | 83.6 | 56.1 | 22.7 | 964.6
2019 | 9 | 12 | 15 | 30 | 156 | 2 | 159 | -1.3 | 5.4 | 66.7 | 61.9 | 21.8 | 964.4
2019 | 9 | 12 | 16 | 30 | 154 | 1 | 156 | -1.4 | 5.4 | 81.9 | 69.1 | 21 | 964.7
2019 | 9 | 12 | 17 | 30 | 82 | 1 | 83 | -1.4 | 4 | 73.8 | 74.5 | 20.3 | 964.7
2019 | 9 | 12 | 18 | 30 | 22 | 0 | 22 | -1.8 | 2.8 | 81.4 | 80.6 | 19.8 | 964.3
2019 | 9 | 12 | 19 | 30 | 0 | 0 | 0 | -2.1 | 2.1 | 72.2 | 87.6 | 19 | 964.4
2019 | 9 | 12 | 20 | 30 | 0 | 0 | 0 | -2.4 | 2.9 | 101 | 88 | 19.1 | 964.7
2019 | 9 | 12 | 21 | 30 | 0 | 0 | 0 | -2.7 | 1.4 | 160.4 | 90.1 | 19 | 964.9
2019 | 9 | 12 | 22 | 30 | 0 | 0 | 0 | -2.9 | 2.8 | 111.7 | 92.3 | 16.8 | 964.7
2019 | 9 | 12 | 23 | 30 | 0 | 0 | 0 | -3 | 2.5 | 244.8 | 94.5 | 16.5 | 964.7
2019 | 9 | 13 | 0 | 30 | 0 | 0 | 0 | -3 | 3.7 | 176.5 | 92.9 | 15.3 | 964.1
2019 | 9 | 13 | 1 | 30 | 0 | 0 | 0 | -3 | 3.3 | 46.9 | 91.8 | 15 | 963.6
2019 | 9 | 13 | 2 | 30 | 0 | 0 | 0 | -2.9 | 2.1 | 94 | 93.5 | 15.2 | 963.3
2019 | 9 | 13 | 3 | 30 | 0 | 0 | 0 | -2.7 | 3.2 | 227.7 | 94.1 | 15.3 | 963.2
2019 | 9 | 13 | 4 | 30 | 0 | 0 | 0 | -2.6 | 3.4 | 222.1 | 92.6 | 15.4 | 963.4
2019 | 9 | 13 | 5 | 30 | 0 | 0 | 0 | -2.4 | 3.7 | 297.2 | 92.3 | 14.9 | 963.3
2019 | 9 | 13 | 6 | 30 | 0 | 0 | 0 | -2.5 | 1.9 | 223.3 | 94.3 | 14.7 | 962.6
2019 | 9 | 13 | 7 | 30 | 33 | 16 | 37 | -2.5 | 1.9 | 65.4 | 93 | 15 | 962.4
2019 | 9 | 13 | 8 | 30 | 112 | 118 | 166 | -2.2 | 1.3 | 290.9 | 88.4 | 16.4 | 963
2019 | 9 | 13 | 9 | 30 | 188 | 341 | 379 | -1 | 1.4 | 139.7 | 74.7 | 19 | 964
2019 | 9 | 13 | 10 | 30 | 201 | 693 | 664 | 0.7 | 3 | 101.2 | 70.8 | 21.5 | 963.8
2019 | 9 | 13 | 11 | 30 | 223 | 638 | 717 | 1.9 | 6.6 | 84.3 | 69 | 23.2 | 963.8
2019 | 9 | 13 | 12 | 30 | 383 | 62 | 441 | 2.8 | 6.4 | 91.1 | 70.9 | 23 | 964
2019 | 9 | 13 | 13 | 30 | 102 | 14 | 114 | 3.5 | 7.1 | 100.5 | 80 | 21 | 964.1
2019 | 9 | 13 | 14 | 30 | 287 | 85 | 360 | 4 | 5.9 | 79.3 | 78.4 | 21.1 | 963.5
2019 | 9 | 13 | 15 | 30 | 296 | 122 | 385 | 4.4 | 5.6 | 83.3 | 82.8 | 22 | 962.6
2019 | 9 | 13 | 16 | 30 | 276 | 72 | 319 | 4.8 | 6.1 | 94.3 | 77.9 | 22.8 | 962.8
2019 | 9 | 13 | 17 | 30 | 118 | 6 | 122 | 5 | 5.3 | 89.9 | 77.9 | 22.6 | 963.1
2019 | 9 | 13 | 18 | 30 | 50 | 10 | 51 | 5.1 | 5.2 | 81.5 | 80.9 | 22.1 | 963.4
2019 | 9 | 13 | 19 | 30 | 4 | 0 | 4 | 4.9 | 5.5 | 82 | 83.6 | 21.6 | 963.1
2019 | 9 | 13 | 20 | 30 | 0 | 0 | 0 | 4.7 | 3.3 | 65.8 | 78.8 | 22 | 964
2019 | 9 | 13 | 21 | 30 | 0 | 0 | 0 | 4.4 | 4.4 | 56.7 | 80.3 | 21.2 | 964.8
2019 | 9 | 13 | 22 | 30 | 0 | 0 | 0 | 4.3 | 4.2 | 82.9 | 81.8 | 19.8 | 965.5
2019 | 9 | 13 | 23 | 30 | 0 | 0 | 0 | 4.2 | 2.9 | 93.1 | 84.6 | 18.9 | 965.1
2019 | 9 | 14 | 0 | 30 | 0 | 0 | 0 | 4.1 | 4.1 | 100.7 | 86.7 | 18 | 964.9
2019 | 9 | 14 | 1 | 30 | 0 | 0 | 0 | 4.1 | 3.2 | 97.9 | 88 | 17.8 | 964
2019 | 9 | 14 | 2 | 30 | 0 | 0 | 0 | 4.1 | 3.4 | 97.8 | 85.9 | 18.2 | 963.6
2019 | 9 | 14 | 3 | 30 | 0 | 0 | 0 | 4.2 | 3.1 | 108.1 | 88.3 | 17.9 | 963.2
2019 | 9 | 14 | 4 | 30 | 0 | 0 | 0 | 4.2 | 3.5 | 101.4 | 87.2 | 18 | 962.7
2019 | 9 | 14 | 5 | 30 | 0 | 0 | 0 | 4.4 | 3.4 | 107.1 | 84.4 | 18.3 | 962.6
2019 | 9 | 14 | 6 | 30 | 1 | 0 | 1 | 4.5 | 3.5 | 104.8 | 82.4 | 18.5 | 962.6
2019 | 9 | 14 | 7 | 30 | 31 | 0 | 31 | 4.8 | 4 | 101.5 | 80.7 | 19 | 962.7
2019 | 9 | 14 | 8 | 30 | 57 | 0 | 57 | 5.2 | 5.2 | 92.3 | 79.7 | 20 | 963.9
2019 | 9 | 14 | 9 | 30 | 116 | 0 | 116 | 6.4 | 3.7 | 115.4 | 85.3 | 19.5 | 964
2019 | 9 | 14 | 10 | 30 | 186 | 0 | 187 | 7.6 | 4.2 | 99.1 | 78 | 21.5 | 963.9
2019 | 9 | 14 | 11 | 30 | 312 | 8 | 322 | 8.3 | 5.8 | 72.1 | 73.6 | 22.6 | 964
2019 | 9 | 14 | 12 | 30 | 355 | 26 | 382 | 8.5 | 4.9 | 79.1 | 72.7 | 23 | 963.4
2019 | 9 | 14 | 13 | 30 | 423 | 310 | 693 | 8.3 | 5.8 | 84.4 | 69.4 | 24.3 | 962.5
2019 | 9 | 14 | 14 | 30 | 395 | 342 | 673 | 8.1 | 6.6 | 83.2 | 69.1 | 24.9 | 961.9
2019 | 9 | 14 | 15 | 30 | 336 | 351 | 580 | 7.8 | 6.3 | 67.4 | 70.5 | 24.6 | 961.5
2019 | 9 | 14 | 16 | 30 | 215 | 456 | 468 | 7.6 | 6 | 71.9 | 70.2 | 24.7 | 961.2
2019 | 9 | 14 | 17 | 30 | 150 | 343 | 276 | 7.4 | 5.1 | 79.2 | 69.3 | 24.7 | 961
2019 | 9 | 14 | 18 | 30 | 71 | 125 | 97 | 7.3 | 5.9 | 99.9 | 74.7 | 23.5 | 961
2019 | 9 | 14 | 19 | 30 | 4 | 1 | 4 | 7.1 | 4.8 | 100.3 | 79.1 | 22.2 | 961.5
2019 | 9 | 14 | 20 | 30 | 0 | 0 | 0 | 6.8 | 4.7 | 104.9 | 84.6 | 21.1 | 962.3
2019 | 9 | 14 | 21 | 30 | 0 | 0 | 0 | 6.5 | 4.2 | 88.7 | 80.3 | 21.9 | 962.9
2019 | 9 | 14 | 22 | 30 | 0 | 0 | 0 | 6.3 | 3.2 | 75.1 | 78.1 | 22.3 | 963.1
2019 | 9 | 14 | 23 | 30 | 0 | 0 | 0 | 6.1 | 2.9 | 88.7 | 80.2 | 21.9 | 962.6
2019 | 9 | 15 | 0 | 30 | 0 | 0 | 0 | 6 | 2.2 | 112 | 86.1 | 20.7 | 962.4
2019 | 9 | 15 | 1 | 30 | 0 | 0 | 0 | 5.9 | 0.8 | 33.5 | 84.8 | 20.9 | 962.7
2019 | 9 | 15 | 2 | 30 | 0 | 0 | 0 | 5.9 | 0.6 | 156.7 | 85.6 | 20.7 | 962.4
2019 | 9 | 15 | 3 | 30 | 0 | 0 | 0 | 6 | 0.9 | 308.8 | 89.3 | 19.7 | 961.7
2019 | 9 | 15 | 4 | 30 | 0 | 0 | 0 | 6.1 | 0.5 | 21.4 | 91.1 | 19.2 | 961.5
2019 | 9 | 15 | 5 | 30 | 0 | 0 | 0 | 6.1 | 0.5 | 183.8 | 91.4 | 19.6 | 961.5
2019 | 9 | 15 | 6 | 30 | 1 | 0 | 1 | 6.1 | 1.7 | 70 | 91.4 | 19.4 | 961.4
2019 | 9 | 15 | 7 | 30 | 52 | 76 | 65 | 6.2 | 1.7 | 33 | 85.8 | 20.4 | 961.4
2019 | 9 | 15 | 8 | 30 | 126 | 348 | 244 | 6.3 | 1.1 | 60.2 | 80.6 | 22.3 | 961.6
2019 | 9 | 15 | 9 | 30 | 172 | 520 | 444 | 6.4 | 2.9 | 105.7 | 72.1 | 24.5 | 961.9
2019 | 9 | 15 | 10 | 30 | 192 | 634 | 618 | 6.4 | 4.3 | 107.5 | 63.3 | 26 | 961.8
2019 | 9 | 15 | 11 | 30 | 199 | 702 | 744 | 6.4 | 4.2 | 117.5 | 62.5 | 26.8 | 961.6
2019 | 9 | 15 | 12 | 30 | 200 | 734 | 816 | 6.1 | 4.5 | 113.5 | 60.6 | 27.6 | 961.5
2019 | 9 | 15 | 13 | 30 | 215 | 718 | 821 | 5.7 | 4.5 | 95.5 | 62 | 27.9 | 961.2
2019 | 9 | 15 | 14 | 30 | 222 | 661 | 748 | 5.2 | 5.7 | 93.4 | 64.3 | 27.7 | 961
2019 | 9 | 15 | 15 | 30 | 193 | 653 | 644 | 4.6 | 5.7 | 94.4 | 65.5 | 27.5 | 960.6
2019 | 9 | 15 | 16 | 30 | 170 | 560 | 477 | 4.1 | 6 | 92 | 66.4 | 27.1 | 960.6
2019 | 9 | 15 | 17 | 30 | 131 | 394 | 274 | 4 | 5.6 | 85.8 | 69.3 | 26.2 | 960.8
2019 | 9 | 15 | 18 | 30 | 59 | 104 | 83 | 3.9 | 4.9 | 82 | 74.6 | 24.9 | 961
2019 | 9 | 15 | 19 | 30 | 3 | 0 | 3 | 3.8 | 3.8 | 75.8 | 80.7 | 23.5 | 961.3
2019 | 9 | 15 | 20 | 30 | 0 | 0 | 0 | 3.7 | 3.1 | 80.1 | 84.2 | 22.7 | 961.9
2019 | 9 | 15 | 21 | 30 | 0 | 0 | 0 | 3.6 | 2.1 | 94.6 | 86.8 | 22.1 | 962.6
2019 | 9 | 15 | 22 | 30 | 0 | 0 | 0 | 3.5 | 1.9 | 97.1 | 91 | 21.2 | 962.8
2019 | 9 | 15 | 23 | 30 | 0 | 0 | 0 | 3.3 | 1 | 135.7 | 91.8 | 21.2 | 962.9
2019 | 9 | 16 | 0 | 30 | 0 | 0 | 0 | 3 | 1.3 | 83.5 | 92.5 | 20.9 | 962.9
2019 | 9 | 16 | 1 | 30 | 0 | 0 | 0 | 2.6 | 1.6 | 89.5 | 92.8 | 20.9 | 962.6
2019 | 9 | 16 | 2 | 30 | 0 | 0 | 0 | 2 | 0.7 | 87.4 | 92.4 | 21 | 962.2
2019 | 9 | 16 | 3 | 30 | 0 | 0 | 0 | 1.3 | 0.8 | 189 | 93.8 | 20.5 | 961.7
2019 | 9 | 16 | 4 | 30 | 0 | 0 | 0 | 0.6 | 1.1 | 246.6 | 95.2 | 20 | 961.5
2019 | 9 | 16 | 5 | 30 | 0 | 0 | 0 | 0 | 0.9 | 235.6 | 95.8 | 19.4 | 961.5
2019 | 9 | 16 | 6 | 30 | 1 | 0 | 1 | -0.5 | 1.1 | 200.5 | 95.9 | 18.7 | 961.6
2019 | 9 | 16 | 7 | 30 | 43 | 155 | 71 | -0.9 | 1.3 | 93.8 | 94.5 | 19.1 | 962
2019 | 9 | 16 | 8 | 30 | 88 | 532 | 266 | -0.6 | 2 | 66.1 | 82.6 | 21.8 | 962.4
2019 | 9 | 16 | 9 | 30 | 103 | 728 | 475 | 0.4 | 1.7 | 123.6 | 75.6 | 23.6 | 962.7
2019 | 9 | 16 | 10 | 30 | 113 | 815 | 651 | 1.3 | 1.9 | 149.6 | 63 | 25.6 | 962.8
2019 | 9 | 16 | 11 | 30 | 195 | 540 | 607 | 1.8 | 1.8 | 172.6 | 61.7 | 26.4 | 962.8
2019 | 9 | 16 | 12 | 30 | 189 | 825 | 873 | 1.8 | 4.3 | 262.4 | 62.3 | 26.8 | 962.5
2019 | 9 | 16 | 13 | 30 | 156 | 833 | 850 | 1.6 | 5.2 | 256.2 | 63.4 | 26.5 | 962
2019 | 9 | 16 | 14 | 30 | 157 | 806 | 788 | 1.2 | 4.6 | 253.2 | 62.7 | 26.9 | 961.6
2019 | 9 | 16 | 15 | 30 | 194 | 753 | 709 | 0.9 | 4.1 | 263.2 | 63.2 | 27 | 961.2
2019 | 9 | 16 | 16 | 30 | 270 | 612 | 602 | 0.8 | 3 | 267.6 | 62.6 | 27.2 | 961.1
2019 | 9 | 16 | 17 | 30 | 211 | 401 | 359 | 1 | 3.5 | 268.6 | 66 | 26.2 | 961
2019 | 9 | 16 | 18 | 30 | 85 | 134 | 111 | 1.1 | 3.3 | 266.3 | 71.8 | 24.5 | 961.2
2019 | 9 | 16 | 19 | 30 | 2 | 0 | 2 | 1.2 | 2.5 | 261.3 | 78.9 | 22.8 | 961.8
2019 | 9 | 16 | 20 | 30 | 0 | 0 | 0 | 1.2 | 1.4 | 233.4 | 82.1 | 22.1 | 961.9
2019 | 9 | 16 | 21 | 30 | 0 | 0 | 0 | 1.3 | 0.5 | 202 | 84.8 | 21.5 | 962.1
2019 | 9 | 16 | 22 | 30 | 0 | 0 | 0 | 1.4 | 0.3 | 114.3 | 87 | 21.1 | 962
2019 | 9 | 16 | 23 | 30 | 0 | 0 | 0 | 1.4 | 0.8 | 206.9 | 88.6 | 20.8 | 962.2
2019 | 9 | 17 | 0 | 30 | 0 | 0 | 0 | 1.3 | 1.4 | 92.7 | 91.7 | 20.1 | 961.9
2019 | 9 | 17 | 1 | 30 | 0 | 0 | 0 | 0.8 | 1.1 | 116.1 | 91.7 | 20.1 | 962
2019 | 9 | 17 | 2 | 30 | 0 | 0 | 0 | 0.3 | 1.1 | 99.4 | 92.4 | 19.9 | 961.7
2019 | 9 | 17 | 3 | 30 | 0 | 0 | 0 | 0.1 | 0.5 | 28.7 | 93.4 | 19.6 | 961.3
2019 | 9 | 17 | 4 | 30 | 0 | 0 | 0 | -0.2 | 1.2 | 47.3 | 93.1 | 19.8 | 961.1
2019 | 9 | 17 | 5 | 30 | 0 | 0 | 0 | -0.4 | 1.4 | 97.9 | 90.8 | 20 | 961
2019 | 9 | 17 | 6 | 30 | 0 | 0 | 0 | -0.7 | 1.8 | 67.2 | 91.9 | 19.6 | 960.4
2019 | 9 | 17 | 7 | 30 | 55 | 123 | 79 | -0.9 | 1.2 | 120.5 | 90.9 | 19.9 | 960.8
2019 | 9 | 17 | 8 | 30 | 126 | 152 | 171 | -0.7 | 1.4 | 171.7 | 84.8 | 21.8 | 961.3
2019 | 9 | 17 | 9 | 30 | 152 | 57 | 185 | 0.2 | 2.3 | 93.6 | 82.9 | 22.2 | 961.2
2019 | 9 | 17 | 10 | 30 | 108 | 0 | 109 | 0.8 | 2 | 152.9 | 73.1 | 23.3 | 961.7
2019 | 9 | 17 | 11 | 30 | 236 | 54 | 280 | 0.8 | 3.8 | 75.2 | 67.1 | 24 | 960.8
2019 | 9 | 17 | 12 | 30 | 212 | 231 | 407 | 0.6 | 4 | 80.9 | 68 | 24 | 960.5
2019 | 9 | 17 | 13 | 30 | 231 | 819 | 908 | 0.4 | 4.1 | 106.4 | 63 | 25.8 | 959.7
2019 | 9 | 17 | 14 | 30 | 256 | 438 | 597 | 0.2 | 3.5 | 84.8 | 58 | 26.7 | 959.4
2019 | 9 | 17 | 15 | 30 | 170 | 721 | 658 | -0.1 | 3.1 | 107.3 | 54 | 27.5 | 959.1
2019 | 9 | 17 | 16 | 30 | 139 | 598 | 460 | -0.4 | 2.4 | 115.7 | 54.3 | 27.9 | 958.6
2019 | 9 | 17 | 17 | 30 | 112 | 272 | 213 | -0.6 | 2.4 | 100.6 | 56.6 | 27.4 | 958.4
2019 | 9 | 17 | 18 | 30 | 53 | 92 | 68 | -1.1 | 4 | 91.2 | 69.7 | 25.1 | 958.3
2019 | 9 | 17 | 19 | 30 | 2 | 1 | 2 | -1.6 | 3.9 | 90.2 | 74.8 | 23.3 | 958.6
2019 | 9 | 17 | 20 | 30 | 0 | 0 | 0 | -2.2 | 3.3 | 85.6 | 78.6 | 22.1 | 959.5
2019 | 9 | 17 | 21 | 30 | 0 | 0 | 0 | -2.9 | 1.6 | 83.7 | 83 | 21.3 | 959.8
2019 | 9 | 17 | 22 | 30 | 0 | 0 | 0 | -3.4 | 1.7 | 97.8 | 88.2 | 20.4 | 959.7
2019 | 9 | 17 | 23 | 30 | 0 | 0 | 0 | -3.8 | 1.6 | 31.6 | 89.4 | 20.3 | 959.6
2019 | 9 | 18 | 0 | 30 | 0 | 0 | 0 | -3.9 | 1.5 | 11.7 | 88.4 | 20.2 | 959.6
2019 | 9 | 18 | 1 | 30 | 0 | 0 | 0 | -3.7 | 1.1 | 55 | 89.1 | 19.7 | 959.7
2019 | 9 | 18 | 2 | 30 | 0 | 0 | 0 | -3.4 | 1 | 197.5 | 90.4 | 19.1 | 959.3
2019 | 9 | 18 | 3 | 30 | 0 | 0 | 0 | -3.1 | 0.7 | 52.1 | 93.7 | 18.3 | 958.8
2019 | 9 | 18 | 4 | 30 | 0 | 0 | 0 | -2.9 | 0.7 | 105.6 | 93.2 | 18.3 | 958.4
2019 | 9 | 18 | 5 | 30 | 0 | 0 | 0 | -2.7 | 1 | 198.6 | 87.7 | 18.5 | 958.1
2019 | 9 | 18 | 6 | 30 | 0 | 0 | 0 | -2.6 | 1.8 | 130.7 | 85.2 | 18.2 | 958.5
2019 | 9 | 18 | 7 | 30 | 37 | 165 | 64 | -2.6 | 2.6 | 42.1 | 71.5 | 19.6 | 959
2019 | 9 | 18 | 8 | 30 | 77 | 573 | 264 | -2.1 | 0.8 | 60.1 | 64.1 | 22.6 | 959.4
2019 | 9 | 18 | 9 | 30 | 97 | 741 | 469 | -1.6 | 0.5 | 124 | 60.3 | 25.1 | 959.7
2019 | 9 | 18 | 10 | 30 | 143 | 721 | 612 | -1.3 | 1.2 | 166.6 | 55.6 | 26 | 960
2019 | 9 | 18 | 11 | 30 | 201 | 713 | 746 | -0.9 | 1.3 | 131 | 51.5 | 26.8 | 959.8
2019 | 9 | 18 | 12 | 30 | 150 | 840 | 837 | -0.6 | 1.9 | 149.9 | 51.4 | 27.7 | 959.6
2019 | 9 | 18 | 13 | 30 | 158 | 802 | 818 | -0.3 | 1.9 | 121.7 | 50.1 | 28.5 | 959
2019 | 9 | 18 | 14 | 30 | 184 | 756 | 769 | 0.1 | 2.1 | 113.2 | 45.1 | 29.3 | 958.6
2019 | 9 | 18 | 15 | 30 | 200 | 625 | 618 | 0.4 | 2.3 | 104.5 | 49.7 | 29.3 | 958.3
2019 | 9 | 18 | 16 | 30 | 167 | 532 | 449 | 1 | 4.2 | 252.8 | 49.3 | 28.6 | 958.1
2019 | 9 | 18 | 17 | 30 | 126 | 360 | 249 | 2.1 | 4.1 | 268.4 | 53 | 27.1 | 958.4
2019 | 9 | 18 | 18 | 30 | 52 | 242 | 93 | 3.8 | 2.6 | 269.1 | 54.4 | 26 | 958.6
2019 | 9 | 18 | 19 | 30 | 2 | 1 | 2 | 5.7 | 1.8 | 244.4 | 60.3 | 24.4 | 959.2
2019 | 9 | 18 | 20 | 30 | 0 | 0 | 0 | 7.1 | 0.3 | 116.9 | 70.4 | 23 | 959.7
2019 | 9 | 18 | 21 | 30 | 0 | 0 | 0 | 7.6 | 0.9 | 152.4 | 81.2 | 22 | 960.1
2019 | 9 | 18 | 22 | 30 | 0 | 0 | 0 | 7.4 | 0.4 | 187.7 | 80.2 | 21.4 | 960.5
2019 | 9 | 18 | 23 | 30 | 0 | 0 | 0 | 6.8 | 0.5 | 135.4 | 85.8 | 20.9 | 960.6
2019 | 9 | 19 | 0 | 30 | 0 | 0 | 0 | 6.1 | 0.2 | 144.2 | 89.8 | 20.2 | 960.5
2019 | 9 | 19 | 1 | 30 | 0 | 0 | 0 | 5.4 | 0.6 | 138.3 | 92.4 | 19.8 | 960.6
2019 | 9 | 19 | 2 | 30 | 0 | 0 | 0 | 4.9 | 0.3 | 58.2 | 93.2 | 19.4 | 960.2
2019 | 9 | 19 | 3 | 30 | 0 | 0 | 0 | 4.7 | 0.7 | 245.8 | 93.7 | 18.9 | 959.8
2019 | 9 | 19 | 4 | 30 | 0 | 0 | 0 | 4.8 | 0.3 | 242.6 | 93.7 | 18.6 | 959.4
2019 | 9 | 19 | 5 | 30 | 0 | 0 | 0 | 4.9 | 1.7 | 75.6 | 92.2 | 18.3 | 959.3
2019 | 9 | 19 | 6 | 30 | 1 | 0 | 1 | 5.2 | 1.6 | 55.1 | 87.5 | 18.7 | 959.5
2019 | 9 | 19 | 7 | 30 | 38 | 184 | 66 | 5.9 | 1.4 | 52 | 82.5 | 19.8 | 959.9
2019 | 9 | 19 | 8 | 30 | 89 | 493 | 248 | 6.9 | 0.8 | 216.7 | 76.9 | 22.2 | 960.4
2019 | 9 | 19 | 9 | 30 | 121 | 653 | 449 | 7.3 | 0.9 | 154 | 67.1 | 24.5 | 960.8
2019 | 9 | 19 | 10 | 30 | 129 | 760 | 622 | 7.3 | 1.6 | 161 | 62.1 | 25.6 | 960.9
2019 | 9 | 19 | 11 | 30 | 143 | 798 | 746 | 7 | 1.8 | 135.4 | 57.6 | 26.6 | 960.8
2019 | 9 | 19 | 12 | 30 | 197 | 752 | 810 | 6.6 | 2.3 | 102.3 | 57.6 | 27 | 960.4
2019 | 9 | 19 | 13 | 30 | 199 | 716 | 785 | 6.2 | 3.8 | 98.4 | 58.6 | 27.4 | 959.9
2019 | 9 | 19 | 14 | 30 | 202 | 697 | 738 | 5.7 | 4.4 | 96.2 | 59.1 | 27.6 | 959.4
2019 | 9 | 19 | 15 | 30 | 196 | 598 | 600 | 5.3 | 4.4 | 103.4 | 60.4 | 27.6 | 959
2019 | 9 | 19 | 16 | 30 | 153 | 337 | 328 | 5.1 | 4.6 | 97.4 | 64.9 | 26.8 | 959
2019 | 9 | 19 | 17 | 30 | 114 | 304 | 220 | 4.8 | 4.8 | 90.6 | 67.6 | 26 | 959.1
2019 | 9 | 19 | 18 | 30 | 50 | 129 | 72 | 4.7 | 4.7 | 87.3 | 68.1 | 24.5 | 959.4
2019 | 9 | 19 | 19 | 30 | 1 | 0 | 1 | 4.5 | 3.9 | 89.7 | 70.3 | 22.9 | 959.8
2019 | 9 | 19 | 20 | 30 | 0 | 0 | 0 | 4.3 | 3 | 95.1 | 82 | 21.6 | 960.6
2019 | 9 | 19 | 21 | 30 | 0 | 0 | 0 | 4.4 | 2.5 | 97.2 | 85.4 | 20.9 | 961
2019 | 9 | 19 | 22 | 30 | 0 | 0 | 0 | 4.9 | 3.1 | 105.4 | 88.3 | 20.3 | 960.8
2019 | 9 | 19 | 23 | 30 | 0 | 0 | 0 | 5.6 | 3.5 | 89.8 | 92.7 | 19.7 | 960.7
2019 | 9 | 20 | 0 | 30 | 0 | 0 | 0 | 6.1 | 2 | 74.3 | 93 | 19.7 | 960.8
2019 | 9 | 20 | 1 | 30 | 0 | 0 | 0 | 6.2 | 2.4 | 63.5 | 92.1 | 19.9 | 961.1
2019 | 9 | 20 | 2 | 30 | 0 | 0 | 0 | 6.1 | 3.1 | 86.3 | 92.2 | 20.1 | 961.2
2019 | 9 | 20 | 3 | 30 | 0 | 0 | 0 | 5.9 | 3 | 95.9 | 92.9 | 19.8 | 961.1
2019 | 9 | 20 | 4 | 30 | 0 | 0 | 0 | 6 | 2.5 | 33.5 | 89.6 | 20 | 960.3
2019 | 9 | 20 | 5 | 30 | 0 | 0 | 0 | 6.4 | 2.2 | 94.4 | 89.5 | 19.6 | 959.5
2019 | 9 | 20 | 6 | 30 | 0 | 0 | 0 | 7.2 | 2.4 | 88 | 93.3 | 18.8 | 959.1
2019 | 9 | 20 | 7 | 30 | 44 | 13 | 46 | 7.8 | 2.5 | 69.6 | 92.5 | 18.9 | 959.3
2019 | 9 | 20 | 8 | 30 | 135 | 89 | 168 | 7.2 | 3.5 | 88.7 | 85.7 | 20 | 959.7
2019 | 9 | 20 | 9 | 30 | 261 | 163 | 339 | 6.4 | 5.3 | 97.9 | 73.8 | 22.4 | 960.2
2019 | 9 | 20 | 10 | 30 | 279 | 102 | 352 | 6.5 | 5.5 | 89.4 | 73.6 | 22.6 | 960.7
2019 | 9 | 20 | 11 | 30 | 307 | 51 | 349 | 6.5 | 4.3 | 88.7 | 71.8 | 23.2 | 960.7
2019 | 9 | 20 | 12 | 30 | 384 | 19 | 406 | 6.3 | 4.8 | 96.3 | 73.8 | 23.5 | 960.2
2019 | 9 | 20 | 13 | 30 | 511 | 165 | 655 | 6 | 5.5 | 97.2 | 71.1 | 24.5 | 959.5
2019 | 9 | 20 | 14 | 30 | 455 | 257 | 661 | 5.7 | 6 | 96.7 | 69.4 | 25 | 958.9
2019 | 9 | 20 | 15 | 30 | 326 | 336 | 546 | 5.3 | 6 | 98.7 | 68.7 | 25 | 958.4
2019 | 9 | 20 | 16 | 30 | 245 | 239 | 376 | 5 | 6.2 | 100.1 | 69.4 | 24.7 | 958.3
2019 | 9 | 20 | 17 | 30 | 146 | 51 | 166 | 4.8 | 6.1 | 102.6 | 74.7 | 23.7 | 958.4
2019 | 9 | 20 | 18 | 30 | 60 | 2 | 61 | 4.7 | 7.1 | 97.8 | 80.2 | 22.5 | 958
2019 | 9 | 20 | 19 | 30 | 1 | 0 | 1 | 4.5 | 5.1 | 96.6 | 81.8 | 21.8 | 958.2
2019 | 9 | 20 | 20 | 30 | 0 | 0 | 0 | 4.3 | 4.7 | 101.1 | 84.4 | 21.5 | 958.4
2019 | 9 | 20 | 21 | 30 | 0 | 0 | 0 | 4.3 | 4.2 | 109.2 | 89 | 21 | 959.2
2019 | 9 | 20 | 22 | 30 | 0 | 0 | 0 | 4.6 | 2.4 | 81.1 | 89.6 | 20.7 | 959.5
2019 | 9 | 20 | 23 | 30 | 0 | 0 | 0 | 4.9 | 1.8 | 66.3 | 90 | 20.5 | 959.4
2019 | 9 | 21 | 0 | 30 | 0 | 0 | 0 | 5.1 | 1.8 | 84.9 | 89.1 | 20.3 | 958.4
2019 | 9 | 21 | 1 | 30 | 0 | 0 | 0 | 5.3 | 1.3 | 112.4 | 92.3 | 19.8 | 957.9
2019 | 9 | 21 | 2 | 30 | 0 | 0 | 0 | 5.6 | 1.6 | 44.8 | 92.3 | 19.6 | 957.5
2019 | 9 | 21 | 3 | 30 | 0 | 0 | 0 | 6.1 | 1.4 | 12.1 | 91.2 | 19.5 | 957.1
2019 | 9 | 21 | 4 | 30 | 0 | 0 | 0 | 6.8 | 1 | 67.9 | 91.3 | 19.1 | 957
2019 | 9 | 21 | 5 | 30 | 0 | 0 | 0 | 7.9 | 0.7 | 18.2 | 90.5 | 18.9 | 957.1
2019 | 9 | 21 | 6 | 30 | 0 | 0 | 0 | 9 | 1 | 36.6 | 91.4 | 18.4 | 957.3
2019 | 9 | 21 | 7 | 30 | 32 | 1 | 32 | 9.9 | 0.8 | 15.7 | 88.8 | 19.1 | 957.8
2019 | 9 | 21 | 8 | 30 | 110 | 2 | 112 | 9.5 | 1.1 | 74 | 87.2 | 20.1 | 958.2
2019 | 9 | 21 | 9 | 30 | 266 | 29 | 283 | 8.5 | 0.5 | 92.8 | 77.4 | 22.3 | 958.7
2019 | 9 | 21 | 10 | 30 | 306 | 235 | 469 | 8.2 | 1 | 188.9 | 69.6 | 23.9 | 958.7
2019 | 9 | 21 | 11 | 30 | 416 | 278 | 636 | 7.9 | 2.1 | 232.9 | 64.6 | 24.9 | 958.5
2019 | 9 | 21 | 12 | 30 | 454 | 401 | 786 | 7.3 | 3.4 | 245.7 | 61 | 25.8 | 958
2019 | 9 | 21 | 13 | 30 | 424 | 210 | 602 | 6.7 | 3.8 | 254.5 | 60.7 | 26 | 957.3
2019 | 9 | 21 | 14 | 30 | 366 | 35 | 398 | 6.1 | 3.9 | 252.4 | 63.3 | 25.6 | 956.9
2019 | 9 | 21 | 15 | 30 | 295 | 71 | 348 | 5.8 | 4.9 | 264.9 | 66.9 | 25.1 | 956.7
2019 | 9 | 21 | 16 | 30 | 216 | 14 | 224 | 5.8 | 4.7 | 273.5 | 71.3 | 24.3 | 956.7
2019 | 9 | 21 | 17 | 30 | 91 | 2 | 92 | 6.1 | 4 | 273.9 | 73.1 | 23.8 | 956.8
2019 | 9 | 21 | 18 | 30 | 50 | 10 | 52 | 6.7 | 3.2 | 294.6 | 73.8 | 23.5 | 956.8
2019 | 9 | 21 | 19 | 30 | 1 | 0 | 1 | 7.5 | 3.3 | 294.2 | 77.3 | 22.9 | 956.8
2019 | 9 | 21 | 20 | 30 | 0 | 0 | 0 | 8.1 | 1.7 | 268.9 | 77.4 | 22.6 | 957.2
2019 | 9 | 21 | 21 | 30 | 0 | 0 | 0 | 8.7 | 1.8 | 242.9 | 80.2 | 22.1 | 957.7
2019 | 9 | 21 | 22 | 30 | 0 | 0 | 0 | 9 | 1.7 | 237.8 | 83.2 | 21.7 | 957.9
2019 | 9 | 21 | 23 | 30 | 0 | 0 | 0 | 9.1 | 1.4 | 196.9 | 89.4 | 20.8 | 957.8
2019 | 9 | 22 | 0 | 30 | 0 | 0 | 0 | 8.6 | 0.6 | 203.3 | 91.7 | 20.6 | 957.7
2019 | 9 | 22 | 1 | 30 | 0 | 0 | 0 | 7.9 | 1 | 278.4 | 92.5 | 20.5 | 957.6
2019 | 9 | 22 | 2 | 30 | 0 | 0 | 0 | 7.1 | 1.2 | 237.3 | 94.1 | 20 | 957.2
2019 | 9 | 22 | 3 | 30 | 0 | 0 | 0 | 6.4 | 1 | 248.2 | 95.3 | 19.7 | 956.8
2019 | 9 | 22 | 4 | 30 | 0 | 0 | 0 | 5.8 | 0.9 | 215.7 | 96.2 | 19.1 | 956.7
2019 | 9 | 22 | 5 | 30 | 0 | 0 | 0 | 5.4 | 1.6 | 235.3 | 96.6 | 19.2 | 956.9
2019 | 9 | 22 | 6 | 30 | 0 | 0 | 0 | 5.1 | 0.7 | 281 | 96.8 | 18.7 | 957.2
2019 | 9 | 22 | 7 | 30 | 27 | 0 | 27 | 4.8 | 0.5 | 215 | 96.8 | 18.6 | 957.7
2019 | 9 | 22 | 8 | 30 | 91 | 415 | 240 | 3.9 | 1 | 249.5 | 94.6 | 19.6 | 958.1
2019 | 9 | 22 | 9 | 30 | 87 | 749 | 456 | 3.6 | 1.3 | 244.3 | 74 | 22.8 | 958.4
2019 | 9 | 22 | 10 | 30 | 84 | 859 | 635 | 3.8 | 2 | 215.1 | 54.2 | 25.2 | 958.4
2019 | 9 | 22 | 11 | 30 | 105 | 869 | 754 | 4.1 | 1.6 | 205.3 | 45.2 | 26.9 | 958.1
2019 | 9 | 22 | 12 | 30 | 126 | 852 | 812 | 4.2 | 1.6 | 157.9 | 40.4 | 28.1 | 957.7
2019 | 9 | 22 | 13 | 30 | 150 | 792 | 790 | 4.1 | 1.2 | 221.5 | 39 | 29.3 | 957
2019 | 9 | 22 | 14 | 30 | 167 | 755 | 740 | 3.8 | 2 | 160.9 | 38.7 | 30.1 | 956.5
2019 | 9 | 22 | 15 | 30 | 181 | 614 | 584 | 3.4 | 3 | 232.4 | 38.7 | 30.3 | 956.5
2019 | 9 | 22 | 16 | 30 | 112 | 597 | 425 | 2.9 | 2.8 | 254.7 | 35.9 | 30.3 | 956.6
2019 | 9 | 22 | 17 | 30 | 149 | 119 | 188 | 2.3 | 2.8 | 248.9 | 36.7 | 29.3 | 956.9
2019 | 9 | 22 | 18 | 30 | 54 | 255 | 94 | 1.7 | 2.4 | 241.1 | 45.2 | 28.2 | 957.3
2019 | 9 | 22 | 19 | 30 | 1 | 0 | 1 | 1.1 | 1.5 | 166.1 | 57 | 25.8 | 957.9
2019 | 9 | 22 | 20 | 30 | 0 | 0 | 0 | 0.6 | 1.9 | 122.3 | 67.8 | 23.8 | 958.5
2019 | 9 | 22 | 21 | 30 | 0 | 0 | 0 | 0.5 | 1.5 | 79.2 | 73.8 | 22.6 | 959.3
2019 | 9 | 22 | 22 | 30 | 0 | 0 | 0 | 0.6 | 0.7 | 16.7 | 71.6 | 22.2 | 959.7
2019 | 9 | 22 | 23 | 30 | 0 | 0 | 0 | 0.8 | 1.1 | 38.2 | 70.6 | 21.7 | 959.9
2019 | 9 | 23 | 0 | 30 | 0 | 0 | 0 | 1.4 | 1.5 | 89.4 | 69.5 | 20.9 | 960.2
2019 | 9 | 23 | 1 | 30 | 0 | 0 | 0 | 1.8 | 1.2 | 96.4 | 71.1 | 20.3 | 960.4
2019 | 9 | 23 | 2 | 30 | 0 | 0 | 0 | 1.8 | 1.1 | 37.6 | 73.7 | 19.8 | 960.3
2019 | 9 | 23 | 3 | 30 | 0 | 0 | 0 | 1.7 | 1.3 | 27.5 | 74.9 | 19.5 | 960.4
2019 | 9 | 23 | 4 | 30 | 0 | 0 | 0 | 1.6 | 1.7 | 53.8 | 79.2 | 18.5 | 960.5
2019 | 9 | 23 | 5 | 30 | 0 | 0 | 0 | 1.6 | 2 | 20.1 | 77.8 | 18.9 | 961.2
2019 | 9 | 23 | 6 | 30 | 0 | 0 | 0 | 1.6 | 1.3 | 71.5 | 81 | 18 | 961.7
2019 | 9 | 23 | 7 | 30 | 27 | 239 | 61 | 1.7 | 1.1 | 64.7 | 79.7 | 19.3 | 962.4
2019 | 9 | 23 | 8 | 30 | 79 | 611 | 267 | 2.1 | 1.7 | 71.3 | 72.3 | 22 | 962.9
2019 | 9 | 23 | 9 | 30 | 130 | 617 | 433 | 2.6 | 2.9 | 88.7 | 68 | 23 | 963.4
2019 | 9 | 23 | 10 | 30 | 141 | 734 | 611 | 3.2 | 3.4 | 77.9 | 61.9 | 24.2 | 963.7
2019 | 9 | 23 | 11 | 30 | 210 | 706 | 734 | 3.3 | 2.3 | 170.8 | 56.3 | 25.4 | 963.4
2019 | 9 | 23 | 12 | 30 | 241 | 792 | 877 | 3 | 2.2 | 230.4 | 53.9 | 26.2 | 963
2019 | 9 | 23 | 13 | 30 | 229 | 681 | 777 | 2.5 | 3.5 | 248.4 | 55.2 | 26.5 | 962.5
2019 | 9 | 23 | 14 | 30 | 197 | 662 | 694 | 2 | 3.9 | 253.6 | 53.2 | 26.8 | 962.1
2019 | 9 | 23 | 15 | 30 | 116 | 803 | 635 | 1.6 | 3.8 | 257.7 | 50.2 | 27 | 961.9
2019 | 9 | 23 | 16 | 30 | 134 | 570 | 425 | 1.3 | 4.6 | 258 | 53.1 | 26.1 | 961.9
2019 | 9 | 23 | 17 | 30 | 143 | 125 | 191 | 1.2 | 4.3 | 264.3 | 59 | 24.6 | 962.2
2019 | 9 | 23 | 18 | 30 | 48 | 16 | 50 | 1.1 | 3.3 | 266.3 | 59.9 | 23.4 | 962.5
2019 | 9 | 23 | 19 | 30 | 1 | 0 | 1 | 1 | 2.7 | 230.7 | 64.2 | 22.1 | 962.8
2019 | 9 | 23 | 20 | 30 | 0 | 0 | 0 | 0.9 | 1.9 | 233.4 | 65.1 | 21.1 | 963.6
2019 | 9 | 23 | 21 | 30 | 0 | 0 | 0 | 0.9 | 0.7 | 182.7 | 66 | 20.5 | 964
2019 | 9 | 23 | 22 | 30 | 0 | 0 | 0 | 0.9 | 1 | 181 | 71.2 | 20 | 964.2
2019 | 9 | 23 | 23 | 30 | 0 | 0 | 0 | 1.1 | 0.8 | 119.2 | 77.4 | 19.2 | 964.1
2019 | 9 | 24 | 0 | 30 | 0 | 0 | 0 | 1.4 | 0.6 | 62.8 | 80 | 18.7 | 963.8
2019 | 9 | 24 | 1 | 30 | 0 | 0 | 0 | 1.9 | 0.7 | 50.6 | 82.2 | 18.3 | 963.6
2019 | 9 | 24 | 2 | 30 | 0 | 0 | 0 | 2.4 | 1.1 | 47.3 | 79.4 | 18.5 | 963
2019 | 9 | 24 | 3 | 30 | 0 | 0 | 0 | 2.8 | 0.3 | 39.4 | 87 | 17.2 | 962.5
2019 | 9 | 24 | 4 | 30 | 0 | 0 | 0 | 2.8 | 0.5 | 37.5 | 85.8 | 17.4 | 962.3
2019 | 9 | 24 | 5 | 30 | 0 | 0 | 0 | 2.6 | 0.6 | 44.5 | 88.7 | 16.8 | 962.3
2019 | 9 | 24 | 6 | 30 | 0 | 0 | 0 | 2.3 | 0.3 | 67 | 90.2 | 16.4 | 962.4
2019 | 9 | 24 | 7 | 30 | 23 | 323 | 67 | 2.2 | 1 | 65.7 | 87.4 | 17.3 | 962.5
2019 | 9 | 24 | 8 | 30 | 48 | 691 | 259 | 2.3 | 0.6 | 81.2 | 71.8 | 21.5 | 962.7
2019 | 9 | 24 | 9 | 30 | 60 | 829 | 460 | 2.3 | 0.8 | 179 | 58.5 | 24.3 | 963
2019 | 9 | 24 | 10 | 30 | 65 | 905 | 635 | 2.5 | 1.5 | 231.5 | 48.7 | 25.9 | 963.1
2019 | 9 | 24 | 11 | 30 | 69 | 939 | 760 | 2.7 | 2 | 244.1 | 42.9 | 27.8 | 962.7
2019 | 9 | 24 | 12 | 30 | 76 | 934 | 816 | 2.7 | 2.8 | 234.2 | 40.4 | 28.6 | 962.3
2019 | 9 | 24 | 13 | 30 | 76 | 937 | 819 | 2.6 | 2.7 | 224.7 | 38.3 | 29.5 | 961.4
2019 | 9 | 24 | 14 | 30 | 74 | 918 | 755 | 2.3 | 3.5 | 245.4 | 37.6 | 30.1 | 960.7
2019 | 9 | 24 | 15 | 30 | 71 | 883 | 634 | 2 | 4.6 | 260.7 | 35.7 | 29.5 | 960.4
2019 | 9 | 24 | 16 | 30 | 64 | 815 | 465 | 1.7 | 4.4 | 260.4 | 28.9 | 29.6 | 960.1
2019 | 9 | 24 | 17 | 30 | 51 | 687 | 267 | 1.4 | 4.2 | 239.8 | 34.2 | 28.2 | 960
2019 | 9 | 24 | 18 | 30 | 25 | 314 | 68 | 1.1 | 3.4 | 225.6 | 51.2 | 24.6 | 960.2
2019 | 9 | 24 | 19 | 30 | 0 | 0 | 0 | 0.8 | 1.8 | 248.2 | 62.7 | 22.1 | 960.3
2019 | 9 | 24 | 20 | 30 | 0 | 0 | 0 | 0.6 | 0.4 | 194 | 69.9 | 20.7 | 960.4
2019 | 9 | 24 | 21 | 30 | 0 | 0 | 0 | 0.7 | 0.3 | 151.2 | 72.4 | 20.3 | 960.4
2019 | 9 | 24 | 22 | 30 | 0 | 0 | 0 | 1.2 | 0.7 | 53.1 | 73.8 | 20.3 | 960.4
2019 | 9 | 24 | 23 | 30 | 0 | 0 | 0 | 1.7 | 0.9 | 56 | 73.9 | 19.4 | 960.1
2019 | 9 | 25 | 0 | 30 | 0 | 0 | 0 | 2.3 | 0.6 | 19.9 | 70.1 | 19.2 | 959.9
2019 | 9 | 25 | 1 | 30 | 0 | 0 | 0 | 2.6 | 1.6 | 24 | 59.1 | 20.2 | 959.6
2019 | 9 | 25 | 2 | 30 | 0 | 0 | 0 | 2.4 | 2.2 | 45.1 | 54 | 20.7 | 959.5
2019 | 9 | 25 | 3 | 30 | 0 | 0 | 0 | 2.2 | 2.4 | 16.3 | 53.9 | 20.5 | 959.2
2019 | 9 | 25 | 4 | 30 | 0 | 0 | 0 | 2.1 | 2.4 | 15.5 | 52.4 | 20.6 | 958.9
2019 | 9 | 25 | 5 | 30 | 0 | 0 | 0 | 2.1 | 1.5 | 113.3 | 56.4 | 19.6 | 959.2
2019 | 9 | 25 | 6 | 30 | 0 | 0 | 0 | 2.1 | 2.7 | 40.2 | 57.2 | 19.2 | 959.2
2019 | 9 | 25 | 7 | 30 | 22 | 346 | 66 | 2.3 | 2.5 | 46.5 | 53.1 | 20.4 | 959.2
2019 | 9 | 25 | 8 | 30 | 47 | 706 | 260 | 2.6 | 1.2 | 90 | 48.8 | 22.6 | 959.6
2019 | 9 | 25 | 9 | 30 | 60 | 836 | 461 | 1.6 | 1 | 122.5 | 36.8 | 26.7 | 960.1
2019 | 9 | 25 | 10 | 30 | 69 | 896 | 631 | 0.2 | 2.2 | 119.6 | 33.8 | 28.3 | 960.4
2019 | 9 | 25 | 11 | 30 | 75 | 925 | 753 | -0.6 | 2.8 | 88.5 | 30.6 | 29.4 | 960.1
2019 | 9 | 25 | 12 | 30 | 78 | 937 | 817 | -1.2 | 2.9 | 98.4 | 29.7 | 30 | 959.6
2019 | 9 | 25 | 13 | 30 | 81 | 930 | 815 | -1.7 | 3.9 | 98.1 | 30.8 | 30.1 | 959
2019 | 9 | 25 | 14 | 30 | 84 | 901 | 748 | -2.2 | 4 | 89.6 | 33.7 | 30 | 958.5
2019 | 9 | 25 | 15 | 30 | 83 | 850 | 622 | -2.5 | 3.5 | 87.5 | 36.2 | 30.1 | 958.3
2019 | 9 | 25 | 16 | 30 | 77 | 761 | 447 | -2.7 | 3 | 80.6 | 39.9 | 30.1 | 958.1
2019 | 9 | 25 | 17 | 30 | 61 | 618 | 252 | -2.7 | 2 | 209 | 37.9 | 29.9 | 958.3
2019 | 9 | 25 | 18 | 30 | 28 | 270 | 64 | -2.7 | 2.5 | 216.1 | 49 | 27 | 958.7
2019 | 9 | 25 | 19 | 30 | 0 | 0 | 0 | -2.6 | 2.1 | 133.6 | 58 | 24.2 | 959.3
2019 | 9 | 25 | 20 | 30 | 0 | 0 | 0 | -2.4 | 3.7 | 94.1 | 67.9 | 21.9 | 959.9
2019 | 9 | 25 | 21 | 30 | 0 | 0 | 0 | -2.1 | 3.2 | 86.4 | 75.9 | 20.8 | 960.5
2019 | 9 | 25 | 22 | 30 | 0 | 0 | 0 | -1.7 | 2.2 | 59.8 | 74.8 | 20.8 | 961
2019 | 9 | 25 | 23 | 30 | 0 | 0 | 0 | -1.6 | 2.3 | 33.4 | 72.6 | 20.7 | 961.1
2019 | 9 | 26 | 0 | 30 | 0 | 0 | 0 | -1.7 | 2.5 | 34.2 | 73.3 | 20.3 | 961
2019 | 9 | 26 | 1 | 30 | 0 | 0 | 0 | -1.9 | 2.6 | 57.1 | 71.2 | 19.8 | 961.2
2019 | 9 | 26 | 2 | 30 | 0 | 0 | 0 | -2 | 2.4 | 63.9 | 73.5 | 19.2 | 961.1
2019 | 9 | 26 | 3 | 30 | 0 | 0 | 0 | -1.9 | 2.8 | 51.6 | 74.6 | 18.9 | 961.2
2019 | 9 | 26 | 4 | 30 | 0 | 0 | 0 | -1.7 | 2.2 | 30.5 | 75.6 | 18.2 | 961.4
2019 | 9 | 26 | 5 | 30 | 0 | 0 | 0 | -1.3 | 1.8 | 35.3 | 72.7 | 18.4 | 961.5
2019 | 9 | 26 | 6 | 30 | 0 | 0 | 0 | -0.6 | 2.3 | 32.9 | 71.7 | 18.3 | 961.8
2019 | 9 | 26 | 7 | 30 | 24 | 304 | 63 | 0.4 | 1.8 | 29.1 | 66.3 | 19.4 | 962.2
2019 | 9 | 26 | 8 | 30 | 52 | 679 | 255 | 2.5 | 1.1 | 50.8 | 58.2 | 22.2 | 962.5
2019 | 9 | 26 | 9 | 30 | 65 | 824 | 458 | 3.5 | 2 | 103.2 | 50.8 | 24.5 | 963
2019 | 9 | 26 | 10 | 30 | 72 | 894 | 630 | 3.1 | 4.2 | 105.2 | 48.7 | 25.7 | 963.2
2019 | 9 | 26 | 11 | 30 | 77 | 929 | 754 | 2.5 | 5.3 | 102.2 | 46.8 | 26.1 | 963.3
2019 | 9 | 26 | 12 | 30 | 79 | 941 | 818 | 1.8 | 4.5 | 104.9 | 45.9 | 26.8 | 963
2019 | 9 | 26 | 13 | 30 | 82 | 933 | 816 | 1.2 | 3.4 | 102.3 | 47.2 | 27.2 | 962.3
2019 | 9 | 26 | 14 | 30 | 85 | 903 | 747 | 0.6 | 3 | 111.3 | 46.1 | 27.9 | 961.8
2019 | 9 | 26 | 15 | 30 | 83 | 859 | 623 | 0.1 | 3.7 | 101.9 | 47.8 | 28.1 | 961.5
2019 | 9 | 26 | 16 | 30 | 76 | 770 | 447 | -0.2 | 3.8 | 88.4 | 51 | 27.9 | 961.2
2019 | 9 | 26 | 17 | 30 | 61 | 600 | 244 | 0 | 3.8 | 95.5 | 56.4 | 26.9 | 961.2
2019 | 9 | 26 | 18 | 30 | 27 | 225 | 58 | 0.2 | 3.7 | 103.6 | 69 | 24.6 | 961.6
2019 | 9 | 26 | 19 | 30 | 0 | 0 | 0 | 0.5 | 3.1 | 105.8 | 75 | 22.4 | 962
2019 | 9 | 26 | 20 | 30 | 0 | 0 | 0 | 0.9 | 2.3 | 103.4 | 79.5 | 21.1 | 962.7
2019 | 9 | 26 | 21 | 30 | 0 | 0 | 0 | 1.6 | 2 | 90.7 | 83.6 | 20.3 | 963.2
2019 | 9 | 26 | 22 | 30 | 0 | 0 | 0 | 2.4 | 1.4 | 69.1 | 85.7 | 20 | 963.6
2019 | 9 | 26 | 23 | 30 | 0 | 0 | 0 | 3.2 | 1.3 | 66.3 | 86.4 | 19.6 | 963.6
2019 | 9 | 27 | 0 | 30 | 0 | 0 | 0 | 3.8 | 0.9 | 41.9 | 85.7 | 19.5 | 963.3
2019 | 9 | 27 | 1 | 30 | 0 | 0 | 0 | 4.2 | 0.1 | 4.4 | 88.2 | 18.8 | 963
2019 | 9 | 27 | 2 | 30 | 0 | 0 | 0 | 4.2 | 0.2 | 6.8 | 91.4 | 17.8 | 962.7
2019 | 9 | 27 | 3 | 30 | 0 | 0 | 0 | 4 | 0.8 | 37.7 | 91.4 | 17.8 | 962.2
2019 | 9 | 27 | 4 | 30 | 0 | 0 | 0 | 3.9 | 0.5 | 31.6 | 91.8 | 17.5 | 962
2019 | 9 | 27 | 5 | 30 | 0 | 0 | 0 | 3.9 | 0.4 | 45.7 | 92.8 | 17 | 961.9
2019 | 9 | 27 | 6 | 30 | 0 | 0 | 0 | 3.9 | 0.5 | 16.1 | 93.1 | 16.6 | 962.1
2019 | 9 | 27 | 7 | 30 | 26 | 254 | 59 | 4.2 | 1.5 | 51.8 | 90.3 | 17.7 | 962.3
2019 | 9 | 27 | 8 | 30 | 59 | 633 | 247 | 5.1 | 0.6 | 58.6 | 76.3 | 22 | 962.7
2019 | 9 | 27 | 9 | 30 | 71 | 799 | 450 | 4.7 | 0.9 | 141.3 | 58.9 | 24.7 | 963
2019 | 9 | 27 | 10 | 30 | 75 | 881 | 623 | 2.6 | 1.4 | 191.7 | 51 | 26.1 | 963.2
2019 | 9 | 27 | 11 | 30 | 78 | 922 | 747 | 2 | 1.5 | 221.6 | 49.1 | 27.1 | 962.8
2019 | 9 | 27 | 12 | 30 | 79 | 939 | 812 | 1.6 | 1.9 | 226.7 | 47 | 28.2 | 962.4
2019 | 9 | 27 | 13 | 30 | 84 | 928 | 809 | 1.3 | 2.7 | 239.6 | 46.6 | 28.9 | 961.8
2019 | 9 | 27 | 14 | 30 | 84 | 906 | 743 | 1.1 | 3.5 | 253.1 | 43.3 | 29.5 | 961
2019 | 9 | 27 | 15 | 30 | 80 | 865 | 619 | 1 | 3.9 | 260.4 | 39.9 | 29.7 | 960.5
2019 | 9 | 27 | 16 | 30 | 74 | 774 | 443 | 0.9 | 3.9 | 258.8 | 43.7 | 29 | 960.4
2019 | 9 | 27 | 17 | 30 | 59 | 605 | 241 | 1 | 3.2 | 251.1 | 50.9 | 28 | 960.6
2019 | 9 | 27 | 18 | 30 | 26 | 235 | 56 | 1.2 | 3.5 | 228.3 | 69.7 | 24.7 | 961
2019 | 9 | 27 | 19 | 30 | 0 | 0 | 0 | 1.3 | 1.8 | 249.3 | 81.3 | 22.1 | 961.5
2019 | 9 | 27 | 20 | 30 | 0 | 0 | 0 | 1.2 | 0.7 | 194.9 | 84.2 | 21.3 | 962.1
2019 | 9 | 27 | 21 | 30 | 0 | 0 | 0 | 0.9 | 0.8 | 107.7 | 85.9 | 21 | 962.5
2019 | 9 | 27 | 22 | 30 | 0 | 0 | 0 | 0.1 | 1.2 | 115.1 | 87.5 | 20.6 | 962.9
2019 | 9 | 27 | 23 | 30 | 0 | 0 | 0 | -1.2 | 0.9 | 203.2 | 90.1 | 19.7 | 963.1
2019 | 9 | 28 | 0 | 30 | 0 | 0 | 0 | -2.6 | 0.2 | 147.8 | 91.9 | 19.2 | 962.8
2019 | 9 | 28 | 1 | 30 | 0 | 0 | 0 | -3.5 | 1.4 | 94.6 | 92.5 | 18.7 | 962.5
2019 | 9 | 28 | 2 | 30 | 0 | 0 | 0 | -3.9 | 1.1 | 25.7 | 88.9 | 18.9 | 962
2019 | 9 | 28 | 3 | 30 | 0 | 0 | 0 | -3.9 | 1.3 | 42.4 | 86 | 18.7 | 961.6
2019 | 9 | 28 | 4 | 30 | 0 | 0 | 0 | -3.8 | 2 | 60.1 | 85.1 | 18.8 | 961.5
2019 | 9 | 28 | 5 | 30 | 0 | 0 | 0 | -3.6 | 1 | 13.9 | 82 | 18.9 | 961.5
2019 | 9 | 28 | 6 | 30 | 0 | 0 | 0 | -3.1 | 1.2 | 60.4 | 83.4 | 18.4 | 961.7
2019 | 9 | 28 | 7 | 30 | 23 | 281 | 58 | -2.7 | 1.1 | 56.6 | 81.4 | 19.2 | 962.4
2019 | 9 | 28 | 8 | 30 | 53 | 655 | 245 | -2.6 | 1.1 | 80.9 | 70.6 | 22.8 | 963
2019 | 9 | 28 | 9 | 30 | 68 | 803 | 446 | -2.6 | 1.5 | 105.8 | 61.8 | 24.8 | 963.6
2019 | 9 | 28 | 10 | 30 | 76 | 875 | 617 | -2.4 | 1.1 | 130.8 | 52 | 27 | 963.9
2019 | 9 | 28 | 11 | 30 | 81 | 909 | 738 | -1.9 | 1.6 | 117.2 | 46.5 | 28.3 | 963.8
2019 | 9 | 28 | 12 | 30 | 86 | 918 | 800 | -1.5 | 3.7 | 94.2 | 45.6 | 28.9 | 963.6
2019 | 9 | 28 | 13 | 30 | 91 | 906 | 796 | -1.2 | 3.8 | 94.8 | 50.5 | 28.9 | 963.1
2019 | 9 | 28 | 14 | 30 | 96 | 875 | 730 | -1.2 | 3.6 | 86.1 | 51.5 | 29.2 | 962.5
2019 | 9 | 28 | 15 | 30 | 97 | 818 | 604 | -1.4 | 4.6 | 87.9 | 54.5 | 29 | 962.3
2019 | 9 | 28 | 16 | 30 | 85 | 733 | 432 | -1.8 | 4.3 | 91 | 56.2 | 28.4 | 962
2019 | 9 | 28 | 17 | 30 | 65 | 561 | 232 | -2.5 | 4.7 | 98.5 | 60.6 | 27.2 | 962
2019 | 9 | 28 | 18 | 30 | 27 | 185 | 51 | -3.4 | 4.1 | 102.3 | 66.9 | 25 | 962.2
2019 | 9 | 28 | 19 | 30 | 0 | 0 | 0 | -4 | 3.8 | 111.8 | 71.5 | 22.8 | 962.4
2019 | 9 | 28 | 20 | 30 | 0 | 0 | 0 | -4.2 | 3.4 | 97.6 | 79.7 | 21.3 | 962.8
2019 | 9 | 28 | 21 | 30 | 0 | 0 | 0 | -4.4 | 2.8 | 93.5 | 84.6 | 20.5 | 963.3
2019 | 9 | 28 | 22 | 30 | 0 | 0 | 0 | -4.5 | 1.1 | 89 | 87.9 | 19.9 | 963.6
2019 | 9 | 28 | 23 | 30 | 0 | 0 | 0 | -4.6 | 1.5 | 71.9 | 90.2 | 19.3 | 963.7
2019 | 9 | 29 | 0 | 30 | 0 | 0 | 0 | -4.8 | 0.9 | 46.3 | 87.6 | 19.1 | 963.3
2019 | 9 | 29 | 1 | 30 | 0 | 0 | 0 | -5.1 | 1.3 | 75.1 | 89.9 | 18.2 | 963.1
2019 | 9 | 29 | 2 | 30 | 0 | 0 | 0 | -5.5 | 0.8 | 50.2 | 89.3 | 18.2 | 962.8
2019 | 9 | 29 | 3 | 30 | 0 | 0 | 0 | -5.9 | 1.4 | 40.8 | 89.6 | 18.1 | 962.5
2019 | 9 | 29 | 4 | 30 | 0 | 0 | 0 | -6.5 | 0.5 | 75.6 | 91.4 | 17.1 | 962.1
2019 | 9 | 29 | 5 | 30 | 0 | 0 | 0 | -7 | 0.9 | 52.4 | 91.8 | 17.2 | 961.7
2019 | 9 | 29 | 6 | 30 | 0 | 0 | 0 | -7.7 | 1.3 | 38.9 | 86.7 | 17.1 | 961.6
2019 | 9 | 29 | 7 | 30 | 29 | 189 | 54 | -7.7 | 1.8 | 67.4 | 83.8 | 17.6 | 961.8
2019 | 9 | 29 | 8 | 30 | 81 | 530 | 237 | -4.5 | 1.2 | 48.9 | 76.3 | 20.4 | 962.4
2019 | 9 | 29 | 9 | 30 | 111 | 688 | 435 | -2 | 1.2 | 143.9 | 61 | 24 | 962.9
2019 | 9 | 29 | 10 | 30 | 129 | 775 | 608 | -1.1 | 2.7 | 235.4 | 61.4 | 24.6 | 963.2
2019 | 9 | 29 | 11 | 30 | 132 | 831 | 732 | -0.8 | 2.6 | 237.1 | 58.9 | 25.5 | 963.1
2019 | 9 | 29 | 12 | 30 | 122 | 873 | 800 | -0.6 | 2 | 246.9 | 51.5 | 27.3 | 962.8
2019 | 9 | 29 | 13 | 30 | 113 | 885 | 799 | -0.4 | 2.2 | 241.1 | 51.6 | 28.2 | 962.1
2019 | 9 | 29 | 14 | 30 | 110 | 860 | 730 | -0.4 | 2.2 | 229.8 | 49.7 | 29.6 | 961.3
2019 | 9 | 29 | 15 | 30 | 110 | 794 | 600 | -0.6 | 2.5 | 233.9 | 50.8 | 30 | 960.9
2019 | 9 | 29 | 16 | 30 | 97 | 705 | 428 | -0.8 | 3.2 | 229.2 | 51.7 | 29.6 | 960.6
2019 | 9 | 29 | 17 | 30 | 70 | 554 | 233 | -1 | 3.8 | 224 | 58.7 | 27.5 | 960.5
2019 | 9 | 29 | 18 | 30 | 27 | 175 | 48 | -1.3 | 3.6 | 229 | 59.3 | 25.8 | 960.5
2019 | 9 | 29 | 19 | 30 | 0 | 0 | 0 | -1.6 | 2.9 | 217.4 | 75.8 | 22.9 | 960.9
2019 | 9 | 29 | 20 | 30 | 0 | 0 | 0 | -2.1 | 1 | 265.3 | 82.8 | 21.6 | 961.3
2019 | 9 | 29 | 21 | 30 | 0 | 0 | 0 | -2.8 | 0.8 | 267.8 | 85.2 | 20.9 | 961.4
2019 | 9 | 29 | 22 | 30 | 0 | 0 | 0 | -3.4 | 0.4 | 190.6 | 84.8 | 20.3 | 961.4
2019 | 9 | 29 | 23 | 30 | 0 | 0 | 0 | -4 | 0.7 | 55 | 74.3 | 19.2 | 961.5
2019 | 9 | 30 | 0 | 30 | 0 | 0 | 0 | -4.4 | 0.7 | 91 | 75.9 | 18.5 | 961.5
2019 | 9 | 30 | 1 | 30 | 0 | 0 | 0 | -4.8 | 0.6 | 30.5 | 73.7 | 18.5 | 961.2
2019 | 9 | 30 | 2 | 30 | 0 | 0 | 0 | -5.3 | 0.8 | 120.1 | 78.3 | 18 | 960.8
2019 | 9 | 30 | 3 | 30 | 0 | 0 | 0 | -5.7 | 0.5 | 316.4 | 80.4 | 17.2 | 960.5
2019 | 9 | 30 | 4 | 30 | 0 | 0 | 0 | -6.2 | 1.7 | 13.6 | 64.4 | 18.2 | 960.2
2019 | 9 | 30 | 5 | 30 | 0 | 0 | 0 | -6.7 | 1.4 | 34.5 | 65 | 17.4 | 960.1
2019 | 9 | 30 | 6 | 30 | 0 | 0 | 0 | -7.2 | 0.8 | 117.9 | 71.2 | 15.8 | 960.1
2019 | 9 | 30 | 7 | 30 | 22 | 286 | 57 | -7.4 | 0.9 | 21.1 | 65.1 | 17.5 | 960.3
2019 | 9 | 30 | 8 | 30 | 52 | 692 | 250 | -7.5 | 0.6 | 101.9 | 54.4 | 22.4 | 960.6
2019 | 9 | 30 | 9 | 30 | 67 | 839 | 455 | -7.4 | 0.9 | 143 | 41 | 25.1 | 961
2019 | 9 | 30 | 10 | 30 | 76 | 906 | 627 | -7.2 | 2.3 | 235.6 | 45.5 | 25 | 961.4
2019 | 9 | 30 | 11 | 30 | 85 | 928 | 746 | -7 | 2 | 243 | 47.5 | 26 | 961.2
2019 | 9 | 30 | 12 | 30 | 89 | 937 | 808 | -6.8 | 1.8 | 242.7 | 39.3 | 28.5 | 960.6
2019 | 9 | 30 | 13 | 30 | 92 | 927 | 804 | -6.7 | 2.3 | 244.3 | 40.3 | 29.4 | 959.8
2019 | 9 | 30 | 14 | 30 | 96 | 910 | 746 | -6.7 | 2.9 | 238.1 | 35.6 | 30.3 | 959.1
2019 | 9 | 30 | 15 | 30 | 112 | 784 | 591 | -6.8 | 3.3 | 257.1 | 37.2 | 30.2 | 958.6
2019 | 9 | 30 | 16 | 30 | 88 | 766 | 442 | -7.1 | 4.1 | 242 | 42.8 | 29.3 | 958.4
2019 | 9 | 30 | 17 | 30 | 76 | 429 | 206 | -7.6 | 3.9 | 234 | 58.1 | 26.5 | 958.7
2019 | 9 | 30 | 18 | 30 | 33 | 48 | 39 | -8.3 | 2.5 | 225.9 | 74.7 | 23.1 | 959.1
2019 | 9 | 30 | 19 | 30 | 0 | 0 | 0 | -8.9 | 1.5 | 264.2 | 83.8 | 21.3 | 959.2
2019 | 9 | 30 | 20 | 30 | 0 | 0 | 0 | -9.4 | 0.7 | 274.6 | 89.6 | 20.3 | 959.7
2019 | 9 | 30 | 21 | 30 | 0 | 0 | 0 | -9.7 | 1.4 | 73.5 | 88.6 | 20.3 | 959.8
2019 | 9 | 30 | 22 | 30 | 0 | 0 | 0 | -9.8 | 2 | 61.1 | 77.8 | 20.7 | 959.6
2019 | 9 | 30 | 23 | 30 | 0 | 0 | 0 | -9.9 | 1.6 | 57.4 | 68.4 | 20.4 | 959.6
2019 | 10 | 1 | 0 | 30 | 0 | 0 | 0 | -9.9 | 1.2 | 75.1 | 76.3 | 19.4 | 959.4
2019 | 10 | 1 | 1 | 30 | 0 | 0 | 0 | -9.8 | 0.6 | 262.9 | 76.7 | 18.3 | 959.1
2019 | 10 | 1 | 2 | 30 | 0 | 0 | 0 | -9.6 | 0.2 | 23.7 | 77.9 | 17.4 | 958.5
2019 | 10 | 1 | 3 | 30 | 0 | 0 | 0 | -9.5 | 0.9 | 164.7 | 75.1 | 17.7 | 957.9
2019 | 10 | 1 | 4 | 30 | 0 | 0 | 0 | -9.5 | 1.1 | 34.6 | 66.2 | 17.4 | 957.5
2019 | 10 | 1 | 5 | 30 | 0 | 0 | 0 | -9.7 | 0.4 | 184.6 | 71 | 16.3 | 957.2
2019 | 10 | 1 | 6 | 30 | 0 | 0 | 0 | -10 | 0.3 | 223.8 | 69.9 | 16.3 | 957.3
2019 | 10 | 1 | 7 | 30 | 34 | 36 | 37 | -10.2 | 1.6 | 18.3 | 55.7 | 18.7 | 957.1
2019 | 10 | 1 | 8 | 30 | 116 | 58 | 134 | -10 | 0.7 | 207.7 | 63.6 | 19.7 | 957.2
2019 | 10 | 1 | 9 | 30 | 256 | 229 | 365 | -9.4 | 0.9 | 196.4 | 51.2 | 23 | 957.7
2019 | 10 | 1 | 10 | 30 | 361 | 375 | 604 | -8.7 | 1 | 249.6 | 36.4 | 26.1 | 957.9
2019 | 10 | 1 | 11 | 30 | 246 | 859 | 860 | -8 | 2.2 | 227.9 | 37.1 | 27.5 | 957.5
2019 | 10 | 1 | 12 | 30 | 106 | 914 | 804 | -7.4 | 2.1 | 236.7 | 52 | 26.8 | 957
2019 | 10 | 1 | 13 | 30 | 96 | 919 | 797 | -7 | 2.3 | 233.3 | 47.3 | 28.1 | 956.2
2019 | 10 | 1 | 14 | 30 | 95 | 896 | 730 | -6.9 | 2.2 | 239.8 | 42.2 | 29.5 | 955.7
2019 | 10 | 1 | 15 | 30 | 93 | 838 | 600 | -7.1 | 2.8 | 236.4 | 41 | 30.1 | 955.3
2019 | 10 | 1 | 16 | 30 | 126 | 372 | 309 | -6.9 | 2.5 | 249.8 | 45.4 | 29 | 955.2
2019 | 10 | 1 | 17 | 30 | 125 | 73 | 146 | -7.3 | 1.6 | 244 | 44.3 | 28.6 | 955.2
2019 | 10 | 1 | 18 | 30 | 22 | 10 | 22 | -7.9 | 3.6 | 318.3 | 28.1 | 28.7 | 955.8
2019 | 10 | 1 | 19 | 30 | 0 | 0 | 0 | -8.5 | 3.1 | 311.6 | 22.4 | 27.9 | 956.2
2019 | 10 | 1 | 20 | 30 | 0 | 0 | 0 | -9.2 | 2.3 | 293.7 | 26.9 | 26.1 | 956.6
2019 | 10 | 1 | 21 | 30 | 0 | 0 | 0 | -10 | 1.9 | 291.6 | 30.5 | 24.6 | 957.2
2019 | 10 | 1 | 22 | 30 | 0 | 0 | 0 | -10.8 | 3.5 | 254.7 | 28.9 | 24.5 | 957.4
2019 | 10 | 1 | 23 | 30 | 0 | 0 | 0 | -11.4 | 3.1 | 188.4 | 32.5 | 23.2 | 957.1
2019 | 10 | 2 | 0 | 30 | 0 | 0 | 0 | -11.9 | 2.9 | 71.6 | 32.5 | 22.2 | 957.1
2019 | 10 | 2 | 1 | 30 | 0 | 0 | 0 | -12.1 | 1.5 | 72.9 | 36.2 | 20.7 | 957.4
2019 | 10 | 2 | 2 | 30 | 0 | 0 | 0 | -12.2 | 2.1 | 83.5 | 41.3 | 18.7 | 957.4
2019 | 10 | 2 | 3 | 30 | 0 | 0 | 0 | -12.2 | 2.7 | 44.7 | 41 | 19.2 | 957.3
2019 | 10 | 2 | 4 | 30 | 0 | 0 | 0 | -12.2 | 2.6 | 36.8 | 42.7 | 18.6 | 957.2
2019 | 10 | 2 | 5 | 30 | 0 | 0 | 0 | -12.2 | 1.9 | 41.8 | 44.8 | 17.8 | 957.6
2019 | 10 | 2 | 6 | 30 | 0 | 0 | 0 | -12.2 | 2.2 | 39.8 | 45.5 | 17 | 958
2019 | 10 | 2 | 7 | 30 | 41 | 217 | 64 | -12.1 | 2.6 | 25.7 | 40.4 | 18.6 | 958.2
2019 | 10 | 2 | 8 | 30 | 98 | 305 | 191 | -11.9 | 1.5 | 51.9 | 46.1 | 19.6 | 958.7
2019 | 10 | 2 | 9 | 30 | 143 | 614 | 426 | -11.8 | 0.8 | 67.9 | 37.3 | 23.7 | 959.2
2019 | 10 | 2 | 10 | 30 | 117 | 794 | 598 | -11.6 | 1.2 | 130.9 | 32.3 | 25.1 | 959.3
2019 | 10 | 2 | 11 | 30 | 76 | 949 | 744 | -10.5 | 1.1 | 182.6 | 26 | 27.7 | 958.9
2019 | 10 | 2 | 12 | 30 | 81 | 955 | 805 | -9.8 | 1.5 | 222.3 | 23.3 | 29.1 | 958.4
2019 | 10 | 2 | 13 | 30 | 83 | 943 | 798 | -9.5 | 1.6 | 161.9 | 22.1 | 29.8 | 957.6
2019 | 10 | 2 | 14 | 30 | 93 | 888 | 717 | -9.5 | 3 | 151.2 | 30.5 | 29.9 | 957.3
2019 | 10 | 2 | 15 | 30 | 86 | 854 | 596 | -9.6 | 4 | 268.3 | 32.7 | 29.4 | 957.4
2019 | 10 | 2 | 16 | 30 | 86 | 703 | 409 | -8.9 | 4.3 | 269.5 | 36.5 | 28.4 | 957.4
2019 | 10 | 2 | 17 | 30 | 82 | 146 | 129 | -9.3 | 3.5 | 282 | 43.3 | 26.1 | 957.8
2019 | 10 | 2 | 18 | 30 | 17 | 11 | 19 | -9.8 | 1.8 | 203.5 | 50.2 | 23.9 | 958.6
2019 | 10 | 2 | 19 | 30 | 0 | 0 | 0 | -10.2 | 4.1 | 93.3 | 54.2 | 21.7 | 959.2
2019 | 10 | 2 | 20 | 30 | 0 | 0 | 0 | -10.8 | 4.1 | 70.7 | 55.3 | 21.1 | 960
2019 | 10 | 2 | 21 | 30 | 0 | 0 | 0 | -11.3 | 1.8 | 118.2 | 58.3 | 20.1 | 960.5
2019 | 10 | 2 | 22 | 30 | 0 | 0 | 0 | -11.7 | 1.3 | 78.8 | 60.6 | 19.4 | 960.7
2019 | 10 | 2 | 23 | 30 | 0 | 0 | 0 | -12.1 | 2 | 105 | 58.7 | 19 | 960.7
2019 | 10 | 3 | 0 | 30 | 0 | 0 | 0 | -12.5 | 1.9 | 135 | 58 | 18.4 | 960.4
2019 | 10 | 3 | 1 | 30 | 0 | 0 | 0 | -12.7 | 2.2 | 51.1 | 57.5 | 18.3 | 960.4
2019 | 10 | 3 | 2 | 30 | 0 | 0 | 0 | -12.8 | 1.7 | 61.4 | 54.1 | 18.1 | 960.4
2019 | 10 | 3 | 3 | 30 | 0 | 0 | 0 | -12.9 | 1.7 | 63.3 | 53.9 | 17.2 | 960.3
2019 | 10 | 3 | 4 | 30 | 0 | 0 | 0 | -13 | 1.3 | 93.4 | 59.1 | 16 | 960.5
2019 | 10 | 3 | 5 | 30 | 0 | 0 | 0 | -13.2 | 0.7 | 113.1 | 62.7 | 15.2 | 960.7
2019 | 10 | 3 | 6 | 30 | 0 | 0 | 0 | -13.3 | 1.1 | 206.4 | 64 | 14.8 | 960.9
2019 | 10 | 3 | 7 | 30 | 18 | 153 | 39 | -13.3 | 1.2 | 7.8 | 61 | 15.5 | 961.2
2019 | 10 | 3 | 8 | 30 | 54 | 662 | 237 | -13 | 0.8 | 111.7 | 50.4 | 19.5 | 961.6
2019 | 10 | 3 | 9 | 30 | 68 | 818 | 438 | -13 | 1.3 | 165.9 | 37.5 | 23.2 | 961.9
2019 | 10 | 3 | 10 | 30 | 80 | 884 | 608 | -13 | 3.6 | 225.8 | 33.5 | 25 | 961.8
2019 | 10 | 3 | 11 | 30 | 94 | 914 | 735 | -13.1 | 3.4 | 234 | 31.7 | 26.3 | 961.6
2019 | 10 | 3 | 12 | 30 | 147 | 826 | 772 | -13.1 | 3.4 | 254.9 | 28.8 | 27.2 | 961.2
2019 | 10 | 3 | 13 | 30 | 105 | 909 | 790 | -13.4 | 5.1 | 256.5 | 30.7 | 27.3 | 960.7
2019 | 10 | 3 | 14 | 30 | 158 | 760 | 692 | -13.8 | 6.4 | 257.2 | 31 | 26.9 | 960.3
2019 | 10 | 3 | 15 | 30 | 200 | 616 | 570 | -14.2 | 5.7 | 257 | 33.5 | 26.7 | 960
2019 | 10 | 3 | 16 | 30 | 131 | 666 | 430 | -13.4 | 5.1 | 268.1 | 34.6 | 26.4 | 959.8
2019 | 10 | 3 | 17 | 30 | 87 | 358 | 189 | -13.9 | 4.6 | 280.3 | 35.8 | 25.5 | 959.9
2019 | 10 | 3 | 18 | 30 | 21 | 52 | 26 | -14.2 | 4.4 | 301.9 | 40.4 | 23.3 | 960.1
2019 | 10 | 3 | 19 | 30 | 0 | 0 | 0 | -14.3 | 2.3 | 266.1 | 45.2 | 21.5 | 960.5
2019 | 10 | 3 | 20 | 30 | 0 | 0 | 0 | -14.3 | 0.9 | 255 | 49.6 | 20.1 | 960.9
2019 | 10 | 3 | 21 | 30 | 0 | 0 | 0 | -14.3 | 1 | 57.6 | 55.9 | 18.8 | 961.3
2019 | 10 | 3 | 22 | 30 | 0 | 0 | 0 | -14.3 | 1.6 | 36.3 | 57.8 | 18.4 | 961.7
2019 | 10 | 3 | 23 | 30 | 0 | 0 | 0 | -14.4 | 1.5 | 57.7 | 60 | 17.5 | 961.8
2019 | 10 | 4 | 0 | 30 | 0 | 0 | 0 | -14.5 | 2.6 | 25.3 | 53.5 | 18.5 | 961.6
2019 | 10 | 4 | 1 | 30 | 0 | 0 | 0 | -14.3 | 1.1 | 136.6 | 59.5 | 16.5 | 961.5
2019 | 10 | 4 | 2 | 30 | 0 | 0 | 0 | -13.9 | 1.6 | 64 | 51.6 | 17.4 | 961.1
2019 | 10 | 4 | 3 | 30 | 0 | 0 | 0 | -13.4 | 1 | 71.5 | 51.7 | 16.3 | 961
2019 | 10 | 4 | 4 | 30 | 0 | 0 | 0 | -12.9 | 0.8 | 19.9 | 55.5 | 15.3 | 960.7
2019 | 10 | 4 | 5 | 30 | 0 | 0 | 0 | -12.6 | 1 | 39.7 | 53.7 | 15.3 | 960.7
2019 | 10 | 4 | 6 | 30 | 0 | 0 | 0 | -12.4 | 1.1 | 25.7 | 51.1 | 15.6 | 960.9
2019 | 10 | 4 | 7 | 30 | 26 | 256 | 55 | -12.2 | 0.5 | 6.9 | 52.5 | 16.4 | 961.2
2019 | 10 | 4 | 8 | 30 | 50 | 654 | 230 | -12.6 | 0.3 | 142.4 | 48.1 | 20.6 | 961.6
2019 | 10 | 4 | 9 | 30 | 61 | 835 | 436 | -13.2 | 0.7 | 137.8 | 36.3 | 24 | 961.9
2019 | 10 | 4 | 10 | 30 | 68 | 907 | 607 | -13.5 | 0.5 | 192.5 | 28 | 27.2 | 961.9
2019 | 10 | 4 | 11 | 30 | 72 | 946 | 731 | -12.8 | 2.1 | 231.7 | 26.3 | 28.1 | 961.4
2019 | 10 | 4 | 12 | 30 | 75 | 955 | 790 | -11.9 | 3.3 | 253.7 | 25.6 | 28.7 | 961
2019 | 10 | 4 | 13 | 30 | 76 | 947 | 784 | -10.9 | 5.3 | 261 | 25.4 | 29 | 960.4
2019 | 10 | 4 | 14 | 30 | 75 | 925 | 717 | -10 | 6 | 260 | 25.3 | 28.9 | 959.7
2019 | 10 | 4 | 15 | 30 | 73 | 877 | 590 | -9.4 | 5.9 | 257.5 | 25.6 | 28.7 | 959.3
2019 | 10 | 4 | 16 | 30 | 64 | 800 | 418 | -8.6 | 6.1 | 256.7 | 24.4 | 28.3 | 959.1
2019 | 10 | 4 | 17 | 30 | 48 | 629 | 216 | -8.2 | 5.3 | 259.7 | 22.9 | 27.6 | 959.1
2019 | 10 | 4 | 18 | 30 | 16 | 152 | 35 | -7.8 | 3.9 | 285.2 | 27.2 | 25.4 | 959.3
2019 | 10 | 4 | 19 | 30 | 0 | 0 | 0 | -7.4 | 3.2 | 298.4 | 36.6 | 23 | 959.4
2019 | 10 | 4 | 20 | 30 | 0 | 0 | 0 | -7.2 | 1.9 | 223.4 | 51.7 | 20.8 | 959.7
2019 | 10 | 4 | 21 | 30 | 0 | 0 | 0 | -7.1 | 0.5 | 136.3 | 62.1 | 19.5 | 959.7
2019 | 10 | 4 | 22 | 30 | 0 | 0 | 0 | -7.3 | 0.3 | 0.6 | 63.3 | 18.5 | 959.7
2019 | 10 | 4 | 23 | 30 | 0 | 0 | 0 | -7.6 | 1.1 | 5.1 | 63.6 | 17.5 | 959.6
2019 | 10 | 5 | 0 | 30 | 0 | 0 | 0 | -7.9 | 0.8 | 16.6 | 62.3 | 16.9 | 959.3
2019 | 10 | 5 | 1 | 30 | 0 | 0 | 0 | -8 | 0.3 | 140.2 | 62 | 16.7 | 959.1
2019 | 10 | 5 | 2 | 30 | 0 | 0 | 0 | -8 | 0.8 | 242.8 | 62.2 | 16.8 | 958.8
2019 | 10 | 5 | 3 | 30 | 0 | 0 | 0 | -8.1 | 1.7 | 35.2 | 57.7 | 17.4 | 958.5
2019 | 10 | 5 | 4 | 30 | 0 | 0 | 0 | -8.7 | 1.6 | 24.8 | 56.7 | 17.1 | 958.4
2019 | 10 | 5 | 5 | 30 | 0 | 0 | 0 | -9.4 | 1.7 | 47.5 | 54.4 | 17.5 | 958.4
2019 | 10 | 5 | 6 | 30 | 0 | 0 | 0 | -9.8 | 1.4 | 66.5 | 57 | 16.8 | 958.4
2019 | 10 | 5 | 7 | 30 | 20 | 226 | 45 | -9.9 | 1.7 | 51.5 | 59.8 | 16.6 | 958.7
2019 | 10 | 5 | 8 | 30 | 51 | 646 | 227 | -9.3 | 0.8 | 27.9 | 46.2 | 21.7 | 959.2
2019 | 10 | 5 | 9 | 30 | 66 | 804 | 426 | -8.3 | 0.9 | 130.4 | 39.9 | 25 | 959.6
2019 | 10 | 5 | 10 | 30 | 73 | 881 | 597 | -7.2 | 0.8 | 163.1 | 30.7 | 27.6 | 959.7
2019 | 10 | 5 | 11 | 30 | 79 | 916 | 717 | -7 | 1.6 | 200.6 | 28.6 | 28.8 | 959.7
2019 | 10 | 5 | 12 | 30 | 82 | 930 | 779 | -6.8 | 2.4 | 218.5 | 28.4 | 29.5 | 959.3
2019 | 10 | 5 | 13 | 30 | 86 | 927 | 780 | -6.6 | 3.6 | 238.1 | 30 | 29.7 | 958.9
2019 | 10 | 5 | 14 | 30 | 104 | 855 | 698 | -6.2 | 2.3 | 161.2 | 28.8 | 30.3 | 958.5
2019 | 10 | 5 | 15 | 30 | 129 | 684 | 536 | -5.9 | 2.9 | 98.7 | 28.9 | 30 | 958.3
2019 | 10 | 5 | 16 | 30 | 128 | 432 | 320 | -5.4 | 2.5 | 179.5 | 32.5 | 29.2 | 958.3
2019 | 10 | 5 | 17 | 30 | 88 | 271 | 169 | -5.4 | 2.9 | 267.1 | 35.3 | 27.7 | 958.6
2019 | 10 | 5 | 18 | 30 | 21 | 3 | 21 | -5.2 | 2.4 | 246.1 | 48.4 | 24.8 | 959
2019 | 10 | 5 | 19 | 30 | 0 | 0 | 0 | -5.1 | 1.6 | 251.9 | 73.9 | 21.2 | 959.5
2019 | 10 | 5 | 20 | 30 | 0 | 0 | 0 | -5.1 | 0.2 | 102.1 | 80.7 | 20.1 | 959.9
2019 | 10 | 5 | 21 | 30 | 0 | 0 | 0 | -5 | 1.5 | 49.2 | 71.3 | 20.5 | 960.2
2019 | 10 | 5 | 22 | 30 | 0 | 0 | 0 | -4.9 | 1.7 | 57.6 | 68.5 | 19.8 | 960.5
2019 | 10 | 5 | 23 | 30 | 0 | 0 | 0 | -4.8 | 1.6 | 42 | 60.7 | 20 | 960.6
2019 | 10 | 6 | 0 | 30 | 0 | 0 | 0 | -4.6 | 1.2 | 52.1 | 62.8 | 18.7 | 960.4
2019 | 10 | 6 | 1 | 30 | 0 | 0 | 0 | -4.5 | 0.5 | 147.4 | 71.1 | 16.8 | 960.6
2019 | 10 | 6 | 2 | 30 | 0 | 0 | 0 | -4.6 | 0.6 | 48.4 | 69 | 16.7 | 960.6
2019 | 10 | 6 | 3 | 30 | 0 | 0 | 0 | -4.7 | 0.9 | 20.9 | 70.2 | 16 | 960.3
2019 | 10 | 6 | 4 | 30 | 0 | 0 | 0 | -4.7 | 2.3 | 57.6 | 61.5 | 17.4 | 960.3
2019 | 10 | 6 | 5 | 30 | 0 | 0 | 0 | -4.7 | 1 | 153.8 | 63.3 | 16.8 | 960.3
2019 | 10 | 6 | 6 | 30 | 0 | 0 | 0 | -4.6 | 0.9 | 63.6 | 68.4 | 15.3 | 960.5
2019 | 10 | 6 | 7 | 30 | 25 | 169 | 46 | -4.6 | 1.2 | 60.5 | 62.4 | 16.9 | 960.8
2019 | 10 | 6 | 8 | 30 | 52 | 628 | 222 | -4.5 | 0.7 | 123.3 | 60.8 | 19.6 | 961.6
2019 | 10 | 6 | 9 | 30 | 66 | 799 | 422 | -4.3 | 0.6 | 236 | 41.5 | 24.5 | 961.9
2019 | 10 | 6 | 10 | 30 | 73 | 882 | 594 | -4.6 | 0.7 | 172.8 | 30.7 | 27.6 | 962
2019 | 10 | 6 | 11 | 30 | 82 | 910 | 713 | -4.9 | 1.2 | 168.1 | 28.3 | 29.1 | 961.9
2019 | 10 | 6 | 12 | 30 | 91 | 909 | 769 | -5 | 2 | 143.4 | 30.2 | 29.4 | 961.6
2019 | 10 | 6 | 13 | 30 | 96 | 890 | 758 | -5.1 | 2.3 | 140.7 | 31.2 | 29.8 | 961.2
2019 | 10 | 6 | 14 | 30 | 93 | 871 | 692 | -5.3 | 2.3 | 150.7 | 32.2 | 29.9 | 960.9
2019 | 10 | 6 | 15 | 30 | 84 | 831 | 569 | -5.3 | 3.8 | 254.3 | 33.8 | 29.4 | 960.6
2019 | 10 | 6 | 16 | 30 | 92 | 692 | 396 | -5.1 | 4.4 | 263.5 | 34.1 | 28.3 | 960.6
2019 | 10 | 6 | 17 | 30 | 66 | 561 | 209 | -5.1 | 3.6 | 267.1 | 33.4 | 27.7 | 960.7
2019 | 10 | 6 | 18 | 30 | 17 | 123 | 33 | -4.9 | 2.9 | 253.2 | 38.7 | 25.4 | 960.8
2019 | 10 | 6 | 19 | 30 | 0 | 0 | 0 | -4.6 | 1.7 | 232.8 | 46.2 | 22.5 | 960.9
2019 | 10 | 6 | 20 | 30 | 0 | 0 | 0 | -4.2 | 0.3 | 215.8 | 53.9 | 20.9 | 961.3
2019 | 10 | 6 | 21 | 30 | 0 | 0 | 0 | -4 | 0.5 | 240.3 | 56.6 | 19.6 | 961.6
2019 | 10 | 6 | 22 | 30 | 0 | 0 | 0 | -3.8 | 1.6 | 102.1 | 56.1 | 19.6 | 961.9
2019 | 10 | 6 | 23 | 30 | 0 | 0 | 0 | -3.9 | 2.3 | 33.4 | 54.2 | 20 | 961.7
2019 | 10 | 7 | 0 | 30 | 0 | 0 | 0 | -4.2 | 2.3 | 74.6 | 54.7 | 19.3 | 961.3
2019 | 10 | 7 | 1 | 30 | 0 | 0 | 0 | -4.6 | 1.4 | 77.5 | 48.1 | 19.9 | 961.2
2019 | 10 | 7 | 2 | 30 | 0 | 0 | 0 | -5 | 1.3 | 12.6 | 47.4 | 19.2 | 960.7
2019 | 10 | 7 | 3 | 30 | 0 | 0 | 0 | -5.4 | 2 | 40.6 | 46 | 19.4 | 960
2019 | 10 | 7 | 4 | 30 | 0 | 0 | 0 | -5.7 | 1.3 | 100.7 | 46.6 | 18.9 | 959.6
2019 | 10 | 7 | 5 | 30 | 0 | 0 | 0 | -5.9 | 1.7 | 50.5 | 48.3 | 18 | 959.6
2019 | 10 | 7 | 6 | 30 | 0 | 0 | 0 | -5.9 | 2.5 | 58.8 | 43.6 | 19 | 959.6
2019 | 10 | 7 | 7 | 30 | 25 | 166 | 45 | -5.6 | 0.8 | 52.9 | 46.6 | 18.3 | 959.8
2019 | 10 | 7 | 8 | 30 | 58 | 546 | 205 | -5.1 | 1.7 | 19.9 | 38 | 22.4 | 960.2
2019 | 10 | 7 | 9 | 30 | 93 | 700 | 397 | -2.5 | 0.5 | 147.7 | 30 | 26.6 | 960.8
2019 | 10 | 7 | 10 | 30 | 88 | 847 | 582 | 0.4 | 0.9 | 122.9 | 27.3 | 28.3 | 960.9
2019 | 10 | 7 | 11 | 30 | 94 | 887 | 703 | 1.9 | 1 | 159.3 | 22.3 | 30.2 | 960.5
2019 | 10 | 7 | 12 | 30 | 107 | 872 | 751 | 3 | 1.5 | 154.6 | 20.1 | 31.4 | 960.1
2019 | 10 | 7 | 13 | 30 | 91 | 900 | 753 | 3.8 | 3.4 | 261.8 | 23.2 | 31.3 | 959.4
2019 | 10 | 7 | 14 | 30 | 77 | 902 | 689 | 4.4 | 5.7 | 266 | 24.4 | 30.5 | 959.1
2019 | 10 | 7 | 15 | 30 | 94 | 785 | 549 | 5 | 5.8 | 262.8 | 24.3 | 30.3 | 959
2019 | 10 | 7 | 16 | 30 | 132 | 600 | 389 | 5.4 | 4.4 | 276.6 | 25.9 | 29.6 | 959.1
2019 | 10 | 7 | 17 | 30 | 111 | 181 | 154 | 5.6 | 3.7 | 285.4 | 27.9 | 28.2 | 959.5
2019 | 10 | 7 | 18 | 30 | 22 | 38 | 26 | 5.7 | 2.9 | 211.3 | 32 | 26.3 | 960
2019 | 10 | 7 | 19 | 30 | 0 | 0 | 0 | 5.8 | 4 | 99.5 | 48.6 | 23 | 960.4
2019 | 10 | 7 | 20 | 30 | 0 | 0 | 0 | 5.9 | 4.2 | 96.1 | 62.9 | 20.5 | 961.1
2019 | 10 | 7 | 21 | 30 | 0 | 0 | 0 | 6.2 | 4.2 | 93 | 66.7 | 19.7 | 961.8
2019 | 10 | 7 | 22 | 30 | 0 | 0 | 0 | 6.6 | 3.3 | 77.6 | 69.4 | 19.5 | 962.3
2019 | 10 | 7 | 23 | 30 | 0 | 0 | 0 | 7.1 | 2.5 | 84.8 | 75.3 | 18.4 | 962.4
2019 | 10 | 8 | 0 | 30 | 0 | 0 | 0 | 7.5 | 1.9 | 73.8 | 76.8 | 17.9 | 962.1
2019 | 10 | 8 | 1 | 30 | 0 | 0 | 0 | 7.9 | 1.8 | 45.5 | 69.8 | 18.3 | 962
2019 | 10 | 8 | 2 | 30 | 0 | 0 | 0 | 8.1 | 2.2 | 77.7 | 75.2 | 17.2 | 962
2019 | 10 | 8 | 3 | 30 | 0 | 0 | 0 | 8.3 | 3 | 61.6 | 90.9 | 17.8 | 962
2019 | 10 | 8 | 4 | 30 | 0 | 0 | 0 | 8.3 | 1.6 | 58.2 | 81.2 | 17.8 | 962.2
2019 | 10 | 8 | 5 | 30 | 0 | 0 | 0 | 8.3 | 1.7 | 62 | 79.8 | 17.4 | 962.5
2019 | 10 | 8 | 6 | 30 | 0 | 0 | 0 | 8.4 | 2 | 76.8 | 90.1 | 17 | 962.8
2019 | 10 | 8 | 7 | 30 | 18 | 0 | 18 | 8.8 | 0.8 | 64.4 | 89.7 | 17.2 | 963.2
2019 | 10 | 8 | 8 | 30 | 96 | 0 | 96 | 8.9 | 1.2 | 58.5 | 85.4 | 18.6 | 963.6
2019 | 10 | 8 | 9 | 30 | 199 | 4 | 202 | 5.2 | 2.7 | 88.2 | 81.2 | 20.5 | 964.2
2019 | 10 | 8 | 10 | 30 | 273 | 124 | 352 | 2.7 | 3.4 | 93.6 | 74.3 | 21.9 | 964.2
2019 | 10 | 8 | 11 | 30 | 225 | 440 | 534 | 2.2 | 3.7 | 103.8 | 68.5 | 23 | 964
2019 | 10 | 8 | 12 | 30 | 164 | 748 | 715 | 2.3 | 3.8 | 113.5 | 62.1 | 24.2 | 963.5
2019 | 10 | 8 | 13 | 30 | 135 | 761 | 692 | 2.3 | 3.1 | 114.8 | 60.4 | 24.6 | 962.7
2019 | 10 | 8 | 14 | 30 | 159 | 742 | 661 | 2.3 | 3.3 | 104.3 | 60.3 | 25.1 | 962.3
2019 | 10 | 8 | 15 | 30 | 152 | 606 | 500 | 2.3 | 3.1 | 96.5 | 59.7 | 25.2 | 961.9
2019 | 10 | 8 | 16 | 30 | 108 | 574 | 346 | 2.4 | 2.6 | 94.5 | 57.9 | 25.1 | 961.5
2019 | 10 | 8 | 17 | 30 | 56 | 508 | 182 | 2.7 | 1.7 | 205.1 | 55.1 | 24.6 | 961.4
2019 | 10 | 8 | 18 | 30 | 15 | 72 | 24 | 3.3 | 2 | 139.4 | 62.7 | 22.1 | 961.6
2019 | 10 | 8 | 19 | 30 | 0 | 0 | 0 | 4.3 | 1.6 | 118.3 | 69.8 | 20.2 | 961.9
2019 | 10 | 8 | 20 | 30 | 0 | 0 | 0 | 5.6 | 1.7 | 92.8 | 75.2 | 18.9 | 961.7
2019 | 10 | 8 | 21 | 30 | 0 | 0 | 0 | 6.8 | 0.7 | 76.6 | 78.4 | 18.1 | 962
2019 | 10 | 8 | 22 | 30 | 0 | 0 | 0 | 7.7 | 1.5 | 49.5 | 79.2 | 17.8 | 961.8
2019 | 10 | 8 | 23 | 30 | 0 | 0 | 0 | 8.3 | 1.1 | 44.2 | 78.1 | 17.9 | 961.8
2019 | 10 | 9 | 0 | 30 | 0 | 0 | 0 | 8.5 | 1.6 | 68.4 | 81.8 | 17 | 961.4
2019 | 10 | 9 | 1 | 30 | 0 | 0 | 0 | 8.3 | 1.1 | 56.2 | 81.9 | 17.1 | 961.2
2019 | 10 | 9 | 2 | 30 | 0 | 0 | 0 | 8 | 0.6 | 26.6 | 83 | 16.5 | 961
2019 | 10 | 9 | 3 | 30 | 0 | 0 | 0 | 7.7 | 0.2 | 50 | 86.4 | 15.5 | 960.5
2019 | 10 | 9 | 4 | 30 | 0 | 0 | 0 | 7.5 | 0.5 | 69.4 | 87.6 | 15.3 | 960.3
2019 | 10 | 9 | 5 | 30 | 0 | 0 | 0 | 7.3 | 1.1 | 64.2 | 87.6 | 15.1 | 960.1
2019 | 10 | 9 | 6 | 30 | 0 | 0 | 0 | 7.2 | 1 | 51.9 | 87.5 | 15.1 | 960.3
2019 | 10 | 9 | 7 | 30 | 18 | 165 | 36 | 7 | 0.8 | 54.7 | 87.3 | 15.1 | 960.6
2019 | 10 | 9 | 8 | 30 | 56 | 572 | 204 | 6.3 | 0.7 | 56.6 | 78.7 | 18.3 | 961.1
2019 | 10 | 9 | 9 | 30 | 71 | 756 | 398 | 5.5 | 0.7 | 131.4 | 68.4 | 20.9 | 961.4
2019 | 10 | 9 | 10 | 30 | 79 | 841 | 564 | 4.7 | 0.8 | 178.2 | 62.6 | 22.6 | 961.6
2019 | 10 | 9 | 11 | 30 | 83 | 884 | 682 | 3.8 | 1 | 208.1 | 58.2 | 24.1 | 961.4
2019 | 10 | 9 | 12 | 30 | 84 | 902 | 741 | 3.2 | 1 | 155.1 | 53.2 | 25.5 | 960.9
2019 | 10 | 9 | 13 | 30 | 84 | 900 | 738 | 2.8 | 1.5 | 191.5 | 49.3 | 26.8 | 960.1
2019 | 10 | 9 | 14 | 30 | 84 | 872 | 669 | 2.5 | 1.9 | 213.5 | 45.3 | 28.1 | 959.5
2019 | 10 | 9 | 15 | 30 | 79 | 824 | 545 | 2.3 | 3.7 | 238.9 | 43.6 | 28 | 959.3
2019 | 10 | 9 | 16 | 30 | 72 | 718 | 372 | 2.2 | 3.4 | 243 | 45.6 | 27.3 | 959.2
2019 | 10 | 9 | 17 | 30 | 51 | 523 | 178 | 2.3 | 3.9 | 238.1 | 50.6 | 25.7 | 959.3
2019 | 10 | 9 | 18 | 30 | 13 | 81 | 23 | 2.8 | 2.9 | 243.9 | 57.5 | 23.7 | 959.7
2019 | 10 | 9 | 19 | 30 | 0 | 0 | 0 | 3.8 | 1.1 | 228.3 | 69.3 | 21.1 | 960.3
2019 | 10 | 9 | 20 | 30 | 0 | 0 | 0 | 4.9 | 0.5 | 155.3 | 75.5 | 19.8 | 960.8
2019 | 10 | 9 | 21 | 30 | 0 | 0 | 0 | 5.7 | 1.4 | 89.6 | 81.3 | 19 | 961.1
2019 | 10 | 9 | 22 | 30 | 0 | 0 | 0 | 6.2 | 1.6 | 86 | 87.2 | 18.6 | 961.6
2019 | 10 | 9 | 23 | 30 | 0 | 0 | 0 | 6.7 | 2.1 | 77.6 | 84.5 | 18.2 | 961.8
2019 | 10 | 10 | 0 | 30 | 0 | 0 | 0 | 7.2 | 1.5 | 86.7 | 84.8 | 17.5 | 961.7
2019 | 10 | 10 | 1 | 30 | 0 | 0 | 0 | 7.9 | 4 | 98.7 | 88.6 | 17.4 | 961.7
2019 | 10 | 10 | 2 | 30 | 0 | 0 | 0 | 8.4 | 3.7 | 92.5 | 91.8 | 16.7 | 961.9
2019 | 10 | 10 | 3 | 30 | 0 | 0 | 0 | 8.8 | 3.4 | 80.4 | 87.7 | 16.7 | 961.9
2019 | 10 | 10 | 4 | 30 | 0 | 0 | 0 | 9 | 2.6 | 73.4 | 88.9 | 17 | 962
2019 | 10 | 10 | 5 | 30 | 0 | 0 | 0 | 9.1 | 2.4 | 80.9 | 87.8 | 17.1 | 962.3
2019 | 10 | 10 | 6 | 30 | 0 | 0 | 0 | 9.2 | 2.4 | 77.6 | 87.9 | 16.6 | 962.6
2019 | 10 | 10 | 7 | 30 | 16 | 91 | 27 | 9 | 1.9 | 73.9 | 88.3 | 16.5 | 963
2019 | 10 | 10 | 8 | 30 | 56 | 558 | 200 | 8 | 2.3 | 82.7 | 79.8 | 19.1 | 963.9
2019 | 10 | 10 | 9 | 30 | 78 | 693 | 379 | 7.1 | 5.3 | 94.1 | 70.5 | 21.3 | 964.4
2019 | 10 | 10 | 10 | 30 | 81 | 839 | 562 | 6.7 | 5.9 | 92.6 | 62.9 | 22.6 | 964.5
2019 | 10 | 10 | 11 | 30 | 83 | 882 | 677 | 6.2 | 6.3 | 98 | 59.6 | 23.6 | 964.3
2019 | 10 | 10 | 12 | 30 | 83 | 904 | 738 | 5.8 | 5.9 | 101 | 56.8 | 24.5 | 964
2019 | 10 | 10 | 13 | 30 | 81 | 907 | 735 | 5.4 | 6.3 | 105.8 | 57.2 | 24.9 | 963.2
2019 | 10 | 10 | 14 | 30 | 78 | 885 | 667 | 5 | 5.8 | 103.3 | 57 | 25.3 | 962.8
2019 | 10 | 10 | 15 | 30 | 75 | 833 | 540 | 4.8 | 6.1 | 102.9 | 56.6 | 25.2 | 962.8
2019 | 10 | 10 | 16 | 30 | 65 | 747 | 372 | 4.6 | 6.1 | 102.1 | 60.9 | 24.5 | 962.8
2019 | 10 | 10 | 17 | 30 | 46 | 556 | 178 | 4.8 | 5.9 | 99.2 | 68.2 | 23.2 | 962.8
2019 | 10 | 10 | 18 | 30 | 12 | 89 | 22 | 5.2 | 6.1 | 100.5 | 78 | 21 | 963
2019 | 10 | 10 | 19 | 30 | 0 | 0 | 0 | 6 | 4.4 | 91.5 | 84.3 | 19.5 | 963.4
2019 | 10 | 10 | 20 | 30 | 0 | 0 | 0 | 7.1 | 4 | 93.4 | 86.8 | 18.9 | 964
2019 | 10 | 10 | 21 | 30 | 0 | 0 | 0 | 8.2 | 3.9 | 102.8 | 88.7 | 18.3 | 964.4
2019 | 10 | 10 | 22 | 30 | 0 | 0 | 0 | 9.6 | 3.3 | 96.9 | 90.6 | 17.8 | 964.5
2019 | 10 | 10 | 23 | 30 | 0 | 0 | 0 | 10.7 | 2.7 | 74 | 91.1 | 17.7 | 964.6
2019 | 10 | 11 | 0 | 30 | 0 | 0 | 0 | 11.5 | 1.8 | 64.4 | 90.7 | 17.7 | 964.4
2019 | 10 | 11 | 1 | 30 | 0 | 0 | 0 | 12 | 1.8 | 61.5 | 90.5 | 17 | 964.3
2019 | 10 | 11 | 2 | 30 | 0 | 0 | 0 | 12.2 | 1.8 | 60.2 | 89.9 | 16.2 | 964.1
2019 | 10 | 11 | 3 | 30 | 0 | 0 | 0 | 12.2 | 2 | 77.5 | 91.3 | 15.8 | 963.9
2019 | 10 | 11 | 4 | 30 | 0 | 0 | 0 | 12.1 | 1.5 | 20.9 | 90.2 | 15.6 | 963.9
2019 | 10 | 11 | 5 | 30 | 0 | 0 | 0 | 11.9 | 1.1 | 11.6 | 88.5 | 14.8 | 963.8
2019 | 10 | 11 | 6 | 30 | 0 | 0 | 0 | 11.7 | 2 | 19 | 85.7 | 14.8 | 963.9
2019 | 10 | 11 | 7 | 30 | 15 | 116 | 25 | 11 | 2.3 | 29.3 | 78.1 | 15.6 | 964
2019 | 10 | 11 | 8 | 30 | 64 | 500 | 183 | 8.7 | 1.8 | 53.6 | 73.7 | 17.9 | 964.4
2019 | 10 | 11 | 9 | 30 | 106 | 782 | 439 | 7.1 | 3.2 | 94.3 | 66.2 | 20.8 | 964.8
2019 | 10 | 11 | 10 | 30 | 77 | 851 | 561 | 6 | 4.6 | 98.9 | 48.8 | 23.2 | 964.8
2019 | 10 | 11 | 11 | 30 | 110 | 863 | 688 | 5.1 | 5.3 | 105.2 | 45.2 | 24.2 | 964.5
2019 | 10 | 11 | 12 | 30 | 287 | 598 | 725 | 4.5 | 5.9 | 105.9 | 48.2 | 25.1 | 963.8
2019 | 10 | 11 | 13 | 30 | 408 | 359 | 673 | 4 | 6 | 104.8 | 50 | 25.5 | 963
2019 | 10 | 11 | 14 | 30 | 296 | 279 | 481 | 3.9 | 5.2 | 102.9 | 54.1 | 25.3 | 962.4
2019 | 10 | 11 | 15 | 30 | 221 | 493 | 498 | 3.8 | 4.7 | 103.4 | 55.4 | 25.6 | 962.1
2019 | 10 | 11 | 16 | 30 | 129 | 429 | 313 | 3.8 | 5 | 100.5 | 59.2 | 24.9 | 961.9
2019 | 10 | 11 | 17 | 30 | 70 | 2 | 70 | 3.8 | 4.9 | 98.6 | 73.3 | 22.8 | 961.9
2019 | 10 | 11 | 18 | 30 | 10 | 1 | 10 | 3.8 | 4.9 | 101.3 | 82 | 21 | 961.7
2019 | 10 | 11 | 19 | 30 | 0 | 0 | 0 | 3.7 | 4.2 | 102.1 | 87.9 | 19.6 | 961.9
2019 | 10 | 11 | 20 | 30 | 0 | 0 | 0 | 3.6 | 3.3 | 96.9 | 90.7 | 19.1 | 962.3
2019 | 10 | 11 | 21 | 30 | 0 | 0 | 0 | 3.5 | 3.4 | 92.5 | 92.7 | 18.7 | 962.5
2019 | 10 | 11 | 22 | 30 | 0 | 0 | 0 | 3.1 | 2.7 | 78.9 | 93.8 | 18.4 | 963
2019 | 10 | 11 | 23 | 30 | 0 | 0 | 0 | 2.7 | 2.8 | 69.3 | 94.1 | 18.3 | 962.6
2019 | 10 | 12 | 0 | 30 | 0 | 0 | 0 | 2.2 | 2.4 | 71.3 | 93.7 | 18.2 | 962.3
2019 | 10 | 12 | 1 | 30 | 0 | 0 | 0 | 1.7 | 1.7 | 59.1 | 93.2 | 17.9 | 962
2019 | 10 | 12 | 2 | 30 | 0 | 0 | 0 | 1.4 | 1.3 | 33.4 | 86.1 | 17.1 | 961.6
2019 | 10 | 12 | 3 | 30 | 0 | 0 | 0 | 1.1 | 2.5 | 35.6 | 78.8 | 17.3 | 960.9
2019 | 10 | 12 | 4 | 30 | 0 | 0 | 0 | 1 | 1.8 | 18.2 | 70.4 | 17.1 | 960.7
2019 | 10 | 12 | 5 | 30 | 0 | 0 | 0 | 1 | 1.2 | 59.8 | 65.2 | 16.6 | 960.8
2019 | 10 | 12 | 6 | 30 | 0 | 0 | 0 | 0.9 | 1.5 | 33.4 | 58.6 | 16.9 | 960.9
2019 | 10 | 12 | 7 | 30 | 20 | 27 | 23 | 0.8 | 1.8 | 44.9 | 57.3 | 17.5 | 960.8
2019 | 10 | 12 | 8 | 30 | 99 | 23 | 105 | 0.4 | 2.5 | 83.6 | 72 | 18.7 | 961
2019 | 10 | 12 | 9 | 30 | 221 | 270 | 340 | 0.1 | 3.2 | 101.1 | 78.7 | 20.4 | 961.8
2019 | 10 | 12 | 10 | 30 | 287 | 42 | 315 | -0.2 | 4.2 | 97.1 | 72.5 | 21.2 | 962.3
2019 | 10 | 12 | 11 | 30 | 376 | 20 | 396 | -0.5 | 4.6 | 104.8 | 70.4 | 22 | 961.8
2019 | 10 | 12 | 12 | 30 | 407 | 114 | 498 | -1 | 3.7 | 105.1 | 63.4 | 23.6 | 961.7
2019 | 10 | 12 | 13 | 30 | 299 | 485 | 651 | -1.7 | 2.9 | 110.8 | 55.3 | 25.1 | 960.9
2019 | 10 | 12 | 14 | 30 | 141 | 763 | 642 | -2.5 | 2 | 123.9 | 53.1 | 26.5 | 959.9
2019 | 10 | 12 | 15 | 30 | 135 | 742 | 542 | -3.2 | 2 | 111.9 | 50.5 | 27.3 | 959.5
2019 | 10 | 12 | 16 | 30 | 89 | 662 | 355 | -3.6 | 3.6 | 112.1 | 54.5 | 27 | 959.2
2019 | 10 | 12 | 17 | 30 | 61 | 397 | 153 | -4.1 | 4.9 | 88.5 | 61.7 | 25.1 | 959.2
2019 | 10 | 12 | 18 | 30 | 12 | 36 | 16 | -4.5 | 4.1 | 86.6 | 69.3 | 22.8 | 959.5
2019 | 10 | 12 | 19 | 30 | 0 | 0 | 0 | -4.7 | 3.4 | 95.1 | 77.8 | 21 | 960
2019 | 10 | 12 | 20 | 30 | 0 | 0 | 0 | -4.9 | 2.7 | 92.1 | 84.7 | 19.6 | 960.2
2019 | 10 | 12 | 21 | 30 | 0 | 0 | 0 | -4.7 | 2.2 | 78.6 | 87.3 | 19 | 960.5
2019 | 10 | 12 | 22 | 30 | 0 | 0 | 0 | -4.4 | 1.2 | 67.7 | 88.1 | 18.3 | 961
2019 | 10 | 12 | 23 | 30 | 0 | 0 | 0 | -4 | 1 | 20.7 | 83.8 | 18.1 | 961
2019 | 10 | 13 | 0 | 30 | 0 | 0 | 0 | -3.8 | 1.5 | 25.7 | 82.1 | 18.2 | 960.8
2019 | 10 | 13 | 1 | 30 | 0 | 0 | 0 | -3.7 | 0.9 | 40.6 | 85.1 | 16.8 | 960.6
2019 | 10 | 13 | 2 | 30 | 0 | 0 | 0 | -3.7 | 1.1 | 250.5 | 83.8 | 16.7 | 960.2
2019 | 10 | 13 | 3 | 30 | 0 | 0 | 0 | -3.8 | 1.4 | 23.9 | 81.9 | 17.3 | 959.8
2019 | 10 | 13 | 4 | 30 | 0 | 0 | 0 | -4 | 1.6 | 30.7 | 84.1 | 16.5 | 959.7
2019 | 10 | 13 | 5 | 30 | 0 | 0 | 0 | -4.2 | 1.1 | 23.6 | 86.9 | 15.7 | 959.7
2019 | 10 | 13 | 6 | 30 | 0 | 0 | 0 | -4.5 | 2 | 43.8 | 84.3 | 15.9 | 959.9
2019 | 10 | 13 | 7 | 30 | 18 | 102 | 28 | -4.6 | 1.4 | 195.1 | 78.2 | 16.2 | 960.3
2019 | 10 | 13 | 8 | 30 | 63 | 509 | 191 | -4.3 | 0.7 | 127.5 | 75.7 | 18.4 | 960.8
2019 | 10 | 13 | 9 | 30 | 88 | 705 | 385 | -4 | 1.1 | 52.2 | 70.8 | 21.4 | 961.2
2019 | 10 | 13 | 10 | 30 | 101 | 796 | 550 | -4.1 | 0.7 | 169.3 | 58.4 | 24.3 | 961.3
2019 | 10 | 13 | 11 | 30 | 109 | 840 | 666 | -4.2 | 1.5 | 217 | 49.7 | 25.5 | 961.2
2019 | 10 | 13 | 12 | 30 | 113 | 858 | 726 | -4.5 | 1.2 | 198.7 | 43.8 | 27 | 960.7
2019 | 10 | 13 | 13 | 30 | 115 | 850 | 719 | -4.9 | 1.5 | 169.4 | 41.3 | 28.1 | 959.9
2019 | 10 | 13 | 14 | 30 | 118 | 808 | 646 | -5.3 | 2.7 | 225.8 | 49.1 | 28.5 | 959.3
2019 | 10 | 13 | 15 | 30 | 114 | 736 | 517 | -5.7 | 2.6 | 215.4 | 56 | 27.5 | 959.2
2019 | 10 | 13 | 16 | 30 | 100 | 606 | 342 | -5.8 | 3.8 | 113.7 | 58.4 | 27.3 | 959.1
2019 | 10 | 13 | 17 | 30 | 65 | 379 | 152 | -6.2 | 4.3 | 100.9 | 63.5 | 25.8 | 959.1
2019 | 10 | 13 | 18 | 30 | 12 | 24 | 16 | -6.4 | 3.5 | 107.1 | 70.7 | 23.6 | 959.2
2019 | 10 | 13 | 19 | 30 | 0 | 0 | 0 | -6.5 | 3.5 | 102.9 | 82.4 | 21.3 | 959.5
2019 | 10 | 13 | 20 | 30 | 0 | 0 | 0 | -6.5 | 3.3 | 88.6 | 88.1 | 19.8 | 959.5
2019 | 10 | 13 | 21 | 30 | 0 | 0 | 0 | -6.4 | 2.5 | 91 | 91.2 | 18.8 | 959.7
2019 | 10 | 13 | 22 | 30 | 0 | 0 | 0 | -6.3 | 1.3 | 56.4 | 92.1 | 18.2 | 960.1
2019 | 10 | 13 | 23 | 30 | 0 | 0 | 0 | -6.1 | 1.7 | 76.2 | 91.3 | 17.3 | 960.1
2019 | 10 | 14 | 0 | 30 | 0 | 0 | 0 | -6.1 | 1.9 | 62.3 | 90 | 17.6 | 959.6
2019 | 10 | 14 | 1 | 30 | 0 | 0 | 0 | -6 | 2.4 | 66.6 | 85.9 | 17.6 | 958.9
2019 | 10 | 14 | 2 | 30 | 0 | 0 | 0 | -6 | 2.7 | 67.5 | 84.6 | 18 | 958.1
2019 | 10 | 14 | 3 | 30 | 0 | 0 | 0 | -6.1 | 2.3 | 72.9 | 82 | 17.3 | 957.5
2019 | 10 | 14 | 4 | 30 | 0 | 0 | 0 | -6.4 | 2.2 | 47.8 | 73.2 | 17.1 | 957.1
2019 | 10 | 14 | 5 | 30 | 0 | 0 | 0 | -6.7 | 2.7 | 57.2 | 65.5 | 18.3 | 956.9
2019 | 10 | 14 | 6 | 30 | 0 | 0 | 0 | -7 | 1.6 | 40.9 | 48.7 | 18 | 956.8
2019 | 10 | 14 | 7 | 30 | 25 | 22 | 27 | -7 | 1.1 | 250.4 | 57.3 | 16.9 | 957.4
2019 | 10 | 14 | 8 | 30 | 69 | 43 | 76 | -6.7 | 1.8 | 104.5 | 67 | 18.2 | 958
2019 | 10 | 14 | 9 | 30 | 148 | 32 | 163 | -5.9 | 1.3 | 68.3 | 65.9 | 19.9 | 958.4
2019 | 10 | 14 | 10 | 30 | 211 | 114 | 279 | -4.6 | 1.5 | 117.5 | 56 | 22 | 958
2019 | 10 | 14 | 11 | 30 | 255 | 316 | 469 | -4.4 | 1.1 | 222.8 | 47.1 | 24.3 | 957.5
2019 | 10 | 14 | 12 | 30 | 254 | 655 | 722 | -4.7 | 2.9 | 272.5 | 38.4 | 26.7 | 957.1
2019 | 10 | 14 | 13 | 30 | 118 | 860 | 723 | -5.1 | 6.1 | 231.3 | 34.1 | 28 | 956
2019 | 10 | 14 | 14 | 30 | 112 | 825 | 646 | -5.4 | 6.4 | 212 | 38.7 | 27.6 | 955.6
2019 | 10 | 14 | 15 | 30 | 147 | 262 | 298 | -5.6 | 9.1 | 225.9 | 42.5 | 26.3 | 955.7
2019 | 10 | 14 | 16 | 30 | 99 | 590 | 336 | -5.4 | 10.7 | 246.7 | 36.6 | 26.6 | 955.6
2019 | 10 | 14 | 17 | 30 | 47 | 455 | 144 | -5.7 | 8.8 | 264.5 | 39.3 | 25.3 | 955.8
2019 | 10 | 14 | 18 | 30 | 9 | 37 | 16 | -5.9 | 7.1 | 277.1 | 38.9 | 23.6 | 956.5
2019 | 10 | 14 | 19 | 30 | 0 | 0 | 0 | -6.1 | 6.4 | 274.5 | 40 | 22.4 | 957.4
2019 | 10 | 14 | 20 | 30 | 0 | 0 | 0 | -6.2 | 6.5 | 277 | 45.1 | 21 | 958.1
2019 | 10 | 14 | 21 | 30 | 0 | 0 | 0 | -6.1 | 7.9 | 291.4 | 41.5 | 20.5 | 958.7
2019 | 10 | 14 | 22 | 30 | 0 | 0 | 0 | -5.4 | 6.6 | 279.8 | 42.9 | 19.5 | 959.4
2019 | 10 | 14 | 23 | 30 | 0 | 0 | 0 | -4.2 | 4.3 | 239.1 | 45.5 | 18.1 | 959.8
2019 | 10 | 15 | 0 | 30 | 0 | 0 | 0 | -3.4 | 3.9 | 209.8 | 50.3 | 17.7 | 959.9
2019 | 10 | 15 | 1 | 30 | 0 | 0 | 0 | -3.6 | 4.6 | 226.6 | 55 | 17.8 | 959.9
2019 | 10 | 15 | 2 | 30 | 0 | 0 | 0 | -4.7 | 4.6 | 212 | 60.3 | 17.1 | 959.9
2019 | 10 | 15 | 3 | 30 | 0 | 0 | 0 | -6.1 | 4.1 | 243.3 | 55 | 16.9 | 960
2019 | 10 | 15 | 4 | 30 | 0 | 0 | 0 | -7.4 | 2.4 | 219.6 | 50.7 | 16.3 | 960.5
2019 | 10 | 15 | 5 | 30 | 0 | 0 | 0 | -8 | 2.1 | 212.7 | 49.5 | 15.3 | 961
2019 | 10 | 15 | 6 | 30 | 0 | 0 | 0 | -7.8 | 2.3 | 132.2 | 56.1 | 13.5 | 961.2
2019 | 10 | 15 | 7 | 30 | 12 | 170 | 27 | -6.4 | 2.2 | 40.1 | 60.3 | 12.5 | 961.5
2019 | 10 | 15 | 8 | 30 | 43 | 688 | 206 | -4.9 | 1.6 | 42.4 | 54.8 | 14.7 | 962.2
2019 | 10 | 15 | 9 | 30 | 58 | 852 | 406 | -3.5 | 1.5 | 127 | 41.6 | 17.3 | 963
2019 | 10 | 15 | 10 | 30 | 68 | 918 | 572 | -2.2 | 1.7 | 96.5 | 35.5 | 19 | 963.5
2019 | 10 | 15 | 11 | 30 | 76 | 940 | 686 | -1.7 | 1.9 | 92.9 | 34.6 | 20.5 | 963.4
2019 | 10 | 15 | 12 | 30 | 77 | 953 | 744 | -1.7 | 1.6 | 140.4 | 33.7 | 21 | 962.9
2019 | 10 | 15 | 13 | 30 | 79 | 942 | 735 | -1.8 | 2.1 | 171.5 | 35.7 | 21.6 | 962.3
2019 | 10 | 15 | 14 | 30 | 81 | 909 | 662 | -2.1 | 1.8 | 130.1 | 37.1 | 22.2 | 961.8
2019 | 10 | 15 | 15 | 30 | 80 | 853 | 534 | -2.8 | 2.3 | 184.1 | 41.2 | 22.3 | 961.5
2019 | 10 | 15 | 16 | 30 | 71 | 743 | 357 | -3.9 | 2.8 | 235.8 | 43.5 | 22 | 961.3
2019 | 10 | 15 | 17 | 30 | 47 | 503 | 156 | -4.8 | 3.2 | 255.5 | 47.3 | 20.7 | 961.8
2019 | 10 | 15 | 18 | 30 | 8 | 25 | 12 | -5.5 | 2.1 | 261 | 54.7 | 17.8 | 962.5
2019 | 10 | 15 | 19 | 30 | 0 | 0 | 0 | -5.7 | 2.1 | 224.9 | 55.2 | 16.1 | 963.2
2019 | 10 | 15 | 20 | 30 | 0 | 0 | 0 | -5.7 | 0.9 | 160.4 | 56.3 | 15.3 | 963.7
2019 | 10 | 15 | 21 | 30 | 0 | 0 | 0 | -5.8 | 0.8 | 40.2 | 60.8 | 14.5 | 964
2019 | 10 | 15 | 22 | 30 | 0 | 0 | 0 | -6.3 | 2 | 32.3 | 65.3 | 14 | 964
2019 | 10 | 15 | 23 | 30 | 0 | 0 | 0 | -7 | 1.2 | 82.6 | 72.5 | 12.8 | 964.1
2019 | 10 | 16 | 0 | 30 | 0 | 0 | 0 | -7.5 | 1.1 | 68.2 | 75.6 | 12.5 | 964.1
2019 | 10 | 16 | 1 | 30 | 0 | 0 | 0 | -7.6 | 1.8 | 42.8 | 74 | 12.7 | 964.1
2019 | 10 | 16 | 2 | 30 | 0 | 0 | 0 | -7.5 | 1.5 | 32.4 | 74.5 | 12.6 | 963.7
2019 | 10 | 16 | 3 | 30 | 0 | 0 | 0 | -7.6 | 0.7 | 94.5 | 82.1 | 10.7 | 963.5
2019 | 10 | 16 | 4 | 30 | 0 | 0 | 0 | -7.7 | 0.7 | 14.4 | 82.1 | 10.6 | 963.2
2019 | 10 | 16 | 5 | 30 | 0 | 0 | 0 | -7.9 | 1.5 | 33.7 | 80 | 10.9 | 963
2019 | 10 | 16 | 6 | 30 | 0 | 0 | 0 | -8.1 | 1.1 | 33.6 | 79.2 | 10.5 | 963.1
2019 | 10 | 16 | 7 | 30 | 13 | 177 | 27 | -8.1 | 1.4 | 46.1 | 73.6 | 11.5 | 963.1
2019 | 10 | 16 | 8 | 30 | 42 | 659 | 197 | -8 | 1.1 | 41.4 | 59.8 | 15.1 | 963.6
2019 | 10 | 16 | 9 | 30 | 59 | 823 | 392 | -7.8 | 0.9 | 186.8 | 50.7 | 17.9 | 964
2019 | 10 | 16 | 10 | 30 | 63 | 918 | 563 | -7.5 | 1.3 | 220.8 | 43.9 | 19.1 | 964.1
2019 | 10 | 16 | 11 | 30 | 66 | 957 | 684 | -7.1 | 1.9 | 225.3 | 37.5 | 20.6 | 963.7
2019 | 10 | 16 | 12 | 30 | 69 | 966 | 741 | -6.9 | 1.8 | 209.6 | 34.1 | 21.6 | 963.2
2019 | 10 | 16 | 13 | 30 | 70 | 957 | 732 | -7 | 2.1 | 234.2 | 29.4 | 22.6 | 962.4
2019 | 10 | 16 | 14 | 30 | 68 | 935 | 660 | -7.4 | 2.8 | 228.6 | 30.7 | 23.1 | 961.6
2019 | 10 | 16 | 15 | 30 | 64 | 890 | 532 | -8 | 2 | 239 | 30.4 | 23.7 | 961.1
2019 | 10 | 16 | 16 | 30 | 56 | 789 | 355 | -8.7 | 3.4 | 245.5 | 35.2 | 23.4 | 960.6
2019 | 10 | 16 | 17 | 30 | 40 | 567 | 158 | -9.4 | 3.9 | 259.4 | 44.7 | 21.2 | 960.6
2019 | 10 | 16 | 18 | 30 | 8 | 45 | 14 | -10 | 2.7 | 271.4 | 49.5 | 18.9 | 960.7
2019 | 10 | 16 | 19 | 30 | 0 | 0 | 0 | -10.4 | 1.7 | 221.5 | 58 | 16.9 | 961
2019 | 10 | 16 | 20 | 30 | 0 | 0 | 0 | -10.6 | 1.1 | 259.9 | 73 | 15.3 | 961.2
2019 | 10 | 16 | 21 | 30 | 0 | 0 | 0 | -10.6 | 0.5 | 281.5 | 76.4 | 14.5 | 961.6
2019 | 10 | 16 | 22 | 30 | 0 | 0 | 0 | -10.5 | 0.8 | 174.8 | 71.3 | 14.3 | 962.1
2019 | 10 | 16 | 23 | 30 | 0 | 0 | 0 | -10.4 | 1.9 | 49.8 | 65.5 | 13.8 | 962.1
2019 | 10 | 17 | 0 | 30 | 0 | 0 | 0 | -10.4 | 0.7 | 141 | 71.2 | 12.3 | 961.7
2019 | 10 | 17 | 1 | 30 | 0 | 0 | 0 | -10.3 | 1.2 | 24.5 | 69.5 | 12.5 | 961.7
2019 | 10 | 17 | 2 | 30 | 0 | 0 | 0 | -10.4 | 0.6 | 46.4 | 73.9 | 11.2 | 961.6
2019 | 10 | 17 | 3 | 30 | 0 | 0 | 0 | -10.4 | 1.2 | 88.7 | 67 | 12 | 961.2
2019 | 10 | 17 | 4 | 30 | 0 | 0 | 0 | -10.5 | 0.7 | 108.6 | 73.1 | 10.5 | 960.8
2019 | 10 | 17 | 5 | 30 | 0 | 0 | 0 | -10.6 | 1.4 | 46.2 | 68.7 | 11.6 | 960.7
2019 | 10 | 17 | 6 | 30 | 0 | 0 | 0 | -10.7 | 2.1 | 18.2 | 61.5 | 12 | 960.8
2019 | 10 | 17 | 7 | 30 | 12 | 173 | 25 | -10.6 | 0.6 | 37.9 | 66.1 | 10.6 | 961.1
2019 | 10 | 17 | 8 | 30 | 45 | 578 | 178 | -10.3 | 0.5 | 42.9 | 51.7 | 15.4 | 961.6
2019 | 10 | 17 | 9 | 30 | 58 | 822 | 388 | -9.7 | 0.7 | 125 | 37.4 | 19.3 | 962
2019 | 10 | 17 | 10 | 30 | 65 | 898 | 552 | -9.8 | 1.2 | 257.7 | 30.5 | 21.2 | 962.1
2019 | 10 | 17 | 11 | 30 | 70 | 937 | 671 | -10.1 | 2.5 | 232.4 | 29.1 | 22.4 | 962.2
2019 | 10 | 17 | 12 | 30 | 73 | 947 | 728 | -10.5 | 2.2 | 216.2 | 27.3 | 23.8 | 961.7
2019 | 10 | 17 | 13 | 30 | 78 | 925 | 715 | -10.9 | 1.6 | 191.1 | 23.3 | 25.1 | 961.1
2019 | 10 | 17 | 14 | 30 | 97 | 829 | 621 | -11.2 | 1.2 | 198.2 | 20.8 | 26.4 | 960.5
2019 | 10 | 17 | 15 | 30 | 143 | 652 | 479 | -11.3 | 3 | 253.8 | 24.2 | 26 | 960.2
2019 | 10 | 17 | 16 | 30 | 142 | 398 | 294 | -11 | 3 | 247.6 | 24.8 | 25.8 | 960.1
2019 | 10 | 17 | 17 | 30 | 97 | 391 | 172 | -11.2 | 3.7 | 256.6 | 24.7 | 24.4 | 960.2
2019 | 10 | 17 | 18 | 30 | 10 | 29 | 15 | -11.6 | 2.7 | 239.7 | 37.3 | 21.2 | 960.6
2019 | 10 | 17 | 19 | 30 | 0 | 0 | 0 | -11.6 | 1.3 | 248.7 | 61.7 | 17.6 | 961.1
2019 | 10 | 17 | 20 | 30 | 0 | 0 | 0 | -11.5 | 0.5 | 169.2 | 67.1 | 16.2 | 961.5
2019 | 10 | 17 | 21 | 30 | 0 | 0 | 0 | -11.2 | 1.2 | 69 | 67.1 | 15.2 | 962.1
2019 | 10 | 17 | 22 | 30 | 0 | 0 | 0 | -10.9 | 1.2 | 30.6 | 55.7 | 15.6 | 962.4
2019 | 10 | 17 | 23 | 30 | 0 | 0 | 0 | -10.6 | 2.1 | 44.6 | 50.5 | 16.2 | 962.3
2019 | 10 | 18 | 0 | 30 | 0 | 0 | 0 | -10.3 | 1.8 | 40.5 | 47 | 16.8 | 962.2
2019 | 10 | 18 | 1 | 30 | 0 | 0 | 0 | -10.1 | 0.8 | 204 | 61.1 | 13.3 | 962.2
2019 | 10 | 18 | 2 | 30 | 0 | 0 | 0 | -9.8 | 0.7 | 138.2 | 54.2 | 14.4 | 961.8
2019 | 10 | 18 | 3 | 30 | 0 | 0 | 0 | -9.4 | 0.6 | 125.9 | 60.4 | 12.8 | 961.4
2019 | 10 | 18 | 4 | 30 | 0 | 0 | 0 | -8.8 | 1 | 98.3 | 55.2 | 13.7 | 961.2
2019 | 10 | 18 | 5 | 30 | 0 | 0 | 0 | -8.3 | 0.9 | 81.4 | 53.1 | 13.9 | 961.1
2019 | 10 | 18 | 6 | 30 | 0 | 0 | 0 | -8.2 | 1.9 | 14.5 | 50.8 | 14.2 | 961
2019 | 10 | 18 | 7 | 30 | 20 | 83 | 26 | -8.2 | 2.2 | 21.6 | 45.3 | 14.7 | 960.9
2019 | 10 | 18 | 8 | 30 | 88 | 212 | 140 | -7.7 | 1.7 | 26.5 | 41.9 | 16.4 | 961.3
2019 | 10 | 18 | 9 | 30 | 115 | 515 | 328 | -6 | 1 | 59.4 | 37.6 | 20.2 | 961.5
2019 | 10 | 18 | 10 | 30 | 157 | 634 | 504 | -4.8 | 1.3 | 175.1 | 28.5 | 23.6 | 961.5
2019 | 10 | 18 | 11 | 30 | 190 | 685 | 632 | -4.1 | 1 | 218.6 | 21.1 | 26 | 961.3
2019 | 10 | 18 | 12 | 30 | 225 | 505 | 578 | -4.1 | 1.2 | 226.5 | 19.3 | 26.7 | 960.7
2019 | 10 | 18 | 13 | 30 | 182 | 714 | 673 | -4.3 | 3.3 | 255.6 | 25.5 | 26.7 | 959.8
2019 | 10 | 18 | 14 | 30 | 124 | 819 | 637 | -4.7 | 4.4 | 262.1 | 25.6 | 26.5 | 959.2
2019 | 10 | 18 | 15 | 30 | 161 | 629 | 489 | -5 | 5 | 271.1 | 28.8 | 25.8 | 959
2019 | 10 | 18 | 16 | 30 | 130 | 252 | 236 | -5 | 4.4 | 277.7 | 28.9 | 24.5 | 959
2019 | 10 | 18 | 17 | 30 | 66 | 12 | 68 | -5.3 | 3.2 | 281.7 | 32 | 23 | 958.7
2019 | 10 | 18 | 18 | 30 | 8 | 3 | 8 | -5.4 | 2.2 | 237.7 | 49.9 | 20.8 | 958.6
2019 | 10 | 18 | 19 | 30 | 0 | 0 | 0 | -5.3 | 1.3 | 252.1 | 69.7 | 18 | 958.7
2019 | 10 | 18 | 20 | 30 | 0 | 0 | 0 | -5 | 0.8 | 282.5 | 74.7 | 16.9 | 958.7
2019 | 10 | 18 | 21 | 30 | 0 | 0 | 0 | -4.9 | 1.1 | 348.4 | 63.7 | 16.5 | 958.5
2019 | 10 | 18 | 22 | 30 | 0 | 0 | 0 | -5 | 0.4 | 263.2 | 55.4 | 14.9 | 958.5
2019 | 10 | 18 | 23 | 30 | 0 | 0 | 0 | -5.3 | 0.9 | 293.1 | 61.2 | 14.7 | 958
2019 | 10 | 19 | 0 | 30 | 0 | 0 | 0 | -5.7 | 1 | 56.2 | 55.9 | 15 | 957.6
2019 | 10 | 19 | 1 | 30 | 0 | 0 | 0 | -5.8 | 1.1 | 0.2 | 52.2 | 15 | 957.3
2019 | 10 | 19 | 2 | 30 | 0 | 0 | 0 | -5.7 | 1.9 | 9.7 | 51.7 | 14.9 | 956.9
2019 | 10 | 19 | 3 | 30 | 0 | 0 | 0 | -5.4 | 0.8 | 169.5 | 56.6 | 14.3 | 956.2
2019 | 10 | 19 | 4 | 30 | 0 | 0 | 0 | -5.1 | 1.2 | 42.4 | 58.8 | 13.7 | 955.9
2019 | 10 | 19 | 5 | 30 | 0 | 0 | 0 | -4.7 | 1.5 | 64.8 | 58.9 | 14.2 | 955.6
2019 | 10 | 19 | 6 | 30 | 0 | 0 | 0 | -4.5 | 0.9 | 13.6 | 61.4 | 13.5 | 955.8
2019 | 10 | 19 | 7 | 30 | 10 | 154 | 22 | -4.2 | 0.7 | 10 | 65.2 | 13.4 | 955.8
2019 | 10 | 19 | 8 | 30 | 38 | 639 | 181 | -3.6 | 0.8 | 178.4 | 59.9 | 16.6 | 955.9
2019 | 10 | 19 | 9 | 30 | 55 | 784 | 363 | -3 | 0.6 | 176 | 53.5 | 20.4 | 956.1
2019 | 10 | 19 | 10 | 30 | 59 | 881 | 532 | -3.4 | 1.1 | 228.6 | 50.2 | 22.6 | 956
2019 | 10 | 19 | 11 | 30 | 63 | 926 | 651 | -4 | 2.7 | 240.1 | 49.9 | 23.9 | 955.4
2019 | 10 | 19 | 12 | 30 | 75 | 926 | 709 | -4.3 | 4.4 | 229.9 | 49.5 | 24.9 | 954.7
2019 | 10 | 19 | 13 | 30 | 117 | 804 | 665 | -4.6 | 5.2 | 247 | 50.5 | 25 | 953.6
2019 | 10 | 19 | 14 | 30 | 225 | 330 | 436 | -4.9 | 5.7 | 241.2 | 44 | 25.6 | 952.6
2019 | 10 | 19 | 15 | 30 | 189 | 355 | 372 | -5.1 | 6.7 | 211.3 | 43 | 25.1 | 952.1
2019 | 10 | 19 | 16 | 30 | 142 | 231 | 234 | -5.1 | 4.3 | 204.4 | 42.9 | 25.1 | 951.7
2019 | 10 | 19 | 17 | 30 | 90 | 150 | 122 | -5.2 | 4.1 | 221.1 | 45 | 24.2 | 951.5
2019 | 10 | 19 | 18 | 30 | 7 | 5 | 8 | -5.1 | 1.8 | 271.5 | 51 | 21.9 | 951.5
2019 | 10 | 19 | 19 | 30 | 0 | 0 | 0 | -5.2 | 3.9 | 236.7 | 47.3 | 21.2 | 951.7
2019 | 10 | 19 | 20 | 30 | 0 | 0 | 0 | -5.3 | 3 | 269.6 | 51.3 | 19.8 | 952.1
2019 | 10 | 19 | 21 | 30 | 0 | 0 | 0 | -5.5 | 2.8 | 263.3 | 58.2 | 18.9 | 952.4
2019 | 10 | 19 | 22 | 30 | 0 | 0 | 0 | -5.7 | 5 | 257 | 56.2 | 20 | 952.6
2019 | 10 | 19 | 23 | 30 | 0 | 0 | 0 | -6.3 | 7 | 273.2 | 55 | 20.7 | 952.6
2019 | 10 | 20 | 0 | 30 | 0 | 0 | 0 | -7.2 | 8.7 | 270.7 | 55.6 | 20.5 | 952.2
2019 | 10 | 20 | 1 | 30 | 0 | 0 | 0 | -8.1 | 7.9 | 258.6 | 54 | 20.5 | 951.7
2019 | 10 | 20 | 2 | 30 | 0 | 0 | 0 | -8.6 | 5.6 | 249 | 56.5 | 20.1 | 951.3
2019 | 10 | 20 | 3 | 30 | 0 | 0 | 0 | -8.9 | 4.5 | 270.5 | 60.5 | 19.8 | 950.8
2019 | 10 | 20 | 4 | 30 | 0 | 0 | 0 | -9 | 6.1 | 274.1 | 59.8 | 19.6 | 951.1
2019 | 10 | 20 | 5 | 30 | 0 | 0 | 0 | -9.1 | 6.8 | 282.5 | 62.3 | 17.3 | 952
2019 | 10 | 20 | 6 | 30 | 0 | 0 | 0 | -9.2 | 3.6 | 219.7 | 77.2 | 14.8 | 952.4
2019 | 10 | 20 | 7 | 30 | 6 | 2 | 6 | -9.1 | 3.6 | 237.7 | 74.1 | 14.5 | 952.8
2019 | 10 | 20 | 8 | 30 | 30 | 0 | 30 | -9 | 3.7 | 243.6 | 82.3 | 13.2 | 953.8
2019 | 10 | 20 | 9 | 30 | 137 | 0 | 137 | -8.7 | 1.6 | 235.5 | 85 | 13.2 | 954
2019 | 10 | 20 | 10 | 30 | 95 | 0 | 96 | -8.2 | 2.5 | 249.7 | 77.8 | 14.6 | 954.5
2019 | 10 | 20 | 11 | 30 | 134 | 0 | 136 | -7.7 | 1.9 | 264.6 | 80.1 | 14.9 | 954.4
2019 | 10 | 20 | 12 | 30 | 210 | 1 | 213 | -7.3 | 3 | 262.3 | 77.8 | 15.6 | 954.3
2019 | 10 | 20 | 13 | 30 | 258 | 10 | 269 | -7.1 | 3.7 | 262.1 | 68.2 | 16 | 954.2
2019 | 10 | 20 | 14 | 30 | 249 | 424 | 515 | -7.1 | 3.8 | 242.5 | 60.5 | 17.4 | 954
2019 | 10 | 20 | 15 | 30 | 252 | 282 | 404 | -7.2 | 5 | 233.2 | 52.8 | 18.4 | 954.2
2019 | 10 | 20 | 16 | 30 | 142 | 582 | 347 | -6.9 | 4 | 237.4 | 47.4 | 19.3 | 954.6
2019 | 10 | 20 | 17 | 30 | 66 | 298 | 121 | -7.1 | 3.2 | 248.7 | 52.8 | 18.2 | 955.1
2019 | 10 | 20 | 18 | 30 | 9 | 38 | 13 | -7.1 | 1.5 | 249.3 | 56.2 | 16.7 | 955.9
2019 | 10 | 20 | 19 | 30 | 0 | 0 | 0 | -7.1 | 2.8 | 247.9 | 60.2 | 15.4 | 956.5
2019 | 10 | 20 | 20 | 30 | 0 | 0 | 0 | -7.2 | 0.9 | 176.8 | 66.3 | 14 | 957.1
2019 | 10 | 20 | 21 | 30 | 0 | 0 | 0 | -7.4 | 1.1 | 36.5 | 73.9 | 13.1 | 957.7
2019 | 10 | 20 | 22 | 30 | 0 | 0 | 0 | -7.6 | 0.9 | 112.2 | 76.9 | 12 | 958.4
2019 | 10 | 20 | 23 | 30 | 0 | 0 | 0 | -7.9 | 2.2 | 31.7 | 73.7 | 11.9 | 958.5
2019 | 10 | 21 | 0 | 30 | 0 | 0 | 0 | -8.4 | 2.6 | 28.7 | 73.2 | 11.6 | 958.7
2019 | 10 | 21 | 1 | 30 | 0 | 0 | 0 | -8.7 | 1.6 | 51.7 | 79.6 | 10 | 958.7
2019 | 10 | 21 | 2 | 30 | 0 | 0 | 0 | -8.8 | 2.2 | 34.5 | 75.6 | 10.7 | 958.6
2019 | 10 | 21 | 3 | 30 | 0 | 0 | 0 | -8.6 | 2 | 60.5 | 75.6 | 10.3 | 958.5
2019 | 10 | 21 | 4 | 30 | 0 | 0 | 0 | -8.1 | 2.1 | 56.6 | 75.5 | 10.4 | 958.4
2019 | 10 | 21 | 5 | 30 | 0 | 0 | 0 | -7.1 | 1.2 | 96.6 | 81.4 | 9.8 | 958.5
2019 | 10 | 21 | 6 | 30 | 0 | 0 | 0 | -5.8 | 0.9 | 70.8 | 86.9 | 8.9 | 958.9
2019 | 10 | 21 | 7 | 30 | 9 | 19 | 11 | -4.7 | 0.9 | 44.9 | 87.8 | 8.8 | 959.2
2019 | 10 | 21 | 8 | 30 | 55 | 492 | 161 | -3.5 | 1.3 | 49.9 | 78.4 | 11.8 | 959.6
2019 | 10 | 21 | 9 | 30 | 101 | 330 | 231 | -2.3 | 0.8 | 132.6 | 74.9 | 13.4 | 960.1
2019 | 10 | 21 | 10 | 30 | 192 | 169 | 285 | -2 | 1.2 | 129.6 | 71.4 | 14.1 | 960.1
2019 | 10 | 21 | 11 | 30 | 275 | 93 | 338 | -3.2 | 0.8 | 136.7 | 61.8 | 15.6 | 960
2019 | 10 | 21 | 12 | 30 | 273 | 108 | 351 | -3.7 | 0.8 | 143.5 | 56 | 16.5 | 959.7
2019 | 10 | 21 | 13 | 30 | 363 | 263 | 549 | -3.6 | 1.2 | 128.3 | 49.9 | 17.6 | 958.9
2019 | 10 | 21 | 14 | 30 | 369 | 14 | 383 | -3.3 | 0.7 | 150.1 | 43.4 | 18.4 | 958.5
2019 | 10 | 21 | 15 | 30 | 250 | 4 | 254 | -3.1 | 1.4 | 122.6 | 44.3 | 18.3 | 958.2
2019 | 10 | 21 | 16 | 30 | 188 | 28 | 200 | -2.8 | 4.5 | 82.1 | 54.4 | 17.4 | 958.2
2019 | 10 | 21 | 17 | 30 | 80 | 44 | 87 | -2.4 | 4.3 | 86.8 | 55.4 | 16.2 | 958.4
2019 | 10 | 21 | 18 | 30 | 8 | 16 | 9 | -1.9 | 3 | 85.4 | 61.3 | 15.2 | 958.5
2019 | 10 | 21 | 19 | 30 | 0 | 0 | 0 | -1.3 | 2.9 | 100.8 | 73.3 | 14.2 | 958.6
2019 | 10 | 21 | 20 | 30 | 0 | 0 | 0 | -0.6 | 2.9 | 101.6 | 76 | 13.9 | 959.2
2019 | 10 | 21 | 21 | 30 | 0 | 0 | 0 | 0.4 | 1.7 | 90 | 78.4 | 13.8 | 959.5
2019 | 10 | 21 | 22 | 30 | 0 | 0 | 0 | 1.7 | 2 | 95.1 | 82.6 | 13.8 | 958.8
2019 | 10 | 21 | 23 | 30 | 0 | 0 | 0 | 2.9 | 1.5 | 102.1 | 87.5 | 13.6 | 958.6
2019 | 10 | 22 | 0 | 30 | 0 | 0 | 0 | 3.7 | 1.2 | 66.1 | 88.6 | 13.2 | 957.6
2019 | 10 | 22 | 1 | 30 | 0 | 0 | 0 | 4.2 | 2.2 | 96.3 | 88.6 | 12.9 | 956.8
2019 | 10 | 22 | 2 | 30 | 0 | 0 | 0 | 4.6 | 1.4 | 110.2 | 86.8 | 12.4 | 956.8
2019 | 10 | 22 | 3 | 30 | 0 | 0 | 0 | 4.9 | 1.6 | 84.9 | 91.4 | 12 | 955.7
2019 | 10 | 22 | 4 | 30 | 0 | 0 | 0 | 5.2 | 1.4 | 98 | 93.3 | 11.9 | 955.8
2019 | 10 | 22 | 5 | 30 | 0 | 0 | 0 | 5.6 | 1.7 | 83.4 | 93.5 | 11.6 | 955.1
2019 | 10 | 22 | 6 | 30 | 0 | 0 | 0 | 5.9 | 1.8 | 108.2 | 93.5 | 11.5 | 954.1
2019 | 10 | 22 | 7 | 30 | 2 | 0 | 1 | 6.3 | 1.8 | 97.4 | 94 | 11.1 | 954.4
2019 | 10 | 22 | 8 | 30 | 6 | 0 | 6 | 7.5 | 1.8 | 85.4 | 93.9 | 11.1 | 954.5
2019 | 10 | 22 | 9 | 30 | 24 | 0 | 24 | 8.3 | 2.7 | 87.5 | 94 | 10.8 | 955
2019 | 10 | 22 | 10 | 30 | 45 | 0 | 45 | 8.2 | 3.6 | 96.7 | 94.2 | 10.4 | 954.6
2019 | 10 | 22 | 11 | 30 | 92 | 0 | 93 | 7.1 | 2.7 | 106.6 | 93.2 | 10.8 | 954.2
2019 | 10 | 22 | 12 | 30 | 88 | 0 | 89 | 5.8 | 2 | 94.1 | 89.3 | 11.2 | 953.8
2019 | 10 | 22 | 13 | 30 | 125 | 0 | 126 | 4.8 | 1.8 | 89.9 | 89.4 | 11.5 | 953
2019 | 10 | 22 | 14 | 30 | 71 | 0 | 71 | 4.2 | 1.1 | 134.7 | 90.5 | 11.4 | 952.4
2019 | 10 | 22 | 15 | 30 | 59 | 0 | 59 | 3.9 | 1.4 | 140.1 | 91.6 | 11.3 | 952
2019 | 10 | 22 | 16 | 30 | 40 | 0 | 40 | 4.2 | 0.9 | 191.9 | 91.2 | 11 | 951.8
2019 | 10 | 22 | 17 | 30 | 9 | 0 | 8 | 5.1 | 2.9 | 257.9 | 93.4 | 10.9 | 952.2
2019 | 10 | 22 | 18 | 30 | 0 | 0 | 0 | 6.2 | 1.8 | 222.5 | 94 | 10.5 | 951.8
2019 | 10 | 22 | 19 | 30 | 0 | 0 | 0 | 7.3 | 1.3 | 258.3 | 93.1 | 10.5 | 951.9
2019 | 10 | 22 | 20 | 30 | 0 | 0 | 0 | 8.2 | 2.2 | 299.6 | 91 | 10.6 | 952.2
2019 | 10 | 22 | 21 | 30 | 0 | 0 | 0 | 8.9 | 1.7 | 292 | 90.3 | 10.4 | 952.4
2019 | 10 | 22 | 22 | 30 | 0 | 0 | 0 | 9.3 | 1.3 | 235.4 | 91.6 | 10.1 | 952.2
2019 | 10 | 22 | 23 | 30 | 0 | 0 | 0 | 9.7 | 0.7 | 203.7 | 93.9 | 9.3 | 951.8
2019 | 10 | 23 | 0 | 30 | 0 | 0 | 0 | 9.9 | 0.7 | 280.6 | 93.8 | 9.2 | 951.8
2019 | 10 | 23 | 1 | 30 | 0 | 0 | 0 | 10 | 1.4 | 45.8 | 90.8 | 9.1 | 951.3
2019 | 10 | 23 | 2 | 30 | 0 | 0 | 0 | 10 | 0.9 | 206.9 | 88.5 | 9 | 951.1
2019 | 10 | 23 | 3 | 30 | 0 | 0 | 0 | 9.9 | 0.8 | 86 | 85.9 | 9.1 | 951.3
2019 | 10 | 23 | 4 | 30 | 0 | 0 | 0 | 10 | 1.2 | 162.4 | 86.6 | 8.6 | 951.5
2019 | 10 | 23 | 5 | 30 | 0 | 0 | 0 | 10.2 | 1.3 | 45.8 | 87.3 | 8.2 | 951.6
2019 | 10 | 23 | 6 | 30 | 0 | 0 | 0 | 10.4 | 0.9 | 62.8 | 86.8 | 8 | 951.7
2019 | 10 | 23 | 7 | 30 | 10 | 53 | 14 | 10.6 | 1.8 | 19.9 | 85.1 | 8.3 | 952
2019 | 10 | 23 | 8 | 30 | 50 | 513 | 159 | 10.3 | 1.2 | 95.1 | 76.6 | 10.8 | 952.6
2019 | 10 | 23 | 9 | 30 | 78 | 734 | 357 | 9.5 | 1.9 | 248.1 | 68.8 | 13.3 | 952.9
2019 | 10 | 23 | 10 | 30 | 170 | 712 | 539 | 8.4 | 4 | 233.9 | 66.5 | 14.1 | 952.9
2019 | 10 | 23 | 11 | 30 | 178 | 613 | 562 | 7.5 | 4.6 | 233.7 | 64.3 | 14.8 | 952.9
2019 | 10 | 23 | 12 | 30 | 118 | 886 | 707 | 6.6 | 5.3 | 236.1 | 57.4 | 16.3 | 952.6
2019 | 10 | 23 | 13 | 30 | 158 | 771 | 669 | 5.7 | 5.1 | 238.5 | 52 | 17.1 | 952.1
2019 | 10 | 23 | 14 | 30 | 233 | 199 | 360 | 4.9 | 3.9 | 235.2 | 52.6 | 17 | 952.1
2019 | 10 | 23 | 15 | 30 | 175 | 9 | 181 | 4.2 | 4.8 | 271.2 | 48.2 | 16.5 | 952.3
2019 | 10 | 23 | 16 | 30 | 53 | 1 | 53 | 3.8 | 6.6 | 293.6 | 48.3 | 15.1 | 952.9
2019 | 10 | 23 | 17 | 30 | 16 | 0 | 16 | 3.6 | 2.4 | 217 | 59.7 | 14.1 | 953.6
2019 | 10 | 23 | 18 | 30 | 1 | 0 | 1 | 3.5 | 2.6 | 237.9 | 70.2 | 13 | 954.3
2019 | 10 | 23 | 19 | 30 | 0 | 0 | 0 | 3.5 | 2.5 | 245.9 | 68.4 | 12.9 | 954.7
2019 | 10 | 23 | 20 | 30 | 0 | 0 | 0 | 3.7 | 2.1 | 233.8 | 71.6 | 12.7 | 954.9
2019 | 10 | 23 | 21 | 30 | 0 | 0 | 0 | 4.1 | 2.7 | 220.6 | 72.1 | 12.3 | 955.2
2019 | 10 | 23 | 22 | 30 | 0 | 0 | 0 | 4.7 | 4.1 | 246.5 | 70.4 | 12.7 | 955.4
2019 | 10 | 23 | 23 | 30 | 0 | 0 | 0 | 5.2 | 5.1 | 267.8 | 70.8 | 12.7 | 955.5
2019 | 10 | 24 | 0 | 30 | 0 | 0 | 0 | 5.8 | 5.4 | 259 | 68.5 | 12.8 | 955.9
2019 | 10 | 24 | 1 | 30 | 0 | 0 | 0 | 6.6 | 3.3 | 257.9 | 68 | 12.7 | 956.2
2019 | 10 | 24 | 2 | 30 | 0 | 0 | 0 | 7.2 | 2.2 | 229.2 | 73.5 | 11.7 | 956.4
2019 | 10 | 24 | 3 | 30 | 0 | 0 | 0 | 7.8 | 3.4 | 219.8 | 72.5 | 12 | 956.5
2019 | 10 | 24 | 4 | 30 | 0 | 0 | 0 | 8.2 | 4.2 | 209.2 | 71.8 | 12.4 | 956.8
2019 | 10 | 24 | 5 | 30 | 0 | 0 | 0 | 8.5 | 4.6 | 225.6 | 72.7 | 12.3 | 957.3
2019 | 10 | 24 | 6 | 30 | 0 | 0 | 0 | 8.8 | 2.3 | 186.9 | 75.7 | 11.6 | 958
2019 | 10 | 24 | 7 | 30 | 10 | 75 | 17 | 9.1 | 1.4 | 66.7 | 77 | 11.3 | 958.8
2019 | 10 | 24 | 8 | 30 | 46 | 595 | 169 | 9.3 | 1.5 | 98.1 | 74.6 | 12.4 | 959.8
2019 | 10 | 24 | 9 | 30 | 65 | 788 | 361 | 9.2 | 1 | 152.4 | 58.7 | 16 | 960.7
2019 | 10 | 24 | 10 | 30 | 60 | 888 | 517 | 9.1 | 1 | 116.9 | 53 | 17.5 | 961.1
2019 | 10 | 24 | 11 | 30 | 62 | 933 | 633 | 9.3 | 2.1 | 229.8 | 48.4 | 18.5 | 961.3
2019 | 10 | 24 | 12 | 30 | 65 | 949 | 691 | 9.4 | 1.2 | 211.7 | 46 | 19.3 | 961.1
2019 | 10 | 24 | 13 | 30 | 67 | 943 | 682 | 9.5 | 2.7 | 201 | 46 | 20.1 | 960.7
2019 | 10 | 24 | 14 | 30 | 63 | 921 | 611 | 9.4 | 3.9 | 251.2 | 45.3 | 20.6 | 960.7
2019 | 10 | 24 | 15 | 30 | 59 | 874 | 486 | 9.3 | 3.6 | 249.4 | 45.5 | 20.6 | 961
2019 | 10 | 24 | 16 | 30 | 48 | 784 | 316 | 9.1 | 4.7 | 238.6 | 48.9 | 19.7 | 961.6
2019 | 10 | 24 | 17 | 30 | 30 | 525 | 124 | 8.9 | 2.3 | 237.3 | 50.5 | 19 | 962.2
2019 | 10 | 24 | 18 | 30 | 4 | 14 | 6 | 8.7 | 2 | 255.3 | 60.4 | 15.9 | 963.3
2019 | 10 | 24 | 19 | 30 | 0 | 0 | 0 | 8.8 | 1.4 | 281.2 | 66.4 | 14.4 | 964.1
2019 | 10 | 24 | 20 | 30 | 0 | 0 | 0 | 9.1 | 1.6 | 252.5 | 69.9 | 13.5 | 964.7
2019 | 10 | 24 | 21 | 30 | 0 | 0 | 0 | 9.5 | 1.3 | 126.6 | 75.2 | 13 | 965.2
2019 | 10 | 24 | 22 | 30 | 0 | 0 | 0 | 9.8 | 0.7 | 177.3 | 84.1 | 11.7 | 965.6
2019 | 10 | 24 | 23 | 30 | 0 | 0 | 0 | 10 | 1.2 | 138.2 | 80.9 | 12 | 965.8
2019 | 10 | 25 | 0 | 30 | 0 | 0 | 0 | 10.3 | 2.7 | 23.3 | 75.8 | 12.9 | 965.8
2019 | 10 | 25 | 1 | 30 | 0 | 0 | 0 | 10.4 | 2.3 | 70.1 | 76.2 | 12.1 | 965.7
2019 | 10 | 25 | 2 | 30 | 0 | 0 | 0 | 10.5 | 1.9 | 61.6 | 74.7 | 12.4 | 965.7
2019 | 10 | 25 | 3 | 30 | 0 | 0 | 0 | 10.5 | 0.9 | 110.3 | 82.3 | 10.8 | 965.5
2019 | 10 | 25 | 4 | 30 | 0 | 0 | 0 | 10.4 | 1.1 | 104 | 83.7 | 10.4 | 965.4
2019 | 10 | 25 | 5 | 30 | 0 | 0 | 0 | 10.1 | 1.6 | 112.2 | 80.3 | 11 | 965.5
2019 | 10 | 25 | 6 | 30 | 0 | 0 | 0 | 9.8 | 1 | 61.2 | 82.5 | 10.3 | 965.5
2019 | 10 | 25 | 7 | 30 | 8 | 81 | 15 | 9.3 | 1.4 | 23 | 77.7 | 11.4 | 965.8
2019 | 10 | 25 | 8 | 30 | 37 | 614 | 161 | 8.1 | 0.5 | 155.4 | 74.4 | 13.7 | 966.3
2019 | 10 | 25 | 9 | 30 | 49 | 821 | 353 | 6.9 | 0.7 | 176.2 | 62.5 | 17.2 | 966.6
2019 | 10 | 25 | 10 | 30 | 55 | 905 | 517 | 6 | 0.6 | 132.8 | 49.5 | 20.2 | 966.4
2019 | 10 | 25 | 11 | 30 | 59 | 945 | 633 | 5.6 | 1.4 | 202.8 | 47 | 20.9 | 966.2
2019 | 10 | 25 | 12 | 30 | 62 | 960 | 690 | 5.5 | 1.2 | 216.1 | 43.2 | 21.6 | 965.6
2019 | 10 | 25 | 13 | 30 | 62 | 956 | 682 | 5.6 | 1.8 | 241.5 | 41.6 | 22.3 | 964.9
2019 | 10 | 25 | 14 | 30 | 61 | 932 | 610 | 6 | 3.1 | 245.3 | 42.7 | 22.5 | 964.5
2019 | 10 | 25 | 15 | 30 | 56 | 880 | 482 | 6.5 | 3.2 | 246.4 | 43.4 | 22.3 | 964.2
2019 | 10 | 25 | 16 | 30 | 48 | 780 | 311 | 7.2 | 3.7 | 242.7 | 45.2 | 21.5 | 964
2019 | 10 | 25 | 17 | 30 | 31 | 529 | 123 | 7.9 | 3.3 | 242 | 49.5 | 20.1 | 964.1
2019 | 10 | 25 | 18 | 30 | 4 | 10 | 6 | 8.4 | 2.3 | 261.9 | 57.4 | 17.2 | 964.5
2019 | 10 | 25 | 19 | 30 | 0 | 0 | 0 | 8.7 | 0.6 | 268.5 | 61.2 | 15.4 | 965.1
2019 | 10 | 25 | 20 | 30 | 0 | 0 | 0 | 8.3 | 0.5 | 220.3 | 69.4 | 14.5 | 965.5
2019 | 10 | 25 | 21 | 30 | 0 | 0 | 0 | 5.6 | 0.5 | 24.3 | 77.2 | 13.5 | 965.5
2019 | 10 | 25 | 22 | 30 | 0 | 0 | 0 | -1.8 | 0.6 | 74.6 | 77.9 | 13.1 | 965.4
2019 | 10 | 25 | 23 | 30 | 0 | 0 | 0 | -10.9 | 0.9 | 79.4 | 81.6 | 12.7 | 965.2
2019 | 10 | 26 | 0 | 30 | 0 | 0 | 0 | -15.5 | 1 | 66.3 | 85 | 12.2 | 964.9
2019 | 10 | 26 | 1 | 30 | 0 | 0 | 0 | -16.6 | 0.8 | 56 | 86.2 | 11.8 | 964.6
2019 | 10 | 26 | 2 | 30 | 0 | 0 | 0 | -16.8 | 1.2 | 46 | 83.5 | 12.3 | 964.4
2019 | 10 | 26 | 3 | 30 | 0 | 0 | 0 | -16.5 | 0.7 | 104.5 | 83.7 | 11.9 | 963.8
2019 | 10 | 26 | 4 | 30 | 0 | 0 | 0 | -15.6 | 1.1 | 128 | 83.6 | 11.7 | 963.4
2019 | 10 | 26 | 5 | 30 | 0 | 0 | 0 | -14.5 | 1.2 | 157.5 | 79.1 | 12.4 | 963.4
2019 | 10 | 26 | 6 | 30 | 0 | 0 | 0 | -13.8 | 2.1 | 56.9 | 74.9 | 12.9 | 963.5
2019 | 10 | 26 | 7 | 30 | 7 | 76 | 14 | -13.9 | 2.1 | 26.3 | 70.5 | 13.3 | 963.7
2019 | 10 | 26 | 8 | 30 | 35 | 628 | 161 | -14.4 | 1.3 | 49.8 | 64 | 16 | 964.2
2019 | 10 | 26 | 9 | 30 | 49 | 822 | 351 | -15.1 | 2.1 | 86.7 | 60 | 18.4 | 964.4
2019 | 10 | 26 | 10 | 30 | 56 | 909 | 517 | -15.7 | 1.4 | 120.7 | 47.1 | 21.5 | 964.5
2019 | 10 | 26 | 11 | 30 | 60 | 948 | 632 | -16.4 | 1.7 | 218.8 | 46.7 | 22 | 964.5
2019 | 10 | 26 | 12 | 30 | 62 | 960 | 686 | -16.9 | 1.5 | 221.9 | 44.8 | 22.7 | 964.1
2019 | 10 | 26 | 13 | 30 | 62 | 952 | 676 | -17.6 | 1.3 | 186.1 | 43.1 | 23.9 | 963.3
2019 | 10 | 26 | 14 | 30 | 61 | 927 | 604 | -18.5 | 2.5 | 226.6 | 42.6 | 24.1 | 962.9
2019 | 10 | 26 | 15 | 30 | 56 | 878 | 477 | -19.9 | 3.3 | 241.4 | 41.7 | 24 | 962.5
2019 | 10 | 26 | 16 | 30 | 47 | 777 | 306 | -21.6 | 3.2 | 259.1 | 36.8 | 23.2 | 962.5
2019 | 10 | 26 | 17 | 30 | 29 | 525 | 117 | -23 | 2.8 | 261.3 | 37.8 | 21.9 | 962.7
2019 | 10 | 26 | 18 | 30 | 3 | 9 | 5 | -23.7 | 1.2 | 232.6 | 50.2 | 18.9 | 963.1
2019 | 10 | 26 | 19 | 30 | 0 | 0 | 0 | -23.6 | 1.4 | 135.1 | 65.1 | 16.8 | 963.7
2019 | 10 | 26 | 20 | 30 | 0 | 0 | 0 | -23.1 | 1.8 | 101.8 | 78.7 | 14.8 | 964.2
2019 | 10 | 26 | 21 | 30 | 0 | 0 | 0 | -22.3 | 1.9 | 51.7 | 77 | 14.3 | 964.5
2019 | 10 | 26 | 22 | 30 | 0 | 0 | 0 | -21.7 | 1.7 | 31.3 | 71.4 | 14.3 | 964.6
2019 | 10 | 26 | 23 | 30 | 0 | 0 | 0 | -21.2 | 1 | 65.9 | 76.2 | 13.2 | 964.7
2019 | 10 | 27 | 0 | 30 | 0 | 0 | 0 | -20.8 | 0.7 | 121 | 80.5 | 12.5 | 964.7
2019 | 10 | 27 | 1 | 30 | 0 | 0 | 0 | -20.7 | 1.2 | 44.2 | 80.9 | 12.1 | 964.4
2019 | 10 | 27 | 2 | 30 | 0 | 0 | 0 | -20.6 | 2 | 51.2 | 76.3 | 12.8 | 964.1
2019 | 10 | 27 | 3 | 30 | 0 | 0 | 0 | -20.6 | 2.1 | 37.6 | 72.3 | 13.6 | 963.7
2019 | 10 | 27 | 4 | 30 | 0 | 0 | 0 | -20.9 | 1.6 | 39.5 | 80.7 | 12 | 963.7
2019 | 10 | 27 | 5 | 30 | 0 | 0 | 0 | -21.3 | 1.9 | 43.9 | 82 | 11.9 | 963.9
2019 | 10 | 27 | 6 | 30 | 0 | 0 | 0 | -21.7 | 2.4 | 39.5 | 78.2 | 12.7 | 963.9
2019 | 10 | 27 | 7 | 30 | 8 | 70 | 14 | -21.7 | 1.6 | 53 | 83.8 | 11.3 | 964
2019 | 10 | 27 | 8 | 30 | 37 | 569 | 148 | -21.1 | 1.8 | 32.3 | 73 | 14.7 | 964.6
2019 | 10 | 27 | 9 | 30 | 53 | 795 | 343 | -20.5 | 2.2 | 103.6 | 72.1 | 16.6 | 965.1
2019 | 10 | 27 | 10 | 30 | 68 | 867 | 505 | -20.3 | 2.3 | 115.3 | 64.8 | 18.7 | 965.1
2019 | 10 | 27 | 11 | 30 | 73 | 906 | 617 | -20.8 | 2.2 | 102.4 | 56.7 | 19.9 | 965
2019 | 10 | 27 | 12 | 30 | 71 | 930 | 672 | -21.5 | 1.6 | 100.8 | 51.4 | 21.2 | 964.4
2019 | 10 | 27 | 13 | 30 | 70 | 925 | 663 | -22.2 | 1.4 | 118.4 | 49.8 | 22.1 | 963.7
2019 | 10 | 27 | 14 | 30 | 96 | 808 | 567 | -22.6 | 2.4 | 260.1 | 53.2 | 22.7 | 963.1
2019 | 10 | 27 | 15 | 30 | 155 | 540 | 405 | -22.2 | 3.5 | 248.9 | 62.1 | 21.5 | 962.9
2019 | 10 | 27 | 16 | 30 | 83 | 292 | 187 | -21.3 | 3.1 | 241.9 | 67.1 | 20.6 | 962.8
2019 | 10 | 27 | 17 | 30 | 45 | 340 | 99 | -20.3 | 2.6 | 240.9 | 75.6 | 19 | 962.9
2019 | 10 | 27 | 18 | 30 | 4 | 3 | 4 | -19.3 | 1.7 | 220.5 | 84.3 | 17 | 963.4
2019 | 10 | 27 | 19 | 30 | 0 | 0 | 0 | -18.2 | 1.3 | 205.5 | 88.9 | 15.8 | 963.9
2019 | 10 | 27 | 20 | 30 | 0 | 0 | 0 | -17.4 | 0.7 | 151.4 | 92.3 | 15 | 964.2
2019 | 10 | 27 | 21 | 30 | 0 | 0 | 0 | -16.7 | 0.6 | 61.9 | 93.2 | 14.3 | 964.2
2019 | 10 | 27 | 22 | 30 | 0 | 0 | 0 | -16.2 | 0.5 | 20.1 | 93.8 | 13.5 | 964.2
2019 | 10 | 27 | 23 | 30 | 0 | 0 | 0 | -15.9 | 1.2 | 51.1 | 94.5 | 13.5 | 963.9
2019 | 10 | 28 | 0 | 30 | 0 | 0 | 0 | -15.6 | 1.3 | 47.7 | 94 | 13.3 | 963.5
2019 | 10 | 28 | 1 | 30 | 0 | 0 | 0 | -15.2 | 0.6 | 22.1 | 94.5 | 12.6 | 963.1
2019 | 10 | 28 | 2 | 30 | 0 | 0 | 0 | -14.9 | 0.5 | 166.3 | 94.8 | 11.8 | 962.8
2019 | 10 | 28 | 3 | 30 | 0 | 0 | 0 | -14.5 | 1.3 | 128.9 | 95.2 | 11.7 | 962.2
2019 | 10 | 28 | 4 | 30 | 0 | 0 | 0 | -14.1 | 1.4 | 29 | 94.7 | 12 | 962
2019 | 10 | 28 | 5 | 30 | 0 | 0 | 0 | -13.8 | 0.7 | 42.2 | 93.6 | 12.3 | 962
2019 | 10 | 28 | 6 | 30 | 0 | 0 | 0 | -13.3 | 0.3 | 111.2 | 94.4 | 12 | 962
2019 | 10 | 28 | 7 | 30 | 14 | 14 | 17 | -12.5 | 0.8 | 62.4 | 94.7 | 12.2 | 962.1
2019 | 10 | 28 | 8 | 30 | 103 | 177 | 151 | -10.2 | 0.4 | 189.4 | 91.4 | 14.4 | 962.5
2019 | 10 | 28 | 9 | 30 | 136 | 5 | 139 | -9.1 | 0.4 | 155.6 | 87.2 | 15.6 | 962.7
2019 | 10 | 28 | 10 | 30 | 193 | 2 | 195 | -8.7 | 1.1 | 253.9 | 87.5 | 15.8 | 962.8
2019 | 10 | 28 | 11 | 30 | 246 | 4 | 252 | -8.6 | 1.8 | 241.9 | 82.9 | 16.8 | 962.9
2019 | 10 | 28 | 12 | 30 | 304 | 17 | 319 | -8.5 | 2.2 | 249.1 | 77.5 | 17.7 | 962.3
2019 | 10 | 28 | 13 | 30 | 302 | 39 | 332 | -8.5 | 2.9 | 243.7 | 75.6 | 18.1 | 961.6
2019 | 10 | 28 | 14 | 30 | 145 | 787 | 607 | -8.5 | 2.4 | 242.6 | 66.9 | 19.8 | 961
2019 | 10 | 28 | 15 | 30 | 76 | 786 | 453 | -8.7 | 2.2 | 237.1 | 58.2 | 21 | 960.7
2019 | 10 | 28 | 16 | 30 | 63 | 659 | 282 | -8.8 | 2.5 | 239.3 | 60.7 | 21 | 960.4
2019 | 10 | 28 | 17 | 30 | 36 | 332 | 94 | -8.9 | 2.6 | 236.2 | 72.2 | 19.2 | 960.3
2019 | 10 | 28 | 18 | 30 | 2 | 1 | 2 | -9 | 2.3 | 241 | 82.8 | 16.7 | 960.6
2019 | 10 | 28 | 19 | 30 | 0 | 0 | 0 | -9.2 | 0.9 | 258.3 | 87.6 | 15.3 | 960.7
2019 | 10 | 28 | 20 | 30 | 0 | 0 | 0 | -9.3 | 0.3 | 110.8 | 90 | 14.7 | 960.8
2019 | 10 | 28 | 21 | 30 | 0 | 0 | 0 | -9.3 | 0.4 | 197.2 | 91.4 | 13.9 | 961
2019 | 10 | 28 | 22 | 30 | 0 | 0 | 0 | -9.3 | 0.8 | 46.7 | 92.7 | 13.3 | 961
2019 | 10 | 28 | 23 | 30 | 0 | 0 | 0 | -9.2 | 0.8 | 111.1 | 93.4 | 13 | 961
2019 | 10 | 29 | 0 | 30 | 0 | 0 | 0 | -9 | 0.7 | 94 | 92.1 | 13.1 | 960.8
2019 | 10 | 29 | 1 | 30 | 0 | 0 | 0 | -9 | 0.3 | 87.3 | 91.7 | 12.2 | 960.4
2019 | 10 | 29 | 2 | 30 | 0 | 0 | 0 | -9 | 0.3 | 163.3 | 92.1 | 12.2 | 960.1
2019 | 10 | 29 | 3 | 30 | 0 | 0 | 0 | -9 | 0.6 | 66.2 | 91.2 | 12.2 | 959.7
2019 | 10 | 29 | 4 | 30 | 0 | 0 | 0 | -8.9 | 1.4 | 10 | 83.5 | 13.2 | 959.4
2019 | 10 | 29 | 5 | 30 | 0 | 0 | 0 | -8.7 | 0.8 | 188.7 | 87 | 11.8 | 959.4
2019 | 10 | 29 | 6 | 30 | 0 | 0 | 0 | -8.4 | 0.7 | 16.7 | 84.5 | 11.9 | 959.5
2019 | 10 | 29 | 7 | 30 | 7 | 30 | 10 | -8 | 1.3 | 28.9 | 83.7 | 12.1 | 959.8
2019 | 10 | 29 | 8 | 30 | 38 | 531 | 142 | -7.8 | 1.5 | 46.3 | 69.4 | 16 | 960.4
2019 | 10 | 29 | 9 | 30 | 56 | 760 | 328 | -7.7 | 0.8 | 141.3 | 67.1 | 18.2 | 961
2019 | 10 | 29 | 10 | 30 | 65 | 851 | 489 | -7.5 | 1.1 | 177.6 | 56.9 | 20.2 | 961.4
2019 | 10 | 29 | 11 | 30 | 71 | 898 | 605 | -7.3 | 2.2 | 214.3 | 54 | 21.1 | 961.6
2019 | 10 | 29 | 12 | 30 | 74 | 918 | 662 | -7 | 1.9 | 173.3 | 48.8 | 22.8 | 961
2019 | 10 | 29 | 13 | 30 | 77 | 908 | 653 | -6.8 | 2.5 | 108.4 | 46.1 | 23.4 | 960.5
2019 | 10 | 29 | 14 | 30 | 77 | 881 | 584 | -6.6 | 3.1 | 116.4 | 48.2 | 23.4 | 960
2019 | 10 | 29 | 15 | 30 | 80 | 779 | 447 | -6.4 | 2.3 | 111.7 | 48.1 | 23.6 | 960
2019 | 10 | 29 | 16 | 30 | 76 | 589 | 269 | -6.3 | 2.3 | 160 | 52.2 | 23.2 | 960.3
2019 | 10 | 29 | 17 | 30 | 43 | 314 | 95 | -6.2 | 2.7 | 229.5 | 66.4 | 20.7 | 960.6
2019 | 10 | 29 | 18 | 30 | 3 | 2 | 3 | -6 | 1.6 | 252.7 | 85.4 | 17.5 | 961.1
2019 | 10 | 29 | 19 | 30 | 0 | 0 | 0 | -6 | 0.5 | 229 | 90.9 | 16.2 | 961.8
2019 | 10 | 29 | 20 | 30 | 0 | 0 | 0 | -5.9 | 0.2 | 122.6 | 92.8 | 15.5 | 962.2
2019 | 10 | 29 | 21 | 30 | 0 | 0 | 0 | -5.9 | 0.9 | 120.3 | 93.9 | 15 | 962.6
2019 | 10 | 29 | 22 | 30 | 0 | 0 | 0 | -5.9 | 1.4 | 118.2 | 92.3 | 14.6 | 962.9
2019 | 10 | 29 | 23 | 30 | 0 | 0 | 0 | -5.9 | 1.9 | 22.5 | 79.1 | 15.6 | 962.9
2019 | 10 | 30 | 0 | 30 | 0 | 0 | 0 | -6 | 1.9 | 15.8 | 78.9 | 14.9 | 963.1
2019 | 10 | 30 | 1 | 30 | 0 | 0 | 0 | -6.1 | 0.4 | 13.4 | 82.6 | 13.7 | 963.3
2019 | 10 | 30 | 2 | 30 | 0 | 0 | 0 | -6.3 | 2 | 18.7 | 77.6 | 14.3 | 963.5
2019 | 10 | 30 | 3 | 30 | 0 | 0 | 0 | -6.5 | 2.1 | 19 | 75 | 14.4 | 963.6
2019 | 10 | 30 | 4 | 30 | 0 | 0 | 0 | -6.5 | 2.2 | 18 | 73.4 | 14.7 | 963.4
2019 | 10 | 30 | 5 | 30 | 0 | 0 | 0 | -6.5 | 2.7 | 23.6 | 73.2 | 14.7 | 963.2
2019 | 10 | 30 | 6 | 30 | 0 | 0 | 0 | -6.4 | 2.7 | 16.2 | 70.9 | 15.2 | 963.6
2019 | 10 | 30 | 7 | 30 | 6 | 5 | 7 | -6.4 | 1.9 | 37.8 | 72.8 | 14.6 | 963.9
2019 | 10 | 30 | 8 | 30 | 68 | 236 | 120 | -5.8 | 1.5 | 65.8 | 70.9 | 15.8 | 964.7
2019 | 10 | 30 | 9 | 30 | 151 | 393 | 293 | -3.8 | 0.5 | 82 | 59.4 | 19.8 | 965.1
2019 | 10 | 30 | 10 | 30 | 229 | 487 | 474 | -3.3 | 0.6 | 161 | 51.8 | 22.2 | 965.3
2019 | 10 | 30 | 11 | 30 | 295 | 349 | 511 | -3.4 | 1.2 | 202.4 | 49.3 | 23.1 | 965.2
2019 | 10 | 30 | 12 | 30 | 105 | 864 | 652 | -3.8 | 1.8 | 213.4 | 45.8 | 23.9 | 964.7
2019 | 10 | 30 | 13 | 30 | 162 | 707 | 609 | -4.1 | 1.5 | 215.5 | 42.3 | 24.6 | 964
2019 | 10 | 30 | 14 | 30 | 182 | 634 | 542 | -4.3 | 2.9 | 244.3 | 45 | 24.6 | 963.5
2019 | 10 | 30 | 15 | 30 | 161 | 286 | 295 | -4.4 | 3.7 | 264.9 | 48.7 | 23.7 | 963.5
2019 | 10 | 30 | 16 | 30 | 70 | 57 | 88 | -4.5 | 4 | 275.3 | 57.8 | 21.8 | 963.7
2019 | 10 | 30 | 17 | 30 | 58 | 306 | 107 | -4.5 | 3.6 | 280.9 | 55.6 | 21.5 | 964
2019 | 10 | 30 | 18 | 30 | 2 | 1 | 2 | -4.5 | 3.2 | 298.8 | 61.6 | 19.5 | 964.4
2019 | 10 | 30 | 19 | 30 | 0 | 0 | 0 | -4.5 | 2.2 | 280.7 | 64.5 | 18.8 | 965
2019 | 10 | 30 | 20 | 30 | 0 | 0 | 0 | -4.6 | 0.9 | 189.8 | 73.5 | 17.1 | 965.4
2019 | 10 | 30 | 21 | 30 | 0 | 0 | 0 | -4.7 | 1 | 55.4 | 80 | 16.6 | 965.8
2019 | 10 | 30 | 22 | 30 | 0 | 0 | 0 | -4.8 | 1.7 | 54.3 | 79.2 | 16.4 | 966.2
2019 | 10 | 30 | 23 | 30 | 0 | 0 | 0 | -4.9 | 1.2 | 23.6 | 75.7 | 16.8 | 966.4
2019 | 10 | 31 | 0 | 30 | 0 | 0 | 0 | -4.9 | 1 | 114 | 78.8 | 15.9 | 966.1
2019 | 10 | 31 | 1 | 30 | 0 | 0 | 0 | -4.9 | 1.3 | 108.1 | 76.9 | 15.8 | 965.8
2019 | 10 | 31 | 2 | 30 | 0 | 0 | 0 | -4.9 | 1.5 | 57.4 | 78.6 | 15.4 | 965.6
2019 | 10 | 31 | 3 | 30 | 0 | 0 | 0 | -5 | 1.6 | 50.9 | 70.2 | 16.7 | 965.5
2019 | 10 | 31 | 4 | 30 | 0 | 0 | 0 | -5 | 1.4 | 15.9 | 66.9 | 17.3 | 965.1
2019 | 10 | 31 | 5 | 30 | 0 | 0 | 0 | -5.2 | 1.5 | 16.2 | 65.9 | 17.5 | 965
2019 | 10 | 31 | 6 | 30 | 0 | 0 | 0 | -5.4 | 1.1 | 122.6 | 70.3 | 16.6 | 965.2
2019 | 10 | 31 | 7 | 30 | 6 | 17 | 8 | -5.5 | 1.3 | 99.4 | 74 | 15.8 | 965.1
2019 | 10 | 31 | 8 | 30 | 43 | 483 | 133 | -5.5 | 1.1 | 151.9 | 65.8 | 18.7 | 965.5
2019 | 10 | 31 | 9 | 30 | 59 | 696 | 304 | -5.4 | 0.7 | 165.5 | 55.5 | 22.4 | 965.9
2019 | 10 | 31 | 10 | 30 | 73 | 827 | 476 | -5.4 | 2.5 | 267.6 | 49.5 | 24.5 | 965.9
2019 | 10 | 31 | 11 | 30 | 100 | 820 | 580 | -5.3 | 3 | 251.9 | 42.4 | 25.8 | 965.7
2019 | 10 | 31 | 12 | 30 | 141 | 753 | 617 | -5 | 4.9 | 255.2 | 40.8 | 26.4 | 965.1
2019 | 10 | 31 | 13 | 30 | 152 | 730 | 610 | -4.7 | 5.7 | 237.9 | 40 | 26.7 | 964.4
2019 | 10 | 31 | 14 | 30 | 228 | 638 | 598 | -4.7 | 5.1 | 296.1 | 37.1 | 27.6 | 963.9
2019 | 10 | 31 | 15 | 30 | 195 | 17 | 205 | -4.7 | 4.7 | 274.3 | 39.2 | 26.2 | 964
2019 | 10 | 31 | 16 | 30 | 136 | 282 | 231 | -4.8 | 2.8 | 283.2 | 39.7 | 26.4 | 963.9
2019 | 10 | 31 | 17 | 30 | 51 | 84 | 67 | -4.8 | 1.8 | 198.8 | 45.9 | 24.6 | 964.2
2019 | 10 | 31 | 18 | 30 | 2 | 0 | 2 | -4.9 | 5 | 261.7 | 38.7 | 24.3 | 964.7
2019 | 10 | 31 | 19 | 30 | 0 | 0 | 0 | -5.1 | 3.2 | 297.3 | 42.5 | 23.4 | 965.2
2019 | 10 | 31 | 20 | 30 | 0 | 0 | 0 | -5.4 | 2.3 | 263.1 | 48.5 | 22 | 965.5
2019 | 10 | 31 | 21 | 30 | 0 | 0 | 0 | -5.7 | 3 | 263.3 | 53.5 | 21.3 | 965.7
2019 | 10 | 31 | 22 | 30 | 0 | 0 | 0 | -6 | 3 | 239.2 | 53.8 | 21.5 | 965.9
2019 | 10 | 31 | 23 | 30 | 0 | 0 | 0 | -6.3 | 2.3 | 207.2 | 58.4 | 20.6 | 965.8
2019 | 11 | 1 | 0 | 30 | 0 | 0 | 0 | -6.5 | 2.6 | 276.4 | 55 | 21.3 | 965.4
2019 | 11 | 1 | 1 | 30 | 0 | 0 | 0 | -6.6 | 1.1 | 215.7 | 56.6 | 20.8 | 965.1
2019 | 11 | 1 | 2 | 30 | 0 | 0 | 0 | -6.5 | 2.4 | 167.2 | 56.2 | 20.8 | 965.1
2019 | 11 | 1 | 3 | 30 | 0 | 0 | 0 | -6.4 | 3.7 | 286.6 | 51.5 | 22.1 | 964.5
2019 | 11 | 1 | 4 | 30 | 0 | 0 | 0 | -6.3 | 4.8 | 283 | 54 | 22.4 | 964.1
2019 | 11 | 1 | 5 | 30 | 0 | 0 | 0 | -6.5 | 4.6 | 269.2 | 55.9 | 22 | 964.1
2019 | 11 | 1 | 6 | 30 | 0 | 0 | 0 | -7 | 4.7 | 285.4 | 60 | 21.1 | 964.1
2019 | 11 | 1 | 7 | 30 | 6 | 30 | 10 | -7.7 | 2.7 | 268.3 | 66 | 20 | 964.2
2019 | 11 | 1 | 8 | 30 | 47 | 536 | 146 | -8 | 2.9 | 253.7 | 64.4 | 21.1 | 964.5
2019 | 11 | 1 | 9 | 30 | 84 | 773 | 351 | -7.8 | 2.7 | 217 | 59.4 | 23.2 | 964.7
2019 | 11 | 1 | 10 | 30 | 225 | 307 | 367 | -6.9 | 3.5 | 259.4 | 52.1 | 24.3 | 964.4
2019 | 11 | 1 | 11 | 30 | 275 | 12 | 286 | -5.8 | 3.2 | 318.8 | 47.7 | 24.6 | 964.5
2019 | 11 | 1 | 12 | 30 | 304 | 13 | 316 | -4.7 | 4.1 | 281.7 | 47.3 | 24.8 | 963.8
2019 | 11 | 1 | 13 | 30 | 334 | 62 | 378 | -4.3 | 4.9 | 283.5 | 45.7 | 25.4 | 962.7
2019 | 11 | 1 | 14 | 30 | 302 | 110 | 371 | -4.2 | 4.1 | 262.6 | 43.4 | 26.3 | 961.9
2019 | 11 | 1 | 15 | 30 | 218 | 111 | 273 | -4.1 | 2.2 | 146.3 | 41.6 | 26.8 | 961.3
2019 | 11 | 1 | 16 | 30 | 143 | 158 | 186 | -4.2 | 2.3 | 224.5 | 41.7 | 26.7 | 961.3
2019 | 11 | 1 | 17 | 30 | 53 | 25 | 58 | -4.3 | 3.5 | 272.5 | 44.7 | 25.4 | 961.5
2019 | 11 | 1 | 18 | 30 | 2 | 0 | 2 | -4.3 | 4.4 | 248.8 | 52.6 | 23.4 | 961.5
2019 | 11 | 1 | 19 | 30 | 0 | 0 | 0 | -4.5 | 4 | 239.6 | 53.5 | 23 | 961.6
2019 | 11 | 1 | 20 | 30 | 0 | 0 | 0 | -4.8 | 5.7 | 253.6 | 54 | 22.9 | 961.6
2019 | 11 | 1 | 21 | 30 | 0 | 0 | 0 | -5.1 | 6.6 | 277.6 | 54.9 | 22.7 | 961.5
2019 | 11 | 1 | 22 | 30 | 0 | 0 | 0 | -5.3 | 5.5 | 261.8 | 56.4 | 22.2 | 961.5
2019 | 11 | 1 | 23 | 30 | 0 | 0 | 0 | -5.1 | 6.9 | 257.4 | 56.7 | 22 | 961.3
2019 | 11 | 2 | 0 | 30 | 0 | 0 | 0 | -4.4 | 6.5 | 267.6 | 57.6 | 21.5 | 960.9
2019 | 11 | 2 | 1 | 30 | 0 | 0 | 0 | -3.2 | 6.2 | 274 | 55.3 | 21.3 | 960.2
2019 | 11 | 2 | 2 | 30 | 0 | 0 | 0 | -1.9 | 7 | 257.8 | 54.8 | 21.1 | 959.9
2019 | 11 | 2 | 3 | 30 | 0 | 0 | 0 | -0.7 | 7.3 | 253.1 | 54.4 | 21 | 959.4
2019 | 11 | 2 | 4 | 30 | 0 | 0 | 0 | 0.4 | 7.3 | 239.3 | 52.6 | 21.2 | 958.8
2019 | 11 | 2 | 5 | 30 | 0 | 0 | 0 | 1 | 5.7 | 257.7 | 55.3 | 20.7 | 958.8
2019 | 11 | 2 | 6 | 30 | 0 | 0 | 0 | 1.1 | 7.2 | 288.1 | 55.3 | 20.8 | 958.2
2019 | 11 | 2 | 7 | 30 | 6 | 4 | 7 | 1.2 | 6.6 | 306.4 | 54.5 | 20.8 | 957.8
2019 | 11 | 2 | 8 | 30 | 51 | 357 | 118 | 1.1 | 7.7 | 301.4 | 51.2 | 21.7 | 957.3
2019 | 11 | 2 | 9 | 30 | 137 | 364 | 251 | 0.1 | 6.4 | 281.7 | 48.3 | 22.7 | 957.7
2019 | 11 | 2 | 10 | 30 | 217 | 137 | 286 | -0.1 | 9.3 | 297 | 48.6 | 22.4 | 957.3
2019 | 11 | 2 | 11 | 30 | 184 | 306 | 365 | 0 | 10 | 294.6 | 45.2 | 22.9 | 956.9
2019 | 11 | 2 | 12 | 30 | 216 | 85 | 270 | 0.1 | 8.4 | 289.9 | 43.3 | 23.1 | 956.5
2019 | 11 | 2 | 13 | 30 | 226 | 169 | 334 | 0.3 | 8.9 | 294.9 | 43 | 23.5 | 955.5
2019 | 11 | 2 | 14 | 30 | 213 | 89 | 266 | 0.5 | 8.7 | 280.2 | 44.5 | 22.8 | 955.1
2019 | 11 | 2 | 15 | 30 | 135 | 559 | 387 | 0.7 | 9.4 | 298.5 | 38.8 | 23.7 | 954.5
2019 | 11 | 2 | 16 | 30 | 113 | 182 | 161 | 0.7 | 7.8 | 289.8 | 40.7 | 23.1 | 954.3
2019 | 11 | 2 | 17 | 30 | 54 | 237 | 95 | 0.6 | 6.9 | 285.4 | 39.8 | 22.7 | 953.7
2019 | 11 | 2 | 18 | 30 | 2 | 1 | 2 | 0.6 | 7.9 | 303.9 | 42.2 | 21.8 | 953.8
2019 | 11 | 2 | 19 | 30 | 0 | 0 | 0 | 0.5 | 8 | 299.6 | 42.2 | 21 | 954
2019 | 11 | 2 | 20 | 30 | 0 | 0 | 0 | 0.5 | 5.1 | 250.3 | 47.9 | 20 | 953.9
2019 | 11 | 2 | 21 | 30 | 0 | 0 | 0 | 0.4 | 5.1 | 248.8 | 49.8 | 19.7 | 953.9
2019 | 11 | 2 | 22 | 30 | 0 | 0 | 0 | 0.3 | 5.6 | 241.3 | 49.3 | 19.6 | 953.6
2019 | 11 | 2 | 23 | 30 | 0 | 0 | 0 | 0.3 | 5 | 263.7 | 51.6 | 19.2 | 953.2
2019 | 11 | 3 | 0 | 30 | 0 | 0 | 0 | 0.3 | 4.7 | 264 | 53.4 | 19 | 952.8
2019 | 11 | 3 | 1 | 30 | 0 | 0 | 0 | 0.3 | 4.5 | 244.8 | 54.1 | 18.9 | 952.3
2019 | 11 | 3 | 2 | 30 | 0 | 0 | 0 | 0.2 | 4.1 | 247.5 | 56.3 | 18.4 | 951.5
2019 | 11 | 3 | 3 | 30 | 0 | 0 | 0 | 0.2 | 6.9 | 258.6 | 55.4 | 19.2 | 950.8
2019 | 11 | 3 | 4 | 30 | 0 | 0 | 0 | 0.3 | 10.2 | 287.4 | 48.2 | 19.9 | 950.7
2019 | 11 | 3 | 5 | 30 | 0 | 0 | 0 | 0.4 | 12.6 | 291.9 | 48.2 | 19.6 | 950.4
2019 | 11 | 3 | 6 | 30 | 0 | 0 | 0 | 0.4 | 13.3 | 283.9 | 49.5 | 19.2 | 950.2
2019 | 11 | 3 | 7 | 30 | 8 | 11 | 9 | 0.5 | 11.7 | 280 | 50.7 | 18.9 | 950.3
2019 | 11 | 3 | 8 | 30 | 92 | 270 | 142 | 0.4 | 9.4 | 265.5 | 51.9 | 19.3 | 950.9
2019 | 11 | 3 | 9 | 30 | 181 | 51 | 200 | 0.1 | 8.6 | 267.9 | 48.6 | 19.9 | 951.7
2019 | 11 | 3 | 10 | 30 | 242 | 158 | 325 | 0.4 | 10 | 279.1 | 47.9 | 20.6 | 951.7
2019 | 11 | 3 | 11 | 30 | 244 | 224 | 382 | 0.9 | 11.6 | 275.9 | 51 | 20.5 | 951.9
2019 | 11 | 3 | 12 | 30 | 161 | 618 | 551 | 1 | 13.7 | 273.8 | 49.7 | 21.2 | 952
2019 | 11 | 3 | 13 | 30 | 166 | 893 | 715 | 0.9 | 14.2 | 271.5 | 48.3 | 21.8 | 951.6
2019 | 11 | 3 | 14 | 30 | 76 | 865 | 557 | 0.8 | 13 | 264.9 | 45.6 | 22.1 | 951.4
2019 | 11 | 3 | 15 | 30 | 59 | 855 | 443 | 0.7 | 11.1 | 262.1 | 43.3 | 22.2 | 952.4
2019 | 11 | 3 | 16 | 30 | 49 | 711 | 268 | 0.6 | 10.5 | 254.6 | 44.7 | 21.8 | 952.4
2019 | 11 | 3 | 17 | 30 | 26 | 431 | 85 | 0.7 | 9.9 | 248.7 | 46.4 | 20.9 | 953
2019 | 11 | 3 | 18 | 30 | 1 | 2 | 1 | 0.7 | 10.1 | 266.8 | 47.9 | 20.1 | 953.6
2019 | 11 | 3 | 19 | 30 | 0 | 0 | 0 | 0.7 | 11.2 | 266.5 | 47.3 | 20 | 953.6
2019 | 11 | 3 | 20 | 30 | 0 | 0 | 0 | 0.8 | 5.6 | 205 | 46.9 | 19.3 | 954.4
2019 | 11 | 3 | 21 | 30 | 0 | 0 | 0 | 0.8 | 1.7 | 118.8 | 55.2 | 16.5 | 955.3
2019 | 11 | 3 | 22 | 30 | 0 | 0 | 0 | 0.8 | 1.3 | 136.8 | 50.9 | 17.3 | 956.1
2019 | 11 | 3 | 23 | 30 | 0 | 0 | 0 | 0.8 | 4.7 | 247.4 | 46.4 | 18.5 | 956.7
2019 | 11 | 4 | 0 | 30 | 0 | 0 | 0 | 0.8 | 5.4 | 271.1 | 46.7 | 18.6 | 956.9
2019 | 11 | 4 | 1 | 30 | 0 | 0 | 0 | 0.6 | 3.1 | 242 | 48.4 | 18.6 | 956.8
2019 | 11 | 4 | 2 | 30 | 0 | 0 | 0 | 0.4 | 5.9 | 245.1 | 52.1 | 19.6 | 956.5
2019 | 11 | 4 | 3 | 30 | 0 | 0 | 0 | 0.1 | 3.2 | 194.6 | 54.1 | 18.7 | 956.6
2019 | 11 | 4 | 4 | 30 | 0 | 0 | 0 | -0.1 | 2 | 181.6 | 61.4 | 16.3 | 956.4
2019 | 11 | 4 | 5 | 30 | 0 | 0 | 0 | -0.1 | 2.6 | 224 | 64.8 | 16.5 | 956.4
2019 | 11 | 4 | 6 | 30 | 0 | 0 | 0 | 0 | 2.5 | 266.2 | 69.4 | 15.4 | 956.5
2019 | 11 | 4 | 7 | 30 | 4 | 31 | 7 | 0.3 | 2.6 | 229.2 | 71 | 15.3 | 956.5
2019 | 11 | 4 | 8 | 30 | 28 | 580 | 128 | 0.5 | 5.1 | 225 | 64.7 | 17.7 | 956.4
2019 | 11 | 4 | 9 | 30 | 43 | 800 | 309 | 0.5 | 5.9 | 232.9 | 57.6 | 19.7 | 956.5
2019 | 11 | 4 | 10 | 30 | 50 | 891 | 468 | 0.2 | 6.7 | 267.3 | 50.3 | 21.2 | 956.6
2019 | 11 | 4 | 11 | 30 | 54 | 935 | 580 | -0.1 | 8.3 | 274.4 | 43.5 | 22.4 | 956.2
2019 | 11 | 4 | 12 | 30 | 54 | 954 | 636 | -0.6 | 7.9 | 267.3 | 39.4 | 23.4 | 955.6
2019 | 11 | 4 | 13 | 30 | 55 | 950 | 628 | -1.4 | 7.9 | 269.8 | 35.9 | 24.6 | 954.4
2019 | 11 | 4 | 14 | 30 | 54 | 915 | 554 | -2.2 | 7 | 255.1 | 38.8 | 24.8 | 953.6
2019 | 11 | 4 | 15 | 30 | 51 | 858 | 429 | -2.7 | 8 | 267.1 | 37.6 | 24.6 | 953.2
2019 | 11 | 4 | 16 | 30 | 42 | 737 | 262 | -2.9 | 10 | 278.7 | 36.7 | 23.2 | 952.9
2019 | 11 | 4 | 17 | 30 | 24 | 432 | 83 | -3.1 | 9.7 | 284.3 | 39.4 | 21.6 | 952.6
2019 | 11 | 4 | 18 | 30 | 1 | 0 | 1 | -3.2 | 9.3 | 277.6 | 42.7 | 19.7 | 953.1
2019 | 11 | 4 | 19 | 30 | 0 | 0 | 0 | -3.3 | 8.2 | 277.6 | 46.8 | 18.6 | 953.8
2019 | 11 | 4 | 20 | 30 | 0 | 0 | 0 | -3.1 | 8.9 | 275.3 | 44.9 | 18.2 | 954
2019 | 11 | 4 | 21 | 30 | 0 | 0 | 0 | -2.8 | 7.4 | 274 | 48.8 | 17.4 | 954.1
2019 | 11 | 4 | 22 | 30 | 0 | 0 | 0 | -2.6 | 4.5 | 254 | 49 | 17.5 | 954.2
2019 | 11 | 4 | 23 | 30 | 0 | 0 | 0 | -2.5 | 4 | 254.2 | 49 | 17.2 | 954
2019 | 11 | 5 | 0 | 30 | 0 | 0 | 0 | -2.4 | 7.1 | 264.8 | 49.8 | 17.5 | 953.5
2019 | 11 | 5 | 1 | 30 | 0 | 0 | 0 | -2.3 | 8.3 | 265 | 49.8 | 17.7 | 953
2019 | 11 | 5 | 2 | 30 | 0 | 0 | 0 | -2.2 | 8.5 | 264.3 | 51.2 | 17.5 | 952.5
2019 | 11 | 5 | 3 | 30 | 0 | 0 | 0 | -2.1 | 5.1 | 248.2 | 56.9 | 16.2 | 952
2019 | 11 | 5 | 4 | 30 | 0 | 0 | 0 | -1.9 | 2.6 | 251.9 | 79.2 | 12.6 | 951.9
2019 | 11 | 5 | 5 | 30 | 0 | 0 | 0 | -1.5 | 2.1 | 252.3 | 79.7 | 12.6 | 952.3
2019 | 11 | 5 | 6 | 30 | 0 | 0 | 0 | -1.1 | 6.8 | 210.3 | 59 | 15.5 | 953.1
2019 | 11 | 5 | 7 | 30 | 5 | 17 | 6 | -0.6 | 11.3 | 306.9 | 48.1 | 16.4 | 953.5
2019 | 11 | 5 | 8 | 30 | 32 | 532 | 123 | -0.2 | 12.8 | 311.7 | 42.1 | 16.1 | 954.3
2019 | 11 | 5 | 9 | 30 | 48 | 805 | 312 | 0.3 | 9.8 | 305 | 40.4 | 16.4 | 955.5
2019 | 11 | 5 | 10 | 30 | 57 | 905 | 477 | 0.3 | 8.7 | 280.7 | 40.2 | 17.2 | 956.1
2019 | 11 | 5 | 11 | 30 | 62 | 956 | 596 | -0.2 | 9.9 | 276.9 | 38.4 | 17.6 | 956
2019 | 11 | 5 | 12 | 30 | 66 | 963 | 649 | -0.6 | 7.3 | 278.8 | 34.8 | 18.8 | 955.4
2019 | 11 | 5 | 13 | 30 | 68 | 952 | 639 | -1 | 5.8 | 275.5 | 31.9 | 19.8 | 954.5
2019 | 11 | 5 | 14 | 30 | 67 | 920 | 566 | -1.3 | 7 | 265.6 | 31 | 20.1 | 954.3
2019 | 11 | 5 | 15 | 30 | 63 | 861 | 440 | -1.4 | 6.5 | 268.5 | 29.2 | 20.5 | 954.4
2019 | 11 | 5 | 16 | 30 | 54 | 735 | 270 | -1.5 | 6.6 | 322.8 | 32 | 19 | 955.2
2019 | 11 | 5 | 17 | 30 | 32 | 330 | 82 | -1.5 | 6.6 | 287.3 | 37.5 | 17.1 | 956.2
2019 | 11 | 5 | 18 | 30 | 1 | 0 | 1 | -1.6 | 5.9 | 259.2 | 45.9 | 15.4 | 956.8
2019 | 11 | 5 | 19 | 30 | 0 | 0 | 0 | -1.6 | 5.7 | 261.5 | 48.5 | 14.8 | 957.5
2019 | 11 | 5 | 20 | 30 | 0 | 0 | 0 | -1.7 | 6.2 | 258.6 | 49.5 | 14.8 | 957.7
2019 | 11 | 5 | 21 | 30 | 0 | 0 | 0 | -1.7 | 6.8 | 265.4 | 50.9 | 14.8 | 958.3
2019 | 11 | 5 | 22 | 30 | 0 | 0 | 0 | -1.7 | 7.6 | 270.3 | 51 | 14.9 | 958.8
2019 | 11 | 5 | 23 | 30 | 0 | 0 | 0 | -1.7 | 5.8 | 267.9 | 51.3 | 14.7 | 958.7
2019 | 11 | 6 | 0 | 30 | 0 | 0 | 0 | -1.6 | 3 | 272.2 | 54.4 | 13.8 | 959
2019 | 11 | 6 | 1 | 30 | 0 | 0 | 0 | -1.9 | 5.4 | 284.2 | 54.6 | 13.9 | 958.3
2019 | 11 | 6 | 2 | 30 | 0 | 0 | 0 | -2.3 | 4 | 262.5 | 56.1 | 13.6 | 958.1
2019 | 11 | 6 | 3 | 30 | 0 | 0 | 0 | -2.7 | 4.8 | 261 | 57 | 13.3 | 957.8
2019 | 11 | 6 | 4 | 30 | 0 | 0 | 0 | -3.1 | 4.7 | 247.9 | 56.3 | 12.9 | 957.7
2019 | 11 | 6 | 5 | 30 | 0 | 0 | 0 | -3.4 | 4 | 257.4 | 55.4 | 12.9 | 957.7
2019 | 11 | 6 | 6 | 30 | 0 | 0 | 0 | -3.7 | 4.6 | 265.7 | 55 | 12.7 | 957.9
2019 | 11 | 6 | 7 | 30 | 4 | 26 | 5 | -3.9 | 3.2 | 270.6 | 57.9 | 11.5 | 958
2019 | 11 | 6 | 8 | 30 | 30 | 576 | 125 | -4.1 | 4.2 | 289.3 | 51 | 13.3 | 958.2
2019 | 11 | 6 | 9 | 30 | 48 | 812 | 312 | -3.2 | 3.4 | 237 | 45.2 | 15.5 | 958.4
2019 | 11 | 6 | 10 | 30 | 75 | 848 | 464 | -1.9 | 2.6 | 179 | 39.7 | 17.1 | 958.6
2019 | 11 | 6 | 11 | 30 | 61 | 950 | 589 | -2.1 | 1.6 | 120.3 | 32.3 | 18.8 | 958.2
2019 | 11 | 6 | 12 | 30 | 74 | 941 | 640 | -2.9 | 3.6 | 243.5 | 36.6 | 18.9 | 957.7
2019 | 11 | 6 | 13 | 30 | 89 | 876 | 611 | -3.9 | 3.1 | 258.2 | 40.1 | 18.7 | 957.3
2019 | 11 | 6 | 14 | 30 | 115 | 777 | 537 | -4.7 | 3 | 256.9 | 40.1 | 18.8 | 956.7
2019 | 11 | 6 | 15 | 30 | 62 | 852 | 432 | -5.1 | 4.5 | 259.7 | 36.4 | 19 | 956.5
2019 | 11 | 6 | 16 | 30 | 48 | 734 | 261 | -4.6 | 5 | 263.6 | 35.8 | 18.2 | 956.5
2019 | 11 | 6 | 17 | 30 | 25 | 401 | 80 | -3 | 3.7 | 280.6 | 39.3 | 16.9 | 956.6
2019 | 11 | 6 | 18 | 30 | 1 | 0 | 1 | -0.6 | 3.8 | 305.6 | 45.9 | 14.7 | 957.1
2019 | 11 | 6 | 19 | 30 | 0 | 0 | 0 | 2.3 | 2.5 | 266.4 | 50.1 | 13.6 | 957.8
2019 | 11 | 6 | 20 | 30 | 0 | 0 | 0 | 5.4 | 1.9 | 231.1 | 55.3 | 12.4 | 958
2019 | 11 | 6 | 21 | 30 | 0 | 0 | 0 | 8.1 | 2.4 | 261.3 | 53.9 | 12.6 | 958.2
2019 | 11 | 6 | 22 | 30 | 0 | 0 | 0 | 9.8 | 1.9 | 237.6 | 51.9 | 12.5 | 958.3
2019 | 11 | 6 | 23 | 30 | 0 | 0 | 0 | 10.8 | 2.3 | 69.2 | 59.8 | 10.6 | 957.9
2019 | 11 | 7 | 0 | 30 | 0 | 0 | 0 | 11 | 2.2 | 166.4 | 59.9 | 10.4 | 957.6
2019 | 11 | 7 | 1 | 30 | 0 | 0 | 0 | 10.5 | 2.3 | 40.2 | 61.8 | 9.9 | 957.3
2019 | 11 | 7 | 2 | 30 | 0 | 0 | 0 | 9.7 | 1.7 | 105.4 | 62.2 | 9.4 | 956.7
2019 | 11 | 7 | 3 | 30 | 0 | 0 | 0 | 8.5 | 1.8 | 62.1 | 64.2 | 8.7 | 956.4
2019 | 11 | 7 | 4 | 30 | 0 | 0 | 0 | 7.3 | 1.8 | 45.2 | 60.1 | 9.3 | 956.1
2019 | 11 | 7 | 5 | 30 | 0 | 0 | 0 | 5.8 | 1.6 | 77.2 | 59.8 | 9.6 | 955.9
2019 | 11 | 7 | 6 | 30 | 0 | 0 | 0 | 4.7 | 1.3 | 78.9 | 60.2 | 9.4 | 955.9
2019 | 11 | 7 | 7 | 30 | 4 | 24 | 5 | 3.7 | 1.1 | 193.1 | 63.5 | 9 | 955.9
2019 | 11 | 7 | 8 | 30 | 33 | 532 | 119 | 2.6 | 0.6 | 197.1 | 57.9 | 12.1 | 955.9
2019 | 11 | 7 | 9 | 30 | 53 | 780 | 304 | 2.1 | 1.4 | 238.2 | 47 | 15 | 956.1
2019 | 11 | 7 | 10 | 30 | 54 | 878 | 455 | 1.7 | 1.9 | 242.4 | 40.9 | 16.9 | 956
2019 | 11 | 7 | 11 | 30 | 170 | 669 | 537 | 1.3 | 3 | 232.6 | 40.6 | 18.4 | 955.6
2019 | 11 | 7 | 12 | 30 | 310 | 335 | 517 | 1 | 4.8 | 241 | 41.2 | 19.4 | 954.6
2019 | 11 | 7 | 13 | 30 | 271 | 254 | 427 | 1 | 5.1 | 243.8 | 39.1 | 20.2 | 953.9
2019 | 11 | 7 | 14 | 30 | 238 | 419 | 457 | 0.8 | 7.2 | 258.2 | 46.7 | 20.9 | 953
2019 | 11 | 7 | 15 | 30 | 175 | 51 | 201 | 0.5 | 7.2 | 266.3 | 46.5 | 21 | 953
2019 | 11 | 7 | 16 | 30 | 74 | 634 | 248 | 0.2 | 7.4 | 267.5 | 42 | 20.8 | 953
2019 | 11 | 7 | 17 | 30 | 22 | 412 | 78 | 0 | 8.7 | 302.7 | 37.4 | 19.5 | 953.2
2019 | 11 | 7 | 18 | 30 | 1 | 0 | 1 | 0.2 | 5.5 | 296.3 | 38.5 | 17.6 | 953.7
2019 | 11 | 7 | 19 | 30 | 0 | 0 | 0 | 0.8 | 5.6 | 236.7 | 29.8 | 15.9 | 953.8
2019 | 11 | 7 | 20 | 30 | 0 | 0 | 0 | 1.5 | 5.5 | 235.5 | 32 | 15 | 954
2019 | 11 | 7 | 21 | 30 | 0 | 0 | 0 | 2.2 | 6.3 | 228 | 30 | 14.4 | 954.6
2019 | 11 | 7 | 22 | 30 | 0 | 0 | 0 | 3 | 4.9 | 248.4 | 37.6 | 13.6 | 955.1
2019 | 11 | 7 | 23 | 30 | 0 | 0 | 0 | 3.7 | 4.9 | 293.3 | 42.4 | 13.5 | 955.4
2019 | 11 | 8 | 0 | 30 | 0 | 0 | 0 | 4.2 | 3.6 | 250.4 | 43.2 | 13 | 955.5
2019 | 11 | 8 | 1 | 30 | 0 | 0 | 0 | 4.5 | 6.1 | 271.9 | 40.4 | 12.8 | 955
2019 | 11 | 8 | 2 | 30 | 0 | 0 | 0 | 4.6 | 7.1 | 242.1 | 42.8 | 12.4 | 954.7
2019 | 11 | 8 | 3 | 30 | 0 | 0 | 0 | 4.7 | 6.8 | 230.6 | 42.7 | 12 | 954.8
2019 | 11 | 8 | 4 | 30 | 0 | 0 | 0 | 4.9 | 4.4 | 234 | 42.8 | 11.6 | 955
2019 | 11 | 8 | 5 | 30 | 0 | 0 | 0 | 5.2 | 4.2 | 256.6 | 45.4 | 11.2 | 955.3
2019 | 11 | 8 | 6 | 30 | 0 | 0 | 0 | 5.6 | 3.6 | 210.3 | 44.4 | 10.9 | 955.3
2019 | 11 | 8 | 7 | 30 | 3 | 3 | 3 | 6 | 2.6 | 270.1 | 44.3 | 10.8 | 956.1
2019 | 11 | 8 | 8 | 30 | 37 | 129 | 65 | 5.4 | 4.6 | 255.3 | 48.6 | 10.8 | 957
2019 | 11 | 8 | 9 | 30 | 61 | 748 | 298 | 4.5 | 7.1 | 282.3 | 46.2 | 12.5 | 957.3
2019 | 11 | 8 | 10 | 30 | 80 | 836 | 457 | 4.1 | 7.7 | 284.9 | 40.6 | 13.7 | 957.4
2019 | 11 | 8 | 11 | 30 | 100 | 898 | 591 | 3.8 | 5.9 | 191 | 34.9 | 14.6 | 957.6
2019 | 11 | 8 | 12 | 30 | 87 | 920 | 632 | 3.1 | 2.6 | 194.5 | 28.4 | 15.8 | 957.5
2019 | 11 | 8 | 13 | 30 | 86 | 920 | 625 | 2 | 5.7 | 273.7 | 28.3 | 16.1 | 957.6
2019 | 11 | 8 | 14 | 30 | 81 | 891 | 553 | 1 | 4.8 | 278.8 | 27.6 | 16.4 | 957.7
2019 | 11 | 8 | 15 | 30 | 72 | 830 | 426 | 0.5 | 2.4 | 241.7 | 25.6 | 16.9 | 958.1
2019 | 11 | 8 | 16 | 30 | 55 | 721 | 259 | 0.5 | 5.3 | 270.9 | 26.7 | 16.4 | 958.6
2019 | 11 | 8 | 17 | 30 | 27 | 426 | 81 | 0.7 | 5.2 | 282.1 | 30 | 14.9 | 959.2
2019 | 11 | 8 | 18 | 30 | 1 | 0 | 1 | 1 | 4.5 | 300.2 | 30.6 | 13.5 | 960.2
2019 | 11 | 8 | 19 | 30 | 0 | 0 | 0 | 1.5 | 1.3 | 172.7 | 34.3 | 11.7 | 961.1
2019 | 11 | 8 | 20 | 30 | 0 | 0 | 0 | 2 | 4.6 | 264.2 | 38.8 | 11.6 | 961.6
2019 | 11 | 8 | 21 | 30 | 0 | 0 | 0 | 2.4 | 2.8 | 295.3 | 40.1 | 10.8 | 962
2019 | 11 | 8 | 22 | 30 | 0 | 0 | 0 | 2.7 | 3.9 | 284.7 | 39 | 10.8 | 962.6
2019 | 11 | 8 | 23 | 30 | 0 | 0 | 0 | 2.7 | 6.1 | 273.1 | 45.4 | 10 | 962.8
2019 | 11 | 9 | 0 | 30 | 0 | 0 | 0 | 2.6 | 8.3 | 301.3 | 44.8 | 10.4 | 962.8
2019 | 11 | 9 | 1 | 30 | 0 | 0 | 0 | 2.2 | 8.8 | 323 | 44.7 | 10.6 | 962.4
2019 | 11 | 9 | 2 | 30 | 0 | 0 | 0 | 1.8 | 4.1 | 271.1 | 44.1 | 10.4 | 962.6
2019 | 11 | 9 | 3 | 30 | 0 | 0 | 0 | 1.5 | 4.8 | 297.3 | 41.1 | 10.8 | 962.5
2019 | 11 | 9 | 4 | 30 | 0 | 0 | 0 | 1.2 | 1.6 | 95.1 | 46.9 | 7.4 | 962.3
2019 | 11 | 9 | 5 | 30 | 0 | 0 | 0 | 1 | 3.3 | 24.7 | 45.5 | 6.8 | 962.2
2019 | 11 | 9 | 6 | 30 | 0 | 0 | 0 | 0.8 | 2.5 | 27.5 | 49.5 | 5.9 | 962.6
2019 | 11 | 9 | 7 | 30 | 4 | 29 | 5 | 0.1 | 1.4 | 86.5 | 50.4 | 5.4 | 963.1
2019 | 11 | 9 | 8 | 30 | 30 | 565 | 117 | -3.2 | 1.6 | 39.6 | 46.1 | 7.6 | 963.6
2019 | 11 | 9 | 9 | 30 | 48 | 804 | 300 | -5.6 | 1.2 | 41.9 | 37.3 | 11.7 | 964.3
2019 | 11 | 9 | 10 | 30 | 55 | 898 | 458 | -6 | 1 | 105.2 | 29.8 | 14.3 | 964.1
2019 | 11 | 9 | 11 | 30 | 59 | 939 | 570 | -6.5 | 1.1 | 117.7 | 26 | 15.8 | 963.8
2019 | 11 | 9 | 12 | 30 | 60 | 957 | 624 | -7.3 | 3.4 | 243.9 | 25.8 | 16.5 | 963.1
2019 | 11 | 9 | 13 | 30 | 65 | 945 | 617 | -8.1 | 3.4 | 253.7 | 27.8 | 16.7 | 962.2
2019 | 11 | 9 | 14 | 30 | 93 | 830 | 531 | -8.8 | 3.6 | 266.2 | 28.9 | 17.4 | 961.5
2019 | 11 | 9 | 15 | 30 | 91 | 695 | 391 | -9.2 | 4 | 269.7 | 26.7 | 17.4 | 960.9
2019 | 11 | 9 | 16 | 30 | 116 | 53 | 135 | -9.3 | 3.5 | 276.1 | 27.2 | 16.3 | 960.7
2019 | 11 | 9 | 17 | 30 | 36 | 10 | 37 | -9.3 | 2.6 | 276.7 | 38.1 | 14.7 | 960.5
2019 | 11 | 9 | 18 | 30 | 0 | 0 | 0 | -9.2 | 1.4 | 239.9 | 49.7 | 12.9 | 960.6
2019 | 11 | 9 | 19 | 30 | 0 | 0 | 0 | -9.1 | 1.5 | 267.8 | 48.1 | 12.2 | 960.8
2019 | 11 | 9 | 20 | 30 | 0 | 0 | 0 | -9.1 | 2 | 207 | 40.6 | 13.3 | 960.6
2019 | 11 | 9 | 21 | 30 | 0 | 0 | 0 | -9 | 3.7 | 227.8 | 40.1 | 14.9 | 960.2
2019 | 11 | 9 | 22 | 30 | 0 | 0 | 0 | -9 | 5.4 | 272.1 | 46.2 | 15.9 | 959.8
2019 | 11 | 9 | 23 | 30 | 0 | 0 | 0 | -9.1 | 5.7 | 272.6 | 48.4 | 16.3 | 959.2
2019 | 11 | 10 | 0 | 30 | 0 | 0 | 0 | -9.3 | 5.2 | 269 | 52.8 | 15.9 | 958.5
2019 | 11 | 10 | 1 | 30 | 0 | 0 | 0 | -9.5 | 7.6 | 283.6 | 57.5 | 15.6 | 957.3
2019 | 11 | 10 | 2 | 30 | 0 | 0 | 0 | -9.4 | 9.8 | 263.3 | 55.7 | 15.8 | 956.3
2019 | 11 | 10 | 3 | 30 | 0 | 0 | 0 | -9.2 | 10.7 | 259.8 | 50.6 | 15.7 | 955.4
2019 | 11 | 10 | 4 | 30 | 0 | 0 | 0 | -8.9 | 9.2 | 251.1 | 50.9 | 14.8 | 955
2019 | 11 | 10 | 5 | 30 | 0 | 0 | 0 | -8.5 | 6 | 243.4 | 51.1 | 13.8 | 955.1
2019 | 11 | 10 | 6 | 30 | 0 | 0 | 0 | -8.2 | 3.7 | 230.1 | 50.9 | 13.5 | 955
2019 | 11 | 10 | 7 | 30 | 2 | 0 | 2 | -8 | 3.2 | 216 | 47.4 | 13.4 | 955
2019 | 11 | 10 | 8 | 30 | 35 | 0 | 35 | -7.9 | 3 | 148.4 | 41.7 | 14.2 | 955.5
2019 | 11 | 10 | 9 | 30 | 87 | 0 | 87 | -8.2 | 4.6 | 165.7 | 43.6 | 14.4 | 956.8
2019 | 11 | 10 | 10 | 30 | 184 | 2 | 186 | -8.6 | 5.9 | 251.2 | 43 | 13.9 | 957.7
2019 | 11 | 10 | 11 | 30 | 247 | 121 | 319 | -9.2 | 6.6 | 324.4 | 45.5 | 12.9 | 958.6
2019 | 11 | 10 | 12 | 30 | 279 | 263 | 439 | -9.8 | 5.9 | 315.6 | 38.1 | 14.3 | 958.1
2019 | 11 | 10 | 13 | 30 | 215 | 2 | 218 | -10.4 | 7.3 | 288.4 | 32.3 | 14 | 957
2019 | 11 | 10 | 14 | 30 | 151 | 1 | 152 | -10.8 | 6.3 | 285.3 | 33.6 | 13.7 | 957.2
2019 | 11 | 10 | 15 | 30 | 115 | 0 | 116 | -11.1 | 7.3 | 291.5 | 37.1 | 13.3 | 957
2019 | 11 | 10 | 16 | 30 | 69 | 0 | 69 | -11.2 | 6 | 278.6 | 34.2 | 13.3 | 957
2019 | 11 | 10 | 17 | 30 | 22 | 1 | 22 | -11.2 | 7.9 | 304.2 | 35.9 | 12.9 | 956.6
2019 | 11 | 10 | 18 | 30 | 0 | 0 | 0 | -11.1 | 4.2 | 271.8 | 39.5 | 12.1 | 957.8
2019 | 11 | 10 | 19 | 30 | 0 | 0 | 0 | -11 | 4.9 | 281.1 | 43.5 | 11.3 | 958.4
2019 | 11 | 10 | 20 | 30 | 0 | 0 | 0 | -10.8 | 4 | 250.3 | 48.7 | 10.5 | 958.4
2019 | 11 | 10 | 21 | 30 | 0 | 0 | 0 | -10.6 | 4.3 | 237.6 | 54.8 | 9.9 | 958.4
2019 | 11 | 10 | 22 | 30 | 0 | 0 | 0 | -10.3 | 2.6 | 223.6 | 54 | 10 | 957.9
2019 | 11 | 10 | 23 | 30 | 0 | 0 | 0 | -10 | 4.9 | 287.1 | 51.6 | 10.5 | 958
2019 | 11 | 11 | 0 | 30 | 0 | 0 | 0 | -9.7 | 7.4 | 303.9 | 49.4 | 11 | 958.5
2019 | 11 | 11 | 1 | 30 | 0 | 0 | 0 | -9.5 | 4.6 | 246.4 | 50.9 | 10.7 | 959.5
2019 | 11 | 11 | 2 | 30 | 0 | 0 | 0 | -9.4 | 6.6 | 275.4 | 51 | 10.5 | 959.2
2019 | 11 | 11 | 3 | 30 | 0 | 0 | 0 | -9.2 | 7.6 | 293.8 | 49.3 | 10.3 | 959.1
2019 | 11 | 11 | 4 | 30 | 0 | 0 | 0 | -9.2 | 8.8 | 316.8 | 45.4 | 10.5 | 958.5
2019 | 11 | 11 | 5 | 30 | 0 | 0 | 0 | -9.1 | 9 | 324.6 | 44.1 | 10.6 | 958.3
2019 | 11 | 11 | 6 | 30 | 0 | 0 | 0 | -9 | 5.1 | 282.8 | 46.5 | 10 | 958.9
2019 | 11 | 11 | 7 | 30 | 3 | 5 | 3 | -8.8 | 3 | 246.7 | 49.9 | 9.5 | 959.1
2019 | 11 | 11 | 8 | 30 | 42 | 14 | 43 | -8.7 | 3.3 | 244.8 | 46.7 | 10.5 | 959.5
2019 | 11 | 11 | 9 | 30 | 116 | 0 | 116 | -8.9 | 5.9 | 286.7 | 43.6 | 11.3 | 959.4
2019 | 11 | 11 | 10 | 30 | 209 | 12 | 217 | -9.1 | 4.6 | 281 | 38.7 | 12.7 | 958.9
2019 | 11 | 11 | 11 | 30 | 255 | 16 | 267 | -9.3 | 4.4 | 244.1 | 34.1 | 14 | 958
2019 | 11 | 11 | 12 | 30 | 221 | 1 | 223 | -9.6 | 7 | 264 | 30.7 | 14.6 | 956.9
2019 | 11 | 11 | 13 | 30 | 228 | 8 | 235 | -9.9 | 5.6 | 247.6 | 29.4 | 15.3 | 956
2019 | 11 | 11 | 14 | 30 | 153 | 0 | 154 | -10.3 | 4.5 | 252.2 | 30.2 | 15.8 | 955.3
2019 | 11 | 11 | 15 | 30 | 131 | 0 | 132 | -10.6 | 6.2 | 291.7 | 33.8 | 16.4 | 955.3
2019 | 11 | 11 | 16 | 30 | 107 | 0 | 108 | -10.6 | 6.7 | 309.1 | 38 | 16.5 | 955
2019 | 11 | 11 | 17 | 30 | 35 | 0 | 35 | -10.7 | 5.4 | 311.3 | 44.6 | 16.2 | 955.1
2019 | 11 | 11 | 18 | 30 | 0 | 0 | 0 | -10.7 | 2.4 | 267 | 47.6 | 15.1 | 955.8
2019 | 11 | 11 | 19 | 30 | 0 | 0 | 0 | -10.6 | 2.5 | 256.7 | 50.3 | 14.4 | 956.2
2019 | 11 | 11 | 20 | 30 | 0 | 0 | 0 | -10.6 | 1.3 | 207.8 | 55.2 | 13 | 956.6
2019 | 11 | 11 | 21 | 30 | 0 | 0 | 0 | -10.6 | 2.3 | 150.4 | 58.9 | 12.6 | 957.1
2019 | 11 | 11 | 22 | 30 | 0 | 0 | 0 | -10.6 | 1.2 | 204.1 | 65.1 | 11.7 | 957.1
2019 | 11 | 11 | 23 | 30 | 0 | 0 | 0 | -10.6 | 2.1 | 157.2 | 64.7 | 11.9 | 957.1
2019 | 11 | 12 | 0 | 30 | 0 | 0 | 0 | -10.6 | 2 | 142 | 67.3 | 11.1 | 957
2019 | 11 | 12 | 1 | 30 | 0 | 0 | 0 | -10.7 | 1.3 | 127.5 | 71.1 | 10.1 | 956.6
2019 | 11 | 12 | 2 | 30 | 0 | 0 | 0 | -10.6 | 1.2 | 49.1 | 75.9 | 8.4 | 956.2
2019 | 11 | 12 | 3 | 30 | 0 | 0 | 0 | -10.6 | 1.6 | 159.7 | 63.3 | 10.1 | 956.2
2019 | 11 | 12 | 4 | 30 | 0 | 0 | 0 | -10.5 | 2.2 | 203.5 | 60.3 | 10 | 955.6
2019 | 11 | 12 | 5 | 30 | 0 | 0 | 0 | -10.4 | 1.6 | 181.3 | 61.7 | 9.5 | 955.6
2019 | 11 | 12 | 6 | 30 | 0 | 0 | 0 | -10.2 | 1.5 | 177.5 | 61.5 | 9.8 | 955.6
2019 | 11 | 12 | 7 | 30 | 3 | 4 | 4 | -10 | 1.2 | 120.3 | 60.1 | 10.1 | 955.8
2019 | 11 | 12 | 8 | 30 | 48 | 523 | 124 | -9.8 | 1.8 | 125.3 | 56.3 | 12 | 956
2019 | 11 | 12 | 9 | 30 | 83 | 788 | 321 | -9.8 | 2.6 | 159.8 | 45.1 | 15.1 | 956.2
2019 | 11 | 12 | 10 | 30 | 70 | 863 | 446 | -10 | 1.2 | 182.7 | 36.2 | 17.2 | 956.4
2019 | 11 | 12 | 11 | 30 | 75 | 802 | 507 | -10.2 | 1.5 | 194.8 | 31 | 18.4 | 956.5
2019 | 11 | 12 | 12 | 30 | 60 | 941 | 603 | -10.3 | 3.8 | 322.5 | 27.4 | 19.4 | 955.8
2019 | 11 | 12 | 13 | 30 | 59 | 949 | 601 | -10.1 | 6.1 | 295.8 | 29.1 | 19.7 | 955
2019 | 11 | 12 | 14 | 30 | 59 | 913 | 529 | -9.8 | 6.4 | 271.7 | 28.6 | 19.9 | 954.7
2019 | 11 | 12 | 15 | 30 | 53 | 850 | 403 | -9.7 | 5.4 | 284.6 | 25.7 | 20 | 954.3
2019 | 11 | 12 | 16 | 30 | 43 | 722 | 238 | -9.6 | 6.5 | 284.4 | 30.2 | 19.4 | 954.1
2019 | 11 | 12 | 17 | 30 | 21 | 370 | 66 | -9.6 | 3 | 230.3 | 33.9 | 18.3 | 954.3
2019 | 11 | 12 | 18 | 30 | 0 | 0 | 0 | -9.7 | 2.5 | 229 | 51.4 | 15 | 954.8
2019 | 11 | 12 | 19 | 30 | 0 | 0 | 0 | -9.7 | 4.7 | 252.5 | 44.4 | 14.7 | 955.1
2019 | 11 | 12 | 20 | 30 | 0 | 0 | 0 | -9.7 | 2.6 | 170.5 | 48.8 | 13.1 | 955.3
2019 | 11 | 12 | 21 | 30 | 0 | 0 | 0 | -9.6 | 1.6 | 28.2 | 60.8 | 11.2 | 955.6
2019 | 11 | 12 | 22 | 30 | 0 | 0 | 0 | -9.6 | 1.2 | 93.4 | 61.2 | 10.5 | 955.8
2019 | 11 | 12 | 23 | 30 | 0 | 0 | 0 | -9.6 | 1.3 | 43.4 | 59.5 | 11 | 955.5
2019 | 11 | 13 | 0 | 30 | 0 | 0 | 0 | -9.6 | 1.5 | 79.7 | 57 | 11 | 954.7
2019 | 11 | 13 | 1 | 30 | 0 | 0 | 0 | -9.6 | 3.4 | 217.4 | 51.6 | 12.3 | 954.2
2019 | 11 | 13 | 2 | 30 | 0 | 0 | 0 | -9.6 | 3.8 | 273 | 50.7 | 12.9 | 953.5
2019 | 11 | 13 | 3 | 30 | 0 | 0 | 0 | -9.6 | 6 | 276.2 | 51.9 | 13.9 | 952.7
2019 | 11 | 13 | 4 | 30 | 0 | 0 | 0 | -9.7 | 7.1 | 271.8 | 54.2 | 14.5 | 952.2
2019 | 11 | 13 | 5 | 30 | 0 | 0 | 0 | -9.7 | 9.8 | 275.8 | 56.4 | 15 | 951.7
2019 | 11 | 13 | 6 | 30 | 0 | 0 | 0 | -9.7 | 9.9 | 275.6 | 58.3 | 14.6 | 951.5
2019 | 11 | 13 | 7 | 30 | 2 | 1 | 2 | -9.5 | 10.7 | 284 | 57.2 | 14.6 | 951.8
2019 | 11 | 13 | 8 | 30 | 37 | 329 | 84 | -9.4 | 8.9 | 280.5 | 54.6 | 15.4 | 952
2019 | 11 | 13 | 9 | 30 | 62 | 739 | 284 | -9.2 | 10.2 | 270.3 | 51 | 17.6 | 952.3
2019 | 11 | 13 | 10 | 30 | 62 | 874 | 441 | -8.6 | 10.1 | 261.2 | 49.8 | 18.7 | 952.5
2019 | 11 | 13 | 11 | 30 | 66 | 925 | 555 | -8.3 | 8 | 282.6 | 40.9 | 21.1 | 952.9
2019 | 11 | 13 | 12 | 30 | 66 | 924 | 597 | -8.3 | 7.1 | 293.4 | 37.2 | 21.7 | 952.7
2019 | 11 | 13 | 13 | 30 | 87 | 750 | 516 | -8.2 | 3.8 | 261.9 | 36.6 | 22.1 | 952.5
2019 | 11 | 13 | 14 | 30 | 68 | 864 | 511 | -8.1 | 0.1 | 221.4 | 38.4 | 22 | 952.3
2019 | 11 | 13 | 15 | 30 | 56 | 852 | 404 | -7.9 | 0 | 239.2 | 36.9 | 22.1 | 952.8
2019 | 11 | 13 | 16 | 30 | 24 | 403 | 147 | -7.6 | 0 | 113.5 | 19.4 | 11.2 | 952.8
2019 | 11 | 13 | 17 | 30 | 0 | 0 | 0 | -7 | 0 | 0 | 0 | 0 | 952.8
2019 | 11 | 13 | 18 | 30 | 0 | 0 | 0 | -6 | 0 | 0 | 0 | 0 | 952.8
2019 | 11 | 13 | 19 | 30 | 0 | 0 | 0 | -4.2 | 0 | 0 | 0 | 0 | 952.8
2019 | 11 | 13 | 20 | 30 | 0 | 0 | 0 | -2.1 | 0 | 0 | 0 | 0 | 952.8
2019 | 11 | 13 | 21 | 30 | 0 | 0 | 0 | 0.1 | 0 | 0 | 0 | 0 | 952.8
2019 | 11 | 13 | 22 | 30 | 0 | 0 | 0 | 1.6 | 0 | 0 | 0 | 0 | 952.8
2019 | 11 | 13 | 23 | 30 | 0 | 0 | 0 | 2.6 | 0 | 0 | 0 | 0 | 952.8
2019 | 11 | 14 | 0 | 30 | 0 | 0 | 0 | 3.5 | 0 | 0 | 0 | 0 | 952.8
2019 | 11 | 14 | 1 | 30 | 0 | 0 | 0 | 4.3 | 0 | 0 | 0 | 0 | 952.8
2019 | 11 | 14 | 2 | 30 | 0 | 0 | 0 | 4.8 | 0 | 0 | 0 | 0 | 952.8
2019 | 11 | 14 | 3 | 30 | 0 | 0 | 0 | 5.2 | 0 | 0 | 0 | 0 | 952.8
2019 | 11 | 14 | 4 | 30 | 0 | 0 | 0 | 5.3 | 0 | 0 | 0 | 0 | 952.8
2019 | 11 | 14 | 5 | 30 | 0 | 0 | 0 | 5.1 | 0 | 0 | 0 | 0 | 952.8
2019 | 11 | 14 | 6 | 30 | 0 | 0 | 0 | 4.4 | 0 | 0 | 0 | 0 | 952.8
2019 | 11 | 14 | 7 | 30 | 0 | 0 | 0 | 3.6 | 0 | 0 | 0 | 0 | 952.8
2019 | 11 | 14 | 8 | 30 | 22 | 137 | 48 | 2.1 | 1.9 | 78.8 | 14.6 | 4.7 | 952.8
2019 | 11 | 14 | 9 | 30 | 94 | 511 | 248 | 0.2 | 6.5 | 259.6 | 39.5 | 15.8 | 948.5
2019 | 11 | 14 | 10 | 30 | 172 | 128 | 228 | -2.8 | 6 | 256.2 | 35.3 | 16.4 | 948
2019 | 11 | 14 | 11 | 30 | 256 | 72 | 296 | -6.1 | 8.9 | 285.7 | 36.6 | 16.4 | 947.5
2019 | 11 | 14 | 12 | 30 | 237 | 16 | 248 | -8.6 | 13 | 304 | 40.4 | 16.7 | 946.6
2019 | 11 | 14 | 13 | 30 | 254 | 64 | 292 | -10.2 | 11.1 | 295.9 | 40.5 | 17.1 | 945.6
2019 | 11 | 14 | 14 | 30 | 210 | 170 | 301 | -11 | 12.4 | 298.2 | 42.1 | 17.1 | 945
2019 | 11 | 14 | 15 | 30 | 164 | 10 | 169 | -11.3 | 12.2 | 287.3 | 54.5 | 14.2 | 946
2019 | 11 | 14 | 16 | 30 | 123 | 45 | 137 | -11.1 | 9.2 | 270.9 | 48.5 | 13.2 | 946.4
2019 | 11 | 14 | 17 | 30 | 33 | 3 | 34 | -10.9 | 10.3 | 270.5 | 42.3 | 12.2 | 946.8
2019 | 11 | 14 | 18 | 30 | 0 | 0 | 0 | -10.7 | 5.6 | 238.1 | 44 | 11.2 | 947.4
2019 | 11 | 14 | 19 | 30 | 0 | 0 | 0 | -10.8 | 4.1 | 215.6 | 40.2 | 11.3 | 947.3
2019 | 11 | 14 | 20 | 30 | 0 | 0 | 0 | -11 | 6.1 | 257.5 | 36.8 | 11.7 | 947.5
2019 | 11 | 14 | 21 | 30 | 0 | 0 | 0 | -11.2 | 6.7 | 287.7 | 38.7 | 11.8 | 947.6
2019 | 11 | 14 | 22 | 30 | 0 | 0 | 0 | -11.4 | 5.5 | 247.9 | 41.6 | 11.5 | 947.9
2019 | 11 | 14 | 23 | 30 | 0 | 0 | 0 | -11.6 | 4.3 | 258.3 | 43.3 | 11 | 947.5
2019 | 11 | 15 | 0 | 30 | 0 | 0 | 0 | -11.7 | 7.8 | 248.7 | 47.9 | 10.4 | 947.4
2019 | 11 | 15 | 1 | 30 | 0 | 0 | 0 | -11.8 | 7.8 | 251 | 49.2 | 10.1 | 947.2
2019 | 11 | 15 | 2 | 30 | 0 | 0 | 0 | -12.1 | 5.2 | 249.5 | 46.5 | 9.7 | 947.2
2019 | 11 | 15 | 3 | 30 | 0 | 0 | 0 | -12.5 | 5.4 | 236 | 47.2 | 9.4 | 947.2
2019 | 11 | 15 | 4 | 30 | 0 | 0 | 0 | -12.8 | 7 | 252.5 | 47.1 | 9.2 | 946.6
2019 | 11 | 15 | 5 | 30 | 0 | 0 | 0 | -13 | 6.4 | 257.7 | 44.9 | 8.8 | 946.5
2019 | 11 | 15 | 6 | 30 | 0 | 0 | 0 | -13.1 | 9.4 | 238.9 | 47.6 | 8.6 | 946.2
2019 | 11 | 15 | 7 | 30 | 2 | 1 | 2 | -13.1 | 6.4 | 279 | 46.4 | 8.6 | 946.7
2019 | 11 | 15 | 8 | 30 | 32 | 387 | 88 | -13 | 7.5 | 286.9 | 45.3 | 9 | 947.5
2019 | 11 | 15 | 9 | 30 | 58 | 733 | 272 | -13.5 | 4.7 | 286.1 | 38.1 | 10.6 | 948.4
2019 | 11 | 15 | 10 | 30 | 72 | 848 | 433 | -14.5 | 6 | 298.4 | 24.4 | 12.6 | 948.6
2019 | 11 | 15 | 11 | 30 | 84 | 909 | 556 | -15 | 6.9 | 287.6 | 27.4 | 13 | 948.6
2019 | 11 | 15 | 12 | 30 | 220 | 301 | 394 | -15.2 | 4 | 287.5 | 26.3 | 13.2 | 948.1
2019 | 11 | 15 | 13 | 30 | 219 | 139 | 300 | -15.1 | 6.7 | 278.1 | 26.8 | 12.9 | 947.6
2019 | 11 | 15 | 14 | 30 | 236 | 643 | 568 | -14.8 | 6.9 | 285.6 | 23.4 | 13.9 | 947.4
2019 | 11 | 15 | 15 | 30 | 128 | 209 | 222 | -14.1 | 5.9 | 256.8 | 26.5 | 12.6 | 947.1
2019 | 11 | 15 | 16 | 30 | 92 | 192 | 150 | -13.8 | 5.6 | 275.8 | 28.6 | 12.3 | 947.2
2019 | 11 | 15 | 17 | 30 | 40 | 150 | 62 | -13.5 | 3.9 | 302.7 | 33 | 11.3 | 947.6
2019 | 11 | 15 | 18 | 30 | 0 | 0 | 0 | -13.1 | 2 | 315.1 | 39.7 | 9.3 | 948.1
2019 | 11 | 15 | 19 | 30 | 0 | 0 | 0 | -13 | 1 | 94.2 | 46.1 | 7.3 | 948.6
2019 | 11 | 15 | 20 | 30 | 0 | 0 | 0 | -13 | 1.6 | 101.5 | 57.6 | 5.4 | 949.2
2019 | 11 | 15 | 21 | 30 | 0 | 0 | 0 | -13 | 0.7 | 92.9 | 57.6 | 4.9 | 949.7
2019 | 11 | 15 | 22 | 30 | 0 | 0 | 0 | -12.7 | 1.4 | 204.8 | 56 | 5.1 | 950.2
2019 | 11 | 15 | 23 | 30 | 0 | 0 | 0 | -12.3 | 1.9 | 223.2 | 55 | 5.7 | 950.6
2019 | 11 | 16 | 0 | 30 | 0 | 0 | 0 | -11.6 | 0.8 | 200.6 | 59.1 | 5.4 | 950.7
2019 | 11 | 16 | 1 | 30 | 0 | 0 | 0 | -10.8 | 1 | 214.5 | 60.9 | 5.1 | 950.7
2019 | 11 | 16 | 2 | 30 | 0 | 0 | 0 | -10 | 2.5 | 190.3 | 60.2 | 5.9 | 950.8
2019 | 11 | 16 | 3 | 30 | 0 | 0 | 0 | -9.3 | 1.9 | 211.4 | 60.5 | 5.9 | 950.9
2019 | 11 | 16 | 4 | 30 | 0 | 0 | 0 | -9 | 1.7 | 240.9 | 63.3 | 5.1 | 951.5
2019 | 11 | 16 | 5 | 30 | 0 | 0 | 0 | -8.8 | 0.6 | 197.7 | 68.4 | 3.6 | 952
2019 | 11 | 16 | 6 | 30 | 0 | 0 | 0 | -8.6 | 1.5 | 221.4 | 65.3 | 4.2 | 952.6
2019 | 11 | 16 | 7 | 30 | 2 | 0 | 2 | -8.3 | 1.2 | 215.3 | 61.6 | 5 | 953.5
2019 | 11 | 16 | 8 | 30 | 51 | 387 | 105 | -8.1 | 0.9 | 198.7 | 58.7 | 6.3 | 954.4
2019 | 11 | 16 | 9 | 30 | 64 | 699 | 267 | -8.1 | 3.4 | 240.6 | 44.6 | 9.9 | 955
2019 | 11 | 16 | 10 | 30 | 75 | 807 | 416 | -7.9 | 4.8 | 274.5 | 38.2 | 11.4 | 955.5
2019 | 11 | 16 | 11 | 30 | 83 | 879 | 537 | -7.5 | 5.6 | 282.7 | 34.1 | 12.8 | 955.7
2019 | 11 | 16 | 12 | 30 | 86 | 899 | 592 | -7.2 | 4.6 | 270.3 | 31.1 | 13.7 | 955.4
2019 | 11 | 16 | 13 | 30 | 81 | 914 | 591 | -7.1 | 5.1 | 265.3 | 28.6 | 14.5 | 955.1
2019 | 11 | 16 | 14 | 30 | 73 | 903 | 526 | -7.1 | 5.8 | 275.1 | 26.8 | 15.1 | 954.9
2019 | 11 | 16 | 15 | 30 | 58 | 865 | 403 | -6.6 | 5.2 | 322.3 | 23.4 | 15 | 955.1
2019 | 11 | 16 | 16 | 30 | 44 | 741 | 236 | -7 | 5.4 | 324 | 24.4 | 14.4 | 955.6
2019 | 11 | 16 | 17 | 30 | 20 | 359 | 61 | -7.4 | 4.8 | 323.1 | 27.8 | 12.8 | 956.3
2019 | 11 | 16 | 18 | 30 | 0 | 0 | 0 | -7.8 | 4.2 | 324.8 | 29.6 | 11.2 | 957.1
2019 | 11 | 16 | 19 | 30 | 0 | 0 | 0 | -8.4 | 2.4 | 153.4 | 31.1 | 10.8 | 957.7
2019 | 11 | 16 | 20 | 30 | 0 | 0 | 0 | -9 | 2.5 | 249.8 | 38.4 | 8.8 | 958.4
2019 | 11 | 16 | 21 | 30 | 0 | 0 | 0 | -9.4 | 2.4 | 220.9 | 46.5 | 7.5 | 959.1
2019 | 11 | 16 | 22 | 30 | 0 | 0 | 0 | -9.3 | 1.5 | 90.4 | 51.4 | 5.4 | 959.4
2019 | 11 | 16 | 23 | 30 | 0 | 0 | 0 | -8.7 | 1.9 | 54.1 | 49.5 | 5.3 | 959.2
2019 | 11 | 17 | 0 | 30 | 0 | 0 | 0 | -7.7 | 2 | 105.7 | 47.7 | 4.7 | 959.2
2019 | 11 | 17 | 1 | 30 | 0 | 0 | 0 | -7 | 0.8 | 137.3 | 48.5 | 4.1 | 959.2
2019 | 11 | 17 | 2 | 30 | 0 | 0 | 0 | -6.7 | 1.1 | 258.1 | 48.3 | 4.4 | 959
2019 | 11 | 17 | 3 | 30 | 0 | 0 | 0 | -6.7 | 1.9 | 105.7 | 45.9 | 4.6 | 958.9
2019 | 11 | 17 | 4 | 30 | 0 | 0 | 0 | -6.8 | 2.2 | 52 | 45.6 | 3.9 | 958.6
2019 | 11 | 17 | 5 | 30 | 0 | 0 | 0 | -7 | 1.9 | 67.1 | 45.5 | 3.8 | 958.4
2019 | 11 | 17 | 6 | 30 | 0 | 0 | 0 | -7.4 | 2.3 | 148 | 43.6 | 5.7 | 958.5
2019 | 11 | 17 | 7 | 30 | 1 | 0 | 1 | -7.6 | 1.7 | 69.4 | 47.9 | 4.7 | 958.7
2019 | 11 | 17 | 8 | 30 | 37 | 470 | 101 | -7.7 | 2 | 96.6 | 39.7 | 7.2 | 958.8
2019 | 11 | 17 | 9 | 30 | 103 | 761 | 321 | -8.1 | 2.6 | 102.7 | 31.3 | 11.2 | 959
2019 | 11 | 17 | 10 | 30 | 191 | 707 | 490 | -8.7 | 5.3 | 244.7 | 28.1 | 14.2 | 959.1
2019 | 11 | 17 | 11 | 30 | 288 | 290 | 436 | -8.4 | 5.6 | 238.7 | 30.9 | 15 | 959.1
2019 | 11 | 17 | 12 | 30 | 192 | 1 | 195 | -7.6 | 4 | 242.8 | 39.1 | 13.7 | 958.5
2019 | 11 | 17 | 13 | 30 | 174 | 0 | 176 | -6.8 | 3.3 | 249.9 | 47.6 | 13 | 957.8
2019 | 11 | 17 | 14 | 30 | 143 | 0 | 144 | -6.1 | 4.6 | 239.9 | 49 | 13.6 | 957.1
2019 | 11 | 17 | 15 | 30 | 139 | 1 | 141 | -5.7 | 9.6 | 281.4 | 57.2 | 14.9 | 956.2
2019 | 11 | 17 | 16 | 30 | 80 | 161 | 113 | -5.7 | 8.7 | 268 | 57.2 | 15.4 | 956.1
2019 | 11 | 17 | 17 | 30 | 30 | 146 | 51 | -5.8 | 7.3 | 256.4 | 54.3 | 15.2 | 955.9
2019 | 11 | 17 | 18 | 30 | 0 | 0 | 0 | -5.9 | 4 | 239 | 57.8 | 13 | 955.9
2019 | 11 | 17 | 19 | 30 | 0 | 0 | 0 | -6.1 | 3.2 | 217.4 | 57.9 | 11.9 | 955.4
2019 | 11 | 17 | 20 | 30 | 0 | 0 | 0 | -6.4 | 3.5 | 239.2 | 58.3 | 12 | 955
2019 | 11 | 17 | 21 | 30 | 0 | 0 | 0 | -6.7 | 4.2 | 242.2 | 56.8 | 12.2 | 954.7
2019 | 11 | 17 | 22 | 30 | 0 | 0 | 0 | -6.9 | 2 | 214.2 | 64 | 10.7 | 954.1
2019 | 11 | 17 | 23 | 30 | 0 | 0 | 0 | -7.1 | 1.1 | 244.7 | 67.3 | 11.2 | 953.3
2019 | 11 | 18 | 0 | 30 | 0 | 0 | 0 | -7.1 | 1.1 | 253.8 | 65 | 11.3 | 952.9
2019 | 11 | 18 | 1 | 30 | 0 | 0 | 0 | -7.2 | 0.8 | 206.7 | 66 | 10.9 | 952.2
2019 | 11 | 18 | 2 | 30 | 0 | 0 | 0 | -7.4 | 1.1 | 280.2 | 65.9 | 10.1 | 951.9
2019 | 11 | 18 | 3 | 30 | 0 | 0 | 0 | -7.4 | 4 | 221.5 | 74.8 | 11.3 | 951.3
2019 | 11 | 18 | 4 | 30 | 0 | 0 | 0 | -7.3 | 3.9 | 251.5 | 72.6 | 12.3 | 950.5
2019 | 11 | 18 | 5 | 30 | 0 | 0 | 0 | -7.1 | 4.3 | 289.5 | 75.7 | 11 | 950.8
2019 | 11 | 18 | 6 | 30 | 0 | 0 | 0 | -6.8 | 3 | 232.5 | 74.8 | 9.7 | 950.9
2019 | 11 | 18 | 7 | 30 | 1 | 0 | 1 | -6.4 | 3.5 | 235.3 | 81.3 | 8.1 | 950.1
2019 | 11 | 18 | 8 | 30 | 28 | 222 | 63 | -6 | 3.4 | 196.4 | 76.9 | 8 | 952
2019 | 11 | 18 | 9 | 30 | 54 | 716 | 256 | -5.6 | 1.4 | 173.9 | 65.8 | 11.1 | 953.6
2019 | 11 | 18 | 10 | 30 | 63 | 849 | 415 | -5.1 | 2.1 | 195.6 | 52.7 | 13.5 | 953.8
2019 | 11 | 18 | 11 | 30 | 69 | 908 | 530 | -4.3 | 2 | 219.3 | 43.3 | 14.9 | 954
2019 | 11 | 18 | 12 | 30 | 71 | 929 | 586 | -3.9 | 3.6 | 201.3 | 37 | 15.7 | 954
2019 | 11 | 18 | 13 | 30 | 71 | 927 | 580 | -3.8 | 5.4 | 321.8 | 37.8 | 15.7 | 954
2019 | 11 | 18 | 14 | 30 | 67 | 901 | 512 | -3.5 | 6.6 | 326.8 | 36.4 | 15.6 | 954.1
2019 | 11 | 18 | 15 | 30 | 60 | 843 | 391 | -3.2 | 6.2 | 314 | 37.1 | 15.4 | 954.5
2019 | 11 | 18 | 16 | 30 | 45 | 717 | 227 | -2.7 | 2.3 | 265 | 34.2 | 15.9 | 955
2019 | 11 | 18 | 17 | 30 | 20 | 351 | 59 | -2.1 | 5.2 | 314.8 | 41.1 | 13.3 | 955.8
2019 | 11 | 18 | 18 | 30 | 0 | 0 | 0 | -1.6 | 2.3 | 241.5 | 45.7 | 11.5 | 956.9
2019 | 11 | 18 | 19 | 30 | 0 | 0 | 0 | -1.5 | 1 | 166.8 | 54.4 | 9.5 | 957.9
2019 | 11 | 18 | 20 | 30 | 0 | 0 | 0 | -1.8 | 0.9 | 135.8 | 65.3 | 7.5 | 958.4
2019 | 11 | 18 | 21 | 30 | 0 | 0 | 0 | -1.9 | 1.3 | 108.7 | 67 | 7.1 | 958.7
2019 | 11 | 18 | 22 | 30 | 0 | 0 | 0 | -0.8 | 2.9 | 27.7 | 60 | 7.8 | 959.2
2019 | 11 | 18 | 23 | 30 | 0 | 0 | 0 | 2.1 | 2 | 56.3 | 59.2 | 7.4 | 959.4
2019 | 11 | 19 | 0 | 30 | 0 | 0 | 0 | 5 | 1.9 | 47.5 | 66.4 | 5.7 | 959.6
2019 | 11 | 19 | 1 | 30 | 0 | 0 | 0 | 6.9 | 2 | 33 | 64.7 | 5.7 | 959.5
2019 | 11 | 19 | 2 | 30 | 0 | 0 | 0 | 8.1 | 1.3 | 117.3 | 65.9 | 5.4 | 959.4
2019 | 11 | 19 | 3 | 30 | 0 | 0 | 0 | 8.7 | 1 | 54.9 | 69.8 | 4.5 | 959.5
2019 | 11 | 19 | 4 | 30 | 0 | 0 | 0 | 8.9 | 1.4 | 34.6 | 69.2 | 4.6 | 959.6
2019 | 11 | 19 | 5 | 30 | 0 | 0 | 0 | 8.8 | 1.7 | 84.8 | 68.7 | 4.5 | 959.5
2019 | 11 | 19 | 6 | 30 | 0 | 0 | 0 | 8.6 | 2.3 | 36.4 | 67.9 | 4.7 | 959.6
2019 | 11 | 19 | 7 | 30 | 1 | 0 | 2 | 8.2 | 2.4 | 20.8 | 64.8 | 5.3 | 960
2019 | 11 | 19 | 8 | 30 | 43 | 31 | 46 | 6.7 | 1.9 | 20.5 | 66.9 | 5.3 | 960.6
2019 | 11 | 19 | 9 | 30 | 158 | 147 | 203 | 4.1 | 1 | 92.6 | 59 | 8.4 | 960.8
2019 | 11 | 19 | 10 | 30 | 228 | 195 | 312 | 2.3 | 0.6 | 218.1 | 50.4 | 11.5 | 960.7
2019 | 11 | 19 | 11 | 30 | 243 | 343 | 424 | 0.5 | 1.7 | 227.4 | 47.3 | 12.7 | 960.4
2019 | 11 | 19 | 12 | 30 | 137 | 732 | 544 | -1.1 | 1.8 | 198.4 | 43.5 | 13.8 | 959.5
2019 | 11 | 19 | 13 | 30 | 160 | 698 | 546 | -2.7 | 1.7 | 168.5 | 39.1 | 14.5 | 958.6
2019 | 11 | 19 | 14 | 30 | 207 | 251 | 336 | -4 | 0.8 | 213.3 | 36.9 | 14.9 | 958
2019 | 11 | 19 | 15 | 30 | 208 | 157 | 276 | -5 | 2.2 | 244.7 | 44 | 15 | 957.4
2019 | 11 | 19 | 16 | 30 | 139 | 95 | 161 | -5.5 | 3.7 | 258.6 | 62.5 | 13.5 | 957.2
2019 | 11 | 19 | 17 | 30 | 41 | 52 | 48 | -5.6 | 3.2 | 272.3 | 67 | 12.3 | 957.3
2019 | 11 | 19 | 18 | 30 | 0 | 0 | 0 | -5.5 | 2.3 | 305.4 | 75.5 | 10.5 | 957.8
2019 | 11 | 19 | 19 | 30 | 0 | 0 | 0 | -5 | 2.1 | 313.1 | 74.8 | 10.1 | 958
2019 | 11 | 19 | 20 | 30 | 0 | 0 | 0 | -4.3 | 1.4 | 112.3 | 79.5 | 8.8 | 958.1
2019 | 11 | 19 | 21 | 30 | 0 | 0 | 0 | -3.6 | 1.5 | 41.2 | 79.2 | 8.9 | 958
2019 | 11 | 19 | 22 | 30 | 0 | 0 | 0 | -3.1 | 1.4 | 43.5 | 78.4 | 8.8 | 958
2019 | 11 | 19 | 23 | 30 | 0 | 0 | 0 | -2.8 | 1.1 | 13.1 | 79.8 | 8.4 | 957.8
2019 | 11 | 20 | 0 | 30 | 0 | 0 | 0 | -2.7 | 1.3 | 38.3 | 80 | 8.1 | 957.6
2019 | 11 | 20 | 1 | 30 | 0 | 0 | 0 | -2.8 | 1.7 | 39.9 | 79.5 | 8.3 | 957.1
2019 | 11 | 20 | 2 | 30 | 0 | 0 | 0 | -2.9 | 0.7 | 38.9 | 81.2 | 7.7 | 956.6
2019 | 11 | 20 | 3 | 30 | 0 | 0 | 0 | -3.1 | 1.2 | 66.2 | 84.9 | 7.1 | 956.3
2019 | 11 | 20 | 4 | 30 | 0 | 0 | 0 | -3.3 | 0.7 | 10.9 | 84.9 | 6 | 955.9
2019 | 11 | 20 | 5 | 30 | 0 | 0 | 0 | -3.5 | 0.7 | 139.4 | 86.4 | 4.8 | 955.8
2019 | 11 | 20 | 6 | 30 | 0 | 0 | 0 | -3.6 | 0.8 | 110 | 88.3 | 4.4 | 955.5
2019 | 11 | 20 | 7 | 30 | 1 | 0 | 1 | -3.7 | 1.3 | 69.7 | 86 | 4.2 | 955.5
2019 | 11 | 20 | 8 | 30 | 29 | 330 | 70 | -3.4 | 0.7 | 33.6 | 84.2 | 5.3 | 955.6
2019 | 11 | 20 | 9 | 30 | 66 | 668 | 248 | -2.3 | 0.8 | 87.2 | 72.8 | 9.2 | 955.7
2019 | 11 | 20 | 10 | 30 | 103 | 635 | 360 | -2.4 | 0.7 | 168.7 | 60.7 | 12.1 | 955.6
2019 | 11 | 20 | 11 | 30 | 154 | 629 | 472 | -3.3 | 2.2 | 251.7 | 57.7 | 12.8 | 955.3
2019 | 11 | 20 | 12 | 30 | 92 | 883 | 577 | -3.7 | 3.2 | 248.5 | 55.6 | 13.8 | 954.6
2019 | 11 | 20 | 13 | 30 | 157 | 707 | 546 | -4 | 3.5 | 250.5 | 50.4 | 14.4 | 953.6
2019 | 11 | 20 | 14 | 30 | 222 | 124 | 289 | -4.3 | 3.4 | 250.9 | 57 | 14 | 952.9
2019 | 11 | 20 | 15 | 30 | 163 | 1 | 164 | -4.5 | 2.7 | 265.5 | 58.4 | 13.7 | 952.5
2019 | 11 | 20 | 16 | 30 | 49 | 0 | 49 | -4.4 | 2.2 | 271.2 | 59.9 | 13.5 | 952.5
2019 | 11 | 20 | 17 | 30 | 20 | 45 | 23 | -3.9 | 2.2 | 276.7 | 66.2 | 12.8 | 952.5
2019 | 11 | 20 | 18 | 30 | 0 | 0 | 0 | -3 | 1.3 | 267.2 | 72.5 | 11.4 | 952.6
2019 | 11 | 20 | 19 | 30 | 0 | 0 | 0 | -2.2 | 1.2 | 274 | 77.8 | 10.2 | 953
2019 | 11 | 20 | 20 | 30 | 0 | 0 | 0 | -1.8 | 1.7 | 304.1 | 80.5 | 9.7 | 953
2019 | 11 | 20 | 21 | 30 | 0 | 0 | 0 | -1.9 | 1.5 | 281.1 | 82.9 | 8.8 | 953.1
2019 | 11 | 20 | 22 | 30 | 0 | 0 | 0 | -2.2 | 0.5 | 76.5 | 86.5 | 7.6 | 953.4
2019 | 11 | 20 | 23 | 30 | 0 | 0 | 0 | -2.6 | 1 | 223.6 | 87.4 | 6.9 | 953.5
2019 | 11 | 21 | 0 | 30 | 0 | 0 | 0 | -2.9 | 1.1 | 254.3 | 86.4 | 6.8 | 953.5
2019 | 11 | 21 | 1 | 30 | 0 | 0 | 0 | -3.1 | 1.1 | 194 | 83.4 | 7.3 | 953.3
2019 | 11 | 21 | 2 | 30 | 0 | 0 | 0 | -3 | 0.7 | 108.3 | 87.5 | 5.5 | 953.2
2019 | 11 | 21 | 3 | 30 | 0 | 0 | 0 | -2.8 | 0.5 | 122.2 | 87.3 | 5.6 | 953
2019 | 11 | 21 | 4 | 30 | 0 | 0 | 0 | -2.6 | 1 | 76 | 85.4 | 5.6 | 952.9
2019 | 11 | 21 | 5 | 30 | 0 | 0 | 0 | -2.5 | 1 | 114.3 | 85.9 | 5.5 | 952.9
2019 | 11 | 21 | 6 | 30 | 0 | 0 | 0 | -2.5 | 1.3 | 29.7 | 83.7 | 6 | 952.8
2019 | 11 | 21 | 7 | 30 | 0 | 0 | 0 | -2.5 | 1.1 | 200.7 | 82.8 | 6.4 | 953.1
2019 | 11 | 21 | 8 | 30 | 25 | 0 | 25 | -2.4 | 1 | 60.1 | 85.8 | 6.3 | 953.5
2019 | 11 | 21 | 9 | 30 | 109 | 11 | 113 | -2.2 | 0.9 | 65.8 | 77.4 | 9.6 | 953.8
2019 | 11 | 21 | 10 | 30 | 126 | 0 | 127 | -2.8 | 0.5 | 114.3 | 73.8 | 10.4 | 954
2019 | 11 | 21 | 11 | 30 | 113 | 0 | 114 | -3.4 | 1.1 | 216.3 | 71.2 | 11.4 | 954
2019 | 11 | 21 | 12 | 30 | 220 | 0 | 222 | -3.8 | 1.1 | 198.4 | 67.8 | 12.2 | 953.4
2019 | 11 | 21 | 13 | 30 | 320 | 9 | 328 | -4.1 | 1.9 | 249.9 | 64.6 | 13.7 | 952.7
2019 | 11 | 21 | 14 | 30 | 243 | 136 | 311 | -4.3 | 2 | 233.6 | 63.3 | 14.8 | 952
2019 | 11 | 21 | 15 | 30 | 183 | 68 | 213 | -4.2 | 2.7 | 245.1 | 64.3 | 15.1 | 951.7
2019 | 11 | 21 | 16 | 30 | 93 | 11 | 96 | -3.9 | 2.6 | 248.8 | 67.2 | 14.9 | 951.7
2019 | 11 | 21 | 17 | 30 | 33 | 14 | 35 | -3.6 | 2.3 | 237.7 | 71 | 14.4 | 951.6
2019 | 11 | 21 | 18 | 30 | 0 | 0 | 0 | -3.2 | 2.5 | 254.8 | 77.3 | 13.3 | 951.7
2019 | 11 | 21 | 19 | 30 | 0 | 0 | 0 | -3 | 2.9 | 294.2 | 83.1 | 12.6 | 952.1
2019 | 11 | 21 | 20 | 30 | 0 | 0 | 0 | -2.9 | 2.1 | 293.1 | 82.9 | 12.7 | 952.1
2019 | 11 | 21 | 21 | 30 | 0 | 0 | 0 | -3.1 | 2.8 | 281.1 | 84.4 | 12.3 | 952.3
2019 | 11 | 21 | 22 | 30 | 0 | 0 | 0 | -3.2 | 1.7 | 294.1 | 87 | 12.1 | 952.2
2019 | 11 | 21 | 23 | 30 | 0 | 0 | 0 | -3.2 | 1.8 | 312.5 | 87.4 | 12.1 | 951.9
2019 | 11 | 22 | 0 | 30 | 0 | 0 | 0 | -3.4 | 2.1 | 304.8 | 87 | 12.1 | 951.8
2019 | 11 | 22 | 1 | 30 | 0 | 0 | 0 | -3.7 | 2.3 | 311.2 | 89.5 | 10.9 | 951.2
2019 | 11 | 22 | 2 | 30 | 0 | 0 | 0 | -4.3 | 2.4 | 311.1 | 90.2 | 10.5 | 950.9
2019 | 11 | 22 | 3 | 30 | 0 | 0 | 0 | -5.1 | 2.2 | 292.1 | 89.9 | 10.5 | 950.9
2019 | 11 | 22 | 4 | 30 | 0 | 0 | 0 | -5.6 | 1.8 | 282.1 | 90.1 | 10.4 | 950.6
2019 | 11 | 22 | 5 | 30 | 0 | 0 | 0 | -5.7 | 1.9 | 308.9 | 89.2 | 11.1 | 950.3
2019 | 11 | 22 | 6 | 30 | 0 | 0 | 0 | -5.7 | 1 | 311.7 | 88.4 | 10.8 | 950.1
2019 | 11 | 22 | 7 | 30 | 0 | 0 | 0 | -5.4 | 0.8 | 241 | 89.6 | 11.3 | 949.7
2019 | 11 | 22 | 8 | 30 | 6 | 0 | 6 | -4.8 | 1.3 | 267.7 | 90.3 | 11.5 | 950
2019 | 11 | 22 | 9 | 30 | 23 | 0 | 23 | -4 | 2.5 | 285.4 | 89.8 | 12.3 | 950.2
2019 | 11 | 22 | 10 | 30 | 152 | 2 | 155 | -3.4 | 3.2 | 297.1 | 89.9 | 12.9 | 949.8
2019 | 11 | 22 | 11 | 30 | 110 | 0 | 111 | -3.4 | 3.4 | 268.8 | 87.3 | 13.3 | 949.3
2019 | 11 | 22 | 12 | 30 | 197 | 2 | 201 | -3.6 | 5.8 | 242.3 | 84.9 | 13.9 | 948.2
2019 | 11 | 22 | 13 | 30 | 154 | 2 | 156 | -3.9 | 6.7 | 231.2 | 82.8 | 14.1 | 946.7
2019 | 11 | 22 | 14 | 30 | 219 | 20 | 231 | -4.2 | 8 | 233.7 | 79.6 | 14.1 | 945.5
2019 | 11 | 22 | 15 | 30 | 124 | 1 | 126 | -4.3 | 6 | 248.4 | 81.5 | 14 | 944.4
2019 | 11 | 22 | 16 | 30 | 88 | 2 | 88 | -4.4 | 6 | 251.2 | 82.5 | 14.1 | 943.7
2019 | 11 | 22 | 17 | 30 | 19 | 0 | 19 | -4.5 | 5 | 248.4 | 85.9 | 13.8 | 943.4
2019 | 11 | 22 | 18 | 30 | 0 | 0 | 0 | -4.6 | 4.6 | 251.9 | 89.1 | 13.5 | 943
2019 | 11 | 22 | 19 | 30 | 0 | 0 | 0 | -4.8 | 3.1 | 279.3 | 90.4 | 13.2 | 942.5
2019 | 11 | 22 | 20 | 30 | 0 | 0 | 0 | -5.2 | 3.4 | 296.1 | 92.7 | 13.3 | 942.4
2019 | 11 | 22 | 21 | 30 | 0 | 0 | 0 | -5.5 | 2.6 | 304.9 | 93.8 | 13.4 | 942.4
2019 | 11 | 22 | 22 | 30 | 0 | 0 | 0 | -5.8 | 2.5 | 275.7 | 93.3 | 13.4 | 941.9
2019 | 11 | 22 | 23 | 30 | 0 | 0 | 0 | -6.1 | 4 | 273.8 | 77.1 | 13.8 | 941
2019 | 11 | 23 | 0 | 30 | 0 | 0 | 0 | -6.4 | 4.6 | 249.8 | 55.2 | 13.5 | 941
2019 | 11 | 23 | 1 | 30 | 0 | 0 | 0 | -6.6 | 5.7 | 250 | 44.6 | 14.4 | 940.4
2019 | 11 | 23 | 2 | 30 | 0 | 0 | 0 | -6.8 | 9 | 275.6 | 41.9 | 15.1 | 940.1
2019 | 11 | 23 | 3 | 30 | 0 | 0 | 0 | -6.7 | 12.4 | 291.5 | 42.9 | 15.2 | 939.7
2019 | 11 | 23 | 4 | 30 | 0 | 0 | 0 | -6.4 | 14.7 | 299.1 | 42.5 | 14.9 | 939.8
2019 | 11 | 23 | 5 | 30 | 0 | 0 | 0 | -5.6 | 13.5 | 304.5 | 45.2 | 14.1 | 940.6
2019 | 11 | 23 | 6 | 30 | 0 | 0 | 0 | -4.6 | 10.9 | 289 | 51.9 | 13.2 | 941.5
2019 | 11 | 23 | 7 | 30 | 0 | 0 | 0 | -3.7 | 7.3 | 277.3 | 58.3 | 12.1 | 942.9
2019 | 11 | 23 | 8 | 30 | 23 | 360 | 66 | -2.8 | 7.2 | 262.5 | 58.3 | 11.7 | 943.9
2019 | 11 | 23 | 9 | 30 | 48 | 713 | 236 | -1.7 | 9.7 | 274.8 | 50.4 | 13.3 | 944.4
2019 | 11 | 23 | 10 | 30 | 61 | 843 | 396 | -1.7 | 10.9 | 286.9 | 39.5 | 14.6 | 944.7
2019 | 11 | 23 | 11 | 30 | 67 | 909 | 514 | -2.4 | 2.9 | 198 | 36.3 | 15.2 | 944.4
2019 | 11 | 23 | 12 | 30 | 73 | 930 | 574 | -3.1 | 0 | 296.3 | 33.2 | 15.7 | 944.8
2019 | 11 | 23 | 13 | 30 | 100 | 755 | 506 | -3.7 | 0.3 | 186.1 | 34.5 | 16.5 | 946.9
2019 | 11 | 23 | 14 | 30 | 171 | 0 | 173 | -4.2 | 2.3 | 151.4 | 54.5 | 19.5 | 957.2
2019 | 11 | 23 | 15 | 30 | 109 | 0 | 110 | -4.5 | 6.1 | 270.5 | 51 | 20.9 | 956.8
2019 | 11 | 23 | 16 | 30 | 110 | 278 | 170 | -4.5 | 7.3 | 273.4 | 48.9 | 21.4 | 956.9
2019 | 11 | 23 | 17 | 30 | 33 | 306 | 64 | -4.6 | 5.5 | 269.2 | 45.3 | 20.9 | 957.1
2019 | 11 | 23 | 18 | 30 | 0 | 0 | 0 | -4.9 | 2.6 | 247 | 50 | 19.4 | 957.5
2019 | 11 | 23 | 19 | 30 | 0 | 0 | 0 | -5.2 | 5.8 | 216.4 | 59.2 | 18.2 | 957.7
2019 | 11 | 23 | 20 | 30 | 0 | 0 | 0 | -5.4 | 6.3 | 200.3 | 55.9 | 18.2 | 957.9
2019 | 11 | 23 | 21 | 30 | 0 | 0 | 0 | -5.2 | 2.3 | 95.6 | 63.8 | 16.2 | 958.5
2019 | 11 | 23 | 22 | 30 | 0 | 0 | 0 | -4.7 | 2.4 | 69.6 | 71.9 | 14.4 | 958.8
2019 | 11 | 23 | 23 | 30 | 0 | 0 | 0 | -4.1 | 2.1 | 85.1 | 76.3 | 13.1 | 959.4
2019 | 11 | 24 | 0 | 30 | 0 | 0 | 0 | -3.7 | 4.6 | 249.8 | 55.2 | 13.5 | 941
2019 | 11 | 24 | 1 | 30 | 0 | 0 | 0 | -3.4 | 5.7 | 250 | 44.6 | 14.4 | 940.4
2019 | 11 | 24 | 2 | 30 | 0 | 0 | 0 | -3.4 | 9 | 275.6 | 41.9 | 15.1 | 940.1
2019 | 11 | 24 | 3 | 30 | 0 | 0 | 0 | -3.5 | 12.4 | 291.5 | 42.9 | 15.2 | 939.7
2019 | 11 | 24 | 4 | 30 | 0 | 0 | 0 | -3.7 | 14.7 | 299.1 | 42.5 | 14.9 | 939.8
2019 | 11 | 24 | 5 | 30 | 0 | 0 | 0 | -3.9 | 13.5 | 304.5 | 45.2 | 14.1 | 940.6
2019 | 11 | 24 | 6 | 30 | 0 | 0 | 0 | -4.1 | 10.9 | 289 | 51.9 | 13.2 | 941.5
2019 | 11 | 24 | 7 | 30 | 0 | 0 | 0 | -4.1 | 7.3 | 277.3 | 58.3 | 12.1 | 942.9
2019 | 11 | 24 | 8 | 30 | 23 | 360 | 66 | -3.9 | 7.2 | 262.5 | 58.3 | 11.7 | 943.9
2019 | 11 | 24 | 9 | 30 | 48 | 713 | 236 | -4.4 | 9.7 | 274.8 | 50.4 | 13.3 | 944.4
2019 | 11 | 24 | 10 | 30 | 61 | 843 | 396 | -5.8 | 10.9 | 286.9 | 39.5 | 14.6 | 944.7
2019 | 11 | 24 | 11 | 30 | 67 | 909 | 514 | -7.4 | 2.9 | 198 | 36.3 | 15.2 | 944.4
2019 | 11 | 24 | 12 | 30 | 73 | 930 | 574 | -8.7 | 0 | 296.3 | 33.2 | 15.7 | 944.8
2019 | 11 | 24 | 13 | 30 | 100 | 755 | 506 | -9.6 | 0.3 | 186.1 | 34.5 | 16.5 | 946.9
2019 | 11 | 24 | 14 | 30 | 171 | 0 | 173 | -10.2 | 2.3 | 151.4 | 54.5 | 19.5 | 957.2
2019 | 11 | 24 | 15 | 30 | 109 | 0 | 110 | -10.4 | 6.1 | 270.5 | 51 | 20.9 | 956.8
2019 | 11 | 24 | 16 | 30 | 110 | 278 | 170 | -10.3 | 7.3 | 273.4 | 48.9 | 21.4 | 956.9
2019 | 11 | 24 | 17 | 30 | 33 | 306 | 64 | -10.1 | 5.5 | 269.2 | 45.3 | 20.9 | 957.1
2019 | 11 | 24 | 18 | 30 | 0 | 0 | 0 | -9.9 | 2.6 | 247 | 50 | 19.4 | 957.5
2019 | 11 | 24 | 19 | 30 | 0 | 0 | 0 | -9.8 | 5.8 | 216.4 | 59.2 | 18.2 | 957.7
2019 | 11 | 24 | 20 | 30 | 0 | 0 | 0 | -9.7 | 6.3 | 200.3 | 55.9 | 18.2 | 957.9
2019 | 11 | 24 | 21 | 30 | 0 | 0 | 0 | -9.6 | 2.3 | 95.6 | 63.8 | 16.2 | 958.5
2019 | 11 | 24 | 22 | 30 | 0 | 0 | 0 | -9.6 | 2.4 | 69.6 | 71.9 | 14.4 | 958.8
2019 | 11 | 24 | 23 | 30 | 0 | 0 | 0 | -9.6 | 2.1 | 85.1 | 76.3 | 13.1 | 959.4
2019 | 11 | 25 | 0 | 30 | 0 | 0 | 0 | -9.5 | 2.1 | 85.1 | 76.3 | 13.1 | 959.4
2019 | 11 | 25 | 1 | 30 | 0 | 0 | 0 | -9.5 | 4.6 | 249.8 | 55.2 | 13.5 | 941
2019 | 11 | 25 | 2 | 30 | 0 | 0 | 0 | -9.5 | 5.7 | 250 | 44.6 | 14.4 | 940.4
2019 | 11 | 25 | 3 | 30 | 0 | 0 | 0 | -9.4 | 9 | 275.6 | 41.9 | 15.1 | 940.1
2019 | 11 | 25 | 4 | 30 | 0 | 0 | 0 | -9.4 | 12.4 | 291.5 | 42.9 | 15.2 | 939.7
2019 | 11 | 25 | 5 | 30 | 0 | 0 | 0 | -9.3 | 14.7 | 299.1 | 42.5 | 14.9 | 939.8
2019 | 11 | 25 | 6 | 30 | 0 | 0 | 0 | -9.2 | 13.5 | 304.5 | 45.2 | 14.1 | 940.6
2019 | 11 | 25 | 7 | 30 | 0 | 0 | 0 | -9 | 10.9 | 289 | 51.9 | 13.2 | 941.5
2019 | 11 | 25 | 8 | 30 | 0 | 0 | 0 | -8.9 | 7.3 | 277.3 | 58.3 | 12.1 | 942.9
2019 | 11 | 25 | 9 | 30 | 23 | 360 | 66 | -8.9 | 7.2 | 262.5 | 58.3 | 11.7 | 943.9
2019 | 11 | 25 | 10 | 30 | 48 | 713 | 236 | -9.1 | 9.7 | 274.8 | 50.4 | 13.3 | 944.4
2019 | 11 | 25 | 11 | 30 | 61 | 843 | 396 | -8.6 | 10.9 | 286.9 | 39.5 | 14.6 | 944.7
2019 | 11 | 25 | 12 | 30 | 67 | 909 | 514 | -7.7 | 2.9 | 198 | 36.3 | 15.2 | 944.4
2019 | 11 | 25 | 13 | 30 | 73 | 930 | 574 | -6.8 | 0 | 296.3 | 33.2 | 15.7 | 944.8
2019 | 11 | 25 | 14 | 30 | 171 | 0 | 173 | -6.1 | 2.3 | 151.4 | 54.5 | 19.5 | 957.2
2019 | 11 | 25 | 15 | 30 | 109 | 0 | 110 | -5.5 | 6.1 | 270.5 | 51 | 20.9 | 956.8
2019 | 11 | 25 | 16 | 30 | 110 | 278 | 170 | -5.3 | 7.3 | 273.4 | 48.9 | 21.4 | 956.9
2019 | 11 | 25 | 17 | 30 | 33 | 306 | 64 | -5.3 | 5.5 | 269.2 | 45.3 | 20.9 | 957.1
2019 | 11 | 25 | 18 | 30 | 0 | 0 | 0 | -5.3 | 2.6 | 247 | 50 | 19.4 | 957.5
2019 | 11 | 25 | 19 | 30 | 0 | 0 | 0 | -5.4 | 5.8 | 216.4 | 59.2 | 18.2 | 957.7
2019 | 11 | 25 | 20 | 30 | 0 | 0 | 0 | -5.5 | 6.3 | 200.3 | 55.9 | 18.2 | 957.9
2019 | 11 | 25 | 21 | 30 | 0 | 0 | 0 | -5.6 | 2.3 | 95.6 | 63.8 | 16.2 | 958.5
2019 | 11 | 25 | 22 | 30 | 0 | 0 | 0 | -5.5 | 2.4 | 69.6 | 71.9 | 14.4 | 958.8
2019 | 11 | 25 | 23 | 30 | 0 | 0 | 0 | -5.4 | 2.1 | 85.1 | 76.3 | 13.1 | 959.4
2019 | 11 | 26 | 0 | 30 | 0 | 0 | 0 | -5.1 | 1.8 | 52.1 | 79.7 | 12.1 | 959.3
2019 | 11 | 26 | 1 | 30 | 0 | 0 | 0 | -5 | 1.6 | 93.3 | 78 | 12.3 | 958.9
2019 | 11 | 26 | 2 | 30 | 0 | 0 | 0 | -4.9 | 1.5 | 49.6 | 82 | 11.1 | 958.6
2019 | 11 | 26 | 3 | 30 | 0 | 0 | 0 | -5 | 1.1 | 119.5 | 83.2 | 10.4 | 958.5
2019 | 11 | 26 | 4 | 30 | 0 | 0 | 0 | -4.8 | 1.5 | 136.9 | 83.5 | 10 | 958.5
2019 | 11 | 26 | 5 | 30 | 0 | 0 | 0 | -4 | 2 | 35.3 | 86.6 | 9.5 | 958.2
2019 | 11 | 26 | 6 | 30 | 0 | 0 | 0 | -2.6 | 1 | 153.1 | 85.5 | 9.5 | 958.2
2019 | 11 | 26 | 7 | 30 | 1 | 0 | 1 | -1.1 | 1.5 | 51.9 | 84.4 | 9.5 | 958.1
2019 | 11 | 26 | 8 | 30 | 33 | 183 | 53 | -1.2 | 0.8 | 186.3 | 80.8 | 10.7 | 958.3
2019 | 11 | 26 | 9 | 30 | 94 | 522 | 226 | -3.6 | 0.9 | 111.3 | 70.3 | 14.4 | 958.6
2019 | 11 | 26 | 10 | 30 | 105 | 584 | 334 | -4.4 | 1 | 145.8 | 61.7 | 16.9 | 958.9
2019 | 11 | 26 | 11 | 30 | 88 | 884 | 517 | -4.7 | 3.4 | 206.7 | 47.6 | 19.6 | 958.5
2019 | 11 | 26 | 12 | 30 | 118 | 847 | 568 | -5.3 | 3.8 | 231.8 | 45.9 | 20.6 | 957.7
2019 | 11 | 26 | 13 | 30 | 248 | 206 | 361 | -6 | 3.2 | 236.9 | 47.8 | 20.6 | 957
2019 | 11 | 26 | 14 | 30 | 198 | 276 | 330 | -6.9 | 2.5 | 245.3 | 51.7 | 20.5 | 956.3
2019 | 11 | 26 | 15 | 30 | 202 | 350 | 338 | -8.1 | 2.7 | 264.2 | 52.5 | 20.6 | 955.9
2019 | 11 | 26 | 16 | 30 | 82 | 41 | 94 | -9.7 | 2.7 | 236.5 | 61.5 | 18.9 | 955.8
2019 | 11 | 26 | 17 | 30 | 18 | 15 | 19 | -11.1 | 2.4 | 240 | 69.9 | 17.2 | 955.8
2019 | 11 | 26 | 18 | 30 | 0 | 0 | 0 | -11.9 | 2.2 | 231.1 | 74.4 | 15.6 | 956.1
2019 | 11 | 26 | 19 | 30 | 0 | 0 | 0 | -12.1 | 1.3 | 118.4 | 82.2 | 14 | 956.2
2019 | 11 | 26 | 20 | 30 | 0 | 0 | 0 | -11.9 | 1 | 181.3 | 85.5 | 12.7 | 956.2
2019 | 11 | 26 | 21 | 30 | 0 | 0 | 0 | -11.3 | 2.4 | 213.1 | 77.1 | 13.7 | 956
2019 | 11 | 26 | 22 | 30 | 0 | 0 | 0 | -10.2 | 2.7 | 242.2 | 70.5 | 14.6 | 955.8
2019 | 11 | 26 | 23 | 30 | 0 | 0 | 0 | -9.2 | 3.2 | 270.8 | 63.3 | 15 | 955.6
2019 | 11 | 27 | 0 | 30 | 0 | 0 | 0 | -8.5 | 1.4 | 275.5 | 67.9 | 13.2 | 955.5
2019 | 11 | 27 | 1 | 30 | 0 | 0 | 0 | -8.2 | 1.6 | 96.1 | 71.8 | 12.4 | 955
2019 | 11 | 27 | 2 | 30 | 0 | 0 | 0 | -8.4 | 1.2 | 192.6 | 76.2 | 11.8 | 954.7
2019 | 11 | 27 | 3 | 30 | 0 | 0 | 0 | -8.8 | 1.8 | 160.7 | 75 | 12.7 | 954.5
2019 | 11 | 27 | 4 | 30 | 0 | 0 | 0 | -9.3 | 3.2 | 235.7 | 73.5 | 14.4 | 954.2
2019 | 11 | 27 | 5 | 30 | 0 | 0 | 0 | -9.7 | 2.7 | 173.1 | 72.1 | 15.1 | 954
2019 | 11 | 27 | 6 | 30 | 0 | 0 | 0 | -10.1 | 3.6 | 225.9 | 68.5 | 16 | 954.3
2019 | 11 | 27 | 7 | 30 | 0 | 0 | 0 | -10.3 | 4.2 | 203.6 | 63.9 | 16.1 | 954.9
2019 | 11 | 27 | 8 | 30 | 22 | 306 | 57 | -10.2 | 3.7 | 209.6 | 54.9 | 17.3 | 955.5
2019 | 11 | 27 | 9 | 30 | 61 | 721 | 243 | -10.3 | 4.3 | 227.2 | 49 | 18.5 | 956.1
2019 | 11 | 27 | 10 | 30 | 65 | 845 | 390 | -10.4 | 6.3 | 280.6 | 44.8 | 19.8 | 956.6
2019 | 11 | 27 | 11 | 30 | 61 | 900 | 484 | -10.8 | 5.7 | 283.7 | 41.7 | 20.9 | 956.7
2019 | 11 | 27 | 12 | 30 | 64 | 925 | 548 | -11.3 | 6.3 | 270.7 | 39 | 21.6 | 956.3
2019 | 11 | 27 | 13 | 30 | 58 | 928 | 544 | -11.9 | 5.8 | 258.4 | 38.6 | 22.1 | 955.5
2019 | 11 | 27 | 14 | 30 | 55 | 897 | 478 | -12.4 | 5.2 | 249.6 | 41.5 | 22.1 | 954.9
2019 | 11 | 27 | 15 | 30 | 50 | 836 | 362 | -12.8 | 7 | 266.8 | 36.3 | 22 | 954.4
2019 | 11 | 27 | 16 | 30 | 39 | 692 | 203 | -13.1 | 7.3 | 272.7 | 37.1 | 21.2 | 954.4
2019 | 11 | 27 | 17 | 30 | 16 | 269 | 44 | -13.3 | 5.4 | 306.1 | 42 | 19.3 | 955.1
2019 | 11 | 27 | 18 | 30 | 0 | 0 | 0 | -13.3 | 2.9 | 305.1 | 44.7 | 17.8 | 956
2019 | 11 | 27 | 19 | 30 | 0 | 0 | 0 | -13.3 | 1.8 | 266.1 | 49.2 | 16.3 | 956.8
2019 | 11 | 27 | 20 | 30 | 0 | 0 | 0 | -13.3 | 3.2 | 256.2 | 53 | 15 | 957.1
2019 | 11 | 27 | 21 | 30 | 0 | 0 | 0 | -13.2 | 2.6 | 272.6 | 60.9 | 12.7 | 957.7
2019 | 11 | 27 | 22 | 30 | 0 | 0 | 0 | -13.2 | 1.1 | 209 | 66.1 | 11.5 | 958.2
2019 | 11 | 27 | 23 | 30 | 0 | 0 | 0 | -13.1 | 1.5 | 58.2 | 74 | 10.2 | 958.5
2019 | 11 | 28 | 0 | 30 | 0 | 0 | 0 | -13 | 1.9 | 43 | 72.4 | 10.3 | 958.7
2019 | 11 | 28 | 1 | 30 | 0 | 0 | 0 | -12.8 | 1.5 | 105.2 | 69.4 | 10.5 | 958.6
2019 | 11 | 28 | 2 | 30 | 0 | 0 | 0 | -12.5 | 2.6 | 38.2 | 67.4 | 10.5 | 958.5
2019 | 11 | 28 | 3 | 30 | 0 | 0 | 0 | -12.1 | 1.6 | 57.1 | 69 | 9.8 | 958.6
2019 | 11 | 28 | 4 | 30 | 0 | 0 | 0 | -11.6 | 3 | 19.2 | 66 | 10.2 | 958.6
2019 | 11 | 28 | 5 | 30 | 0 | 0 | 0 | -11.2 | 1.7 | 71.1 | 72.2 | 8.6 | 958.8
2019 | 11 | 28 | 6 | 30 | 0 | 0 | 0 | -10.8 | 2.1 | 82.4 | 68.5 | 8.9 | 959
2019 | 11 | 28 | 7 | 30 | 0 | 0 | 0 | -10.7 | 1.4 | 75.1 | 72.1 | 7.9 | 959.6
2019 | 11 | 28 | 8 | 30 | 21 | 315 | 57 | -10.7 | 1 | 191.8 | 71.2 | 8.4 | 960.3
2019 | 11 | 28 | 9 | 30 | 48 | 703 | 221 | -11.1 | 1.3 | 93 | 62.5 | 11.9 | 961.1
2019 | 11 | 28 | 10 | 30 | 58 | 845 | 379 | -11.7 | 1.2 | 142 | 47.5 | 16.1 | 961.4
2019 | 11 | 28 | 11 | 30 | 62 | 905 | 492 | -11.7 | 2.2 | 239.5 | 47.6 | 17.6 | 961.6
2019 | 11 | 28 | 12 | 30 | 64 | 932 | 552 | -11.6 | 3.7 | 221.9 | 44.8 | 18.5 | 961.1
2019 | 11 | 28 | 13 | 30 | 63 | 932 | 549 | -11.6 | 2.5 | 232.7 | 42 | 19.5 | 960.1
2019 | 11 | 28 | 14 | 30 | 72 | 879 | 485 | -11.8 | 2.9 | 246.8 | 41.7 | 20.1 | 959.4
2019 | 11 | 28 | 15 | 30 | 93 | 725 | 364 | -12.2 | 3.2 | 239.2 | 43.2 | 19.9 | 959.1
2019 | 11 | 28 | 16 | 30 | 62 | 553 | 197 | -12.6 | 3.1 | 247.1 | 45.3 | 19.3 | 959.2
2019 | 11 | 28 | 17 | 30 | 28 | 210 | 50 | -13.2 | 2.6 | 229.3 | 57.8 | 17.1 | 959.5
2019 | 11 | 28 | 18 | 30 | 0 | 0 | 0 | -13.8 | 1.6 | 215.3 | 80.2 | 13.5 | 959.8
2019 | 11 | 28 | 19 | 30 | 0 | 0 | 0 | -14.2 | 0.7 | 244.6 | 84.4 | 12.1 | 960.1
2019 | 11 | 28 | 20 | 30 | 0 | 0 | 0 | -14.5 | 0.3 | 11.1 | 87.3 | 10.3 | 960.5
2019 | 11 | 28 | 21 | 30 | 0 | 0 | 0 | -14.6 | 0.8 | 53 | 83.6 | 9.9 | 960.9
2019 | 11 | 28 | 22 | 30 | 0 | 0 | 0 | -14.6 | 1.4 | 28.9 | 79.3 | 10.1 | 961.1
2019 | 11 | 28 | 23 | 30 | 0 | 0 | 0 | -14.5 | 1.7 | 28.2 | 77.8 | 9.7 | 961.3
2019 | 11 | 29 | 0 | 30 | 0 | 0 | 0 | -14.3 | 2 | 25.6 | 77.3 | 9.8 | 961.5
2019 | 11 | 29 | 1 | 30 | 0 | 0 | 0 | -13.9 | 1.6 | 22.8 | 79.5 | 8.7 | 961.5
2019 | 11 | 29 | 2 | 30 | 0 | 0 | 0 | -13.4 | 1.7 | 18 | 79.9 | 8.3 | 961.4
2019 | 11 | 29 | 3 | 30 | 0 | 0 | 0 | -12.9 | 1.3 | 50.7 | 80.5 | 8 | 961.5
2019 | 11 | 29 | 4 | 30 | 0 | 0 | 0 | -12.6 | 1.5 | 67.5 | 78.3 | 8.3 | 961.3
2019 | 11 | 29 | 5 | 30 | 0 | 0 | 0 | -12.4 | 1.8 | 20.2 | 75.6 | 8.3 | 961.3
2019 | 11 | 29 | 6 | 30 | 0 | 0 | 0 | -12.4 | 1.9 | 40.8 | 75.9 | 7.9 | 961.4
2019 | 11 | 29 | 7 | 30 | 0 | 0 | 0 | -12.2 | 1.5 | 58.6 | 76.6 | 7.7 | 961.9
2019 | 11 | 29 | 8 | 30 | 19 | 336 | 55 | -12.1 | 1.9 | 24.7 | 73.7 | 8.8 | 962.3
2019 | 11 | 29 | 9 | 30 | 40 | 726 | 218 | -11.8 | 1.5 | 39.3 | 60.8 | 13.1 | 963
2019 | 11 | 29 | 10 | 30 | 49 | 857 | 373 | -11.4 | 0.3 | 108.2 | 49.4 | 17 | 963.4
2019 | 11 | 29 | 11 | 30 | 55 | 914 | 487 | -11.7 | 1.3 | 107.1 | 45.7 | 18.4 | 963.6
2019 | 11 | 29 | 12 | 30 | 58 | 929 | 542 | -12 | 1.3 | 139.8 | 44.5 | 19.2 | 963.3
2019 | 11 | 29 | 13 | 30 | 60 | 916 | 535 | -12.3 | 1.2 | 157.9 | 45.6 | 20 | 962.8
2019 | 11 | 29 | 14 | 30 | 60 | 876 | 469 | -12.5 | 1.5 | 164.1 | 46.6 | 20.7 | 962.3
2019 | 11 | 29 | 15 | 30 | 55 | 801 | 351 | -12.4 | 2.2 | 221 | 49.7 | 20.7 | 962
2019 | 11 | 29 | 16 | 30 | 44 | 647 | 196 | -12.2 | 2.2 | 230.7 | 54 | 20.2 | 962.2
2019 | 11 | 29 | 17 | 30 | 18 | 237 | 43 | -11.9 | 1.9 | 242.2 | 62.8 | 17.6 | 962.8
2019 | 11 | 29 | 18 | 30 | 0 | 0 | 0 | -11.6 | 0.7 | 202.5 | 76 | 14.6 | 963.4
2019 | 11 | 29 | 19 | 30 | 0 | 0 | 0 | -11.4 | 1.4 | 79.5 | 76.6 | 13.5 | 963.8
2019 | 11 | 29 | 20 | 30 | 0 | 0 | 0 | -11.3 | 1.8 | 45.6 | 72.4 | 13.5 | 964.1
2019 | 11 | 29 | 21 | 30 | 0 | 0 | 0 | -11.2 | 2.1 | 30.1 | 73.9 | 12.9 | 964.2
2019 | 11 | 29 | 22 | 30 | 0 | 0 | 0 | -11 | 1.9 | 47.8 | 75.1 | 12.3 | 964.2
2019 | 11 | 29 | 23 | 30 | 0 | 0 | 0 | -10.7 | 2.6 | 37.1 | 73.3 | 13 | 964.2
2019 | 11 | 30 | 0 | 30 | 0 | 0 | 0 | -10.4 | 2.3 | 15.5 | 71.1 | 13.5 | 964.1
2019 | 11 | 30 | 1 | 30 | 0 | 0 | 0 | -10.3 | 1.1 | 13.9 | 77 | 11.9 | 963.9
2019 | 11 | 30 | 2 | 30 | 0 | 0 | 0 | -10.4 | 0.8 | 8.8 | 79.2 | 11.4 | 963.8
2019 | 11 | 30 | 3 | 30 | 0 | 0 | 0 | -10.6 | 1.6 | 15.1 | 77.2 | 11.8 | 963.7
2019 | 11 | 30 | 4 | 30 | 0 | 0 | 0 | -10.8 | 2.7 | 24.7 | 69.7 | 13.5 | 963.5
2019 | 11 | 30 | 5 | 30 | 0 | 0 | 0 | -11 | 1.6 | 57.1 | 75.7 | 11.8 | 963.4
2019 | 11 | 30 | 6 | 30 | 0 | 0 | 0 | -11.1 | 1.6 | 158.2 | 78 | 11 | 963.4
2019 | 11 | 30 | 7 | 30 | 0 | 0 | 0 | -10.9 | 1.4 | 38.6 | 77.3 | 10.7 | 963.7
2019 | 11 | 30 | 8 | 30 | 20 | 219 | 43 | -10.6 | 1.4 | 23.4 | 75.8 | 11.1 | 963.9
2019 | 11 | 30 | 9 | 30 | 45 | 683 | 212 | -9.7 | 0.9 | 39.5 | 62.1 | 15.2 | 964.3
2019 | 11 | 30 | 10 | 30 | 53 | 826 | 364 | -7 | 2.1 | 98.3 | 59.9 | 16.9 | 964.7
2019 | 11 | 30 | 11 | 30 | 57 | 887 | 475 | -6.2 | 1.8 | 164.9 | 55.3 | 18.4 | 964.4
2019 | 11 | 30 | 12 | 30 | 58 | 916 | 534 | -6.3 | 1.8 | 226.2 | 50.1 | 19.4 | 963.5
2019 | 11 | 30 | 13 | 30 | 58 | 916 | 532 | -6.7 | 2.5 | 241.9 | 47.3 | 19.7 | 962.5
2019 | 11 | 30 | 14 | 30 | 57 | 887 | 469 | -7 | 3.1 | 236.7 | 47.9 | 20.3 | 961.4
2019 | 11 | 30 | 15 | 30 | 51 | 819 | 353 | -7.3 | 3.7 | 248.5 | 49.7 | 19.9 | 960.7
2019 | 11 | 30 | 16 | 30 | 42 | 657 | 195 | -7.7 | 4 | 248.8 | 56.6 | 19.1 | 960.2
2019 | 11 | 30 | 17 | 30 | 17 | 229 | 41 | -8.2 | 3.7 | 248.3 | 72.6 | 16.2 | 960.1
2019 | 11 | 30 | 18 | 30 | 0 | 0 | 0 | -8.9 | 2.3 | 251.2 | 81.1 | 13.7 | 960
2019 | 11 | 30 | 19 | 30 | 0 | 0 | 0 | -9.7 | 1 | 249.3 | 87.8 | 12 | 959.7
2019 | 11 | 30 | 20 | 30 | 0 | 0 | 0 | -10.4 | 0.9 | 273.8 | 91.6 | 10.7 | 959.6
2019 | 11 | 30 | 21 | 30 | 0 | 0 | 0 | -10.9 | 0.9 | 253.3 | 93.6 | 11.2 | 959.4
2019 | 11 | 30 | 22 | 30 | 0 | 0 | 0 | -11.2 | 0.6 | 177.3 | 94.9 | 9.8 | 959.1
2019 | 11 | 30 | 23 | 30 | 0 | 0 | 0 | -11.5 | 1.3 | 38.2 | 92.8 | 9.1 | 958.6
2019 | 12 | 1 | 0 | 30 | 0 | 0 | 0 | -11.8 | 1 | 30.7 | 82.7 | 9.8 | 957.9
2019 | 12 | 1 | 1 | 30 | 0 | 0 | 0 | -12 | 0.8 | 204.2 | 81.2 | 9.7 | 957.4
2019 | 12 | 1 | 2 | 30 | 0 | 0 | 0 | -12.2 | 2.3 | 26.1 | 75.3 | 10 | 956.9
2019 | 12 | 1 | 3 | 30 | 0 | 0 | 0 | -12.4 | 1.4 | 33.4 | 75 | 9.4 | 956.5
2019 | 12 | 1 | 4 | 30 | 0 | 0 | 0 | -12.6 | 1.6 | 44.6 | 77 | 8.9 | 955.9
2019 | 12 | 1 | 5 | 30 | 0 | 0 | 0 | -12.6 | 1.4 | 70 | 78 | 9.1 | 955.7
2019 | 12 | 1 | 6 | 30 | 0 | 0 | 0 | -12.4 | 1.9 | 56.1 | 78.5 | 8.8 | 955.6
2019 | 12 | 1 | 7 | 30 | 0 | 0 | 0 | -12.1 | 2 | 37.3 | 78.3 | 8.6 | 955.8
2019 | 12 | 1 | 8 | 30 | 33 | 252 | 58 | -11.9 | 1.6 | 92.7 | 70.6 | 10.8 | 955.7
2019 | 12 | 1 | 9 | 30 | 41 | 248 | 112 | -12 | 0.6 | 92.2 | 75.3 | 10.3 | 955.9
2019 | 12 | 1 | 10 | 30 | 73 | 818 | 380 | -12.4 | 0.9 | 109.7 | 56.5 | 16.1 | 955.9
2019 | 12 | 1 | 11 | 30 | 60 | 887 | 477 | -11.9 | 2.2 | 233.5 | 50.6 | 18 | 955.5
2019 | 12 | 1 | 12 | 30 | 62 | 915 | 536 | -10.5 | 3.6 | 223.7 | 46.2 | 18.7 | 954.5
2019 | 12 | 1 | 13 | 30 | 104 | 804 | 522 | -9.3 | 3.1 | 242.7 | 43.9 | 19.3 | 953.5
2019 | 12 | 1 | 14 | 30 | 93 | 784 | 459 | -8.7 | 3 | 247.1 | 42 | 19.4 | 952.7
2019 | 12 | 1 | 15 | 30 | 126 | 521 | 316 | -8.8 | 3.4 | 252.1 | 42.4 | 19 | 952.4
2019 | 12 | 1 | 16 | 30 | 54 | 610 | 195 | -9.5 | 3.3 | 265.3 | 45.5 | 18.1 | 952.3
2019 | 12 | 1 | 17 | 30 | 18 | 215 | 40 | -10.6 | 2.8 | 289.1 | 52.8 | 15.9 | 952.3
2019 | 12 | 1 | 18 | 30 | 0 | 0 | 0 | -11.9 | 1.5 | 306.1 | 60.3 | 13.4 | 952.3
2019 | 12 | 1 | 19 | 30 | 0 | 0 | 0 | -12.6 | 1.2 | 204.5 | 67 | 11.9 | 952.6
2019 | 12 | 1 | 20 | 30 | 0 | 0 | 0 | -12.6 | 0.5 | 261.3 | 72 | 11 | 952.9
2019 | 12 | 1 | 21 | 30 | 0 | 0 | 0 | -12.6 | 0.7 | 49.2 | 74.5 | 10.1 | 953
2019 | 12 | 1 | 22 | 30 | 0 | 0 | 0 | -12.5 | 1.1 | 24.2 | 73.3 | 10.6 | 953
2019 | 12 | 1 | 23 | 30 | 0 | 0 | 0 | -12.3 | 0.9 | 135.8 | 76.5 | 9.9 | 952.8
2019 | 12 | 2 | 0 | 30 | 0 | 0 | 0 | -12.2 | 1.5 | 97.9 | 79.7 | 9.7 | 952.8
2019 | 12 | 2 | 1 | 30 | 0 | 0 | 0 | -12 | 1.2 | 37.5 | 76.3 | 10.7 | 952.5
2019 | 12 | 2 | 2 | 30 | 0 | 0 | 0 | -12.1 | 0.7 | 49.3 | 77.9 | 10.1 | 952.3
2019 | 12 | 2 | 3 | 30 | 0 | 0 | 0 | -12.1 | 0.7 | 73.3 | 81.4 | 9.4 | 952.1
2019 | 12 | 2 | 4 | 30 | 0 | 0 | 0 | -12.2 | 1.3 | 84.4 | 83.9 | 8.8 | 951.9
2019 | 12 | 2 | 5 | 30 | 0 | 0 | 0 | -12.2 | 1.7 | 26.5 | 85.1 | 8.3 | 952
2019 | 12 | 2 | 6 | 30 | 0 | 0 | 0 | -12.1 | 1.5 | 72.6 | 83.7 | 8.3 | 952
2019 | 12 | 2 | 7 | 30 | 0 | 0 | 0 | -11.8 | 1.9 | 59.4 | 85.1 | 8.3 | 952.5
2019 | 12 | 2 | 8 | 30 | 21 | 0 | 21 | -11.7 | 1.8 | 51.7 | 84 | 8.5 | 953
2019 | 12 | 2 | 9 | 30 | 66 | 0 | 67 | -12.2 | 2.1 | 105.5 | 86.7 | 9.1 | 953.4
2019 | 12 | 2 | 10 | 30 | 115 | 5 | 118 | -12.8 | 3.3 | 94.5 | 89.4 | 10.7 | 954.1
2019 | 12 | 2 | 11 | 30 | 262 | 50 | 291 | -13.4 | 4 | 103.9 | 85.5 | 12.5 | 954.2
2019 | 12 | 2 | 12 | 30 | 222 | 5 | 226 | -13.8 | 4.6 | 108.2 | 77.2 | 13.3 | 954
2019 | 12 | 2 | 13 | 30 | 158 | 1 | 160 | -14.1 | 5.3 | 98.7 | 74.9 | 13.1 | 953.7
2019 | 12 | 2 | 14 | 30 | 155 | 1 | 157 | -14.1 | 4.6 | 90.4 | 76.3 | 12.9 | 953.4
2019 | 12 | 2 | 15 | 30 | 155 | 0 | 156 | -13.9 | 4.7 | 85 | 71.1 | 13 | 953.4
2019 | 12 | 2 | 16 | 30 | 104 | 13 | 109 | -13.4 | 5.3 | 82.8 | 69.6 | 13.1 | 953.5
2019 | 12 | 2 | 17 | 30 | 9 | 0 | 9 | -12.8 | 3.7 | 77.4 | 76 | 12.1 | 953.8
2019 | 12 | 2 | 18 | 30 | 0 | 0 | 0 | -12.1 | 3.4 | 66.2 | 78.3 | 11.8 | 954.1
2019 | 12 | 2 | 19 | 30 | 0 | 0 | 0 | -11.4 | 2.9 | 96.8 | 89.7 | 10.5 | 954.6
2019 | 12 | 2 | 20 | 30 | 0 | 0 | 0 | -10.8 | 2.9 | 83.4 | 92.9 | 10.6 | 955.1
2019 | 12 | 2 | 21 | 30 | 0 | 0 | 0 | -10.5 | 3.2 | 67.7 | 92.2 | 11 | 955.3
2019 | 12 | 2 | 22 | 30 | 0 | 0 | 0 | -10.3 | 3 | 63.5 | 88.8 | 11.1 | 955.3
2019 | 12 | 2 | 23 | 30 | 0 | 0 | 0 | -10.2 | 2.6 | 111.8 | 91.7 | 10.8 | 955.2
2019 | 12 | 3 | 0 | 30 | 0 | 0 | 0 | -10.4 | 2.6 | 89.1 | 92.2 | 11 | 954.9
2019 | 12 | 3 | 1 | 30 | 0 | 0 | 0 | -10.7 | 2.3 | 83.2 | 91.1 | 11 | 954.6
2019 | 12 | 3 | 2 | 30 | 0 | 0 | 0 | -11 | 4.7 | 56.6 | 84.7 | 11.7 | 954.1
2019 | 12 | 3 | 3 | 30 | 0 | 0 | 0 | -11.3 | 4.7 | 55.9 | 86.6 | 11.2 | 953.8
2019 | 12 | 3 | 4 | 30 | 0 | 0 | 0 | -11.7 | 5.2 | 54.5 | 86.2 | 10.5 | 953.7
2019 | 12 | 3 | 5 | 30 | 0 | 0 | 0 | -12.1 | 3.4 | 84.9 | 88.4 | 10.1 | 953.2
2019 | 12 | 3 | 6 | 30 | 0 | 0 | 0 | -12.7 | 4.8 | 59.8 | 81.6 | 10.7 | 953
2019 | 12 | 3 | 7 | 30 | 0 | 0 | 0 | -13.4 | 3.3 | 71.1 | 85.9 | 9.6 | 952.9
2019 | 12 | 3 | 8 | 30 | 4 | 0 | 4 | -14.1 | 5.5 | 36.1 | 80.1 | 10.7 | 952.9
2019 | 12 | 3 | 9 | 30 | 30 | 0 | 30 | -15.6 | 8 | 39 | 79.8 | 11 | 953.1
2019 | 12 | 3 | 10 | 30 | 20 | 0 | 20 | -17.5 | 7.1 | 42.3 | 82.9 | 10.7 | 953.4
2019 | 12 | 3 | 11 | 30 | 7 | 0 | 8 | -18.8 | 7.5 | 47.6 | 83.5 | 10.6 | 953.2
2019 | 12 | 3 | 12 | 30 | 64 | 0 | 65 | -19.6 | 8.7 | 42.3 | 81.3 | 10.9 | 952.5
2019 | 12 | 3 | 13 | 30 | 99 | 0 | 100 | -20 | 7.7 | 39.1 | 83 | 10.5 | 952.3
2019 | 12 | 3 | 14 | 30 | 143 | 1 | 145 | -20.1 | 8.7 | 46.4 | 81.4 | 10.7 | 951.9
2019 | 12 | 3 | 15 | 30 | 50 | 0 | 50 | -20.1 | 7.9 | 50.2 | 80.6 | 10.5 | 951.4
2019 | 12 | 3 | 16 | 30 | 31 | 0 | 31 | -19.9 | 5.5 | 63.8 | 81.9 | 10.3 | 951.4
2019 | 12 | 3 | 17 | 30 | 4 | 0 | 4 | -20 | 3.3 | 79.9 | 83.2 | 10.1 | 951.4
2019 | 12 | 3 | 18 | 30 | 0 | 0 | 0 | -20.2 | 3 | 105.2 | 88.8 | 9.5 | 951.6
2019 | 12 | 3 | 19 | 30 | 0 | 0 | 0 | -20.4 | 2.6 | 101.6 | 87.4 | 9.7 | 951.9
2019 | 12 | 3 | 20 | 30 | 0 | 0 | 0 | -20.5 | 2.9 | 70.3 | 76.8 | 10.7 | 952.4
2019 | 12 | 3 | 21 | 30 | 0 | 0 | 0 | -20.3 | 2 | 103.7 | 77.4 | 10.3 | 952.5
2019 | 12 | 3 | 22 | 30 | 0 | 0 | 0 | -19.9 | 2.3 | 269.7 | 89.5 | 9.2 | 952.6
2019 | 12 | 3 | 23 | 30 | 0 | 0 | 0 | -19.4 | 1.6 | 265.1 | 92.5 | 8.8 | 952.5
2019 | 12 | 4 | 0 | 30 | 0 | 0 | 0 | -18.8 | 1.7 | 236.2 | 90.1 | 9 | 952.2
2019 | 12 | 4 | 1 | 30 | 0 | 0 | 0 | -18.4 | 0.9 | 208.9 | 91.6 | 8.7 | 951.6
2019 | 12 | 4 | 2 | 30 | 0 | 0 | 0 | -18.3 | 1.4 | 160.4 | 90.8 | 8.3 | 951.1
2019 | 12 | 4 | 3 | 30 | 0 | 0 | 0 | -18.4 | 0.7 | 133.7 | 90 | 7.8 | 950.6
2019 | 12 | 4 | 4 | 30 | 0 | 0 | 0 | -18.6 | 1.2 | 104 | 89.4 | 7.9 | 949.9
2019 | 12 | 4 | 5 | 30 | 0 | 0 | 0 | -18.8 | 1.2 | 73.6 | 89.1 | 7.5 | 948.8
2019 | 12 | 4 | 6 | 30 | 0 | 0 | 0 | -18.8 | 1.5 | 73.5 | 87.1 | 7.4 | 948.7
2019 | 12 | 4 | 7 | 30 | 0 | 0 | 0 | -18.6 | 1 | 209.5 | 88 | 7.1 | 948.9
2019 | 12 | 4 | 8 | 30 | 21 | 0 | 21 | -18.1 | 1 | 53.4 | 84.8 | 7.9 | 949.4
2019 | 12 | 4 | 9 | 30 | 70 | 484 | 191 | -17.5 | 0.6 | 147.1 | 78.4 | 10.6 | 949.7
2019 | 12 | 4 | 10 | 30 | 83 | 770 | 364 | -17.6 | 1 | 194.2 | 64 | 14.1 | 949.6
2019 | 12 | 4 | 11 | 30 | 134 | 641 | 428 | -18.5 | 4.3 | 274.6 | 57 | 15.4 | 949.3
2019 | 12 | 4 | 12 | 30 | 175 | 309 | 334 | -19.3 | 6.1 | 265.1 | 55.6 | 15.5 | 948.7
2019 | 12 | 4 | 13 | 30 | 145 | 839 | 573 | -19.8 | 7 | 260.6 | 50.8 | 16.9 | 948.1
2019 | 12 | 4 | 14 | 30 | 114 | 813 | 487 | -20.2 | 7.5 | 278.9 | 50.5 | 16.9 | 947.6
2019 | 12 | 4 | 15 | 30 | 79 | 557 | 288 | -20.1 | 6.5 | 275.6 | 51.1 | 16.3 | 948
2019 | 12 | 4 | 16 | 30 | 71 | 145 | 112 | -20.1 | 3.8 | 112.4 | 66.4 | 14.5 | 948.9
2019 | 12 | 4 | 17 | 30 | 14 | 6 | 15 | -20.2 | 3 | 74 | 77.9 | 12.8 | 949.5
2019 | 12 | 4 | 18 | 30 | 0 | 0 | 0 | -20.2 | 3.9 | 53.9 | 79.3 | 12 | 950
2019 | 12 | 4 | 19 | 30 | 0 | 0 | 0 | -20.2 | 4.1 | 54.5 | 84.6 | 11.6 | 950.9
2019 | 12 | 4 | 20 | 30 | 0 | 0 | 0 | -20.2 | 1.7 | 69.9 | 87.2 | 10.9 | 951.5
2019 | 12 | 4 | 21 | 30 | 0 | 0 | 0 | -19.9 | 1.3 | 47.4 | 87.5 | 9.7 | 951.9
2019 | 12 | 4 | 22 | 30 | 0 | 0 | 0 | -19.7 | 2.2 | 52.6 | 88.1 | 9 | 952.3
2019 | 12 | 4 | 23 | 30 | 0 | 0 | 0 | -19.5 | 1.8 | 27.7 | 90.4 | 8.4 | 952.8
2019 | 12 | 5 | 0 | 30 | 0 | 0 | 0 | -19.2 | 2.1 | 12.8 | 89.2 | 8.5 | 952.8
2019 | 12 | 5 | 1 | 30 | 0 | 0 | 0 | -18.6 | 1.8 | 51.5 | 89.8 | 8.2 | 953.1
2019 | 12 | 5 | 2 | 30 | 0 | 0 | 0 | -18 | 1.2 | 95.1 | 93.1 | 7.1 | 953.3
2019 | 12 | 5 | 3 | 30 | 0 | 0 | 0 | -17.6 | 2.2 | 50.5 | 92.6 | 7.2 | 953.6
2019 | 12 | 5 | 4 | 30 | 0 | 0 | 0 | -17.3 | 2.3 | 18.9 | 87.9 | 7.9 | 953.8
2019 | 12 | 5 | 5 | 30 | 0 | 0 | 0 | -17 | 1.5 | 75.3 | 90.1 | 6.4 | 954
2019 | 12 | 5 | 6 | 30 | 0 | 0 | 0 | -16.9 | 1.4 | 27.6 | 88 | 6.8 | 954.4
2019 | 12 | 5 | 7 | 30 | 0 | 0 | 0 | -16.6 | 2 | 34.5 | 85 | 7.1 | 955.2
2019 | 12 | 5 | 8 | 30 | 13 | 0 | 13 | -16.2 | 2.1 | 45.7 | 87.1 | 7 | 956.1
2019 | 12 | 5 | 9 | 30 | 56 | 538 | 185 | -16 | 1.7 | 52.7 | 81.9 | 9.6 | 956.9
2019 | 12 | 5 | 10 | 30 | 96 | 616 | 319 | -16.1 | 2.6 | 104.2 | 78.8 | 11.1 | 957.9
2019 | 12 | 5 | 11 | 30 | 187 | 459 | 398 | -16.7 | 3.7 | 99.7 | 76.1 | 12.6 | 958.5
2019 | 12 | 5 | 12 | 30 | 235 | 25 | 250 | -17.5 | 3.9 | 97.9 | 77.9 | 12.3 | 958.4
2019 | 12 | 5 | 13 | 30 | 249 | 6 | 254 | -17.7 | 4.2 | 92.9 | 72.2 | 13 | 958
2019 | 12 | 5 | 14 | 30 | 243 | 103 | 295 | -17.7 | 5.1 | 96 | 72.9 | 13.3 | 957.8
2019 | 12 | 5 | 15 | 30 | 188 | 211 | 266 | -17.1 | 4.7 | 87.1 | 69.8 | 13.6 | 957.7
2019 | 12 | 5 | 16 | 30 | 100 | 215 | 147 | -17.6 | 5 | 93.3 | 72.6 | 13.1 | 958.2
2019 | 12 | 5 | 17 | 30 | 25 | 58 | 33 | -17.9 | 3.9 | 93.6 | 82.8 | 11.9 | 958.8
2019 | 12 | 5 | 18 | 30 | 0 | 0 | 0 | -18 | 3.3 | 97.7 | 86.7 | 10.8 | 959.4
2019 | 12 | 5 | 19 | 30 | 0 | 0 | 0 | -17.8 | 3.3 | 95 | 89.2 | 10.1 | 960.3
2019 | 12 | 5 | 20 | 30 | 0 | 0 | 0 | -17.5 | 2.6 | 90.7 | 90.5 | 9.8 | 961
2019 | 12 | 5 | 21 | 30 | 0 | 0 | 0 | -17 | 2.5 | 90.5 | 92.1 | 9.4 | 961.4
2019 | 12 | 5 | 22 | 30 | 0 | 0 | 0 | -16.5 | 2.7 | 85.5 | 91.5 | 9.5 | 961.7
2019 | 12 | 5 | 23 | 30 | 0 | 0 | 0 | -16.1 | 2.3 | 87.5 | 87.9 | 9.5 | 961.8
2019 | 12 | 6 | 0 | 30 | 0 | 0 | 0 | -15.6 | 3.6 | 67.8 | 82.3 | 10.9 | 961.8
2019 | 12 | 6 | 1 | 30 | 0 | 0 | 0 | -15.2 | 3.2 | 64.2 | 82.2 | 10.7 | 961.5
2019 | 12 | 6 | 2 | 30 | 0 | 0 | 0 | -14.7 | 2.6 | 74.8 | 79.8 | 10.7 | 961.4
2019 | 12 | 6 | 3 | 30 | 0 | 0 | 0 | -14.1 | 1.8 | 85.6 | 83.2 | 9.9 | 961.7
2019 | 12 | 6 | 4 | 30 | 0 | 0 | 0 | -13.2 | 2.4 | 112.1 | 85.9 | 9.7 | 961.7
2019 | 12 | 6 | 5 | 30 | 0 | 0 | 0 | -12.4 | 2.3 | 111.9 | 87.4 | 9.4 | 961.7
2019 | 12 | 6 | 6 | 30 | 0 | 0 | 0 | -11.9 | 2.8 | 81.9 | 84.1 | 10 | 961.9
2019 | 12 | 6 | 7 | 30 | 0 | 0 | 0 | -11.5 | 4.3 | 50.7 | 76.7 | 11.8 | 962.4
2019 | 12 | 6 | 8 | 30 | 13 | 0 | 13 | -11.3 | 4.8 | 49.2 | 77.5 | 11.8 | 962.9
2019 | 12 | 6 | 9 | 30 | 88 | 3 | 89 | -11.2 | 5 | 43.7 | 77.1 | 12.2 | 963.4
2019 | 12 | 6 | 10 | 30 | 189 | 199 | 265 | -11.3 | 4.9 | 36.3 | 75 | 13.1 | 964.1
2019 | 12 | 6 | 11 | 30 | 245 | 160 | 321 | -11.5 | 4.5 | 38.2 | 73.4 | 13.8 | 964.3
2019 | 12 | 6 | 12 | 30 | 202 | 281 | 345 | -11.3 | 4.8 | 64.2 | 70.4 | 14.4 | 963.8
2019 | 12 | 6 | 13 | 30 | 207 | 600 | 514 | -11.1 | 4.9 | 62.6 | 66 | 15.2 | 962.8
2019 | 12 | 6 | 14 | 30 | 143 | 628 | 432 | -11 | 5.3 | 78.6 | 65.1 | 15.4 | 962.2
2019 | 12 | 6 | 15 | 30 | 99 | 656 | 337 | -10.7 | 5 | 81.1 | 63.2 | 15.5 | 961.9
2019 | 12 | 6 | 16 | 30 | 67 | 487 | 180 | -10.8 | 6 | 101.5 | 68.7 | 14.6 | 962
2019 | 12 | 6 | 17 | 30 | 23 | 90 | 33 | -10.7 | 5.3 | 94.8 | 78.4 | 12.9 | 962.6
2019 | 12 | 6 | 18 | 30 | 0 | 0 | 0 | -10.6 | 3.6 | 87.2 | 89.6 | 11.1 | 963.3
2019 | 12 | 6 | 19 | 30 | 0 | 0 | 0 | -10.5 | 3.4 | 89.5 | 92.5 | 10.4 | 963.9
2019 | 12 | 6 | 20 | 30 | 0 | 0 | 0 | -10.5 | 3.4 | 95.3 | 92.2 | 9.9 | 964.4
2019 | 12 | 6 | 21 | 30 | 0 | 0 | 0 | -10.5 | 3.2 | 103.9 | 91.5 | 9.3 | 964.4
2019 | 12 | 6 | 22 | 30 | 0 | 0 | 0 | -10.5 | 3.2 | 104.7 | 91.7 | 8.7 | 964.5
2019 | 12 | 6 | 23 | 30 | 0 | 0 | 0 | -10.6 | 3.2 | 110 | 91.3 | 8.5 | 964.8
2019 | 12 | 7 | 0 | 30 | 0 | 0 | 0 | -10.8 | 1.1 | 104.5 | 90.2 | 8.6 | 964.8
2019 | 12 | 7 | 1 | 30 | 0 | 0 | 0 | -10.9 | 1 | 34 | 89.3 | 8.4 | 964.6
2019 | 12 | 7 | 2 | 30 | 0 | 0 | 0 | -11.1 | 1.5 | 41.5 | 87.5 | 9.1 | 964.5
2019 | 12 | 7 | 3 | 30 | 0 | 0 | 0 | -11.3 | 1.7 | 47.1 | 85.6 | 9.2 | 964.2
2019 | 12 | 7 | 4 | 30 | 0 | 0 | 0 | -11.4 | 1.3 | 24.4 | 85.1 | 9.3 | 964
2019 | 12 | 7 | 5 | 30 | 0 | 0 | 0 | -11.5 | 1.2 | 70.5 | 84.3 | 9.5 | 963.7
2019 | 12 | 7 | 6 | 30 | 0 | 0 | 0 | -11.6 | 1.5 | 49.4 | 85.7 | 9.1 | 963.8
2019 | 12 | 7 | 7 | 30 | 0 | 0 | 0 | -11.7 | 2.3 | 21.8 | 83.8 | 9 | 964.3
2019 | 12 | 7 | 8 | 30 | 16 | 2 | 16 | -11.7 | 2.1 | 24.2 | 84.6 | 8.3 | 964.7
2019 | 12 | 7 | 9 | 30 | 69 | 0 | 69 | -11.6 | 2 | 14.7 | 81.8 | 9.2 | 965.1
2019 | 12 | 7 | 10 | 30 | 143 | 1 | 145 | -11.8 | 1.4 | 23.1 | 79 | 10.6 | 965.6
2019 | 12 | 7 | 11 | 30 | 237 | 12 | 246 | -12.3 | 1.9 | 80.7 | 74.7 | 12.4 | 965.9
2019 | 12 | 7 | 12 | 30 | 174 | 523 | 444 | -12.8 | 2.2 | 114 | 68.4 | 14 | 965.4
2019 | 12 | 7 | 13 | 30 | 109 | 786 | 507 | -13.1 | 2.6 | 117.4 | 64.2 | 15.4 | 964.5
2019 | 12 | 7 | 14 | 30 | 188 | 628 | 480 | -13 | 2.3 | 116.3 | 58 | 16.4 | 964
2019 | 12 | 7 | 15 | 30 | 160 | 113 | 199 | -13 | 2 | 114.8 | 58.9 | 16.1 | 964.1
2019 | 12 | 7 | 16 | 30 | 81 | 6 | 83 | -13.2 | 2.1 | 92.6 | 65.7 | 15.1 | 964.4
2019 | 12 | 7 | 17 | 30 | 22 | 15 | 23 | -13.3 | 2.4 | 100.9 | 73.6 | 13.7 | 964.8
2019 | 12 | 7 | 18 | 30 | 0 | 0 | 0 | -13.3 | 1.6 | 152.6 | 79.6 | 12.5 | 965.3
2019 | 12 | 7 | 19 | 30 | 0 | 0 | 0 | -13.4 | 0.7 | 66.9 | 86.1 | 10.7 | 966
2019 | 12 | 7 | 20 | 30 | 0 | 0 | 0 | -13.5 | 1.1 | 28.5 | 88.9 | 9.8 | 966.5
2019 | 12 | 7 | 21 | 30 | 0 | 0 | 0 | -13.4 | 0.9 | 61 | 89.8 | 8.9 | 966.8
2019 | 12 | 7 | 22 | 30 | 0 | 0 | 0 | -12.7 | 0.5 | 87 | 90.1 | 8.4 | 967.1
2019 | 12 | 7 | 23 | 30 | 0 | 0 | 0 | -12 | 0.6 | 153.2 | 91.5 | 7.5 | 967.3
2019 | 12 | 8 | 0 | 30 | 0 | 0 | 0 | -11.5 | 0.7 | 215.7 | 92.4 | 7.5 | 967.2
2019 | 12 | 8 | 1 | 30 | 0 | 0 | 0 | -11.2 | 0.9 | 107.5 | 92.8 | 6.7 | 967
2019 | 12 | 8 | 2 | 30 | 0 | 0 | 0 | -11 | 1.2 | 112.3 | 90.2 | 7.4 | 966.8
2019 | 12 | 8 | 3 | 30 | 0 | 0 | 0 | -11 | 1 | 50.6 | 90.8 | 6.7 | 966.7
2019 | 12 | 8 | 4 | 30 | 0 | 0 | 0 | -11.1 | 1.3 | 29.1 | 88.3 | 7 | 966.4
2019 | 12 | 8 | 5 | 30 | 0 | 0 | 0 | -11.2 | 1.8 | 17.8 | 84.4 | 7.4 | 966.3
2019 | 12 | 8 | 6 | 30 | 0 | 0 | 0 | -11.3 | 1.6 | 18.8 | 81.3 | 7.4 | 966.3
2019 | 12 | 8 | 7 | 30 | 0 | 0 | 0 | -11.4 | 2.1 | 14.3 | 79 | 7.4 | 966.6
2019 | 12 | 8 | 8 | 30 | 19 | 149 | 34 | -11.6 | 1.6 | 15 | 78 | 7.5 | 967
2019 | 12 | 8 | 9 | 30 | 54 | 569 | 182 | -11.7 | 1.1 | 28.5 | 72.1 | 10.4 | 967.2
2019 | 12 | 8 | 10 | 30 | 69 | 756 | 339 | -11.7 | 0.5 | 188.3 | 57.2 | 13.9 | 967.7
2019 | 12 | 8 | 11 | 30 | 76 | 836 | 454 | -11.1 | 0.7 | 189.2 | 53 | 15.7 | 967.7
2019 | 12 | 8 | 12 | 30 | 77 | 871 | 515 | -10.9 | 1.7 | 243 | 52.7 | 16 | 967.2
2019 | 12 | 8 | 13 | 30 | 76 | 872 | 516 | -10.6 | 2.6 | 236.2 | 53 | 16.7 | 966.2
2019 | 12 | 8 | 14 | 30 | 73 | 842 | 456 | -10.5 | 2.6 | 243.4 | 56.5 | 17.3 | 965.6
2019 | 12 | 8 | 15 | 30 | 63 | 774 | 342 | -10.7 | 2.6 | 254.7 | 55.4 | 17.6 | 965.2
2019 | 12 | 8 | 16 | 30 | 47 | 627 | 190 | -10.9 | 3.1 | 269.2 | 53.9 | 17.1 | 965.3
2019 | 12 | 8 | 17 | 30 | 17 | 218 | 39 | -11.2 | 2 | 249.3 | 65.9 | 15.1 | 965.6
2019 | 12 | 8 | 18 | 30 | 0 | 0 | 0 | -11.7 | 2.7 | 236.4 | 86.1 | 11.9 | 966.1
2019 | 12 | 8 | 19 | 30 | 0 | 0 | 0 | -12.2 | 0.6 | 263.9 | 91.3 | 10.9 | 966.4
2019 | 12 | 8 | 20 | 30 | 0 | 0 | 0 | -12.7 | 0.8 | 122.5 | 92 | 10.4 | 966.7
2019 | 12 | 8 | 21 | 30 | 0 | 0 | 0 | -13 | 1.4 | 75.6 | 85.4 | 10.3 | 966.7
2019 | 12 | 8 | 22 | 30 | 0 | 0 | 0 | -13.1 | 1.8 | 47.6 | 83.6 | 10.1 | 966.8
2019 | 12 | 8 | 23 | 30 | 0 | 0 | 0 | -13 | 2.5 | 26.1 | 73.1 | 11.1 | 966.7
2019 | 12 | 9 | 0 | 30 | 0 | 0 | 0 | -12.8 | 1.5 | 50.5 | 71 | 11.6 | 967
2019 | 12 | 9 | 1 | 30 | 0 | 0 | 0 | -12.6 | 1.7 | 28.3 | 69.6 | 12.1 | 966.9
2019 | 12 | 9 | 2 | 30 | 0 | 0 | 0 | -12.3 | 0.8 | 111.9 | 70.4 | 12.3 | 966.7
2019 | 12 | 9 | 3 | 30 | 0 | 0 | 0 | -12.2 | 1.1 | 195.8 | 72.8 | 11.5 | 966.7
2019 | 12 | 9 | 4 | 30 | 0 | 0 | 0 | -12.2 | 0.9 | 164.5 | 75.4 | 11.2 | 966.8
2019 | 12 | 9 | 5 | 30 | 0 | 0 | 0 | -12.3 | 1.2 | 141.7 | 79.1 | 10.6 | 966.6
2019 | 12 | 9 | 6 | 30 | 0 | 0 | 0 | -12.4 | 2.4 | 37.4 | 78.6 | 10.6 | 966.7
2019 | 12 | 9 | 7 | 30 | 0 | 0 | 0 | -12.5 | 3.7 | 24.2 | 77.4 | 11 | 967.4
2019 | 12 | 9 | 8 | 30 | 28 | 232 | 50 | -12.5 | 2.4 | 27.9 | 75.8 | 11.6 | 968.2
2019 | 12 | 9 | 9 | 30 | 102 | 375 | 187 | -12.4 | 1.8 | 111.4 | 71.1 | 13.7 | 968.9
2019 | 12 | 9 | 10 | 30 | 150 | 331 | 269 | -12.1 | 0.8 | 98.1 | 61.7 | 16.8 | 969.4
2019 | 12 | 9 | 11 | 30 | 170 | 483 | 393 | -11.5 | 0.5 | 197.4 | 55.5 | 18.7 | 969.7
2019 | 12 | 9 | 12 | 30 | 192 | 352 | 372 | -11 | 0.7 | 113.6 | 48.4 | 19.6 | 969.4
2019 | 12 | 9 | 13 | 30 | 96 | 849 | 523 | -10.6 | 1 | 228.6 | 42.3 | 20.8 | 968.6
2019 | 12 | 9 | 14 | 30 | 99 | 870 | 494 | -10.3 | 2.2 | 230.4 | 40.5 | 21.5 | 967.9
2019 | 12 | 9 | 15 | 30 | 99 | 728 | 362 | -10.1 | 1.9 | 250.3 | 36.5 | 21.7 | 967.7
2019 | 12 | 9 | 16 | 30 | 106 | 350 | 195 | -10.2 | 2.1 | 253.1 | 41.7 | 20.7 | 967.8
2019 | 12 | 9 | 17 | 30 | 26 | 8 | 27 | -10.2 | 1.5 | 213.7 | 65.7 | 16.9 | 968.3
2019 | 12 | 9 | 18 | 30 | 0 | 0 | 0 | -10.3 | 0.8 | 138.9 | 78.2 | 14 | 968.6
2019 | 12 | 9 | 19 | 30 | 0 | 0 | 0 | -10.5 | 1.4 | 95.6 | 80.4 | 12.7 | 968.9
2019 | 12 | 9 | 20 | 30 | 0 | 0 | 0 | -10.6 | 1.6 | 58.3 | 61.4 | 12.3 | 969.2
2019 | 12 | 9 | 21 | 30 | 0 | 0 | 0 | -10.6 | 1.7 | 91.1 | 57.1 | 11.7 | 969.3
2019 | 12 | 9 | 22 | 30 | 0 | 0 | 0 | -10.5 | 2.4 | 17.7 | 52.7 | 12.3 | 969.3
2019 | 12 | 9 | 23 | 30 | 0 | 0 | 0 | -10.4 | 2 | 21 | 51.1 | 12.1 | 969.4
2019 | 12 | 10 | 0 | 30 | 0 | 0 | 0 | -9.9 | 1.5 | 57.7 | 52.6 | 10.9 | 969.4
2019 | 12 | 10 | 1 | 30 | 0 | 0 | 0 | -8.9 | 2 | 53.1 | 51.5 | 10.3 | 969.3
2019 | 12 | 10 | 2 | 30 | 0 | 0 | 0 | -7.5 | 2.7 | 24.5 | 48.2 | 9.8 | 969.3
2019 | 12 | 10 | 3 | 30 | 0 | 0 | 0 | -5.7 | 1.8 | 130.1 | 53.5 | 8.1 | 969.2
2019 | 12 | 10 | 4 | 30 | 0 | 0 | 0 | -3.9 | 2 | 68.7 | 54.9 | 7.5 | 968.9
2019 | 12 | 10 | 5 | 30 | 0 | 0 | 0 | -2.6 | 1.4 | 102 | 55.5 | 7 | 968.7
2019 | 12 | 10 | 6 | 30 | 0 | 0 | 0 | -1.7 | 2.7 | 23.9 | 51 | 7.7 | 968.7
2019 | 12 | 10 | 7 | 30 | 0 | 0 | 0 | -0.6 | 2.7 | 31.2 | 52.5 | 7 | 968.8
2019 | 12 | 10 | 8 | 30 | 14 | 261 | 38 | 0.3 | 2.5 | 100.2 | 48.6 | 8.1 | 968.7
2019 | 12 | 10 | 9 | 30 | 37 | 736 | 196 | 0.8 | 0.5 | 116 | 55.1 | 10.5 | 968.9
2019 | 12 | 10 | 10 | 30 | 48 | 893 | 359 | -0.3 | 0.4 | 208.8 | 34.2 | 15.3 | 968.9
2019 | 12 | 10 | 11 | 30 | 52 | 962 | 480 | -1.1 | 0.9 | 250.1 | 27.6 | 17.6 | 968.7
2019 | 12 | 10 | 12 | 30 | 53 | 987 | 543 | -1.8 | 1.1 | 201.2 | 25.6 | 18.7 | 968.1
2019 | 12 | 10 | 13 | 30 | 53 | 980 | 541 | -2.5 | 1.5 | 241.5 | 25.2 | 19.8 | 967.4
2019 | 12 | 10 | 14 | 30 | 51 | 950 | 479 | -3.2 | 1.5 | 245.7 | 28.9 | 20.4 | 966.8
2019 | 12 | 10 | 15 | 30 | 46 | 879 | 360 | -3.4 | 1.8 | 225.3 | 37.6 | 20.5 | 966.5
2019 | 12 | 10 | 16 | 30 | 37 | 729 | 201 | -2.8 | 2.8 | 243.8 | 53.8 | 18.4 | 966.5
2019 | 12 | 10 | 17 | 30 | 15 | 290 | 43 | -1.9 | 1.5 | 252 | 70.2 | 15.8 | 966.5
2019 | 12 | 10 | 18 | 30 | 0 | 0 | 0 | -0.9 | 0.8 | 300.5 | 81.6 | 12.6 | 966.4
2019 | 12 | 10 | 19 | 30 | 0 | 0 | 0 | -0.1 | 0.6 | 161.9 | 84.4 | 9.9 | 966.8
2019 | 12 | 10 | 20 | 30 | 0 | 0 | 0 | 0.5 | 1.1 | 25.9 | 76.1 | 9.9 | 966.7
2019 | 12 | 10 | 21 | 30 | 0 | 0 | 0 | 0.8 | 0.8 | 27.6 | 71.5 | 8.2 | 966.6
2019 | 12 | 10 | 22 | 30 | 0 | 0 | 0 | 1.1 | 1.6 | 40.7 | 58.8 | 9.5 | 966.3
2019 | 12 | 10 | 23 | 30 | 0 | 0 | 0 | 1.3 | 0.7 | 246.6 | 63 | 8 | 966.3
2019 | 12 | 11 | 0 | 30 | 0 | 0 | 0 | 1.8 | 1.6 | 12.8 | 61.3 | 8 | 966
2019 | 12 | 11 | 1 | 30 | 0 | 0 | 0 | 2.3 | 1.5 | 82.1 | 55 | 8.2 | 965.5
2019 | 12 | 11 | 2 | 30 | 0 | 0 | 0 | 2.8 | 1.3 | 35.8 | 51.6 | 8.1 | 964.9
2019 | 12 | 11 | 3 | 30 | 0 | 0 | 0 | 3.1 | 1.9 | 19.9 | 51.2 | 7.8 | 964.5
2019 | 12 | 11 | 4 | 30 | 0 | 0 | 0 | 3.1 | 2 | 19.9 | 46.6 | 8.6 | 964.2
2019 | 12 | 11 | 5 | 30 | 0 | 0 | 0 | 3 | 2 | 21.6 | 42.9 | 9.2 | 964
2019 | 12 | 11 | 6 | 30 | 0 | 0 | 0 | 2.9 | 2.6 | 18.9 | 44.1 | 8.9 | 964.1
2019 | 12 | 11 | 7 | 30 | 0 | 0 | 0 | 3.2 | 2.3 | 36.7 | 45.2 | 8.6 | 964.3
2019 | 12 | 11 | 8 | 30 | 22 | 81 | 29 | 3.6 | 2.5 | 31.7 | 41.7 | 9.8 | 964.3
2019 | 12 | 11 | 9 | 30 | 81 | 334 | 155 | 2.6 | 1.5 | 18.8 | 42.3 | 11.8 | 964.5
2019 | 12 | 11 | 10 | 30 | 139 | 711 | 386 | 0.4 | 1.2 | 111.9 | 33 | 17 | 964.3
2019 | 12 | 11 | 11 | 30 | 144 | 527 | 382 | -0.5 | 3.5 | 272.1 | 28.6 | 19.2 | 964
2019 | 12 | 11 | 12 | 30 | 157 | 619 | 467 | -0.9 | 6.1 | 278.3 | 21.4 | 20.7 | 963
2019 | 12 | 11 | 13 | 30 | 100 | 800 | 499 | -1.1 | 8.1 | 268.7 | 16.5 | 21.7 | 962.3
2019 | 12 | 11 | 14 | 30 | 61 | 898 | 465 | -1.2 | 8.7 | 269.3 | 18.6 | 21.2 | 961.8
2019 | 12 | 11 | 15 | 30 | 116 | 579 | 334 | -1.1 | 6.6 | 277.2 | 27.7 | 20.8 | 961.8
2019 | 12 | 11 | 16 | 30 | 94 | 385 | 178 | -0.9 | 6.1 | 261.4 | 30.7 | 19.3 | 962.1
2019 | 12 | 11 | 17 | 30 | 28 | 65 | 36 | -0.8 | 5.8 | 259.7 | 37.7 | 17.4 | 962.5
2019 | 12 | 11 | 18 | 30 | 0 | 0 | 0 | -0.8 | 6.1 | 263.6 | 42.9 | 16 | 962.8
2019 | 12 | 11 | 19 | 30 | 0 | 0 | 0 | -0.8 | 2.8 | 253.5 | 45.8 | 14.5 | 963.4
2019 | 12 | 11 | 20 | 30 | 0 | 0 | 0 | -0.8 | 3.1 | 252.2 | 48.2 | 13 | 964.1
2019 | 12 | 11 | 21 | 30 | 0 | 0 | 0 | -0.6 | 3.2 | 267.8 | 45 | 12.8 | 965.1
2019 | 12 | 11 | 22 | 30 | 0 | 0 | 0 | -0.4 | 3.3 | 200.9 | 55.1 | 11.1 | 965.6
2019 | 12 | 11 | 23 | 30 | 0 | 0 | 0 | -0.3 | 1.2 | 73.7 | 63 | 8.9 | 966
2019 | 12 | 12 | 0 | 30 | 0 | 0 | 0 | -0.2 | 2.8 | 32.1 | 63.1 | 8.5 | 966
2019 | 12 | 12 | 1 | 30 | 0 | 0 | 0 | -0.2 | 1.8 | 76.2 | 66.7 | 7.2 | 965.7
2019 | 12 | 12 | 2 | 30 | 0 | 0 | 0 | -0.4 | 1.5 | 160.1 | 70.6 | 5.9 | 965.5
2019 | 12 | 12 | 3 | 30 | 0 | 0 | 0 | -0.6 | 1.8 | 69.7 | 61 | 6.7 | 965.5
2019 | 12 | 12 | 4 | 30 | 0 | 0 | 0 | -0.8 | 2.1 | 272.3 | 63.3 | 7.7 | 965.2
2019 | 12 | 12 | 5 | 30 | 0 | 0 | 0 | -1 | 1.4 | 244.5 | 69.6 | 8.3 | 964.9
2019 | 12 | 12 | 6 | 30 | 0 | 0 | 0 | -1.2 | 0.5 | 172.1 | 75.1 | 6.4 | 964.7
2019 | 12 | 12 | 7 | 30 | 0 | 0 | 0 | -1.1 | 0.4 | 178.1 | 75 | 6.3 | 964.7
2019 | 12 | 12 | 8 | 30 | 19 | 7 | 19 | -0.9 | 1 | 162.5 | 73.8 | 6.6 | 964.2
2019 | 12 | 12 | 9 | 30 | 91 | 100 | 113 | -0.2 | 0.6 | 185.1 | 69.5 | 8.3 | 964.6
2019 | 12 | 12 | 10 | 30 | 132 | 45 | 150 | 1.4 | 4.8 | 257.2 | 51.9 | 10.6 | 964.1
2019 | 12 | 12 | 11 | 30 | 117 | 0 | 118 | 3 | 1.2 | 113.3 | 51.8 | 11.1 | 964.2
2019 | 12 | 12 | 12 | 30 | 194 | 150 | 272 | 4.1 | 3.6 | 282.7 | 40.7 | 13.2 | 963.9
2019 | 12 | 12 | 13 | 30 | 155 | 3 | 158 | 4.3 | 7.2 | 286.9 | 41 | 13.3 | 962.7
2019 | 12 | 12 | 14 | 30 | 154 | 0 | 155 | 3.9 | 8.8 | 280.4 | 37.7 | 14 | 961.7
2019 | 12 | 12 | 15 | 30 | 155 | 71 | 181 | 3 | 8.2 | 259.7 | 37.4 | 14.5 | 961.3
2019 | 12 | 12 | 16 | 30 | 114 | 90 | 136 | 2 | 8.7 | 270.4 | 35.1 | 14.5 | 960.9
2019 | 12 | 12 | 17 | 30 | 26 | 30 | 30 | 0.8 | 9.6 | 265.4 | 42.9 | 13.1 | 961.1
2019 | 12 | 12 | 18 | 30 | 0 | 0 | 0 | -0.9 | 10.9 | 255.2 | 49.9 | 12.3 | 961
2019 | 12 | 12 | 19 | 30 | 0 | 0 | 0 | -3.2 | 11.5 | 251.3 | 53.3 | 12.2 | 960.5
2019 | 12 | 12 | 20 | 30 | 0 | 0 | 0 | -5.7 | 5.9 | 200.8 | 57.1 | 12.4 | 960.1
2019 | 12 | 12 | 21 | 30 | 0 | 0 | 0 | -7.9 | 0 | 264.6 | 58.5 | 12.9 | 959.6
2019 | 12 | 12 | 22 | 30 | 0 | 0 | 0 | -9.7 | 0 | 267.1 | 57 | 13.8 | 959.3
2019 | 12 | 12 | 23 | 30 | 0 | 0 | 0 | -10.9 | 0 | 85.7 | 17.9 | 4.5 | 959.3
2019 | 12 | 13 | 0 | 30 | 0 | 0 | 0 | -11.3 | 0 | 0 | 0 | 0 | 959.3
2019 | 12 | 13 | 1 | 30 | 0 | 0 | 0 | -11.1 | 0 | 0 | 0 | 0 | 959.3
2019 | 12 | 13 | 2 | 30 | 0 | 0 | 0 | -10.8 | 0 | 0 | 0 | 0 | 959.3
2019 | 12 | 13 | 3 | 30 | 0 | 0 | 0 | -10.6 | 0 | 0 | 0 | 0 | 959.3
2019 | 12 | 13 | 4 | 30 | 0 | 0 | 0 | -10.5 | 0 | 0 | 0 | 0 | 959.3
2019 | 12 | 13 | 5 | 30 | 0 | 0 | 0 | -10.5 | 0 | 0 | 0 | 0 | 959.3
2019 | 12 | 13 | 6 | 30 | 0 | 0 | 0 | -10.7 | 0 | 0 | 0 | 0 | 959.3
2019 | 12 | 13 | 7 | 30 | 0 | 0 | 0 | -11 | 0 | 0 | 0 | 0 | 959.3
2019 | 12 | 13 | 8 | 30 | 9 | 0 | 9 | -11.5 | 0 | 0 | 0 | 0 | 959.3
2019 | 12 | 13 | 9 | 30 | 45 | 0 | 44 | -14.2 | 8.7 | 178.3 | 23.3 | 11.6 | 959.3
2019 | 12 | 13 | 10 | 30 | 67 | 0 | 67 | -17.4 | 11.9 | 284.9 | 35.1 | 18.5 | 958.3
2019 | 12 | 13 | 11 | 30 | 88 | 0 | 88 | -19.1 | 9.8 | 278.8 | 36.4 | 18.3 | 959.1
2019 | 12 | 13 | 12 | 30 | 121 | 0 | 122 | -19.9 | 8.5 | 243 | 46.9 | 17 | 959.2
2019 | 12 | 13 | 13 | 30 | 141 | 0 | 142 | -20.3 | 9.1 | 239.8 | 51.4 | 16.5 | 959.1
2019 | 12 | 13 | 14 | 30 | 116 | 0 | 116 | -20.5 | 8.6 | 217.7 | 52.9 | 16.2 | 958.8
2019 | 12 | 13 | 15 | 30 | 80 | 0 | 80 | -20.3 | 0 | 0 | 52 | 16.3 | 958.7
2019 | 12 | 13 | 16 | 30 | 31 | 0 | 31 | -19.7 | 0 | 70.9 | 53.2 | 15.9 | 958.8
2019 | 12 | 13 | 17 | 30 | 6 | 7 | 6 | -19.6 | 0 | 4.3 | 3.5 | 1.1 | 958.8
2019 | 12 | 13 | 18 | 30 | 0 | 0 | 0 | -19.4 | 0 | 0 | 0 | 0 | 958.8
2019 | 12 | 13 | 19 | 30 | 0 | 0 | 0 | -19.3 | 0 | 0 | 0 | 0 | 958.8
2019 | 12 | 13 | 20 | 30 | 0 | 0 | 0 | -19.3 | 0 | 0 | 0 | 0 | 958.8
2019 | 12 | 13 | 21 | 30 | 0 | 0 | 0 | -19.4 | 0 | 0 | 0 | 0 | 958.8
2019 | 12 | 13 | 22 | 30 | 0 | 0 | 0 | -19.5 | 0 | 0 | 0 | 0 | 958.8
2019 | 12 | 13 | 23 | 30 | 0 | 0 | 0 | -19.5 | 0 | 0 | 0 | 0 | 958.8
2019 | 12 | 14 | 0 | 30 | 0 | 0 | 0 | -19.5 | 0 | 0 | 0 | 0 | 958.8
2019 | 12 | 14 | 1 | 30 | 0 | 0 | 0 | -19.6 | 0 | 0 | 0 | 0 | 958.8
2019 | 12 | 14 | 2 | 30 | 0 | 0 | 0 | -19.8 | 0 | 0 | 0 | 0 | 958.8
2019 | 12 | 14 | 3 | 30 | 0 | 0 | 0 | -19.8 | 0 | 0 | 0 | 0 | 958.8
2019 | 12 | 14 | 4 | 30 | 0 | 0 | 0 | -19.9 | 0 | 0 | 0 | 0 | 958.8
2019 | 12 | 14 | 5 | 30 | 0 | 0 | 0 | -19.8 | 0 | 0 | 0 | 0 | 958.8
2019 | 12 | 14 | 6 | 30 | 0 | 0 | 0 | -19.3 | 0 | 0 | 0 | 0 | 958.8
2019 | 12 | 14 | 7 | 30 | 0 | 0 | 0 | -17.4 | 0 | 0 | 0 | 0 | 958.8
2019 | 12 | 14 | 8 | 30 | 21 | 77 | 28 | -12.5 | 0 | 0 | 0 | 0 | 958.8
2019 | 12 | 14 | 9 | 30 | 76 | 435 | 164 | -3 | 0 | 0 | 0 | 0 | 958.8
2019 | 12 | 14 | 10 | 30 | 121 | 431 | 267 | 0 | 0 | 0 | 0 | 0 | 958.8
2019 | 12 | 14 | 11 | 30 | 124 | 666 | 412 | -0.6 | 0 | 0 | 0 | 0 | 958.8
2019 | 12 | 14 | 12 | 30 | 97 | 846 | 505 | -2 | 0 | 0 | 0 | 0 | 958.8
2019 | 12 | 14 | 13 | 30 | 80 | 873 | 503 | -3.8 | 0 | 0 | 0 | 0 | 958.8
2019 | 12 | 14 | 14 | 30 | 65 | 885 | 452 | -5.4 | 0 | 0 | 0 | 0 | 958.8
2019 | 12 | 14 | 15 | 30 | 60 | 823 | 346 | -6.2 | 0 | 0 | 0 | 0 | 958.8
2019 | 12 | 14 | 16 | 30 | 48 | 565 | 177 | -6.3 | 0 | 0 | 0 | 0 | 958.8
2019 | 12 | 14 | 17 | 30 | 26 | 156 | 39 | -6.1 | 0 | 0 | 0 | 0 | 958.8
2019 | 12 | 14 | 18 | 30 | 0 | 0 | 0 | -5.8 | 0 | 0 | 0 | 0 | 958.8
2019 | 12 | 14 | 19 | 30 | 0 | 0 | 0 | -5.6 | 0 | 0 | 0 | 0 | 958.8
2019 | 12 | 14 | 20 | 30 | 0 | 0 | 0 | -5.6 | 0 | 0 | 0 | 0 | 958.8
2019 | 12 | 14 | 21 | 30 | 0 | 0 | 0 | -5.6 | 0 | 0 | 0 | 0 | 958.8
2019 | 12 | 14 | 22 | 30 | 0 | 0 | 0 | -5.8 | 0 | 0 | 0 | 0 | 958.8
2019 | 12 | 14 | 23 | 30 | 0 | 0 | 0 | -6 | 0 | 0 | 0 | 0 | 958.8
2019 | 12 | 15 | 0 | 30 | 0 | 0 | 0 | -6.2 | 0 | 0 | 0 | 0 | 958.8
2019 | 12 | 15 | 1 | 30 | 0 | 0 | 0 | -6.2 | 0 | 0 | 0 | 0 | 958.8
2019 | 12 | 15 | 2 | 30 | 0 | 0 | 0 | -6.4 | 0 | 0 | 0 | 0 | 958.8
2019 | 12 | 15 | 3 | 30 | 0 | 0 | 0 | -6.5 | 0 | 0 | 0 | 0 | 958.8
2019 | 12 | 15 | 4 | 30 | 0 | 0 | 0 | -6.6 | 0 | 0 | 0 | 0 | 958.8
2019 | 12 | 15 | 5 | 30 | 0 | 0 | 0 | -6.7 | 0 | 0 | 0 | 0 | 958.8
2019 | 12 | 15 | 6 | 30 | 0 | 0 | 0 | -6.7 | 0 | 0 | 0 | 0 | 958.8
2019 | 12 | 15 | 7 | 30 | 0 | 0 | 0 | -6.6 | 0 | 0 | 0 | 0 | 958.8
2019 | 12 | 15 | 8 | 30 | 22 | 71 | 27 | -6.4 | 0 | 0 | 0 | 0 | 958.8
2019 | 12 | 15 | 9 | 30 | 64 | 381 | 145 | -6.7 | 0 | 0 | 0 | 0 | 958.8
2019 | 12 | 15 | 10 | 30 | 63 | 813 | 334 | -7.6 | 0 | 0 | 0 | 0 | 958.8
2019 | 12 | 15 | 11 | 30 | 57 | 892 | 439 | -8.6 | 0 | 0 | 0 | 0 | 958.8
2019 | 12 | 15 | 12 | 30 | 58 | 922 | 500 | -9.4 | 0 | 0 | 0 | 0 | 958.8
2019 | 12 | 15 | 13 | 30 | 58 | 923 | 505 | -10.1 | 0 | 0 | 0 | 0 | 958.8
2019 | 12 | 15 | 14 | 30 | 59 | 886 | 447 | -10.6 | 0 | 0 | 0 | 0 | 958.8
2019 | 12 | 15 | 15 | 30 | 69 | 627 | 294 | -10.7 | 0 | 0 | 0 | 0 | 958.8
2019 | 12 | 15 | 16 | 30 | 116 | 370 | 188 | -10.6 | 0 | 0 | 0 | 0 | 958.8
2019 | 12 | 15 | 17 | 30 | 35 | 136 | 50 | -10.5 | 0 | 0 | 0 | 0 | 958.8
2019 | 12 | 15 | 18 | 30 | 0 | 0 | 0 | -10.3 | 0 | 0 | 0 | 0 | 958.8
2019 | 12 | 15 | 19 | 30 | 0 | 0 | 0 | -10.3 | 0 | 0 | 0 | 0 | 958.8
2019 | 12 | 15 | 20 | 30 | 0 | 0 | 0 | -10.3 | 0 | 0 | 0 | 0 | 958.8
2019 | 12 | 15 | 21 | 30 | 0 | 0 | 0 | -10.4 | 0 | 0 | 0 | 0 | 958.8
2019 | 12 | 15 | 22 | 30 | 0 | 0 | 0 | -10.5 | 0 | 0 | 0 | 0 | 958.8
2019 | 12 | 15 | 23 | 30 | 0 | 0 | 0 | -10.6 | 0 | 0 | 0 | 0 | 958.8
2019 | 12 | 16 | 0 | 30 | 0 | 0 | 0 | -10.8 | 0 | 0 | 0 | 0 | 958.8
2019 | 12 | 16 | 1 | 30 | 0 | 0 | 0 | -10.9 | 0 | 0 | 0 | 0 | 958.8
2019 | 12 | 16 | 2 | 30 | 0 | 0 | 0 | -11.2 | 0 | 0 | 0 | 0 | 958.8
2019 | 12 | 16 | 3 | 30 | 0 | 0 | 0 | -11.4 | 0 | 0 | 0 | 0 | 958.8
2019 | 12 | 16 | 4 | 30 | 0 | 0 | 0 | -11.5 | 0 | 0 | 0 | 0 | 958.8
2019 | 12 | 16 | 5 | 30 | 0 | 0 | 0 | -11.7 | 0 | 0 | 0 | 0 | 958.8
2019 | 12 | 16 | 6 | 30 | 0 | 0 | 0 | -11.9 | 0 | 0 | 0 | 0 | 958.8
2019 | 12 | 16 | 7 | 30 | 0 | 0 | 0 | -12 | 0 | 0 | 0 | 0 | 958.8
2019 | 12 | 16 | 8 | 30 | 17 | 0 | 17 | -12.1 | 1.4 | 42 | 42.7 | 4.5 | 958.8
2019 | 12 | 16 | 9 | 30 | 91 | 148 | 127 | -12 | 1 | 127 | 69.3 | 10.1 | 951.9
2019 | 12 | 16 | 10 | 30 | 158 | 167 | 213 | -11.5 | 1.4 | 117.3 | 76.3 | 11.8 | 952
2019 | 12 | 16 | 11 | 30 | 215 | 129 | 273 | -10.1 | 2.8 | 101.3 | 79.1 | 12.9 | 951.4
2019 | 12 | 16 | 12 | 30 | 232 | 35 | 252 | -8.2 | 2.4 | 105.9 | 74.4 | 14 | 950.2
2019 | 12 | 16 | 13 | 30 | 241 | 45 | 266 | -6.5 | 2.8 | 95.8 | 71 | 14.3 | 949.1
2019 | 12 | 16 | 14 | 30 | 194 | 14 | 202 | -5.4 | 3.1 | 109.4 | 74.3 | 14 | 948.1
2019 | 12 | 16 | 15 | 30 | 127 | 9 | 131 | -4.9 | 2.8 | 116.7 | 75.8 | 13.6 | 947.5
2019 | 12 | 16 | 16 | 30 | 99 | 10 | 103 | -4.6 | 3.4 | 105.3 | 82.6 | 12.9 | 946.7
2019 | 12 | 16 | 17 | 30 | 30 | 58 | 35 | -4.5 | 4.5 | 103.2 | 89.6 | 11.4 | 945.9
2019 | 12 | 16 | 18 | 30 | 0 | 0 | 0 | -4.5 | 5 | 98.2 | 93.9 | 10.2 | 945.7
2019 | 12 | 16 | 19 | 30 | 0 | 0 | 0 | -4.6 | 3.7 | 76.8 | 94.6 | 9.9 | 946
2019 | 12 | 16 | 20 | 30 | 0 | 0 | 0 | -4.7 | 2.9 | 79.5 | 94.8 | 9.3 | 945.5
2019 | 12 | 16 | 21 | 30 | 0 | 0 | 0 | -4.8 | 2.7 | 74.4 | 95.4 | 8.6 | 944.9
2019 | 12 | 16 | 22 | 30 | 0 | 0 | 0 | -4.8 | 2.3 | 98.1 | 95.9 | 8.4 | 944.9
2019 | 12 | 16 | 23 | 30 | 0 | 0 | 0 | -4.8 | 1.4 | 217.2 | 96.2 | 8.2 | 945.4
2019 | 12 | 17 | 0 | 30 | 0 | 0 | 0 | -4.9 | 1.9 | 73.5 | 96.4 | 6.9 | 945
2019 | 12 | 17 | 1 | 30 | 0 | 0 | 0 | -5.2 | 1.1 | 158.9 | 93.9 | 6.6 | 944.6
2019 | 12 | 17 | 2 | 30 | 0 | 0 | 0 | -5.7 | 2 | 252.1 | 85.5 | 8.6 | 944.9
2019 | 12 | 17 | 3 | 30 | 0 | 0 | 0 | -6.2 | 1.3 | 196.1 | 83.8 | 8.7 | 944.5
2019 | 12 | 17 | 4 | 30 | 0 | 0 | 0 | -6.7 | 2 | 119.9 | 80.3 | 9.1 | 944.5
2019 | 12 | 17 | 5 | 30 | 0 | 0 | 0 | -7.1 | 2 | 298.5 | 73.1 | 10.1 | 944.4
2019 | 12 | 17 | 6 | 30 | 0 | 0 | 0 | -7.4 | 1.9 | 295.9 | 75.6 | 9.8 | 944.6
2019 | 12 | 17 | 7 | 30 | 0 | 0 | 0 | -7.5 | 3.2 | 272.3 | 76 | 10.3 | 945.4
2019 | 12 | 17 | 8 | 30 | 11 | 0 | 10 | -7.6 | 1.5 | 232.3 | 88.2 | 8.8 | 946.3
2019 | 12 | 17 | 9 | 30 | 49 | 0 | 49 | -7.6 | 0.8 | 294.8 | 89.8 | 9.1 | 948.1
2019 | 12 | 17 | 10 | 30 | 110 | 8 | 114 | -7.5 | 0.3 | 104.4 | 89 | 10 | 948.8
2019 | 12 | 17 | 11 | 30 | 148 | 510 | 377 | -7.4 | 0.9 | 202.3 | 73.8 | 12.6 | 949.1
2019 | 12 | 17 | 12 | 30 | 122 | 706 | 471 | -7.1 | 2.4 | 252.7 | 66.6 | 13.6 | 949
2019 | 12 | 17 | 13 | 30 | 91 | 839 | 506 | -6.6 | 2.6 | 249.9 | 65.8 | 14.2 | 948.7
2019 | 12 | 17 | 14 | 30 | 147 | 529 | 393 | -6.1 | 2.8 | 224.6 | 64.3 | 14.9 | 948.7
2019 | 12 | 17 | 15 | 30 | 104 | 1 | 105 | -5.7 | 1.9 | 258.9 | 65 | 13.9 | 949.5
2019 | 12 | 17 | 16 | 30 | 82 | 3 | 83 | -5.4 | 1.6 | 182.4 | 71.1 | 13.5 | 950.5
2019 | 12 | 17 | 17 | 30 | 21 | 1 | 21 | -5.2 | 1.1 | 53.5 | 78.8 | 12.3 | 951.5
2019 | 12 | 17 | 18 | 30 | 0 | 0 | 0 | -4.5 | 0.9 | 123 | 86 | 10.1 | 952.6
2019 | 12 | 17 | 19 | 30 | 0 | 0 | 0 | -3.3 | 1.4 | 81.7 | 87.8 | 8.9 | 953.8
2019 | 12 | 17 | 20 | 30 | 0 | 0 | 0 | -1.4 | 0.8 | 30.3 | 85.9 | 8.3 | 955
2019 | 12 | 17 | 21 | 30 | 0 | 0 | 0 | 0.7 | 0.9 | 204.7 | 87.4 | 7.6 | 956.3
2019 | 12 | 17 | 22 | 30 | 0 | 0 | 0 | 2.1 | 1.4 | 187.6 | 81.1 | 7.5 | 957.1
2019 | 12 | 17 | 23 | 30 | 0 | 0 | 0 | 2.7 | 0.9 | 220.9 | 84.1 | 6.2 | 957.7
2019 | 12 | 18 | 0 | 30 | 0 | 0 | 0 | 2.8 | 0.8 | 37.9 | 83.2 | 6.1 | 958.4
2019 | 12 | 18 | 1 | 30 | 0 | 0 | 0 | 2.5 | 1 | 118.3 | 79.2 | 6.1 | 958.7
2019 | 12 | 18 | 2 | 30 | 0 | 0 | 0 | 1.8 | 1.4 | 34.8 | 78 | 5.8 | 958.8
2019 | 12 | 18 | 3 | 30 | 0 | 0 | 0 | 1 | 1.3 | 60.4 | 78.1 | 5.2 | 959.1
2019 | 12 | 18 | 4 | 30 | 0 | 0 | 0 | 0.1 | 2.8 | 22.3 | 75.3 | 5.4 | 959.4
2019 | 12 | 18 | 5 | 30 | 0 | 0 | 0 | -0.6 | 2.6 | 26.7 | 74 | 5.3 | 959.8
2019 | 12 | 18 | 6 | 30 | 0 | 0 | 0 | -1.2 | 1.8 | 27.5 | 73.8 | 4.9 | 960.4
2019 | 12 | 18 | 7 | 30 | 0 | 0 | 0 | -1.6 | 3 | 19.8 | 72.2 | 5 | 961.2
2019 | 12 | 18 | 8 | 30 | 24 | 81 | 31 | -1.8 | 3.2 | 21.8 | 68.4 | 6 | 961.7
2019 | 12 | 18 | 9 | 30 | 55 | 425 | 138 | -2.7 | 1.4 | 113.2 | 64.4 | 7.9 | 962.6
2019 | 12 | 18 | 10 | 30 | 48 | 856 | 335 | -4.8 | 1.8 | 107.3 | 56.2 | 10.4 | 963.6
2019 | 12 | 18 | 11 | 30 | 52 | 929 | 456 | -6.3 | 1.2 | 98.3 | 33.4 | 13.4 | 964.2
2019 | 12 | 18 | 12 | 30 | 56 | 957 | 522 | -7.5 | 0.9 | 74.2 | 27.1 | 14.5 | 963.9
2019 | 12 | 18 | 13 | 30 | 65 | 952 | 534 | -8.7 | 1.3 | 133.2 | 24.4 | 15.3 | 963.3
2019 | 12 | 18 | 14 | 30 | 54 | 923 | 467 | -9.8 | 2.1 | 97.4 | 23.1 | 16.2 | 962.6
2019 | 12 | 18 | 15 | 30 | 54 | 819 | 348 | -10.3 | 2.8 | 251.6 | 33.8 | 16.5 | 962.6
2019 | 12 | 18 | 16 | 30 | 67 | 395 | 156 | -10.3 | 2.6 | 264.1 | 53.4 | 14.8 | 962.9
2019 | 12 | 18 | 17 | 30 | 29 | 170 | 45 | -10 | 3 | 290.4 | 67 | 12.9 | 963.3
2019 | 12 | 18 | 18 | 30 | 0 | 0 | 0 | -9.8 | 1.9 | 272.9 | 76.5 | 10.6 | 963.9
2019 | 12 | 18 | 19 | 30 | 0 | 0 | 0 | -9.6 | 1.2 | 201.2 | 81.5 | 8.8 | 965
2019 | 12 | 18 | 20 | 30 | 0 | 0 | 0 | -9.5 | 1.5 | 42.4 | 83.8 | 8 | 966.4
2019 | 12 | 18 | 21 | 30 | 0 | 0 | 0 | -9.3 | 1.3 | 102.9 | 83.5 | 7.1 | 966.7
2019 | 12 | 18 | 22 | 30 | 0 | 0 | 0 | -9.1 | 1.6 | 29.7 | 79.7 | 7.3 | 966.7
2019 | 12 | 18 | 23 | 30 | 0 | 0 | 0 | -8.8 | 1.6 | 42.3 | 81.2 | 6.7 | 966.4
2019 | 12 | 19 | 0 | 30 | 0 | 0 | 0 | -8.3 | 1.2 | 68.3 | 81 | 6.3 | 965.8
2019 | 12 | 19 | 1 | 30 | 0 | 0 | 0 | -7.8 | 1.4 | 41.7 | 80.5 | 6 | 965.4
2019 | 12 | 19 | 2 | 30 | 0 | 0 | 0 | -7.5 | 1 | 65.4 | 80 | 5.9 | 965.8
2019 | 12 | 19 | 3 | 30 | 0 | 0 | 0 | -7.2 | 1.3 | 129 | 78.3 | 6.3 | 966.1
2019 | 12 | 19 | 4 | 30 | 0 | 0 | 0 | -7.1 | 0.7 | 61.5 | 87.1 | 4.4 | 968.7
2019 | 12 | 19 | 5 | 30 | 0 | 0 | 0 | -7 | 0.5 | 113.1 | 85.6 | 5.3 | 973.4
2019 | 12 | 19 | 6 | 30 | 0 | 0 | 0 | -7 | 0.8 | 80.4 | 83.1 | 6.2 | 973.1
2019 | 12 | 19 | 7 | 30 | 0 | 0 | 0 | -7 | 0.6 | 160.4 | 85.1 | 5.7 | 973.4
2019 | 12 | 19 | 8 | 30 | 15 | 2 | 15 | -6.8 | 1.4 | 63.3 | 81.8 | 6.9 | 973.8
2019 | 12 | 19 | 9 | 30 | 91 | 81 | 111 | -6.8 | 1.3 | 92.4 | 78.3 | 8.7 | 972.5
2019 | 12 | 19 | 10 | 30 | 110 | 686 | 344 | -7.6 | 2 | 277 | 67.4 | 12.4 | 970.7
2019 | 12 | 19 | 11 | 30 | 174 | 567 | 419 | -8.4 | 3 | 251.7 | 62.8 | 14.5 | 969.1
2019 | 12 | 19 | 12 | 30 | 175 | 64 | 208 | -9.2 | 3.9 | 275.4 | 68.2 | 14.4 | 967.1
2019 | 12 | 19 | 13 | 30 | 155 | 1 | 156 | -9.8 | 3.9 | 262.6 | 71 | 14.6 | 965.8
2019 | 12 | 19 | 14 | 30 | 163 | 6 | 168 | -10.3 | 4.3 | 275.8 | 72.5 | 15 | 964.5
2019 | 12 | 19 | 15 | 30 | 100 | 533 | 293 | -10.5 | 5.3 | 241.9 | 69.5 | 16.4 | 964
2019 | 12 | 19 | 16 | 30 | 98 | 113 | 126 | -10.5 | 7.6 | 240.1 | 67 | 16 | 963.8
2019 | 12 | 19 | 17 | 30 | 28 | 9 | 29 | -10.4 | 6.1 | 241 | 65.2 | 15.6 | 964
2019 | 12 | 19 | 18 | 30 | 0 | 0 | 0 | -10.2 | 3.4 | 268.8 | 67.3 | 14.8 | 964.1
2019 | 12 | 19 | 19 | 30 | 0 | 0 | 0 | -9.9 | 2.4 | 277.8 | 74.3 | 13.3 | 963.7
2019 | 12 | 19 | 20 | 30 | 0 | 0 | 0 | -9.7 | 3.6 | 253.7 | 76.5 | 13.1 | 963.3
2019 | 12 | 19 | 21 | 30 | 0 | 0 | 0 | -9.5 | 5.3 | 238.7 | 75.2 | 13.6 | 962.7
2019 | 12 | 19 | 22 | 30 | 0 | 0 | 0 | -9.3 | 5.4 | 250.7 | 72.1 | 14.2 | 962.3
2019 | 12 | 19 | 23 | 30 | 0 | 0 | 0 | -9.2 | 5.9 | 249.8 | 68.2 | 14.8 | 962
2019 | 12 | 20 | 0 | 30 | 0 | 0 | 0 | -9.2 | 6.3 | 250.2 | 68.3 | 14.8 | 961.4
2019 | 12 | 20 | 1 | 30 | 0 | 0 | 0 | -9.2 | 8.2 | 255.7 | 74.5 | 14.5 | 960.1
2019 | 12 | 20 | 2 | 30 | 0 | 0 | 0 | -9.2 | 9.7 | 247 | 77.4 | 14.7 | 958.8
2019 | 12 | 20 | 3 | 30 | 0 | 0 | 0 | -9.2 | 8.7 | 251.1 | 78.6 | 15 | 958.3
2019 | 12 | 20 | 4 | 30 | 0 | 0 | 0 | -9.2 | 5.7 | 241.3 | 80.3 | 15 | 957.9
2019 | 12 | 20 | 5 | 30 | 0 | 0 | 0 | -9.2 | 5.9 | 266 | 80.6 | 15.2 | 956.8
2019 | 12 | 20 | 6 | 30 | 0 | 0 | 0 | -9.2 | 7.4 | 241.1 | 81.9 | 15.3 | 955.2
2019 | 12 | 20 | 7 | 30 | 0 | 0 | 0 | -9.1 | 9.1 | 242.4 | 83.1 | 15.5 | 952.1
2019 | 12 | 20 | 8 | 30 | 8 | 0 | 7 | -8.9 | 9.1 | 231 | 80.9 | 16 | 951.7
2019 | 12 | 20 | 9 | 30 | 64 | 2 | 65 | -8.9 | 6.3 | 231.3 | 80.3 | 16.4 | 952
2019 | 12 | 20 | 10 | 30 | 142 | 57 | 165 | -9.2 | 5.9 | 229.1 | 78.7 | 17.1 | 952
2019 | 12 | 20 | 11 | 30 | 168 | 15 | 176 | -9.8 | 7.6 | 222.6 | 76.6 | 17.5 | 952.2
2019 | 12 | 20 | 12 | 30 | 216 | 90 | 263 | -10.5 | 7.9 | 228.8 | 75.6 | 18 | 951.7
2019 | 12 | 20 | 13 | 30 | 194 | 50 | 221 | -11.1 | 8.3 | 230.1 | 71.9 | 18.6 | 950.9
2019 | 12 | 20 | 14 | 30 | 214 | 141 | 281 | -11.4 | 7.5 | 230.7 | 70.6 | 18.9 | 950.6
2019 | 12 | 20 | 15 | 30 | 161 | 3 | 163 | -11.4 | 7.3 | 221.4 | 73.6 | 18.2 | 950.4
2019 | 12 | 20 | 16 | 30 | 107 | 7 | 109 | -11.3 | 6.7 | 237.8 | 72.4 | 18.3 | 949.7
2019 | 12 | 20 | 17 | 30 | 34 | 1 | 35 | -11.1 | 6.9 | 240.3 | 73.3 | 18 | 949.5
2019 | 12 | 20 | 18 | 30 | 0 | 0 | 0 | -10.8 | 7.9 | 232.8 | 77.3 | 17.1 | 949.5
2019 | 12 | 20 | 19 | 30 | 0 | 0 | 0 | -10.7 | 6.6 | 237.7 | 76.2 | 17.1 | 949.4
2019 | 12 | 20 | 20 | 30 | 0 | 0 | 0 | -10.7 | 6.8 | 234.6 | 74.8 | 17.3 | 949.6
2019 | 12 | 20 | 21 | 30 | 0 | 0 | 0 | -10.6 | 6.9 | 245.1 | 74.2 | 17.4 | 949.6
2019 | 12 | 20 | 22 | 30 | 0 | 0 | 0 | -10.5 | 6.7 | 241.6 | 77.3 | 16.8 | 949.6
2019 | 12 | 20 | 23 | 30 | 0 | 0 | 0 | -10.5 | 7.9 | 237 | 75.2 | 17.1 | 949.6
2019 | 12 | 21 | 0 | 30 | 0 | 0 | 0 | -10.7 | 8.2 | 236 | 77.7 | 16.8 | 949.8
2019 | 12 | 21 | 1 | 30 | 0 | 0 | 0 | -11 | 7.8 | 236.3 | 78.5 | 16.8 | 949.7
2019 | 12 | 21 | 2 | 30 | 0 | 0 | 0 | -11.2 | 7.3 | 228.3 | 78.2 | 16.8 | 949.9
2019 | 12 | 21 | 3 | 30 | 0 | 0 | 0 | -11.3 | 7.7 | 227.3 | 72 | 17.7 | 950
2019 | 12 | 21 | 4 | 30 | 0 | 0 | 0 | -11.3 | 7.9 | 225.8 | 70.8 | 17.8 | 950.4
2019 | 12 | 21 | 5 | 30 | 0 | 0 | 0 | -11.2 | 5.5 | 215.4 | 72.9 | 17.5 | 950.7
2019 | 12 | 21 | 6 | 30 | 0 | 0 | 0 | -11 | 4.8 | 205.4 | 75.7 | 17.1 | 951.4
2019 | 12 | 21 | 7 | 30 | 0 | 0 | 0 | -10.8 | 5.9 | 203.9 | 73.1 | 17.6 | 952.2
2019 | 12 | 21 | 8 | 30 | 9 | 0 | 9 | -10.3 | 4.1 | 198.5 | 70 | 17.8 | 952.9
2019 | 12 | 21 | 9 | 30 | 64 | 13 | 67 | -9.8 | 4.6 | 214.5 | 72 | 17.5 | 953.6
2019 | 12 | 21 | 10 | 30 | 125 | 52 | 146 | -9.5 | 5.1 | 216.1 | 74.5 | 17.5 | 954.4
2019 | 12 | 21 | 11 | 30 | 214 | 148 | 281 | -9.4 | 5.1 | 200.1 | 73 | 18.3 | 954.6
2019 | 12 | 21 | 12 | 30 | 244 | 49 | 272 | -9.1 | 9 | 254 | 58.3 | 19.8 | 954.3
2019 | 12 | 21 | 13 | 30 | 233 | 603 | 534 | -8.9 | 6.9 | 238.7 | 56.2 | 21.1 | 953.5
2019 | 12 | 21 | 14 | 30 | 166 | 730 | 496 | -8.8 | 7.7 | 244.7 | 54.5 | 21.8 | 952.5
2019 | 12 | 21 | 15 | 30 | 139 | 504 | 329 | -8.6 | 9.2 | 238 | 56.5 | 21.3 | 952
2019 | 12 | 21 | 16 | 30 | 105 | 155 | 138 | -8.6 | 7.1 | 241.3 | 62.5 | 19.9 | 952.1
2019 | 12 | 21 | 17 | 30 | 32 | 215 | 55 | -8.5 | 5.5 | 254.6 | 66 | 19.1 | 952.5
2019 | 12 | 21 | 18 | 30 | 0 | 0 | 0 | -8.3 | 6 | 249.7 | 70.8 | 17.9 | 953
2019 | 12 | 21 | 19 | 30 | 0 | 0 | 0 | -8.1 | 12.9 | 275.6 | 57.6 | 19.9 | 953.3
2019 | 12 | 21 | 20 | 30 | 0 | 0 | 0 | -7.9 | 14.5 | 281.3 | 49.4 | 20 | 954.5
2019 | 12 | 21 | 21 | 30 | 0 | 0 | 0 | -7.6 | 13.9 | 284.8 | 44 | 19.3 | 955.6
2019 | 12 | 21 | 22 | 30 | 0 | 0 | 0 | -7.4 | 15 | 272.1 | 45.8 | 18.4 | 956.1
2019 | 12 | 21 | 23 | 30 | 0 | 0 | 0 | -7.2 | 15.3 | 272.8 | 43.7 | 17.9 | 956.7
2019 | 12 | 22 | 0 | 30 | 0 | 0 | 0 | -7 | 15.9 | 272.3 | 41.9 | 17.4 | 957.2
2019 | 12 | 22 | 1 | 30 | 0 | 0 | 0 | -7 | 14.7 | 270.5 | 40.8 | 16.9 | 957.5
2019 | 12 | 22 | 2 | 30 | 0 | 0 | 0 | -7.1 | 11 | 280.8 | 39.3 | 16.4 | 958.1
2019 | 12 | 22 | 3 | 30 | 0 | 0 | 0 | -7.3 | 7.8 | 288.7 | 38.6 | 16.3 | 958.6
2019 | 12 | 22 | 4 | 30 | 0 | 0 | 0 | -7.5 | 5.4 | 291 | 40.9 | 15.8 | 959.1
2019 | 12 | 22 | 5 | 30 | 0 | 0 | 0 | -7.7 | 7.5 | 279.5 | 39.4 | 16.1 | 959.5
2019 | 12 | 22 | 6 | 30 | 0 | 0 | 0 | -7.7 | 12.8 | 281.3 | 33 | 17.2 | 959.9
2019 | 12 | 22 | 7 | 30 | 0 | 0 | 0 | -7.5 | 10.3 | 279.5 | 33 | 17.1 | 960.4
2019 | 12 | 22 | 8 | 30 | 10 | 166 | 23 | -7.3 | 9.4 | 265.8 | 36.5 | 16.7 | 961.5
2019 | 12 | 22 | 9 | 30 | 33 | 673 | 166 | -7.2 | 9.2 | 274.1 | 32.2 | 17.5 | 962.7
2019 | 12 | 22 | 10 | 30 | 45 | 840 | 323 | -6.2 | 9.2 | 288.7 | 30.3 | 18.2 | 963.5
2019 | 12 | 22 | 11 | 30 | 50 | 910 | 443 | -5.1 | 8.7 | 296.8 | 25.9 | 19.4 | 963.5
2019 | 12 | 22 | 12 | 30 | 53 | 936 | 510 | -5.9 | 9 | 280.8 | 23 | 20.2 | 963.2
2019 | 12 | 22 | 13 | 30 | 52 | 945 | 520 | -7.8 | 9.8 | 278.2 | 20.7 | 20.8 | 962.5
2019 | 12 | 22 | 14 | 30 | 49 | 928 | 469 | -9.7 | 12.4 | 269.2 | 20.6 | 21.1 | 961.3
2019 | 12 | 22 | 15 | 30 | 45 | 867 | 359 | -10.3 | 11.2 | 267.1 | 22.9 | 21.6 | 960.9
2019 | 12 | 22 | 16 | 30 | 36 | 727 | 207 | -10.1 | 10.4 | 260.7 | 26.9 | 21.1 | 961.1
2019 | 12 | 22 | 17 | 30 | 16 | 313 | 49 | -9.4 | 10 | 255.5 | 32.6 | 19.5 | 961.2
2019 | 12 | 22 | 18 | 30 | 0 | 0 | 0 | -8.9 | 10.4 | 247.1 | 38.6 | 18.3 | 961.8
2019 | 12 | 22 | 19 | 30 | 0 | 0 | 0 | -8.8 | 11.1 | 239.6 | 43.6 | 17.9 | 962.4
2019 | 12 | 22 | 20 | 30 | 0 | 0 | 0 | -8.9 | 11.3 | 242.8 | 47.6 | 17.5 | 963.6
2019 | 12 | 22 | 21 | 30 | 0 | 0 | 0 | -9.3 | 11.2 | 266.9 | 48.9 | 17 | 964.3
2019 | 12 | 22 | 22 | 30 | 0 | 0 | 0 | -9.8 | 11.9 | 266.5 | 51.9 | 16.4 | 965.1
2019 | 12 | 22 | 23 | 30 | 0 | 0 | 0 | -10.4 | 10.1 | 271.8 | 50.9 | 16.5 | 965.6
2019 | 12 | 23 | 0 | 30 | 0 | 0 | 0 | -11.2 | 9.8 | 270.1 | 47 | 16.5 | 965.5
2019 | 12 | 23 | 1 | 30 | 0 | 0 | 0 | -11.8 | 8.4 | 269.9 | 40.1 | 16.3 | 965.6
2019 | 12 | 23 | 2 | 30 | 0 | 0 | 0 | -12.5 | 8.3 | 273.2 | 35.3 | 16.2 | 966
2019 | 12 | 23 | 3 | 30 | 0 | 0 | 0 | -13 | 3.5 | 183.8 | 38.8 | 14.4 | 969.2
2019 | 12 | 23 | 4 | 30 | 0 | 0 | 0 | -13.2 | 2.3 | 47.6 | 46.8 | 12.1 | 981.2
2019 | 12 | 23 | 5 | 30 | 0 | 0 | 0 | -13 | 2.4 | 41.9 | 42 | 12.4 | 969.4
2019 | 12 | 23 | 6 | 30 | 0 | 0 | 0 | -12.8 | 2.5 | 55.6 | 39.9 | 12.2 | 969.2
2019 | 12 | 23 | 7 | 30 | 0 | 0 | 0 | -12.5 | 1.7 | 45.8 | 41.9 | 11.2 | 969.3
2019 | 12 | 23 | 8 | 30 | 11 | 183 | 25 | -12.5 | 1.8 | 66.2 | 35.4 | 12.4 | 969.6
2019 | 12 | 23 | 9 | 30 | 44 | 695 | 180 | -14 | 1.4 | 109.7 | 29.6 | 16.4 | 970.5
2019 | 12 | 23 | 10 | 30 | 52 | 839 | 331 | -16.8 | 1.1 | 83.9 | 23.1 | 20.4 | 971.1
2019 | 12 | 23 | 11 | 30 | 76 | 901 | 467 | -18.8 | 3.1 | 97.1 | 28.4 | 21.1 | 971.5
2019 | 12 | 23 | 12 | 30 | 57 | 930 | 513 | -20 | 2.2 | 139.3 | 29.9 | 21.7 | 971
2019 | 12 | 23 | 13 | 30 | 68 | 866 | 500 | -20.4 | 3.2 | 263.9 | 38.3 | 20.9 | 970.4
2019 | 12 | 23 | 14 | 30 | 64 | 847 | 450 | -20.3 | 3.5 | 270.4 | 35 | 21.1 | 970.1
2019 | 12 | 23 | 15 | 30 | 57 | 772 | 339 | -19.7 | 3.9 | 274 | 34 | 20.9 | 970.1
2019 | 12 | 23 | 16 | 30 | 44 | 666 | 202 | -18.8 | 3.6 | 274.8 | 33.9 | 20.3 | 970.3
2019 | 12 | 23 | 17 | 30 | 19 | 286 | 49 | -18 | 2.3 | 283.1 | 39.2 | 18 | 970.5
2019 | 12 | 23 | 18 | 30 | 0 | 0 | 0 | -17.3 | 2.1 | 313 | 46.3 | 15.2 | 970.9
2019 | 12 | 23 | 19 | 30 | 0 | 0 | 0 | -16.9 | 0.5 | 109.4 | 57.1 | 12.9 | 971.1
2019 | 12 | 23 | 20 | 30 | 0 | 0 | 0 | -16.7 | 1 | 70.1 | 63.6 | 11.4 | 971.2
2019 | 12 | 23 | 21 | 30 | 0 | 0 | 0 | -16.7 | 1 | 15.1 | 65 | 10.9 | 971.5
2019 | 12 | 23 | 22 | 30 | 0 | 0 | 0 | -16.8 | 0.7 | 43.8 | 73.1 | 9.1 | 971.4
2019 | 12 | 23 | 23 | 30 | 0 | 0 | 0 | -16.9 | 1.2 | 144.5 | 70.4 | 9.5 | 971.5
2019 | 12 | 24 | 0 | 30 | 0 | 0 | 0 | -16.8 | 1.3 | 129.8 | 65.3 | 10 | 971.5
2019 | 12 | 24 | 1 | 30 | 0 | 0 | 0 | -16.7 | 1.5 | 86.5 | 70.1 | 8.7 | 971.3
2019 | 12 | 24 | 2 | 30 | 0 | 0 | 0 | -16.6 | 0.9 | 155.3 | 68.3 | 8.9 | 971
2019 | 12 | 24 | 3 | 30 | 0 | 0 | 0 | -16.5 | 1.2 | 23.5 | 66.1 | 9.4 | 971
2019 | 12 | 24 | 4 | 30 | 0 | 0 | 0 | -16.4 | 2.7 | 46 | 56.7 | 11.5 | 970.8
2019 | 12 | 24 | 5 | 30 | 0 | 0 | 0 | -16.3 | 1.5 | 24.9 | 64.7 | 9.3 | 970.6
2019 | 12 | 24 | 6 | 30 | 0 | 0 | 0 | -16.1 | 1.8 | 16.5 | 61.8 | 9.9 | 970.7
2019 | 12 | 24 | 7 | 30 | 0 | 0 | 0 | -15.9 | 1.8 | 29.7 | 59.7 | 10.3 | 971.1
2019 | 12 | 24 | 8 | 30 | 12 | 128 | 22 | -15.8 | 2.5 | 28.5 | 54 | 11.7 | 971.6
2019 | 12 | 24 | 9 | 30 | 37 | 538 | 148 | -16 | 1.7 | 40.1 | 54.6 | 12.9 | 972.1
2019 | 12 | 24 | 10 | 30 | 53 | 747 | 304 | -16.9 | 1.4 | 91 | 49.8 | 16.2 | 972.7
2019 | 12 | 24 | 11 | 30 | 70 | 763 | 398 | -18 | 1.9 | 107.1 | 45 | 18.4 | 972.7
2019 | 12 | 24 | 12 | 30 | 72 | 917 | 523 | -19.3 | 2.3 | 113.3 | 38.5 | 20.1 | 972.2
2019 | 12 | 24 | 13 | 30 | 63 | 947 | 534 | -19.8 | 1.9 | 117.3 | 33.8 | 21 | 971.3
2019 | 12 | 24 | 14 | 30 | 61 | 860 | 454 | -19.8 | 2.3 | 118.3 | 34 | 21.4 | 970.4
2019 | 12 | 24 | 15 | 30 | 70 | 785 | 357 | -19.5 | 2.4 | 101.2 | 34.5 | 21.5 | 970.1
2019 | 12 | 24 | 16 | 30 | 55 | 256 | 120 | -19.2 | 2.2 | 105.4 | 39 | 19.8 | 970
2019 | 12 | 24 | 17 | 30 | 20 | 192 | 39 | -18.9 | 1.6 | 74.4 | 48.5 | 17.5 | 969.9
2019 | 12 | 24 | 18 | 30 | 0 | 0 | 0 | -18.6 | 2.1 | 27.8 | 55.7 | 14.7 | 969.8
2019 | 12 | 24 | 19 | 30 | 0 | 0 | 0 | -18.3 | 0.9 | 65.8 | 65.1 | 11.9 | 969.8
2019 | 12 | 24 | 20 | 30 | 0 | 0 | 0 | -18.2 | 1.2 | 158.5 | 68.6 | 10.8 | 970
2019 | 12 | 24 | 21 | 30 | 0 | 0 | 0 | -18.2 | 2.5 | 32.1 | 54.5 | 12.6 | 969.8
2019 | 12 | 24 | 22 | 30 | 0 | 0 | 0 | -18.2 | 1.7 | 30.4 | 54.6 | 10.8 | 969.8
2019 | 12 | 24 | 23 | 30 | 0 | 0 | 0 | -18.2 | 2.9 | 43.6 | 48.1 | 11 | 969.7
2019 | 12 | 25 | 0 | 30 | 0 | 0 | 0 | -17.7 | 2.2 | 44.8 | 43.3 | 10.8 | 969.4
2019 | 12 | 25 | 1 | 30 | 0 | 0 | 0 | -16.9 | 2.9 | 28.5 | 36.4 | 11.9 | 969
2019 | 12 | 25 | 2 | 30 | 0 | 0 | 0 | -16.3 | 2.3 | 35.7 | 40.1 | 10.8 | 968.7
2019 | 12 | 25 | 3 | 30 | 0 | 0 | 0 | -16 | 2.8 | 36.5 | 35.9 | 12.4 | 968.5
2019 | 12 | 25 | 4 | 30 | 0 | 0 | 0 | -15.9 | 2.2 | 67.8 | 47.8 | 9.7 | 968.3
2019 | 12 | 25 | 5 | 30 | 0 | 0 | 0 | -16 | 2.3 | 62.7 | 49.2 | 10.4 | 968
2019 | 12 | 25 | 6 | 30 | 0 | 0 | 0 | -16 | 1.8 | 42.3 | 44.8 | 10.7 | 968.1
2019 | 12 | 25 | 7 | 30 | 0 | 0 | 0 | -15.8 | 2.1 | 31.4 | 44.5 | 10.7 | 968.4
2019 | 12 | 25 | 8 | 30 | 9 | 118 | 19 | -15.9 | 2.1 | 25.2 | 44.2 | 10.6 | 968.6
2019 | 12 | 25 | 9 | 30 | 33 | 613 | 154 | -16.5 | 1 | 4.4 | 46.1 | 12.6 | 969
2019 | 12 | 25 | 10 | 30 | 48 | 851 | 330 | -17.4 | 1.5 | 38.9 | 44.6 | 15.8 | 969.4
2019 | 12 | 25 | 11 | 30 | 54 | 921 | 453 | -17.8 | 1.8 | 103.2 | 40.7 | 18.5 | 969.2
2019 | 12 | 25 | 12 | 30 | 73 | 943 | 536 | -17.5 | 2 | 121.2 | 34.6 | 20.6 | 968.5
2019 | 12 | 25 | 13 | 30 | 103 | 918 | 561 | -17 | 2.4 | 114.8 | 31.6 | 21.3 | 967.6
2019 | 12 | 25 | 14 | 30 | 78 | 781 | 437 | -16.3 | 2.4 | 120.2 | 29.1 | 21.7 | 966.9
2019 | 12 | 25 | 15 | 30 | 105 | 633 | 337 | -15.5 | 2.2 | 94.2 | 32.7 | 21.6 | 966.7
2019 | 12 | 25 | 16 | 30 | 81 | 480 | 203 | -15.1 | 1.9 | 127.7 | 36.6 | 21 | 966.6
2019 | 12 | 25 | 17 | 30 | 35 | 253 | 61 | -14.6 | 2.2 | 232.7 | 50.1 | 17.4 | 966.9
2019 | 12 | 25 | 18 | 30 | 0 | 0 | 0 | -13.8 | 0.6 | 182.3 | 60 | 14.2 | 967.4
2019 | 12 | 25 | 19 | 30 | 0 | 0 | 0 | -12.8 | 2.2 | 37.3 | 60.4 | 13.6 | 967.6
2019 | 12 | 25 | 20 | 30 | 0 | 0 | 0 | -12 | 2 | 23.9 | 61.3 | 12.4 | 967.7
2019 | 12 | 25 | 21 | 30 | 0 | 0 | 0 | -11.4 | 2.5 | 41.5 | 55.6 | 13 | 967.9
2019 | 12 | 25 | 22 | 30 | 0 | 0 | 0 | -10.8 | 1.1 | 30 | 60.2 | 11.1 | 968.2
2019 | 12 | 25 | 23 | 30 | 0 | 0 | 0 | -10.2 | 0.8 | 34.4 | 68.4 | 9.1 | 968.3
2019 | 12 | 26 | 0 | 30 | 0 | 0 | 0 | -9.8 | 0.8 | 241.7 | 67.6 | 9.4 | 968.3
2019 | 12 | 26 | 1 | 30 | 0 | 0 | 0 | -9.5 | 0.8 | 150.7 | 70.2 | 8.2 | 968.3
2019 | 12 | 26 | 2 | 30 | 0 | 0 | 0 | -9.3 | 1.2 | 106.4 | 65.3 | 8.9 | 968.3
2019 | 12 | 26 | 3 | 30 | 0 | 0 | 0 | -9.1 | 2.1 | 56.4 | 53.3 | 11 | 968.3
2019 | 12 | 26 | 4 | 30 | 0 | 0 | 0 | -8.9 | 1.7 | 40.8 | 53.6 | 10.6 | 968
2019 | 12 | 26 | 5 | 30 | 0 | 0 | 0 | -8.8 | 2.4 | 31.4 | 46.4 | 12.5 | 967.6
2019 | 12 | 26 | 6 | 30 | 0 | 0 | 0 | -8.6 | 3 | 15.7 | 44.4 | 13.5 | 967.6
2019 | 12 | 26 | 7 | 30 | 0 | 0 | 0 | -8.3 | 2.3 | 25.1 | 49.3 | 12.5 | 968.1
2019 | 12 | 26 | 8 | 30 | 18 | 132 | 28 | -8 | 2.5 | 27.9 | 49.9 | 12.4 | 968.5
2019 | 12 | 26 | 9 | 30 | 80 | 379 | 149 | -8.1 | 2 | 37.2 | 45.3 | 15.4 | 969.1
2019 | 12 | 26 | 10 | 30 | 103 | 476 | 266 | -7.2 | 0.7 | 91.5 | 41.2 | 18.6 | 969.9
2019 | 12 | 26 | 11 | 30 | 81 | 800 | 430 | -6.4 | 0.6 | 232.2 | 28.3 | 21.8 | 970
2019 | 12 | 26 | 12 | 30 | 91 | 848 | 509 | -6.1 | 0.4 | 119.5 | 26 | 23.7 | 969.4
2019 | 12 | 26 | 13 | 30 | 126 | 754 | 505 | -5.8 | 0.5 | 130.8 | 27.1 | 24.4 | 968.7
2019 | 12 | 26 | 14 | 30 | 154 | 577 | 423 | -5.6 | 2.6 | 245 | 29.9 | 23.7 | 968.2
2019 | 12 | 26 | 15 | 30 | 139 | 544 | 344 | -5.4 | 2.3 | 235.6 | 32 | 23.4 | 968.2
2019 | 12 | 26 | 16 | 30 | 109 | 369 | 201 | -5.5 | 1.5 | 226.8 | 40.8 | 21.9 | 968.7
2019 | 12 | 26 | 17 | 30 | 39 | 133 | 55 | -5.8 | 0.8 | 211.2 | 50.8 | 19.1 | 969.2
2019 | 12 | 26 | 18 | 30 | 0 | 0 | 0 | -6 | 1 | 68.8 | 53.9 | 16.5 | 969.8
2019 | 12 | 26 | 19 | 30 | 0 | 0 | 0 | -6.1 | 1 | 71.4 | 60.6 | 14.1 | 970.5
2019 | 12 | 26 | 20 | 30 | 0 | 0 | 0 | -6.1 | 1.8 | 95.9 | 55.3 | 13.3 | 970.9
2019 | 12 | 26 | 21 | 30 | 0 | 0 | 0 | -5.9 | 2.6 | 92.4 | 55.6 | 12.5 | 971.3
2019 | 12 | 26 | 22 | 30 | 0 | 0 | 0 | -5.5 | 3.4 | 89.9 | 56.6 | 12.4 | 971.5
2019 | 12 | 26 | 23 | 30 | 0 | 0 | 0 | -4.5 | 4.4 | 104.3 | 60.6 | 12.2 | 972.2
2019 | 12 | 27 | 0 | 30 | 0 | 0 | 0 | -3.2 | 4.2 | 92.9 | 61.6 | 11.9 | 972.5
2019 | 12 | 27 | 1 | 30 | 0 | 0 | 0 | -1.8 | 3.3 | 90.4 | 60.9 | 11.7 | 972.6
2019 | 12 | 27 | 2 | 30 | 0 | 0 | 0 | -1.1 | 3.2 | 97.3 | 63.5 | 11.2 | 972.7
2019 | 12 | 27 | 3 | 30 | 0 | 0 | 0 | -1.1 | 2.1 | 100 | 65.9 | 10.6 | 972.7
2019 | 12 | 27 | 4 | 30 | 0 | 0 | 0 | -1.8 | 1.9 | 77.8 | 66.1 | 10.7 | 972.3
2019 | 12 | 27 | 5 | 30 | 0 | 0 | 0 | -3.1 | 2.4 | 89 | 67.5 | 10.3 | 972
2019 | 12 | 27 | 6 | 30 | 0 | 0 | 0 | -4.2 | 2.2 | 48.5 | 67.2 | 10.2 | 971.9
2019 | 12 | 27 | 7 | 30 | 0 | 0 | 0 | -4.8 | 3.2 | 51 | 67.9 | 10.4 | 972.2
2019 | 12 | 27 | 8 | 30 | 10 | 24 | 12 | -5 | 2.4 | 24.5 | 68.9 | 9.8 | 972.5
2019 | 12 | 27 | 9 | 30 | 53 | 231 | 100 | -4.3 | 2.6 | 40.5 | 65.5 | 11 | 972.9
2019 | 12 | 27 | 10 | 30 | 76 | 629 | 286 | -3.6 | 3.2 | 78.1 | 61.4 | 13.7 | 973.4
2019 | 12 | 27 | 11 | 30 | 86 | 759 | 415 | -3.4 | 3.6 | 105.7 | 58.9 | 15.2 | 973.3
2019 | 12 | 27 | 12 | 30 | 93 | 810 | 493 | -3.2 | 4 | 111.8 | 60.3 | 16 | 972.7
2019 | 12 | 27 | 13 | 30 | 91 | 832 | 509 | -3.1 | 4.1 | 106.5 | 59 | 17.4 | 971.9
2019 | 12 | 27 | 14 | 30 | 88 | 795 | 454 | -3 | 4.2 | 97 | 56.2 | 18.3 | 971.2
2019 | 12 | 27 | 15 | 30 | 86 | 715 | 353 | -2.8 | 4.6 | 95.6 | 52.9 | 18.7 | 971.1
2019 | 12 | 27 | 16 | 30 | 76 | 474 | 196 | -2.4 | 4.6 | 98.5 | 61 | 17.7 | 971.2
2019 | 12 | 27 | 17 | 30 | 31 | 74 | 41 | -1.8 | 3.5 | 96.4 | 71 | 15.4 | 971.5
2019 | 12 | 27 | 18 | 30 | 0 | 0 | 0 | -1.1 | 3 | 87.4 | 81.9 | 13.1 | 971.7
2019 | 12 | 27 | 19 | 30 | 0 | 0 | 0 | -0.5 | 2.5 | 56.4 | 77.4 | 12.6 | 971.9
2019 | 12 | 27 | 20 | 30 | 0 | 0 | 0 | -0.2 | 3 | 28.6 | 64.2 | 12.5 | 971.9
2019 | 12 | 27 | 21 | 30 | 0 | 0 | 0 | -0.3 | 3.2 | 25 | 59.5 | 12.6 | 972
2019 | 12 | 27 | 22 | 30 | 0 | 0 | 0 | -0.6 | 2.4 | 27.3 | 61.7 | 11.6 | 972.2
2019 | 12 | 27 | 23 | 30 | 0 | 0 | 0 | -0.9 | 2.2 | 36.6 | 65.9 | 10.3 | 972.4
2019 | 12 | 28 | 0 | 30 | 0 | 0 | 0 | -1.2 | 1.3 | 83.9 | 70 | 9.1 | 972.3
2019 | 12 | 28 | 1 | 30 | 0 | 0 | 0 | -1.5 | 2.3 | 43.5 | 66 | 9.6 | 971.9
2019 | 12 | 28 | 2 | 30 | 0 | 0 | 0 | -1.7 | 2.2 | 54.2 | 64.8 | 9.6 | 971.5
2019 | 12 | 28 | 3 | 30 | 0 | 0 | 0 | -1.8 | 3.1 | 25.6 | 63.4 | 10.1 | 971.4
2019 | 12 | 28 | 4 | 30 | 0 | 0 | 0 | -1.4 | 2.1 | 60.8 | 69.4 | 8.7 | 971.7
2019 | 12 | 28 | 5 | 30 | 0 | 0 | 0 | -0.7 | 1.7 | 33.8 | 68.9 | 8.8 | 971.7
2019 | 12 | 28 | 6 | 30 | 0 | 0 | 0 | 0 | 1.8 | 65.4 | 76.3 | 7.4 | 972
2019 | 12 | 28 | 7 | 30 | 0 | 0 | 0 | 0.8 | 2.1 | 51.6 | 74.4 | 8.1 | 972.3
2019 | 12 | 28 | 8 | 30 | 10 | 138 | 20 | 1.9 | 2.2 | 30.5 | 70.3 | 8.3 | 972.7
2019 | 12 | 28 | 9 | 30 | 36 | 626 | 157 | 3.4 | 2.2 | 68.3 | 63.5 | 10.8 | 973.4
2019 | 12 | 28 | 10 | 30 | 50 | 801 | 315 | 3 | 1.9 | 98.5 | 62.7 | 13.5 | 974.1
2019 | 12 | 28 | 11 | 30 | 56 | 888 | 440 | 1.6 | 3.1 | 107.7 | 52.7 | 15.3 | 974.2
2019 | 12 | 28 | 12 | 30 | 58 | 923 | 512 | 0.1 | 3.1 | 115.9 | 47.2 | 16.3 | 973.5
2019 | 12 | 28 | 13 | 30 | 57 | 935 | 526 | -0.6 | 1.4 | 161.8 | 44.2 | 17.4 | 972.3
2019 | 12 | 28 | 14 | 30 | 55 | 914 | 475 | -0.8 | 1 | 201.8 | 37.3 | 18.9 | 971.3
2019 | 12 | 28 | 15 | 30 | 50 | 857 | 369 | -0.7 | 0.9 | 186.4 | 34.6 | 19.8 | 971
2019 | 12 | 28 | 16 | 30 | 42 | 709 | 216 | -0.4 | 4.1 | 105.6 | 49.8 | 17.4 | 971.4
2019 | 12 | 28 | 17 | 30 | 20 | 313 | 56 | -0.1 | 5 | 106.8 | 68.4 | 13.2 | 972.2
2019 | 12 | 28 | 18 | 30 | 0 | 0 | 0 | 0.2 | 4.1 | 101.7 | 84.3 | 10.2 | 972.8
2019 | 12 | 28 | 19 | 30 | 0 | 0 | 0 | 0.5 | 4.1 | 95.7 | 91.8 | 9.2 | 973.3
2019 | 12 | 28 | 20 | 30 | 0 | 0 | 0 | 0.9 | 3.4 | 87.9 | 92.8 | 8.7 | 973.5
2019 | 12 | 28 | 21 | 30 | 0 | 0 | 0 | 1.2 | 3.1 | 79.1 | 93.2 | 9 | 973.8
2019 | 12 | 28 | 22 | 30 | 0 | 0 | 0 | 1.7 | 2.9 | 70 | 92.3 | 8.9 | 974
2019 | 12 | 28 | 23 | 30 | 0 | 0 | 0 | 2.2 | 3.5 | 70.4 | 90.8 | 8.8 | 974.4
2019 | 12 | 29 | 0 | 30 | 0 | 0 | 0 | 2.6 | 2.1 | 59.1 | 91.4 | 7.1 | 974.2
2019 | 12 | 29 | 1 | 30 | 0 | 0 | 0 | 2.9 | 2 | 41.5 | 90.4 | 6.7 | 973.9
2019 | 12 | 29 | 2 | 30 | 0 | 0 | 0 | 2.9 | 1.7 | 33 | 86.9 | 5.9 | 973.9
2019 | 12 | 29 | 3 | 30 | 0 | 0 | 0 | 2.8 | 1.8 | 55.6 | 87.3 | 6.2 | 974.3
2019 | 12 | 29 | 4 | 30 | 0 | 0 | 0 | 2.5 | 1.9 | 47.2 | 91 | 5.6 | 974.4
2019 | 12 | 29 | 5 | 30 | 0 | 0 | 0 | 2.1 | 2 | 42.8 | 86.8 | 5.4 | 974.5
2019 | 12 | 29 | 6 | 30 | 0 | 0 | 0 | 1.7 | 2.2 | 45.4 | 86.2 | 5.2 | 974.8
2019 | 12 | 29 | 7 | 30 | 0 | 0 | 0 | 1.6 | 2.6 | 32.6 | 85 | 5.2 | 975.2
2019 | 12 | 29 | 8 | 30 | 11 | 32 | 14 | 1.5 | 1.9 | 50.9 | 85.6 | 4.9 | 975.4
2019 | 12 | 29 | 9 | 30 | 46 | 537 | 152 | 1 | 2.1 | 62.1 | 80.6 | 7.5 | 975.7
2019 | 12 | 29 | 10 | 30 | 64 | 762 | 317 | -0.1 | 2 | 79.5 | 76.6 | 10.7 | 976.2
2019 | 12 | 29 | 11 | 30 | 109 | 821 | 466 | -0.9 | 3.1 | 91.1 | 70.4 | 12.6 | 976.3
2019 | 12 | 29 | 12 | 30 | 104 | 755 | 479 | -1.6 | 3.4 | 86.4 | 66.3 | 13 | 975.7
2019 | 12 | 29 | 13 | 30 | 82 | 873 | 521 | -2.1 | 3.1 | 86.2 | 65.1 | 13.3 | 974.3
2019 | 12 | 29 | 14 | 30 | 64 | 890 | 475 | -2.4 | 2.7 | 110.5 | 60.6 | 14.1 | 973.4
2019 | 12 | 29 | 15 | 30 | 61 | 816 | 366 | -2.8 | 4.2 | 106.9 | 60.8 | 14.4 | 973.2
2019 | 12 | 29 | 16 | 30 | 48 | 684 | 217 | -3.3 | 4.2 | 105 | 63 | 13.8 | 973.2
2019 | 12 | 29 | 17 | 30 | 22 | 305 | 57 | -4.2 | 3 | 100.4 | 68.6 | 12.3 | 973.3
2019 | 12 | 29 | 18 | 30 | 0 | 0 | 0 | -5.8 | 2.2 | 75.8 | 77.7 | 10 | 973.3
2019 | 12 | 29 | 19 | 30 | 0 | 0 | 0 | -8.1 | 2.1 | 49.4 | 79 | 9.3 | 973.7
2019 | 12 | 29 | 20 | 30 | 0 | 0 | 0 | -11 | 1.6 | 65.6 | 85.4 | 7.1 | 974
2019 | 12 | 29 | 21 | 30 | 0 | 0 | 0 | -13.6 | 1.7 | 36.6 | 87.2 | 6.9 | 974.2
2019 | 12 | 29 | 22 | 30 | 0 | 0 | 0 | -14.7 | 2.9 | 19.9 | 86.1 | 7 | 974.3
2019 | 12 | 29 | 23 | 30 | 0 | 0 | 0 | -14.9 | 2.9 | 27.1 | 85.7 | 6.9 | 974.3
2019 | 12 | 30 | 0 | 30 | 0 | 0 | 0 | -14.8 | 1.4 | 66.4 | 89.5 | 5.7 | 974.3
2019 | 12 | 30 | 1 | 30 | 0 | 0 | 0 | -14.9 | 1.8 | 41.5 | 88.3 | 7.2 | 974.2
2019 | 12 | 30 | 2 | 30 | 0 | 0 | 0 | -15.2 | 1.6 | 58.8 | 84.3 | 8.4 | 974.3
2019 | 12 | 30 | 3 | 30 | 0 | 0 | 0 | -15.3 | 2.3 | 21.8 | 82.6 | 8.7 | 974.4
2019 | 12 | 30 | 4 | 30 | 0 | 0 | 0 | -15.4 | 2.2 | 18.5 | 83 | 8.3 | 974.3
2019 | 12 | 30 | 5 | 30 | 0 | 0 | 0 | -15.4 | 1 | 159.6 | 85.3 | 7.5 | 974.3
2019 | 12 | 30 | 6 | 30 | 0 | 0 | 0 | -15.4 | 0.4 | 96.1 | 88.4 | 7.1 | 974.5
2019 | 12 | 30 | 7 | 30 | 0 | 0 | 0 | -15.3 | 0.9 | 142.8 | 89.5 | 6.9 | 974.8
2019 | 12 | 30 | 8 | 30 | 6 | 0 | 6 | -15.1 | 1 | 109.3 | 88.4 | 7.4 | 975.4
2019 | 12 | 30 | 9 | 30 | 47 | 0 | 47 | -14.8 | 1 | 195.4 | 84.2 | 8.8 | 976.1
2019 | 12 | 30 | 10 | 30 | 154 | 7 | 159 | -15.2 | 1 | 167.3 | 78.6 | 10.1 | 976.6
2019 | 12 | 30 | 11 | 30 | 241 | 21 | 254 | -16.1 | 1.4 | 213.1 | 70.6 | 11.6 | 976.7
2019 | 12 | 30 | 12 | 30 | 266 | 7 | 273 | -16.8 | 0.8 | 156.7 | 67.2 | 12.4 | 976.2
2019 | 12 | 30 | 13 | 30 | 273 | 116 | 336 | -17.2 | 1.6 | 114.9 | 64.8 | 12.7 | 975.6
2019 | 12 | 30 | 14 | 30 | 197 | 749 | 545 | -17.3 | 1.8 | 129.3 | 60.7 | 13.6 | 975
2019 | 12 | 30 | 15 | 30 | 159 | 611 | 393 | -16.7 | 1.5 | 115.6 | 58.8 | 14.1 | 974.8
2019 | 12 | 30 | 16 | 30 | 82 | 546 | 222 | -16.5 | 1.4 | 123.5 | 58.9 | 13.9 | 974.7
2019 | 12 | 30 | 17 | 30 | 27 | 226 | 52 | -16.6 | 0.4 | 80.9 | 62.6 | 13 | 974.9
2019 | 12 | 30 | 18 | 30 | 0 | 0 | 0 | -16.7 | 1.3 | 64.9 | 75.6 | 10.5 | 975.1
2019 | 12 | 30 | 19 | 30 | 0 | 0 | 0 | -16.9 | 1.1 | 81.7 | 81.9 | 9.7 | 975.3
2019 | 12 | 30 | 20 | 30 | 0 | 0 | 0 | -17.1 | 1.5 | 96.8 | 86.7 | 7.8 | 975.4
2019 | 12 | 30 | 21 | 30 | 0 | 0 | 0 | -17.2 | 1.4 | 76 | 87.9 | 6.7 | 975.6
2019 | 12 | 30 | 22 | 30 | 0 | 0 | 0 | -17.4 | 2.2 | 52 | 86.6 | 6.6 | 975.6
2019 | 12 | 30 | 23 | 30 | 0 | 0 | 0 | -17.4 | 2.9 | 25.4 | 83.9 | 7.1 | 975.7
2019 | 12 | 31 | 0 | 30 | 0 | 0 | 0 | -17.4 | 2.7 | 27.7 | 83.5 | 7.1 | 975.2
2019 | 12 | 31 | 1 | 30 | 0 | 0 | 0 | -17.4 | 1.7 | 35.6 | 87.9 | 5.3 | 974.8
2019 | 12 | 31 | 2 | 30 | 0 | 0 | 0 | -17.4 | 2.4 | 22.6 | 85.7 | 6.3 | 974.5
2019 | 12 | 31 | 3 | 30 | 0 | 0 | 0 | -17.3 | 1.9 | 15.6 | 87.2 | 5.3 | 974.6
2019 | 12 | 31 | 4 | 30 | 0 | 0 | 0 | -17.3 | 1.2 | 7.3 | 89.1 | 4.5 | 974.4
2019 | 12 | 31 | 5 | 30 | 0 | 0 | 0 | -17.3 | 1.8 | 42.7 | 89.7 | 4.7 | 974.1
2019 | 12 | 31 | 6 | 30 | 0 | 0 | 0 | -17.1 | 2.2 | 36.8 | 89.2 | 4.9 | 974.4
2019 | 12 | 31 | 7 | 30 | 0 | 0 | 0 | -16.7 | 2.1 | 28.9 | 86.8 | 5.8 | 975
2019 | 12 | 31 | 8 | 30 | 9 | 1 | 9 | -16.4 | 1.4 | 76.7 | 90.9 | 4.5 | 975.4
2019 | 12 | 31 | 9 | 30 | 86 | 13 | 90 | -16.1 | 0.8 | 63.4 | 90.3 | 6.5 | 975.9
2019 | 12 | 31 | 10 | 30 | 158 | 14 | 163 | -16.6 | 1.1 | 117.6 | 88.4 | 8.2 | 976.7
2019 | 12 | 31 | 11 | 30 | 230 | 12 | 238 | -16.7 | 0.7 | 95 | 82.9 | 10.5 | 977
2019 | 12 | 31 | 12 | 30 | 267 | 23 | 282 | -16.3 | 1.2 | 96.5 | 70.6 | 12.2 | 976.6
2019 | 12 | 31 | 13 | 30 | 183 | 589 | 483 | -15.8 | 1.4 | 58.8 | 66.9 | 12.9 | 975.8
2019 | 12 | 31 | 14 | 30 | 159 | 366 | 334 | -15.6 | 1.7 | 108.1 | 64.5 | 13.2 | 975.2
2019 | 12 | 31 | 15 | 30 | 117 | 132 | 165 | -15.1 | 1.3 | 150.5 | 67.6 | 12.9 | 974.9
2019 | 12 | 31 | 16 | 30 | 83 | 471 | 207 | -0.7 | 1.6 | 118.3 | 66.5 | 13.5 | 974.8
2019 | 12 | 31 | 17 | 30 | 27 | 248 | 56 | -1.5 | 2 | 94.6 | 73.5 | 11.8 | 974.8
2019 | 12 | 31 | 18 | 30 | 0 | 0 | 0 | -2 | 1.3 | 106.1 | 80.4 | 9.7 | 975.2
2019 | 12 | 31 | 19 | 30 | 0 | 0 | 0 | -2.3 | 0.8 | 92.4 | 85.4 | 7.9 | 975.6
2019 | 12 | 31 | 20 | 30 | 0 | 0 | 0 | -2.5 | 1.2 | 66.4 | 88.5 | 6.3 | 975.9
2019 | 12 | 31 | 21 | 30 | 0 | 0 | 0 | -2.6 | 0.4 | 86.6 | 91.3 | 5.4 | 976
2019 | 12 | 31 | 22 | 30 | 0 | 0 | 0 | -2.7 | 0.8 | 33.7 | 92.1 | 5.1 | 975.8
2019 | 12 | 31 | 23 | 30 | 0 | 0 | 0 | -2.9 | 0.6 | 13.9 | 92.8 | 4.7 | 975.8

## 9 - Load and SellingPrice
Year | Month | Day | Hour | Month | Day | t_local | Electrcity Selling Price [EUR/MWh] | 2019 - Spanish Load [MW] | Electrical Demand [MW] |  |  | Normalized Electrcity Selling Price: Alpha [-]
2019 | 1 | 1 | 0 | 1 | 1 | 2 | 66 | 21336 | 29.7145 | 95th - percentile | 35901.65 | 1.7654 | Max | 74.74 | EUR/MWh
2019 | 1 | 1 | 1 | 1 | 1 | 3 | 63.64 | 20184 | 28.1101 | Max Load | 40107 | 1.7023 | Min | 0.03 | EUR/MWh
2019 | 1 | 1 | 2 | 1 | 1 | 4 | 58.85 | 19430 | 27.06 |  |  | 1.5742 | Weighted Average | 47.6752 | EUR/MWh
2019 | 1 | 1 | 3 | 1 | 1 | 5 | 55.47 | 19161 | 26.6854 |  |  | 1.4838 | Average | 37.385 | EUR/MWh
2019 | 1 | 1 | 4 | 1 | 1 | 6 | 56 | 19342 | 26.9375 |  |  | 1.4979
2019 | 1 | 1 | 5 | 1 | 1 | 7 | 61.09 | 19794 | 27.567 |  |  | 1.6341
2019 | 1 | 1 | 6 | 1 | 1 | 8 | 61.01 | 19726 | 27.4723 |  |  | 1.6319
2019 | 1 | 1 | 7 | 1 | 1 | 9 | 61 | 20386 | 28.3915 |  |  | 1.6317
2019 | 1 | 1 | 8 | 1 | 1 | 10 | 63 | 22053 | 30.7131 |  |  | 1.6852
2019 | 1 | 1 | 9 | 1 | 1 | 11 | 63 | 23308 | 32.4609 |  |  | 1.6852
2019 | 1 | 1 | 10 | 1 | 1 | 12 | 64.03 | 23858 | 33.2269 |  |  | 1.7127
2019 | 1 | 1 | 11 | 1 | 1 | 13 | 65.88 | 24340 | 33.8982 |  |  | 1.7622
2019 | 1 | 1 | 12 | 1 | 1 | 14 | 65.01 | 24244 | 33.7645 |  |  | 1.7389
2019 | 1 | 1 | 13 | 1 | 1 | 15 | 60.84 | 23007 | 32.0417 |  |  | 1.6274
2019 | 1 | 1 | 14 | 1 | 1 | 16 | 61.09 | 22505 | 31.3426 |  |  | 1.6341
2019 | 1 | 1 | 15 | 1 | 1 | 17 | 63.08 | 22934 | 31.94 |  |  | 1.6873
2019 | 1 | 1 | 16 | 1 | 1 | 18 | 66.66 | 25566 | 35.6056 |  |  | 1.7831
2019 | 1 | 1 | 17 | 1 | 1 | 19 | 67.06 | 27069 | 37.6988 |  |  | 1.7938
2019 | 1 | 1 | 18 | 1 | 1 | 20 | 67.26 | 28154 | 39.2099 |  |  | 1.7991
2019 | 1 | 1 | 19 | 1 | 1 | 21 | 68.07 | 28489 | 39.6764 |  |  | 1.8208
2019 | 1 | 1 | 20 | 1 | 1 | 22 | 67.08 | 27617 | 38.462 |  |  | 1.7943
2019 | 1 | 1 | 21 | 1 | 1 | 23 | 64.03 | 25606 | 35.6613 |  |  | 1.7127
2019 | 1 | 1 | 22 | 1 | 1 | 0 | 61.74 | 23173 | 32.2729 |  |  | 1.6515
2019 | 1 | 1 | 23 | 1 | 1 | 1 | 53 | 21327 | 29.702 |  |  | 1.4177
2019 | 1 | 2 | 0 | 1 | 2 | 2 | 48.23 | 20132 | 28.0377 |  |  | 1.2901
2019 | 1 | 2 | 1 | 1 | 2 | 3 | 47.23 | 19656 | 27.3748 |  |  | 1.2633
2019 | 1 | 2 | 2 | 1 | 2 | 4 | 45.24 | 19543 | 27.2174 |  |  | 1.2101
2019 | 1 | 2 | 3 | 1 | 2 | 5 | 45.7 | 20421 | 28.4402 |  |  | 1.2224
2019 | 1 | 2 | 4 | 1 | 2 | 6 | 51.1 | 23200 | 32.3105 |  |  | 1.3669
2019 | 1 | 2 | 5 | 1 | 2 | 7 | 58.37 | 27038 | 37.6557 |  |  | 1.5613
2019 | 1 | 2 | 6 | 1 | 2 | 8 | 63.75 | 30378 | 42.3072 |  |  | 1.7052
2019 | 1 | 2 | 7 | 1 | 2 | 9 | 66.1 | 33079 | 46.0689 |  |  | 1.7681
2019 | 1 | 2 | 8 | 1 | 2 | 10 | 65.88 | 34660 | 48.2708 |  |  | 1.7622
2019 | 1 | 2 | 9 | 1 | 2 | 11 | 63.63 | 34802 | 48.4685 |  |  | 1.702
2019 | 1 | 2 | 10 | 1 | 2 | 12 | 62.8 | 34297 | 47.7652 |  |  | 1.6798
2019 | 1 | 2 | 11 | 1 | 2 | 13 | 63.16 | 34144 | 47.5521 |  |  | 1.6894
2019 | 1 | 2 | 12 | 1 | 2 | 14 | 61.5 | 33359 | 46.4589 |  |  | 1.645
2019 | 1 | 2 | 13 | 1 | 2 | 15 | 60.69 | 32369 | 45.0801 |  |  | 1.6234
2019 | 1 | 2 | 14 | 1 | 2 | 16 | 62.19 | 31812 | 44.3044 |  |  | 1.6635
2019 | 1 | 2 | 15 | 1 | 2 | 17 | 67.1 | 32087 | 44.6874 |  |  | 1.7948
2019 | 1 | 2 | 16 | 1 | 2 | 18 | 69.3 | 34133 | 47.5368 |  |  | 1.8537
2019 | 1 | 2 | 17 | 1 | 2 | 19 | 69.25 | 34783 | 48.4421 |  |  | 1.8523
2019 | 1 | 2 | 18 | 1 | 2 | 20 | 68.07 | 35182 | 48.9977 |  |  | 1.8208
2019 | 1 | 2 | 19 | 1 | 2 | 21 | 68.01 | 34839 | 48.5201 |  |  | 1.8192
2019 | 1 | 2 | 20 | 1 | 2 | 22 | 66.66 | 32692 | 45.5299 |  |  | 1.7831
2019 | 1 | 2 | 21 | 1 | 2 | 23 | 64.28 | 29692 | 41.3519 |  |  | 1.7194
2019 | 1 | 2 | 22 | 1 | 2 | 0 | 62.01 | 27054 | 37.6779 |  |  | 1.6587
2019 | 1 | 2 | 23 | 1 | 2 | 1 | 54.85 | 24667 | 34.3536 |  |  | 1.4672
2019 | 1 | 3 | 0 | 1 | 3 | 2 | 52.19 | 23415 | 32.6099 |  |  | 1.396
2019 | 1 | 3 | 1 | 1 | 3 | 3 | 50.21 | 22791 | 31.7409 |  |  | 1.3431
2019 | 1 | 3 | 2 | 1 | 3 | 4 | 50.2 | 22690 | 31.6002 |  |  | 1.3428
2019 | 1 | 3 | 3 | 1 | 3 | 5 | 52.19 | 23298 | 32.447 |  |  | 1.396
2019 | 1 | 3 | 4 | 1 | 3 | 6 | 54.91 | 25663 | 35.7407 |  |  | 1.4688
2019 | 1 | 3 | 5 | 1 | 3 | 7 | 66.58 | 29285 | 40.785 |  |  | 1.7809
2019 | 1 | 3 | 6 | 1 | 3 | 8 | 68.03 | 32639 | 45.4561 |  |  | 1.8197
2019 | 1 | 3 | 7 | 1 | 3 | 9 | 69.12 | 35114 | 48.903 |  |  | 1.8489
2019 | 1 | 3 | 8 | 1 | 3 | 10 | 69.19 | 36149 | 50 |  |  | 1.8507
2019 | 1 | 3 | 9 | 1 | 3 | 11 | 68.01 | 36127 | 50 |  |  | 1.8192
2019 | 1 | 3 | 10 | 1 | 3 | 12 | 67.2 | 35555 | 49.5172 |  |  | 1.7975
2019 | 1 | 3 | 11 | 1 | 3 | 13 | 66.7 | 35195 | 49.0159 |  |  | 1.7841
2019 | 1 | 3 | 12 | 1 | 3 | 14 | 67 | 34219 | 47.6566 |  |  | 1.7922
2019 | 1 | 3 | 13 | 1 | 3 | 15 | 68.01 | 33337 | 46.4282 |  |  | 1.8192
2019 | 1 | 3 | 14 | 1 | 3 | 16 | 68.99 | 33059 | 46.0411 |  |  | 1.8454
2019 | 1 | 3 | 15 | 1 | 3 | 17 | 70 | 33467 | 46.6093 |  |  | 1.8724
2019 | 1 | 3 | 16 | 1 | 3 | 18 | 71.1 | 35214 | 49.0423 |  |  | 1.9018
2019 | 1 | 3 | 17 | 1 | 3 | 19 | 70.55 | 35831 | 49.9016 |  |  | 1.8871
2019 | 1 | 3 | 18 | 1 | 3 | 20 | 68.38 | 36111 | 50 |  |  | 1.8291
2019 | 1 | 3 | 19 | 1 | 3 | 21 | 67.83 | 35699 | 49.7178 |  |  | 1.8144
2019 | 1 | 3 | 20 | 1 | 3 | 22 | 66.1 | 33426 | 46.5522 |  |  | 1.7681
2019 | 1 | 3 | 21 | 1 | 3 | 23 | 66.88 | 30461 | 42.4228 |  |  | 1.789
2019 | 1 | 3 | 22 | 1 | 3 | 0 | 67.2 | 27696 | 38.572 |  |  | 1.7975
2019 | 1 | 3 | 23 | 1 | 3 | 1 | 63.75 | 25374 | 35.3382 |  |  | 1.7052
2019 | 1 | 4 | 0 | 1 | 4 | 2 | 58.89 | 24136 | 33.6141 |  |  | 1.5752
2019 | 1 | 4 | 1 | 1 | 4 | 3 | 54.94 | 23507 | 32.738 |  |  | 1.4696
2019 | 1 | 4 | 2 | 1 | 4 | 4 | 54.85 | 23378 | 32.5584 |  |  | 1.4672
2019 | 1 | 4 | 3 | 1 | 4 | 5 | 58 | 23915 | 33.3063 |  |  | 1.5514
2019 | 1 | 4 | 4 | 1 | 4 | 6 | 63 | 26241 | 36.5457 |  |  | 1.6852
2019 | 1 | 4 | 5 | 1 | 4 | 7 | 68.4 | 29877 | 41.6095 |  |  | 1.8296
2019 | 1 | 4 | 6 | 1 | 4 | 8 | 69.71 | 33002 | 45.9617 |  |  | 1.8647
2019 | 1 | 4 | 7 | 1 | 4 | 9 | 71.06 | 35607 | 49.5896 |  |  | 1.9008
2019 | 1 | 4 | 8 | 1 | 4 | 10 | 71.06 | 36759 | 50 |  |  | 1.9008
2019 | 1 | 4 | 9 | 1 | 4 | 11 | 70.16 | 36615 | 50 |  |  | 1.8767
2019 | 1 | 4 | 10 | 1 | 4 | 12 | 70.01 | 35860 | 49.942 |  |  | 1.8727
2019 | 1 | 4 | 11 | 1 | 4 | 13 | 69.17 | 35412 | 49.3181 |  |  | 1.8502
2019 | 1 | 4 | 12 | 1 | 4 | 14 | 69.15 | 34107 | 47.5006 |  |  | 1.8497
2019 | 1 | 4 | 13 | 1 | 4 | 15 | 68.4 | 33133 | 46.1441 |  |  | 1.8296
2019 | 1 | 4 | 14 | 1 | 4 | 16 | 68.4 | 32681 | 45.5146 |  |  | 1.8296
2019 | 1 | 4 | 15 | 1 | 4 | 17 | 69.15 | 32936 | 45.8698 |  |  | 1.8497
2019 | 1 | 4 | 16 | 1 | 4 | 18 | 71.06 | 34897 | 48.6008 |  |  | 1.9008
2019 | 1 | 4 | 17 | 1 | 4 | 19 | 71.94 | 35606 | 49.5883 |  |  | 1.9243
2019 | 1 | 4 | 18 | 1 | 4 | 20 | 70.2 | 35650 | 49.6495 |  |  | 1.8778
2019 | 1 | 4 | 19 | 1 | 4 | 21 | 68.71 | 35117 | 48.9072 |  |  | 1.8379
2019 | 1 | 4 | 20 | 1 | 4 | 22 | 68.68 | 33216 | 46.2597 |  |  | 1.8371
2019 | 1 | 4 | 21 | 1 | 4 | 23 | 68.17 | 30783 | 42.8713 |  |  | 1.8235
2019 | 1 | 4 | 22 | 1 | 4 | 0 | 71.68 | 28478 | 39.6611 |  |  | 1.9173
2019 | 1 | 4 | 23 | 1 | 4 | 1 | 69.5 | 26125 | 36.3841 |  |  | 1.859
2019 | 1 | 5 | 0 | 1 | 5 | 2 | 68.07 | 24424 | 34.0151 |  |  | 1.8208
2019 | 1 | 5 | 1 | 1 | 5 | 3 | 66 | 23531 | 32.7715 |  |  | 1.7654
2019 | 1 | 5 | 2 | 1 | 5 | 4 | 63.93 | 23228 | 32.3495 |  |  | 1.71
2019 | 1 | 5 | 3 | 1 | 5 | 5 | 62 | 23107 | 32.181 |  |  | 1.6584
2019 | 1 | 5 | 4 | 1 | 5 | 6 | 60.84 | 23687 | 32.9887 |  |  | 1.6274
2019 | 1 | 5 | 5 | 1 | 5 | 7 | 62.92 | 25171 | 35.0555 |  |  | 1.683
2019 | 1 | 5 | 6 | 1 | 5 | 8 | 60.79 | 26765 | 37.2754 |  |  | 1.6261
2019 | 1 | 5 | 7 | 1 | 5 | 9 | 66.92 | 29415 | 40.9661 |  |  | 1.79
2019 | 1 | 5 | 8 | 1 | 5 | 10 | 69.12 | 31860 | 44.3712 |  |  | 1.8489
2019 | 1 | 5 | 9 | 1 | 5 | 11 | 68.25 | 32148 | 44.7723 |  |  | 1.8256
2019 | 1 | 5 | 10 | 1 | 5 | 12 | 67.67 | 31530 | 43.9116 |  |  | 1.8101
2019 | 1 | 5 | 11 | 1 | 5 | 13 | 64 | 31248 | 43.5189 |  |  | 1.7119
2019 | 1 | 5 | 12 | 1 | 5 | 14 | 61.57 | 30706 | 42.7641 |  |  | 1.6469
2019 | 1 | 5 | 13 | 1 | 5 | 15 | 59.4 | 29626 | 41.2599 |  |  | 1.5889
2019 | 1 | 5 | 14 | 1 | 5 | 16 | 58.31 | 28893 | 40.2391 |  |  | 1.5597
2019 | 1 | 5 | 15 | 1 | 5 | 17 | 67.2 | 28827 | 40.1472 |  |  | 1.7975
2019 | 1 | 5 | 16 | 1 | 5 | 18 | 69 | 30532 | 42.5217 |  |  | 1.8457
2019 | 1 | 5 | 17 | 1 | 5 | 19 | 68.71 | 30952 | 43.1067 |  |  | 1.8379
2019 | 1 | 5 | 18 | 1 | 5 | 20 | 68.07 | 31496 | 43.8643 |  |  | 1.8208
2019 | 1 | 5 | 19 | 1 | 5 | 21 | 65.38 | 31805 | 44.2946 |  |  | 1.7488
2019 | 1 | 5 | 20 | 1 | 5 | 22 | 65.76 | 30886 | 43.0147 |  |  | 1.759
2019 | 1 | 5 | 21 | 1 | 5 | 23 | 62.8 | 29293 | 40.7962 |  |  | 1.6798
2019 | 1 | 5 | 22 | 1 | 5 | 0 | 63.75 | 27158 | 37.8228 |  |  | 1.7052
2019 | 1 | 5 | 23 | 1 | 5 | 1 | 54.7 | 24815 | 34.5597 |  |  | 1.4632
2019 | 1 | 6 | 0 | 1 | 6 | 2 | 54.05 | 23189 | 32.2952 |  |  | 1.4458
2019 | 1 | 6 | 1 | 1 | 6 | 3 | 48.06 | 22258 | 30.9986 |  |  | 1.2855
2019 | 1 | 6 | 2 | 1 | 6 | 4 | 48.37 | 21726 | 30.2577 |  |  | 1.2938
2019 | 1 | 6 | 3 | 1 | 6 | 5 | 47.17 | 21635 | 30.1309 |  |  | 1.2617
2019 | 1 | 6 | 4 | 1 | 6 | 6 | 48.19 | 21938 | 30.5529 |  |  | 1.289
2019 | 1 | 6 | 5 | 1 | 6 | 7 | 50.2 | 22731 | 31.6573 |  |  | 1.3428
2019 | 1 | 6 | 6 | 1 | 6 | 8 | 52.2 | 23523 | 32.7603 |  |  | 1.3963
2019 | 1 | 6 | 7 | 1 | 6 | 9 | 54.7 | 25549 | 35.5819 |  |  | 1.4632
2019 | 1 | 6 | 8 | 1 | 6 | 10 | 62 | 27620 | 38.4662 |  |  | 1.6584
2019 | 1 | 6 | 9 | 1 | 6 | 11 | 64.01 | 28402 | 39.5553 |  |  | 1.7122
2019 | 1 | 6 | 10 | 1 | 6 | 12 | 64.18 | 28011 | 39.0107 |  |  | 1.7167
2019 | 1 | 6 | 11 | 1 | 6 | 13 | 64.86 | 27671 | 38.5372 |  |  | 1.7349
2019 | 1 | 6 | 12 | 1 | 6 | 14 | 64.01 | 26985 | 37.5818 |  |  | 1.7122
2019 | 1 | 6 | 13 | 1 | 6 | 15 | 58.31 | 25731 | 35.8354 |  |  | 1.5597
2019 | 1 | 6 | 14 | 1 | 6 | 16 | 54.94 | 25191 | 35.0833 |  |  | 1.4696
2019 | 1 | 6 | 15 | 1 | 6 | 17 | 63.43 | 25474 | 35.4775 |  |  | 1.6967
2019 | 1 | 6 | 16 | 1 | 6 | 18 | 67.37 | 28066 | 39.0873 |  |  | 1.8021
2019 | 1 | 6 | 17 | 1 | 6 | 19 | 67.2 | 29782 | 41.4772 |  |  | 1.7975
2019 | 1 | 6 | 18 | 1 | 6 | 20 | 66.03 | 30875 | 42.9994 |  |  | 1.7662
2019 | 1 | 6 | 19 | 1 | 6 | 21 | 68 | 31254 | 43.5272 |  |  | 1.8189
2019 | 1 | 6 | 20 | 1 | 6 | 22 | 67.65 | 30606 | 42.6248 |  |  | 1.8095
2019 | 1 | 6 | 21 | 1 | 6 | 23 | 65.38 | 28495 | 39.6848 |  |  | 1.7488
2019 | 1 | 6 | 22 | 1 | 6 | 0 | 59.59 | 25922 | 36.1014 |  |  | 1.594
2019 | 1 | 6 | 23 | 1 | 6 | 1 | 54.09 | 23930 | 33.3272 |  |  | 1.4468
2019 | 1 | 7 | 0 | 1 | 7 | 2 | 52.2 | 22748 | 31.681 |  |  | 1.3963
2019 | 1 | 7 | 1 | 1 | 7 | 3 | 50.9 | 22246 | 30.9819 |  |  | 1.3615
2019 | 1 | 7 | 2 | 1 | 7 | 4 | 50.5 | 22111 | 30.7938 |  |  | 1.3508
2019 | 1 | 7 | 3 | 1 | 7 | 5 | 50.9 | 22830 | 31.7952 |  |  | 1.3615
2019 | 1 | 7 | 4 | 1 | 7 | 6 | 55.77 | 24951 | 34.7491 |  |  | 1.4918
2019 | 1 | 7 | 5 | 1 | 7 | 7 | 68.61 | 28008 | 39.0066 |  |  | 1.8352
2019 | 1 | 7 | 6 | 1 | 7 | 8 | 69.15 | 30265 | 42.1499 |  |  | 1.8497
2019 | 1 | 7 | 7 | 1 | 7 | 9 | 69.7 | 32325 | 45.0188 |  |  | 1.8644
2019 | 1 | 7 | 8 | 1 | 7 | 10 | 69.49 | 33885 | 47.1914 |  |  | 1.8588
2019 | 1 | 7 | 9 | 1 | 7 | 11 | 69.01 | 34351 | 47.8404 |  |  | 1.8459
2019 | 1 | 7 | 10 | 1 | 7 | 12 | 69 | 33889 | 47.197 |  |  | 1.8457
2019 | 1 | 7 | 11 | 1 | 7 | 13 | 68.74 | 33955 | 47.2889 |  |  | 1.8387
2019 | 1 | 7 | 12 | 1 | 7 | 14 | 66.62 | 33202 | 46.2402 |  |  | 1.782
2019 | 1 | 7 | 13 | 1 | 7 | 15 | 64.99 | 32352 | 45.0564 |  |  | 1.7384
2019 | 1 | 7 | 14 | 1 | 7 | 16 | 62.67 | 31754 | 44.2236 |  |  | 1.6763
2019 | 1 | 7 | 15 | 1 | 7 | 17 | 67.04 | 31969 | 44.523 |  |  | 1.7932
2019 | 1 | 7 | 16 | 1 | 7 | 18 | 70.39 | 34369 | 47.8655 |  |  | 1.8828
2019 | 1 | 7 | 17 | 1 | 7 | 19 | 70.33 | 35800 | 49.8584 |  |  | 1.8812
2019 | 1 | 7 | 18 | 1 | 7 | 20 | 69 | 36729 | 50 |  |  | 1.8457
2019 | 1 | 7 | 19 | 1 | 7 | 21 | 67.14 | 36266 | 50 |  |  | 1.7959
2019 | 1 | 7 | 20 | 1 | 7 | 22 | 63 | 33763 | 47.0215 |  |  | 1.6852
2019 | 1 | 7 | 21 | 1 | 7 | 23 | 60.84 | 30542 | 42.5356 |  |  | 1.6274
2019 | 1 | 7 | 22 | 1 | 7 | 0 | 59.59 | 28166 | 39.2266 |  |  | 1.594
2019 | 1 | 7 | 23 | 1 | 7 | 1 | 54.34 | 25961 | 36.1557 |  |  | 1.4535
2019 | 1 | 8 | 0 | 1 | 8 | 2 | 52.1 | 24799 | 34.5374 |  |  | 1.3936
2019 | 1 | 8 | 1 | 1 | 8 | 3 | 50.71 | 24253 | 33.777 |  |  | 1.3564
2019 | 1 | 8 | 2 | 1 | 8 | 4 | 50.5 | 24371 | 33.9413 |  |  | 1.3508
2019 | 1 | 8 | 3 | 1 | 8 | 5 | 51.17 | 25205 | 35.1028 |  |  | 1.3687
2019 | 1 | 8 | 4 | 1 | 8 | 6 | 54.69 | 28152 | 39.2071 |  |  | 1.4629
2019 | 1 | 8 | 5 | 1 | 8 | 7 | 65.82 | 33252 | 46.3098 |  |  | 1.7606
2019 | 1 | 8 | 6 | 1 | 8 | 8 | 67.2 | 36637 | 50 |  |  | 1.7975
2019 | 1 | 8 | 7 | 1 | 8 | 9 | 68.16 | 37949 | 50 |  |  | 1.8232
2019 | 1 | 8 | 8 | 1 | 8 | 10 | 68.53 | 38659 | 50 |  |  | 1.8331
2019 | 1 | 8 | 9 | 1 | 8 | 11 | 68.15 | 38353 | 50 |  |  | 1.8229
2019 | 1 | 8 | 10 | 1 | 8 | 12 | 67.95 | 37841 | 50 |  |  | 1.8176
2019 | 1 | 8 | 11 | 1 | 8 | 13 | 67.97 | 37447 | 50 |  |  | 1.8181
2019 | 1 | 8 | 12 | 1 | 8 | 14 | 65.48 | 36249 | 50 |  |  | 1.7515
2019 | 1 | 8 | 13 | 1 | 8 | 15 | 63.13 | 35610 | 49.5938 |  |  | 1.6886
2019 | 1 | 8 | 14 | 1 | 8 | 16 | 59.99 | 35263 | 49.1106 |  |  | 1.6047
2019 | 1 | 8 | 15 | 1 | 8 | 17 | 67.25 | 35519 | 49.4671 |  |  | 1.7988
2019 | 1 | 8 | 16 | 1 | 8 | 18 | 69.94 | 37645 | 50 |  |  | 1.8708
2019 | 1 | 8 | 17 | 1 | 8 | 19 | 70 | 38841 | 50 |  |  | 1.8724
2019 | 1 | 8 | 18 | 1 | 8 | 20 | 68.15 | 39308 | 50 |  |  | 1.8229
2019 | 1 | 8 | 19 | 1 | 8 | 21 | 67.25 | 38477 | 50 |  |  | 1.7988
2019 | 1 | 8 | 20 | 1 | 8 | 22 | 63.7 | 35575 | 49.5451 |  |  | 1.7039
2019 | 1 | 8 | 21 | 1 | 8 | 23 | 58.85 | 32056 | 44.6442 |  |  | 1.5742
2019 | 1 | 8 | 22 | 1 | 8 | 0 | 54.09 | 29440 | 41.0009 |  |  | 1.4468
2019 | 1 | 8 | 23 | 1 | 8 | 1 | 52.5 | 27123 | 37.774 |  |  | 1.4043
2019 | 1 | 9 | 0 | 1 | 9 | 2 | 49.4 | 25718 | 35.8173 |  |  | 1.3214
2019 | 1 | 9 | 1 | 1 | 9 | 3 | 49.6 | 25259 | 35.178 |  |  | 1.3267
2019 | 1 | 9 | 2 | 1 | 9 | 4 | 49.4 | 25158 | 35.0374 |  |  | 1.3214
2019 | 1 | 9 | 3 | 1 | 9 | 5 | 49.99 | 25824 | 35.9649 |  |  | 1.3372
2019 | 1 | 9 | 4 | 1 | 9 | 6 | 53.28 | 28608 | 39.8422 |  |  | 1.4252
2019 | 1 | 9 | 5 | 1 | 9 | 7 | 64.07 | 33549 | 46.7235 |  |  | 1.7138
2019 | 1 | 9 | 6 | 1 | 9 | 8 | 67.16 | 36807 | 50 |  |  | 1.7964
2019 | 1 | 9 | 7 | 1 | 9 | 9 | 67.29 | 37871 | 50 |  |  | 1.7999
2019 | 1 | 9 | 8 | 1 | 9 | 10 | 67.2 | 38292 | 50 |  |  | 1.7975
2019 | 1 | 9 | 9 | 1 | 9 | 11 | 67 | 37836 | 50 |  |  | 1.7922
2019 | 1 | 9 | 10 | 1 | 9 | 12 | 64.97 | 37272 | 50 |  |  | 1.7379
2019 | 1 | 9 | 11 | 1 | 9 | 13 | 64.25 | 37014 | 50 |  |  | 1.7186
2019 | 1 | 9 | 12 | 1 | 9 | 14 | 61.46 | 35835 | 49.9072 |  |  | 1.644
2019 | 1 | 9 | 13 | 1 | 9 | 15 | 58.64 | 35233 | 49.0688 |  |  | 1.5685
2019 | 1 | 9 | 14 | 1 | 9 | 16 | 61.49 | 35001 | 48.7457 |  |  | 1.6448
2019 | 1 | 9 | 15 | 1 | 9 | 17 | 67.05 | 35282 | 49.137 |  |  | 1.7935
2019 | 1 | 9 | 16 | 1 | 9 | 18 | 68.53 | 37337 | 50 |  |  | 1.8331
2019 | 1 | 9 | 17 | 1 | 9 | 19 | 69.01 | 38663 | 50 |  |  | 1.8459
2019 | 1 | 9 | 18 | 1 | 9 | 20 | 66.58 | 39147 | 50 |  |  | 1.7809
2019 | 1 | 9 | 19 | 1 | 9 | 21 | 64.54 | 38283 | 50 |  |  | 1.7264
2019 | 1 | 9 | 20 | 1 | 9 | 22 | 62.44 | 35184 | 49.0005 |  |  | 1.6702
2019 | 1 | 9 | 21 | 1 | 9 | 23 | 54.7 | 31627 | 44.0467 |  |  | 1.4632
2019 | 1 | 9 | 22 | 1 | 9 | 0 | 58.6 | 29047 | 40.4536 |  |  | 1.5675
2019 | 1 | 9 | 23 | 1 | 9 | 1 | 50.49 | 26969 | 37.5596 |  |  | 1.3505
2019 | 1 | 10 | 0 | 1 | 10 | 2 | 51.2 | 25638 | 35.7059 |  |  | 1.3695
2019 | 1 | 10 | 1 | 1 | 10 | 3 | 48.8 | 25190 | 35.082 |  |  | 1.3053
2019 | 1 | 10 | 2 | 1 | 10 | 4 | 48.5 | 25131 | 34.9998 |  |  | 1.2973
2019 | 1 | 10 | 3 | 1 | 10 | 5 | 49.8 | 25812 | 35.9482 |  |  | 1.3321
2019 | 1 | 10 | 4 | 1 | 10 | 6 | 57.74 | 28711 | 39.9856 |  |  | 1.5445
2019 | 1 | 10 | 5 | 1 | 10 | 7 | 66.18 | 33758 | 47.0146 |  |  | 1.7702
2019 | 1 | 10 | 6 | 1 | 10 | 8 | 67.2 | 37041 | 50 |  |  | 1.7975
2019 | 1 | 10 | 7 | 1 | 10 | 9 | 68 | 38170 | 50 |  |  | 1.8189
2019 | 1 | 10 | 8 | 1 | 10 | 10 | 67.73 | 38727 | 50 |  |  | 1.8117
2019 | 1 | 10 | 9 | 1 | 10 | 11 | 67.05 | 38260 | 50 |  |  | 1.7935
2019 | 1 | 10 | 10 | 1 | 10 | 12 | 66.15 | 37741 | 50 |  |  | 1.7694
2019 | 1 | 10 | 11 | 1 | 10 | 13 | 66.01 | 37499 | 50 |  |  | 1.7657
2019 | 1 | 10 | 12 | 1 | 10 | 14 | 64.18 | 36263 | 50 |  |  | 1.7167
2019 | 1 | 10 | 13 | 1 | 10 | 15 | 63.52 | 35804 | 49.864 |  |  | 1.6991
2019 | 1 | 10 | 14 | 1 | 10 | 16 | 64.6 | 35553 | 49.5144 |  |  | 1.728
2019 | 1 | 10 | 15 | 1 | 10 | 17 | 67.2 | 35893 | 49.988 |  |  | 1.7975
2019 | 1 | 10 | 16 | 1 | 10 | 18 | 69 | 38158 | 50 |  |  | 1.8457
2019 | 1 | 10 | 17 | 1 | 10 | 19 | 69.69 | 39619 | 50 |  |  | 1.8641
2019 | 1 | 10 | 18 | 1 | 10 | 20 | 69.75 | 40097 | 50 |  |  | 1.8657
2019 | 1 | 10 | 19 | 1 | 10 | 21 | 67.73 | 39160 | 50 |  |  | 1.8117
2019 | 1 | 10 | 20 | 1 | 10 | 22 | 65.52 | 36140 | 50 |  |  | 1.7526
2019 | 1 | 10 | 21 | 1 | 10 | 23 | 63.02 | 32486 | 45.243 |  |  | 1.6857
2019 | 1 | 10 | 22 | 1 | 10 | 0 | 60.84 | 29765 | 41.4535 |  |  | 1.6274
2019 | 1 | 10 | 23 | 1 | 10 | 1 | 55.61 | 27611 | 38.4537 |  |  | 1.4875
2019 | 1 | 11 | 0 | 1 | 11 | 2 | 52.85 | 26349 | 36.6961 |  |  | 1.4137
2019 | 1 | 11 | 1 | 1 | 11 | 3 | 51 | 25855 | 36.0081 |  |  | 1.3642
2019 | 1 | 11 | 2 | 1 | 11 | 4 | 49.98 | 25730 | 35.834 |  |  | 1.3369
2019 | 1 | 11 | 3 | 1 | 11 | 5 | 51.6 | 26460 | 36.8507 |  |  | 1.3802
2019 | 1 | 11 | 4 | 1 | 11 | 6 | 58.31 | 29422 | 40.9758 |  |  | 1.5597
2019 | 1 | 11 | 5 | 1 | 11 | 7 | 68.35 | 34399 | 47.9073 |  |  | 1.8283
2019 | 1 | 11 | 6 | 1 | 11 | 8 | 69.01 | 37950 | 50 |  |  | 1.8459
2019 | 1 | 11 | 7 | 1 | 11 | 9 | 69.45 | 39322 | 50 |  |  | 1.8577
2019 | 1 | 11 | 8 | 1 | 11 | 10 | 69.01 | 39813 | 50 |  |  | 1.8459
2019 | 1 | 11 | 9 | 1 | 11 | 11 | 67.71 | 39413 | 50 |  |  | 1.8112
2019 | 1 | 11 | 10 | 1 | 11 | 12 | 67.69 | 38777 | 50 |  |  | 1.8106
2019 | 1 | 11 | 11 | 1 | 11 | 13 | 67.2 | 38244 | 50 |  |  | 1.7975
2019 | 1 | 11 | 12 | 1 | 11 | 14 | 67.66 | 36996 | 50 |  |  | 1.8098
2019 | 1 | 11 | 13 | 1 | 11 | 15 | 66.06 | 36197 | 50 |  |  | 1.767
2019 | 1 | 11 | 14 | 1 | 11 | 16 | 66.18 | 35785 | 49.8375 |  |  | 1.7702
2019 | 1 | 11 | 15 | 1 | 11 | 17 | 68.07 | 36024 | 50 |  |  | 1.8208
2019 | 1 | 11 | 16 | 1 | 11 | 18 | 70 | 37971 | 50 |  |  | 1.8724
2019 | 1 | 11 | 17 | 1 | 11 | 19 | 70.45 | 39069 | 50 |  |  | 1.8844
2019 | 1 | 11 | 18 | 1 | 11 | 20 | 69.19 | 38872 | 50 |  |  | 1.8507
2019 | 1 | 11 | 19 | 1 | 11 | 21 | 67.12 | 38073 | 50 |  |  | 1.7954
2019 | 1 | 11 | 20 | 1 | 11 | 22 | 66.03 | 35627 | 49.6175 |  |  | 1.7662
2019 | 1 | 11 | 21 | 1 | 11 | 23 | 63.9 | 32689 | 45.5258 |  |  | 1.7092
2019 | 1 | 11 | 22 | 1 | 11 | 0 | 67.18 | 30469 | 42.434 |  |  | 1.797
2019 | 1 | 11 | 23 | 1 | 11 | 1 | 59.86 | 28048 | 39.0623 |  |  | 1.6012
2019 | 1 | 12 | 0 | 1 | 12 | 2 | 53.89 | 26213 | 36.5067 |  |  | 1.4415
2019 | 1 | 12 | 1 | 1 | 12 | 3 | 51.6 | 25263 | 35.1836 |  |  | 1.3802
2019 | 1 | 12 | 2 | 1 | 12 | 4 | 51.4 | 24847 | 34.6043 |  |  | 1.3749
2019 | 1 | 12 | 3 | 1 | 12 | 5 | 51.45 | 24736 | 34.4497 |  |  | 1.3762
2019 | 1 | 12 | 4 | 1 | 12 | 6 | 52.37 | 25456 | 35.4524 |  |  | 1.4008
2019 | 1 | 12 | 5 | 1 | 12 | 7 | 57.49 | 27119 | 37.7685 |  |  | 1.5378
2019 | 1 | 12 | 6 | 1 | 12 | 8 | 64 | 29107 | 40.5371 |  |  | 1.7119
2019 | 1 | 12 | 7 | 1 | 12 | 9 | 68 | 31978 | 44.5356 |  |  | 1.8189
2019 | 1 | 12 | 8 | 1 | 12 | 10 | 68.39 | 34205 | 47.6371 |  |  | 1.8293
2019 | 1 | 12 | 9 | 1 | 12 | 11 | 67.13 | 34423 | 47.9407 |  |  | 1.7956
2019 | 1 | 12 | 10 | 1 | 12 | 12 | 64.69 | 33687 | 46.9157 |  |  | 1.7304
2019 | 1 | 12 | 11 | 1 | 12 | 13 | 66.12 | 33421 | 46.5452 |  |  | 1.7686
2019 | 1 | 12 | 12 | 1 | 12 | 14 | 64.58 | 32690 | 45.5272 |  |  | 1.7274
2019 | 1 | 12 | 13 | 1 | 12 | 15 | 59.86 | 31510 | 43.8838 |  |  | 1.6012
2019 | 1 | 12 | 14 | 1 | 12 | 16 | 57.52 | 30622 | 42.6471 |  |  | 1.5386
2019 | 1 | 12 | 15 | 1 | 12 | 17 | 59.86 | 30654 | 42.6916 |  |  | 1.6012
2019 | 1 | 12 | 16 | 1 | 12 | 18 | 68.39 | 32944 | 45.8809 |  |  | 1.8293
2019 | 1 | 12 | 17 | 1 | 12 | 19 | 69.45 | 34199 | 47.6287 |  |  | 1.8577
2019 | 1 | 12 | 18 | 1 | 12 | 20 | 69.69 | 34784 | 48.4435 |  |  | 1.8641
2019 | 1 | 12 | 19 | 1 | 12 | 21 | 69.45 | 34702 | 48.3293 |  |  | 1.8577
2019 | 1 | 12 | 20 | 1 | 12 | 22 | 68.71 | 33278 | 46.3461 |  |  | 1.8379
2019 | 1 | 12 | 21 | 1 | 12 | 23 | 67.83 | 31001 | 43.1749 |  |  | 1.8144
2019 | 1 | 12 | 22 | 1 | 12 | 0 | 57.48 | 28241 | 39.3311 |  |  | 1.5375
2019 | 1 | 12 | 23 | 1 | 12 | 1 | 52.29 | 25986 | 36.1905 |  |  | 1.3987
2019 | 1 | 13 | 0 | 1 | 13 | 2 | 50.81 | 24439 | 34.036 |  |  | 1.3591
2019 | 1 | 13 | 1 | 1 | 13 | 3 | 50 | 23607 | 32.8773 |  |  | 1.3374
2019 | 1 | 13 | 2 | 1 | 13 | 4 | 49.91 | 23168 | 32.2659 |  |  | 1.335
2019 | 1 | 13 | 3 | 1 | 13 | 5 | 49.91 | 23137 | 32.2228 |  |  | 1.335
2019 | 1 | 13 | 4 | 1 | 13 | 6 | 49.97 | 23586 | 32.8481 |  |  | 1.3366
2019 | 1 | 13 | 5 | 1 | 13 | 7 | 50.97 | 24540 | 34.1767 |  |  | 1.3634
2019 | 1 | 13 | 6 | 1 | 13 | 8 | 51.31 | 25465 | 35.4649 |  |  | 1.3725
2019 | 1 | 13 | 7 | 1 | 13 | 9 | 52.29 | 27511 | 38.3144 |  |  | 1.3987
2019 | 1 | 13 | 8 | 1 | 13 | 10 | 61.78 | 30092 | 41.9089 |  |  | 1.6525
2019 | 1 | 13 | 9 | 1 | 13 | 11 | 62.5 | 31187 | 43.4339 |  |  | 1.6718
2019 | 1 | 13 | 10 | 1 | 13 | 12 | 63.15 | 30828 | 42.934 |  |  | 1.6892
2019 | 1 | 13 | 11 | 1 | 13 | 13 | 66 | 30941 | 43.0913 |  |  | 1.7654
2019 | 1 | 13 | 12 | 1 | 13 | 14 | 66 | 30765 | 42.8462 |  |  | 1.7654
2019 | 1 | 13 | 13 | 1 | 13 | 15 | 63.67 | 29469 | 41.0413 |  |  | 1.7031
2019 | 1 | 13 | 14 | 1 | 13 | 16 | 60.82 | 28624 | 39.8645 |  |  | 1.6269
2019 | 1 | 13 | 15 | 1 | 13 | 17 | 64.39 | 28733 | 40.0163 |  |  | 1.7223
2019 | 1 | 13 | 16 | 1 | 13 | 18 | 68.52 | 31355 | 43.6679 |  |  | 1.8328
2019 | 1 | 13 | 17 | 1 | 13 | 19 | 70.11 | 33474 | 46.619 |  |  | 1.8754
2019 | 1 | 13 | 18 | 1 | 13 | 20 | 71.69 | 34613 | 48.2053 |  |  | 1.9176
2019 | 1 | 13 | 19 | 1 | 13 | 21 | 71.69 | 34558 | 48.1287 |  |  | 1.9176
2019 | 1 | 13 | 20 | 1 | 13 | 22 | 70.01 | 33240 | 46.2931 |  |  | 1.8727
2019 | 1 | 13 | 21 | 1 | 13 | 23 | 68 | 30440 | 42.3936 |  |  | 1.8189
2019 | 1 | 13 | 22 | 1 | 13 | 0 | 60 | 27731 | 38.6208 |  |  | 1.6049
2019 | 1 | 13 | 23 | 1 | 13 | 1 | 51.91 | 25508 | 35.5248 |  |  | 1.3885
2019 | 1 | 14 | 0 | 1 | 14 | 2 | 51.41 | 24486 | 34.1015 |  |  | 1.3752
2019 | 1 | 14 | 1 | 1 | 14 | 3 | 50.81 | 24006 | 33.433 |  |  | 1.3591
2019 | 1 | 14 | 2 | 1 | 14 | 4 | 50.47 | 23977 | 33.3926 |  |  | 1.35
2019 | 1 | 14 | 3 | 1 | 14 | 5 | 51.31 | 24794 | 34.5304 |  |  | 1.3725
2019 | 1 | 14 | 4 | 1 | 14 | 6 | 56.2 | 27981 | 38.969 |  |  | 1.5033
2019 | 1 | 14 | 5 | 1 | 14 | 7 | 66.49 | 33153 | 46.172 |  |  | 1.7785
2019 | 1 | 14 | 6 | 1 | 14 | 8 | 67.83 | 36714 | 50 |  |  | 1.8144
2019 | 1 | 14 | 7 | 1 | 14 | 9 | 68.07 | 38102 | 50 |  |  | 1.8208
2019 | 1 | 14 | 8 | 1 | 14 | 10 | 67.27 | 38624 | 50 |  |  | 1.7994
2019 | 1 | 14 | 9 | 1 | 14 | 11 | 67 | 38266 | 50 |  |  | 1.7922
2019 | 1 | 14 | 10 | 1 | 14 | 12 | 67.2 | 37507 | 50 |  |  | 1.7975
2019 | 1 | 14 | 11 | 1 | 14 | 13 | 66.42 | 37165 | 50 |  |  | 1.7766
2019 | 1 | 14 | 12 | 1 | 14 | 14 | 64.33 | 35883 | 49.974 |  |  | 1.7207
2019 | 1 | 14 | 13 | 1 | 14 | 15 | 62.56 | 35196 | 49.0172 |  |  | 1.6734
2019 | 1 | 14 | 14 | 1 | 14 | 16 | 62.84 | 34802 | 48.4685 |  |  | 1.6809
2019 | 1 | 14 | 15 | 1 | 14 | 17 | 68.07 | 34887 | 48.5869 |  |  | 1.8208
2019 | 1 | 14 | 16 | 1 | 14 | 18 | 71.64 | 36693 | 50 |  |  | 1.9163
2019 | 1 | 14 | 17 | 1 | 14 | 19 | 72.52 | 38267 | 50 |  |  | 1.9398
2019 | 1 | 14 | 18 | 1 | 14 | 20 | 71.81 | 38777 | 50 |  |  | 1.9208
2019 | 1 | 14 | 19 | 1 | 14 | 21 | 70.11 | 37899 | 50 |  |  | 1.8754
2019 | 1 | 14 | 20 | 1 | 14 | 22 | 68.4 | 35086 | 48.864 |  |  | 1.8296
2019 | 1 | 14 | 21 | 1 | 14 | 23 | 65.54 | 31652 | 44.0815 |  |  | 1.7531
2019 | 1 | 14 | 22 | 1 | 14 | 0 | 60 | 29059 | 40.4703 |  |  | 1.6049
2019 | 1 | 14 | 23 | 1 | 14 | 1 | 56.2 | 26880 | 37.4356 |  |  | 1.5033
2019 | 1 | 15 | 0 | 1 | 15 | 2 | 54.9 | 25708 | 35.8034 |  |  | 1.4685
2019 | 1 | 15 | 1 | 1 | 15 | 3 | 54.9 | 25318 | 35.2602 |  |  | 1.4685
2019 | 1 | 15 | 2 | 1 | 15 | 4 | 54.9 | 25230 | 35.1377 |  |  | 1.4685
2019 | 1 | 15 | 3 | 1 | 15 | 5 | 57.57 | 25930 | 36.1125 |  |  | 1.5399
2019 | 1 | 15 | 4 | 1 | 15 | 6 | 66.01 | 28674 | 39.9341 |  |  | 1.7657
2019 | 1 | 15 | 5 | 1 | 15 | 7 | 68.65 | 33699 | 46.9324 |  |  | 1.8363
2019 | 1 | 15 | 6 | 1 | 15 | 8 | 70.16 | 36827 | 50 |  |  | 1.8767
2019 | 1 | 15 | 7 | 1 | 15 | 9 | 70.11 | 37962 | 50 |  |  | 1.8754
2019 | 1 | 15 | 8 | 1 | 15 | 10 | 71.04 | 38412 | 50 |  |  | 1.9002
2019 | 1 | 15 | 9 | 1 | 15 | 11 | 70.11 | 38074 | 50 |  |  | 1.8754
2019 | 1 | 15 | 10 | 1 | 15 | 12 | 69.43 | 37390 | 50 |  |  | 1.8572
2019 | 1 | 15 | 11 | 1 | 15 | 13 | 69.43 | 36945 | 50 |  |  | 1.8572
2019 | 1 | 15 | 12 | 1 | 15 | 14 | 69.13 | 35620 | 49.6077 |  |  | 1.8491
2019 | 1 | 15 | 13 | 1 | 15 | 15 | 68.99 | 35174 | 48.9866 |  |  | 1.8454
2019 | 1 | 15 | 14 | 1 | 15 | 16 | 69.08 | 34884 | 48.5827 |  |  | 1.8478
2019 | 1 | 15 | 15 | 1 | 15 | 17 | 71.52 | 35011 | 48.7596 |  |  | 1.9131
2019 | 1 | 15 | 16 | 1 | 15 | 18 | 74.05 | 36992 | 50 |  |  | 1.9807
2019 | 1 | 15 | 17 | 1 | 15 | 19 | 74.74 | 38456 | 50 |  |  | 1.9992
2019 | 1 | 15 | 18 | 1 | 15 | 20 | 72.92 | 39034 | 50 |  |  | 1.9505
2019 | 1 | 15 | 19 | 1 | 15 | 21 | 72.71 | 38044 | 50 |  |  | 1.9449
2019 | 1 | 15 | 20 | 1 | 15 | 22 | 71.88 | 35332 | 49.2067 |  |  | 1.9227
2019 | 1 | 15 | 21 | 1 | 15 | 23 | 70.16 | 31716 | 44.1707 |  |  | 1.8767
2019 | 1 | 15 | 22 | 1 | 15 | 0 | 70.16 | 29194 | 40.6583 |  |  | 1.8767
2019 | 1 | 15 | 23 | 1 | 15 | 1 | 68.4 | 27086 | 37.7225 |  |  | 1.8296
2019 | 1 | 16 | 0 | 1 | 16 | 2 | 66 | 25849 | 35.9997 |  |  | 1.7654
2019 | 1 | 16 | 1 | 1 | 16 | 3 | 63.93 | 25361 | 35.3201 |  |  | 1.71
2019 | 1 | 16 | 2 | 1 | 16 | 4 | 61.07 | 25346 | 35.2992 |  |  | 1.6335
2019 | 1 | 16 | 3 | 1 | 16 | 5 | 63.93 | 26084 | 36.327 |  |  | 1.71
2019 | 1 | 16 | 4 | 1 | 16 | 6 | 68.07 | 28758 | 40.0511 |  |  | 1.8208
2019 | 1 | 16 | 5 | 1 | 16 | 7 | 70.3 | 33815 | 47.0939 |  |  | 1.8804
2019 | 1 | 16 | 6 | 1 | 16 | 8 | 71.69 | 37045 | 50 |  |  | 1.9176
2019 | 1 | 16 | 7 | 1 | 16 | 9 | 72.47 | 38089 | 50 |  |  | 1.9385
2019 | 1 | 16 | 8 | 1 | 16 | 10 | 72.2 | 38467 | 50 |  |  | 1.9313
2019 | 1 | 16 | 9 | 1 | 16 | 11 | 71.04 | 38232 | 50 |  |  | 1.9002
2019 | 1 | 16 | 10 | 1 | 16 | 12 | 70.04 | 37657 | 50 |  |  | 1.8735
2019 | 1 | 16 | 11 | 1 | 16 | 13 | 70 | 37286 | 50 |  |  | 1.8724
2019 | 1 | 16 | 12 | 1 | 16 | 14 | 68.71 | 36027 | 50 |  |  | 1.8379
2019 | 1 | 16 | 13 | 1 | 16 | 15 | 68.29 | 35577 | 49.5479 |  |  | 1.8267
2019 | 1 | 16 | 14 | 1 | 16 | 16 | 68.29 | 35313 | 49.1802 |  |  | 1.8267
2019 | 1 | 16 | 15 | 1 | 16 | 17 | 69.59 | 35364 | 49.2512 |  |  | 1.8614
2019 | 1 | 16 | 16 | 1 | 16 | 18 | 72.33 | 37021 | 50 |  |  | 1.9347
2019 | 1 | 16 | 17 | 1 | 16 | 19 | 72.95 | 38400 | 50 |  |  | 1.9513
2019 | 1 | 16 | 18 | 1 | 16 | 20 | 72.2 | 38758 | 50 |  |  | 1.9313
2019 | 1 | 16 | 19 | 1 | 16 | 21 | 72.99 | 37918 | 50 |  |  | 1.9524
2019 | 1 | 16 | 20 | 1 | 16 | 22 | 71.59 | 35199 | 49.0214 |  |  | 1.9149
2019 | 1 | 16 | 21 | 1 | 16 | 23 | 70 | 31655 | 44.0857 |  |  | 1.8724
2019 | 1 | 16 | 22 | 1 | 16 | 0 | 67.36 | 29164 | 40.6165 |  |  | 1.8018
2019 | 1 | 16 | 23 | 1 | 16 | 1 | 65.54 | 27039 | 37.657 |  |  | 1.7531
2019 | 1 | 17 | 0 | 1 | 17 | 2 | 58.9 | 25888 | 36.0541 |  |  | 1.5755
2019 | 1 | 17 | 1 | 1 | 17 | 3 | 55 | 25421 | 35.4037 |  |  | 1.4712
2019 | 1 | 17 | 2 | 1 | 17 | 4 | 52.2 | 25357 | 35.3145 |  |  | 1.3963
2019 | 1 | 17 | 3 | 1 | 17 | 5 | 54.1 | 25942 | 36.1293 |  |  | 1.4471
2019 | 1 | 17 | 4 | 1 | 17 | 6 | 60.02 | 28734 | 40.0177 |  |  | 1.6055
2019 | 1 | 17 | 5 | 1 | 17 | 7 | 67.07 | 33586 | 46.775 |  |  | 1.794
2019 | 1 | 17 | 6 | 1 | 17 | 8 | 68.17 | 36602 | 50 |  |  | 1.8235
2019 | 1 | 17 | 7 | 1 | 17 | 9 | 68.13 | 37651 | 50 |  |  | 1.8224
2019 | 1 | 17 | 8 | 1 | 17 | 10 | 68.07 | 38104 | 50 |  |  | 1.8208
2019 | 1 | 17 | 9 | 1 | 17 | 11 | 67.46 | 38053 | 50 |  |  | 1.8045
2019 | 1 | 17 | 10 | 1 | 17 | 12 | 67.16 | 37683 | 50 |  |  | 1.7964
2019 | 1 | 17 | 11 | 1 | 17 | 13 | 67.01 | 37492 | 50 |  |  | 1.7924
2019 | 1 | 17 | 12 | 1 | 17 | 14 | 65.18 | 36482 | 50 |  |  | 1.7435
2019 | 1 | 17 | 13 | 1 | 17 | 15 | 65.08 | 36051 | 50 |  |  | 1.7408
2019 | 1 | 17 | 14 | 1 | 17 | 16 | 66.26 | 35759 | 49.8013 |  |  | 1.7724
2019 | 1 | 17 | 15 | 1 | 17 | 17 | 68.25 | 35951 | 50 |  |  | 1.8256
2019 | 1 | 17 | 16 | 1 | 17 | 18 | 72.09 | 37493 | 50 |  |  | 1.9283
2019 | 1 | 17 | 17 | 1 | 17 | 19 | 73.45 | 38768 | 50 |  |  | 1.9647
2019 | 1 | 17 | 18 | 1 | 17 | 20 | 70.84 | 39044 | 50 |  |  | 1.8949
2019 | 1 | 17 | 19 | 1 | 17 | 21 | 70.11 | 38159 | 50 |  |  | 1.8754
2019 | 1 | 17 | 20 | 1 | 17 | 22 | 68.74 | 35404 | 49.3069 |  |  | 1.8387
2019 | 1 | 17 | 21 | 1 | 17 | 23 | 68.12 | 32005 | 44.5732 |  |  | 1.8221
2019 | 1 | 17 | 22 | 1 | 17 | 0 | 68.1 | 29375 | 40.9104 |  |  | 1.8216
2019 | 1 | 17 | 23 | 1 | 17 | 1 | 66.05 | 27333 | 38.0665 |  |  | 1.7668
2019 | 1 | 18 | 0 | 1 | 18 | 2 | 61.87 | 26020 | 36.2379 |  |  | 1.6549
2019 | 1 | 18 | 1 | 1 | 18 | 3 | 58.85 | 25373 | 35.3368 |  |  | 1.5742
2019 | 1 | 18 | 2 | 1 | 18 | 4 | 58.07 | 25421 | 35.4037 |  |  | 1.5533
2019 | 1 | 18 | 3 | 1 | 18 | 5 | 61.06 | 26156 | 36.4273 |  |  | 1.6333
2019 | 1 | 18 | 4 | 1 | 18 | 6 | 66.31 | 28736 | 40.0204 |  |  | 1.7737
2019 | 1 | 18 | 5 | 1 | 18 | 7 | 71.35 | 33958 | 47.2931 |  |  | 1.9085
2019 | 1 | 18 | 6 | 1 | 18 | 8 | 71.94 | 37035 | 50 |  |  | 1.9243
2019 | 1 | 18 | 7 | 1 | 18 | 9 | 71.95 | 38130 | 50 |  |  | 1.9246
2019 | 1 | 18 | 8 | 1 | 18 | 10 | 72.01 | 38775 | 50 |  |  | 1.9262
2019 | 1 | 18 | 9 | 1 | 18 | 11 | 71.2 | 38710 | 50 |  |  | 1.9045
2019 | 1 | 18 | 10 | 1 | 18 | 12 | 69.74 | 38145 | 50 |  |  | 1.8655
2019 | 1 | 18 | 11 | 1 | 18 | 13 | 68.6 | 37865 | 50 |  |  | 1.835
2019 | 1 | 18 | 12 | 1 | 18 | 14 | 67.44 | 36517 | 50 |  |  | 1.8039
2019 | 1 | 18 | 13 | 1 | 18 | 15 | 68.14 | 35634 | 49.6272 |  |  | 1.8227
2019 | 1 | 18 | 14 | 1 | 18 | 16 | 69 | 35407 | 49.3111 |  |  | 1.8457
2019 | 1 | 18 | 15 | 1 | 18 | 17 | 70.11 | 35652 | 49.6523 |  |  | 1.8754
2019 | 1 | 18 | 16 | 1 | 18 | 18 | 70.74 | 37090 | 50 |  |  | 1.8922
2019 | 1 | 18 | 17 | 1 | 18 | 19 | 71.69 | 38051 | 50 |  |  | 1.9176
2019 | 1 | 18 | 18 | 1 | 18 | 20 | 70.74 | 37856 | 50 |  |  | 1.8922
2019 | 1 | 18 | 19 | 1 | 18 | 21 | 69.69 | 37039 | 50 |  |  | 1.8641
2019 | 1 | 18 | 20 | 1 | 18 | 22 | 68.5 | 34830 | 48.5075 |  |  | 1.8323
2019 | 1 | 18 | 21 | 1 | 18 | 23 | 68.36 | 31933 | 44.4729 |  |  | 1.8285
2019 | 1 | 18 | 22 | 1 | 18 | 0 | 70.16 | 29585 | 41.2028 |  |  | 1.8767
2019 | 1 | 18 | 23 | 1 | 18 | 1 | 68.4 | 27320 | 38.0484 |  |  | 1.8296
2019 | 1 | 19 | 0 | 1 | 19 | 2 | 64.11 | 25776 | 35.8981 |  |  | 1.7149
2019 | 1 | 19 | 1 | 1 | 19 | 3 | 59.2 | 24945 | 34.7407 |  |  | 1.5835
2019 | 1 | 19 | 2 | 1 | 19 | 4 | 55.55 | 24529 | 34.1614 |  |  | 1.4859
2019 | 1 | 19 | 3 | 1 | 19 | 5 | 56.6 | 24452 | 34.0541 |  |  | 1.514
2019 | 1 | 19 | 4 | 1 | 19 | 6 | 57.96 | 25030 | 34.8591 |  |  | 1.5504
2019 | 1 | 19 | 5 | 1 | 19 | 7 | 62.84 | 26656 | 37.1236 |  |  | 1.6809
2019 | 1 | 19 | 6 | 1 | 19 | 8 | 65.48 | 28652 | 39.9035 |  |  | 1.7515
2019 | 1 | 19 | 7 | 1 | 19 | 9 | 68.71 | 31716 | 44.1707 |  |  | 1.8379
2019 | 1 | 19 | 8 | 1 | 19 | 10 | 68.5 | 33999 | 47.3502 |  |  | 1.8323
2019 | 1 | 19 | 9 | 1 | 19 | 11 | 68.25 | 34475 | 48.0131 |  |  | 1.8256
2019 | 1 | 19 | 10 | 1 | 19 | 12 | 66.95 | 34091 | 47.4783 |  |  | 1.7908
2019 | 1 | 19 | 11 | 1 | 19 | 13 | 64.2 | 34143 | 47.5507 |  |  | 1.7173
2019 | 1 | 19 | 12 | 1 | 19 | 14 | 63.93 | 33389 | 46.5006 |  |  | 1.71
2019 | 1 | 19 | 13 | 1 | 19 | 15 | 61.73 | 32080 | 44.6776 |  |  | 1.6512
2019 | 1 | 19 | 14 | 1 | 19 | 16 | 62.93 | 31241 | 43.5091 |  |  | 1.6833
2019 | 1 | 19 | 15 | 1 | 19 | 17 | 66.4 | 31322 | 43.622 |  |  | 1.7761
2019 | 1 | 19 | 16 | 1 | 19 | 18 | 68.71 | 33072 | 46.0592 |  |  | 1.8379
2019 | 1 | 19 | 17 | 1 | 19 | 19 | 70 | 34176 | 47.5967 |  |  | 1.8724
2019 | 1 | 19 | 18 | 1 | 19 | 20 | 67.56 | 34473 | 48.0103 |  |  | 1.8071
2019 | 1 | 19 | 19 | 1 | 19 | 21 | 66.42 | 34059 | 47.4338 |  |  | 1.7766
2019 | 1 | 19 | 20 | 1 | 19 | 22 | 66.02 | 32476 | 45.2291 |  |  | 1.7659
2019 | 1 | 19 | 21 | 1 | 19 | 23 | 63.5 | 30102 | 41.9229 |  |  | 1.6985
2019 | 1 | 19 | 22 | 1 | 19 | 0 | 66.69 | 27756 | 38.6556 |  |  | 1.7839
2019 | 1 | 19 | 23 | 1 | 19 | 1 | 63.41 | 25493 | 35.5039 |  |  | 1.6961
2019 | 1 | 20 | 0 | 1 | 20 | 2 | 60.44 | 23859 | 33.2283 |  |  | 1.6167
2019 | 1 | 20 | 1 | 1 | 20 | 3 | 54.6 | 22927 | 31.9303 |  |  | 1.4605
2019 | 1 | 20 | 2 | 1 | 20 | 4 | 51.52 | 22578 | 31.4442 |  |  | 1.3781
2019 | 1 | 20 | 3 | 1 | 20 | 5 | 51.71 | 22543 | 31.3955 |  |  | 1.3832
2019 | 1 | 20 | 4 | 1 | 20 | 6 | 51.98 | 22917 | 31.9164 |  |  | 1.3904
2019 | 1 | 20 | 5 | 1 | 20 | 7 | 54.72 | 23654 | 32.9428 |  |  | 1.4637
2019 | 1 | 20 | 6 | 1 | 20 | 8 | 54.47 | 24470 | 34.0792 |  |  | 1.457
2019 | 1 | 20 | 7 | 1 | 20 | 9 | 62.91 | 26706 | 37.1933 |  |  | 1.6828
2019 | 1 | 20 | 8 | 1 | 20 | 10 | 66.3 | 29279 | 40.7767 |  |  | 1.7734
2019 | 1 | 20 | 9 | 1 | 20 | 11 | 66.15 | 30585 | 42.5955 |  |  | 1.7694
2019 | 1 | 20 | 10 | 1 | 20 | 12 | 65.12 | 30806 | 42.9033 |  |  | 1.7419
2019 | 1 | 20 | 11 | 1 | 20 | 13 | 62.41 | 31337 | 43.6428 |  |  | 1.6694
2019 | 1 | 20 | 12 | 1 | 20 | 14 | 58.57 | 30909 | 43.0468 |  |  | 1.5667
2019 | 1 | 20 | 13 | 1 | 20 | 15 | 55.39 | 29441 | 41.0023 |  |  | 1.4816
2019 | 1 | 20 | 14 | 1 | 20 | 16 | 58.02 | 28475 | 39.657 |  |  | 1.552
2019 | 1 | 20 | 15 | 1 | 20 | 17 | 66.68 | 28292 | 39.4021 |  |  | 1.7836
2019 | 1 | 20 | 16 | 1 | 20 | 18 | 69 | 30224 | 42.0928 |  |  | 1.8457
2019 | 1 | 20 | 17 | 1 | 20 | 19 | 70.11 | 32195 | 44.8378 |  |  | 1.8754
2019 | 1 | 20 | 18 | 1 | 20 | 20 | 70.01 | 33459 | 46.5981 |  |  | 1.8727
2019 | 1 | 20 | 19 | 1 | 20 | 21 | 69.08 | 33607 | 46.8043 |  |  | 1.8478
2019 | 1 | 20 | 20 | 1 | 20 | 22 | 68.21 | 32383 | 45.0996 |  |  | 1.8245
2019 | 1 | 20 | 21 | 1 | 20 | 23 | 64.5 | 29517 | 41.1081 |  |  | 1.7253
2019 | 1 | 20 | 22 | 1 | 20 | 0 | 55.54 | 26815 | 37.3451 |  |  | 1.4856
2019 | 1 | 20 | 23 | 1 | 20 | 1 | 53.02 | 24817 | 34.5625 |  |  | 1.4182
2019 | 1 | 21 | 0 | 1 | 21 | 2 | 52.1 | 23624 | 32.901 |  |  | 1.3936
2019 | 1 | 21 | 1 | 1 | 21 | 3 | 51.31 | 23286 | 32.4303 |  |  | 1.3725
2019 | 1 | 21 | 2 | 1 | 21 | 4 | 51.14 | 23389 | 32.5737 |  |  | 1.3679
2019 | 1 | 21 | 3 | 1 | 21 | 5 | 53.23 | 24323 | 33.8745 |  |  | 1.4238
2019 | 1 | 21 | 4 | 1 | 21 | 6 | 64.45 | 27533 | 38.345 |  |  | 1.724
2019 | 1 | 21 | 5 | 1 | 21 | 7 | 68.87 | 32894 | 45.8113 |  |  | 1.8422
2019 | 1 | 21 | 6 | 1 | 21 | 8 | 70.75 | 36438 | 50 |  |  | 1.8925
2019 | 1 | 21 | 7 | 1 | 21 | 9 | 71.94 | 37726 | 50 |  |  | 1.9243
2019 | 1 | 21 | 8 | 1 | 21 | 10 | 71.69 | 38334 | 50 |  |  | 1.9176
2019 | 1 | 21 | 9 | 1 | 21 | 11 | 70.47 | 38096 | 50 |  |  | 1.885
2019 | 1 | 21 | 10 | 1 | 21 | 12 | 70 | 37690 | 50 |  |  | 1.8724
2019 | 1 | 21 | 11 | 1 | 21 | 13 | 69 | 37505 | 50 |  |  | 1.8457
2019 | 1 | 21 | 12 | 1 | 21 | 14 | 68.3 | 36246 | 50 |  |  | 1.8269
2019 | 1 | 21 | 13 | 1 | 21 | 15 | 68.25 | 35676 | 49.6857 |  |  | 1.8256
2019 | 1 | 21 | 14 | 1 | 21 | 16 | 68.4 | 35432 | 49.3459 |  |  | 1.8296
2019 | 1 | 21 | 15 | 1 | 21 | 17 | 70 | 35417 | 49.325 |  |  | 1.8724
2019 | 1 | 21 | 16 | 1 | 21 | 18 | 71.69 | 36825 | 50 |  |  | 1.9176
2019 | 1 | 21 | 17 | 1 | 21 | 19 | 73.15 | 38483 | 50 |  |  | 1.9567
2019 | 1 | 21 | 18 | 1 | 21 | 20 | 73.9 | 38978 | 50 |  |  | 1.9767
2019 | 1 | 21 | 19 | 1 | 21 | 21 | 71.05 | 38029 | 50 |  |  | 1.9005
2019 | 1 | 21 | 20 | 1 | 21 | 22 | 69.01 | 35076 | 48.8501 |  |  | 1.8459
2019 | 1 | 21 | 21 | 1 | 21 | 23 | 67.02 | 31643 | 44.069 |  |  | 1.7927
2019 | 1 | 21 | 22 | 1 | 21 | 0 | 63.93 | 29244 | 40.7279 |  |  | 1.71
2019 | 1 | 21 | 23 | 1 | 21 | 1 | 58.71 | 26974 | 37.5665 |  |  | 1.5704
2019 | 1 | 22 | 0 | 1 | 22 | 2 | 56.68 | 25822 | 35.9621 |  |  | 1.5161
2019 | 1 | 22 | 1 | 1 | 22 | 3 | 52.92 | 25327 | 35.2728 |  |  | 1.4155
2019 | 1 | 22 | 2 | 1 | 22 | 4 | 52.1 | 25307 | 35.2449 |  |  | 1.3936
2019 | 1 | 22 | 3 | 1 | 22 | 5 | 54.67 | 26099 | 36.3479 |  |  | 1.4624
2019 | 1 | 22 | 4 | 1 | 22 | 6 | 63.57 | 28863 | 40.1973 |  |  | 1.7004
2019 | 1 | 22 | 5 | 1 | 22 | 7 | 70.01 | 33937 | 47.2638 |  |  | 1.8727
2019 | 1 | 22 | 6 | 1 | 22 | 8 | 70.47 | 37039 | 50 |  |  | 1.885
2019 | 1 | 22 | 7 | 1 | 22 | 9 | 71.2 | 38364 | 50 |  |  | 1.9045
2019 | 1 | 22 | 8 | 1 | 22 | 10 | 70.9 | 39083 | 50 |  |  | 1.8965
2019 | 1 | 22 | 9 | 1 | 22 | 11 | 70.11 | 39121 | 50 |  |  | 1.8754
2019 | 1 | 22 | 10 | 1 | 22 | 12 | 69.56 | 38772 | 50 |  |  | 1.8606
2019 | 1 | 22 | 11 | 1 | 22 | 13 | 68.4 | 38641 | 50 |  |  | 1.8296
2019 | 1 | 22 | 12 | 1 | 22 | 14 | 67.01 | 37661 | 50 |  |  | 1.7924
2019 | 1 | 22 | 13 | 1 | 22 | 15 | 64.24 | 37236 | 50 |  |  | 1.7183
2019 | 1 | 22 | 14 | 1 | 22 | 16 | 63.93 | 37150 | 50 |  |  | 1.71
2019 | 1 | 22 | 15 | 1 | 22 | 17 | 64.8 | 37380 | 50 |  |  | 1.7333
2019 | 1 | 22 | 16 | 1 | 22 | 18 | 68.12 | 38653 | 50 |  |  | 1.8221
2019 | 1 | 22 | 17 | 1 | 22 | 19 | 69.56 | 39860 | 50 |  |  | 1.8606
2019 | 1 | 22 | 18 | 1 | 22 | 20 | 70.1 | 40107 | 50 |  |  | 1.8751
2019 | 1 | 22 | 19 | 1 | 22 | 21 | 68.71 | 38894 | 50 |  |  | 1.8379
2019 | 1 | 22 | 20 | 1 | 22 | 22 | 66.52 | 35781 | 49.832 |  |  | 1.7793
2019 | 1 | 22 | 21 | 1 | 22 | 23 | 53.02 | 32161 | 44.7904 |  |  | 1.4182
2019 | 1 | 22 | 22 | 1 | 22 | 0 | 51.57 | 29665 | 41.3143 |  |  | 1.3794
2019 | 1 | 22 | 23 | 1 | 22 | 1 | 51 | 27599 | 38.437 |  |  | 1.3642
2019 | 1 | 23 | 0 | 1 | 23 | 2 | 50 | 26169 | 36.4454 |  |  | 1.3374
2019 | 1 | 23 | 1 | 1 | 23 | 3 | 49.56 | 25618 | 35.678 |  |  | 1.3257
2019 | 1 | 23 | 2 | 1 | 23 | 4 | 49.05 | 25506 | 35.522 |  |  | 1.312
2019 | 1 | 23 | 3 | 1 | 23 | 5 | 49.49 | 26299 | 36.6265 |  |  | 1.3238
2019 | 1 | 23 | 4 | 1 | 23 | 6 | 50.41 | 29071 | 40.487 |  |  | 1.3484
2019 | 1 | 23 | 5 | 1 | 23 | 7 | 63 | 33975 | 47.3168 |  |  | 1.6852
2019 | 1 | 23 | 6 | 1 | 23 | 8 | 66.58 | 37048 | 50 |  |  | 1.7809
2019 | 1 | 23 | 7 | 1 | 23 | 9 | 67.31 | 38111 | 50 |  |  | 1.8005
2019 | 1 | 23 | 8 | 1 | 23 | 10 | 67.27 | 38662 | 50 |  |  | 1.7994
2019 | 1 | 23 | 9 | 1 | 23 | 11 | 66.96 | 38685 | 50 |  |  | 1.7911
2019 | 1 | 23 | 10 | 1 | 23 | 12 | 66.16 | 38091 | 50 |  |  | 1.7697
2019 | 1 | 23 | 11 | 1 | 23 | 13 | 65.04 | 37898 | 50 |  |  | 1.7397
2019 | 1 | 23 | 12 | 1 | 23 | 14 | 60.45 | 36752 | 50 |  |  | 1.617
2019 | 1 | 23 | 13 | 1 | 23 | 15 | 58.99 | 36323 | 50 |  |  | 1.5779
2019 | 1 | 23 | 14 | 1 | 23 | 16 | 59.88 | 36111 | 50 |  |  | 1.6017
2019 | 1 | 23 | 15 | 1 | 23 | 17 | 63.93 | 36213 | 50 |  |  | 1.71
2019 | 1 | 23 | 16 | 1 | 23 | 18 | 66.96 | 37455 | 50 |  |  | 1.7911
2019 | 1 | 23 | 17 | 1 | 23 | 19 | 68.07 | 38863 | 50 |  |  | 1.8208
2019 | 1 | 23 | 18 | 1 | 23 | 20 | 68.89 | 39159 | 50 |  |  | 1.8427
2019 | 1 | 23 | 19 | 1 | 23 | 21 | 68.4 | 38027 | 50 |  |  | 1.8296
2019 | 1 | 23 | 20 | 1 | 23 | 22 | 66.52 | 35118 | 48.9086 |  |  | 1.7793
2019 | 1 | 23 | 21 | 1 | 23 | 23 | 52.28 | 31606 | 44.0175 |  |  | 1.3984
2019 | 1 | 23 | 22 | 1 | 23 | 0 | 50.91 | 29076 | 40.494 |  |  | 1.3618
2019 | 1 | 23 | 23 | 1 | 23 | 1 | 50.19 | 27058 | 37.6835 |  |  | 1.3425
2019 | 1 | 24 | 0 | 1 | 24 | 2 | 49.56 | 25856 | 36.0095 |  |  | 1.3257
2019 | 1 | 24 | 1 | 1 | 24 | 3 | 49.05 | 25369 | 35.3312 |  |  | 1.312
2019 | 1 | 24 | 2 | 1 | 24 | 4 | 49.24 | 25314 | 35.2546 |  |  | 1.3171
2019 | 1 | 24 | 3 | 1 | 24 | 5 | 50 | 25929 | 36.1112 |  |  | 1.3374
2019 | 1 | 24 | 4 | 1 | 24 | 6 | 50.55 | 28667 | 39.9243 |  |  | 1.3521
2019 | 1 | 24 | 5 | 1 | 24 | 7 | 61.3 | 33502 | 46.658 |  |  | 1.6397
2019 | 1 | 24 | 6 | 1 | 24 | 8 | 66.67 | 36316 | 50 |  |  | 1.7833
2019 | 1 | 24 | 7 | 1 | 24 | 9 | 67.85 | 37203 | 50 |  |  | 1.8149
2019 | 1 | 24 | 8 | 1 | 24 | 10 | 68.01 | 37525 | 50 |  |  | 1.8192
2019 | 1 | 24 | 9 | 1 | 24 | 11 | 67.24 | 37486 | 50 |  |  | 1.7986
2019 | 1 | 24 | 10 | 1 | 24 | 12 | 65.83 | 37172 | 50 |  |  | 1.7609
2019 | 1 | 24 | 11 | 1 | 24 | 13 | 64.23 | 37086 | 50 |  |  | 1.7181
2019 | 1 | 24 | 12 | 1 | 24 | 14 | 60 | 35926 | 50 |  |  | 1.6049
2019 | 1 | 24 | 13 | 1 | 24 | 15 | 58.61 | 35437 | 49.3529 |  |  | 1.5677
2019 | 1 | 24 | 14 | 1 | 24 | 16 | 60.45 | 35106 | 48.8919 |  |  | 1.617
2019 | 1 | 24 | 15 | 1 | 24 | 17 | 65.8 | 35056 | 48.8223 |  |  | 1.7601
2019 | 1 | 24 | 16 | 1 | 24 | 18 | 68.36 | 36369 | 50 |  |  | 1.8285
2019 | 1 | 24 | 17 | 1 | 24 | 19 | 70 | 37981 | 50 |  |  | 1.8724
2019 | 1 | 24 | 18 | 1 | 24 | 20 | 70.13 | 38335 | 50 |  |  | 1.8759
2019 | 1 | 24 | 19 | 1 | 24 | 21 | 69.71 | 37216 | 50 |  |  | 1.8647
2019 | 1 | 24 | 20 | 1 | 24 | 22 | 68.01 | 34612 | 48.2039 |  |  | 1.8192
2019 | 1 | 24 | 21 | 1 | 24 | 23 | 63.34 | 31320 | 43.6192 |  |  | 1.6943
2019 | 1 | 24 | 22 | 1 | 24 | 0 | 52.39 | 29217 | 40.6903 |  |  | 1.4014
2019 | 1 | 24 | 23 | 1 | 24 | 1 | 52.55 | 27256 | 37.9593 |  |  | 1.4056
2019 | 1 | 25 | 0 | 1 | 25 | 2 | 51.97 | 25897 | 36.0666 |  |  | 1.3901
2019 | 1 | 25 | 1 | 1 | 25 | 3 | 51.77 | 25411 | 35.3897 |  |  | 1.3848
2019 | 1 | 25 | 2 | 1 | 25 | 4 | 51.78 | 25258 | 35.1767 |  |  | 1.385
2019 | 1 | 25 | 3 | 1 | 25 | 5 | 52.15 | 25880 | 36.0429 |  |  | 1.3949
2019 | 1 | 25 | 4 | 1 | 25 | 6 | 52.55 | 28588 | 39.8143 |  |  | 1.4056
2019 | 1 | 25 | 5 | 1 | 25 | 7 | 65.01 | 33336 | 46.4268 |  |  | 1.7389
2019 | 1 | 25 | 6 | 1 | 25 | 8 | 68.25 | 36012 | 50 |  |  | 1.8256
2019 | 1 | 25 | 7 | 1 | 25 | 9 | 69.08 | 37025 | 50 |  |  | 1.8478
2019 | 1 | 25 | 8 | 1 | 25 | 10 | 68.77 | 37170 | 50 |  |  | 1.8395
2019 | 1 | 25 | 9 | 1 | 25 | 11 | 68.25 | 36672 | 50 |  |  | 1.8256
2019 | 1 | 25 | 10 | 1 | 25 | 12 | 67.57 | 36088 | 50 |  |  | 1.8074
2019 | 1 | 25 | 11 | 1 | 25 | 13 | 66.54 | 35745 | 49.7818 |  |  | 1.7799
2019 | 1 | 25 | 12 | 1 | 25 | 14 | 63.87 | 34417 | 47.9323 |  |  | 1.7084
2019 | 1 | 25 | 13 | 1 | 25 | 15 | 62.5 | 33583 | 46.7708 |  |  | 1.6718
2019 | 1 | 25 | 14 | 1 | 25 | 16 | 63.87 | 33099 | 46.0968 |  |  | 1.7084
2019 | 1 | 25 | 15 | 1 | 25 | 17 | 66.02 | 32957 | 45.899 |  |  | 1.7659
2019 | 1 | 25 | 16 | 1 | 25 | 18 | 68.77 | 34094 | 47.4825 |  |  | 1.8395
2019 | 1 | 25 | 17 | 1 | 25 | 19 | 69.69 | 35844 | 49.9197 |  |  | 1.8641
2019 | 1 | 25 | 18 | 1 | 25 | 20 | 67.63 | 36089 | 50 |  |  | 1.809
2019 | 1 | 25 | 19 | 1 | 25 | 21 | 63.75 | 35346 | 49.2261 |  |  | 1.7052
2019 | 1 | 25 | 20 | 1 | 25 | 22 | 62.96 | 33156 | 46.1762 |  |  | 1.6841
2019 | 1 | 25 | 21 | 1 | 25 | 23 | 59.99 | 30530 | 42.5189 |  |  | 1.6047
2019 | 1 | 25 | 22 | 1 | 25 | 0 | 60.73 | 28707 | 39.9801 |  |  | 1.6244
2019 | 1 | 25 | 23 | 1 | 25 | 1 | 54.69 | 26675 | 37.1501 |  |  | 1.4629
2019 | 1 | 26 | 0 | 1 | 26 | 2 | 53.14 | 25060 | 34.9009 |  |  | 1.4214
2019 | 1 | 26 | 1 | 1 | 26 | 3 | 50.97 | 24361 | 33.9274 |  |  | 1.3634
2019 | 1 | 26 | 2 | 1 | 26 | 4 | 51.5 | 24074 | 33.5277 |  |  | 1.3776
2019 | 1 | 26 | 3 | 1 | 26 | 5 | 52.44 | 23868 | 33.2408 |  |  | 1.4027
2019 | 1 | 26 | 4 | 1 | 26 | 6 | 54.47 | 24506 | 34.1294 |  |  | 1.457
2019 | 1 | 26 | 5 | 1 | 26 | 7 | 60 | 26087 | 36.3312 |  |  | 1.6049
2019 | 1 | 26 | 6 | 1 | 26 | 8 | 63.75 | 27711 | 38.5929 |  |  | 1.7052
2019 | 1 | 26 | 7 | 1 | 26 | 9 | 67.01 | 30454 | 42.4131 |  |  | 1.7924
2019 | 1 | 26 | 8 | 1 | 26 | 10 | 68.4 | 32142 | 44.764 |  |  | 1.8296
2019 | 1 | 26 | 9 | 1 | 26 | 11 | 68.01 | 32145 | 44.7681 |  |  | 1.8192
2019 | 1 | 26 | 10 | 1 | 26 | 12 | 66.01 | 31510 | 43.8838 |  |  | 1.7657
2019 | 1 | 26 | 11 | 1 | 26 | 13 | 66.03 | 31278 | 43.5607 |  |  | 1.7662
2019 | 1 | 26 | 12 | 1 | 26 | 14 | 64.8 | 30415 | 42.3588 |  |  | 1.7333
2019 | 1 | 26 | 13 | 1 | 26 | 15 | 63.56 | 29003 | 40.3923 |  |  | 1.7001
2019 | 1 | 26 | 14 | 1 | 26 | 16 | 60.98 | 28220 | 39.3018 |  |  | 1.6311
2019 | 1 | 26 | 15 | 1 | 26 | 17 | 64.01 | 27945 | 38.9188 |  |  | 1.7122
2019 | 1 | 26 | 16 | 1 | 26 | 18 | 68.07 | 29436 | 40.9953 |  |  | 1.8208
2019 | 1 | 26 | 17 | 1 | 26 | 19 | 68.5 | 31533 | 43.9158 |  |  | 1.8323
2019 | 1 | 26 | 18 | 1 | 26 | 20 | 68.25 | 32246 | 44.9088 |  |  | 1.8256
2019 | 1 | 26 | 19 | 1 | 26 | 21 | 66.5 | 32257 | 44.9241 |  |  | 1.7788
2019 | 1 | 26 | 20 | 1 | 26 | 22 | 60.07 | 30969 | 43.1303 |  |  | 1.6068
2019 | 1 | 26 | 21 | 1 | 26 | 23 | 54.12 | 28868 | 40.2043 |  |  | 1.4476
2019 | 1 | 26 | 22 | 1 | 26 | 0 | 57.04 | 26582 | 37.0206 |  |  | 1.5257
2019 | 1 | 26 | 23 | 1 | 26 | 1 | 47.97 | 24675 | 34.3647 |  |  | 1.2831
2019 | 1 | 27 | 0 | 1 | 27 | 2 | 44.1 | 23331 | 32.4929 |  |  | 1.1796
2019 | 1 | 27 | 1 | 1 | 27 | 3 | 31.5 | 22404 | 31.2019 |  |  | 0.84258
2019 | 1 | 27 | 2 | 1 | 27 | 4 | 25.54 | 22192 | 30.9067 |  |  | 0.68316
2019 | 1 | 27 | 3 | 1 | 27 | 5 | 24.94 | 22186 | 30.8983 |  |  | 0.66711
2019 | 1 | 27 | 4 | 1 | 27 | 6 | 19.74 | 22513 | 31.3537 |  |  | 0.52802
2019 | 1 | 27 | 5 | 1 | 27 | 7 | 28.51 | 23296 | 32.4442 |  |  | 0.76261
2019 | 1 | 27 | 6 | 1 | 27 | 8 | 33.14 | 24099 | 33.5625 |  |  | 0.88645
2019 | 1 | 27 | 7 | 1 | 27 | 9 | 40.84 | 26216 | 36.5109 |  |  | 1.0924
2019 | 1 | 27 | 8 | 1 | 27 | 10 | 44.63 | 28237 | 39.3255 |  |  | 1.1938
2019 | 1 | 27 | 9 | 1 | 27 | 11 | 47.23 | 29170 | 40.6249 |  |  | 1.2633
2019 | 1 | 27 | 10 | 1 | 27 | 12 | 46.97 | 29077 | 40.4954 |  |  | 1.2564
2019 | 1 | 27 | 11 | 1 | 27 | 13 | 43.24 | 29310 | 40.8199 |  |  | 1.1566
2019 | 1 | 27 | 12 | 1 | 27 | 14 | 41.31 | 29026 | 40.4243 |  |  | 1.105
2019 | 1 | 27 | 13 | 1 | 27 | 15 | 40.5 | 27575 | 38.4035 |  |  | 1.0833
2019 | 1 | 27 | 14 | 1 | 27 | 16 | 41.18 | 26800 | 37.3242 |  |  | 1.1015
2019 | 1 | 27 | 15 | 1 | 27 | 17 | 47.2 | 26748 | 37.2518 |  |  | 1.2625
2019 | 1 | 27 | 16 | 1 | 27 | 18 | 52.64 | 28506 | 39.7001 |  |  | 1.4081
2019 | 1 | 27 | 17 | 1 | 27 | 19 | 59.2 | 31029 | 43.2139 |  |  | 1.5835
2019 | 1 | 27 | 18 | 1 | 27 | 20 | 62.07 | 32467 | 45.2166 |  |  | 1.6603
2019 | 1 | 27 | 19 | 1 | 27 | 21 | 64.18 | 32446 | 45.1873 |  |  | 1.7167
2019 | 1 | 27 | 20 | 1 | 27 | 22 | 60.02 | 31344 | 43.6526 |  |  | 1.6055
2019 | 1 | 27 | 21 | 1 | 27 | 23 | 51.82 | 28640 | 39.8867 |  |  | 1.3861
2019 | 1 | 27 | 22 | 1 | 27 | 0 | 45.33 | 26206 | 36.4969 |  |  | 1.2125
2019 | 1 | 27 | 23 | 1 | 27 | 1 | 40.97 | 24398 | 33.9789 |  |  | 1.0959
2019 | 1 | 28 | 0 | 1 | 28 | 2 | 40.42 | 23328 | 32.4888 |  |  | 1.0812
2019 | 1 | 28 | 1 | 1 | 28 | 3 | 37.8 | 22962 | 31.979 |  |  | 1.0111
2019 | 1 | 28 | 2 | 1 | 28 | 4 | 38.09 | 23080 | 32.1434 |  |  | 1.0189
2019 | 1 | 28 | 3 | 1 | 28 | 5 | 41.83 | 23997 | 33.4205 |  |  | 1.1189
2019 | 1 | 28 | 4 | 1 | 28 | 6 | 48.35 | 27323 | 38.0526 |  |  | 1.2933
2019 | 1 | 28 | 5 | 1 | 28 | 7 | 64.04 | 32355 | 45.0606 |  |  | 1.713
2019 | 1 | 28 | 6 | 1 | 28 | 8 | 65.1 | 35376 | 49.2679 |  |  | 1.7413
2019 | 1 | 28 | 7 | 1 | 28 | 9 | 65 | 36669 | 50 |  |  | 1.7387
2019 | 1 | 28 | 8 | 1 | 28 | 10 | 63.96 | 37183 | 50 |  |  | 1.7108
2019 | 1 | 28 | 9 | 1 | 28 | 11 | 57.44 | 37042 | 50 |  |  | 1.5364
2019 | 1 | 28 | 10 | 1 | 28 | 12 | 57.97 | 36657 | 50 |  |  | 1.5506
2019 | 1 | 28 | 11 | 1 | 28 | 13 | 54.95 | 36444 | 50 |  |  | 1.4698
2019 | 1 | 28 | 12 | 1 | 28 | 14 | 52.3 | 35304 | 49.1677 |  |  | 1.399
2019 | 1 | 28 | 13 | 1 | 28 | 15 | 51.49 | 34717 | 48.3501 |  |  | 1.3773
2019 | 1 | 28 | 14 | 1 | 28 | 16 | 53.97 | 34376 | 47.8752 |  |  | 1.4436
2019 | 1 | 28 | 15 | 1 | 28 | 17 | 62.38 | 34289 | 47.7541 |  |  | 1.6686
2019 | 1 | 28 | 16 | 1 | 28 | 18 | 68.45 | 35432 | 49.3459 |  |  | 1.8309
2019 | 1 | 28 | 17 | 1 | 28 | 19 | 70.01 | 37256 | 50 |  |  | 1.8727
2019 | 1 | 28 | 18 | 1 | 28 | 20 | 68.65 | 37476 | 50 |  |  | 1.8363
2019 | 1 | 28 | 19 | 1 | 28 | 21 | 67.18 | 36615 | 50 |  |  | 1.797
2019 | 1 | 28 | 20 | 1 | 28 | 22 | 64.29 | 33686 | 46.9143 |  |  | 1.7197
2019 | 1 | 28 | 21 | 1 | 28 | 23 | 57.12 | 30450 | 42.4075 |  |  | 1.5279
2019 | 1 | 28 | 22 | 1 | 28 | 0 | 55 | 28050 | 39.0651 |  |  | 1.4712
2019 | 1 | 28 | 23 | 1 | 28 | 1 | 50.15 | 26219 | 36.515 |  |  | 1.3414
2019 | 1 | 29 | 0 | 1 | 29 | 2 | 49.89 | 25085 | 34.9357 |  |  | 1.3345
2019 | 1 | 29 | 1 | 1 | 29 | 3 | 47.43 | 24671 | 34.3591 |  |  | 1.2687
2019 | 1 | 29 | 2 | 1 | 29 | 4 | 45.97 | 24567 | 34.2143 |  |  | 1.2296
2019 | 1 | 29 | 3 | 1 | 29 | 5 | 49.07 | 25269 | 35.192 |  |  | 1.3126
2019 | 1 | 29 | 4 | 1 | 29 | 6 | 56.91 | 28149 | 39.2029 |  |  | 1.5223
2019 | 1 | 29 | 5 | 1 | 29 | 7 | 66.64 | 32898 | 45.8168 |  |  | 1.7825
2019 | 1 | 29 | 6 | 1 | 29 | 8 | 67.83 | 35495 | 49.4337 |  |  | 1.8144
2019 | 1 | 29 | 7 | 1 | 29 | 9 | 68.07 | 36598 | 50 |  |  | 1.8208
2019 | 1 | 29 | 8 | 1 | 29 | 10 | 67.78 | 37141 | 50 |  |  | 1.813
2019 | 1 | 29 | 9 | 1 | 29 | 11 | 66.58 | 37186 | 50 |  |  | 1.7809
2019 | 1 | 29 | 10 | 1 | 29 | 12 | 64.99 | 37125 | 50 |  |  | 1.7384
2019 | 1 | 29 | 11 | 1 | 29 | 13 | 62.65 | 37284 | 50 |  |  | 1.6758
2019 | 1 | 29 | 12 | 1 | 29 | 14 | 57.51 | 36026 | 50 |  |  | 1.5383
2019 | 1 | 29 | 13 | 1 | 29 | 15 | 57.42 | 35536 | 49.4908 |  |  | 1.5359
2019 | 1 | 29 | 14 | 1 | 29 | 16 | 59.62 | 35214 | 49.0423 |  |  | 1.5948
2019 | 1 | 29 | 15 | 1 | 29 | 17 | 64.07 | 35244 | 49.0841 |  |  | 1.7138
2019 | 1 | 29 | 16 | 1 | 29 | 18 | 65.53 | 36031 | 50 |  |  | 1.7528
2019 | 1 | 29 | 17 | 1 | 29 | 19 | 67.67 | 37797 | 50 |  |  | 1.8101
2019 | 1 | 29 | 18 | 1 | 29 | 20 | 65.84 | 37898 | 50 |  |  | 1.7611
2019 | 1 | 29 | 19 | 1 | 29 | 21 | 60.54 | 36955 | 50 |  |  | 1.6194
2019 | 1 | 29 | 20 | 1 | 29 | 22 | 59.06 | 34137 | 47.5424 |  |  | 1.5798
2019 | 1 | 29 | 21 | 1 | 29 | 23 | 52.63 | 30908 | 43.0454 |  |  | 1.4078
2019 | 1 | 29 | 22 | 1 | 29 | 0 | 48.51 | 28622 | 39.8617 |  |  | 1.2976
2019 | 1 | 29 | 23 | 1 | 29 | 1 | 46.36 | 26692 | 37.1738 |  |  | 1.2401
2019 | 1 | 30 | 0 | 1 | 30 | 2 | 45.1 | 25413 | 35.3925 |  |  | 1.2064
2019 | 1 | 30 | 1 | 1 | 30 | 3 | 42.85 | 24927 | 34.7157 |  |  | 1.1462
2019 | 1 | 30 | 2 | 1 | 30 | 4 | 42.74 | 24846 | 34.6029 |  |  | 1.1432
2019 | 1 | 30 | 3 | 1 | 30 | 5 | 46.34 | 25468 | 35.4691 |  |  | 1.2395
2019 | 1 | 30 | 4 | 1 | 30 | 6 | 52.44 | 28110 | 39.1486 |  |  | 1.4027
2019 | 1 | 30 | 5 | 1 | 30 | 7 | 64.99 | 32845 | 45.743 |  |  | 1.7384
2019 | 1 | 30 | 6 | 1 | 30 | 8 | 68.17 | 35628 | 49.6189 |  |  | 1.8235
2019 | 1 | 30 | 7 | 1 | 30 | 9 | 68.65 | 36712 | 50 |  |  | 1.8363
2019 | 1 | 30 | 8 | 1 | 30 | 10 | 68.07 | 37060 | 50 |  |  | 1.8208
2019 | 1 | 30 | 9 | 1 | 30 | 11 | 68 | 36913 | 50 |  |  | 1.8189
2019 | 1 | 30 | 10 | 1 | 30 | 12 | 65.48 | 36551 | 50 |  |  | 1.7515
2019 | 1 | 30 | 11 | 1 | 30 | 13 | 63.65 | 36375 | 50 |  |  | 1.7026
2019 | 1 | 30 | 12 | 1 | 30 | 14 | 60.47 | 35221 | 49.0521 |  |  | 1.6175
2019 | 1 | 30 | 13 | 1 | 30 | 15 | 57.88 | 34857 | 48.5451 |  |  | 1.5482
2019 | 1 | 30 | 14 | 1 | 30 | 16 | 57.72 | 34693 | 48.3167 |  |  | 1.5439
2019 | 1 | 30 | 15 | 1 | 30 | 17 | 61.6 | 34995 | 48.7373 |  |  | 1.6477
2019 | 1 | 30 | 16 | 1 | 30 | 18 | 64.01 | 36238 | 50 |  |  | 1.7122
2019 | 1 | 30 | 17 | 1 | 30 | 19 | 66 | 37868 | 50 |  |  | 1.7654
2019 | 1 | 30 | 18 | 1 | 30 | 20 | 65.24 | 38156 | 50 |  |  | 1.7451
2019 | 1 | 30 | 19 | 1 | 30 | 21 | 60.77 | 37050 | 50 |  |  | 1.6255
2019 | 1 | 30 | 20 | 1 | 30 | 22 | 57.38 | 34371 | 47.8683 |  |  | 1.5348
2019 | 1 | 30 | 21 | 1 | 30 | 23 | 49.07 | 31117 | 43.3364 |  |  | 1.3126
2019 | 1 | 30 | 22 | 1 | 30 | 0 | 48.08 | 28705 | 39.9773 |  |  | 1.2861
2019 | 1 | 30 | 23 | 1 | 30 | 1 | 47.33 | 26670 | 37.1431 |  |  | 1.266
2019 | 1 | 31 | 0 | 1 | 31 | 2 | 45.5 | 25649 | 35.7212 |  |  | 1.2171
2019 | 1 | 31 | 1 | 1 | 31 | 3 | 44.5 | 25082 | 34.9315 |  |  | 1.1903
2019 | 1 | 31 | 2 | 1 | 31 | 4 | 44.1 | 24937 | 34.7296 |  |  | 1.1796
2019 | 1 | 31 | 3 | 1 | 31 | 5 | 45 | 25664 | 35.7421 |  |  | 1.2037
2019 | 1 | 31 | 4 | 1 | 31 | 6 | 46.07 | 28420 | 39.5804 |  |  | 1.2323
2019 | 1 | 31 | 5 | 1 | 31 | 7 | 53.89 | 32951 | 45.8906 |  |  | 1.4415
2019 | 1 | 31 | 6 | 1 | 31 | 8 | 63.75 | 35484 | 49.4183 |  |  | 1.7052
2019 | 1 | 31 | 7 | 1 | 31 | 9 | 65 | 36482 | 50 |  |  | 1.7387
2019 | 1 | 31 | 8 | 1 | 31 | 10 | 64.93 | 36812 | 50 |  |  | 1.7368
2019 | 1 | 31 | 9 | 1 | 31 | 11 | 64.07 | 36879 | 50 |  |  | 1.7138
2019 | 1 | 31 | 10 | 1 | 31 | 12 | 62.01 | 36644 | 50 |  |  | 1.6587
2019 | 1 | 31 | 11 | 1 | 31 | 13 | 60.1 | 36413 | 50 |  |  | 1.6076
2019 | 1 | 31 | 12 | 1 | 31 | 14 | 54.48 | 35181 | 48.9964 |  |  | 1.4573
2019 | 1 | 31 | 13 | 1 | 31 | 15 | 53.95 | 34550 | 48.1176 |  |  | 1.4431
2019 | 1 | 31 | 14 | 1 | 31 | 16 | 54.78 | 34338 | 47.8223 |  |  | 1.4653
2019 | 1 | 31 | 15 | 1 | 31 | 17 | 58 | 34397 | 47.9045 |  |  | 1.5514
2019 | 1 | 31 | 16 | 1 | 31 | 18 | 63.3 | 35404 | 49.3069 |  |  | 1.6932
2019 | 1 | 31 | 17 | 1 | 31 | 19 | 65.4 | 36941 | 50 |  |  | 1.7494
2019 | 1 | 31 | 18 | 1 | 31 | 20 | 59.9 | 37206 | 50 |  |  | 1.6022
2019 | 1 | 31 | 19 | 1 | 31 | 21 | 52.84 | 36196 | 50 |  |  | 1.4134
2019 | 1 | 31 | 20 | 1 | 31 | 22 | 51.36 | 33692 | 46.9226 |  |  | 1.3738
2019 | 1 | 31 | 21 | 1 | 31 | 23 | 48.8 | 30669 | 42.7125 |  |  | 1.3053
2019 | 1 | 31 | 22 | 1 | 31 | 0 | 47.07 | 28677 | 39.9383 |  |  | 1.2591
2019 | 1 | 31 | 23 | 1 | 31 | 1 | 45.47 | 26761 | 37.2699 |  |  | 1.2163
2019 | 2 | 1 | 0 | 2 | 1 | 2 | 43.1 | 25608 | 35.6641 |  |  | 1.1529
2019 | 2 | 1 | 1 | 2 | 1 | 3 | 41.1 | 25204 | 35.1015 |  |  | 1.0994
2019 | 2 | 1 | 2 | 2 | 1 | 4 | 41.51 | 24876 | 34.6446 |  |  | 1.1103
2019 | 2 | 1 | 3 | 2 | 1 | 5 | 44.1 | 25409 | 35.387 |  |  | 1.1796
2019 | 2 | 1 | 4 | 2 | 1 | 6 | 45.97 | 28143 | 39.1946 |  |  | 1.2296
2019 | 2 | 1 | 5 | 2 | 1 | 7 | 54.11 | 32438 | 45.1762 |  |  | 1.4474
2019 | 2 | 1 | 6 | 2 | 1 | 8 | 60.75 | 34777 | 48.4337 |  |  | 1.625
2019 | 2 | 1 | 7 | 2 | 1 | 9 | 61.78 | 35817 | 49.8821 |  |  | 1.6525
2019 | 2 | 1 | 8 | 2 | 1 | 10 | 60.75 | 36312 | 50 |  |  | 1.625
2019 | 2 | 1 | 9 | 2 | 1 | 11 | 59.1 | 36442 | 50 |  |  | 1.5808
2019 | 2 | 1 | 10 | 2 | 1 | 12 | 57.99 | 36096 | 50 |  |  | 1.5512
2019 | 2 | 1 | 11 | 2 | 1 | 13 | 55.84 | 36001 | 50 |  |  | 1.4936
2019 | 2 | 1 | 12 | 2 | 1 | 14 | 49.89 | 34729 | 48.3669 |  |  | 1.3345
2019 | 2 | 1 | 13 | 2 | 1 | 15 | 48.87 | 34108 | 47.502 |  |  | 1.3072
2019 | 2 | 1 | 14 | 2 | 1 | 16 | 50 | 33742 | 46.9923 |  |  | 1.3374
2019 | 2 | 1 | 15 | 2 | 1 | 17 | 52.44 | 33603 | 46.7987 |  |  | 1.4027
2019 | 2 | 1 | 16 | 2 | 1 | 18 | 58.6 | 34447 | 47.9741 |  |  | 1.5675
2019 | 2 | 1 | 17 | 2 | 1 | 19 | 62.55 | 36136 | 50 |  |  | 1.6731
2019 | 2 | 1 | 18 | 2 | 1 | 20 | 62.99 | 36184 | 50 |  |  | 1.6849
2019 | 2 | 1 | 19 | 2 | 1 | 21 | 57.29 | 35351 | 49.2331 |  |  | 1.5324
2019 | 2 | 1 | 20 | 2 | 1 | 22 | 54.01 | 33153 | 46.172 |  |  | 1.4447
2019 | 2 | 1 | 21 | 2 | 1 | 23 | 49.07 | 30562 | 42.5635 |  |  | 1.3126
2019 | 2 | 1 | 22 | 2 | 1 | 0 | 42.87 | 28843 | 40.1695 |  |  | 1.1467
2019 | 2 | 1 | 23 | 2 | 1 | 1 | 38.03 | 26820 | 37.352 |  |  | 1.0173
2019 | 2 | 2 | 0 | 2 | 2 | 2 | 30 | 25273 | 35.1975 |  |  | 0.80246
2019 | 2 | 2 | 1 | 2 | 2 | 3 | 25.07 | 24452 | 34.0541 |  |  | 0.67059
2019 | 2 | 2 | 2 | 2 | 2 | 4 | 24.72 | 24092 | 33.5528 |  |  | 0.66123
2019 | 2 | 2 | 3 | 2 | 2 | 5 | 20.45 | 24100 | 33.5639 |  |  | 0.54701
2019 | 2 | 2 | 4 | 2 | 2 | 6 | 24 | 24731 | 34.4427 |  |  | 0.64197
2019 | 2 | 2 | 5 | 2 | 2 | 7 | 29.99 | 26282 | 36.6028 |  |  | 0.80219
2019 | 2 | 2 | 6 | 2 | 2 | 8 | 38.03 | 27840 | 38.7726 |  |  | 1.0173
2019 | 2 | 2 | 7 | 2 | 2 | 9 | 42.01 | 30681 | 42.7292 |  |  | 1.1237
2019 | 2 | 2 | 8 | 2 | 2 | 10 | 44.77 | 32746 | 45.6051 |  |  | 1.1975
2019 | 2 | 2 | 9 | 2 | 2 | 11 | 41.8 | 33274 | 46.3405 |  |  | 1.1181
2019 | 2 | 2 | 10 | 2 | 2 | 12 | 39.9 | 32970 | 45.9171 |  |  | 1.0673
2019 | 2 | 2 | 11 | 2 | 2 | 13 | 39.07 | 32741 | 45.5982 |  |  | 1.0451
2019 | 2 | 2 | 12 | 2 | 2 | 14 | 36.03 | 31833 | 44.3336 |  |  | 0.96376
2019 | 2 | 2 | 13 | 2 | 2 | 15 | 29.99 | 30451 | 42.4089 |  |  | 0.80219
2019 | 2 | 2 | 14 | 2 | 2 | 16 | 29.98 | 29767 | 41.4563 |  |  | 0.80193
2019 | 2 | 2 | 15 | 2 | 2 | 17 | 39.57 | 29431 | 40.9884 |  |  | 1.0584
2019 | 2 | 2 | 16 | 2 | 2 | 18 | 49.27 | 30679 | 42.7264 |  |  | 1.3179
2019 | 2 | 2 | 17 | 2 | 2 | 19 | 51.92 | 32816 | 45.7026 |  |  | 1.3888
2019 | 2 | 2 | 18 | 2 | 2 | 20 | 50.43 | 33381 | 46.4895 |  |  | 1.3489
2019 | 2 | 2 | 19 | 2 | 2 | 21 | 48.48 | 33215 | 46.2583 |  |  | 1.2968
2019 | 2 | 2 | 20 | 2 | 2 | 22 | 48.49 | 31873 | 44.3893 |  |  | 1.297
2019 | 2 | 2 | 21 | 2 | 2 | 23 | 46.06 | 29827 | 41.5399 |  |  | 1.232
2019 | 2 | 2 | 22 | 2 | 2 | 0 | 46.39 | 27621 | 38.4676 |  |  | 1.2409
2019 | 2 | 2 | 23 | 2 | 2 | 1 | 41.29 | 25319 | 35.2616 |  |  | 1.1045
2019 | 2 | 3 | 0 | 2 | 3 | 2 | 40.48 | 23774 | 33.1099 |  |  | 1.0828
2019 | 2 | 3 | 1 | 2 | 3 | 3 | 39 | 22808 | 31.7646 |  |  | 1.0432
2019 | 2 | 3 | 2 | 2 | 3 | 4 | 38.9 | 22565 | 31.4261 |  |  | 1.0405
2019 | 2 | 3 | 3 | 2 | 3 | 5 | 38.47 | 22700 | 31.6141 |  |  | 1.029
2019 | 2 | 3 | 4 | 2 | 3 | 6 | 39.88 | 23169 | 32.2673 |  |  | 1.0667
2019 | 2 | 3 | 5 | 2 | 3 | 7 | 40.97 | 24002 | 33.4274 |  |  | 1.0959
2019 | 2 | 3 | 6 | 2 | 3 | 8 | 43.8 | 24659 | 34.3424 |  |  | 1.1716
2019 | 2 | 3 | 7 | 2 | 3 | 9 | 47.05 | 26893 | 37.4537 |  |  | 1.2585
2019 | 2 | 3 | 8 | 2 | 3 | 10 | 49.33 | 29164 | 40.6165 |  |  | 1.3195
2019 | 2 | 3 | 9 | 2 | 3 | 11 | 51.11 | 30150 | 41.9897 |  |  | 1.3671
2019 | 2 | 3 | 10 | 2 | 3 | 12 | 50.35 | 29824 | 41.5357 |  |  | 1.3468
2019 | 2 | 3 | 11 | 2 | 3 | 13 | 47.09 | 29924 | 41.675 |  |  | 1.2596
2019 | 2 | 3 | 12 | 2 | 3 | 14 | 45.14 | 29745 | 41.4257 |  |  | 1.2074
2019 | 2 | 3 | 13 | 2 | 3 | 15 | 44.4 | 28375 | 39.5177 |  |  | 1.1876
2019 | 2 | 3 | 14 | 2 | 3 | 16 | 45.79 | 27607 | 38.4481 |  |  | 1.2248
2019 | 2 | 3 | 15 | 2 | 3 | 17 | 51.94 | 27351 | 38.0916 |  |  | 1.3893
2019 | 2 | 3 | 16 | 2 | 3 | 18 | 59.54 | 28770 | 40.0678 |  |  | 1.5926
2019 | 2 | 3 | 17 | 2 | 3 | 19 | 63.93 | 31933 | 44.4729 |  |  | 1.71
2019 | 2 | 3 | 18 | 2 | 3 | 20 | 63.54 | 33522 | 46.6859 |  |  | 1.6996
2019 | 2 | 3 | 19 | 2 | 3 | 21 | 63.75 | 33525 | 46.6901 |  |  | 1.7052
2019 | 2 | 3 | 20 | 2 | 3 | 22 | 59.7 | 32389 | 45.108 |  |  | 1.5969
2019 | 2 | 3 | 21 | 2 | 3 | 23 | 49.82 | 29877 | 41.6095 |  |  | 1.3326
2019 | 2 | 3 | 22 | 2 | 3 | 0 | 48.57 | 27122 | 37.7726 |  |  | 1.2992
2019 | 2 | 3 | 23 | 2 | 3 | 1 | 45.47 | 25238 | 35.1488 |  |  | 1.2163
2019 | 2 | 4 | 0 | 2 | 4 | 2 | 41.15 | 24121 | 33.5932 |  |  | 1.1007
2019 | 2 | 4 | 1 | 2 | 4 | 3 | 39.21 | 23701 | 33.0082 |  |  | 1.0488
2019 | 2 | 4 | 2 | 2 | 4 | 4 | 38.55 | 23581 | 32.8411 |  |  | 1.0312
2019 | 2 | 4 | 3 | 2 | 4 | 5 | 43.01 | 24574 | 34.2241 |  |  | 1.1505
2019 | 2 | 4 | 4 | 2 | 4 | 6 | 49.61 | 27795 | 38.7099 |  |  | 1.327
2019 | 2 | 4 | 5 | 2 | 4 | 7 | 64.1 | 33073 | 46.0606 |  |  | 1.7146
2019 | 2 | 4 | 6 | 2 | 4 | 8 | 64.59 | 36252 | 50 |  |  | 1.7277
2019 | 2 | 4 | 7 | 2 | 4 | 9 | 66.55 | 37910 | 50 |  |  | 1.7801
2019 | 2 | 4 | 8 | 2 | 4 | 10 | 66.55 | 38237 | 50 |  |  | 1.7801
2019 | 2 | 4 | 9 | 2 | 4 | 11 | 65.13 | 38082 | 50 |  |  | 1.7421
2019 | 2 | 4 | 10 | 2 | 4 | 12 | 63.93 | 37593 | 50 |  |  | 1.71
2019 | 2 | 4 | 11 | 2 | 4 | 13 | 63.53 | 37089 | 50 |  |  | 1.6993
2019 | 2 | 4 | 12 | 2 | 4 | 14 | 62.03 | 35902 | 50 |  |  | 1.6592
2019 | 2 | 4 | 13 | 2 | 4 | 15 | 61.01 | 35333 | 49.208 |  |  | 1.6319
2019 | 2 | 4 | 14 | 2 | 4 | 16 | 61.01 | 34993 | 48.7345 |  |  | 1.6319
2019 | 2 | 4 | 15 | 2 | 4 | 17 | 63.93 | 34818 | 48.4908 |  |  | 1.71
2019 | 2 | 4 | 16 | 2 | 4 | 18 | 69.04 | 35680 | 49.6913 |  |  | 1.8467
2019 | 2 | 4 | 17 | 2 | 4 | 19 | 70.66 | 37914 | 50 |  |  | 1.8901
2019 | 2 | 4 | 18 | 2 | 4 | 20 | 69.58 | 38427 | 50 |  |  | 1.8612
2019 | 2 | 4 | 19 | 2 | 4 | 21 | 68.5 | 37565 | 50 |  |  | 1.8323
2019 | 2 | 4 | 20 | 2 | 4 | 22 | 66.1 | 34614 | 48.2067 |  |  | 1.7681
2019 | 2 | 4 | 21 | 2 | 4 | 23 | 63.01 | 31299 | 43.5899 |  |  | 1.6854
2019 | 2 | 4 | 22 | 2 | 4 | 0 | 58.3 | 29030 | 40.4299 |  |  | 1.5594
2019 | 2 | 4 | 23 | 2 | 4 | 1 | 54.44 | 26892 | 37.4523 |  |  | 1.4562
2019 | 2 | 5 | 0 | 2 | 5 | 2 | 51.78 | 25690 | 35.7783 |  |  | 1.385
2019 | 2 | 5 | 1 | 2 | 5 | 3 | 48.77 | 25192 | 35.0847 |  |  | 1.3045
2019 | 2 | 5 | 2 | 2 | 5 | 4 | 48.77 | 25141 | 35.0137 |  |  | 1.3045
2019 | 2 | 5 | 3 | 2 | 5 | 5 | 49.15 | 25860 | 36.0151 |  |  | 1.3147
2019 | 2 | 5 | 4 | 2 | 5 | 6 | 59.46 | 28676 | 39.9369 |  |  | 1.5905
2019 | 2 | 5 | 5 | 2 | 5 | 7 | 64.09 | 33437 | 46.5675 |  |  | 1.7143
2019 | 2 | 5 | 6 | 2 | 5 | 8 | 68.07 | 36203 | 50 |  |  | 1.8208
2019 | 2 | 5 | 7 | 2 | 5 | 9 | 68 | 37249 | 50 |  |  | 1.8189
2019 | 2 | 5 | 8 | 2 | 5 | 10 | 65.79 | 37496 | 50 |  |  | 1.7598
2019 | 2 | 5 | 9 | 2 | 5 | 11 | 62.85 | 37026 | 50 |  |  | 1.6812
2019 | 2 | 5 | 10 | 2 | 5 | 12 | 59.35 | 36476 | 50 |  |  | 1.5875
2019 | 2 | 5 | 11 | 2 | 5 | 13 | 58.18 | 36130 | 50 |  |  | 1.5562
2019 | 2 | 5 | 12 | 2 | 5 | 14 | 57.96 | 34880 | 48.5772 |  |  | 1.5504
2019 | 2 | 5 | 13 | 2 | 5 | 15 | 58.04 | 34164 | 47.58 |  |  | 1.5525
2019 | 2 | 5 | 14 | 2 | 5 | 16 | 60.35 | 33811 | 47.0884 |  |  | 1.6143
2019 | 2 | 5 | 15 | 2 | 5 | 17 | 63.06 | 33680 | 46.9059 |  |  | 1.6868
2019 | 2 | 5 | 16 | 2 | 5 | 18 | 65.79 | 34509 | 48.0605 |  |  | 1.7598
2019 | 2 | 5 | 17 | 2 | 5 | 19 | 66.83 | 37087 | 50 |  |  | 1.7876
2019 | 2 | 5 | 18 | 2 | 5 | 20 | 67.5 | 37805 | 50 |  |  | 1.8055
2019 | 2 | 5 | 19 | 2 | 5 | 21 | 67.1 | 37110 | 50 |  |  | 1.7948
2019 | 2 | 5 | 20 | 2 | 5 | 22 | 63.75 | 34284 | 47.7471 |  |  | 1.7052
2019 | 2 | 5 | 21 | 2 | 5 | 23 | 62.51 | 30952 | 43.1067 |  |  | 1.6721
2019 | 2 | 5 | 22 | 2 | 5 | 0 | 63.25 | 28642 | 39.8895 |  |  | 1.6919
2019 | 2 | 5 | 23 | 2 | 5 | 1 | 60.5 | 26653 | 37.1195 |  |  | 1.6183
2019 | 2 | 6 | 0 | 2 | 6 | 2 | 55.07 | 25386 | 35.3549 |  |  | 1.4731
2019 | 2 | 6 | 1 | 2 | 6 | 3 | 54 | 24929 | 34.7185 |  |  | 1.4444
2019 | 2 | 6 | 2 | 2 | 6 | 4 | 52.73 | 24972 | 34.7783 |  |  | 1.4105
2019 | 2 | 6 | 3 | 2 | 6 | 5 | 55.68 | 25623 | 35.685 |  |  | 1.4894
2019 | 2 | 6 | 4 | 2 | 6 | 6 | 59.48 | 28358 | 39.494 |  |  | 1.591
2019 | 2 | 6 | 5 | 2 | 6 | 7 | 63 | 33100 | 46.0982 |  |  | 1.6852
2019 | 2 | 6 | 6 | 2 | 6 | 8 | 65.64 | 35715 | 49.7401 |  |  | 1.7558
2019 | 2 | 6 | 7 | 2 | 6 | 9 | 66.85 | 36692 | 50 |  |  | 1.7882
2019 | 2 | 6 | 8 | 2 | 6 | 10 | 66.55 | 36407 | 50 |  |  | 1.7801
2019 | 2 | 6 | 9 | 2 | 6 | 11 | 64.18 | 36093 | 50 |  |  | 1.7167
2019 | 2 | 6 | 10 | 2 | 6 | 12 | 63.1 | 35511 | 49.4559 |  |  | 1.6878
2019 | 2 | 6 | 11 | 2 | 6 | 13 | 61.98 | 35208 | 49.034 |  |  | 1.6579
2019 | 2 | 6 | 12 | 2 | 6 | 14 | 57.51 | 34148 | 47.5577 |  |  | 1.5383
2019 | 2 | 6 | 13 | 2 | 6 | 15 | 55.37 | 33504 | 46.6608 |  |  | 1.4811
2019 | 2 | 6 | 14 | 2 | 6 | 16 | 56.73 | 33124 | 46.1316 |  |  | 1.5175
2019 | 2 | 6 | 15 | 2 | 6 | 17 | 60.32 | 32880 | 45.7918 |  |  | 1.6135
2019 | 2 | 6 | 16 | 2 | 6 | 18 | 63.1 | 33716 | 46.9561 |  |  | 1.6878
2019 | 2 | 6 | 17 | 2 | 6 | 19 | 66.98 | 36393 | 50 |  |  | 1.7916
2019 | 2 | 6 | 18 | 2 | 6 | 20 | 67.52 | 37186 | 50 |  |  | 1.8061
2019 | 2 | 6 | 19 | 2 | 6 | 21 | 66.55 | 36203 | 50 |  |  | 1.7801
2019 | 2 | 6 | 20 | 2 | 6 | 22 | 63.08 | 33406 | 46.5243 |  |  | 1.6873
2019 | 2 | 6 | 21 | 2 | 6 | 23 | 61.1 | 30222 | 42.09 |  |  | 1.6343
2019 | 2 | 6 | 22 | 2 | 6 | 0 | 52.91 | 27991 | 38.9829 |  |  | 1.4153
2019 | 2 | 6 | 23 | 2 | 6 | 1 | 48.65 | 26149 | 36.4175 |  |  | 1.3013
2019 | 2 | 7 | 0 | 2 | 7 | 2 | 45.97 | 24986 | 34.7978 |  |  | 1.2296
2019 | 2 | 7 | 1 | 2 | 7 | 3 | 45.47 | 24505 | 34.128 |  |  | 1.2163
2019 | 2 | 7 | 2 | 2 | 7 | 4 | 43.97 | 24490 | 34.1071 |  |  | 1.1761
2019 | 2 | 7 | 3 | 2 | 7 | 5 | 45.87 | 25154 | 35.0318 |  |  | 1.227
2019 | 2 | 7 | 4 | 2 | 7 | 6 | 50.33 | 27866 | 38.8088 |  |  | 1.3463
2019 | 2 | 7 | 5 | 2 | 7 | 7 | 61.12 | 32453 | 45.1971 |  |  | 1.6349
2019 | 2 | 7 | 6 | 2 | 7 | 8 | 62.27 | 35156 | 48.9615 |  |  | 1.6656
2019 | 2 | 7 | 7 | 2 | 7 | 9 | 63.75 | 36225 | 50 |  |  | 1.7052
2019 | 2 | 7 | 8 | 2 | 7 | 10 | 64.17 | 36478 | 50 |  |  | 1.7165
2019 | 2 | 7 | 9 | 2 | 7 | 11 | 62.58 | 35993 | 50 |  |  | 1.6739
2019 | 2 | 7 | 10 | 2 | 7 | 12 | 62.27 | 35487 | 49.4225 |  |  | 1.6656
2019 | 2 | 7 | 11 | 2 | 7 | 13 | 62.01 | 35033 | 48.7902 |  |  | 1.6587
2019 | 2 | 7 | 12 | 2 | 7 | 14 | 56 | 33949 | 47.2806 |  |  | 1.4979
2019 | 2 | 7 | 13 | 2 | 7 | 15 | 53.51 | 33385 | 46.4951 |  |  | 1.4313
2019 | 2 | 7 | 14 | 2 | 7 | 16 | 54.72 | 32985 | 45.938 |  |  | 1.4637
2019 | 2 | 7 | 15 | 2 | 7 | 17 | 60.86 | 32721 | 45.5703 |  |  | 1.6279
2019 | 2 | 7 | 16 | 2 | 7 | 18 | 64.21 | 33469 | 46.6121 |  |  | 1.7175
2019 | 2 | 7 | 17 | 2 | 7 | 19 | 67.2 | 35963 | 50 |  |  | 1.7975
2019 | 2 | 7 | 18 | 2 | 7 | 20 | 68.07 | 36693 | 50 |  |  | 1.8208
2019 | 2 | 7 | 19 | 2 | 7 | 21 | 67.55 | 35912 | 50 |  |  | 1.8069
2019 | 2 | 7 | 20 | 2 | 7 | 22 | 65.69 | 33434 | 46.5633 |  |  | 1.7571
2019 | 2 | 7 | 21 | 2 | 7 | 23 | 65 | 30353 | 42.2724 |  |  | 1.7387
2019 | 2 | 7 | 22 | 2 | 7 | 0 | 65 | 28225 | 39.3088 |  |  | 1.7387
2019 | 2 | 7 | 23 | 2 | 7 | 1 | 61.21 | 26208 | 36.4997 |  |  | 1.6373
2019 | 2 | 8 | 0 | 2 | 8 | 2 | 52.73 | 25018 | 34.8424 |  |  | 1.4105
2019 | 2 | 8 | 1 | 2 | 8 | 3 | 51.02 | 24460 | 34.0653 |  |  | 1.3647
2019 | 2 | 8 | 2 | 2 | 8 | 4 | 49.14 | 24507 | 34.1307 |  |  | 1.3144
2019 | 2 | 8 | 3 | 2 | 8 | 5 | 49.13 | 25109 | 34.9691 |  |  | 1.3142
2019 | 2 | 8 | 4 | 2 | 8 | 6 | 53.21 | 27875 | 38.8213 |  |  | 1.4233
2019 | 2 | 8 | 5 | 2 | 8 | 7 | 61.2 | 32640 | 45.4575 |  |  | 1.637
2019 | 2 | 8 | 6 | 2 | 8 | 8 | 64 | 35091 | 48.871 |  |  | 1.7119
2019 | 2 | 8 | 7 | 2 | 8 | 9 | 65.01 | 36221 | 50 |  |  | 1.7389
2019 | 2 | 8 | 8 | 2 | 8 | 10 | 64.01 | 36285 | 50 |  |  | 1.7122
2019 | 2 | 8 | 9 | 2 | 8 | 11 | 62.04 | 35835 | 49.9072 |  |  | 1.6595
2019 | 2 | 8 | 10 | 2 | 8 | 12 | 58.88 | 35054 | 48.8195 |  |  | 1.575
2019 | 2 | 8 | 11 | 2 | 8 | 13 | 52.73 | 34711 | 48.3418 |  |  | 1.4105
2019 | 2 | 8 | 12 | 2 | 8 | 14 | 49.14 | 33457 | 46.5954 |  |  | 1.3144
2019 | 2 | 8 | 13 | 2 | 8 | 15 | 47.53 | 32635 | 45.4506 |  |  | 1.2714
2019 | 2 | 8 | 14 | 2 | 8 | 16 | 48 | 32288 | 44.9673 |  |  | 1.2839
2019 | 2 | 8 | 15 | 2 | 8 | 17 | 50 | 31961 | 44.5119 |  |  | 1.3374
2019 | 2 | 8 | 16 | 2 | 8 | 18 | 54.52 | 32658 | 45.4826 |  |  | 1.4583
2019 | 2 | 8 | 17 | 2 | 8 | 19 | 62 | 34943 | 48.6649 |  |  | 1.6584
2019 | 2 | 8 | 18 | 2 | 8 | 20 | 62.41 | 35217 | 49.0465 |  |  | 1.6694
2019 | 2 | 8 | 19 | 2 | 8 | 21 | 62.01 | 34714 | 48.346 |  |  | 1.6587
2019 | 2 | 8 | 20 | 2 | 8 | 22 | 57.7 | 32609 | 45.4143 |  |  | 1.5434
2019 | 2 | 8 | 21 | 2 | 8 | 23 | 52.73 | 29956 | 41.7195 |  |  | 1.4105
2019 | 2 | 8 | 22 | 2 | 8 | 0 | 60.02 | 28193 | 39.2642 |  |  | 1.6055
2019 | 2 | 8 | 23 | 2 | 8 | 1 | 50 | 26226 | 36.5248 |  |  | 1.3374
2019 | 2 | 9 | 0 | 2 | 9 | 2 | 47.6 | 24815 | 34.5597 |  |  | 1.2732
2019 | 2 | 9 | 1 | 2 | 9 | 3 | 47.1 | 24085 | 33.543 |  |  | 1.2599
2019 | 2 | 9 | 2 | 2 | 9 | 4 | 47.1 | 23677 | 32.9748 |  |  | 1.2599
2019 | 2 | 9 | 3 | 2 | 9 | 5 | 47.41 | 23490 | 32.7144 |  |  | 1.2682
2019 | 2 | 9 | 4 | 2 | 9 | 6 | 50.5 | 24206 | 33.7115 |  |  | 1.3508
2019 | 2 | 9 | 5 | 2 | 9 | 7 | 56.01 | 25651 | 35.724 |  |  | 1.4982
2019 | 2 | 9 | 6 | 2 | 9 | 8 | 58.77 | 27268 | 37.976 |  |  | 1.572
2019 | 2 | 9 | 7 | 2 | 9 | 9 | 62.85 | 30134 | 41.9674 |  |  | 1.6812
2019 | 2 | 9 | 8 | 2 | 9 | 10 | 64.01 | 31878 | 44.3963 |  |  | 1.7122
2019 | 2 | 9 | 9 | 2 | 9 | 11 | 62.41 | 31852 | 44.3601 |  |  | 1.6694
2019 | 2 | 9 | 10 | 2 | 9 | 12 | 60.81 | 31210 | 43.466 |  |  | 1.6266
2019 | 2 | 9 | 11 | 2 | 9 | 13 | 58.77 | 31006 | 43.1819 |  |  | 1.572
2019 | 2 | 9 | 12 | 2 | 9 | 14 | 53.41 | 30159 | 42.0022 |  |  | 1.4286
2019 | 2 | 9 | 13 | 2 | 9 | 15 | 47.01 | 28859 | 40.1917 |  |  | 1.2575
2019 | 2 | 9 | 14 | 2 | 9 | 16 | 46.1 | 28010 | 39.0093 |  |  | 1.2331
2019 | 2 | 9 | 15 | 2 | 9 | 17 | 46.8 | 27667 | 38.5317 |  |  | 1.2518
2019 | 2 | 9 | 16 | 2 | 9 | 18 | 52.3 | 28838 | 40.1625 |  |  | 1.399
2019 | 2 | 9 | 17 | 2 | 9 | 19 | 61.1 | 31299 | 43.5899 |  |  | 1.6343
2019 | 2 | 9 | 18 | 2 | 9 | 20 | 61.83 | 32053 | 44.64 |  |  | 1.6539
2019 | 2 | 9 | 19 | 2 | 9 | 21 | 60.01 | 32029 | 44.6066 |  |  | 1.6052
2019 | 2 | 9 | 20 | 2 | 9 | 22 | 55 | 30770 | 42.8532 |  |  | 1.4712
2019 | 2 | 9 | 21 | 2 | 9 | 23 | 47.6 | 28577 | 39.799 |  |  | 1.2732
2019 | 2 | 9 | 22 | 2 | 9 | 0 | 41.72 | 26542 | 36.9649 |  |  | 1.116
2019 | 2 | 9 | 23 | 2 | 9 | 1 | 31.42 | 24582 | 34.2352 |  |  | 0.84044
2019 | 2 | 10 | 0 | 2 | 10 | 2 | 25.36 | 22910 | 31.9066 |  |  | 0.67835
2019 | 2 | 10 | 1 | 2 | 10 | 3 | 17.96 | 22336 | 31.1072 |  |  | 0.48041
2019 | 2 | 10 | 2 | 2 | 10 | 4 | 15.6 | 21927 | 30.5376 |  |  | 0.41728
2019 | 2 | 10 | 3 | 2 | 10 | 5 | 19 | 21785 | 30.3398 |  |  | 0.50823
2019 | 2 | 10 | 4 | 2 | 10 | 6 | 16.2 | 22193 | 30.9081 |  |  | 0.43333
2019 | 2 | 10 | 5 | 2 | 10 | 7 | 17.54 | 22926 | 31.9289 |  |  | 0.46917
2019 | 2 | 10 | 6 | 2 | 10 | 8 | 25.3 | 23672 | 32.9678 |  |  | 0.67674
2019 | 2 | 10 | 7 | 2 | 10 | 9 | 36 | 25754 | 35.8674 |  |  | 0.96295
2019 | 2 | 10 | 8 | 2 | 10 | 10 | 39.16 | 27884 | 38.8339 |  |  | 1.0475
2019 | 2 | 10 | 9 | 2 | 10 | 11 | 40.86 | 28804 | 40.1151 |  |  | 1.093
2019 | 2 | 10 | 10 | 2 | 10 | 12 | 36.89 | 28704 | 39.9759 |  |  | 0.98676
2019 | 2 | 10 | 11 | 2 | 10 | 13 | 36.1 | 29041 | 40.4452 |  |  | 0.96563
2019 | 2 | 10 | 12 | 2 | 10 | 14 | 35 | 28924 | 40.2823 |  |  | 0.9362
2019 | 2 | 10 | 13 | 2 | 10 | 15 | 31.19 | 27517 | 38.3228 |  |  | 0.83429
2019 | 2 | 10 | 14 | 2 | 10 | 16 | 32.61 | 26604 | 37.0512 |  |  | 0.87227
2019 | 2 | 10 | 15 | 2 | 10 | 17 | 39.41 | 26533 | 36.9523 |  |  | 1.0542
2019 | 2 | 10 | 16 | 2 | 10 | 18 | 49.19 | 27786 | 38.6974 |  |  | 1.3158
2019 | 2 | 10 | 17 | 2 | 10 | 19 | 62.01 | 30569 | 42.5733 |  |  | 1.6587
2019 | 2 | 10 | 18 | 2 | 10 | 20 | 65.51 | 31836 | 44.3378 |  |  | 1.7523
2019 | 2 | 10 | 19 | 2 | 10 | 21 | 66.55 | 31845 | 44.3503 |  |  | 1.7801
2019 | 2 | 10 | 20 | 2 | 10 | 22 | 65.01 | 30636 | 42.6666 |  |  | 1.7389
2019 | 2 | 10 | 21 | 2 | 10 | 23 | 59.1 | 28311 | 39.4285 |  |  | 1.5808
2019 | 2 | 10 | 22 | 2 | 10 | 0 | 45.1 | 25888 | 36.0541 |  |  | 1.2064
2019 | 2 | 10 | 23 | 2 | 10 | 1 | 42.75 | 24120 | 33.5918 |  |  | 1.1435
2019 | 2 | 11 | 0 | 2 | 11 | 2 | 41.72 | 23046 | 32.096 |  |  | 1.116
2019 | 2 | 11 | 1 | 2 | 11 | 3 | 42.22 | 22699 | 31.6128 |  |  | 1.1293
2019 | 2 | 11 | 2 | 2 | 11 | 4 | 42.4 | 22678 | 31.5835 |  |  | 1.1341
2019 | 2 | 11 | 3 | 2 | 11 | 5 | 43 | 23547 | 32.7938 |  |  | 1.1502
2019 | 2 | 11 | 4 | 2 | 11 | 6 | 49.96 | 26787 | 37.3061 |  |  | 1.3364
2019 | 2 | 11 | 5 | 2 | 11 | 7 | 59.23 | 31550 | 43.9395 |  |  | 1.5843
2019 | 2 | 11 | 6 | 2 | 11 | 8 | 64.03 | 34030 | 47.3934 |  |  | 1.7127
2019 | 2 | 11 | 7 | 2 | 11 | 9 | 64.89 | 35232 | 49.0674 |  |  | 1.7357
2019 | 2 | 11 | 8 | 2 | 11 | 10 | 65 | 35379 | 49.2721 |  |  | 1.7387
2019 | 2 | 11 | 9 | 2 | 11 | 11 | 62.51 | 35299 | 49.1607 |  |  | 1.6721
2019 | 2 | 11 | 10 | 2 | 11 | 12 | 59.64 | 34912 | 48.6217 |  |  | 1.5953
2019 | 2 | 11 | 11 | 2 | 11 | 13 | 58.84 | 34655 | 48.2638 |  |  | 1.5739
2019 | 2 | 11 | 12 | 2 | 11 | 14 | 56.67 | 33549 | 46.7235 |  |  | 1.5158
2019 | 2 | 11 | 13 | 2 | 11 | 15 | 55.81 | 32912 | 45.8363 |  |  | 1.4928
2019 | 2 | 11 | 14 | 2 | 11 | 16 | 56.41 | 32456 | 45.2013 |  |  | 1.5089
2019 | 2 | 11 | 15 | 2 | 11 | 17 | 58.84 | 32238 | 44.8977 |  |  | 1.5739
2019 | 2 | 11 | 16 | 2 | 11 | 18 | 63.75 | 32663 | 45.4896 |  |  | 1.7052
2019 | 2 | 11 | 17 | 2 | 11 | 19 | 66.25 | 35230 | 49.0646 |  |  | 1.7721
2019 | 2 | 11 | 18 | 2 | 11 | 20 | 66.25 | 36091 | 50 |  |  | 1.7721
2019 | 2 | 11 | 19 | 2 | 11 | 21 | 65.51 | 35338 | 49.215 |  |  | 1.7523
2019 | 2 | 11 | 20 | 2 | 11 | 22 | 60.51 | 32691 | 45.5285 |  |  | 1.6186
2019 | 2 | 11 | 21 | 2 | 11 | 23 | 58.7 | 29573 | 41.1861 |  |  | 1.5701
2019 | 2 | 11 | 22 | 2 | 11 | 0 | 62.65 | 27742 | 38.6361 |  |  | 1.6758
2019 | 2 | 11 | 23 | 2 | 11 | 1 | 58.37 | 26048 | 36.2769 |  |  | 1.5613
2019 | 2 | 12 | 0 | 2 | 12 | 2 | 53.6 | 24891 | 34.6655 |  |  | 1.4337
2019 | 2 | 12 | 1 | 2 | 12 | 3 | 51.36 | 24411 | 33.997 |  |  | 1.3738
2019 | 2 | 12 | 2 | 2 | 12 | 4 | 50 | 24462 | 34.0681 |  |  | 1.3374
2019 | 2 | 12 | 3 | 2 | 12 | 5 | 53 | 25105 | 34.9636 |  |  | 1.4177
2019 | 2 | 12 | 4 | 2 | 12 | 6 | 59 | 27882 | 38.8311 |  |  | 1.5782
2019 | 2 | 12 | 5 | 2 | 12 | 7 | 61.42 | 32512 | 45.2793 |  |  | 1.6429
2019 | 2 | 12 | 6 | 2 | 12 | 8 | 63.89 | 34805 | 48.4727 |  |  | 1.709
2019 | 2 | 12 | 7 | 2 | 12 | 9 | 65.1 | 36005 | 50 |  |  | 1.7413
2019 | 2 | 12 | 8 | 2 | 12 | 10 | 64.2 | 36070 | 50 |  |  | 1.7173
2019 | 2 | 12 | 9 | 2 | 12 | 11 | 62.49 | 35542 | 49.4991 |  |  | 1.6715
2019 | 2 | 12 | 10 | 2 | 12 | 12 | 60.64 | 35283 | 49.1384 |  |  | 1.622
2019 | 2 | 12 | 11 | 2 | 12 | 13 | 60.61 | 34961 | 48.69 |  |  | 1.6212
2019 | 2 | 12 | 12 | 2 | 12 | 14 | 59 | 33761 | 47.0187 |  |  | 1.5782
2019 | 2 | 12 | 13 | 2 | 12 | 15 | 57.99 | 33143 | 46.158 |  |  | 1.5512
2019 | 2 | 12 | 14 | 2 | 12 | 16 | 58 | 32848 | 45.7472 |  |  | 1.5514
2019 | 2 | 12 | 15 | 2 | 12 | 17 | 60.29 | 32598 | 45.399 |  |  | 1.6127
2019 | 2 | 12 | 16 | 2 | 12 | 18 | 63.75 | 32943 | 45.8795 |  |  | 1.7052
2019 | 2 | 12 | 17 | 2 | 12 | 19 | 66.1 | 35554 | 49.5158 |  |  | 1.7681
2019 | 2 | 12 | 18 | 2 | 12 | 20 | 67.1 | 36518 | 50 |  |  | 1.7948
2019 | 2 | 12 | 19 | 2 | 12 | 21 | 66.25 | 35611 | 49.5952 |  |  | 1.7721
2019 | 2 | 12 | 20 | 2 | 12 | 22 | 64.5 | 32830 | 45.7221 |  |  | 1.7253
2019 | 2 | 12 | 21 | 2 | 12 | 23 | 64.18 | 29620 | 41.2516 |  |  | 1.7167
2019 | 2 | 12 | 22 | 2 | 12 | 0 | 63.93 | 27639 | 38.4927 |  |  | 1.71
2019 | 2 | 12 | 23 | 2 | 12 | 1 | 61.59 | 25890 | 36.0568 |  |  | 1.6475
2019 | 2 | 13 | 0 | 2 | 13 | 2 | 59.57 | 24735 | 34.4483 |  |  | 1.5934
2019 | 2 | 13 | 1 | 2 | 13 | 3 | 58.11 | 24354 | 33.9177 |  |  | 1.5544
2019 | 2 | 13 | 2 | 2 | 13 | 4 | 58.32 | 24222 | 33.7338 |  |  | 1.56
2019 | 2 | 13 | 3 | 2 | 13 | 5 | 60 | 24976 | 34.7839 |  |  | 1.6049
2019 | 2 | 13 | 4 | 2 | 13 | 6 | 61 | 27691 | 38.5651 |  |  | 1.6317
2019 | 2 | 13 | 5 | 2 | 13 | 7 | 64.13 | 32553 | 45.3364 |  |  | 1.7154
2019 | 2 | 13 | 6 | 2 | 13 | 8 | 65.31 | 34874 | 48.5688 |  |  | 1.747
2019 | 2 | 13 | 7 | 2 | 13 | 9 | 65.51 | 35872 | 49.9587 |  |  | 1.7523
2019 | 2 | 13 | 8 | 2 | 13 | 10 | 65.06 | 35962 | 50 |  |  | 1.7403
2019 | 2 | 13 | 9 | 2 | 13 | 11 | 63.58 | 35556 | 49.5186 |  |  | 1.7007
2019 | 2 | 13 | 10 | 2 | 13 | 12 | 61.63 | 35015 | 48.7652 |  |  | 1.6485
2019 | 2 | 13 | 11 | 2 | 13 | 13 | 60.02 | 34487 | 48.0298 |  |  | 1.6055
2019 | 2 | 13 | 12 | 2 | 13 | 14 | 59.51 | 33374 | 46.4798 |  |  | 1.5918
2019 | 2 | 13 | 13 | 2 | 13 | 15 | 58 | 32718 | 45.5662 |  |  | 1.5514
2019 | 2 | 13 | 14 | 2 | 13 | 16 | 57.01 | 32365 | 45.0745 |  |  | 1.5249
2019 | 2 | 13 | 15 | 2 | 13 | 17 | 59.2 | 32065 | 44.6567 |  |  | 1.5835
2019 | 2 | 13 | 16 | 2 | 13 | 18 | 61.52 | 32411 | 45.1386 |  |  | 1.6456
2019 | 2 | 13 | 17 | 2 | 13 | 19 | 64.2 | 35203 | 49.027 |  |  | 1.7173
2019 | 2 | 13 | 18 | 2 | 13 | 20 | 65.21 | 36249 | 50 |  |  | 1.7443
2019 | 2 | 13 | 19 | 2 | 13 | 21 | 64.2 | 35468 | 49.3961 |  |  | 1.7173
2019 | 2 | 13 | 20 | 2 | 13 | 22 | 61.63 | 32736 | 45.5912 |  |  | 1.6485
2019 | 2 | 13 | 21 | 2 | 13 | 23 | 58 | 29657 | 41.3031 |  |  | 1.5514
2019 | 2 | 13 | 22 | 2 | 13 | 0 | 60.61 | 27610 | 38.4523 |  |  | 1.6212
2019 | 2 | 13 | 23 | 2 | 13 | 1 | 53.81 | 25773 | 35.8939 |  |  | 1.4393
2019 | 2 | 14 | 0 | 2 | 14 | 2 | 50.01 | 24627 | 34.2979 |  |  | 1.3377
2019 | 2 | 14 | 1 | 2 | 14 | 3 | 49.5 | 24154 | 33.6391 |  |  | 1.3241
2019 | 2 | 14 | 2 | 2 | 14 | 4 | 48 | 24024 | 33.4581 |  |  | 1.2839
2019 | 2 | 14 | 3 | 2 | 14 | 5 | 49.11 | 24700 | 34.3995 |  |  | 1.3136
2019 | 2 | 14 | 4 | 2 | 14 | 6 | 55.27 | 27406 | 38.1682 |  |  | 1.4784
2019 | 2 | 14 | 5 | 2 | 14 | 7 | 60.73 | 32245 | 44.9074 |  |  | 1.6244
2019 | 2 | 14 | 6 | 2 | 14 | 8 | 63.67 | 34546 | 48.112 |  |  | 1.7031
2019 | 2 | 14 | 7 | 2 | 14 | 9 | 62.07 | 35429 | 49.3417 |  |  | 1.6603
2019 | 2 | 14 | 8 | 2 | 14 | 10 | 60.01 | 35535 | 49.4894 |  |  | 1.6052
2019 | 2 | 14 | 9 | 2 | 14 | 11 | 56.27 | 35112 | 48.9003 |  |  | 1.5051
2019 | 2 | 14 | 10 | 2 | 14 | 12 | 54.67 | 34775 | 48.4309 |  |  | 1.4624
2019 | 2 | 14 | 11 | 2 | 14 | 13 | 53.81 | 34365 | 47.8599 |  |  | 1.4393
2019 | 2 | 14 | 12 | 2 | 14 | 14 | 51.5 | 33313 | 46.3948 |  |  | 1.3776
2019 | 2 | 14 | 13 | 2 | 14 | 15 | 51.33 | 32787 | 45.6622 |  |  | 1.373
2019 | 2 | 14 | 14 | 2 | 14 | 16 | 52.39 | 32406 | 45.1316 |  |  | 1.4014
2019 | 2 | 14 | 15 | 2 | 14 | 17 | 55.63 | 32277 | 44.952 |  |  | 1.488
2019 | 2 | 14 | 16 | 2 | 14 | 18 | 60.2 | 32470 | 45.2208 |  |  | 1.6103
2019 | 2 | 14 | 17 | 2 | 14 | 19 | 62.31 | 35114 | 48.903 |  |  | 1.6667
2019 | 2 | 14 | 18 | 2 | 14 | 20 | 63.01 | 36035 | 50 |  |  | 1.6854
2019 | 2 | 14 | 19 | 2 | 14 | 21 | 62.65 | 35303 | 49.1663 |  |  | 1.6758
2019 | 2 | 14 | 20 | 2 | 14 | 22 | 60.29 | 32737 | 45.5926 |  |  | 1.6127
2019 | 2 | 14 | 21 | 2 | 14 | 23 | 56.28 | 29708 | 41.3741 |  |  | 1.5054
2019 | 2 | 14 | 22 | 2 | 14 | 0 | 49.11 | 27865 | 38.8074 |  |  | 1.3136
2019 | 2 | 14 | 23 | 2 | 14 | 1 | 46.94 | 25996 | 36.2045 |  |  | 1.2556
2019 | 2 | 15 | 0 | 2 | 15 | 2 | 45.57 | 24805 | 34.5458 |  |  | 1.2189
2019 | 2 | 15 | 1 | 2 | 15 | 3 | 45.57 | 24307 | 33.8522 |  |  | 1.2189
2019 | 2 | 15 | 2 | 2 | 15 | 4 | 46 | 24241 | 33.7603 |  |  | 1.2304
2019 | 2 | 15 | 3 | 2 | 15 | 5 | 46.57 | 24883 | 34.6544 |  |  | 1.2457
2019 | 2 | 15 | 4 | 2 | 15 | 6 | 52.98 | 27635 | 38.4871 |  |  | 1.4171
2019 | 2 | 15 | 5 | 2 | 15 | 7 | 59.98 | 32263 | 44.9325 |  |  | 1.6044
2019 | 2 | 15 | 6 | 2 | 15 | 8 | 61.73 | 34438 | 47.9616 |  |  | 1.6512
2019 | 2 | 15 | 7 | 2 | 15 | 9 | 60.4 | 35526 | 49.4768 |  |  | 1.6156
2019 | 2 | 15 | 8 | 2 | 15 | 10 | 60.13 | 35583 | 49.5562 |  |  | 1.6084
2019 | 2 | 15 | 9 | 2 | 15 | 11 | 58.61 | 35534 | 49.488 |  |  | 1.5677
2019 | 2 | 15 | 10 | 2 | 15 | 12 | 57.47 | 34923 | 48.637 |  |  | 1.5372
2019 | 2 | 15 | 11 | 2 | 15 | 13 | 57.02 | 34481 | 48.0215 |  |  | 1.5252
2019 | 2 | 15 | 12 | 2 | 15 | 14 | 55.23 | 33291 | 46.3642 |  |  | 1.4773
2019 | 2 | 15 | 13 | 2 | 15 | 15 | 54.53 | 32430 | 45.1651 |  |  | 1.4586
2019 | 2 | 15 | 14 | 2 | 15 | 16 | 54.53 | 31875 | 44.3921 |  |  | 1.4586
2019 | 2 | 15 | 15 | 2 | 15 | 17 | 55.86 | 31536 | 43.92 |  |  | 1.4942
2019 | 2 | 15 | 16 | 2 | 15 | 18 | 59.1 | 31845 | 44.3503 |  |  | 1.5808
2019 | 2 | 15 | 17 | 2 | 15 | 19 | 61.41 | 34380 | 47.8808 |  |  | 1.6426
2019 | 2 | 15 | 18 | 2 | 15 | 20 | 62 | 34926 | 48.6412 |  |  | 1.6584
2019 | 2 | 15 | 19 | 2 | 15 | 21 | 60.94 | 34225 | 47.6649 |  |  | 1.6301
2019 | 2 | 15 | 20 | 2 | 15 | 22 | 58.2 | 31959 | 44.5091 |  |  | 1.5568
2019 | 2 | 15 | 21 | 2 | 15 | 23 | 57 | 29460 | 41.0288 |  |  | 1.5247
2019 | 2 | 15 | 22 | 2 | 15 | 0 | 60.01 | 27679 | 38.5484 |  |  | 1.6052
2019 | 2 | 15 | 23 | 2 | 15 | 1 | 56.41 | 25738 | 35.8451 |  |  | 1.5089
2019 | 2 | 16 | 0 | 2 | 16 | 2 | 50 | 24279 | 33.8132 |  |  | 1.3374
2019 | 2 | 16 | 1 | 2 | 16 | 3 | 49.11 | 23519 | 32.7548 |  |  | 1.3136
2019 | 2 | 16 | 2 | 2 | 16 | 4 | 48 | 23164 | 32.2604 |  |  | 1.2839
2019 | 2 | 16 | 3 | 2 | 16 | 5 | 47.38 | 23083 | 32.1475 |  |  | 1.2674
2019 | 2 | 16 | 4 | 2 | 16 | 6 | 48.25 | 23716 | 33.0291 |  |  | 1.2906
2019 | 2 | 16 | 5 | 2 | 16 | 7 | 50 | 25249 | 35.1641 |  |  | 1.3374
2019 | 2 | 16 | 6 | 2 | 16 | 8 | 49.11 | 26881 | 37.437 |  |  | 1.3136
2019 | 2 | 16 | 7 | 2 | 16 | 9 | 54.6 | 29631 | 41.2669 |  |  | 1.4605
2019 | 2 | 16 | 8 | 2 | 16 | 10 | 58.1 | 31164 | 43.4019 |  |  | 1.5541
2019 | 2 | 16 | 9 | 2 | 16 | 11 | 53.01 | 31115 | 43.3337 |  |  | 1.4179
2019 | 2 | 16 | 10 | 2 | 16 | 12 | 50 | 30567 | 42.5705 |  |  | 1.3374
2019 | 2 | 16 | 11 | 2 | 16 | 13 | 50 | 30320 | 42.2265 |  |  | 1.3374
2019 | 2 | 16 | 12 | 2 | 16 | 14 | 46.97 | 29583 | 41.2001 |  |  | 1.2564
2019 | 2 | 16 | 13 | 2 | 16 | 15 | 44.39 | 28277 | 39.3812 |  |  | 1.1874
2019 | 2 | 16 | 14 | 2 | 16 | 16 | 43.39 | 27411 | 38.1751 |  |  | 1.1606
2019 | 2 | 16 | 15 | 2 | 16 | 17 | 46.83 | 26987 | 37.5846 |  |  | 1.2526
2019 | 2 | 16 | 16 | 2 | 16 | 18 | 52.38 | 27792 | 38.7057 |  |  | 1.4011
2019 | 2 | 16 | 17 | 2 | 16 | 19 | 56.41 | 30555 | 42.5538 |  |  | 1.5089
2019 | 2 | 16 | 18 | 2 | 16 | 20 | 58.51 | 31596 | 44.0035 |  |  | 1.5651
2019 | 2 | 16 | 19 | 2 | 16 | 21 | 55.13 | 31413 | 43.7487 |  |  | 1.4747
2019 | 2 | 16 | 20 | 2 | 16 | 22 | 51.46 | 29978 | 41.7502 |  |  | 1.3765
2019 | 2 | 16 | 21 | 2 | 16 | 23 | 49.11 | 27886 | 38.8367 |  |  | 1.3136
2019 | 2 | 16 | 22 | 2 | 16 | 0 | 45.87 | 25772 | 35.8925 |  |  | 1.227
2019 | 2 | 16 | 23 | 2 | 16 | 1 | 41.57 | 23931 | 33.3286 |  |  | 1.1119
2019 | 2 | 17 | 0 | 2 | 17 | 2 | 37.6 | 22634 | 31.5222 |  |  | 1.0058
2019 | 2 | 17 | 1 | 2 | 17 | 3 | 36.27 | 21813 | 30.3788 |  |  | 0.97018
2019 | 2 | 17 | 2 | 2 | 17 | 4 | 36.13 | 21381 | 29.7772 |  |  | 0.96643
2019 | 2 | 17 | 3 | 2 | 17 | 5 | 36.74 | 21405 | 29.8106 |  |  | 0.98275
2019 | 2 | 17 | 4 | 2 | 17 | 6 | 38 | 21785 | 30.3398 |  |  | 1.0165
2019 | 2 | 17 | 5 | 2 | 17 | 7 | 41.31 | 22510 | 31.3495 |  |  | 1.105
2019 | 2 | 17 | 6 | 2 | 17 | 8 | 42.02 | 23204 | 32.3161 |  |  | 1.124
2019 | 2 | 17 | 7 | 2 | 17 | 9 | 44.87 | 25548 | 35.5805 |  |  | 1.2002
2019 | 2 | 17 | 8 | 2 | 17 | 10 | 51 | 27314 | 38.04 |  |  | 1.3642
2019 | 2 | 17 | 9 | 2 | 17 | 11 | 49.11 | 27964 | 38.9453 |  |  | 1.3136
2019 | 2 | 17 | 10 | 2 | 17 | 12 | 46 | 27620 | 38.4662 |  |  | 1.2304
2019 | 2 | 17 | 11 | 2 | 17 | 13 | 48.39 | 27792 | 38.7057 |  |  | 1.2944
2019 | 2 | 17 | 12 | 2 | 17 | 14 | 45.87 | 27481 | 38.2726 |  |  | 1.227
2019 | 2 | 17 | 13 | 2 | 17 | 15 | 43.37 | 26254 | 36.5638 |  |  | 1.1601
2019 | 2 | 17 | 14 | 2 | 17 | 16 | 43.13 | 25588 | 35.6362 |  |  | 1.1537
2019 | 2 | 17 | 15 | 2 | 17 | 17 | 44.99 | 25446 | 35.4385 |  |  | 1.2034
2019 | 2 | 17 | 16 | 2 | 17 | 18 | 53 | 26424 | 36.8005 |  |  | 1.4177
2019 | 2 | 17 | 17 | 2 | 17 | 19 | 60.02 | 29662 | 41.3101 |  |  | 1.6055
2019 | 2 | 17 | 18 | 2 | 17 | 20 | 61.41 | 31340 | 43.647 |  |  | 1.6426
2019 | 2 | 17 | 19 | 2 | 17 | 21 | 62 | 31276 | 43.5579 |  |  | 1.6584
2019 | 2 | 17 | 20 | 2 | 17 | 22 | 60.81 | 30067 | 41.8741 |  |  | 1.6266
2019 | 2 | 17 | 21 | 2 | 17 | 23 | 59.5 | 27720 | 38.6055 |  |  | 1.5915
2019 | 2 | 17 | 22 | 2 | 17 | 0 | 51.46 | 25400 | 35.3744 |  |  | 1.3765
2019 | 2 | 17 | 23 | 2 | 17 | 1 | 46.43 | 23744 | 33.0681 |  |  | 1.2419
2019 | 2 | 18 | 0 | 2 | 18 | 2 | 45.5 | 22782 | 31.7283 |  |  | 1.2171
2019 | 2 | 18 | 1 | 2 | 18 | 3 | 45.5 | 22390 | 31.1824 |  |  | 1.2171
2019 | 2 | 18 | 2 | 2 | 18 | 4 | 45.37 | 22375 | 31.1615 |  |  | 1.2136
2019 | 2 | 18 | 3 | 2 | 18 | 5 | 45.7 | 23274 | 32.4136 |  |  | 1.2224
2019 | 2 | 18 | 4 | 2 | 18 | 6 | 55 | 26458 | 36.8479 |  |  | 1.4712
2019 | 2 | 18 | 5 | 2 | 18 | 7 | 58.63 | 31286 | 43.5718 |  |  | 1.5683
2019 | 2 | 18 | 6 | 2 | 18 | 8 | 59.98 | 33924 | 47.2457 |  |  | 1.6044
2019 | 2 | 18 | 7 | 2 | 18 | 9 | 61.01 | 35181 | 48.9964 |  |  | 1.6319
2019 | 2 | 18 | 8 | 2 | 18 | 10 | 61.2 | 35402 | 49.3041 |  |  | 1.637
2019 | 2 | 18 | 9 | 2 | 18 | 11 | 60.49 | 35452 | 49.3738 |  |  | 1.618
2019 | 2 | 18 | 10 | 2 | 18 | 12 | 60.02 | 35150 | 48.9532 |  |  | 1.6055
2019 | 2 | 18 | 11 | 2 | 18 | 13 | 59.93 | 34881 | 48.5785 |  |  | 1.603
2019 | 2 | 18 | 12 | 2 | 18 | 14 | 58.43 | 33736 | 46.9839 |  |  | 1.5629
2019 | 2 | 18 | 13 | 2 | 18 | 15 | 58.26 | 33066 | 46.0508 |  |  | 1.5584
2019 | 2 | 18 | 14 | 2 | 18 | 16 | 58.35 | 32639 | 45.4561 |  |  | 1.5608
2019 | 2 | 18 | 15 | 2 | 18 | 17 | 58.83 | 32415 | 45.1442 |  |  | 1.5736
2019 | 2 | 18 | 16 | 2 | 18 | 18 | 59.44 | 32752 | 45.6135 |  |  | 1.5899
2019 | 2 | 18 | 17 | 2 | 18 | 19 | 60.95 | 35324 | 49.1955 |  |  | 1.6303
2019 | 2 | 18 | 18 | 2 | 18 | 20 | 62 | 36081 | 50 |  |  | 1.6584
2019 | 2 | 18 | 19 | 2 | 18 | 21 | 60.61 | 35228 | 49.0618 |  |  | 1.6212
2019 | 2 | 18 | 20 | 2 | 18 | 22 | 58.83 | 32403 | 45.1275 |  |  | 1.5736
2019 | 2 | 18 | 21 | 2 | 18 | 23 | 58.53 | 29190 | 40.6527 |  |  | 1.5656
2019 | 2 | 18 | 22 | 2 | 18 | 0 | 58.63 | 27283 | 37.9969 |  |  | 1.5683
2019 | 2 | 18 | 23 | 2 | 18 | 1 | 57.91 | 25469 | 35.4705 |  |  | 1.549
2019 | 2 | 19 | 0 | 2 | 19 | 2 | 52.6 | 24414 | 34.0012 |  |  | 1.407
2019 | 2 | 19 | 1 | 2 | 19 | 3 | 52.6 | 23973 | 33.387 |  |  | 1.407
2019 | 2 | 19 | 2 | 2 | 19 | 4 | 52.6 | 24064 | 33.5138 |  |  | 1.407
2019 | 2 | 19 | 3 | 2 | 19 | 5 | 56.41 | 24823 | 34.5708 |  |  | 1.5089
2019 | 2 | 19 | 4 | 2 | 19 | 6 | 58.53 | 27654 | 38.5136 |  |  | 1.5656
2019 | 2 | 19 | 5 | 2 | 19 | 7 | 60.49 | 32136 | 44.7556 |  |  | 1.618
2019 | 2 | 19 | 6 | 2 | 19 | 8 | 61.13 | 34284 | 47.7471 |  |  | 1.6351
2019 | 2 | 19 | 7 | 2 | 19 | 9 | 61.98 | 35434 | 49.3487 |  |  | 1.6579
2019 | 2 | 19 | 8 | 2 | 19 | 10 | 61.35 | 35550 | 49.5103 |  |  | 1.641
2019 | 2 | 19 | 9 | 2 | 19 | 11 | 60.49 | 35361 | 49.247 |  |  | 1.618
2019 | 2 | 19 | 10 | 2 | 19 | 12 | 60.16 | 34863 | 48.5535 |  |  | 1.6092
2019 | 2 | 19 | 11 | 2 | 19 | 13 | 59.5 | 34567 | 48.1412 |  |  | 1.5915
2019 | 2 | 19 | 12 | 2 | 19 | 14 | 58.53 | 33422 | 46.5466 |  |  | 1.5656
2019 | 2 | 19 | 13 | 2 | 19 | 15 | 58.2 | 32732 | 45.5856 |  |  | 1.5568
2019 | 2 | 19 | 14 | 2 | 19 | 16 | 58.13 | 32196 | 44.8392 |  |  | 1.5549
2019 | 2 | 19 | 15 | 2 | 19 | 17 | 58.54 | 31997 | 44.562 |  |  | 1.5659
2019 | 2 | 19 | 16 | 2 | 19 | 18 | 60.03 | 32329 | 45.0244 |  |  | 1.6057
2019 | 2 | 19 | 17 | 2 | 19 | 19 | 61.21 | 35139 | 48.9379 |  |  | 1.6373
2019 | 2 | 19 | 18 | 2 | 19 | 20 | 62.25 | 36201 | 50 |  |  | 1.6651
2019 | 2 | 19 | 19 | 2 | 19 | 21 | 61.52 | 35246 | 49.0869 |  |  | 1.6456
2019 | 2 | 19 | 20 | 2 | 19 | 22 | 60.38 | 32462 | 45.2096 |  |  | 1.6151
2019 | 2 | 19 | 21 | 2 | 19 | 23 | 60.18 | 29224 | 40.7001 |  |  | 1.6097
2019 | 2 | 19 | 22 | 2 | 19 | 0 | 59.44 | 27349 | 38.0888 |  |  | 1.5899
2019 | 2 | 19 | 23 | 2 | 19 | 1 | 58.2 | 25502 | 35.5165 |  |  | 1.5568
2019 | 2 | 20 | 0 | 2 | 20 | 2 | 56.09 | 24342 | 33.9009 |  |  | 1.5003
2019 | 2 | 20 | 1 | 2 | 20 | 3 | 54 | 23876 | 33.252 |  |  | 1.4444
2019 | 2 | 20 | 2 | 2 | 20 | 4 | 53.1 | 23798 | 33.1433 |  |  | 1.4204
2019 | 2 | 20 | 3 | 2 | 20 | 5 | 54.6 | 24491 | 34.1085 |  |  | 1.4605
2019 | 2 | 20 | 4 | 2 | 20 | 6 | 56.66 | 27297 | 38.0164 |  |  | 1.5156
2019 | 2 | 20 | 5 | 2 | 20 | 7 | 59.47 | 31789 | 44.2723 |  |  | 1.5907
2019 | 2 | 20 | 6 | 2 | 20 | 8 | 60.05 | 34015 | 47.3725 |  |  | 1.6063
2019 | 2 | 20 | 7 | 2 | 20 | 9 | 60.49 | 35097 | 48.8794 |  |  | 1.618
2019 | 2 | 20 | 8 | 2 | 20 | 10 | 59.51 | 35206 | 49.0312 |  |  | 1.5918
2019 | 2 | 20 | 9 | 2 | 20 | 11 | 58.32 | 34810 | 48.4797 |  |  | 1.56
2019 | 2 | 20 | 10 | 2 | 20 | 12 | 57.85 | 34439 | 47.963 |  |  | 1.5474
2019 | 2 | 20 | 11 | 2 | 20 | 13 | 56.47 | 34175 | 47.5953 |  |  | 1.5105
2019 | 2 | 20 | 12 | 2 | 20 | 14 | 54.81 | 32940 | 45.8753 |  |  | 1.4661
2019 | 2 | 20 | 13 | 2 | 20 | 15 | 54.01 | 32551 | 45.3336 |  |  | 1.4447
2019 | 2 | 20 | 14 | 2 | 20 | 16 | 54.17 | 31885 | 44.406 |  |  | 1.449
2019 | 2 | 20 | 15 | 2 | 20 | 17 | 56.1 | 31555 | 43.9464 |  |  | 1.5006
2019 | 2 | 20 | 16 | 2 | 20 | 18 | 58.09 | 31829 | 44.328 |  |  | 1.5538
2019 | 2 | 20 | 17 | 2 | 20 | 19 | 60.49 | 34598 | 48.1844 |  |  | 1.618
2019 | 2 | 20 | 18 | 2 | 20 | 20 | 61.11 | 35921 | 50 |  |  | 1.6346
2019 | 2 | 20 | 19 | 2 | 20 | 21 | 60.52 | 35216 | 49.0451 |  |  | 1.6188
2019 | 2 | 20 | 20 | 2 | 20 | 22 | 58.87 | 32896 | 45.8141 |  |  | 1.5747
2019 | 2 | 20 | 21 | 2 | 20 | 23 | 57.77 | 29902 | 41.6443 |  |  | 1.5453
2019 | 2 | 20 | 22 | 2 | 20 | 0 | 58.35 | 28012 | 39.0121 |  |  | 1.5608
2019 | 2 | 20 | 23 | 2 | 20 | 1 | 54.84 | 26253 | 36.5624 |  |  | 1.4669
2019 | 2 | 21 | 0 | 2 | 21 | 2 | 50.09 | 25330 | 35.2769 |  |  | 1.3398
2019 | 2 | 21 | 1 | 2 | 21 | 3 | 48.94 | 24839 | 34.5931 |  |  | 1.3091
2019 | 2 | 21 | 2 | 2 | 21 | 4 | 47.67 | 24776 | 34.5054 |  |  | 1.2751
2019 | 2 | 21 | 3 | 2 | 21 | 5 | 48.85 | 25361 | 35.3201 |  |  | 1.3067
2019 | 2 | 21 | 4 | 2 | 21 | 6 | 51.45 | 27598 | 38.4356 |  |  | 1.3762
2019 | 2 | 21 | 5 | 2 | 21 | 7 | 58 | 31770 | 44.2459 |  |  | 1.5514
2019 | 2 | 21 | 6 | 2 | 21 | 8 | 59 | 33662 | 46.8809 |  |  | 1.5782
2019 | 2 | 21 | 7 | 2 | 21 | 9 | 59.14 | 34880 | 48.5772 |  |  | 1.5819
2019 | 2 | 21 | 8 | 2 | 21 | 10 | 58.51 | 34932 | 48.6496 |  |  | 1.5651
2019 | 2 | 21 | 9 | 2 | 21 | 11 | 56.11 | 34569 | 48.144 |  |  | 1.5009
2019 | 2 | 21 | 10 | 2 | 21 | 12 | 53.99 | 34234 | 47.6775 |  |  | 1.4442
2019 | 2 | 21 | 11 | 2 | 21 | 13 | 51.15 | 33930 | 47.2541 |  |  | 1.3682
2019 | 2 | 21 | 12 | 2 | 21 | 14 | 50 | 32775 | 45.6455 |  |  | 1.3374
2019 | 2 | 21 | 13 | 2 | 21 | 15 | 49.83 | 32098 | 44.7027 |  |  | 1.3329
2019 | 2 | 21 | 14 | 2 | 21 | 16 | 50.42 | 31644 | 44.0704 |  |  | 1.3487
2019 | 2 | 21 | 15 | 2 | 21 | 17 | 52.77 | 31392 | 43.7194 |  |  | 1.4115
2019 | 2 | 21 | 16 | 2 | 21 | 18 | 57.15 | 31625 | 44.0439 |  |  | 1.5287
2019 | 2 | 21 | 17 | 2 | 21 | 19 | 60.49 | 34479 | 48.0187 |  |  | 1.618
2019 | 2 | 21 | 18 | 2 | 21 | 20 | 61.21 | 35565 | 49.5311 |  |  | 1.6373
2019 | 2 | 21 | 19 | 2 | 21 | 21 | 60.52 | 34845 | 48.5284 |  |  | 1.6188
2019 | 2 | 21 | 20 | 2 | 21 | 22 | 58.83 | 32313 | 45.0021 |  |  | 1.5736
2019 | 2 | 21 | 21 | 2 | 21 | 23 | 57.01 | 29305 | 40.8129 |  |  | 1.5249
2019 | 2 | 21 | 22 | 2 | 21 | 0 | 55.06 | 27338 | 38.0735 |  |  | 1.4728
2019 | 2 | 21 | 23 | 2 | 21 | 1 | 49.1 | 25565 | 35.6042 |  |  | 1.3134
2019 | 2 | 22 | 0 | 2 | 22 | 2 | 46.63 | 24387 | 33.9636 |  |  | 1.2473
2019 | 2 | 22 | 1 | 2 | 22 | 3 | 46.02 | 23974 | 33.3884 |  |  | 1.231
2019 | 2 | 22 | 2 | 2 | 22 | 4 | 45.52 | 23942 | 33.3439 |  |  | 1.2176
2019 | 2 | 22 | 3 | 2 | 22 | 5 | 46.87 | 24706 | 34.4079 |  |  | 1.2537
2019 | 2 | 22 | 4 | 2 | 22 | 6 | 50.89 | 27530 | 38.3409 |  |  | 1.3612
2019 | 2 | 22 | 5 | 2 | 22 | 7 | 57.01 | 31938 | 44.4798 |  |  | 1.5249
2019 | 2 | 22 | 6 | 2 | 22 | 8 | 58.02 | 34028 | 47.3906 |  |  | 1.552
2019 | 2 | 22 | 7 | 2 | 22 | 9 | 58.02 | 34997 | 48.7401 |  |  | 1.552
2019 | 2 | 22 | 8 | 2 | 22 | 10 | 56.88 | 34843 | 48.5256 |  |  | 1.5215
2019 | 2 | 22 | 9 | 2 | 22 | 11 | 54.99 | 34330 | 47.8112 |  |  | 1.4709
2019 | 2 | 22 | 10 | 2 | 22 | 12 | 53.91 | 33800 | 47.073 |  |  | 1.442
2019 | 2 | 22 | 11 | 2 | 22 | 13 | 52.05 | 33498 | 46.6525 |  |  | 1.3923
2019 | 2 | 22 | 12 | 2 | 22 | 14 | 49.99 | 32234 | 44.8921 |  |  | 1.3372
2019 | 2 | 22 | 13 | 2 | 22 | 15 | 49.1 | 31405 | 43.7375 |  |  | 1.3134
2019 | 2 | 22 | 14 | 2 | 22 | 16 | 49.59 | 30886 | 43.0147 |  |  | 1.3265
2019 | 2 | 22 | 15 | 2 | 22 | 17 | 52.59 | 30461 | 42.4228 |  |  | 1.4067
2019 | 2 | 22 | 16 | 2 | 22 | 18 | 56.11 | 30474 | 42.4409 |  |  | 1.5009
2019 | 2 | 22 | 17 | 2 | 22 | 19 | 59.02 | 32972 | 45.9199 |  |  | 1.5787
2019 | 2 | 22 | 18 | 2 | 22 | 20 | 59.93 | 33833 | 47.119 |  |  | 1.603
2019 | 2 | 22 | 19 | 2 | 22 | 21 | 59.01 | 33360 | 46.4603 |  |  | 1.5784
2019 | 2 | 22 | 20 | 2 | 22 | 22 | 57.31 | 31250 | 43.5217 |  |  | 1.533
2019 | 2 | 22 | 21 | 2 | 22 | 23 | 55.01 | 28822 | 40.1402 |  |  | 1.4714
2019 | 2 | 22 | 22 | 2 | 22 | 0 | 55.54 | 27235 | 37.93 |  |  | 1.4856
2019 | 2 | 22 | 23 | 2 | 22 | 1 | 50.9 | 25315 | 35.256 |  |  | 1.3615
2019 | 2 | 23 | 0 | 2 | 23 | 2 | 48.58 | 23889 | 33.2701 |  |  | 1.2995
2019 | 2 | 23 | 1 | 2 | 23 | 3 | 47 | 23292 | 32.4386 |  |  | 1.2572
2019 | 2 | 23 | 2 | 2 | 23 | 4 | 46.87 | 22938 | 31.9456 |  |  | 1.2537
2019 | 2 | 23 | 3 | 2 | 23 | 5 | 46.87 | 22830 | 31.7952 |  |  | 1.2537
2019 | 2 | 23 | 4 | 2 | 23 | 6 | 47.5 | 23612 | 32.8843 |  |  | 1.2706
2019 | 2 | 23 | 5 | 2 | 23 | 7 | 50.9 | 24796 | 34.5332 |  |  | 1.3615
2019 | 2 | 23 | 6 | 2 | 23 | 8 | 50.43 | 26469 | 36.8632 |  |  | 1.3489
2019 | 2 | 23 | 7 | 2 | 23 | 9 | 55.51 | 29154 | 40.6026 |  |  | 1.4848
2019 | 2 | 23 | 8 | 2 | 23 | 10 | 56.1 | 30402 | 42.3407 |  |  | 1.5006
2019 | 2 | 23 | 9 | 2 | 23 | 11 | 55.55 | 30438 | 42.3908 |  |  | 1.4859
2019 | 2 | 23 | 10 | 2 | 23 | 12 | 53.84 | 29715 | 41.3839 |  |  | 1.4401
2019 | 2 | 23 | 11 | 2 | 23 | 13 | 52.99 | 29530 | 41.1262 |  |  | 1.4174
2019 | 2 | 23 | 12 | 2 | 23 | 14 | 50.03 | 28814 | 40.1291 |  |  | 1.3382
2019 | 2 | 23 | 13 | 2 | 23 | 15 | 47.5 | 27624 | 38.4718 |  |  | 1.2706
2019 | 2 | 23 | 14 | 2 | 23 | 16 | 46.88 | 26692 | 37.1738 |  |  | 1.254
2019 | 2 | 23 | 15 | 2 | 23 | 17 | 48 | 26383 | 36.7434 |  |  | 1.2839
2019 | 2 | 23 | 16 | 2 | 23 | 18 | 52.07 | 26671 | 37.1445 |  |  | 1.3928
2019 | 2 | 23 | 17 | 2 | 23 | 19 | 56.11 | 29299 | 40.8045 |  |  | 1.5009
2019 | 2 | 23 | 18 | 2 | 23 | 20 | 57.24 | 30459 | 42.4201 |  |  | 1.5311
2019 | 2 | 23 | 19 | 2 | 23 | 21 | 56.64 | 30449 | 42.4061 |  |  | 1.515
2019 | 2 | 23 | 20 | 2 | 23 | 22 | 55.96 | 29203 | 40.6708 |  |  | 1.4969
2019 | 2 | 23 | 21 | 2 | 23 | 23 | 53.55 | 27102 | 37.7448 |  |  | 1.4324
2019 | 2 | 23 | 22 | 2 | 23 | 0 | 56.03 | 25208 | 35.107 |  |  | 1.4987
2019 | 2 | 23 | 23 | 2 | 23 | 1 | 51 | 23320 | 32.4776 |  |  | 1.3642
2019 | 2 | 24 | 0 | 2 | 24 | 2 | 48 | 22016 | 30.6615 |  |  | 1.2839
2019 | 2 | 24 | 1 | 2 | 24 | 3 | 46.87 | 21366 | 29.7563 |  |  | 1.2537
2019 | 2 | 24 | 2 | 2 | 24 | 4 | 45.01 | 21090 | 29.3719 |  |  | 1.204
2019 | 2 | 24 | 3 | 2 | 24 | 5 | 45 | 21131 | 29.429 |  |  | 1.2037
2019 | 2 | 24 | 4 | 2 | 24 | 6 | 46.36 | 21564 | 30.032 |  |  | 1.2401
2019 | 2 | 24 | 5 | 2 | 24 | 7 | 46.36 | 22066 | 30.7312 |  |  | 1.2401
2019 | 2 | 24 | 6 | 2 | 24 | 8 | 46.36 | 22756 | 31.6921 |  |  | 1.2401
2019 | 2 | 24 | 7 | 2 | 24 | 9 | 51 | 25033 | 34.8633 |  |  | 1.3642
2019 | 2 | 24 | 8 | 2 | 24 | 10 | 54 | 26624 | 37.0791 |  |  | 1.4444
2019 | 2 | 24 | 9 | 2 | 24 | 11 | 52.01 | 27094 | 37.7336 |  |  | 1.3912
2019 | 2 | 24 | 10 | 2 | 24 | 12 | 50 | 26748 | 37.2518 |  |  | 1.3374
2019 | 2 | 24 | 11 | 2 | 24 | 13 | 50.9 | 26837 | 37.3757 |  |  | 1.3615
2019 | 2 | 24 | 12 | 2 | 24 | 14 | 50 | 26476 | 36.873 |  |  | 1.3374
2019 | 2 | 24 | 13 | 2 | 24 | 15 | 46.88 | 25389 | 35.3591 |  |  | 1.254
2019 | 2 | 24 | 14 | 2 | 24 | 16 | 45.99 | 24610 | 34.2742 |  |  | 1.2302
2019 | 2 | 24 | 15 | 2 | 24 | 17 | 46.88 | 24273 | 33.8049 |  |  | 1.254
2019 | 2 | 24 | 16 | 2 | 24 | 18 | 52.01 | 24882 | 34.653 |  |  | 1.3912
2019 | 2 | 24 | 17 | 2 | 24 | 19 | 58.88 | 28070 | 39.0929 |  |  | 1.575
2019 | 2 | 24 | 18 | 2 | 24 | 20 | 59.75 | 30089 | 41.9048 |  |  | 1.5982
2019 | 2 | 24 | 19 | 2 | 24 | 21 | 60.15 | 30092 | 41.9089 |  |  | 1.6089
2019 | 2 | 24 | 20 | 2 | 24 | 22 | 59.55 | 28945 | 40.3115 |  |  | 1.5929
2019 | 2 | 24 | 21 | 2 | 24 | 23 | 57 | 26673 | 37.1473 |  |  | 1.5247
2019 | 2 | 24 | 22 | 2 | 24 | 0 | 53.55 | 24575 | 34.2254 |  |  | 1.4324
2019 | 2 | 24 | 23 | 2 | 24 | 1 | 49 | 23042 | 32.0904 |  |  | 1.3107
2019 | 2 | 25 | 0 | 2 | 25 | 2 | 46.87 | 22076 | 30.7451 |  |  | 1.2537
2019 | 2 | 25 | 1 | 2 | 25 | 3 | 46.36 | 21750 | 30.2911 |  |  | 1.2401
2019 | 2 | 25 | 2 | 2 | 25 | 4 | 46.36 | 21922 | 30.5306 |  |  | 1.2401
2019 | 2 | 25 | 3 | 2 | 25 | 5 | 47.01 | 22793 | 31.7437 |  |  | 1.2575
2019 | 2 | 25 | 4 | 2 | 25 | 6 | 55.62 | 25999 | 36.2086 |  |  | 1.4878
2019 | 2 | 25 | 5 | 2 | 25 | 7 | 58.63 | 30434 | 42.3852 |  |  | 1.5683
2019 | 2 | 25 | 6 | 2 | 25 | 8 | 59.7 | 32995 | 45.9519 |  |  | 1.5969
2019 | 2 | 25 | 7 | 2 | 25 | 9 | 59.75 | 34129 | 47.5312 |  |  | 1.5982
2019 | 2 | 25 | 8 | 2 | 25 | 10 | 59.09 | 34148 | 47.5577 |  |  | 1.5806
2019 | 2 | 25 | 9 | 2 | 25 | 11 | 57.5 | 33849 | 47.1413 |  |  | 1.5381
2019 | 2 | 25 | 10 | 2 | 25 | 12 | 56.94 | 33525 | 46.6901 |  |  | 1.5231
2019 | 2 | 25 | 11 | 2 | 25 | 13 | 56.94 | 33426 | 46.5522 |  |  | 1.5231
2019 | 2 | 25 | 12 | 2 | 25 | 14 | 56.03 | 32331 | 45.0272 |  |  | 1.4987
2019 | 2 | 25 | 13 | 2 | 25 | 15 | 55 | 31696 | 44.1428 |  |  | 1.4712
2019 | 2 | 25 | 14 | 2 | 25 | 16 | 55 | 31102 | 43.3156 |  |  | 1.4712
2019 | 2 | 25 | 15 | 2 | 25 | 17 | 56.03 | 30754 | 42.8309 |  |  | 1.4987
2019 | 2 | 25 | 16 | 2 | 25 | 18 | 57.25 | 30657 | 42.6958 |  |  | 1.5314
2019 | 2 | 25 | 17 | 2 | 25 | 19 | 59.93 | 33251 | 46.3085 |  |  | 1.603
2019 | 2 | 25 | 18 | 2 | 25 | 20 | 60.6 | 34657 | 48.2666 |  |  | 1.621
2019 | 2 | 25 | 19 | 2 | 25 | 21 | 60.15 | 34102 | 47.4936 |  |  | 1.6089
2019 | 2 | 25 | 20 | 2 | 25 | 22 | 57.79 | 31349 | 43.6596 |  |  | 1.5458
2019 | 2 | 25 | 21 | 2 | 25 | 23 | 56.56 | 28300 | 39.4132 |  |  | 1.5129
2019 | 2 | 25 | 22 | 2 | 25 | 0 | 56.01 | 26535 | 36.9551 |  |  | 1.4982
2019 | 2 | 25 | 23 | 2 | 25 | 1 | 54.61 | 24790 | 34.5249 |  |  | 1.4607
2019 | 2 | 26 | 0 | 2 | 26 | 2 | 50.01 | 23783 | 33.1224 |  |  | 1.3377
2019 | 2 | 26 | 1 | 2 | 26 | 3 | 48.58 | 23403 | 32.5932 |  |  | 1.2995
2019 | 2 | 26 | 2 | 2 | 26 | 4 | 46.87 | 23398 | 32.5862 |  |  | 1.2537
2019 | 2 | 26 | 3 | 2 | 26 | 5 | 49 | 24029 | 33.465 |  |  | 1.3107
2019 | 2 | 26 | 4 | 2 | 26 | 6 | 55.03 | 26712 | 37.2016 |  |  | 1.472
2019 | 2 | 26 | 5 | 2 | 26 | 7 | 57.17 | 31034 | 43.2209 |  |  | 1.5292
2019 | 2 | 26 | 6 | 2 | 26 | 8 | 58.5 | 33024 | 45.9923 |  |  | 1.5648
2019 | 2 | 26 | 7 | 2 | 26 | 9 | 58.51 | 33993 | 47.3418 |  |  | 1.5651
2019 | 2 | 26 | 8 | 2 | 26 | 10 | 56.6 | 33840 | 47.1288 |  |  | 1.514
2019 | 2 | 26 | 9 | 2 | 26 | 11 | 55 | 33529 | 46.6956 |  |  | 1.4712
2019 | 2 | 26 | 10 | 2 | 26 | 12 | 53.03 | 33326 | 46.4129 |  |  | 1.4185
2019 | 2 | 26 | 11 | 2 | 26 | 13 | 50.9 | 33211 | 46.2527 |  |  | 1.3615
2019 | 2 | 26 | 12 | 2 | 26 | 14 | 46.96 | 32183 | 44.8211 |  |  | 1.2561
2019 | 2 | 26 | 13 | 2 | 26 | 15 | 46.36 | 31428 | 43.7696 |  |  | 1.2401
2019 | 2 | 26 | 14 | 2 | 26 | 16 | 46.36 | 30972 | 43.1345 |  |  | 1.2401
2019 | 2 | 26 | 15 | 2 | 26 | 17 | 48.58 | 30624 | 42.6499 |  |  | 1.2995
2019 | 2 | 26 | 16 | 2 | 26 | 18 | 53.2 | 30589 | 42.6011 |  |  | 1.423
2019 | 2 | 26 | 17 | 2 | 26 | 19 | 57.94 | 33317 | 46.4004 |  |  | 1.5498
2019 | 2 | 26 | 18 | 2 | 26 | 20 | 59 | 34647 | 48.2527 |  |  | 1.5782
2019 | 2 | 26 | 19 | 2 | 26 | 21 | 58.5 | 33961 | 47.2973 |  |  | 1.5648
2019 | 2 | 26 | 20 | 2 | 26 | 22 | 55.33 | 31269 | 43.5481 |  |  | 1.48
2019 | 2 | 26 | 21 | 2 | 26 | 23 | 53.02 | 28320 | 39.4411 |  |  | 1.4182
2019 | 2 | 26 | 22 | 2 | 26 | 0 | 48.58 | 26484 | 36.8841 |  |  | 1.2995
2019 | 2 | 26 | 23 | 2 | 26 | 1 | 45.35 | 24792 | 34.5277 |  |  | 1.2131
2019 | 2 | 27 | 0 | 2 | 27 | 2 | 42.39 | 23781 | 33.1196 |  |  | 1.1339
2019 | 2 | 27 | 1 | 2 | 27 | 3 | 42.1 | 23499 | 32.7269 |  |  | 1.1261
2019 | 2 | 27 | 2 | 2 | 27 | 4 | 42.1 | 23518 | 32.7534 |  |  | 1.1261
2019 | 2 | 27 | 3 | 2 | 27 | 5 | 42.59 | 24225 | 33.738 |  |  | 1.1392
2019 | 2 | 27 | 4 | 2 | 27 | 6 | 50.4 | 26944 | 37.5247 |  |  | 1.3481
2019 | 2 | 27 | 5 | 2 | 27 | 7 | 56.8 | 30992 | 43.1624 |  |  | 1.5193
2019 | 2 | 27 | 6 | 2 | 27 | 8 | 56.59 | 33017 | 45.9826 |  |  | 1.5137
2019 | 2 | 27 | 7 | 2 | 27 | 9 | 57.27 | 33942 | 47.2708 |  |  | 1.5319
2019 | 2 | 27 | 8 | 2 | 27 | 10 | 56.51 | 33774 | 47.0368 |  |  | 1.5116
2019 | 2 | 27 | 9 | 2 | 27 | 11 | 55.94 | 33443 | 46.5759 |  |  | 1.4963
2019 | 2 | 27 | 10 | 2 | 27 | 12 | 55.68 | 33204 | 46.243 |  |  | 1.4894
2019 | 2 | 27 | 11 | 2 | 27 | 13 | 55.3 | 32910 | 45.8335 |  |  | 1.4792
2019 | 2 | 27 | 12 | 2 | 27 | 14 | 53.15 | 31822 | 44.3183 |  |  | 1.4217
2019 | 2 | 27 | 13 | 2 | 27 | 15 | 51.63 | 31210 | 43.466 |  |  | 1.381
2019 | 2 | 27 | 14 | 2 | 27 | 16 | 52.18 | 30773 | 42.8574 |  |  | 1.3957
2019 | 2 | 27 | 15 | 2 | 27 | 17 | 54.61 | 30417 | 42.3616 |  |  | 1.4607
2019 | 2 | 27 | 16 | 2 | 27 | 18 | 56.56 | 30468 | 42.4326 |  |  | 1.5129
2019 | 2 | 27 | 17 | 2 | 27 | 19 | 59.48 | 33181 | 46.211 |  |  | 1.591
2019 | 2 | 27 | 18 | 2 | 27 | 20 | 60.49 | 34480 | 48.0201 |  |  | 1.618
2019 | 2 | 27 | 19 | 2 | 27 | 21 | 59.5 | 33482 | 46.6302 |  |  | 1.5915
2019 | 2 | 27 | 20 | 2 | 27 | 22 | 56.86 | 31029 | 43.2139 |  |  | 1.5209
2019 | 2 | 27 | 21 | 2 | 27 | 23 | 55.33 | 28313 | 39.4313 |  |  | 1.48
2019 | 2 | 27 | 22 | 2 | 27 | 0 | 53.5 | 26665 | 37.1362 |  |  | 1.4311
2019 | 2 | 27 | 23 | 2 | 27 | 1 | 48.58 | 25064 | 34.9065 |  |  | 1.2995
2019 | 2 | 28 | 0 | 2 | 28 | 2 | 46.01 | 23968 | 33.3801 |  |  | 1.2307
2019 | 2 | 28 | 1 | 2 | 28 | 3 | 45 | 23713 | 33.0249 |  |  | 1.2037
2019 | 2 | 28 | 2 | 2 | 28 | 4 | 43.1 | 23611 | 32.8829 |  |  | 1.1529
2019 | 2 | 28 | 3 | 2 | 28 | 5 | 46.01 | 24173 | 33.6656 |  |  | 1.2307
2019 | 2 | 28 | 4 | 2 | 28 | 6 | 50.9 | 26451 | 36.8381 |  |  | 1.3615
2019 | 2 | 28 | 5 | 2 | 28 | 7 | 54.94 | 29549 | 41.1527 |  |  | 1.4696
2019 | 2 | 28 | 6 | 2 | 28 | 8 | 55.5 | 31370 | 43.6888 |  |  | 1.4846
2019 | 2 | 28 | 7 | 2 | 28 | 9 | 56.09 | 32541 | 45.3196 |  |  | 1.5003
2019 | 2 | 28 | 8 | 2 | 28 | 10 | 55.94 | 32584 | 45.3795 |  |  | 1.4963
2019 | 2 | 28 | 9 | 2 | 28 | 11 | 55.33 | 32385 | 45.1024 |  |  | 1.48
2019 | 2 | 28 | 10 | 2 | 28 | 12 | 55.03 | 32102 | 44.7083 |  |  | 1.472
2019 | 2 | 28 | 11 | 2 | 28 | 13 | 54.61 | 31872 | 44.3879 |  |  | 1.4607
2019 | 2 | 28 | 12 | 2 | 28 | 14 | 54.06 | 30880 | 43.0064 |  |  | 1.446
2019 | 2 | 28 | 13 | 2 | 28 | 15 | 52.86 | 30330 | 42.2404 |  |  | 1.4139
2019 | 2 | 28 | 14 | 2 | 28 | 16 | 52.22 | 29878 | 41.6109 |  |  | 1.3968
2019 | 2 | 28 | 15 | 2 | 28 | 17 | 53.5 | 29506 | 41.0928 |  |  | 1.4311
2019 | 2 | 28 | 16 | 2 | 28 | 18 | 54.54 | 29556 | 41.1625 |  |  | 1.4589
2019 | 2 | 28 | 17 | 2 | 28 | 19 | 57.02 | 32239 | 44.8991 |  |  | 1.5252
2019 | 2 | 28 | 18 | 2 | 28 | 20 | 58.75 | 33509 | 46.6678 |  |  | 1.5715
2019 | 2 | 28 | 19 | 2 | 28 | 21 | 57.25 | 32938 | 45.8725 |  |  | 1.5314
2019 | 2 | 28 | 20 | 2 | 28 | 22 | 55.04 | 30613 | 42.6345 |  |  | 1.4722
2019 | 2 | 28 | 21 | 2 | 28 | 23 | 54.52 | 28128 | 39.1737 |  |  | 1.4583
2019 | 2 | 28 | 22 | 2 | 28 | 0 | 55.03 | 26510 | 36.9203 |  |  | 1.472
2019 | 2 | 28 | 23 | 2 | 28 | 1 | 53.6 | 25069 | 34.9134 |  |  | 1.4337
2019 | 3 | 1 | 0 | 3 | 1 | 2 | 52 | 23987 | 33.4065 |  |  | 1.3909
2019 | 3 | 1 | 1 | 3 | 1 | 3 | 50.9 | 23546 | 32.7924 |  |  | 1.3615
2019 | 3 | 1 | 2 | 3 | 1 | 4 | 50.9 | 23539 | 32.7826 |  |  | 1.3615
2019 | 3 | 1 | 3 | 3 | 1 | 5 | 53.4 | 24188 | 33.6865 |  |  | 1.4284
2019 | 3 | 1 | 4 | 3 | 1 | 6 | 55.33 | 26683 | 37.1612 |  |  | 1.48
2019 | 3 | 1 | 5 | 3 | 1 | 7 | 57.17 | 30167 | 42.0134 |  |  | 1.5292
2019 | 3 | 1 | 6 | 3 | 1 | 8 | 58.01 | 32169 | 44.8016 |  |  | 1.5517
2019 | 3 | 1 | 7 | 3 | 1 | 9 | 58.43 | 33448 | 46.5828 |  |  | 1.5629
2019 | 3 | 1 | 8 | 3 | 1 | 10 | 58.01 | 33850 | 47.1427 |  |  | 1.5517
2019 | 3 | 1 | 9 | 3 | 1 | 11 | 57.38 | 33481 | 46.6288 |  |  | 1.5348
2019 | 3 | 1 | 10 | 3 | 1 | 12 | 57 | 33030 | 46.0007 |  |  | 1.5247
2019 | 3 | 1 | 11 | 3 | 1 | 13 | 55.53 | 32607 | 45.4116 |  |  | 1.4854
2019 | 3 | 1 | 12 | 3 | 1 | 14 | 54.52 | 31561 | 43.9548 |  |  | 1.4583
2019 | 3 | 1 | 13 | 3 | 1 | 15 | 53.1 | 30607 | 42.6262 |  |  | 1.4204
2019 | 3 | 1 | 14 | 3 | 1 | 16 | 50.9 | 30087 | 41.902 |  |  | 1.3615
2019 | 3 | 1 | 15 | 3 | 1 | 17 | 51.53 | 29871 | 41.6012 |  |  | 1.3784
2019 | 3 | 1 | 16 | 3 | 1 | 18 | 53.5 | 29831 | 41.5454 |  |  | 1.4311
2019 | 3 | 1 | 17 | 3 | 1 | 19 | 55.12 | 32293 | 44.9743 |  |  | 1.4744
2019 | 3 | 1 | 18 | 3 | 1 | 20 | 56.03 | 33249 | 46.3057 |  |  | 1.4987
2019 | 3 | 1 | 19 | 3 | 1 | 21 | 55.15 | 32492 | 45.2514 |  |  | 1.4752
2019 | 3 | 1 | 20 | 3 | 1 | 22 | 53.32 | 30436 | 42.388 |  |  | 1.4262
2019 | 3 | 1 | 21 | 3 | 1 | 23 | 50.77 | 28151 | 39.2057 |  |  | 1.358
2019 | 3 | 1 | 22 | 3 | 1 | 0 | 54.46 | 26567 | 36.9997 |  |  | 1.4567
2019 | 3 | 1 | 23 | 3 | 1 | 1 | 52.08 | 24829 | 34.5792 |  |  | 1.3931
2019 | 3 | 2 | 0 | 3 | 2 | 2 | 46.02 | 23743 | 33.0667 |  |  | 1.231
2019 | 3 | 2 | 1 | 3 | 2 | 3 | 43.97 | 23055 | 32.1086 |  |  | 1.1761
2019 | 3 | 2 | 2 | 3 | 2 | 4 | 42.9 | 22797 | 31.7492 |  |  | 1.1475
2019 | 3 | 2 | 3 | 3 | 2 | 5 | 43.97 | 22762 | 31.7005 |  |  | 1.1761
2019 | 3 | 2 | 4 | 3 | 2 | 6 | 45.36 | 23339 | 32.5041 |  |  | 1.2133
2019 | 3 | 2 | 5 | 3 | 2 | 7 | 47.99 | 24330 | 33.8842 |  |  | 1.2837
2019 | 3 | 2 | 6 | 3 | 2 | 8 | 48.57 | 25937 | 36.1223 |  |  | 1.2992
2019 | 3 | 2 | 7 | 3 | 2 | 9 | 53.89 | 28382 | 39.5274 |  |  | 1.4415
2019 | 3 | 2 | 8 | 3 | 2 | 10 | 54 | 29589 | 41.2084 |  |  | 1.4444
2019 | 3 | 2 | 9 | 3 | 2 | 11 | 50.49 | 29680 | 41.3351 |  |  | 1.3505
2019 | 3 | 2 | 10 | 3 | 2 | 12 | 48.51 | 29268 | 40.7614 |  |  | 1.2976
2019 | 3 | 2 | 11 | 3 | 2 | 13 | 45.06 | 29045 | 40.4508 |  |  | 1.2053
2019 | 3 | 2 | 12 | 3 | 2 | 14 | 41.2 | 28164 | 39.2238 |  |  | 1.102
2019 | 3 | 2 | 13 | 3 | 2 | 15 | 38.99 | 26996 | 37.5972 |  |  | 1.0429
2019 | 3 | 2 | 14 | 3 | 2 | 16 | 38.9 | 26166 | 36.4412 |  |  | 1.0405
2019 | 3 | 2 | 15 | 3 | 2 | 17 | 40.79 | 25653 | 35.7268 |  |  | 1.0911
2019 | 3 | 2 | 16 | 3 | 2 | 18 | 50.06 | 25720 | 35.8201 |  |  | 1.339
2019 | 3 | 2 | 17 | 3 | 2 | 19 | 55.64 | 28144 | 39.196 |  |  | 1.4883
2019 | 3 | 2 | 18 | 3 | 2 | 20 | 57.51 | 29639 | 41.278 |  |  | 1.5383
2019 | 3 | 2 | 19 | 3 | 2 | 21 | 57.51 | 29394 | 40.9368 |  |  | 1.5383
2019 | 3 | 2 | 20 | 3 | 2 | 22 | 56.51 | 28134 | 39.182 |  |  | 1.5116
2019 | 3 | 2 | 21 | 3 | 2 | 23 | 55.53 | 26541 | 36.9635 |  |  | 1.4854
2019 | 3 | 2 | 22 | 3 | 2 | 0 | 56.5 | 24716 | 34.4218 |  |  | 1.5113
2019 | 3 | 2 | 23 | 3 | 2 | 1 | 53.01 | 23064 | 32.1211 |  |  | 1.4179
2019 | 3 | 3 | 0 | 3 | 3 | 2 | 42 | 21847 | 30.4262 |  |  | 1.1234
2019 | 3 | 3 | 1 | 3 | 3 | 3 | 44.46 | 21229 | 29.5655 |  |  | 1.1892
2019 | 3 | 3 | 2 | 3 | 3 | 4 | 41.22 | 20968 | 29.202 |  |  | 1.1026
2019 | 3 | 3 | 3 | 3 | 3 | 5 | 41.19 | 20985 | 29.2257 |  |  | 1.1018
2019 | 3 | 3 | 4 | 3 | 3 | 6 | 41.2 | 21402 | 29.8064 |  |  | 1.102
2019 | 3 | 3 | 5 | 3 | 3 | 7 | 41.2 | 21630 | 30.124 |  |  | 1.102
2019 | 3 | 3 | 6 | 3 | 3 | 8 | 40.79 | 22478 | 31.305 |  |  | 1.0911
2019 | 3 | 3 | 7 | 3 | 3 | 9 | 41.5 | 24549 | 34.1892 |  |  | 1.1101
2019 | 3 | 3 | 8 | 3 | 3 | 10 | 41.5 | 25949 | 36.139 |  |  | 1.1101
2019 | 3 | 3 | 9 | 3 | 3 | 11 | 40.71 | 26336 | 36.678 |  |  | 1.0889
2019 | 3 | 3 | 10 | 3 | 3 | 12 | 39.17 | 26086 | 36.3298 |  |  | 1.0477
2019 | 3 | 3 | 11 | 3 | 3 | 13 | 35 | 26129 | 36.3897 |  |  | 0.9362
2019 | 3 | 3 | 12 | 3 | 3 | 14 | 34.25 | 25889 | 36.0554 |  |  | 0.91614
2019 | 3 | 3 | 13 | 3 | 3 | 15 | 25 | 24755 | 34.4761 |  |  | 0.66872
2019 | 3 | 3 | 14 | 3 | 3 | 16 | 21 | 23950 | 33.355 |  |  | 0.56172
2019 | 3 | 3 | 15 | 3 | 3 | 17 | 23.99 | 23590 | 32.8536 |  |  | 0.6417
2019 | 3 | 3 | 16 | 3 | 3 | 18 | 33.03 | 24184 | 33.6809 |  |  | 0.88351
2019 | 3 | 3 | 17 | 3 | 3 | 19 | 39.72 | 27155 | 37.8186 |  |  | 1.0625
2019 | 3 | 3 | 18 | 3 | 3 | 20 | 44.51 | 29287 | 40.7878 |  |  | 1.1906
2019 | 3 | 3 | 19 | 3 | 3 | 21 | 52.6 | 29360 | 40.8895 |  |  | 1.407
2019 | 3 | 3 | 20 | 3 | 3 | 22 | 41.5 | 28193 | 39.2642 |  |  | 1.1101
2019 | 3 | 3 | 21 | 3 | 3 | 23 | 39.72 | 25931 | 36.1139 |  |  | 1.0625
2019 | 3 | 3 | 22 | 3 | 3 | 0 | 30 | 23965 | 33.3759 |  |  | 0.80246
2019 | 3 | 3 | 23 | 3 | 3 | 1 | 12.69 | 22431 | 31.2395 |  |  | 0.33944
2019 | 3 | 4 | 0 | 3 | 4 | 2 | 7.01 | 21700 | 30.2215 |  |  | 0.18751
2019 | 3 | 4 | 1 | 3 | 4 | 3 | 3.52 | 21256 | 29.6031 |  |  | 0.094155
2019 | 3 | 4 | 2 | 3 | 4 | 4 | 7.92 | 21471 | 29.9025 |  |  | 0.21185
2019 | 3 | 4 | 3 | 3 | 4 | 5 | 15.04 | 22333 | 31.103 |  |  | 0.4023
2019 | 3 | 4 | 4 | 3 | 4 | 6 | 32.01 | 25337 | 35.2867 |  |  | 0.85623
2019 | 3 | 4 | 5 | 3 | 4 | 7 | 41.2 | 28655 | 39.9076 |  |  | 1.102
2019 | 3 | 4 | 6 | 3 | 4 | 8 | 52.01 | 30739 | 42.81 |  |  | 1.3912
2019 | 3 | 4 | 7 | 3 | 4 | 9 | 54.54 | 32533 | 45.3085 |  |  | 1.4589
2019 | 3 | 4 | 8 | 3 | 4 | 10 | 52.5 | 32994 | 45.9505 |  |  | 1.4043
2019 | 3 | 4 | 9 | 3 | 4 | 11 | 50.7 | 32922 | 45.8503 |  |  | 1.3562
2019 | 3 | 4 | 10 | 3 | 4 | 12 | 50.49 | 32744 | 45.6024 |  |  | 1.3505
2019 | 3 | 4 | 11 | 3 | 4 | 13 | 49.49 | 32647 | 45.4673 |  |  | 1.3238
2019 | 3 | 4 | 12 | 3 | 4 | 14 | 42.57 | 31791 | 44.2751 |  |  | 1.1387
2019 | 3 | 4 | 13 | 3 | 4 | 15 | 42.84 | 31080 | 43.2849 |  |  | 1.1459
2019 | 3 | 4 | 14 | 3 | 4 | 16 | 46.1 | 30466 | 42.4298 |  |  | 1.2331
2019 | 3 | 4 | 15 | 3 | 4 | 17 | 52.73 | 30216 | 42.0816 |  |  | 1.4105
2019 | 3 | 4 | 16 | 3 | 4 | 18 | 55.14 | 30415 | 42.3588 |  |  | 1.4749
2019 | 3 | 4 | 17 | 3 | 4 | 19 | 57.17 | 32589 | 45.3865 |  |  | 1.5292
2019 | 3 | 4 | 18 | 3 | 4 | 20 | 58.75 | 33851 | 47.1441 |  |  | 1.5715
2019 | 3 | 4 | 19 | 3 | 4 | 21 | 58.75 | 33106 | 46.1065 |  |  | 1.5715
2019 | 3 | 4 | 20 | 3 | 4 | 22 | 57.4 | 30674 | 42.7195 |  |  | 1.5354
2019 | 3 | 4 | 21 | 3 | 4 | 23 | 56.01 | 27794 | 38.7085 |  |  | 1.4982
2019 | 3 | 4 | 22 | 3 | 4 | 0 | 55.33 | 26072 | 36.3103 |  |  | 1.48
2019 | 3 | 4 | 23 | 3 | 4 | 1 | 54.68 | 24504 | 34.1266 |  |  | 1.4626
2019 | 3 | 5 | 0 | 3 | 5 | 2 | 54.37 | 23491 | 32.7158 |  |  | 1.4543
2019 | 3 | 5 | 1 | 3 | 5 | 3 | 52.73 | 23100 | 32.1712 |  |  | 1.4105
2019 | 3 | 5 | 2 | 3 | 5 | 4 | 52.73 | 23154 | 32.2464 |  |  | 1.4105
2019 | 3 | 5 | 3 | 3 | 5 | 5 | 52.73 | 23763 | 33.0946 |  |  | 1.4105
2019 | 3 | 5 | 4 | 3 | 5 | 6 | 55.03 | 26170 | 36.4468 |  |  | 1.472
2019 | 3 | 5 | 5 | 3 | 5 | 7 | 55.68 | 29714 | 41.3825 |  |  | 1.4894
2019 | 3 | 5 | 6 | 3 | 5 | 8 | 56.45 | 31685 | 44.1275 |  |  | 1.51
2019 | 3 | 5 | 7 | 3 | 5 | 9 | 56.43 | 32841 | 45.7375 |  |  | 1.5094
2019 | 3 | 5 | 8 | 3 | 5 | 10 | 55.64 | 33229 | 46.2778 |  |  | 1.4883
2019 | 3 | 5 | 9 | 3 | 5 | 11 | 55.17 | 33236 | 46.2876 |  |  | 1.4757
2019 | 3 | 5 | 10 | 3 | 5 | 12 | 54.68 | 33077 | 46.0661 |  |  | 1.4626
2019 | 3 | 5 | 11 | 3 | 5 | 13 | 54.37 | 32975 | 45.9241 |  |  | 1.4543
2019 | 3 | 5 | 12 | 3 | 5 | 14 | 51.64 | 32035 | 44.6149 |  |  | 1.3813
2019 | 3 | 5 | 13 | 3 | 5 | 15 | 45.99 | 31288 | 43.5746 |  |  | 1.2302
2019 | 3 | 5 | 14 | 3 | 5 | 16 | 46.39 | 30707 | 42.7654 |  |  | 1.2409
2019 | 3 | 5 | 15 | 3 | 5 | 17 | 49.27 | 30428 | 42.3769 |  |  | 1.3179
2019 | 3 | 5 | 16 | 3 | 5 | 18 | 52.73 | 30432 | 42.3825 |  |  | 1.4105
2019 | 3 | 5 | 17 | 3 | 5 | 19 | 55.23 | 32924 | 45.853 |  |  | 1.4773
2019 | 3 | 5 | 18 | 3 | 5 | 20 | 54.5 | 34155 | 47.5675 |  |  | 1.4578
2019 | 3 | 5 | 19 | 3 | 5 | 21 | 53.24 | 33324 | 46.4101 |  |  | 1.4241
2019 | 3 | 5 | 20 | 3 | 5 | 22 | 46.09 | 30955 | 43.1108 |  |  | 1.2328
2019 | 3 | 5 | 21 | 3 | 5 | 23 | 41.54 | 28329 | 39.4536 |  |  | 1.1111
2019 | 3 | 5 | 22 | 3 | 5 | 0 | 36.08 | 26526 | 36.9426 |  |  | 0.96509
2019 | 3 | 5 | 23 | 3 | 5 | 1 | 32.44 | 24868 | 34.6335 |  |  | 0.86773
2019 | 3 | 6 | 0 | 3 | 6 | 2 | 30.02 | 23883 | 33.2617 |  |  | 0.803
2019 | 3 | 6 | 1 | 3 | 6 | 3 | 26.44 | 23477 | 32.6963 |  |  | 0.70724
2019 | 3 | 6 | 2 | 3 | 6 | 4 | 25.68 | 23468 | 32.6837 |  |  | 0.68691
2019 | 3 | 6 | 3 | 3 | 6 | 5 | 30.19 | 23993 | 33.4149 |  |  | 0.80754
2019 | 3 | 6 | 4 | 3 | 6 | 6 | 37.84 | 26594 | 37.0373 |  |  | 1.0122
2019 | 3 | 6 | 5 | 3 | 6 | 7 | 44.01 | 30260 | 42.1429 |  |  | 1.1772
2019 | 3 | 6 | 6 | 3 | 6 | 8 | 48 | 32282 | 44.9589 |  |  | 1.2839
2019 | 3 | 6 | 7 | 3 | 6 | 9 | 45.2 | 33507 | 46.665 |  |  | 1.209
2019 | 3 | 6 | 8 | 3 | 6 | 10 | 42.63 | 34050 | 47.4212 |  |  | 1.1403
2019 | 3 | 6 | 9 | 3 | 6 | 11 | 38.9 | 34313 | 47.7875 |  |  | 1.0405
2019 | 3 | 6 | 10 | 3 | 6 | 12 | 37 | 34492 | 48.0368 |  |  | 0.9897
2019 | 3 | 6 | 11 | 3 | 6 | 13 | 35 | 34411 | 47.924 |  |  | 0.9362
2019 | 3 | 6 | 12 | 3 | 6 | 14 | 32.8 | 33239 | 46.2917 |  |  | 0.87736
2019 | 3 | 6 | 13 | 3 | 6 | 15 | 32.99 | 32451 | 45.1943 |  |  | 0.88244
2019 | 3 | 6 | 14 | 3 | 6 | 16 | 32.17 | 31971 | 44.5258 |  |  | 0.86051
2019 | 3 | 6 | 15 | 3 | 6 | 17 | 35.46 | 31884 | 44.4046 |  |  | 0.94851
2019 | 3 | 6 | 16 | 3 | 6 | 18 | 41.71 | 31926 | 44.4631 |  |  | 1.1157
2019 | 3 | 6 | 17 | 3 | 6 | 19 | 46.78 | 33885 | 47.1914 |  |  | 1.2513
2019 | 3 | 6 | 18 | 3 | 6 | 20 | 51.73 | 35150 | 48.9532 |  |  | 1.3837
2019 | 3 | 6 | 19 | 3 | 6 | 21 | 50 | 34063 | 47.4393 |  |  | 1.3374
2019 | 3 | 6 | 20 | 3 | 6 | 22 | 39.67 | 31603 | 44.0133 |  |  | 1.0611
2019 | 3 | 6 | 21 | 3 | 6 | 23 | 35 | 28637 | 39.8826 |  |  | 0.9362
2019 | 3 | 6 | 22 | 3 | 6 | 0 | 39.67 | 26793 | 37.3144 |  |  | 1.0611
2019 | 3 | 6 | 23 | 3 | 6 | 1 | 36.7 | 25065 | 34.9079 |  |  | 0.98168
2019 | 3 | 7 | 0 | 3 | 7 | 2 | 34.27 | 24110 | 33.5778 |  |  | 0.91668
2019 | 3 | 7 | 1 | 3 | 7 | 3 | 36.7 | 23588 | 32.8509 |  |  | 0.98168
2019 | 3 | 7 | 2 | 3 | 7 | 4 | 37.5 | 23673 | 32.9692 |  |  | 1.0031
2019 | 3 | 7 | 3 | 3 | 7 | 5 | 41.17 | 24267 | 33.7965 |  |  | 1.1012
2019 | 3 | 7 | 4 | 3 | 7 | 6 | 50.88 | 26824 | 37.3576 |  |  | 1.361
2019 | 3 | 7 | 5 | 3 | 7 | 7 | 54.5 | 30356 | 42.2766 |  |  | 1.4578
2019 | 3 | 7 | 6 | 3 | 7 | 8 | 54.95 | 32482 | 45.2375 |  |  | 1.4698
2019 | 3 | 7 | 7 | 3 | 7 | 9 | 55.18 | 33578 | 46.7639 |  |  | 1.476
2019 | 3 | 7 | 8 | 3 | 7 | 10 | 55.03 | 33801 | 47.0744 |  |  | 1.472
2019 | 3 | 7 | 9 | 3 | 7 | 11 | 54.44 | 33438 | 46.5689 |  |  | 1.4562
2019 | 3 | 7 | 10 | 3 | 7 | 12 | 53.03 | 33375 | 46.4812 |  |  | 1.4185
2019 | 3 | 7 | 11 | 3 | 7 | 13 | 52.52 | 33124 | 46.1316 |  |  | 1.4048
2019 | 3 | 7 | 12 | 3 | 7 | 14 | 49.87 | 32165 | 44.796 |  |  | 1.334
2019 | 3 | 7 | 13 | 3 | 7 | 15 | 49.87 | 31538 | 43.9228 |  |  | 1.334
2019 | 3 | 7 | 14 | 3 | 7 | 16 | 51.49 | 30942 | 43.0927 |  |  | 1.3773
2019 | 3 | 7 | 15 | 3 | 7 | 17 | 54.57 | 30656 | 42.6944 |  |  | 1.4597
2019 | 3 | 7 | 16 | 3 | 7 | 18 | 55.32 | 30724 | 42.7891 |  |  | 1.4797
2019 | 3 | 7 | 17 | 3 | 7 | 19 | 58.5 | 33082 | 46.0731 |  |  | 1.5648
2019 | 3 | 7 | 18 | 3 | 7 | 20 | 60.95 | 34457 | 47.988 |  |  | 1.6303
2019 | 3 | 7 | 19 | 3 | 7 | 21 | 60.07 | 33665 | 46.885 |  |  | 1.6068
2019 | 3 | 7 | 20 | 3 | 7 | 22 | 57.94 | 31392 | 43.7194 |  |  | 1.5498
2019 | 3 | 7 | 21 | 3 | 7 | 23 | 56.26 | 28411 | 39.5678 |  |  | 1.5049
2019 | 3 | 7 | 22 | 3 | 7 | 0 | 54.79 | 26728 | 37.2239 |  |  | 1.4656
2019 | 3 | 7 | 23 | 3 | 7 | 1 | 53.01 | 25021 | 34.8466 |  |  | 1.4179
2019 | 3 | 8 | 0 | 3 | 8 | 2 | 52.29 | 24013 | 33.4428 |  |  | 1.3987
2019 | 3 | 8 | 1 | 3 | 8 | 3 | 52.29 | 23560 | 32.8119 |  |  | 1.3987
2019 | 3 | 8 | 2 | 3 | 8 | 4 | 52.29 | 23518 | 32.7534 |  |  | 1.3987
2019 | 3 | 8 | 3 | 3 | 8 | 5 | 53.51 | 24034 | 33.472 |  |  | 1.4313
2019 | 3 | 8 | 4 | 3 | 8 | 6 | 54.87 | 26557 | 36.9858 |  |  | 1.4677
2019 | 3 | 8 | 5 | 3 | 8 | 7 | 55.64 | 29990 | 41.7669 |  |  | 1.4883
2019 | 3 | 8 | 6 | 3 | 8 | 8 | 57 | 32092 | 44.6943 |  |  | 1.5247
2019 | 3 | 8 | 7 | 3 | 8 | 9 | 57.94 | 33340 | 46.4324 |  |  | 1.5498
2019 | 3 | 8 | 8 | 3 | 8 | 10 | 57.39 | 33651 | 46.8655 |  |  | 1.5351
2019 | 3 | 8 | 9 | 3 | 8 | 11 | 57.01 | 33498 | 46.6525 |  |  | 1.5249
2019 | 3 | 8 | 10 | 3 | 8 | 12 | 57.01 | 33104 | 46.1037 |  |  | 1.5249
2019 | 3 | 8 | 11 | 3 | 8 | 13 | 56.91 | 32775 | 45.6455 |  |  | 1.5223
2019 | 3 | 8 | 12 | 3 | 8 | 14 | 55.57 | 31585 | 43.9882 |  |  | 1.4864
2019 | 3 | 8 | 13 | 3 | 8 | 15 | 55.33 | 30814 | 42.9145 |  |  | 1.48
2019 | 3 | 8 | 14 | 3 | 8 | 16 | 55.03 | 30286 | 42.1791 |  |  | 1.472
2019 | 3 | 8 | 15 | 3 | 8 | 17 | 55.17 | 29883 | 41.6179 |  |  | 1.4757
2019 | 3 | 8 | 16 | 3 | 8 | 18 | 55.33 | 29691 | 41.3505 |  |  | 1.48
2019 | 3 | 8 | 17 | 3 | 8 | 19 | 57.61 | 31701 | 44.1498 |  |  | 1.541
2019 | 3 | 8 | 18 | 3 | 8 | 20 | 58.56 | 32876 | 45.7862 |  |  | 1.5664
2019 | 3 | 8 | 19 | 3 | 8 | 21 | 58.01 | 32218 | 44.8698 |  |  | 1.5517
2019 | 3 | 8 | 20 | 3 | 8 | 22 | 57.17 | 30450 | 42.4075 |  |  | 1.5292
2019 | 3 | 8 | 21 | 3 | 8 | 23 | 57.17 | 28041 | 39.0525 |  |  | 1.5292
2019 | 3 | 8 | 22 | 3 | 8 | 0 | 56.56 | 26547 | 36.9718 |  |  | 1.5129
2019 | 3 | 8 | 23 | 3 | 8 | 1 | 55.51 | 24801 | 34.5402 |  |  | 1.4848
2019 | 3 | 9 | 0 | 3 | 9 | 2 | 54.75 | 23426 | 32.6252 |  |  | 1.4645
2019 | 3 | 9 | 1 | 3 | 9 | 3 | 54.38 | 22806 | 31.7618 |  |  | 1.4546
2019 | 3 | 9 | 2 | 3 | 9 | 4 | 54.02 | 22597 | 31.4707 |  |  | 1.445
2019 | 3 | 9 | 3 | 3 | 9 | 5 | 54.01 | 22587 | 31.4568 |  |  | 1.4447
2019 | 3 | 9 | 4 | 3 | 9 | 6 | 54 | 23340 | 32.5055 |  |  | 1.4444
2019 | 3 | 9 | 5 | 3 | 9 | 7 | 54.38 | 24022 | 33.4553 |  |  | 1.4546
2019 | 3 | 9 | 6 | 3 | 9 | 8 | 54 | 25828 | 35.9705 |  |  | 1.4444
2019 | 3 | 9 | 7 | 3 | 9 | 9 | 55.25 | 28236 | 39.3241 |  |  | 1.4779
2019 | 3 | 9 | 8 | 3 | 9 | 10 | 55.23 | 29369 | 40.902 |  |  | 1.4773
2019 | 3 | 9 | 9 | 3 | 9 | 11 | 54.38 | 29297 | 40.8017 |  |  | 1.4546
2019 | 3 | 9 | 10 | 3 | 9 | 12 | 54.01 | 29008 | 40.3993 |  |  | 1.4447
2019 | 3 | 9 | 11 | 3 | 9 | 13 | 54.03 | 28786 | 40.0901 |  |  | 1.4452
2019 | 3 | 9 | 12 | 3 | 9 | 14 | 53.42 | 28117 | 39.1584 |  |  | 1.4289
2019 | 3 | 9 | 13 | 3 | 9 | 15 | 51.94 | 26841 | 37.3813 |  |  | 1.3893
2019 | 3 | 9 | 14 | 3 | 9 | 16 | 51.14 | 25953 | 36.1446 |  |  | 1.3679
2019 | 3 | 9 | 15 | 3 | 9 | 17 | 51.96 | 25535 | 35.5624 |  |  | 1.3899
2019 | 3 | 9 | 16 | 3 | 9 | 18 | 53.11 | 25557 | 35.5931 |  |  | 1.4206
2019 | 3 | 9 | 17 | 3 | 9 | 19 | 55.48 | 27681 | 38.5512 |  |  | 1.484
2019 | 3 | 9 | 18 | 3 | 9 | 20 | 56.56 | 29272 | 40.7669 |  |  | 1.5129
2019 | 3 | 9 | 19 | 3 | 9 | 21 | 56.11 | 29260 | 40.7502 |  |  | 1.5009
2019 | 3 | 9 | 20 | 3 | 9 | 22 | 55.51 | 28095 | 39.1277 |  |  | 1.4848
2019 | 3 | 9 | 21 | 3 | 9 | 23 | 55.51 | 26265 | 36.5791 |  |  | 1.4848
2019 | 3 | 9 | 22 | 3 | 9 | 0 | 52.35 | 24378 | 33.9511 |  |  | 1.4003
2019 | 3 | 9 | 23 | 3 | 9 | 1 | 48.01 | 22767 | 31.7075 |  |  | 1.2842
2019 | 3 | 10 | 0 | 3 | 10 | 2 | 45.57 | 21521 | 29.9722 |  |  | 1.2189
2019 | 3 | 10 | 1 | 3 | 10 | 3 | 43 | 20887 | 29.0892 |  |  | 1.1502
2019 | 3 | 10 | 2 | 3 | 10 | 4 | 42.91 | 20536 | 28.6004 |  |  | 1.1478
2019 | 3 | 10 | 3 | 3 | 10 | 5 | 43 | 20620 | 28.7173 |  |  | 1.1502
2019 | 3 | 10 | 4 | 3 | 10 | 6 | 43 | 21158 | 29.4666 |  |  | 1.1502
2019 | 3 | 10 | 5 | 3 | 10 | 7 | 43.4 | 21369 | 29.7605 |  |  | 1.1609
2019 | 3 | 10 | 6 | 3 | 10 | 8 | 45.03 | 22230 | 30.9596 |  |  | 1.2045
2019 | 3 | 10 | 7 | 3 | 10 | 9 | 49.61 | 24305 | 33.8494 |  |  | 1.327
2019 | 3 | 10 | 8 | 3 | 10 | 10 | 50.53 | 25572 | 35.614 |  |  | 1.3516
2019 | 3 | 10 | 9 | 3 | 10 | 11 | 50.44 | 26047 | 36.2755 |  |  | 1.3492
2019 | 3 | 10 | 10 | 3 | 10 | 12 | 50.02 | 25661 | 35.7379 |  |  | 1.338
2019 | 3 | 10 | 11 | 3 | 10 | 13 | 49.59 | 25895 | 36.0638 |  |  | 1.3265
2019 | 3 | 10 | 12 | 3 | 10 | 14 | 48.01 | 25629 | 35.6933 |  |  | 1.2842
2019 | 3 | 10 | 13 | 3 | 10 | 15 | 41.23 | 24477 | 34.089 |  |  | 1.1028
2019 | 3 | 10 | 14 | 3 | 10 | 16 | 39.71 | 23756 | 33.0848 |  |  | 1.0622
2019 | 3 | 10 | 15 | 3 | 10 | 17 | 40 | 23464 | 32.6782 |  |  | 1.0699
2019 | 3 | 10 | 16 | 3 | 10 | 18 | 40.57 | 23753 | 33.0807 |  |  | 1.0852
2019 | 3 | 10 | 17 | 3 | 10 | 19 | 51.33 | 26484 | 36.8841 |  |  | 1.373
2019 | 3 | 10 | 18 | 3 | 10 | 20 | 54.38 | 28806 | 40.1179 |  |  | 1.4546
2019 | 3 | 10 | 19 | 3 | 10 | 21 | 55.25 | 28868 | 40.2043 |  |  | 1.4779
2019 | 3 | 10 | 20 | 3 | 10 | 22 | 54.08 | 27734 | 38.625 |  |  | 1.4466
2019 | 3 | 10 | 21 | 3 | 10 | 23 | 52.54 | 25563 | 35.6014 |  |  | 1.4054
2019 | 3 | 10 | 22 | 3 | 10 | 0 | 49.91 | 23678 | 32.9762 |  |  | 1.335
2019 | 3 | 10 | 23 | 3 | 10 | 1 | 43 | 22337 | 31.1086 |  |  | 1.1502
2019 | 3 | 11 | 0 | 3 | 11 | 2 | 40.25 | 21535 | 29.9917 |  |  | 1.0766
2019 | 3 | 11 | 1 | 3 | 11 | 3 | 40 | 21088 | 29.3691 |  |  | 1.0699
2019 | 3 | 11 | 2 | 3 | 11 | 4 | 39.71 | 21184 | 29.5028 |  |  | 1.0622
2019 | 3 | 11 | 3 | 3 | 11 | 5 | 40.25 | 22140 | 30.8342 |  |  | 1.0766
2019 | 3 | 11 | 4 | 3 | 11 | 6 | 46.02 | 25179 | 35.0666 |  |  | 1.231
2019 | 3 | 11 | 5 | 3 | 11 | 7 | 51.01 | 28862 | 40.1959 |  |  | 1.3645
2019 | 3 | 11 | 6 | 3 | 11 | 8 | 52.39 | 31115 | 43.3337 |  |  | 1.4014
2019 | 3 | 11 | 7 | 3 | 11 | 9 | 54.38 | 32385 | 45.1024 |  |  | 1.4546
2019 | 3 | 11 | 8 | 3 | 11 | 10 | 52.83 | 32548 | 45.3294 |  |  | 1.4131
2019 | 3 | 11 | 9 | 3 | 11 | 11 | 53.28 | 32592 | 45.3907 |  |  | 1.4252
2019 | 3 | 11 | 10 | 3 | 11 | 12 | 55.06 | 32532 | 45.3071 |  |  | 1.4728
2019 | 3 | 11 | 11 | 3 | 11 | 13 | 55.51 | 32238 | 44.8977 |  |  | 1.4848
2019 | 3 | 11 | 12 | 3 | 11 | 14 | 55.53 | 31287 | 43.5732 |  |  | 1.4854
2019 | 3 | 11 | 13 | 3 | 11 | 15 | 55.81 | 30636 | 42.6666 |  |  | 1.4928
2019 | 3 | 11 | 14 | 3 | 11 | 16 | 55.81 | 30052 | 41.8532 |  |  | 1.4928
2019 | 3 | 11 | 15 | 3 | 11 | 17 | 56.01 | 29572 | 41.1847 |  |  | 1.4982
2019 | 3 | 11 | 16 | 3 | 11 | 18 | 56.56 | 29375 | 40.9104 |  |  | 1.5129
2019 | 3 | 11 | 17 | 3 | 11 | 19 | 58.21 | 31668 | 44.1038 |  |  | 1.557
2019 | 3 | 11 | 18 | 3 | 11 | 20 | 61.41 | 33436 | 46.5661 |  |  | 1.6426
2019 | 3 | 11 | 19 | 3 | 11 | 21 | 58.52 | 32581 | 45.3754 |  |  | 1.5653
2019 | 3 | 11 | 20 | 3 | 11 | 22 | 57.26 | 30195 | 42.0524 |  |  | 1.5316
2019 | 3 | 11 | 21 | 3 | 11 | 23 | 56.58 | 27514 | 38.3186 |  |  | 1.5134
2019 | 3 | 11 | 22 | 3 | 11 | 0 | 55.25 | 25964 | 36.1599 |  |  | 1.4779
2019 | 3 | 11 | 23 | 3 | 11 | 1 | 54.01 | 24371 | 33.9413 |  |  | 1.4447
2019 | 3 | 12 | 0 | 3 | 12 | 2 | 54.01 | 23420 | 32.6169 |  |  | 1.4447
2019 | 3 | 12 | 1 | 3 | 12 | 3 | 53.49 | 23130 | 32.213 |  |  | 1.4308
2019 | 3 | 12 | 2 | 3 | 12 | 4 | 52.35 | 23063 | 32.1197 |  |  | 1.4003
2019 | 3 | 12 | 3 | 3 | 12 | 5 | 52.72 | 23676 | 32.9734 |  |  | 1.4102
2019 | 3 | 12 | 4 | 3 | 12 | 6 | 54.88 | 26267 | 36.5819 |  |  | 1.468
2019 | 3 | 12 | 5 | 3 | 12 | 7 | 55.25 | 29736 | 41.4131 |  |  | 1.4779
2019 | 3 | 12 | 6 | 3 | 12 | 8 | 56.11 | 31789 | 44.2723 |  |  | 1.5009
2019 | 3 | 12 | 7 | 3 | 12 | 9 | 56.26 | 32717 | 45.5648 |  |  | 1.5049
2019 | 3 | 12 | 8 | 3 | 12 | 10 | 55.11 | 32820 | 45.7082 |  |  | 1.4741
2019 | 3 | 12 | 9 | 3 | 12 | 11 | 52.72 | 32790 | 45.6664 |  |  | 1.4102
2019 | 3 | 12 | 10 | 3 | 12 | 12 | 51.32 | 32588 | 45.3851 |  |  | 1.3727
2019 | 3 | 12 | 11 | 3 | 12 | 13 | 49.56 | 32333 | 45.03 |  |  | 1.3257
2019 | 3 | 12 | 12 | 3 | 12 | 14 | 45.05 | 31273 | 43.5537 |  |  | 1.205
2019 | 3 | 12 | 13 | 3 | 12 | 15 | 42.63 | 30624 | 42.6499 |  |  | 1.1403
2019 | 3 | 12 | 14 | 3 | 12 | 16 | 42.62 | 30162 | 42.0064 |  |  | 1.14
2019 | 3 | 12 | 15 | 3 | 12 | 17 | 46.39 | 29972 | 41.7418 |  |  | 1.2409
2019 | 3 | 12 | 16 | 3 | 12 | 18 | 51 | 29888 | 41.6248 |  |  | 1.3642
2019 | 3 | 12 | 17 | 3 | 12 | 19 | 54.71 | 32061 | 44.6512 |  |  | 1.4634
2019 | 3 | 12 | 18 | 3 | 12 | 20 | 56.01 | 33926 | 47.2485 |  |  | 1.4982
2019 | 3 | 12 | 19 | 3 | 12 | 21 | 55.01 | 33015 | 45.9798 |  |  | 1.4714
2019 | 3 | 12 | 20 | 3 | 12 | 22 | 51.99 | 30514 | 42.4967 |  |  | 1.3907
2019 | 3 | 12 | 21 | 3 | 12 | 23 | 50.5 | 27830 | 38.7587 |  |  | 1.3508
2019 | 3 | 12 | 22 | 3 | 12 | 0 | 40.69 | 26218 | 36.5136 |  |  | 1.0884
2019 | 3 | 12 | 23 | 3 | 12 | 1 | 39.58 | 24560 | 34.2046 |  |  | 1.0587
2019 | 3 | 13 | 0 | 3 | 13 | 2 | 37.94 | 23756 | 33.0848 |  |  | 1.0148
2019 | 3 | 13 | 1 | 3 | 13 | 3 | 37.15 | 23459 | 32.6712 |  |  | 0.99371
2019 | 3 | 13 | 2 | 3 | 13 | 4 | 36.08 | 23530 | 32.7701 |  |  | 0.96509
2019 | 3 | 13 | 3 | 3 | 13 | 5 | 37.94 | 24197 | 33.699 |  |  | 1.0148
2019 | 3 | 13 | 4 | 3 | 13 | 6 | 40.69 | 26574 | 37.0094 |  |  | 1.0884
2019 | 3 | 13 | 5 | 3 | 13 | 7 | 46 | 30047 | 41.8463 |  |  | 1.2304
2019 | 3 | 13 | 6 | 3 | 13 | 8 | 51.33 | 32017 | 44.5899 |  |  | 1.373
2019 | 3 | 13 | 7 | 3 | 13 | 9 | 51.64 | 33051 | 46.0299 |  |  | 1.3813
2019 | 3 | 13 | 8 | 3 | 13 | 10 | 50.21 | 33377 | 46.4839 |  |  | 1.3431
2019 | 3 | 13 | 9 | 3 | 13 | 11 | 47.02 | 33423 | 46.548 |  |  | 1.2577
2019 | 3 | 13 | 10 | 3 | 13 | 12 | 48.68 | 33235 | 46.2862 |  |  | 1.3021
2019 | 3 | 13 | 11 | 3 | 13 | 13 | 45.87 | 32963 | 45.9074 |  |  | 1.227
2019 | 3 | 13 | 12 | 3 | 13 | 14 | 45 | 31864 | 44.3768 |  |  | 1.2037
2019 | 3 | 13 | 13 | 3 | 13 | 15 | 42.64 | 31210 | 43.466 |  |  | 1.1406
2019 | 3 | 13 | 14 | 3 | 13 | 16 | 42.01 | 30603 | 42.6206 |  |  | 1.1237
2019 | 3 | 13 | 15 | 3 | 13 | 17 | 43.84 | 30407 | 42.3476 |  |  | 1.1727
2019 | 3 | 13 | 16 | 3 | 13 | 18 | 47.18 | 30338 | 42.2515 |  |  | 1.262
2019 | 3 | 13 | 17 | 3 | 13 | 19 | 53.04 | 32594 | 45.3935 |  |  | 1.4188
2019 | 3 | 13 | 18 | 3 | 13 | 20 | 55.66 | 34574 | 48.151 |  |  | 1.4888
2019 | 3 | 13 | 19 | 3 | 13 | 21 | 55.11 | 33517 | 46.6789 |  |  | 1.4741
2019 | 3 | 13 | 20 | 3 | 13 | 22 | 52.99 | 30903 | 43.0384 |  |  | 1.4174
2019 | 3 | 13 | 21 | 3 | 13 | 23 | 52.35 | 28146 | 39.1988 |  |  | 1.4003
2019 | 3 | 13 | 22 | 3 | 13 | 0 | 51.33 | 26466 | 36.859 |  |  | 1.373
2019 | 3 | 13 | 23 | 3 | 13 | 1 | 47.57 | 25034 | 34.8647 |  |  | 1.2724
2019 | 3 | 14 | 0 | 3 | 14 | 2 | 45.15 | 24050 | 33.4943 |  |  | 1.2077
2019 | 3 | 14 | 1 | 3 | 14 | 3 | 45.58 | 23704 | 33.0124 |  |  | 1.2192
2019 | 3 | 14 | 2 | 3 | 14 | 4 | 46.82 | 23678 | 32.9762 |  |  | 1.2524
2019 | 3 | 14 | 3 | 3 | 14 | 5 | 49.66 | 24367 | 33.9358 |  |  | 1.3283
2019 | 3 | 14 | 4 | 3 | 14 | 6 | 52.93 | 26779 | 37.2949 |  |  | 1.4158
2019 | 3 | 14 | 5 | 3 | 14 | 7 | 53.01 | 30079 | 41.8908 |  |  | 1.4179
2019 | 3 | 14 | 6 | 3 | 14 | 8 | 55 | 32223 | 44.8768 |  |  | 1.4712
2019 | 3 | 14 | 7 | 3 | 14 | 9 | 55 | 33149 | 46.1664 |  |  | 1.4712
2019 | 3 | 14 | 8 | 3 | 14 | 10 | 53.6 | 33261 | 46.3224 |  |  | 1.4337
2019 | 3 | 14 | 9 | 3 | 14 | 11 | 52.63 | 33130 | 46.1399 |  |  | 1.4078
2019 | 3 | 14 | 10 | 3 | 14 | 12 | 52.94 | 33067 | 46.0522 |  |  | 1.4161
2019 | 3 | 14 | 11 | 3 | 14 | 13 | 52.63 | 32742 | 45.5996 |  |  | 1.4078
2019 | 3 | 14 | 12 | 3 | 14 | 14 | 51.64 | 31548 | 43.9367 |  |  | 1.3813
2019 | 3 | 14 | 13 | 3 | 14 | 15 | 50 | 30956 | 43.1122 |  |  | 1.3374
2019 | 3 | 14 | 14 | 3 | 14 | 16 | 48.49 | 30501 | 42.4785 |  |  | 1.297
2019 | 3 | 14 | 15 | 3 | 14 | 17 | 50.34 | 30123 | 41.9521 |  |  | 1.3465
2019 | 3 | 14 | 16 | 3 | 14 | 18 | 51.33 | 30044 | 41.8421 |  |  | 1.373
2019 | 3 | 14 | 17 | 3 | 14 | 19 | 54.67 | 32035 | 44.6149 |  |  | 1.4624
2019 | 3 | 14 | 18 | 3 | 14 | 20 | 56.05 | 33949 | 47.2806 |  |  | 1.4993
2019 | 3 | 14 | 19 | 3 | 14 | 21 | 55.51 | 33147 | 46.1636 |  |  | 1.4848
2019 | 3 | 14 | 20 | 3 | 14 | 22 | 53.63 | 30816 | 42.9172 |  |  | 1.4345
2019 | 3 | 14 | 21 | 3 | 14 | 23 | 52.63 | 28113 | 39.1528 |  |  | 1.4078
2019 | 3 | 14 | 22 | 3 | 14 | 0 | 54.38 | 26500 | 36.9064 |  |  | 1.4546
2019 | 3 | 14 | 23 | 3 | 14 | 1 | 53.1 | 24869 | 34.6349 |  |  | 1.4204
2019 | 3 | 15 | 0 | 3 | 15 | 2 | 51.94 | 24000 | 33.4246 |  |  | 1.3893
2019 | 3 | 15 | 1 | 3 | 15 | 3 | 51.64 | 23628 | 32.9066 |  |  | 1.3813
2019 | 3 | 15 | 2 | 3 | 15 | 4 | 52.02 | 23520 | 32.7562 |  |  | 1.3915
2019 | 3 | 15 | 3 | 3 | 15 | 5 | 54.01 | 24172 | 33.6642 |  |  | 1.4447
2019 | 3 | 15 | 4 | 3 | 15 | 6 | 55.66 | 26721 | 37.2142 |  |  | 1.4888
2019 | 3 | 15 | 5 | 3 | 15 | 7 | 56.26 | 29884 | 41.6193 |  |  | 1.5049
2019 | 3 | 15 | 6 | 3 | 15 | 8 | 56.61 | 31953 | 44.5007 |  |  | 1.5142
2019 | 3 | 15 | 7 | 3 | 15 | 9 | 56.6 | 32805 | 45.6873 |  |  | 1.514
2019 | 3 | 15 | 8 | 3 | 15 | 10 | 56.05 | 32965 | 45.9101 |  |  | 1.4993
2019 | 3 | 15 | 9 | 3 | 15 | 11 | 55.51 | 32991 | 45.9464 |  |  | 1.4848
2019 | 3 | 15 | 10 | 3 | 15 | 12 | 55.01 | 32700 | 45.5411 |  |  | 1.4714
2019 | 3 | 15 | 11 | 3 | 15 | 13 | 54.51 | 32283 | 44.9603 |  |  | 1.4581
2019 | 3 | 15 | 12 | 3 | 15 | 14 | 53.2 | 31078 | 43.2821 |  |  | 1.423
2019 | 3 | 15 | 13 | 3 | 15 | 15 | 52.01 | 30235 | 42.1081 |  |  | 1.3912
2019 | 3 | 15 | 14 | 3 | 15 | 16 | 52.31 | 29598 | 41.2209 |  |  | 1.3992
2019 | 3 | 15 | 15 | 3 | 15 | 17 | 53.42 | 29229 | 40.707 |  |  | 1.4289
2019 | 3 | 15 | 16 | 3 | 15 | 18 | 55.25 | 28938 | 40.3018 |  |  | 1.4779
2019 | 3 | 15 | 17 | 3 | 15 | 19 | 56.63 | 30743 | 42.8156 |  |  | 1.5148
2019 | 3 | 15 | 18 | 3 | 15 | 20 | 57.98 | 32393 | 45.1135 |  |  | 1.5509
2019 | 3 | 15 | 19 | 3 | 15 | 21 | 57.57 | 31593 | 43.9994 |  |  | 1.5399
2019 | 3 | 15 | 20 | 3 | 15 | 22 | 56.6 | 29569 | 41.1806 |  |  | 1.514
2019 | 3 | 15 | 21 | 3 | 15 | 23 | 56.61 | 27291 | 38.008 |  |  | 1.5142
2019 | 3 | 15 | 22 | 3 | 15 | 0 | 57.05 | 26016 | 36.2323 |  |  | 1.526
2019 | 3 | 15 | 23 | 3 | 15 | 1 | 56.05 | 24412 | 33.9984 |  |  | 1.4993
2019 | 3 | 16 | 0 | 3 | 16 | 2 | 55.25 | 23297 | 32.4456 |  |  | 1.4779
2019 | 3 | 16 | 1 | 3 | 16 | 3 | 54.93 | 22744 | 31.6754 |  |  | 1.4693
2019 | 3 | 16 | 2 | 3 | 16 | 4 | 54.03 | 22435 | 31.2451 |  |  | 1.4452
2019 | 3 | 16 | 3 | 3 | 16 | 5 | 53.75 | 22337 | 31.1086 |  |  | 1.4377
2019 | 3 | 16 | 4 | 3 | 16 | 6 | 54 | 22942 | 31.9512 |  |  | 1.4444
2019 | 3 | 16 | 5 | 3 | 16 | 7 | 52.63 | 23542 | 32.7868 |  |  | 1.4078
2019 | 3 | 16 | 6 | 3 | 16 | 8 | 51.59 | 25504 | 35.5193 |  |  | 1.38
2019 | 3 | 16 | 7 | 3 | 16 | 9 | 53.63 | 27816 | 38.7392 |  |  | 1.4345
2019 | 3 | 16 | 8 | 3 | 16 | 10 | 52.5 | 28923 | 40.2809 |  |  | 1.4043
2019 | 3 | 16 | 9 | 3 | 16 | 11 | 51.64 | 28905 | 40.2558 |  |  | 1.3813
2019 | 3 | 16 | 10 | 3 | 16 | 12 | 50.57 | 28393 | 39.5428 |  |  | 1.3527
2019 | 3 | 16 | 11 | 3 | 16 | 13 | 50 | 28374 | 39.5163 |  |  | 1.3374
2019 | 3 | 16 | 12 | 3 | 16 | 14 | 49.4 | 27583 | 38.4147 |  |  | 1.3214
2019 | 3 | 16 | 13 | 3 | 16 | 15 | 45.07 | 26293 | 36.6181 |  |  | 1.2056
2019 | 3 | 16 | 14 | 3 | 16 | 16 | 40.07 | 25358 | 35.3159 |  |  | 1.0718
2019 | 3 | 16 | 15 | 3 | 16 | 17 | 40.11 | 25191 | 35.0833 |  |  | 1.0729
2019 | 3 | 16 | 16 | 3 | 16 | 18 | 47.77 | 25218 | 35.1209 |  |  | 1.2778
2019 | 3 | 16 | 17 | 3 | 16 | 19 | 52.63 | 27167 | 37.8353 |  |  | 1.4078
2019 | 3 | 16 | 18 | 3 | 16 | 20 | 55 | 29107 | 40.5371 |  |  | 1.4712
2019 | 3 | 16 | 19 | 3 | 16 | 21 | 53.38 | 29133 | 40.5733 |  |  | 1.4278
2019 | 3 | 16 | 20 | 3 | 16 | 22 | 50.53 | 27763 | 38.6654 |  |  | 1.3516
2019 | 3 | 16 | 21 | 3 | 16 | 23 | 49.38 | 25744 | 35.8535 |  |  | 1.3209
2019 | 3 | 16 | 22 | 3 | 16 | 0 | 51.05 | 23958 | 33.3662 |  |  | 1.3655
2019 | 3 | 16 | 23 | 3 | 16 | 1 | 40.07 | 22469 | 31.2924 |  |  | 1.0718
2019 | 3 | 17 | 0 | 3 | 17 | 2 | 38.87 | 21401 | 29.805 |  |  | 1.0397
2019 | 3 | 17 | 1 | 3 | 17 | 3 | 34.34 | 20802 | 28.9708 |  |  | 0.91855
2019 | 3 | 17 | 2 | 3 | 17 | 4 | 34.34 | 20559 | 28.6324 |  |  | 0.91855
2019 | 3 | 17 | 3 | 3 | 17 | 5 | 37.5 | 20590 | 28.6756 |  |  | 1.0031
2019 | 3 | 17 | 4 | 3 | 17 | 6 | 37.5 | 20998 | 29.2438 |  |  | 1.0031
2019 | 3 | 17 | 5 | 3 | 17 | 7 | 37.77 | 20992 | 29.2354 |  |  | 1.0103
2019 | 3 | 17 | 6 | 3 | 17 | 8 | 37.87 | 22197 | 30.9136 |  |  | 1.013
2019 | 3 | 17 | 7 | 3 | 17 | 9 | 39.27 | 24091 | 33.5514 |  |  | 1.0504
2019 | 3 | 17 | 8 | 3 | 17 | 10 | 38.99 | 25472 | 35.4747 |  |  | 1.0429
2019 | 3 | 17 | 9 | 3 | 17 | 11 | 38.87 | 26118 | 36.3744 |  |  | 1.0397
2019 | 3 | 17 | 10 | 3 | 17 | 12 | 34.01 | 26006 | 36.2184 |  |  | 0.90972
2019 | 3 | 17 | 11 | 3 | 17 | 13 | 30 | 26293 | 36.6181 |  |  | 0.80246
2019 | 3 | 17 | 12 | 3 | 17 | 14 | 20 | 26097 | 36.3451 |  |  | 0.53497
2019 | 3 | 17 | 13 | 3 | 17 | 15 | 8.85 | 24717 | 34.4232 |  |  | 0.23673
2019 | 3 | 17 | 14 | 3 | 17 | 16 | 5.48 | 23860 | 33.2297 |  |  | 0.14658
2019 | 3 | 17 | 15 | 3 | 17 | 17 | 11.03 | 23513 | 32.7464 |  |  | 0.29504
2019 | 3 | 17 | 16 | 3 | 17 | 18 | 30.5 | 23946 | 33.3494 |  |  | 0.81584
2019 | 3 | 17 | 17 | 3 | 17 | 19 | 39.13 | 26233 | 36.5345 |  |  | 1.0467
2019 | 3 | 17 | 18 | 3 | 17 | 20 | 48.08 | 28696 | 39.9647 |  |  | 1.2861
2019 | 3 | 17 | 19 | 3 | 17 | 21 | 52.63 | 28717 | 39.994 |  |  | 1.4078
2019 | 3 | 17 | 20 | 3 | 17 | 22 | 48.01 | 27373 | 38.1222 |  |  | 1.2842
2019 | 3 | 17 | 21 | 3 | 17 | 23 | 39.77 | 25365 | 35.3257 |  |  | 1.0638
2019 | 3 | 17 | 22 | 3 | 17 | 0 | 40 | 23586 | 32.8481 |  |  | 1.0699
2019 | 3 | 17 | 23 | 3 | 17 | 1 | 39.01 | 22275 | 31.0223 |  |  | 1.0435
2019 | 3 | 18 | 0 | 3 | 18 | 2 | 38.69 | 21487 | 29.9248 |  |  | 1.0349
2019 | 3 | 18 | 1 | 3 | 18 | 3 | 38.69 | 21133 | 29.4318 |  |  | 1.0349
2019 | 3 | 18 | 2 | 3 | 18 | 4 | 39 | 21328 | 29.7034 |  |  | 1.0432
2019 | 3 | 18 | 3 | 3 | 18 | 5 | 40 | 22146 | 30.8426 |  |  | 1.0699
2019 | 3 | 18 | 4 | 3 | 18 | 6 | 50.53 | 24646 | 34.3243 |  |  | 1.3516
2019 | 3 | 18 | 5 | 3 | 18 | 7 | 51 | 27664 | 38.5275 |  |  | 1.3642
2019 | 3 | 18 | 6 | 3 | 18 | 8 | 52.63 | 30026 | 41.817 |  |  | 1.4078
2019 | 3 | 18 | 7 | 3 | 18 | 9 | 53.01 | 31356 | 43.6693 |  |  | 1.4179
2019 | 3 | 18 | 8 | 3 | 18 | 10 | 51.94 | 31622 | 44.0398 |  |  | 1.3893
2019 | 3 | 18 | 9 | 3 | 18 | 11 | 51.75 | 31819 | 44.3141 |  |  | 1.3842
2019 | 3 | 18 | 10 | 3 | 18 | 12 | 51.94 | 31752 | 44.2208 |  |  | 1.3893
2019 | 3 | 18 | 11 | 3 | 18 | 13 | 51.94 | 31717 | 44.1721 |  |  | 1.3893
2019 | 3 | 18 | 12 | 3 | 18 | 14 | 51.01 | 30711 | 42.771 |  |  | 1.3645
2019 | 3 | 18 | 13 | 3 | 18 | 15 | 50 | 29949 | 41.7098 |  |  | 1.3374
2019 | 3 | 18 | 14 | 3 | 18 | 16 | 49.07 | 29300 | 40.8059 |  |  | 1.3126
2019 | 3 | 18 | 15 | 3 | 18 | 17 | 49.51 | 28910 | 40.2628 |  |  | 1.3243
2019 | 3 | 18 | 16 | 3 | 18 | 18 | 50.71 | 28790 | 40.0957 |  |  | 1.3564
2019 | 3 | 18 | 17 | 3 | 18 | 19 | 54.88 | 30702 | 42.7585 |  |  | 1.468
2019 | 3 | 18 | 18 | 3 | 18 | 20 | 56.19 | 32558 | 45.3433 |  |  | 1.503
2019 | 3 | 18 | 19 | 3 | 18 | 21 | 55.6 | 31843 | 44.3475 |  |  | 1.4872
2019 | 3 | 18 | 20 | 3 | 18 | 22 | 52.35 | 29597 | 41.2196 |  |  | 1.4003
2019 | 3 | 18 | 21 | 3 | 18 | 23 | 51 | 26925 | 37.4983 |  |  | 1.3642
2019 | 3 | 18 | 22 | 3 | 18 | 0 | 50 | 25318 | 35.2602 |  |  | 1.3374
2019 | 3 | 18 | 23 | 3 | 18 | 1 | 45.91 | 23893 | 33.2756 |  |  | 1.228
2019 | 3 | 19 | 0 | 3 | 19 | 2 | 42.71 | 22960 | 31.9762 |  |  | 1.1424
2019 | 3 | 19 | 1 | 3 | 19 | 3 | 41.9 | 22620 | 31.5027 |  |  | 1.1208
2019 | 3 | 19 | 2 | 3 | 19 | 4 | 41.29 | 22547 | 31.4011 |  |  | 1.1045
2019 | 3 | 19 | 3 | 3 | 19 | 5 | 42.71 | 23024 | 32.0654 |  |  | 1.1424
2019 | 3 | 19 | 4 | 3 | 19 | 6 | 47.58 | 24966 | 34.77 |  |  | 1.2727
2019 | 3 | 19 | 5 | 3 | 19 | 7 | 51.27 | 27150 | 37.8116 |  |  | 1.3714
2019 | 3 | 19 | 6 | 3 | 19 | 8 | 54.38 | 28814 | 40.1291 |  |  | 1.4546
2019 | 3 | 19 | 7 | 3 | 19 | 9 | 54.04 | 30107 | 41.9298 |  |  | 1.4455
2019 | 3 | 19 | 8 | 3 | 19 | 10 | 52.26 | 30696 | 42.7501 |  |  | 1.3979
2019 | 3 | 19 | 9 | 3 | 19 | 11 | 51.64 | 30943 | 43.0941 |  |  | 1.3813
2019 | 3 | 19 | 10 | 3 | 19 | 12 | 51.94 | 30886 | 43.0147 |  |  | 1.3893
2019 | 3 | 19 | 11 | 3 | 19 | 13 | 51.53 | 30809 | 42.9075 |  |  | 1.3784
2019 | 3 | 19 | 12 | 3 | 19 | 14 | 49.94 | 29702 | 41.3658 |  |  | 1.3358
2019 | 3 | 19 | 13 | 3 | 19 | 15 | 47.67 | 28694 | 39.962 |  |  | 1.2751
2019 | 3 | 19 | 14 | 3 | 19 | 16 | 46.5 | 28029 | 39.0358 |  |  | 1.2438
2019 | 3 | 19 | 15 | 3 | 19 | 17 | 48.96 | 27958 | 38.9369 |  |  | 1.3096
2019 | 3 | 19 | 16 | 3 | 19 | 18 | 54.62 | 27911 | 38.8715 |  |  | 1.461
2019 | 3 | 19 | 17 | 3 | 19 | 19 | 56.57 | 29917 | 41.6652 |  |  | 1.5132
2019 | 3 | 19 | 18 | 3 | 19 | 20 | 55.26 | 32206 | 44.8531 |  |  | 1.4781
2019 | 3 | 19 | 19 | 3 | 19 | 21 | 54.96 | 31602 | 44.0119 |  |  | 1.4701
2019 | 3 | 19 | 20 | 3 | 19 | 22 | 52.26 | 29625 | 41.2585 |  |  | 1.3979
2019 | 3 | 19 | 21 | 3 | 19 | 23 | 51.33 | 26999 | 37.6013 |  |  | 1.373
2019 | 3 | 19 | 22 | 3 | 19 | 0 | 44.01 | 25521 | 35.5429 |  |  | 1.1772
2019 | 3 | 19 | 23 | 3 | 19 | 1 | 41.54 | 24187 | 33.6851 |  |  | 1.1111
2019 | 3 | 20 | 0 | 3 | 20 | 2 | 39.69 | 23495 | 32.7213 |  |  | 1.0617
2019 | 3 | 20 | 1 | 3 | 20 | 3 | 39.37 | 23134 | 32.2186 |  |  | 1.0531
2019 | 3 | 20 | 2 | 3 | 20 | 4 | 39.37 | 23145 | 32.2339 |  |  | 1.0531
2019 | 3 | 20 | 3 | 3 | 20 | 5 | 40 | 23845 | 33.2088 |  |  | 1.0699
2019 | 3 | 20 | 4 | 3 | 20 | 6 | 47.53 | 26726 | 37.2211 |  |  | 1.2714
2019 | 3 | 20 | 5 | 3 | 20 | 7 | 50.53 | 30037 | 41.8323 |  |  | 1.3516
2019 | 3 | 20 | 6 | 3 | 20 | 8 | 51.94 | 32378 | 45.0926 |  |  | 1.3893
2019 | 3 | 20 | 7 | 3 | 20 | 9 | 51.91 | 33211 | 46.2527 |  |  | 1.3885
2019 | 3 | 20 | 8 | 3 | 20 | 10 | 49.94 | 33319 | 46.4032 |  |  | 1.3358
2019 | 3 | 20 | 9 | 3 | 20 | 11 | 49.28 | 33313 | 46.3948 |  |  | 1.3182
2019 | 3 | 20 | 10 | 3 | 20 | 12 | 51.1 | 33270 | 46.3349 |  |  | 1.3669
2019 | 3 | 20 | 11 | 3 | 20 | 13 | 51.64 | 33163 | 46.1859 |  |  | 1.3813
2019 | 3 | 20 | 12 | 3 | 20 | 14 | 51.32 | 32020 | 44.5941 |  |  | 1.3727
2019 | 3 | 20 | 13 | 3 | 20 | 15 | 51.01 | 31377 | 43.6985 |  |  | 1.3645
2019 | 3 | 20 | 14 | 3 | 20 | 16 | 50.5 | 30812 | 42.9117 |  |  | 1.3508
2019 | 3 | 20 | 15 | 3 | 20 | 17 | 50.53 | 30416 | 42.3602 |  |  | 1.3516
2019 | 3 | 20 | 16 | 3 | 20 | 18 | 51.64 | 30236 | 42.1095 |  |  | 1.3813
2019 | 3 | 20 | 17 | 3 | 20 | 19 | 55.55 | 32213 | 44.8628 |  |  | 1.4859
2019 | 3 | 20 | 18 | 3 | 20 | 20 | 55.16 | 34644 | 48.2485 |  |  | 1.4755
2019 | 3 | 20 | 19 | 3 | 20 | 21 | 54.35 | 33857 | 47.1524 |  |  | 1.4538
2019 | 3 | 20 | 20 | 3 | 20 | 22 | 51.33 | 31138 | 43.3657 |  |  | 1.373
2019 | 3 | 20 | 21 | 3 | 20 | 23 | 48.1 | 28134 | 39.182 |  |  | 1.2866
2019 | 3 | 20 | 22 | 3 | 20 | 0 | 49.07 | 26453 | 36.8409 |  |  | 1.3126
2019 | 3 | 20 | 23 | 3 | 20 | 1 | 45.23 | 24979 | 34.7881 |  |  | 1.2098
2019 | 3 | 21 | 0 | 3 | 21 | 2 | 44.01 | 23987 | 33.4065 |  |  | 1.1772
2019 | 3 | 21 | 1 | 3 | 21 | 3 | 44.79 | 23578 | 32.8369 |  |  | 1.1981
2019 | 3 | 21 | 2 | 3 | 21 | 4 | 46.13 | 23674 | 32.9706 |  |  | 1.2339
2019 | 3 | 21 | 3 | 3 | 21 | 5 | 49.59 | 24381 | 33.9553 |  |  | 1.3265
2019 | 3 | 21 | 4 | 3 | 21 | 6 | 53.21 | 26851 | 37.3952 |  |  | 1.4233
2019 | 3 | 21 | 5 | 3 | 21 | 7 | 55.01 | 30044 | 41.8421 |  |  | 1.4714
2019 | 3 | 21 | 6 | 3 | 21 | 8 | 54.07 | 32471 | 45.2222 |  |  | 1.4463
2019 | 3 | 21 | 7 | 3 | 21 | 9 | 54.66 | 33399 | 46.5146 |  |  | 1.4621
2019 | 3 | 21 | 8 | 3 | 21 | 10 | 54.04 | 33430 | 46.5577 |  |  | 1.4455
2019 | 3 | 21 | 9 | 3 | 21 | 11 | 53.75 | 33407 | 46.5257 |  |  | 1.4377
2019 | 3 | 21 | 10 | 3 | 21 | 12 | 54.66 | 33261 | 46.3224 |  |  | 1.4621
2019 | 3 | 21 | 11 | 3 | 21 | 13 | 54.66 | 32968 | 45.9143 |  |  | 1.4621
2019 | 3 | 21 | 12 | 3 | 21 | 14 | 54.07 | 31897 | 44.4227 |  |  | 1.4463
2019 | 3 | 21 | 13 | 3 | 21 | 15 | 53.17 | 31329 | 43.6317 |  |  | 1.4222
2019 | 3 | 21 | 14 | 3 | 21 | 16 | 53.01 | 30815 | 42.9159 |  |  | 1.4179
2019 | 3 | 21 | 15 | 3 | 21 | 17 | 53.5 | 30437 | 42.3894 |  |  | 1.4311
2019 | 3 | 21 | 16 | 3 | 21 | 18 | 53.8 | 30306 | 42.207 |  |  | 1.4391
2019 | 3 | 21 | 17 | 3 | 21 | 19 | 55.25 | 32183 | 44.8211 |  |  | 1.4779
2019 | 3 | 21 | 18 | 3 | 21 | 20 | 56.55 | 34592 | 48.1761 |  |  | 1.5126
2019 | 3 | 21 | 19 | 3 | 21 | 21 | 56.05 | 33816 | 47.0953 |  |  | 1.4993
2019 | 3 | 21 | 20 | 3 | 21 | 22 | 55 | 31246 | 43.5161 |  |  | 1.4712
2019 | 3 | 21 | 21 | 3 | 21 | 23 | 55.01 | 28427 | 39.5901 |  |  | 1.4714
2019 | 3 | 21 | 22 | 3 | 21 | 0 | 56.39 | 26700 | 37.1849 |  |  | 1.5084
2019 | 3 | 21 | 23 | 3 | 21 | 1 | 55.55 | 25020 | 34.8452 |  |  | 1.4859
2019 | 3 | 22 | 0 | 3 | 22 | 2 | 55.5 | 24019 | 33.4511 |  |  | 1.4846
2019 | 3 | 22 | 1 | 3 | 22 | 3 | 55.15 | 23631 | 32.9107 |  |  | 1.4752
2019 | 3 | 22 | 2 | 3 | 22 | 4 | 55.01 | 23539 | 32.7826 |  |  | 1.4714
2019 | 3 | 22 | 3 | 3 | 22 | 5 | 55.65 | 24166 | 33.6558 |  |  | 1.4886
2019 | 3 | 22 | 4 | 3 | 22 | 6 | 55.76 | 26816 | 37.3465 |  |  | 1.4915
2019 | 3 | 22 | 5 | 3 | 22 | 7 | 55.95 | 30212 | 42.0761 |  |  | 1.4966
2019 | 3 | 22 | 6 | 3 | 22 | 8 | 56.25 | 32460 | 45.2068 |  |  | 1.5046
2019 | 3 | 22 | 7 | 3 | 22 | 9 | 56.29 | 33346 | 46.4408 |  |  | 1.5057
2019 | 3 | 22 | 8 | 3 | 22 | 10 | 55.8 | 33603 | 46.7987 |  |  | 1.4926
2019 | 3 | 22 | 9 | 3 | 22 | 11 | 55.51 | 33492 | 46.6441 |  |  | 1.4848
2019 | 3 | 22 | 10 | 3 | 22 | 12 | 56.01 | 33248 | 46.3043 |  |  | 1.4982
2019 | 3 | 22 | 11 | 3 | 22 | 13 | 55.8 | 32817 | 45.704 |  |  | 1.4926
2019 | 3 | 22 | 12 | 3 | 22 | 14 | 55.25 | 31650 | 44.0788 |  |  | 1.4779
2019 | 3 | 22 | 13 | 3 | 22 | 15 | 54.8 | 30842 | 42.9535 |  |  | 1.4658
2019 | 3 | 22 | 14 | 3 | 22 | 16 | 54.93 | 30165 | 42.0106 |  |  | 1.4693
2019 | 3 | 22 | 15 | 3 | 22 | 17 | 55.01 | 29773 | 41.4647 |  |  | 1.4714
2019 | 3 | 22 | 16 | 3 | 22 | 18 | 55.25 | 29442 | 41.0037 |  |  | 1.4779
2019 | 3 | 22 | 17 | 3 | 22 | 19 | 56.1 | 31142 | 43.3713 |  |  | 1.5006
2019 | 3 | 22 | 18 | 3 | 22 | 20 | 57.5 | 33063 | 46.0466 |  |  | 1.5381
2019 | 3 | 22 | 19 | 3 | 22 | 21 | 56.51 | 32388 | 45.1066 |  |  | 1.5116
2019 | 3 | 22 | 20 | 3 | 22 | 22 | 55.85 | 30328 | 42.2376 |  |  | 1.4939
2019 | 3 | 22 | 21 | 3 | 22 | 23 | 55.65 | 27970 | 38.9536 |  |  | 1.4886
2019 | 3 | 22 | 22 | 3 | 22 | 0 | 55.26 | 26483 | 36.8827 |  |  | 1.4781
2019 | 3 | 22 | 23 | 3 | 22 | 1 | 54.34 | 24860 | 34.6224 |  |  | 1.4535
2019 | 3 | 23 | 0 | 3 | 23 | 2 | 52.35 | 23499 | 32.7269 |  |  | 1.4003
2019 | 3 | 23 | 1 | 3 | 23 | 3 | 51.94 | 22947 | 31.9581 |  |  | 1.3893
2019 | 3 | 23 | 2 | 3 | 23 | 4 | 51.33 | 22575 | 31.4401 |  |  | 1.373
2019 | 3 | 23 | 3 | 3 | 23 | 5 | 50.55 | 22490 | 31.3217 |  |  | 1.3521
2019 | 3 | 23 | 4 | 3 | 23 | 6 | 48.75 | 23170 | 32.2687 |  |  | 1.304
2019 | 3 | 23 | 5 | 3 | 23 | 7 | 49.28 | 23778 | 33.1155 |  |  | 1.3182
2019 | 3 | 23 | 6 | 3 | 23 | 8 | 50.53 | 25924 | 36.1042 |  |  | 1.3516
2019 | 3 | 23 | 7 | 3 | 23 | 9 | 52.26 | 28302 | 39.416 |  |  | 1.3979
2019 | 3 | 23 | 8 | 3 | 23 | 10 | 51.72 | 29463 | 41.0329 |  |  | 1.3834
2019 | 3 | 23 | 9 | 3 | 23 | 11 | 50 | 29562 | 41.1708 |  |  | 1.3374
2019 | 3 | 23 | 10 | 3 | 23 | 12 | 50 | 29180 | 40.6388 |  |  | 1.3374
2019 | 3 | 23 | 11 | 3 | 23 | 13 | 50 | 29095 | 40.5204 |  |  | 1.3374
2019 | 3 | 23 | 12 | 3 | 23 | 14 | 49.07 | 28334 | 39.4606 |  |  | 1.3126
2019 | 3 | 23 | 13 | 3 | 23 | 15 | 47.65 | 27002 | 37.6055 |  |  | 1.2746
2019 | 3 | 23 | 14 | 3 | 23 | 16 | 46.78 | 26137 | 36.4008 |  |  | 1.2513
2019 | 3 | 23 | 15 | 3 | 23 | 17 | 48.3 | 25628 | 35.692 |  |  | 1.292
2019 | 3 | 23 | 16 | 3 | 23 | 18 | 50.53 | 25534 | 35.561 |  |  | 1.3516
2019 | 3 | 23 | 17 | 3 | 23 | 19 | 54.01 | 27150 | 37.8116 |  |  | 1.4447
2019 | 3 | 23 | 18 | 3 | 23 | 20 | 55.01 | 29257 | 40.746 |  |  | 1.4714
2019 | 3 | 23 | 19 | 3 | 23 | 21 | 54.81 | 29248 | 40.7335 |  |  | 1.4661
2019 | 3 | 23 | 20 | 3 | 23 | 22 | 52.99 | 27746 | 38.6417 |  |  | 1.4174
2019 | 3 | 23 | 21 | 3 | 23 | 23 | 51.84 | 25876 | 36.0373 |  |  | 1.3867
2019 | 3 | 23 | 22 | 3 | 23 | 0 | 43.43 | 24198 | 33.7004 |  |  | 1.1617
2019 | 3 | 23 | 23 | 3 | 23 | 1 | 44.44 | 22664 | 31.564 |  |  | 1.1887
2019 | 3 | 24 | 0 | 3 | 24 | 2 | 44.01 | 21468 | 29.8983 |  |  | 1.1772
2019 | 3 | 24 | 1 | 3 | 24 | 3 | 43.43 | 20918 | 29.1324 |  |  | 1.1617
2019 | 3 | 24 | 2 | 3 | 24 | 4 | 40.1 | 20389 | 28.3956 |  |  | 1.0726
2019 | 3 | 24 | 3 | 3 | 24 | 5 | 41.81 | 20378 | 28.3803 |  |  | 1.1184
2019 | 3 | 24 | 4 | 3 | 24 | 6 | 43.43 | 20818 | 28.9931 |  |  | 1.1617
2019 | 3 | 24 | 5 | 3 | 24 | 7 | 43.31 | 20756 | 28.9067 |  |  | 1.1585
2019 | 3 | 24 | 6 | 3 | 24 | 8 | 41.31 | 21956 | 30.578 |  |  | 1.105
2019 | 3 | 24 | 7 | 3 | 24 | 9 | 46.95 | 23925 | 33.3202 |  |  | 1.2559
2019 | 3 | 24 | 8 | 3 | 24 | 10 | 47.42 | 25530 | 35.5555 |  |  | 1.2684
2019 | 3 | 24 | 9 | 3 | 24 | 11 | 47.42 | 26120 | 36.3772 |  |  | 1.2684
2019 | 3 | 24 | 10 | 3 | 24 | 12 | 46.5 | 25867 | 36.0248 |  |  | 1.2438
2019 | 3 | 24 | 11 | 3 | 24 | 13 | 46.9 | 26203 | 36.4928 |  |  | 1.2545
2019 | 3 | 24 | 12 | 3 | 24 | 14 | 43.65 | 26004 | 36.2156 |  |  | 1.1676
2019 | 3 | 24 | 13 | 3 | 24 | 15 | 39.98 | 24750 | 34.4692 |  |  | 1.0694
2019 | 3 | 24 | 14 | 3 | 24 | 16 | 39.22 | 23950 | 33.355 |  |  | 1.0491
2019 | 3 | 24 | 15 | 3 | 24 | 17 | 39 | 23646 | 32.9316 |  |  | 1.0432
2019 | 3 | 24 | 16 | 3 | 24 | 18 | 39.75 | 23781 | 33.1196 |  |  | 1.0633
2019 | 3 | 24 | 17 | 3 | 24 | 19 | 44.82 | 25922 | 36.1014 |  |  | 1.1989
2019 | 3 | 24 | 18 | 3 | 24 | 20 | 52 | 28808 | 40.1207 |  |  | 1.3909
2019 | 3 | 24 | 19 | 3 | 24 | 21 | 52.1 | 28964 | 40.338 |  |  | 1.3936
2019 | 3 | 24 | 20 | 3 | 24 | 22 | 50.37 | 27659 | 38.5205 |  |  | 1.3473
2019 | 3 | 24 | 21 | 3 | 24 | 23 | 41.9 | 25428 | 35.4134 |  |  | 1.1208
2019 | 3 | 24 | 22 | 3 | 24 | 0 | 39 | 23653 | 32.9414 |  |  | 1.0432
2019 | 3 | 24 | 23 | 3 | 24 | 1 | 37.72 | 22272 | 31.0181 |  |  | 1.009
2019 | 3 | 25 | 0 | 3 | 25 | 2 | 30.99 | 21419 | 29.8301 |  |  | 0.82894
2019 | 3 | 25 | 1 | 3 | 25 | 3 | 30 | 21067 | 29.3399 |  |  | 0.80246
2019 | 3 | 25 | 2 | 3 | 25 | 4 | 30.13 | 21247 | 29.5906 |  |  | 0.80594
2019 | 3 | 25 | 3 | 3 | 25 | 5 | 34.85 | 22188 | 30.9011 |  |  | 0.93219
2019 | 3 | 25 | 4 | 3 | 25 | 6 | 39.8 | 25037 | 34.8689 |  |  | 1.0646
2019 | 3 | 25 | 5 | 3 | 25 | 7 | 51.33 | 28171 | 39.2336 |  |  | 1.373
2019 | 3 | 25 | 6 | 3 | 25 | 8 | 51.96 | 30719 | 42.7822 |  |  | 1.3899
2019 | 3 | 25 | 7 | 3 | 25 | 9 | 51.94 | 31773 | 44.2501 |  |  | 1.3893
2019 | 3 | 25 | 8 | 3 | 25 | 10 | 51 | 32087 | 44.6874 |  |  | 1.3642
2019 | 3 | 25 | 9 | 3 | 25 | 11 | 49.05 | 32107 | 44.7152 |  |  | 1.312
2019 | 3 | 25 | 10 | 3 | 25 | 12 | 48.63 | 32056 | 44.6442 |  |  | 1.3008
2019 | 3 | 25 | 11 | 3 | 25 | 13 | 47.74 | 31932 | 44.4715 |  |  | 1.277
2019 | 3 | 25 | 12 | 3 | 25 | 14 | 41.31 | 31101 | 43.3142 |  |  | 1.105
2019 | 3 | 25 | 13 | 3 | 25 | 15 | 39.99 | 30383 | 42.3142 |  |  | 1.0697
2019 | 3 | 25 | 14 | 3 | 25 | 16 | 39.3 | 29947 | 41.707 |  |  | 1.0512
2019 | 3 | 25 | 15 | 3 | 25 | 17 | 39 | 29511 | 41.0998 |  |  | 1.0432
2019 | 3 | 25 | 16 | 3 | 25 | 18 | 41.2 | 29256 | 40.7446 |  |  | 1.102
2019 | 3 | 25 | 17 | 3 | 25 | 19 | 47.01 | 30966 | 43.1262 |  |  | 1.2575
2019 | 3 | 25 | 18 | 3 | 25 | 20 | 51.94 | 33264 | 46.3266 |  |  | 1.3893
2019 | 3 | 25 | 19 | 3 | 25 | 21 | 49.32 | 32446 | 45.1873 |  |  | 1.3192
2019 | 3 | 25 | 20 | 3 | 25 | 22 | 39.99 | 29848 | 41.5691 |  |  | 1.0697
2019 | 3 | 25 | 21 | 3 | 25 | 23 | 37.56 | 27188 | 37.8646 |  |  | 1.0047
2019 | 3 | 25 | 22 | 3 | 25 | 0 | 34.85 | 25440 | 35.4301 |  |  | 0.93219
2019 | 3 | 25 | 23 | 3 | 25 | 1 | 30.87 | 24083 | 33.5402 |  |  | 0.82573
2019 | 3 | 26 | 0 | 3 | 26 | 2 | 30.25 | 23185 | 32.2896 |  |  | 0.80915
2019 | 3 | 26 | 1 | 3 | 26 | 3 | 30.21 | 22827 | 31.791 |  |  | 0.80808
2019 | 3 | 26 | 2 | 3 | 26 | 4 | 30.22 | 22873 | 31.8551 |  |  | 0.80835
2019 | 3 | 26 | 3 | 3 | 26 | 5 | 32.5 | 23605 | 32.8745 |  |  | 0.86933
2019 | 3 | 26 | 4 | 3 | 26 | 6 | 39 | 26076 | 36.3159 |  |  | 1.0432
2019 | 3 | 26 | 5 | 3 | 26 | 7 | 45.7 | 29048 | 40.455 |  |  | 1.2224
2019 | 3 | 26 | 6 | 3 | 26 | 8 | 49.94 | 31310 | 43.6052 |  |  | 1.3358
2019 | 3 | 26 | 7 | 3 | 26 | 9 | 49.53 | 32078 | 44.6748 |  |  | 1.3249
2019 | 3 | 26 | 8 | 3 | 26 | 10 | 45.87 | 32398 | 45.1205 |  |  | 1.227
2019 | 3 | 26 | 9 | 3 | 26 | 11 | 45.55 | 32414 | 45.1428 |  |  | 1.2184
2019 | 3 | 26 | 10 | 3 | 26 | 12 | 45.87 | 32404 | 45.1288 |  |  | 1.227
2019 | 3 | 26 | 11 | 3 | 26 | 13 | 43.69 | 32132 | 44.75 |  |  | 1.1687
2019 | 3 | 26 | 12 | 3 | 26 | 14 | 41 | 31129 | 43.3532 |  |  | 1.0967
2019 | 3 | 26 | 13 | 3 | 26 | 15 | 38.19 | 30551 | 42.5482 |  |  | 1.0215
2019 | 3 | 26 | 14 | 3 | 26 | 16 | 37.95 | 30087 | 41.902 |  |  | 1.0151
2019 | 3 | 26 | 15 | 3 | 26 | 17 | 39.76 | 29727 | 41.4006 |  |  | 1.0635
2019 | 3 | 26 | 16 | 3 | 26 | 18 | 43 | 29484 | 41.0622 |  |  | 1.1502
2019 | 3 | 26 | 17 | 3 | 26 | 19 | 49.4 | 31264 | 43.5412 |  |  | 1.3214
2019 | 3 | 26 | 18 | 3 | 26 | 20 | 51.64 | 33703 | 46.938 |  |  | 1.3813
2019 | 3 | 26 | 19 | 3 | 26 | 21 | 50.4 | 32780 | 45.6525 |  |  | 1.3481
2019 | 3 | 26 | 20 | 3 | 26 | 22 | 42.28 | 30045 | 41.8435 |  |  | 1.1309
2019 | 3 | 26 | 21 | 3 | 26 | 23 | 38.42 | 27258 | 37.962 |  |  | 1.0277
2019 | 3 | 26 | 22 | 3 | 26 | 0 | 37.33 | 25661 | 35.7379 |  |  | 0.99853
2019 | 3 | 26 | 23 | 3 | 26 | 1 | 36.87 | 24214 | 33.7227 |  |  | 0.98622
2019 | 3 | 27 | 0 | 3 | 27 | 2 | 36.62 | 23331 | 32.4929 |  |  | 0.97954
2019 | 3 | 27 | 1 | 3 | 27 | 3 | 36.62 | 22996 | 32.0264 |  |  | 0.97954
2019 | 3 | 27 | 2 | 3 | 27 | 4 | 37.33 | 22997 | 32.0278 |  |  | 0.99853
2019 | 3 | 27 | 3 | 3 | 27 | 5 | 38.01 | 23632 | 32.9121 |  |  | 1.0167
2019 | 3 | 27 | 4 | 3 | 27 | 6 | 49.8 | 26020 | 36.2379 |  |  | 1.3321
2019 | 3 | 27 | 5 | 3 | 27 | 7 | 50.39 | 29108 | 40.5385 |  |  | 1.3479
2019 | 3 | 27 | 6 | 3 | 27 | 8 | 51.64 | 31462 | 43.8169 |  |  | 1.3813
2019 | 3 | 27 | 7 | 3 | 27 | 9 | 51.01 | 32248 | 44.9116 |  |  | 1.3645
2019 | 3 | 27 | 8 | 3 | 27 | 10 | 50.75 | 32410 | 45.1372 |  |  | 1.3575
2019 | 3 | 27 | 9 | 3 | 27 | 11 | 50.49 | 32427 | 45.1609 |  |  | 1.3505
2019 | 3 | 27 | 10 | 3 | 27 | 12 | 50.78 | 32449 | 45.1915 |  |  | 1.3583
2019 | 3 | 27 | 11 | 3 | 27 | 13 | 50.55 | 32324 | 45.0174 |  |  | 1.3521
2019 | 3 | 27 | 12 | 3 | 27 | 14 | 49.57 | 31319 | 43.6178 |  |  | 1.3259
2019 | 3 | 27 | 13 | 3 | 27 | 15 | 48.57 | 30584 | 42.5941 |  |  | 1.2992
2019 | 3 | 27 | 14 | 3 | 27 | 16 | 48.47 | 29965 | 41.7321 |  |  | 1.2965
2019 | 3 | 27 | 15 | 3 | 27 | 17 | 49.49 | 29618 | 41.2488 |  |  | 1.3238
2019 | 3 | 27 | 16 | 3 | 27 | 18 | 50.49 | 29396 | 40.9396 |  |  | 1.3505
2019 | 3 | 27 | 17 | 3 | 27 | 19 | 51.94 | 31095 | 43.3058 |  |  | 1.3893
2019 | 3 | 27 | 18 | 3 | 27 | 20 | 53.86 | 33657 | 46.8739 |  |  | 1.4407
2019 | 3 | 27 | 19 | 3 | 27 | 21 | 52.68 | 32763 | 45.6288 |  |  | 1.4091
2019 | 3 | 27 | 20 | 3 | 27 | 22 | 50.58 | 30253 | 42.1332 |  |  | 1.3529
2019 | 3 | 27 | 21 | 3 | 27 | 23 | 48.49 | 27359 | 38.1027 |  |  | 1.297
2019 | 3 | 27 | 22 | 3 | 27 | 0 | 49.42 | 25788 | 35.9148 |  |  | 1.3219
2019 | 3 | 27 | 23 | 3 | 27 | 1 | 44.44 | 24454 | 34.0569 |  |  | 1.1887
2019 | 3 | 28 | 0 | 3 | 28 | 2 | 43.44 | 23519 | 32.7548 |  |  | 1.162
2019 | 3 | 28 | 1 | 3 | 28 | 3 | 43.44 | 23128 | 32.2102 |  |  | 1.162
2019 | 3 | 28 | 2 | 3 | 28 | 4 | 44.44 | 23087 | 32.1531 |  |  | 1.1887
2019 | 3 | 28 | 3 | 3 | 28 | 5 | 45.43 | 23782 | 33.121 |  |  | 1.2152
2019 | 3 | 28 | 4 | 3 | 28 | 6 | 51 | 26189 | 36.4733 |  |  | 1.3642
2019 | 3 | 28 | 5 | 3 | 28 | 7 | 52.45 | 29163 | 40.6151 |  |  | 1.403
2019 | 3 | 28 | 6 | 3 | 28 | 8 | 53.07 | 31414 | 43.7501 |  |  | 1.4196
2019 | 3 | 28 | 7 | 3 | 28 | 9 | 53 | 32188 | 44.828 |  |  | 1.4177
2019 | 3 | 28 | 8 | 3 | 28 | 10 | 52.45 | 32387 | 45.1052 |  |  | 1.403
2019 | 3 | 28 | 9 | 3 | 28 | 11 | 52.46 | 32320 | 45.0119 |  |  | 1.4032
2019 | 3 | 28 | 10 | 3 | 28 | 12 | 53.04 | 32327 | 45.0216 |  |  | 1.4188
2019 | 3 | 28 | 11 | 3 | 28 | 13 | 53.01 | 32242 | 44.9032 |  |  | 1.4179
2019 | 3 | 28 | 12 | 3 | 28 | 14 | 52.45 | 31188 | 43.4353 |  |  | 1.403
2019 | 3 | 28 | 13 | 3 | 28 | 15 | 52.05 | 30533 | 42.5231 |  |  | 1.3923
2019 | 3 | 28 | 14 | 3 | 28 | 16 | 51.64 | 29997 | 41.7766 |  |  | 1.3813
2019 | 3 | 28 | 15 | 3 | 28 | 17 | 51.64 | 29606 | 41.2321 |  |  | 1.3813
2019 | 3 | 28 | 16 | 3 | 28 | 18 | 51.5 | 29223 | 40.6987 |  |  | 1.3776
2019 | 3 | 28 | 17 | 3 | 28 | 19 | 53 | 30774 | 42.8588 |  |  | 1.4177
2019 | 3 | 28 | 18 | 3 | 28 | 20 | 55.01 | 33253 | 46.3112 |  |  | 1.4714
2019 | 3 | 28 | 19 | 3 | 28 | 21 | 54.85 | 32634 | 45.4492 |  |  | 1.4672
2019 | 3 | 28 | 20 | 3 | 28 | 22 | 53.07 | 30189 | 42.044 |  |  | 1.4196
2019 | 3 | 28 | 21 | 3 | 28 | 23 | 53.54 | 27398 | 38.157 |  |  | 1.4321
2019 | 3 | 28 | 22 | 3 | 28 | 0 | 53.04 | 25968 | 36.1655 |  |  | 1.4188
2019 | 3 | 28 | 23 | 3 | 28 | 1 | 51.64 | 24555 | 34.1976 |  |  | 1.3813
2019 | 3 | 29 | 0 | 3 | 29 | 2 | 51.33 | 23646 | 32.9316 |  |  | 1.373
2019 | 3 | 29 | 1 | 3 | 29 | 3 | 50.53 | 23382 | 32.564 |  |  | 1.3516
2019 | 3 | 29 | 2 | 3 | 29 | 4 | 51.33 | 23281 | 32.4233 |  |  | 1.373
2019 | 3 | 29 | 3 | 3 | 29 | 5 | 51.64 | 23878 | 33.2547 |  |  | 1.3813
2019 | 3 | 29 | 4 | 3 | 29 | 6 | 52.09 | 26325 | 36.6627 |  |  | 1.3933
2019 | 3 | 29 | 5 | 3 | 29 | 7 | 53.26 | 29272 | 40.7669 |  |  | 1.4246
2019 | 3 | 29 | 6 | 3 | 29 | 8 | 54.54 | 31438 | 43.7835 |  |  | 1.4589
2019 | 3 | 29 | 7 | 3 | 29 | 9 | 54.42 | 32257 | 44.9241 |  |  | 1.4557
2019 | 3 | 29 | 8 | 3 | 29 | 10 | 53.52 | 32545 | 45.3252 |  |  | 1.4316
2019 | 3 | 29 | 9 | 3 | 29 | 11 | 53.39 | 32569 | 45.3586 |  |  | 1.4281
2019 | 3 | 29 | 10 | 3 | 29 | 12 | 53.52 | 32497 | 45.2584 |  |  | 1.4316
2019 | 3 | 29 | 11 | 3 | 29 | 13 | 53.52 | 32132 | 44.75 |  |  | 1.4316
2019 | 3 | 29 | 12 | 3 | 29 | 14 | 53.07 | 31213 | 43.4701 |  |  | 1.4196
2019 | 3 | 29 | 13 | 3 | 29 | 15 | 52.95 | 30387 | 42.3198 |  |  | 1.4163
2019 | 3 | 29 | 14 | 3 | 29 | 16 | 52.8 | 29791 | 41.4897 |  |  | 1.4123
2019 | 3 | 29 | 15 | 3 | 29 | 17 | 52.63 | 29418 | 40.9703 |  |  | 1.4078
2019 | 3 | 29 | 16 | 3 | 29 | 18 | 52.81 | 29168 | 40.6221 |  |  | 1.4126
2019 | 3 | 29 | 17 | 3 | 29 | 19 | 53.54 | 30386 | 42.3184 |  |  | 1.4321
2019 | 3 | 29 | 18 | 3 | 29 | 20 | 54.92 | 32348 | 45.0509 |  |  | 1.469
2019 | 3 | 29 | 19 | 3 | 29 | 21 | 54.42 | 31672 | 44.1094 |  |  | 1.4557
2019 | 3 | 29 | 20 | 3 | 29 | 22 | 53.04 | 29550 | 41.1541 |  |  | 1.4188
2019 | 3 | 29 | 21 | 3 | 29 | 23 | 54.01 | 27299 | 38.0191 |  |  | 1.4447
2019 | 3 | 29 | 22 | 3 | 29 | 0 | 54.03 | 26053 | 36.2838 |  |  | 1.4452
2019 | 3 | 29 | 23 | 3 | 29 | 1 | 52.63 | 24468 | 34.0764 |  |  | 1.4078
2019 | 3 | 30 | 0 | 3 | 30 | 2 | 51.64 | 23239 | 32.3648 |  |  | 1.3813
2019 | 3 | 30 | 1 | 3 | 30 | 3 | 52.16 | 22674 | 31.5779 |  |  | 1.3952
2019 | 3 | 30 | 2 | 3 | 30 | 4 | 51.94 | 22337 | 31.1086 |  |  | 1.3893
2019 | 3 | 30 | 3 | 3 | 30 | 5 | 51.94 | 22217 | 30.9415 |  |  | 1.3893
2019 | 3 | 30 | 4 | 3 | 30 | 6 | 51.33 | 22689 | 31.5988 |  |  | 1.373
2019 | 3 | 30 | 5 | 3 | 30 | 7 | 50.53 | 23345 | 32.5124 |  |  | 1.3516
2019 | 3 | 30 | 6 | 3 | 30 | 8 | 51.64 | 25507 | 35.5234 |  |  | 1.3813
2019 | 3 | 30 | 7 | 3 | 30 | 9 | 52.51 | 27661 | 38.5233 |  |  | 1.4046
2019 | 3 | 30 | 8 | 3 | 30 | 10 | 52.81 | 28862 | 40.1959 |  |  | 1.4126
2019 | 3 | 30 | 9 | 3 | 30 | 11 | 52.35 | 28932 | 40.2934 |  |  | 1.4003
2019 | 3 | 30 | 10 | 3 | 30 | 12 | 51.94 | 28706 | 39.9787 |  |  | 1.3893
2019 | 3 | 30 | 11 | 3 | 30 | 13 | 52.01 | 28587 | 39.8129 |  |  | 1.3912
2019 | 3 | 30 | 12 | 3 | 30 | 14 | 51.94 | 27935 | 38.9049 |  |  | 1.3893
2019 | 3 | 30 | 13 | 3 | 30 | 15 | 49.62 | 26677 | 37.1529 |  |  | 1.3273
2019 | 3 | 30 | 14 | 3 | 30 | 16 | 48.01 | 25901 | 36.0722 |  |  | 1.2842
2019 | 3 | 30 | 15 | 3 | 30 | 17 | 49.85 | 25348 | 35.302 |  |  | 1.3334
2019 | 3 | 30 | 16 | 3 | 30 | 18 | 50.4 | 25348 | 35.302 |  |  | 1.3481
2019 | 3 | 30 | 17 | 3 | 30 | 19 | 52.52 | 26801 | 37.3256 |  |  | 1.4048
2019 | 3 | 30 | 18 | 3 | 30 | 20 | 54.02 | 29003 | 40.3923 |  |  | 1.445
2019 | 3 | 30 | 19 | 3 | 30 | 21 | 54.01 | 29043 | 40.448 |  |  | 1.4447
2019 | 3 | 30 | 20 | 3 | 30 | 22 | 53.04 | 27778 | 38.6862 |  |  | 1.4188
2019 | 3 | 30 | 21 | 3 | 30 | 23 | 53.52 | 25881 | 36.0443 |  |  | 1.4316
2019 | 3 | 30 | 22 | 3 | 30 | 0 | 54.54 | 24088 | 33.5472 |  |  | 1.4589
2019 | 3 | 30 | 23 | 3 | 30 | 1 | 51.94 | 22385 | 31.1754 |  |  | 1.3893
2019 | 3 | 31 | 0 | 3 | 31 | 2 | 48 | 21465 | 29.8942 |  |  | 1.2839
2019 | 3 | 31 | 1 | 3 | 31 | 3 | 46.91 | 20838 | 29.021 |  |  | 1.2548
2019 | 3 | 31 | 2 | 3 | 31 | 4 | 48.97 | 20619 | 28.716 |  |  | 1.3099
2019 | 3 | 31 | 3 | 3 | 31 | 5 | 50.53 | 20898 | 29.1045 |  |  | 1.3516
2019 | 3 | 31 | 4 | 3 | 31 | 6 | 46.91 | 21427 | 29.8412 |  |  | 1.2548
2019 | 3 | 31 | 5 | 3 | 31 | 7 | 45.94 | 21380 | 29.7758 |  |  | 1.2288
2019 | 3 | 31 | 6 | 3 | 31 | 8 | 49.23 | 22915 | 31.9136 |  |  | 1.3168
2019 | 3 | 31 | 7 | 3 | 31 | 9 | 52 | 24831 | 34.582 |  |  | 1.3909
2019 | 3 | 31 | 8 | 3 | 31 | 10 | 53.54 | 26264 | 36.5777 |  |  | 1.4321
2019 | 3 | 31 | 9 | 3 | 31 | 11 | 53.6 | 26857 | 37.4036 |  |  | 1.4337
2019 | 3 | 31 | 10 | 3 | 31 | 12 | 53.88 | 27249 | 37.9495 |  |  | 1.4412
2019 | 3 | 31 | 11 | 3 | 31 | 13 | 54.02 | 27172 | 37.8423 |  |  | 1.445
2019 | 3 | 31 | 12 | 3 | 31 | 14 | 53.04 | 25753 | 35.866 |  |  | 1.4188
2019 | 3 | 31 | 13 | 3 | 31 | 15 | 51.03 | 24778 | 34.5082 |  |  | 1.365
2019 | 3 | 31 | 14 | 3 | 31 | 16 | 49 | 24350 | 33.9121 |  |  | 1.3107
2019 | 3 | 31 | 15 | 3 | 31 | 17 | 47.01 | 24284 | 33.8202 |  |  | 1.2575
2019 | 3 | 31 | 16 | 3 | 31 | 18 | 50.53 | 25225 | 35.1307 |  |  | 1.3516
2019 | 3 | 31 | 17 | 3 | 31 | 19 | 54.48 | 27451 | 38.2308 |  |  | 1.4573
2019 | 3 | 31 | 18 | 3 | 31 | 20 | 56.12 | 29675 | 41.3282 |  |  | 1.5011
2019 | 3 | 31 | 19 | 3 | 31 | 21 | 56.45 | 28492 | 39.6806 |  |  | 1.51
2019 | 3 | 31 | 20 | 3 | 31 | 22 | 56.04 | 26603 | 37.0498 |  |  | 1.499
2019 | 3 | 31 | 21 | 3 | 31 | 23 | 59 | 24427 | 34.0193 |  |  | 1.5782
2019 | 3 | 31 | 22 | 3 | 31 | 0 | 57.53 | 22829 | 31.7938 |  |  | 1.5389
2019 | 3 | 31 | 23 | 3 | 31 | 1 | 55.56 | 21789 | 30.3454 |  |  | 1.4862
2019 | 4 | 1 | 0 | 4 | 1 | 2 | 55.48 | 21390 | 29.7897 |  |  | 1.484
2019 | 4 | 1 | 1 | 4 | 1 | 3 | 55.48 | 21392 | 29.7925 |  |  | 1.484
2019 | 4 | 1 | 2 | 4 | 1 | 4 | 56.11 | 22107 | 30.7883 |  |  | 1.5009
2019 | 4 | 1 | 3 | 4 | 1 | 5 | 57.95 | 25109 | 34.9691 |  |  | 1.5501
2019 | 4 | 1 | 4 | 4 | 1 | 6 | 58 | 29174 | 40.6304 |  |  | 1.5514
2019 | 4 | 1 | 5 | 4 | 1 | 7 | 59.45 | 31476 | 43.8364 |  |  | 1.5902
2019 | 4 | 1 | 6 | 4 | 1 | 8 | 59.57 | 32632 | 45.4464 |  |  | 1.5934
2019 | 4 | 1 | 7 | 4 | 1 | 9 | 59.82 | 33114 | 46.1177 |  |  | 1.6001
2019 | 4 | 1 | 8 | 4 | 1 | 10 | 59.45 | 33231 | 46.2806 |  |  | 1.5902
2019 | 4 | 1 | 9 | 4 | 1 | 11 | 59.45 | 33366 | 46.4686 |  |  | 1.5902
2019 | 4 | 1 | 10 | 4 | 1 | 12 | 59.45 | 32981 | 45.9324 |  |  | 1.5902
2019 | 4 | 1 | 11 | 4 | 1 | 13 | 58.67 | 32075 | 44.6706 |  |  | 1.5693
2019 | 4 | 1 | 12 | 4 | 1 | 14 | 58.37 | 31383 | 43.7069 |  |  | 1.5613
2019 | 4 | 1 | 13 | 4 | 1 | 15 | 58 | 30822 | 42.9256 |  |  | 1.5514
2019 | 4 | 1 | 14 | 4 | 1 | 16 | 57.95 | 30387 | 42.3198 |  |  | 1.5501
2019 | 4 | 1 | 15 | 4 | 1 | 17 | 57.92 | 29801 | 41.5037 |  |  | 1.5493
2019 | 4 | 1 | 16 | 4 | 1 | 18 | 58.35 | 30096 | 41.9145 |  |  | 1.5608
2019 | 4 | 1 | 17 | 4 | 1 | 19 | 60.26 | 32008 | 44.5773 |  |  | 1.6119
2019 | 4 | 1 | 18 | 4 | 1 | 20 | 60.95 | 33463 | 46.6037 |  |  | 1.6303
2019 | 4 | 1 | 19 | 4 | 1 | 21 | 59.82 | 30965 | 43.1248 |  |  | 1.6001
2019 | 4 | 1 | 20 | 4 | 1 | 22 | 59.82 | 28117 | 39.1584 |  |  | 1.6001
2019 | 4 | 1 | 21 | 4 | 1 | 23 | 59.82 | 26140 | 36.405 |  |  | 1.6001
2019 | 4 | 1 | 22 | 4 | 1 | 0 | 59.42 | 24551 | 34.192 |  |  | 1.5894
2019 | 4 | 1 | 23 | 4 | 1 | 1 | 59.17 | 23582 | 32.8425 |  |  | 1.5827
2019 | 4 | 2 | 0 | 4 | 2 | 2 | 59.07 | 23096 | 32.1657 |  |  | 1.58
2019 | 4 | 2 | 1 | 4 | 2 | 3 | 59.01 | 22986 | 32.0125 |  |  | 1.5784
2019 | 4 | 2 | 2 | 4 | 2 | 4 | 59.07 | 23521 | 32.7575 |  |  | 1.58
2019 | 4 | 2 | 3 | 4 | 2 | 5 | 59.07 | 26050 | 36.2797 |  |  | 1.58
2019 | 4 | 2 | 4 | 4 | 2 | 6 | 58.84 | 29835 | 41.551 |  |  | 1.5739
2019 | 4 | 2 | 5 | 4 | 2 | 7 | 59.84 | 31887 | 44.4088 |  |  | 1.6006
2019 | 4 | 2 | 6 | 4 | 2 | 8 | 60.01 | 32719 | 45.5675 |  |  | 1.6052
2019 | 4 | 2 | 7 | 4 | 2 | 9 | 59.96 | 33093 | 46.0884 |  |  | 1.6039
2019 | 4 | 2 | 8 | 4 | 2 | 10 | 59.51 | 33127 | 46.1358 |  |  | 1.5918
2019 | 4 | 2 | 9 | 4 | 2 | 11 | 59.45 | 33197 | 46.2333 |  |  | 1.5902
2019 | 4 | 2 | 10 | 4 | 2 | 12 | 59.17 | 32828 | 45.7193 |  |  | 1.5827
2019 | 4 | 2 | 11 | 4 | 2 | 13 | 58.25 | 31731 | 44.1916 |  |  | 1.5581
2019 | 4 | 2 | 12 | 4 | 2 | 14 | 56.48 | 31221 | 43.4813 |  |  | 1.5108
2019 | 4 | 2 | 13 | 4 | 2 | 15 | 55.23 | 30808 | 42.9061 |  |  | 1.4773
2019 | 4 | 2 | 14 | 4 | 2 | 16 | 54.49 | 30434 | 42.3852 |  |  | 1.4575
2019 | 4 | 2 | 15 | 4 | 2 | 17 | 53.41 | 29918 | 41.6666 |  |  | 1.4286
2019 | 4 | 2 | 16 | 4 | 2 | 18 | 54.49 | 30170 | 42.0176 |  |  | 1.4575
2019 | 4 | 2 | 17 | 4 | 2 | 19 | 57.02 | 31976 | 44.5328 |  |  | 1.5252
2019 | 4 | 2 | 18 | 4 | 2 | 20 | 59.01 | 33462 | 46.6023 |  |  | 1.5784
2019 | 4 | 2 | 19 | 4 | 2 | 21 | 56.48 | 30977 | 43.1415 |  |  | 1.5108
2019 | 4 | 2 | 20 | 4 | 2 | 22 | 55.3 | 28308 | 39.4244 |  |  | 1.4792
2019 | 4 | 2 | 21 | 4 | 2 | 23 | 56 | 26447 | 36.8326 |  |  | 1.4979
2019 | 4 | 2 | 22 | 4 | 2 | 0 | 55.25 | 24846 | 34.6029 |  |  | 1.4779
2019 | 4 | 2 | 23 | 4 | 2 | 1 | 54 | 23854 | 33.2213 |  |  | 1.4444
2019 | 4 | 3 | 0 | 4 | 3 | 2 | 53 | 23452 | 32.6615 |  |  | 1.4177
2019 | 4 | 3 | 1 | 4 | 3 | 3 | 51.96 | 23311 | 32.4651 |  |  | 1.3899
2019 | 4 | 3 | 2 | 4 | 3 | 4 | 52.25 | 23819 | 33.1726 |  |  | 1.3976
2019 | 4 | 3 | 3 | 4 | 3 | 5 | 54.07 | 26249 | 36.5568 |  |  | 1.4463
2019 | 4 | 3 | 4 | 4 | 3 | 6 | 57.14 | 29909 | 41.6541 |  |  | 1.5284
2019 | 4 | 3 | 5 | 4 | 3 | 7 | 60 | 31964 | 44.5161 |  |  | 1.6049
2019 | 4 | 3 | 6 | 4 | 3 | 8 | 59.01 | 32817 | 45.704 |  |  | 1.5784
2019 | 4 | 3 | 7 | 4 | 3 | 9 | 56.6 | 32958 | 45.9004 |  |  | 1.514
2019 | 4 | 3 | 8 | 4 | 3 | 10 | 55.5 | 32969 | 45.9157 |  |  | 1.4846
2019 | 4 | 3 | 9 | 4 | 3 | 11 | 55 | 33168 | 46.1929 |  |  | 1.4712
2019 | 4 | 3 | 10 | 4 | 3 | 12 | 53 | 32893 | 45.8099 |  |  | 1.4177
2019 | 4 | 3 | 11 | 4 | 3 | 13 | 48.13 | 31838 | 44.3406 |  |  | 1.2874
2019 | 4 | 3 | 12 | 4 | 3 | 14 | 42.6 | 31091 | 43.3002 |  |  | 1.1395
2019 | 4 | 3 | 13 | 4 | 3 | 15 | 41.73 | 30752 | 42.8281 |  |  | 1.1162
2019 | 4 | 3 | 14 | 4 | 3 | 16 | 42.68 | 30482 | 42.4521 |  |  | 1.1416
2019 | 4 | 3 | 15 | 4 | 3 | 17 | 45.44 | 30151 | 41.9911 |  |  | 1.2155
2019 | 4 | 3 | 16 | 4 | 3 | 18 | 51.32 | 30513 | 42.4953 |  |  | 1.3727
2019 | 4 | 3 | 17 | 4 | 3 | 19 | 54.92 | 32048 | 44.633 |  |  | 1.469
2019 | 4 | 3 | 18 | 4 | 3 | 20 | 58.47 | 33415 | 46.5369 |  |  | 1.564
2019 | 4 | 3 | 19 | 4 | 3 | 21 | 56.6 | 30737 | 42.8072 |  |  | 1.514
2019 | 4 | 3 | 20 | 4 | 3 | 22 | 55.56 | 28203 | 39.2781 |  |  | 1.4862
2019 | 4 | 3 | 21 | 4 | 3 | 23 | 54.06 | 26421 | 36.7964 |  |  | 1.446
2019 | 4 | 3 | 22 | 4 | 3 | 0 | 49.66 | 24810 | 34.5527 |  |  | 1.3283
2019 | 4 | 3 | 23 | 4 | 3 | 1 | 44.62 | 23809 | 33.1586 |  |  | 1.1935
2019 | 4 | 4 | 0 | 4 | 4 | 2 | 44.45 | 23345 | 32.5124 |  |  | 1.189
2019 | 4 | 4 | 1 | 4 | 4 | 3 | 44.94 | 23280 | 32.4219 |  |  | 1.2021
2019 | 4 | 4 | 2 | 4 | 4 | 4 | 53 | 23826 | 33.1823 |  |  | 1.4177
2019 | 4 | 4 | 3 | 4 | 4 | 5 | 54.92 | 26274 | 36.5916 |  |  | 1.469
2019 | 4 | 4 | 4 | 4 | 4 | 6 | 58.45 | 30161 | 42.005 |  |  | 1.5635
2019 | 4 | 4 | 5 | 4 | 4 | 7 | 59.86 | 32354 | 45.0592 |  |  | 1.6012
2019 | 4 | 4 | 6 | 4 | 4 | 8 | 60.44 | 33498 | 46.6525 |  |  | 1.6167
2019 | 4 | 4 | 7 | 4 | 4 | 9 | 58.01 | 33641 | 46.8516 |  |  | 1.5517
2019 | 4 | 4 | 8 | 4 | 4 | 10 | 55.73 | 33485 | 46.6343 |  |  | 1.4907
2019 | 4 | 4 | 9 | 4 | 4 | 11 | 55.56 | 33447 | 46.5814 |  |  | 1.4862
2019 | 4 | 4 | 10 | 4 | 4 | 12 | 54.52 | 32916 | 45.8419 |  |  | 1.4583
2019 | 4 | 4 | 11 | 4 | 4 | 13 | 53.64 | 31676 | 44.115 |  |  | 1.4348
2019 | 4 | 4 | 12 | 4 | 4 | 14 | 51 | 31000 | 43.1735 |  |  | 1.3642
2019 | 4 | 4 | 13 | 4 | 4 | 15 | 48.4 | 30640 | 42.6721 |  |  | 1.2946
2019 | 4 | 4 | 14 | 4 | 4 | 16 | 50 | 30322 | 42.2293 |  |  | 1.3374
2019 | 4 | 4 | 15 | 4 | 4 | 17 | 51.76 | 30044 | 41.8421 |  |  | 1.3845
2019 | 4 | 4 | 16 | 4 | 4 | 18 | 53.56 | 30363 | 42.2864 |  |  | 1.4327
2019 | 4 | 4 | 17 | 4 | 4 | 19 | 56.11 | 32347 | 45.0495 |  |  | 1.5009
2019 | 4 | 4 | 18 | 4 | 4 | 20 | 58.51 | 33716 | 46.9561 |  |  | 1.5651
2019 | 4 | 4 | 19 | 4 | 4 | 21 | 55.56 | 30955 | 43.1108 |  |  | 1.4862
2019 | 4 | 4 | 20 | 4 | 4 | 22 | 54.5 | 28479 | 39.6625 |  |  | 1.4578
2019 | 4 | 4 | 21 | 4 | 4 | 23 | 53.57 | 26648 | 37.1125 |  |  | 1.4329
2019 | 4 | 4 | 22 | 4 | 4 | 0 | 44.7 | 24955 | 34.7547 |  |  | 1.1957
2019 | 4 | 4 | 23 | 4 | 4 | 1 | 41.68 | 23891 | 33.2728 |  |  | 1.1149
2019 | 4 | 5 | 0 | 4 | 5 | 2 | 40.78 | 23458 | 32.6698 |  |  | 1.0908
2019 | 4 | 5 | 1 | 4 | 5 | 3 | 40.76 | 23306 | 32.4581 |  |  | 1.0903
2019 | 4 | 5 | 2 | 4 | 5 | 4 | 41.03 | 23868 | 33.2408 |  |  | 1.0975
2019 | 4 | 5 | 3 | 4 | 5 | 5 | 45.83 | 26419 | 36.7936 |  |  | 1.2259
2019 | 4 | 5 | 4 | 4 | 5 | 6 | 54.92 | 30239 | 42.1137 |  |  | 1.469
2019 | 4 | 5 | 5 | 4 | 5 | 7 | 58.67 | 32582 | 45.3767 |  |  | 1.5693
2019 | 4 | 5 | 6 | 4 | 5 | 8 | 58.43 | 33771 | 47.0327 |  |  | 1.5629
2019 | 4 | 5 | 7 | 4 | 5 | 9 | 56.48 | 34366 | 47.8613 |  |  | 1.5108
2019 | 4 | 5 | 8 | 4 | 5 | 10 | 55.72 | 34468 | 48.0034 |  |  | 1.4904
2019 | 4 | 5 | 9 | 4 | 5 | 11 | 55.44 | 34609 | 48.1997 |  |  | 1.4829
2019 | 4 | 5 | 10 | 4 | 5 | 12 | 55.13 | 34186 | 47.6106 |  |  | 1.4747
2019 | 4 | 5 | 11 | 4 | 5 | 13 | 54.07 | 32896 | 45.8141 |  |  | 1.4463
2019 | 4 | 5 | 12 | 4 | 5 | 14 | 52.44 | 32143 | 44.7654 |  |  | 1.4027
2019 | 4 | 5 | 13 | 4 | 5 | 15 | 50.77 | 31692 | 44.1372 |  |  | 1.358
2019 | 4 | 5 | 14 | 4 | 5 | 16 | 50.17 | 31417 | 43.7543 |  |  | 1.342
2019 | 4 | 5 | 15 | 4 | 5 | 17 | 51.01 | 31096 | 43.3072 |  |  | 1.3645
2019 | 4 | 5 | 16 | 4 | 5 | 18 | 52.44 | 31208 | 43.4632 |  |  | 1.4027
2019 | 4 | 5 | 17 | 4 | 5 | 19 | 54.52 | 32268 | 44.9394 |  |  | 1.4583
2019 | 4 | 5 | 18 | 4 | 5 | 20 | 56.48 | 33356 | 46.4547 |  |  | 1.5108
2019 | 4 | 5 | 19 | 4 | 5 | 21 | 54.52 | 30898 | 43.0314 |  |  | 1.4583
2019 | 4 | 5 | 20 | 4 | 5 | 22 | 52.88 | 28768 | 40.065 |  |  | 1.4145
2019 | 4 | 5 | 21 | 4 | 5 | 23 | 51.51 | 26964 | 37.5526 |  |  | 1.3778
2019 | 4 | 5 | 22 | 4 | 5 | 0 | 45.68 | 25136 | 35.0067 |  |  | 1.2219
2019 | 4 | 5 | 23 | 4 | 5 | 1 | 39.4 | 23822 | 33.1767 |  |  | 1.0539
2019 | 4 | 6 | 0 | 4 | 6 | 2 | 38.5 | 22989 | 32.0166 |  |  | 1.0298
2019 | 4 | 6 | 1 | 4 | 6 | 3 | 37.27 | 22587 | 31.4568 |  |  | 0.99692
2019 | 4 | 6 | 2 | 4 | 6 | 4 | 37.27 | 22450 | 31.266 |  |  | 0.99692
2019 | 4 | 6 | 3 | 4 | 6 | 5 | 39.2 | 23117 | 32.1949 |  |  | 1.0485
2019 | 4 | 6 | 4 | 4 | 6 | 6 | 42.03 | 24259 | 33.7854 |  |  | 1.1242
2019 | 4 | 6 | 5 | 4 | 6 | 7 | 44.06 | 25658 | 35.7337 |  |  | 1.1785
2019 | 4 | 6 | 6 | 4 | 6 | 8 | 46.51 | 28245 | 39.3366 |  |  | 1.2441
2019 | 4 | 6 | 7 | 4 | 6 | 9 | 49.12 | 30236 | 42.1095 |  |  | 1.3139
2019 | 4 | 6 | 8 | 4 | 6 | 10 | 45.68 | 30581 | 42.59 |  |  | 1.2219
2019 | 4 | 6 | 9 | 4 | 6 | 11 | 43.75 | 30332 | 42.2432 |  |  | 1.1703
2019 | 4 | 6 | 10 | 4 | 6 | 12 | 44 | 30188 | 42.0426 |  |  | 1.1769
2019 | 4 | 6 | 11 | 4 | 6 | 13 | 41.5 | 29518 | 41.1095 |  |  | 1.1101
2019 | 4 | 6 | 12 | 4 | 6 | 14 | 40.63 | 28145 | 39.1974 |  |  | 1.0868
2019 | 4 | 6 | 13 | 4 | 6 | 15 | 38.62 | 27173 | 37.8437 |  |  | 1.033
2019 | 4 | 6 | 14 | 4 | 6 | 16 | 39.39 | 26689 | 37.1696 |  |  | 1.0536
2019 | 4 | 6 | 15 | 4 | 6 | 17 | 41.33 | 26639 | 37.1 |  |  | 1.1055
2019 | 4 | 6 | 16 | 4 | 6 | 18 | 42.91 | 27070 | 37.7002 |  |  | 1.1478
2019 | 4 | 6 | 17 | 4 | 6 | 19 | 52 | 28375 | 39.5177 |  |  | 1.3909
2019 | 4 | 6 | 18 | 4 | 6 | 20 | 55.44 | 30244 | 42.1206 |  |  | 1.4829
2019 | 4 | 6 | 19 | 4 | 6 | 21 | 53.56 | 28703 | 39.9745 |  |  | 1.4327
2019 | 4 | 6 | 20 | 4 | 6 | 22 | 53.85 | 27283 | 37.9969 |  |  | 1.4404
2019 | 4 | 6 | 21 | 4 | 6 | 23 | 51.51 | 25141 | 35.0137 |  |  | 1.3778
2019 | 4 | 6 | 22 | 4 | 6 | 0 | 42.03 | 23359 | 32.5319 |  |  | 1.1242
2019 | 4 | 6 | 23 | 4 | 6 | 1 | 39.01 | 21982 | 30.6142 |  |  | 1.0435
2019 | 4 | 7 | 0 | 4 | 7 | 2 | 38.61 | 21215 | 29.546 |  |  | 1.0328
2019 | 4 | 7 | 1 | 4 | 7 | 3 | 38.3 | 20930 | 29.1491 |  |  | 1.0245
2019 | 4 | 7 | 2 | 4 | 7 | 4 | 38.8 | 20834 | 29.0154 |  |  | 1.0378
2019 | 4 | 7 | 3 | 4 | 7 | 5 | 39.1 | 21212 | 29.5418 |  |  | 1.0459
2019 | 4 | 7 | 4 | 4 | 7 | 6 | 41.31 | 21796 | 30.3552 |  |  | 1.105
2019 | 4 | 7 | 5 | 4 | 7 | 7 | 45.68 | 22357 | 31.1365 |  |  | 1.2219
2019 | 4 | 7 | 6 | 4 | 7 | 8 | 51.51 | 24469 | 34.0778 |  |  | 1.3778
2019 | 4 | 7 | 7 | 4 | 7 | 9 | 53.01 | 26434 | 36.8145 |  |  | 1.4179
2019 | 4 | 7 | 8 | 4 | 7 | 10 | 53.1 | 27359 | 38.1027 |  |  | 1.4204
2019 | 4 | 7 | 9 | 4 | 7 | 11 | 53.01 | 27636 | 38.4885 |  |  | 1.4179
2019 | 4 | 7 | 10 | 4 | 7 | 12 | 52.35 | 27789 | 38.7016 |  |  | 1.4003
2019 | 4 | 7 | 11 | 4 | 7 | 13 | 51.51 | 27583 | 38.4147 |  |  | 1.3778
2019 | 4 | 7 | 12 | 4 | 7 | 14 | 48.01 | 26167 | 36.4426 |  |  | 1.2842
2019 | 4 | 7 | 13 | 4 | 7 | 15 | 43.3 | 25351 | 35.3062 |  |  | 1.1582
2019 | 4 | 7 | 14 | 4 | 7 | 16 | 43.4 | 25182 | 35.0708 |  |  | 1.1609
2019 | 4 | 7 | 15 | 4 | 7 | 17 | 42.9 | 25518 | 35.5388 |  |  | 1.1475
2019 | 4 | 7 | 16 | 4 | 7 | 18 | 46.65 | 26361 | 36.7128 |  |  | 1.2478
2019 | 4 | 7 | 17 | 4 | 7 | 19 | 53.01 | 28210 | 39.2879 |  |  | 1.4179
2019 | 4 | 7 | 18 | 4 | 7 | 20 | 58.6 | 30455 | 42.4145 |  |  | 1.5675
2019 | 4 | 7 | 19 | 4 | 7 | 21 | 55.53 | 29108 | 40.5385 |  |  | 1.4854
2019 | 4 | 7 | 20 | 4 | 7 | 22 | 53.1 | 27109 | 37.7545 |  |  | 1.4204
2019 | 4 | 7 | 21 | 4 | 7 | 23 | 54.99 | 24915 | 34.699 |  |  | 1.4709
2019 | 4 | 7 | 22 | 4 | 7 | 0 | 45.68 | 23148 | 32.2381 |  |  | 1.2219
2019 | 4 | 7 | 23 | 4 | 7 | 1 | 42.7 | 22146 | 30.8426 |  |  | 1.1422
2019 | 4 | 8 | 0 | 4 | 8 | 2 | 42.56 | 21726 | 30.2577 |  |  | 1.1384
2019 | 4 | 8 | 1 | 4 | 8 | 3 | 42.51 | 21777 | 30.3287 |  |  | 1.1371
2019 | 4 | 8 | 2 | 4 | 8 | 4 | 43.63 | 22549 | 31.4038 |  |  | 1.167
2019 | 4 | 8 | 3 | 4 | 8 | 5 | 54.96 | 25595 | 35.646 |  |  | 1.4701
2019 | 4 | 8 | 4 | 4 | 8 | 6 | 59.47 | 29881 | 41.6151 |  |  | 1.5907
2019 | 4 | 8 | 5 | 4 | 8 | 7 | 60 | 32402 | 45.1261 |  |  | 1.6049
2019 | 4 | 8 | 6 | 4 | 8 | 8 | 58.62 | 33716 | 46.9561 |  |  | 1.568
2019 | 4 | 8 | 7 | 4 | 8 | 9 | 57.05 | 34304 | 47.775 |  |  | 1.526
2019 | 4 | 8 | 8 | 4 | 8 | 10 | 56.91 | 34384 | 47.8864 |  |  | 1.5223
2019 | 4 | 8 | 9 | 4 | 8 | 11 | 56.19 | 34242 | 47.6886 |  |  | 1.503
2019 | 4 | 8 | 10 | 4 | 8 | 12 | 56 | 33846 | 47.1371 |  |  | 1.4979
2019 | 4 | 8 | 11 | 4 | 8 | 13 | 54.96 | 32689 | 45.5258 |  |  | 1.4701
2019 | 4 | 8 | 12 | 4 | 8 | 14 | 54.01 | 31942 | 44.4854 |  |  | 1.4447
2019 | 4 | 8 | 13 | 4 | 8 | 15 | 51.53 | 31437 | 43.7821 |  |  | 1.3784
2019 | 4 | 8 | 14 | 4 | 8 | 16 | 52.51 | 30927 | 43.0718 |  |  | 1.4046
2019 | 4 | 8 | 15 | 4 | 8 | 17 | 53.53 | 30482 | 42.4521 |  |  | 1.4319
2019 | 4 | 8 | 16 | 4 | 8 | 18 | 54.96 | 30819 | 42.9214 |  |  | 1.4701
2019 | 4 | 8 | 17 | 4 | 8 | 19 | 56.05 | 32622 | 45.4325 |  |  | 1.4993
2019 | 4 | 8 | 18 | 4 | 8 | 20 | 58.42 | 34255 | 47.7067 |  |  | 1.5627
2019 | 4 | 8 | 19 | 4 | 8 | 21 | 55.66 | 31420 | 43.7584 |  |  | 1.4888
2019 | 4 | 8 | 20 | 4 | 8 | 22 | 55.3 | 28789 | 40.0943 |  |  | 1.4792
2019 | 4 | 8 | 21 | 4 | 8 | 23 | 50.94 | 26647 | 37.1111 |  |  | 1.3626
2019 | 4 | 8 | 22 | 4 | 8 | 0 | 45.68 | 24926 | 34.7143 |  |  | 1.2219
2019 | 4 | 8 | 23 | 4 | 8 | 1 | 42.51 | 23871 | 33.245 |  |  | 1.1371
2019 | 4 | 9 | 0 | 4 | 9 | 2 | 42.01 | 23449 | 32.6573 |  |  | 1.1237
2019 | 4 | 9 | 1 | 4 | 9 | 3 | 41.95 | 23312 | 32.4665 |  |  | 1.1221
2019 | 4 | 9 | 2 | 4 | 9 | 4 | 42.51 | 23904 | 33.2909 |  |  | 1.1371
2019 | 4 | 9 | 3 | 4 | 9 | 5 | 50.94 | 26383 | 36.7434 |  |  | 1.3626
2019 | 4 | 9 | 4 | 4 | 9 | 6 | 56.66 | 30128 | 41.9591 |  |  | 1.5156
2019 | 4 | 9 | 5 | 4 | 9 | 7 | 57.01 | 32486 | 45.243 |  |  | 1.5249
2019 | 4 | 9 | 6 | 4 | 9 | 8 | 56.67 | 33551 | 46.7263 |  |  | 1.5158
2019 | 4 | 9 | 7 | 4 | 9 | 9 | 55.23 | 33996 | 47.346 |  |  | 1.4773
2019 | 4 | 9 | 8 | 4 | 9 | 10 | 53.05 | 34174 | 47.5939 |  |  | 1.419
2019 | 4 | 9 | 9 | 4 | 9 | 11 | 52.68 | 34393 | 47.8989 |  |  | 1.4091
2019 | 4 | 9 | 10 | 4 | 9 | 12 | 51.14 | 34006 | 47.3599 |  |  | 1.3679
2019 | 4 | 9 | 11 | 4 | 9 | 13 | 50.2 | 32847 | 45.7458 |  |  | 1.3428
2019 | 4 | 9 | 12 | 4 | 9 | 14 | 50 | 32197 | 44.8406 |  |  | 1.3374
2019 | 4 | 9 | 13 | 4 | 9 | 15 | 46.5 | 31579 | 43.9799 |  |  | 1.2438
2019 | 4 | 9 | 14 | 4 | 9 | 16 | 46.15 | 31587 | 43.991 |  |  | 1.2345
2019 | 4 | 9 | 15 | 4 | 9 | 17 | 46.15 | 31351 | 43.6623 |  |  | 1.2345
2019 | 4 | 9 | 16 | 4 | 9 | 18 | 50.28 | 31506 | 43.8782 |  |  | 1.3449
2019 | 4 | 9 | 17 | 4 | 9 | 19 | 55.51 | 32781 | 45.6539 |  |  | 1.4848
2019 | 4 | 9 | 18 | 4 | 9 | 20 | 57.55 | 34250 | 47.6998 |  |  | 1.5394
2019 | 4 | 9 | 19 | 4 | 9 | 21 | 54.01 | 31549 | 43.9381 |  |  | 1.4447
2019 | 4 | 9 | 20 | 4 | 9 | 22 | 52.07 | 28822 | 40.1402 |  |  | 1.3928
2019 | 4 | 9 | 21 | 4 | 9 | 23 | 42.7 | 26790 | 37.3103 |  |  | 1.1422
2019 | 4 | 9 | 22 | 4 | 9 | 0 | 42.26 | 25237 | 35.1474 |  |  | 1.1304
2019 | 4 | 9 | 23 | 4 | 9 | 1 | 41.33 | 24121 | 33.5932 |  |  | 1.1055
2019 | 4 | 10 | 0 | 4 | 10 | 2 | 41.33 | 23673 | 32.9692 |  |  | 1.1055
2019 | 4 | 10 | 1 | 4 | 10 | 3 | 41.33 | 23636 | 32.9177 |  |  | 1.1055
2019 | 4 | 10 | 2 | 4 | 10 | 4 | 41.8 | 24104 | 33.5695 |  |  | 1.1181
2019 | 4 | 10 | 3 | 4 | 10 | 5 | 46.99 | 26578 | 37.015 |  |  | 1.2569
2019 | 4 | 10 | 4 | 4 | 10 | 6 | 55 | 30381 | 42.3114 |  |  | 1.4712
2019 | 4 | 10 | 5 | 4 | 10 | 7 | 58.02 | 32729 | 45.5815 |  |  | 1.552
2019 | 4 | 10 | 6 | 4 | 10 | 8 | 56.21 | 33683 | 46.9101 |  |  | 1.5035
2019 | 4 | 10 | 7 | 4 | 10 | 9 | 55.23 | 33990 | 47.3377 |  |  | 1.4773
2019 | 4 | 10 | 8 | 4 | 10 | 10 | 54.5 | 33897 | 47.2081 |  |  | 1.4578
2019 | 4 | 10 | 9 | 4 | 10 | 11 | 55.03 | 33944 | 47.2736 |  |  | 1.472
2019 | 4 | 10 | 10 | 4 | 10 | 12 | 54.5 | 33667 | 46.8878 |  |  | 1.4578
2019 | 4 | 10 | 11 | 4 | 10 | 13 | 53.15 | 32422 | 45.1539 |  |  | 1.4217
2019 | 4 | 10 | 12 | 4 | 10 | 14 | 52.33 | 31956 | 44.5049 |  |  | 1.3998
2019 | 4 | 10 | 13 | 4 | 10 | 15 | 50.99 | 31516 | 43.8921 |  |  | 1.3639
2019 | 4 | 10 | 14 | 4 | 10 | 16 | 50.31 | 31126 | 43.349 |  |  | 1.3457
2019 | 4 | 10 | 15 | 4 | 10 | 17 | 50.19 | 30681 | 42.7292 |  |  | 1.3425
2019 | 4 | 10 | 16 | 4 | 10 | 18 | 51.14 | 30970 | 43.1317 |  |  | 1.3679
2019 | 4 | 10 | 17 | 4 | 10 | 19 | 55.78 | 32348 | 45.0509 |  |  | 1.492
2019 | 4 | 10 | 18 | 4 | 10 | 20 | 59.15 | 33698 | 46.931 |  |  | 1.5822
2019 | 4 | 10 | 19 | 4 | 10 | 21 | 55.57 | 31116 | 43.3351 |  |  | 1.4864
2019 | 4 | 10 | 20 | 4 | 10 | 22 | 55.07 | 28832 | 40.1541 |  |  | 1.4731
2019 | 4 | 10 | 21 | 4 | 10 | 23 | 55.12 | 26881 | 37.437 |  |  | 1.4744
2019 | 4 | 10 | 22 | 4 | 10 | 0 | 52.52 | 25079 | 34.9274 |  |  | 1.4048
2019 | 4 | 10 | 23 | 4 | 10 | 1 | 49.8 | 24103 | 33.5681 |  |  | 1.3321
2019 | 4 | 11 | 0 | 4 | 11 | 2 | 49 | 23608 | 32.8787 |  |  | 1.3107
2019 | 4 | 11 | 1 | 4 | 11 | 3 | 47.81 | 23483 | 32.7046 |  |  | 1.2789
2019 | 4 | 11 | 2 | 4 | 11 | 4 | 53.65 | 24095 | 33.557 |  |  | 1.4351
2019 | 4 | 11 | 3 | 4 | 11 | 5 | 56.66 | 26555 | 36.983 |  |  | 1.5156
2019 | 4 | 11 | 4 | 4 | 11 | 6 | 58.16 | 30253 | 42.1332 |  |  | 1.5557
2019 | 4 | 11 | 5 | 4 | 11 | 7 | 59.24 | 32492 | 45.2514 |  |  | 1.5846
2019 | 4 | 11 | 6 | 4 | 11 | 8 | 58.9 | 33460 | 46.5995 |  |  | 1.5755
2019 | 4 | 11 | 7 | 4 | 11 | 9 | 57.55 | 33657 | 46.8739 |  |  | 1.5394
2019 | 4 | 11 | 8 | 4 | 11 | 10 | 56.55 | 33586 | 46.775 |  |  | 1.5126
2019 | 4 | 11 | 9 | 4 | 11 | 11 | 56.65 | 33536 | 46.7054 |  |  | 1.5153
2019 | 4 | 11 | 10 | 4 | 11 | 12 | 56.09 | 33286 | 46.3572 |  |  | 1.5003
2019 | 4 | 11 | 11 | 4 | 11 | 13 | 54.43 | 32219 | 44.8712 |  |  | 1.4559
2019 | 4 | 11 | 12 | 4 | 11 | 14 | 52.8 | 31780 | 44.2598 |  |  | 1.4123
2019 | 4 | 11 | 13 | 4 | 11 | 15 | 51.16 | 31422 | 43.7612 |  |  | 1.3685
2019 | 4 | 11 | 14 | 4 | 11 | 16 | 51.51 | 31090 | 43.2988 |  |  | 1.3778
2019 | 4 | 11 | 15 | 4 | 11 | 17 | 51.46 | 30617 | 42.6401 |  |  | 1.3765
2019 | 4 | 11 | 16 | 4 | 11 | 18 | 54.02 | 30667 | 42.7097 |  |  | 1.445
2019 | 4 | 11 | 17 | 4 | 11 | 19 | 56.66 | 31931 | 44.4701 |  |  | 1.5156
2019 | 4 | 11 | 18 | 4 | 11 | 20 | 59.22 | 33468 | 46.6107 |  |  | 1.5841
2019 | 4 | 11 | 19 | 4 | 11 | 21 | 56.66 | 31151 | 43.3838 |  |  | 1.5156
2019 | 4 | 11 | 20 | 4 | 11 | 22 | 56.05 | 28834 | 40.1569 |  |  | 1.4993
2019 | 4 | 11 | 21 | 4 | 11 | 23 | 58.58 | 26933 | 37.5094 |  |  | 1.5669
2019 | 4 | 11 | 22 | 4 | 11 | 0 | 56.16 | 25177 | 35.0638 |  |  | 1.5022
2019 | 4 | 11 | 23 | 4 | 11 | 1 | 53.89 | 23957 | 33.3648 |  |  | 1.4415
2019 | 4 | 12 | 0 | 4 | 12 | 2 | 53 | 23556 | 32.8063 |  |  | 1.4177
2019 | 4 | 12 | 1 | 4 | 12 | 3 | 53.02 | 23472 | 32.6893 |  |  | 1.4182
2019 | 4 | 12 | 2 | 4 | 12 | 4 | 56 | 23971 | 33.3843 |  |  | 1.4979
2019 | 4 | 12 | 3 | 4 | 12 | 5 | 58.66 | 26369 | 36.7239 |  |  | 1.5691
2019 | 4 | 12 | 4 | 4 | 12 | 6 | 58.98 | 29863 | 41.59 |  |  | 1.5776
2019 | 4 | 12 | 5 | 4 | 12 | 7 | 60.08 | 31876 | 44.3935 |  |  | 1.6071
2019 | 4 | 12 | 6 | 4 | 12 | 8 | 59.33 | 32922 | 45.8503 |  |  | 1.587
2019 | 4 | 12 | 7 | 4 | 12 | 9 | 58.67 | 33264 | 46.3266 |  |  | 1.5693
2019 | 4 | 12 | 8 | 4 | 12 | 10 | 58 | 33231 | 46.2806 |  |  | 1.5514
2019 | 4 | 12 | 9 | 4 | 12 | 11 | 58.58 | 33095 | 46.0912 |  |  | 1.5669
2019 | 4 | 12 | 10 | 4 | 12 | 12 | 58.58 | 32629 | 45.4422 |  |  | 1.5669
2019 | 4 | 12 | 11 | 4 | 12 | 13 | 55.91 | 31576 | 43.9757 |  |  | 1.4955
2019 | 4 | 12 | 12 | 4 | 12 | 14 | 54.72 | 30818 | 42.92 |  |  | 1.4637
2019 | 4 | 12 | 13 | 4 | 12 | 15 | 53.4 | 30251 | 42.1304 |  |  | 1.4284
2019 | 4 | 12 | 14 | 4 | 12 | 16 | 53.6 | 29739 | 41.4173 |  |  | 1.4337
2019 | 4 | 12 | 15 | 4 | 12 | 17 | 54.7 | 29218 | 40.6917 |  |  | 1.4632
2019 | 4 | 12 | 16 | 4 | 12 | 18 | 56.5 | 29122 | 40.558 |  |  | 1.5113
2019 | 4 | 12 | 17 | 4 | 12 | 19 | 58.73 | 30140 | 41.9758 |  |  | 1.571
2019 | 4 | 12 | 18 | 4 | 12 | 20 | 60.16 | 31729 | 44.1888 |  |  | 1.6092
2019 | 4 | 12 | 19 | 4 | 12 | 21 | 59 | 29751 | 41.434 |  |  | 1.5782
2019 | 4 | 12 | 20 | 4 | 12 | 22 | 59.01 | 27873 | 38.8186 |  |  | 1.5784
2019 | 4 | 12 | 21 | 4 | 12 | 23 | 60 | 26396 | 36.7615 |  |  | 1.6049
2019 | 4 | 12 | 22 | 4 | 12 | 0 | 59.38 | 24775 | 34.504 |  |  | 1.5883
2019 | 4 | 12 | 23 | 4 | 12 | 1 | 58.98 | 23490 | 32.7144 |  |  | 1.5776
2019 | 4 | 13 | 0 | 4 | 13 | 2 | 58.69 | 22764 | 31.7033 |  |  | 1.5699
2019 | 4 | 13 | 1 | 4 | 13 | 3 | 58.66 | 22407 | 31.2061 |  |  | 1.5691
2019 | 4 | 13 | 2 | 4 | 13 | 4 | 58.66 | 22286 | 31.0376 |  |  | 1.5691
2019 | 4 | 13 | 3 | 4 | 13 | 5 | 57.51 | 22872 | 31.8537 |  |  | 1.5383
2019 | 4 | 13 | 4 | 4 | 13 | 6 | 56.12 | 23812 | 33.1628 |  |  | 1.5011
2019 | 4 | 13 | 5 | 4 | 13 | 7 | 57.96 | 25363 | 35.3229 |  |  | 1.5504
2019 | 4 | 13 | 6 | 4 | 13 | 8 | 59.01 | 27624 | 38.4718 |  |  | 1.5784
2019 | 4 | 13 | 7 | 4 | 13 | 9 | 58.73 | 29028 | 40.4271 |  |  | 1.571
2019 | 4 | 13 | 8 | 4 | 13 | 10 | 58.66 | 29053 | 40.4619 |  |  | 1.5691
2019 | 4 | 13 | 9 | 4 | 13 | 11 | 57.84 | 28919 | 40.2753 |  |  | 1.5471
2019 | 4 | 13 | 10 | 4 | 13 | 12 | 57.84 | 28667 | 39.9243 |  |  | 1.5471
2019 | 4 | 13 | 11 | 4 | 13 | 13 | 56.16 | 27894 | 38.8478 |  |  | 1.5022
2019 | 4 | 13 | 12 | 4 | 13 | 14 | 55.51 | 26602 | 37.0484 |  |  | 1.4848
2019 | 4 | 13 | 13 | 4 | 13 | 15 | 52.99 | 25839 | 35.9858 |  |  | 1.4174
2019 | 4 | 13 | 14 | 4 | 13 | 16 | 52.07 | 25372 | 35.3354 |  |  | 1.3928
2019 | 4 | 13 | 15 | 4 | 13 | 17 | 54 | 25215 | 35.1168 |  |  | 1.4444
2019 | 4 | 13 | 16 | 4 | 13 | 18 | 56.01 | 25367 | 35.3285 |  |  | 1.4982
2019 | 4 | 13 | 17 | 4 | 13 | 19 | 58.58 | 26469 | 36.8632 |  |  | 1.5669
2019 | 4 | 13 | 18 | 4 | 13 | 20 | 59.57 | 28879 | 40.2196 |  |  | 1.5934
2019 | 4 | 13 | 19 | 4 | 13 | 21 | 59.06 | 27643 | 38.4982 |  |  | 1.5798
2019 | 4 | 13 | 20 | 4 | 13 | 22 | 59.01 | 26022 | 36.2407 |  |  | 1.5784
2019 | 4 | 13 | 21 | 4 | 13 | 23 | 57.95 | 24311 | 33.8578 |  |  | 1.5501
2019 | 4 | 13 | 22 | 4 | 13 | 0 | 54.3 | 22699 | 31.6128 |  |  | 1.4525
2019 | 4 | 13 | 23 | 4 | 13 | 1 | 50.1 | 21587 | 30.0641 |  |  | 1.3401
2019 | 4 | 14 | 0 | 4 | 14 | 2 | 47.66 | 20974 | 29.2104 |  |  | 1.2748
2019 | 4 | 14 | 1 | 4 | 14 | 3 | 46.87 | 20561 | 28.6352 |  |  | 1.2537
2019 | 4 | 14 | 2 | 4 | 14 | 4 | 45.14 | 20499 | 28.5488 |  |  | 1.2074
2019 | 4 | 14 | 3 | 4 | 14 | 5 | 45.13 | 20907 | 29.117 |  |  | 1.2072
2019 | 4 | 14 | 4 | 4 | 14 | 6 | 45.1 | 21136 | 29.436 |  |  | 1.2064
2019 | 4 | 14 | 5 | 4 | 14 | 7 | 47.2 | 21834 | 30.4081 |  |  | 1.2625
2019 | 4 | 14 | 6 | 4 | 14 | 8 | 52.84 | 23969 | 33.3815 |  |  | 1.4134
2019 | 4 | 14 | 7 | 4 | 14 | 9 | 56.16 | 25471 | 35.4733 |  |  | 1.5022
2019 | 4 | 14 | 8 | 4 | 14 | 10 | 56.16 | 25992 | 36.1989 |  |  | 1.5022
2019 | 4 | 14 | 9 | 4 | 14 | 11 | 55.7 | 25987 | 36.1919 |  |  | 1.4899
2019 | 4 | 14 | 10 | 4 | 14 | 12 | 55 | 26039 | 36.2643 |  |  | 1.4712
2019 | 4 | 14 | 11 | 4 | 14 | 13 | 51.62 | 25765 | 35.8828 |  |  | 1.3808
2019 | 4 | 14 | 12 | 4 | 14 | 14 | 49.54 | 24651 | 34.3313 |  |  | 1.3251
2019 | 4 | 14 | 13 | 4 | 14 | 15 | 47.67 | 23911 | 33.3007 |  |  | 1.2751
2019 | 4 | 14 | 14 | 4 | 14 | 16 | 48 | 23579 | 32.8383 |  |  | 1.2839
2019 | 4 | 14 | 15 | 4 | 14 | 17 | 50.15 | 23582 | 32.8425 |  |  | 1.3414
2019 | 4 | 14 | 16 | 4 | 14 | 18 | 57.21 | 23991 | 33.4121 |  |  | 1.5303
2019 | 4 | 14 | 17 | 4 | 14 | 19 | 59.47 | 25391 | 35.3619 |  |  | 1.5907
2019 | 4 | 14 | 18 | 4 | 14 | 20 | 62.48 | 27927 | 38.8938 |  |  | 1.6713
2019 | 4 | 14 | 19 | 4 | 14 | 21 | 61.19 | 27207 | 37.891 |  |  | 1.6368
2019 | 4 | 14 | 20 | 4 | 14 | 22 | 60.16 | 25744 | 35.8535 |  |  | 1.6092
2019 | 4 | 14 | 21 | 4 | 14 | 23 | 59.53 | 24082 | 33.5388 |  |  | 1.5923
2019 | 4 | 14 | 22 | 4 | 14 | 0 | 57.95 | 22626 | 31.5111 |  |  | 1.5501
2019 | 4 | 14 | 23 | 4 | 14 | 1 | 54.9 | 21632 | 30.1267 |  |  | 1.4685
2019 | 4 | 15 | 0 | 4 | 15 | 2 | 50.13 | 21361 | 29.7493 |  |  | 1.3409
2019 | 4 | 15 | 1 | 4 | 15 | 3 | 47.12 | 21218 | 29.5502 |  |  | 1.2604
2019 | 4 | 15 | 2 | 4 | 15 | 4 | 46.07 | 21809 | 30.3733 |  |  | 1.2323
2019 | 4 | 15 | 3 | 4 | 15 | 5 | 54.83 | 24579 | 34.231 |  |  | 1.4666
2019 | 4 | 15 | 4 | 4 | 15 | 6 | 59.18 | 27363 | 38.1083 |  |  | 1.583
2019 | 4 | 15 | 5 | 4 | 15 | 7 | 60.67 | 29326 | 40.8421 |  |  | 1.6228
2019 | 4 | 15 | 6 | 4 | 15 | 8 | 59.84 | 30837 | 42.9465 |  |  | 1.6006
2019 | 4 | 15 | 7 | 4 | 15 | 9 | 59 | 31629 | 44.0495 |  |  | 1.5782
2019 | 4 | 15 | 8 | 4 | 15 | 10 | 58.22 | 31879 | 44.3977 |  |  | 1.5573
2019 | 4 | 15 | 9 | 4 | 15 | 11 | 55.91 | 32102 | 44.7083 |  |  | 1.4955
2019 | 4 | 15 | 10 | 4 | 15 | 12 | 53.07 | 31996 | 44.5606 |  |  | 1.4196
2019 | 4 | 15 | 11 | 4 | 15 | 13 | 49.54 | 31017 | 43.1972 |  |  | 1.3251
2019 | 4 | 15 | 12 | 4 | 15 | 14 | 45.19 | 30216 | 42.0816 |  |  | 1.2088
2019 | 4 | 15 | 13 | 4 | 15 | 15 | 42.05 | 29792 | 41.4911 |  |  | 1.1248
2019 | 4 | 15 | 14 | 4 | 15 | 16 | 44.5 | 29561 | 41.1694 |  |  | 1.1903
2019 | 4 | 15 | 15 | 4 | 15 | 17 | 47.01 | 29001 | 40.3895 |  |  | 1.2575
2019 | 4 | 15 | 16 | 4 | 15 | 18 | 51.31 | 29085 | 40.5065 |  |  | 1.3725
2019 | 4 | 15 | 17 | 4 | 15 | 19 | 57.06 | 30172 | 42.0204 |  |  | 1.5263
2019 | 4 | 15 | 18 | 4 | 15 | 20 | 60.08 | 31793 | 44.2779 |  |  | 1.6071
2019 | 4 | 15 | 19 | 4 | 15 | 21 | 59.38 | 29443 | 41.0051 |  |  | 1.5883
2019 | 4 | 15 | 20 | 4 | 15 | 22 | 58.66 | 27204 | 37.8868 |  |  | 1.5691
2019 | 4 | 15 | 21 | 4 | 15 | 23 | 59 | 25633 | 35.6989 |  |  | 1.5782
2019 | 4 | 15 | 22 | 4 | 15 | 0 | 56.91 | 24158 | 33.6447 |  |  | 1.5223
2019 | 4 | 15 | 23 | 4 | 15 | 1 | 56.56 | 23197 | 32.3063 |  |  | 1.5129
2019 | 4 | 16 | 0 | 4 | 16 | 2 | 56.13 | 22707 | 31.6239 |  |  | 1.5014
2019 | 4 | 16 | 1 | 4 | 16 | 3 | 56.56 | 22659 | 31.557 |  |  | 1.5129
2019 | 4 | 16 | 2 | 4 | 16 | 4 | 56.91 | 23165 | 32.2617 |  |  | 1.5223
2019 | 4 | 16 | 3 | 4 | 16 | 5 | 57.84 | 25229 | 35.1363 |  |  | 1.5471
2019 | 4 | 16 | 4 | 4 | 16 | 6 | 59.33 | 27775 | 38.6821 |  |  | 1.587
2019 | 4 | 16 | 5 | 4 | 16 | 7 | 59.84 | 29485 | 41.0636 |  |  | 1.6006
2019 | 4 | 16 | 6 | 4 | 16 | 8 | 60.06 | 31147 | 43.3782 |  |  | 1.6065
2019 | 4 | 16 | 7 | 4 | 16 | 9 | 59.57 | 31724 | 44.1818 |  |  | 1.5934
2019 | 4 | 16 | 8 | 4 | 16 | 10 | 59.5 | 31816 | 44.3099 |  |  | 1.5915
2019 | 4 | 16 | 9 | 4 | 16 | 11 | 59.47 | 31855 | 44.3643 |  |  | 1.5907
2019 | 4 | 16 | 10 | 4 | 16 | 12 | 59.07 | 31692 | 44.1372 |  |  | 1.58
2019 | 4 | 16 | 11 | 4 | 16 | 13 | 57.96 | 30756 | 42.8337 |  |  | 1.5504
2019 | 4 | 16 | 12 | 4 | 16 | 14 | 56.21 | 29964 | 41.7307 |  |  | 1.5035
2019 | 4 | 16 | 13 | 4 | 16 | 15 | 54.02 | 29519 | 41.1109 |  |  | 1.445
2019 | 4 | 16 | 14 | 4 | 16 | 16 | 53.86 | 29111 | 40.5427 |  |  | 1.4407
2019 | 4 | 16 | 15 | 4 | 16 | 17 | 53.84 | 28598 | 39.8283 |  |  | 1.4401
2019 | 4 | 16 | 16 | 4 | 16 | 18 | 56 | 28549 | 39.76 |  |  | 1.4979
2019 | 4 | 16 | 17 | 4 | 16 | 19 | 58.58 | 29542 | 41.143 |  |  | 1.5669
2019 | 4 | 16 | 18 | 4 | 16 | 20 | 59.28 | 31106 | 43.3211 |  |  | 1.5857
2019 | 4 | 16 | 19 | 4 | 16 | 21 | 55.2 | 29115 | 40.5483 |  |  | 1.4765
2019 | 4 | 16 | 20 | 4 | 16 | 22 | 50.49 | 27180 | 37.8534 |  |  | 1.3505
2019 | 4 | 16 | 21 | 4 | 16 | 23 | 55.55 | 25712 | 35.8089 |  |  | 1.4859
2019 | 4 | 16 | 22 | 4 | 16 | 0 | 45.04 | 24061 | 33.5096 |  |  | 1.2048
2019 | 4 | 16 | 23 | 4 | 16 | 1 | 38.68 | 23117 | 32.1949 |  |  | 1.0346
2019 | 4 | 17 | 0 | 4 | 17 | 2 | 37.6 | 22745 | 31.6768 |  |  | 1.0058
2019 | 4 | 17 | 1 | 4 | 17 | 3 | 35.36 | 22524 | 31.369 |  |  | 0.94583
2019 | 4 | 17 | 2 | 4 | 17 | 4 | 37.94 | 22963 | 31.9804 |  |  | 1.0148
2019 | 4 | 17 | 3 | 4 | 17 | 5 | 46.82 | 24929 | 34.7185 |  |  | 1.2524
2019 | 4 | 17 | 4 | 4 | 17 | 6 | 50.43 | 27362 | 38.1069 |  |  | 1.3489
2019 | 4 | 17 | 5 | 4 | 17 | 7 | 52.23 | 29170 | 40.6249 |  |  | 1.3971
2019 | 4 | 17 | 6 | 4 | 17 | 8 | 52.84 | 30781 | 42.8685 |  |  | 1.4134
2019 | 4 | 17 | 7 | 4 | 17 | 9 | 51.2 | 31338 | 43.6442 |  |  | 1.3695
2019 | 4 | 17 | 8 | 4 | 17 | 10 | 49.2 | 31616 | 44.0314 |  |  | 1.316
2019 | 4 | 17 | 9 | 4 | 17 | 11 | 47.4 | 31707 | 44.1581 |  |  | 1.2679
2019 | 4 | 17 | 10 | 4 | 17 | 12 | 40.6 | 31513 | 43.888 |  |  | 1.086
2019 | 4 | 17 | 11 | 4 | 17 | 13 | 38.63 | 30535 | 42.5259 |  |  | 1.0333
2019 | 4 | 17 | 12 | 4 | 17 | 14 | 38.25 | 29639 | 41.278 |  |  | 1.0231
2019 | 4 | 17 | 13 | 4 | 17 | 15 | 39 | 29260 | 40.7502 |  |  | 1.0432
2019 | 4 | 17 | 14 | 4 | 17 | 16 | 41.99 | 28857 | 40.189 |  |  | 1.1232
2019 | 4 | 17 | 15 | 4 | 17 | 17 | 48.4 | 28604 | 39.8366 |  |  | 1.2946
2019 | 4 | 17 | 16 | 4 | 17 | 18 | 50.77 | 28712 | 39.987 |  |  | 1.358
2019 | 4 | 17 | 17 | 4 | 17 | 19 | 57.04 | 29439 | 40.9995 |  |  | 1.5257
2019 | 4 | 17 | 18 | 4 | 17 | 20 | 59.47 | 30582 | 42.5914 |  |  | 1.5907
2019 | 4 | 17 | 19 | 4 | 17 | 21 | 57.91 | 28403 | 39.5567 |  |  | 1.549
2019 | 4 | 17 | 20 | 4 | 17 | 22 | 56.85 | 26375 | 36.7323 |  |  | 1.5207
2019 | 4 | 17 | 21 | 4 | 17 | 23 | 59.47 | 24692 | 34.3884 |  |  | 1.5907
2019 | 4 | 17 | 22 | 4 | 17 | 0 | 57.66 | 23068 | 32.1267 |  |  | 1.5423
2019 | 4 | 17 | 23 | 4 | 17 | 1 | 56.66 | 21968 | 30.5947 |  |  | 1.5156
2019 | 4 | 18 | 0 | 4 | 18 | 2 | 56.65 | 21266 | 29.617 |  |  | 1.5153
2019 | 4 | 18 | 1 | 4 | 18 | 3 | 56.65 | 21054 | 29.3218 |  |  | 1.5153
2019 | 4 | 18 | 2 | 4 | 18 | 4 | 57.48 | 21076 | 29.3524 |  |  | 1.5375
2019 | 4 | 18 | 3 | 4 | 18 | 5 | 57.3 | 21781 | 30.3343 |  |  | 1.5327
2019 | 4 | 18 | 4 | 4 | 18 | 6 | 56.91 | 22711 | 31.6295 |  |  | 1.5223
2019 | 4 | 18 | 5 | 4 | 18 | 7 | 56.88 | 23682 | 32.9818 |  |  | 1.5215
2019 | 4 | 18 | 6 | 4 | 18 | 8 | 57.66 | 25600 | 35.653 |  |  | 1.5423
2019 | 4 | 18 | 7 | 4 | 18 | 9 | 58.58 | 26985 | 37.5818 |  |  | 1.5669
2019 | 4 | 18 | 8 | 4 | 18 | 10 | 57.75 | 27757 | 38.657 |  |  | 1.5447
2019 | 4 | 18 | 9 | 4 | 18 | 11 | 57.48 | 28074 | 39.0985 |  |  | 1.5375
2019 | 4 | 18 | 10 | 4 | 18 | 12 | 57.04 | 28079 | 39.1054 |  |  | 1.5257
2019 | 4 | 18 | 11 | 4 | 18 | 13 | 56.56 | 27394 | 38.1514 |  |  | 1.5129
2019 | 4 | 18 | 12 | 4 | 18 | 14 | 51.8 | 26222 | 36.5192 |  |  | 1.3856
2019 | 4 | 18 | 13 | 4 | 18 | 15 | 49.89 | 25360 | 35.3187 |  |  | 1.3345
2019 | 4 | 18 | 14 | 4 | 18 | 16 | 48.99 | 24955 | 34.7547 |  |  | 1.3104
2019 | 4 | 18 | 15 | 4 | 18 | 17 | 48.95 | 24820 | 34.5667 |  |  | 1.3093
2019 | 4 | 18 | 16 | 4 | 18 | 18 | 49.31 | 25232 | 35.1404 |  |  | 1.319
2019 | 4 | 18 | 17 | 4 | 18 | 19 | 51.51 | 26229 | 36.529 |  |  | 1.3778
2019 | 4 | 18 | 18 | 4 | 18 | 20 | 56.56 | 27747 | 38.6431 |  |  | 1.5129
2019 | 4 | 18 | 19 | 4 | 18 | 21 | 52.67 | 26471 | 36.866 |  |  | 1.4089
2019 | 4 | 18 | 20 | 4 | 18 | 22 | 51.8 | 24870 | 34.6363 |  |  | 1.3856
2019 | 4 | 18 | 21 | 4 | 18 | 23 | 53 | 23436 | 32.6392 |  |  | 1.4177
2019 | 4 | 18 | 22 | 4 | 18 | 0 | 36.5 | 21983 | 30.6156 |  |  | 0.97633
2019 | 4 | 18 | 23 | 4 | 18 | 1 | 34.3 | 20797 | 28.9638 |  |  | 0.91748
2019 | 4 | 19 | 0 | 4 | 19 | 2 | 33 | 20077 | 27.9611 |  |  | 0.88271
2019 | 4 | 19 | 1 | 4 | 19 | 3 | 32.07 | 19784 | 27.5531 |  |  | 0.85783
2019 | 4 | 19 | 2 | 4 | 19 | 4 | 34.18 | 19638 | 27.3497 |  |  | 0.91427
2019 | 4 | 19 | 3 | 4 | 19 | 5 | 38.42 | 20059 | 27.936 |  |  | 1.0277
2019 | 4 | 19 | 4 | 4 | 19 | 6 | 41 | 20310 | 28.2856 |  |  | 1.0967
2019 | 4 | 19 | 5 | 4 | 19 | 7 | 45.28 | 20622 | 28.7201 |  |  | 1.2112
2019 | 4 | 19 | 6 | 4 | 19 | 8 | 43.81 | 22513 | 31.3537 |  |  | 1.1719
2019 | 4 | 19 | 7 | 4 | 19 | 9 | 38.76 | 24132 | 33.6085 |  |  | 1.0368
2019 | 4 | 19 | 8 | 4 | 19 | 10 | 36.51 | 24940 | 34.7338 |  |  | 0.97659
2019 | 4 | 19 | 9 | 4 | 19 | 11 | 35.5 | 25140 | 35.0123 |  |  | 0.94958
2019 | 4 | 19 | 10 | 4 | 19 | 12 | 34.5 | 25318 | 35.2602 |  |  | 0.92283
2019 | 4 | 19 | 11 | 4 | 19 | 13 | 26.24 | 25002 | 34.8201 |  |  | 0.70189
2019 | 4 | 19 | 12 | 4 | 19 | 14 | 25.45 | 23878 | 33.2547 |  |  | 0.68075
2019 | 4 | 19 | 13 | 4 | 19 | 15 | 27.98 | 23068 | 32.1267 |  |  | 0.74843
2019 | 4 | 19 | 14 | 4 | 19 | 16 | 30.56 | 22743 | 31.674 |  |  | 0.81744
2019 | 4 | 19 | 15 | 4 | 19 | 17 | 36 | 22778 | 31.7228 |  |  | 0.96295
2019 | 4 | 19 | 16 | 4 | 19 | 18 | 38.4 | 23184 | 32.2882 |  |  | 1.0271
2019 | 4 | 19 | 17 | 4 | 19 | 19 | 43.2 | 24392 | 33.9706 |  |  | 1.1555
2019 | 4 | 19 | 18 | 4 | 19 | 20 | 44.87 | 26366 | 36.7198 |  |  | 1.2002
2019 | 4 | 19 | 19 | 4 | 19 | 21 | 44 | 25520 | 35.5415 |  |  | 1.1769
2019 | 4 | 19 | 20 | 4 | 19 | 22 | 42 | 24115 | 33.5848 |  |  | 1.1234
2019 | 4 | 19 | 21 | 4 | 19 | 23 | 35.48 | 22641 | 31.532 |  |  | 0.94904
2019 | 4 | 19 | 22 | 4 | 19 | 0 | 31.57 | 21061 | 29.3315 |  |  | 0.84446
2019 | 4 | 19 | 23 | 4 | 19 | 1 | 30 | 20086 | 27.9736 |  |  | 0.80246
2019 | 4 | 20 | 0 | 4 | 20 | 2 | 27.13 | 19386 | 26.9988 |  |  | 0.72569
2019 | 4 | 20 | 1 | 4 | 20 | 3 | 25.75 | 19147 | 26.6659 |  |  | 0.68878
2019 | 4 | 20 | 2 | 4 | 20 | 4 | 27.02 | 19134 | 26.6478 |  |  | 0.72275
2019 | 4 | 20 | 3 | 4 | 20 | 5 | 28.46 | 19707 | 27.4458 |  |  | 0.76127
2019 | 4 | 20 | 4 | 4 | 20 | 6 | 30 | 20193 | 28.1227 |  |  | 0.80246
2019 | 4 | 20 | 5 | 4 | 20 | 7 | 35.26 | 21392 | 29.7925 |  |  | 0.94316
2019 | 4 | 20 | 6 | 4 | 20 | 8 | 37.7 | 23806 | 33.1545 |  |  | 1.0084
2019 | 4 | 20 | 7 | 4 | 20 | 9 | 36.78 | 25765 | 35.8828 |  |  | 0.98382
2019 | 4 | 20 | 8 | 4 | 20 | 10 | 36.59 | 26347 | 36.6933 |  |  | 0.97873
2019 | 4 | 20 | 9 | 4 | 20 | 11 | 33.57 | 26432 | 36.8117 |  |  | 0.89795
2019 | 4 | 20 | 10 | 4 | 20 | 12 | 31.57 | 26638 | 37.0986 |  |  | 0.84446
2019 | 4 | 20 | 11 | 4 | 20 | 13 | 21.5 | 26223 | 36.5206 |  |  | 0.5751
2019 | 4 | 20 | 12 | 4 | 20 | 14 | 20 | 25090 | 34.9427 |  |  | 0.53497
2019 | 4 | 20 | 13 | 4 | 20 | 15 | 21.65 | 24207 | 33.7129 |  |  | 0.57911
2019 | 4 | 20 | 14 | 4 | 20 | 16 | 22.45 | 23864 | 33.2352 |  |  | 0.60051
2019 | 4 | 20 | 15 | 4 | 20 | 17 | 27.57 | 23840 | 33.2018 |  |  | 0.73746
2019 | 4 | 20 | 16 | 4 | 20 | 18 | 31.17 | 24209 | 33.7157 |  |  | 0.83376
2019 | 4 | 20 | 17 | 4 | 20 | 19 | 38.89 | 25375 | 35.3396 |  |  | 1.0403
2019 | 4 | 20 | 18 | 4 | 20 | 20 | 48 | 27278 | 37.9899 |  |  | 1.2839
2019 | 4 | 20 | 19 | 4 | 20 | 21 | 42.5 | 26037 | 36.2616 |  |  | 1.1368
2019 | 4 | 20 | 20 | 4 | 20 | 22 | 41.37 | 24403 | 33.9859 |  |  | 1.1066
2019 | 4 | 20 | 21 | 4 | 20 | 23 | 40 | 22704 | 31.6197 |  |  | 1.0699
2019 | 4 | 20 | 22 | 4 | 20 | 0 | 34.02 | 21042 | 29.3051 |  |  | 0.90999
2019 | 4 | 20 | 23 | 4 | 20 | 1 | 30.23 | 19871 | 27.6742 |  |  | 0.80861
2019 | 4 | 21 | 0 | 4 | 21 | 2 | 28.62 | 19238 | 26.7926 |  |  | 0.76555
2019 | 4 | 21 | 1 | 4 | 21 | 3 | 30 | 18827 | 26.2202 |  |  | 0.80246
2019 | 4 | 21 | 2 | 4 | 21 | 4 | 30.35 | 18816 | 26.2049 |  |  | 0.81182
2019 | 4 | 21 | 3 | 4 | 21 | 5 | 33.4 | 19213 | 26.7578 |  |  | 0.89341
2019 | 4 | 21 | 4 | 4 | 21 | 6 | 32.19 | 19290 | 26.8651 |  |  | 0.86104
2019 | 4 | 21 | 5 | 4 | 21 | 7 | 34 | 19968 | 27.8093 |  |  | 0.90946
2019 | 4 | 21 | 6 | 4 | 21 | 8 | 40.51 | 21909 | 30.5125 |  |  | 1.0836
2019 | 4 | 21 | 7 | 4 | 21 | 9 | 41.01 | 23715 | 33.0277 |  |  | 1.097
2019 | 4 | 21 | 8 | 4 | 21 | 10 | 41.01 | 24673 | 34.3619 |  |  | 1.097
2019 | 4 | 21 | 9 | 4 | 21 | 11 | 40.51 | 24944 | 34.7394 |  |  | 1.0836
2019 | 4 | 21 | 10 | 4 | 21 | 12 | 40.51 | 25037 | 34.8689 |  |  | 1.0836
2019 | 4 | 21 | 11 | 4 | 21 | 13 | 40 | 24820 | 34.5667 |  |  | 1.0699
2019 | 4 | 21 | 12 | 4 | 21 | 14 | 37.02 | 23786 | 33.1266 |  |  | 0.99024
2019 | 4 | 21 | 13 | 4 | 21 | 15 | 35.1 | 23138 | 32.2241 |  |  | 0.93888
2019 | 4 | 21 | 14 | 4 | 21 | 16 | 36.66 | 22732 | 31.6587 |  |  | 0.98061
2019 | 4 | 21 | 15 | 4 | 21 | 17 | 40.7 | 22865 | 31.8439 |  |  | 1.0887
2019 | 4 | 21 | 16 | 4 | 21 | 18 | 45.01 | 23395 | 32.5821 |  |  | 1.204
2019 | 4 | 21 | 17 | 4 | 21 | 19 | 49 | 24765 | 34.4901 |  |  | 1.3107
2019 | 4 | 21 | 18 | 4 | 21 | 20 | 58.58 | 26991 | 37.5902 |  |  | 1.5669
2019 | 4 | 21 | 19 | 4 | 21 | 21 | 57.52 | 26186 | 36.4691 |  |  | 1.5386
2019 | 4 | 21 | 20 | 4 | 21 | 22 | 56.56 | 24369 | 33.9386 |  |  | 1.5129
2019 | 4 | 21 | 21 | 4 | 21 | 23 | 58.58 | 22358 | 31.1378 |  |  | 1.5669
2019 | 4 | 21 | 22 | 4 | 21 | 0 | 56.56 | 20762 | 28.9151 |  |  | 1.5129
2019 | 4 | 21 | 23 | 4 | 21 | 1 | 55 | 19778 | 27.5447 |  |  | 1.4712
2019 | 4 | 22 | 0 | 4 | 22 | 2 | 54.25 | 19409 | 27.0308 |  |  | 1.4511
2019 | 4 | 22 | 1 | 4 | 22 | 3 | 54 | 19318 | 26.9041 |  |  | 1.4444
2019 | 4 | 22 | 2 | 4 | 22 | 4 | 53.91 | 19568 | 27.2522 |  |  | 1.442
2019 | 4 | 22 | 3 | 4 | 22 | 5 | 54.75 | 20939 | 29.1616 |  |  | 1.4645
2019 | 4 | 22 | 4 | 4 | 22 | 6 | 56.49 | 22557 | 31.415 |  |  | 1.511
2019 | 4 | 22 | 5 | 4 | 22 | 7 | 58 | 24229 | 33.7436 |  |  | 1.5514
2019 | 4 | 22 | 6 | 4 | 22 | 8 | 59 | 26028 | 36.249 |  |  | 1.5782
2019 | 4 | 22 | 7 | 4 | 22 | 9 | 59 | 27165 | 37.8325 |  |  | 1.5782
2019 | 4 | 22 | 8 | 4 | 22 | 10 | 58.73 | 27562 | 38.3854 |  |  | 1.571
2019 | 4 | 22 | 9 | 4 | 22 | 11 | 58.58 | 27780 | 38.689 |  |  | 1.5669
2019 | 4 | 22 | 10 | 4 | 22 | 12 | 57.75 | 28031 | 39.0386 |  |  | 1.5447
2019 | 4 | 22 | 11 | 4 | 22 | 13 | 56.01 | 27197 | 37.8771 |  |  | 1.4982
2019 | 4 | 22 | 12 | 4 | 22 | 14 | 54.25 | 26141 | 36.4064 |  |  | 1.4511
2019 | 4 | 22 | 13 | 4 | 22 | 15 | 51.45 | 25543 | 35.5736 |  |  | 1.3762
2019 | 4 | 22 | 14 | 4 | 22 | 16 | 51.23 | 25177 | 35.0638 |  |  | 1.3703
2019 | 4 | 22 | 15 | 4 | 22 | 17 | 51.97 | 25067 | 34.9107 |  |  | 1.3901
2019 | 4 | 22 | 16 | 4 | 22 | 18 | 53.33 | 25436 | 35.4246 |  |  | 1.4265
2019 | 4 | 22 | 17 | 4 | 22 | 19 | 56.01 | 26894 | 37.4551 |  |  | 1.4982
2019 | 4 | 22 | 18 | 4 | 22 | 20 | 58.85 | 28923 | 40.2809 |  |  | 1.5742
2019 | 4 | 22 | 19 | 4 | 22 | 21 | 56.34 | 27182 | 37.8562 |  |  | 1.507
2019 | 4 | 22 | 20 | 4 | 22 | 22 | 54.25 | 25166 | 35.0485 |  |  | 1.4511
2019 | 4 | 22 | 21 | 4 | 22 | 23 | 47.48 | 23213 | 32.3286 |  |  | 1.27
2019 | 4 | 22 | 22 | 4 | 22 | 0 | 40.51 | 21688 | 30.2047 |  |  | 1.0836
2019 | 4 | 22 | 23 | 4 | 22 | 1 | 39.3 | 20662 | 28.7758 |  |  | 1.0512
2019 | 4 | 23 | 0 | 4 | 23 | 2 | 36.12 | 20292 | 28.2605 |  |  | 0.96616
2019 | 4 | 23 | 1 | 4 | 23 | 3 | 34 | 20308 | 28.2828 |  |  | 0.90946
2019 | 4 | 23 | 2 | 4 | 23 | 4 | 37.5 | 20887 | 29.0892 |  |  | 1.0031
2019 | 4 | 23 | 3 | 4 | 23 | 5 | 41 | 23259 | 32.3927 |  |  | 1.0967
2019 | 4 | 23 | 4 | 4 | 23 | 6 | 54.34 | 26141 | 36.4064 |  |  | 1.4535
2019 | 4 | 23 | 5 | 4 | 23 | 7 | 56.56 | 28515 | 39.7127 |  |  | 1.5129
2019 | 4 | 23 | 6 | 4 | 23 | 8 | 58.7 | 30158 | 42.0009 |  |  | 1.5701
2019 | 4 | 23 | 7 | 4 | 23 | 9 | 58.73 | 30749 | 42.8239 |  |  | 1.571
2019 | 4 | 23 | 8 | 4 | 23 | 10 | 56.98 | 31115 | 43.3337 |  |  | 1.5241
2019 | 4 | 23 | 9 | 4 | 23 | 11 | 56 | 31352 | 43.6637 |  |  | 1.4979
2019 | 4 | 23 | 10 | 4 | 23 | 12 | 54.75 | 31248 | 43.5189 |  |  | 1.4645
2019 | 4 | 23 | 11 | 4 | 23 | 13 | 52.96 | 30224 | 42.0928 |  |  | 1.4166
2019 | 4 | 23 | 12 | 4 | 23 | 14 | 49.55 | 29343 | 40.8658 |  |  | 1.3254
2019 | 4 | 23 | 13 | 4 | 23 | 15 | 45.61 | 28733 | 40.0163 |  |  | 1.22
2019 | 4 | 23 | 14 | 4 | 23 | 16 | 45.16 | 28362 | 39.4996 |  |  | 1.208
2019 | 4 | 23 | 15 | 4 | 23 | 17 | 45.21 | 27920 | 38.884 |  |  | 1.2093
2019 | 4 | 23 | 16 | 4 | 23 | 18 | 49.53 | 28224 | 39.3074 |  |  | 1.3249
2019 | 4 | 23 | 17 | 4 | 23 | 19 | 54.5 | 29599 | 41.2223 |  |  | 1.4578
2019 | 4 | 23 | 18 | 4 | 23 | 20 | 58.78 | 31489 | 43.8545 |  |  | 1.5723
2019 | 4 | 23 | 19 | 4 | 23 | 21 | 55.24 | 29391 | 40.9327 |  |  | 1.4776
2019 | 4 | 23 | 20 | 4 | 23 | 22 | 52.83 | 27088 | 37.7253 |  |  | 1.4131
2019 | 4 | 23 | 21 | 4 | 23 | 23 | 40.51 | 24991 | 34.8048 |  |  | 1.0836
2019 | 4 | 23 | 22 | 4 | 23 | 0 | 37.78 | 23449 | 32.6573 |  |  | 1.0106
2019 | 4 | 23 | 23 | 4 | 23 | 1 | 35 | 22331 | 31.1002 |  |  | 0.9362
2019 | 4 | 24 | 0 | 4 | 24 | 2 | 29.99 | 22007 | 30.649 |  |  | 0.80219
2019 | 4 | 24 | 1 | 4 | 24 | 3 | 27.69 | 21979 | 30.61 |  |  | 0.74067
2019 | 4 | 24 | 2 | 4 | 24 | 4 | 29.5 | 22547 | 31.4011 |  |  | 0.78909
2019 | 4 | 24 | 3 | 4 | 24 | 5 | 39.35 | 25033 | 34.8633 |  |  | 1.0526
2019 | 4 | 24 | 4 | 4 | 24 | 6 | 50.5 | 28233 | 39.3199 |  |  | 1.3508
2019 | 4 | 24 | 5 | 4 | 24 | 7 | 54.75 | 30865 | 42.9855 |  |  | 1.4645
2019 | 4 | 24 | 6 | 4 | 24 | 8 | 54.75 | 32267 | 44.938 |  |  | 1.4645
2019 | 4 | 24 | 7 | 4 | 24 | 9 | 53.5 | 32819 | 45.7068 |  |  | 1.4311
2019 | 4 | 24 | 8 | 4 | 24 | 10 | 50 | 32984 | 45.9366 |  |  | 1.3374
2019 | 4 | 24 | 9 | 4 | 24 | 11 | 45.9 | 33192 | 46.2263 |  |  | 1.2278
2019 | 4 | 24 | 10 | 4 | 24 | 12 | 39.5 | 32911 | 45.8349 |  |  | 1.0566
2019 | 4 | 24 | 11 | 4 | 24 | 13 | 35.5 | 31919 | 44.4534 |  |  | 0.94958
2019 | 4 | 24 | 12 | 4 | 24 | 14 | 34.4 | 31206 | 43.4604 |  |  | 0.92016
2019 | 4 | 24 | 13 | 4 | 24 | 15 | 31.61 | 30838 | 42.9479 |  |  | 0.84553
2019 | 4 | 24 | 14 | 4 | 24 | 16 | 31.53 | 30527 | 42.5148 |  |  | 0.84339
2019 | 4 | 24 | 15 | 4 | 24 | 17 | 34.4 | 30273 | 42.161 |  |  | 0.92016
2019 | 4 | 24 | 16 | 4 | 24 | 18 | 39.45 | 30552 | 42.5496 |  |  | 1.0552
2019 | 4 | 24 | 17 | 4 | 24 | 19 | 42.08 | 31702 | 44.1512 |  |  | 1.1256
2019 | 4 | 24 | 18 | 4 | 24 | 20 | 49.59 | 33256 | 46.3154 |  |  | 1.3265
2019 | 4 | 24 | 19 | 4 | 24 | 21 | 39.45 | 30677 | 42.7237 |  |  | 1.0552
2019 | 4 | 24 | 20 | 4 | 24 | 22 | 33.46 | 28073 | 39.0971 |  |  | 0.89501
2019 | 4 | 24 | 21 | 4 | 24 | 23 | 29.1 | 26013 | 36.2281 |  |  | 0.77839
2019 | 4 | 24 | 22 | 4 | 24 | 0 | 26.1 | 24316 | 33.8647 |  |  | 0.69814
2019 | 4 | 24 | 23 | 4 | 24 | 1 | 12.69 | 23302 | 32.4525 |  |  | 0.33944
2019 | 4 | 25 | 0 | 4 | 25 | 2 | 5.48 | 22770 | 31.7116 |  |  | 0.14658
2019 | 4 | 25 | 1 | 4 | 25 | 3 | 5 | 22634 | 31.5222 |  |  | 0.13374
2019 | 4 | 25 | 2 | 4 | 25 | 4 | 5.53 | 23158 | 32.252 |  |  | 0.14792
2019 | 4 | 25 | 3 | 4 | 25 | 5 | 19.46 | 25654 | 35.7282 |  |  | 0.52053
2019 | 4 | 25 | 4 | 4 | 25 | 6 | 30 | 28448 | 39.6193 |  |  | 0.80246
2019 | 4 | 25 | 5 | 4 | 25 | 7 | 39.12 | 31020 | 43.2014 |  |  | 1.0464
2019 | 4 | 25 | 6 | 4 | 25 | 8 | 43 | 32460 | 45.2068 |  |  | 1.1502
2019 | 4 | 25 | 7 | 4 | 25 | 9 | 40.84 | 32798 | 45.6776 |  |  | 1.0924
2019 | 4 | 25 | 8 | 4 | 25 | 10 | 39.12 | 32909 | 45.8322 |  |  | 1.0464
2019 | 4 | 25 | 9 | 4 | 25 | 11 | 35.65 | 32861 | 45.7653 |  |  | 0.95359
2019 | 4 | 25 | 10 | 4 | 25 | 12 | 32 | 32583 | 45.3781 |  |  | 0.85596
2019 | 4 | 25 | 11 | 4 | 25 | 13 | 30.5 | 31486 | 43.8504 |  |  | 0.81584
2019 | 4 | 25 | 12 | 4 | 25 | 14 | 27.35 | 30750 | 42.8253 |  |  | 0.73158
2019 | 4 | 25 | 13 | 4 | 25 | 15 | 26.98 | 30382 | 42.3128 |  |  | 0.72168
2019 | 4 | 25 | 14 | 4 | 25 | 16 | 25.69 | 30067 | 41.8741 |  |  | 0.68717
2019 | 4 | 25 | 15 | 4 | 25 | 17 | 32.32 | 29613 | 41.2418 |  |  | 0.86452
2019 | 4 | 25 | 16 | 4 | 25 | 18 | 38.08 | 29812 | 41.519 |  |  | 1.0186
2019 | 4 | 25 | 17 | 4 | 25 | 19 | 40.84 | 30678 | 42.7251 |  |  | 1.0924
2019 | 4 | 25 | 18 | 4 | 25 | 20 | 46.36 | 32500 | 45.2625 |  |  | 1.2401
2019 | 4 | 25 | 19 | 4 | 25 | 21 | 42.21 | 30372 | 42.2989 |  |  | 1.1291
2019 | 4 | 25 | 20 | 4 | 25 | 22 | 39.04 | 28149 | 39.2029 |  |  | 1.0443
2019 | 4 | 25 | 21 | 4 | 25 | 23 | 37 | 26179 | 36.4593 |  |  | 0.9897
2019 | 4 | 25 | 22 | 4 | 25 | 0 | 35 | 24382 | 33.9567 |  |  | 0.9362
2019 | 4 | 25 | 23 | 4 | 25 | 1 | 32.12 | 23325 | 32.4846 |  |  | 0.85917
2019 | 4 | 26 | 0 | 4 | 26 | 2 | 27.98 | 22782 | 31.7283 |  |  | 0.74843
2019 | 4 | 26 | 1 | 4 | 26 | 3 | 25.77 | 22847 | 31.8189 |  |  | 0.68931
2019 | 4 | 26 | 2 | 4 | 26 | 4 | 29.99 | 23361 | 32.5347 |  |  | 0.80219
2019 | 4 | 26 | 3 | 4 | 26 | 5 | 41.5 | 25652 | 35.7254 |  |  | 1.1101
2019 | 4 | 26 | 4 | 4 | 26 | 6 | 52.91 | 28723 | 40.0023 |  |  | 1.4153
2019 | 4 | 26 | 5 | 4 | 26 | 7 | 56.38 | 30824 | 42.9284 |  |  | 1.5081
2019 | 4 | 26 | 6 | 4 | 26 | 8 | 55.93 | 31816 | 44.3099 |  |  | 1.4961
2019 | 4 | 26 | 7 | 4 | 26 | 9 | 55.03 | 31992 | 44.5551 |  |  | 1.472
2019 | 4 | 26 | 8 | 4 | 26 | 10 | 54.35 | 32020 | 44.5941 |  |  | 1.4538
2019 | 4 | 26 | 9 | 4 | 26 | 11 | 55 | 31892 | 44.4158 |  |  | 1.4712
2019 | 4 | 26 | 10 | 4 | 26 | 12 | 54.85 | 31548 | 43.9367 |  |  | 1.4672
2019 | 4 | 26 | 11 | 4 | 26 | 13 | 54.53 | 30373 | 42.3003 |  |  | 1.4586
2019 | 4 | 26 | 12 | 4 | 26 | 14 | 54.03 | 29648 | 41.2906 |  |  | 1.4452
2019 | 4 | 26 | 13 | 4 | 26 | 15 | 53.52 | 29000 | 40.3881 |  |  | 1.4316
2019 | 4 | 26 | 14 | 4 | 26 | 16 | 54.03 | 28633 | 39.877 |  |  | 1.4452
2019 | 4 | 26 | 15 | 4 | 26 | 17 | 54.35 | 28284 | 39.3909 |  |  | 1.4538
2019 | 4 | 26 | 16 | 4 | 26 | 18 | 55.07 | 28371 | 39.5121 |  |  | 1.4731
2019 | 4 | 26 | 17 | 4 | 26 | 19 | 57.22 | 28952 | 40.3213 |  |  | 1.5306
2019 | 4 | 26 | 18 | 4 | 26 | 20 | 60.85 | 30912 | 43.0509 |  |  | 1.6277
2019 | 4 | 26 | 19 | 4 | 26 | 21 | 59.03 | 29451 | 41.0162 |  |  | 1.579
2019 | 4 | 26 | 20 | 4 | 26 | 22 | 57.75 | 27454 | 38.235 |  |  | 1.5447
2019 | 4 | 26 | 21 | 4 | 26 | 23 | 58.3 | 25911 | 36.0861 |  |  | 1.5594
2019 | 4 | 26 | 22 | 4 | 26 | 0 | 56.52 | 24169 | 33.66 |  |  | 1.5118
2019 | 4 | 26 | 23 | 4 | 26 | 1 | 55.36 | 22930 | 31.9345 |  |  | 1.4808
2019 | 4 | 27 | 0 | 4 | 27 | 2 | 56.44 | 22155 | 30.8551 |  |  | 1.5097
2019 | 4 | 27 | 1 | 4 | 27 | 3 | 55.69 | 21876 | 30.4666 |  |  | 1.4896
2019 | 4 | 27 | 2 | 4 | 27 | 4 | 55.04 | 21755 | 30.2981 |  |  | 1.4722
2019 | 4 | 27 | 3 | 4 | 27 | 5 | 55.34 | 22314 | 31.0766 |  |  | 1.4803
2019 | 4 | 27 | 4 | 4 | 27 | 6 | 55.69 | 22867 | 31.8467 |  |  | 1.4896
2019 | 4 | 27 | 5 | 4 | 27 | 7 | 55.54 | 24334 | 33.8898 |  |  | 1.4856
2019 | 4 | 27 | 6 | 4 | 27 | 8 | 57.23 | 26362 | 36.7142 |  |  | 1.5308
2019 | 4 | 27 | 7 | 4 | 27 | 9 | 56.44 | 27574 | 38.4021 |  |  | 1.5097
2019 | 4 | 27 | 8 | 4 | 27 | 10 | 55.87 | 27885 | 38.8353 |  |  | 1.4944
2019 | 4 | 27 | 9 | 4 | 27 | 11 | 55.75 | 27765 | 38.6681 |  |  | 1.4912
2019 | 4 | 27 | 10 | 4 | 27 | 12 | 55.5 | 27557 | 38.3785 |  |  | 1.4846
2019 | 4 | 27 | 11 | 4 | 27 | 13 | 54.92 | 26796 | 37.3186 |  |  | 1.469
2019 | 4 | 27 | 12 | 4 | 27 | 14 | 53.89 | 25509 | 35.5262 |  |  | 1.4415
2019 | 4 | 27 | 13 | 4 | 27 | 15 | 52.44 | 24613 | 34.2784 |  |  | 1.4027
2019 | 4 | 27 | 14 | 4 | 27 | 16 | 52.34 | 24161 | 33.6489 |  |  | 1.4
2019 | 4 | 27 | 15 | 4 | 27 | 17 | 53 | 24121 | 33.5932 |  |  | 1.4177
2019 | 4 | 27 | 16 | 4 | 27 | 18 | 54.92 | 24377 | 33.9497 |  |  | 1.469
2019 | 4 | 27 | 17 | 4 | 27 | 19 | 56.52 | 25270 | 35.1934 |  |  | 1.5118
2019 | 4 | 27 | 18 | 4 | 27 | 20 | 59.2 | 27491 | 38.2865 |  |  | 1.5835
2019 | 4 | 27 | 19 | 4 | 27 | 21 | 57.52 | 26768 | 37.2796 |  |  | 1.5386
2019 | 4 | 27 | 20 | 4 | 27 | 22 | 56.52 | 25187 | 35.0778 |  |  | 1.5118
2019 | 4 | 27 | 21 | 4 | 27 | 23 | 56.73 | 23497 | 32.7241 |  |  | 1.5175
2019 | 4 | 27 | 22 | 4 | 27 | 0 | 54.07 | 21821 | 30.39 |  |  | 1.4463
2019 | 4 | 27 | 23 | 4 | 27 | 1 | 53.14 | 20746 | 28.8928 |  |  | 1.4214
2019 | 4 | 28 | 0 | 4 | 28 | 2 | 50.81 | 19976 | 27.8204 |  |  | 1.3591
2019 | 4 | 28 | 1 | 4 | 28 | 3 | 51.05 | 19693 | 27.4263 |  |  | 1.3655
2019 | 4 | 28 | 2 | 4 | 28 | 4 | 51.11 | 19579 | 27.2675 |  |  | 1.3671
2019 | 4 | 28 | 3 | 4 | 28 | 5 | 50.99 | 19833 | 27.6213 |  |  | 1.3639
2019 | 4 | 28 | 4 | 4 | 28 | 6 | 50.74 | 19765 | 27.5266 |  |  | 1.3572
2019 | 4 | 28 | 5 | 4 | 28 | 7 | 50 | 20702 | 28.8315 |  |  | 1.3374
2019 | 4 | 28 | 6 | 4 | 28 | 8 | 52.45 | 22200 | 30.9178 |  |  | 1.403
2019 | 4 | 28 | 7 | 4 | 28 | 9 | 52.55 | 23458 | 32.6698 |  |  | 1.4056
2019 | 4 | 28 | 8 | 4 | 28 | 10 | 52.92 | 23887 | 33.2673 |  |  | 1.4155
2019 | 4 | 28 | 9 | 4 | 28 | 11 | 53.5 | 23809 | 33.1586 |  |  | 1.4311
2019 | 4 | 28 | 10 | 4 | 28 | 12 | 53.5 | 23773 | 33.1085 |  |  | 1.4311
2019 | 4 | 28 | 11 | 4 | 28 | 13 | 52.92 | 23620 | 32.8954 |  |  | 1.4155
2019 | 4 | 28 | 12 | 4 | 28 | 14 | 50.97 | 22589 | 31.4596 |  |  | 1.3634
2019 | 4 | 28 | 13 | 4 | 28 | 15 | 49.01 | 21914 | 30.5195 |  |  | 1.311
2019 | 4 | 28 | 14 | 4 | 28 | 16 | 48 | 21601 | 30.0836 |  |  | 1.2839
2019 | 4 | 28 | 15 | 4 | 28 | 17 | 47.23 | 22014 | 30.6588 |  |  | 1.2633
2019 | 4 | 28 | 16 | 4 | 28 | 18 | 50.27 | 22755 | 31.6907 |  |  | 1.3447
2019 | 4 | 28 | 17 | 4 | 28 | 19 | 55.5 | 24239 | 33.7575 |  |  | 1.4846
2019 | 4 | 28 | 18 | 4 | 28 | 20 | 59.47 | 26539 | 36.9607 |  |  | 1.5907
2019 | 4 | 28 | 19 | 4 | 28 | 21 | 58.98 | 26374 | 36.7309 |  |  | 1.5776
2019 | 4 | 28 | 20 | 4 | 28 | 22 | 56.55 | 24760 | 34.4831 |  |  | 1.5126
2019 | 4 | 28 | 21 | 4 | 28 | 23 | 57.79 | 22932 | 31.9373 |  |  | 1.5458
2019 | 4 | 28 | 22 | 4 | 28 | 0 | 56.01 | 21605 | 30.0891 |  |  | 1.4982
2019 | 4 | 28 | 23 | 4 | 28 | 1 | 52.49 | 20714 | 28.8483 |  |  | 1.404
2019 | 4 | 29 | 0 | 4 | 29 | 2 | 52.65 | 20465 | 28.5015 |  |  | 1.4083
2019 | 4 | 29 | 1 | 4 | 29 | 3 | 55 | 20351 | 28.3427 |  |  | 1.4712
2019 | 4 | 29 | 2 | 4 | 29 | 4 | 57.12 | 21171 | 29.4847 |  |  | 1.5279
2019 | 4 | 29 | 3 | 4 | 29 | 5 | 59.2 | 23783 | 33.1224 |  |  | 1.5835
2019 | 4 | 29 | 4 | 4 | 29 | 6 | 58.87 | 26553 | 36.9802 |  |  | 1.5747
2019 | 4 | 29 | 5 | 4 | 29 | 7 | 59.27 | 28676 | 39.9369 |  |  | 1.5854
2019 | 4 | 29 | 6 | 4 | 29 | 8 | 59.89 | 29666 | 41.3156 |  |  | 1.602
2019 | 4 | 29 | 7 | 4 | 29 | 9 | 59.5 | 30007 | 41.7906 |  |  | 1.5915
2019 | 4 | 29 | 8 | 4 | 29 | 10 | 59.47 | 30163 | 42.0078 |  |  | 1.5907
2019 | 4 | 29 | 9 | 4 | 29 | 11 | 59.47 | 30302 | 42.2014 |  |  | 1.5907
2019 | 4 | 29 | 10 | 4 | 29 | 12 | 59.23 | 30163 | 42.0078 |  |  | 1.5843
2019 | 4 | 29 | 11 | 4 | 29 | 13 | 58.7 | 29517 | 41.1081 |  |  | 1.5701
2019 | 4 | 29 | 12 | 4 | 29 | 14 | 57.93 | 28841 | 40.1667 |  |  | 1.5496
2019 | 4 | 29 | 13 | 4 | 29 | 15 | 57.5 | 28406 | 39.5609 |  |  | 1.5381
2019 | 4 | 29 | 14 | 4 | 29 | 16 | 57.12 | 28071 | 39.0943 |  |  | 1.5279
2019 | 4 | 29 | 15 | 4 | 29 | 17 | 57.01 | 27594 | 38.43 |  |  | 1.5249
2019 | 4 | 29 | 16 | 4 | 29 | 18 | 57.93 | 27471 | 38.2587 |  |  | 1.5496
2019 | 4 | 29 | 17 | 4 | 29 | 19 | 59.2 | 28468 | 39.6472 |  |  | 1.5835
2019 | 4 | 29 | 18 | 4 | 29 | 20 | 60.37 | 30316 | 42.2209 |  |  | 1.6148
2019 | 4 | 29 | 19 | 4 | 29 | 21 | 59.12 | 28532 | 39.7363 |  |  | 1.5814
2019 | 4 | 29 | 20 | 4 | 29 | 22 | 58.98 | 26093 | 36.3396 |  |  | 1.5776
2019 | 4 | 29 | 21 | 4 | 29 | 23 | 59.23 | 24579 | 34.231 |  |  | 1.5843
2019 | 4 | 29 | 22 | 4 | 29 | 0 | 58.9 | 23068 | 32.1267 |  |  | 1.5755
2019 | 4 | 29 | 23 | 4 | 29 | 1 | 58.71 | 22193 | 30.9081 |  |  | 1.5704
2019 | 4 | 30 | 0 | 4 | 30 | 2 | 58.71 | 21831 | 30.4039 |  |  | 1.5704
2019 | 4 | 30 | 1 | 4 | 30 | 3 | 58.91 | 21826 | 30.3969 |  |  | 1.5758
2019 | 4 | 30 | 2 | 4 | 30 | 4 | 59.47 | 22279 | 31.0278 |  |  | 1.5907
2019 | 4 | 30 | 3 | 4 | 30 | 5 | 59.89 | 24639 | 34.3146 |  |  | 1.602
2019 | 4 | 30 | 4 | 4 | 30 | 6 | 59.23 | 27193 | 37.8715 |  |  | 1.5843
2019 | 4 | 30 | 5 | 4 | 30 | 7 | 60.08 | 29455 | 41.0218 |  |  | 1.6071
2019 | 4 | 30 | 6 | 4 | 30 | 8 | 60.32 | 30467 | 42.4312 |  |  | 1.6135
2019 | 4 | 30 | 7 | 4 | 30 | 9 | 59.5 | 30493 | 42.4674 |  |  | 1.5915
2019 | 4 | 30 | 8 | 4 | 30 | 10 | 59.33 | 30545 | 42.5398 |  |  | 1.587
2019 | 4 | 30 | 9 | 4 | 30 | 11 | 59.33 | 30869 | 42.9911 |  |  | 1.587
2019 | 4 | 30 | 10 | 4 | 30 | 12 | 59.12 | 30839 | 42.9493 |  |  | 1.5814
2019 | 4 | 30 | 11 | 4 | 30 | 13 | 58.62 | 30094 | 41.9117 |  |  | 1.568
2019 | 4 | 30 | 12 | 4 | 30 | 14 | 58.51 | 29447 | 41.0106 |  |  | 1.5651
2019 | 4 | 30 | 13 | 4 | 30 | 15 | 57.52 | 28999 | 40.3867 |  |  | 1.5386
2019 | 4 | 30 | 14 | 4 | 30 | 16 | 56.29 | 28725 | 40.0051 |  |  | 1.5057
2019 | 4 | 30 | 15 | 4 | 30 | 17 | 55.88 | 28140 | 39.1904 |  |  | 1.4947
2019 | 4 | 30 | 16 | 4 | 30 | 18 | 57.12 | 27773 | 38.6793 |  |  | 1.5279
2019 | 4 | 30 | 17 | 4 | 30 | 19 | 58.73 | 28231 | 39.3171 |  |  | 1.571
2019 | 4 | 30 | 18 | 4 | 30 | 20 | 59.87 | 29592 | 41.2126 |  |  | 1.6014
2019 | 4 | 30 | 19 | 4 | 30 | 21 | 58.73 | 27986 | 38.9759 |  |  | 1.571
2019 | 4 | 30 | 20 | 4 | 30 | 22 | 58.69 | 25834 | 35.9788 |  |  | 1.5699
2019 | 4 | 30 | 21 | 4 | 30 | 23 | 57.63 | 24374 | 33.9455 |  |  | 1.5415
2019 | 4 | 30 | 22 | 4 | 30 | 0 | 56.56 | 22881 | 31.8662 |  |  | 1.5129
2019 | 4 | 30 | 23 | 4 | 30 | 1 | 55.52 | 21647 | 30.1476 |  |  | 1.4851
2019 | 5 | 1 | 0 | 5 | 1 | 2 | 55.71 | 21023 | 29.2786 |  |  | 1.4902
2019 | 5 | 1 | 1 | 5 | 1 | 3 | 55 | 20713 | 28.8469 |  |  | 1.4712
2019 | 5 | 1 | 2 | 5 | 1 | 4 | 55 | 20290 | 28.2578 |  |  | 1.4712
2019 | 5 | 1 | 3 | 5 | 1 | 5 | 53 | 20067 | 27.9472 |  |  | 1.4177
2019 | 5 | 1 | 4 | 5 | 1 | 6 | 53 | 19989 | 27.8386 |  |  | 1.4177
2019 | 5 | 1 | 5 | 5 | 1 | 7 | 53 | 20908 | 29.1184 |  |  | 1.4177
2019 | 5 | 1 | 6 | 5 | 1 | 8 | 54.94 | 22511 | 31.3509 |  |  | 1.4696
2019 | 5 | 1 | 7 | 5 | 1 | 9 | 54.92 | 23943 | 33.3453 |  |  | 1.469
2019 | 5 | 1 | 8 | 5 | 1 | 10 | 54.92 | 24584 | 34.238 |  |  | 1.469
2019 | 5 | 1 | 9 | 5 | 1 | 11 | 52.52 | 24883 | 34.6544 |  |  | 1.4048
2019 | 5 | 1 | 10 | 5 | 1 | 12 | 52 | 25103 | 34.9608 |  |  | 1.3909
2019 | 5 | 1 | 11 | 5 | 1 | 13 | 50.39 | 24600 | 34.2603 |  |  | 1.3479
2019 | 5 | 1 | 12 | 5 | 1 | 14 | 45 | 23284 | 32.4275 |  |  | 1.2037
2019 | 5 | 1 | 13 | 5 | 1 | 15 | 39.43 | 22573 | 31.4373 |  |  | 1.0547
2019 | 5 | 1 | 14 | 5 | 1 | 16 | 36.47 | 22296 | 31.0515 |  |  | 0.97552
2019 | 5 | 1 | 15 | 5 | 1 | 17 | 36 | 22405 | 31.2033 |  |  | 0.96295
2019 | 5 | 1 | 16 | 5 | 1 | 18 | 38.49 | 22906 | 31.901 |  |  | 1.0296
2019 | 5 | 1 | 17 | 5 | 1 | 19 | 45 | 24339 | 33.8968 |  |  | 1.2037
2019 | 5 | 1 | 18 | 5 | 1 | 20 | 55.16 | 26502 | 36.9092 |  |  | 1.4755
2019 | 5 | 1 | 19 | 5 | 1 | 21 | 52.52 | 25821 | 35.9607 |  |  | 1.4048
2019 | 5 | 1 | 20 | 5 | 1 | 22 | 44.69 | 24101 | 33.5653 |  |  | 1.1954
2019 | 5 | 1 | 21 | 5 | 1 | 23 | 38.9 | 22400 | 31.1963 |  |  | 1.0405
2019 | 5 | 1 | 22 | 5 | 1 | 0 | 36 | 21007 | 29.2563 |  |  | 0.96295
2019 | 5 | 1 | 23 | 5 | 1 | 1 | 32 | 20165 | 28.0837 |  |  | 0.85596
2019 | 5 | 2 | 0 | 5 | 2 | 2 | 33 | 19863 | 27.6631 |  |  | 0.88271
2019 | 5 | 2 | 1 | 5 | 2 | 3 | 33.92 | 19817 | 27.599 |  |  | 0.90732
2019 | 5 | 2 | 2 | 5 | 2 | 4 | 36 | 20389 | 28.3956 |  |  | 0.96295
2019 | 5 | 2 | 3 | 5 | 2 | 5 | 41.75 | 23050 | 32.1016 |  |  | 1.1168
2019 | 5 | 2 | 4 | 5 | 2 | 6 | 47.76 | 25511 | 35.529 |  |  | 1.2775
2019 | 5 | 2 | 5 | 5 | 2 | 7 | 50.02 | 27630 | 38.4801 |  |  | 1.338
2019 | 5 | 2 | 6 | 5 | 2 | 8 | 52.89 | 28718 | 39.9954 |  |  | 1.4147
2019 | 5 | 2 | 7 | 5 | 2 | 9 | 50.13 | 29612 | 41.2404 |  |  | 1.3409
2019 | 5 | 2 | 8 | 5 | 2 | 10 | 48.87 | 29999 | 41.7794 |  |  | 1.3072
2019 | 5 | 2 | 9 | 5 | 2 | 11 | 49.41 | 30311 | 42.2139 |  |  | 1.3217
2019 | 5 | 2 | 10 | 5 | 2 | 12 | 49.42 | 30284 | 42.1763 |  |  | 1.3219
2019 | 5 | 2 | 11 | 5 | 2 | 13 | 49.41 | 29675 | 41.3282 |  |  | 1.3217
2019 | 5 | 2 | 12 | 5 | 2 | 14 | 48.99 | 28969 | 40.3449 |  |  | 1.3104
2019 | 5 | 2 | 13 | 5 | 2 | 15 | 46.6 | 28545 | 39.7544 |  |  | 1.2465
2019 | 5 | 2 | 14 | 5 | 2 | 16 | 47.4 | 28423 | 39.5845 |  |  | 1.2679
2019 | 5 | 2 | 15 | 5 | 2 | 17 | 46.01 | 27977 | 38.9634 |  |  | 1.2307
2019 | 5 | 2 | 16 | 5 | 2 | 18 | 47.86 | 27990 | 38.9815 |  |  | 1.2802
2019 | 5 | 2 | 17 | 5 | 2 | 19 | 51.7 | 28756 | 40.0483 |  |  | 1.3829
2019 | 5 | 2 | 18 | 5 | 2 | 20 | 58.09 | 30263 | 42.1471 |  |  | 1.5538
2019 | 5 | 2 | 19 | 5 | 2 | 21 | 51.1 | 28515 | 39.7127 |  |  | 1.3669
2019 | 5 | 2 | 20 | 5 | 2 | 22 | 48.28 | 26143 | 36.4092 |  |  | 1.2914
2019 | 5 | 2 | 21 | 5 | 2 | 23 | 52.44 | 24655 | 34.3369 |  |  | 1.4027
2019 | 5 | 2 | 22 | 5 | 2 | 0 | 45.6 | 23535 | 32.777 |  |  | 1.2197
2019 | 5 | 2 | 23 | 5 | 2 | 1 | 43 | 22332 | 31.1016 |  |  | 1.1502
2019 | 5 | 3 | 0 | 5 | 3 | 2 | 44 | 21966 | 30.5919 |  |  | 1.1769
2019 | 5 | 3 | 1 | 5 | 3 | 3 | 47.09 | 21816 | 30.383 |  |  | 1.2596
2019 | 5 | 3 | 2 | 5 | 3 | 4 | 49 | 22339 | 31.1114 |  |  | 1.3107
2019 | 5 | 3 | 3 | 5 | 3 | 5 | 56.29 | 24337 | 33.894 |  |  | 1.5057
2019 | 5 | 3 | 4 | 5 | 3 | 6 | 57.79 | 26759 | 37.2671 |  |  | 1.5458
2019 | 5 | 3 | 5 | 5 | 3 | 7 | 57.9 | 28887 | 40.2307 |  |  | 1.5487
2019 | 5 | 3 | 6 | 5 | 3 | 8 | 57.79 | 30096 | 41.9145 |  |  | 1.5458
2019 | 5 | 3 | 7 | 5 | 3 | 9 | 55.04 | 30698 | 42.7529 |  |  | 1.4722
2019 | 5 | 3 | 8 | 5 | 3 | 10 | 52.89 | 31004 | 43.1791 |  |  | 1.4147
2019 | 5 | 3 | 9 | 5 | 3 | 11 | 52 | 31303 | 43.5955 |  |  | 1.3909
2019 | 5 | 3 | 10 | 5 | 3 | 12 | 50.61 | 31136 | 43.3629 |  |  | 1.3538
2019 | 5 | 3 | 11 | 5 | 3 | 13 | 48.24 | 30246 | 42.1234 |  |  | 1.2904
2019 | 5 | 3 | 12 | 5 | 3 | 14 | 46.49 | 29366 | 40.8978 |  |  | 1.2435
2019 | 5 | 3 | 13 | 5 | 3 | 15 | 42 | 28915 | 40.2697 |  |  | 1.1234
2019 | 5 | 3 | 14 | 5 | 3 | 16 | 41.34 | 28608 | 39.8422 |  |  | 1.1058
2019 | 5 | 3 | 15 | 5 | 3 | 17 | 42.01 | 28288 | 39.3965 |  |  | 1.1237
2019 | 5 | 3 | 16 | 5 | 3 | 18 | 43.96 | 28207 | 39.2837 |  |  | 1.1759
2019 | 5 | 3 | 17 | 5 | 3 | 19 | 48.5 | 28568 | 39.7865 |  |  | 1.2973
2019 | 5 | 3 | 18 | 5 | 3 | 20 | 57.67 | 29707 | 41.3728 |  |  | 1.5426
2019 | 5 | 3 | 19 | 5 | 3 | 21 | 56.12 | 28305 | 39.4202 |  |  | 1.5011
2019 | 5 | 3 | 20 | 5 | 3 | 22 | 54.57 | 26289 | 36.6125 |  |  | 1.4597
2019 | 5 | 3 | 21 | 5 | 3 | 23 | 54.1 | 24917 | 34.7017 |  |  | 1.4471
2019 | 5 | 3 | 22 | 5 | 3 | 0 | 49.55 | 23583 | 32.8439 |  |  | 1.3254
2019 | 5 | 3 | 23 | 5 | 3 | 1 | 42 | 22458 | 31.2771 |  |  | 1.1234
2019 | 5 | 4 | 0 | 5 | 4 | 2 | 40.84 | 21800 | 30.3607 |  |  | 1.0924
2019 | 5 | 4 | 1 | 5 | 4 | 3 | 43.01 | 21460 | 29.8872 |  |  | 1.1505
2019 | 5 | 4 | 2 | 5 | 4 | 4 | 43.1 | 21448 | 29.8705 |  |  | 1.1529
2019 | 5 | 4 | 3 | 5 | 4 | 5 | 45.5 | 21995 | 30.6323 |  |  | 1.2171
2019 | 5 | 4 | 4 | 5 | 4 | 6 | 45 | 22292 | 31.0459 |  |  | 1.2037
2019 | 5 | 4 | 5 | 5 | 4 | 7 | 48.99 | 24184 | 33.6809 |  |  | 1.3104
2019 | 5 | 4 | 6 | 5 | 4 | 8 | 52.99 | 26396 | 36.7615 |  |  | 1.4174
2019 | 5 | 4 | 7 | 5 | 4 | 9 | 53.6 | 27857 | 38.7963 |  |  | 1.4337
2019 | 5 | 4 | 8 | 5 | 4 | 10 | 54.14 | 27982 | 38.9704 |  |  | 1.4482
2019 | 5 | 4 | 9 | 5 | 4 | 11 | 53.21 | 27920 | 38.884 |  |  | 1.4233
2019 | 5 | 4 | 10 | 5 | 4 | 12 | 50.69 | 27668 | 38.533 |  |  | 1.3559
2019 | 5 | 4 | 11 | 5 | 4 | 13 | 46.17 | 27159 | 37.8242 |  |  | 1.235
2019 | 5 | 4 | 12 | 5 | 4 | 14 | 31.14 | 25948 | 36.1376 |  |  | 0.83295
2019 | 5 | 4 | 13 | 5 | 4 | 15 | 29 | 25176 | 35.0625 |  |  | 0.77571
2019 | 5 | 4 | 14 | 5 | 4 | 16 | 30 | 24752 | 34.472 |  |  | 0.80246
2019 | 5 | 4 | 15 | 5 | 4 | 17 | 34.59 | 24591 | 34.2477 |  |  | 0.92524
2019 | 5 | 4 | 16 | 5 | 4 | 18 | 38.53 | 24838 | 34.5917 |  |  | 1.0306
2019 | 5 | 4 | 17 | 5 | 4 | 19 | 44.81 | 25542 | 35.5722 |  |  | 1.1986
2019 | 5 | 4 | 18 | 5 | 4 | 20 | 46.18 | 27565 | 38.3896 |  |  | 1.2353
2019 | 5 | 4 | 19 | 5 | 4 | 21 | 45.92 | 26760 | 37.2685 |  |  | 1.2283
2019 | 5 | 4 | 20 | 5 | 4 | 22 | 44.3 | 25025 | 34.8522 |  |  | 1.185
2019 | 5 | 4 | 21 | 5 | 4 | 23 | 35.19 | 23339 | 32.5041 |  |  | 0.94129
2019 | 5 | 4 | 22 | 5 | 4 | 0 | 32.02 | 21868 | 30.4554 |  |  | 0.85649
2019 | 5 | 4 | 23 | 5 | 4 | 1 | 29.15 | 20881 | 29.0808 |  |  | 0.77972
2019 | 5 | 5 | 0 | 5 | 5 | 2 | 29.33 | 20204 | 28.138 |  |  | 0.78454
2019 | 5 | 5 | 1 | 5 | 5 | 3 | 26.47 | 19870 | 27.6728 |  |  | 0.70804
2019 | 5 | 5 | 2 | 5 | 5 | 4 | 26.1 | 19906 | 27.723 |  |  | 0.69814
2019 | 5 | 5 | 3 | 5 | 5 | 5 | 28.05 | 20170 | 28.0906 |  |  | 0.7503
2019 | 5 | 5 | 4 | 5 | 5 | 6 | 29.01 | 19982 | 27.8288 |  |  | 0.77598
2019 | 5 | 5 | 5 | 5 | 5 | 7 | 31.35 | 21014 | 29.2661 |  |  | 0.83857
2019 | 5 | 5 | 6 | 5 | 5 | 8 | 31.62 | 22872 | 31.8537 |  |  | 0.84579
2019 | 5 | 5 | 7 | 5 | 5 | 9 | 30.38 | 24411 | 33.997 |  |  | 0.81263
2019 | 5 | 5 | 8 | 5 | 5 | 10 | 30.57 | 25082 | 34.9315 |  |  | 0.81771
2019 | 5 | 5 | 9 | 5 | 5 | 11 | 30.62 | 25181 | 35.0694 |  |  | 0.81905
2019 | 5 | 5 | 10 | 5 | 5 | 12 | 30.57 | 25172 | 35.0569 |  |  | 0.81771
2019 | 5 | 5 | 11 | 5 | 5 | 13 | 30.57 | 24710 | 34.4135 |  |  | 0.81771
2019 | 5 | 5 | 12 | 5 | 5 | 14 | 20 | 23611 | 32.8829 |  |  | 0.53497
2019 | 5 | 5 | 13 | 5 | 5 | 15 | 21.72 | 23029 | 32.0723 |  |  | 0.58098
2019 | 5 | 5 | 14 | 5 | 5 | 16 | 27.43 | 22860 | 31.837 |  |  | 0.73372
2019 | 5 | 5 | 15 | 5 | 5 | 17 | 32.44 | 22990 | 32.018 |  |  | 0.86773
2019 | 5 | 5 | 16 | 5 | 5 | 18 | 38.47 | 23562 | 32.8146 |  |  | 1.029
2019 | 5 | 5 | 17 | 5 | 5 | 19 | 49 | 24729 | 34.4399 |  |  | 1.3107
2019 | 5 | 5 | 18 | 5 | 5 | 20 | 58.71 | 27061 | 37.6877 |  |  | 1.5704
2019 | 5 | 5 | 19 | 5 | 5 | 21 | 59.04 | 26790 | 37.3103 |  |  | 1.5792
2019 | 5 | 5 | 20 | 5 | 5 | 22 | 55.07 | 24931 | 34.7212 |  |  | 1.4731
2019 | 5 | 5 | 21 | 5 | 5 | 23 | 54.7 | 23207 | 32.3202 |  |  | 1.4632
2019 | 5 | 5 | 22 | 5 | 5 | 0 | 47.33 | 21971 | 30.5989 |  |  | 1.266
2019 | 5 | 5 | 23 | 5 | 5 | 1 | 43.47 | 21200 | 29.5251 |  |  | 1.1628
2019 | 5 | 6 | 0 | 5 | 6 | 2 | 43.47 | 20898 | 29.1045 |  |  | 1.1628
2019 | 5 | 6 | 1 | 5 | 6 | 3 | 43.55 | 20973 | 29.209 |  |  | 1.1649
2019 | 5 | 6 | 2 | 5 | 6 | 4 | 47.33 | 21657 | 30.1616 |  |  | 1.266
2019 | 5 | 6 | 3 | 5 | 6 | 5 | 52.01 | 24262 | 33.7895 |  |  | 1.3912
2019 | 5 | 6 | 4 | 5 | 6 | 6 | 55.72 | 27224 | 37.9147 |  |  | 1.4904
2019 | 5 | 6 | 5 | 5 | 6 | 7 | 57.93 | 29593 | 41.214 |  |  | 1.5496
2019 | 5 | 6 | 6 | 5 | 6 | 8 | 58.69 | 30520 | 42.505 |  |  | 1.5699
2019 | 5 | 6 | 7 | 5 | 6 | 9 | 57.29 | 30640 | 42.6721 |  |  | 1.5324
2019 | 5 | 6 | 8 | 5 | 6 | 10 | 56.9 | 30699 | 42.7543 |  |  | 1.522
2019 | 5 | 6 | 9 | 5 | 6 | 11 | 56.78 | 30535 | 42.5259 |  |  | 1.5188
2019 | 5 | 6 | 10 | 5 | 6 | 12 | 56.1 | 30795 | 42.888 |  |  | 1.5006
2019 | 5 | 6 | 11 | 5 | 6 | 13 | 54.61 | 30177 | 42.0273 |  |  | 1.4607
2019 | 5 | 6 | 12 | 5 | 6 | 14 | 52.11 | 29498 | 41.0817 |  |  | 1.3939
2019 | 5 | 6 | 13 | 5 | 6 | 15 | 51.89 | 29041 | 40.4452 |  |  | 1.388
2019 | 5 | 6 | 14 | 5 | 6 | 16 | 52.11 | 28921 | 40.2781 |  |  | 1.3939
2019 | 5 | 6 | 15 | 5 | 6 | 17 | 52.11 | 28471 | 39.6514 |  |  | 1.3939
2019 | 5 | 6 | 16 | 5 | 6 | 18 | 54.4 | 28494 | 39.6834 |  |  | 1.4551
2019 | 5 | 6 | 17 | 5 | 6 | 19 | 56.14 | 29344 | 40.8672 |  |  | 1.5017
2019 | 5 | 6 | 18 | 5 | 6 | 20 | 58.5 | 30964 | 43.1234 |  |  | 1.5648
2019 | 5 | 6 | 19 | 5 | 6 | 21 | 56.06 | 29177 | 40.6346 |  |  | 1.4995
2019 | 5 | 6 | 20 | 5 | 6 | 22 | 54.01 | 26619 | 37.0721 |  |  | 1.4447
2019 | 5 | 6 | 21 | 5 | 6 | 23 | 55.59 | 25019 | 34.8438 |  |  | 1.487
2019 | 5 | 6 | 22 | 5 | 6 | 0 | 53.97 | 23754 | 33.082 |  |  | 1.4436
2019 | 5 | 6 | 23 | 5 | 6 | 1 | 51.3 | 22956 | 31.9707 |  |  | 1.3722
2019 | 5 | 7 | 0 | 5 | 7 | 2 | 50.12 | 22630 | 31.5167 |  |  | 1.3406
2019 | 5 | 7 | 1 | 5 | 7 | 3 | 49.44 | 22553 | 31.4094 |  |  | 1.3225
2019 | 5 | 7 | 2 | 5 | 7 | 4 | 50.03 | 23022 | 32.0626 |  |  | 1.3382
2019 | 5 | 7 | 3 | 5 | 7 | 5 | 51.72 | 25016 | 34.8396 |  |  | 1.3834
2019 | 5 | 7 | 4 | 5 | 7 | 6 | 58.71 | 27774 | 38.6807 |  |  | 1.5704
2019 | 5 | 7 | 5 | 5 | 7 | 7 | 60 | 29875 | 41.6067 |  |  | 1.6049
2019 | 5 | 7 | 6 | 5 | 7 | 8 | 57.53 | 30990 | 43.1596 |  |  | 1.5389
2019 | 5 | 7 | 7 | 5 | 7 | 9 | 55.11 | 31120 | 43.3406 |  |  | 1.4741
2019 | 5 | 7 | 8 | 5 | 7 | 10 | 54.03 | 31192 | 43.4409 |  |  | 1.4452
2019 | 5 | 7 | 9 | 5 | 7 | 11 | 52.06 | 31562 | 43.9562 |  |  | 1.3925
2019 | 5 | 7 | 10 | 5 | 7 | 12 | 50.15 | 31267 | 43.5454 |  |  | 1.3414
2019 | 5 | 7 | 11 | 5 | 7 | 13 | 48 | 30527 | 42.5148 |  |  | 1.2839
2019 | 5 | 7 | 12 | 5 | 7 | 14 | 46.77 | 29895 | 41.6346 |  |  | 1.251
2019 | 5 | 7 | 13 | 5 | 7 | 15 | 47.1 | 29514 | 41.104 |  |  | 1.2599
2019 | 5 | 7 | 14 | 5 | 7 | 16 | 48.94 | 29594 | 41.2154 |  |  | 1.3091
2019 | 5 | 7 | 15 | 5 | 7 | 17 | 50.17 | 29431 | 40.9884 |  |  | 1.342
2019 | 5 | 7 | 16 | 5 | 7 | 18 | 51.47 | 29638 | 41.2767 |  |  | 1.3768
2019 | 5 | 7 | 17 | 5 | 7 | 19 | 52.94 | 30786 | 42.8755 |  |  | 1.4161
2019 | 5 | 7 | 18 | 5 | 7 | 20 | 55 | 31633 | 44.0551 |  |  | 1.4712
2019 | 5 | 7 | 19 | 5 | 7 | 21 | 50.98 | 29425 | 40.98 |  |  | 1.3636
2019 | 5 | 7 | 20 | 5 | 7 | 22 | 45 | 27118 | 37.7671 |  |  | 1.2037
2019 | 5 | 7 | 21 | 5 | 7 | 23 | 44.18 | 25822 | 35.9621 |  |  | 1.1818
2019 | 5 | 7 | 22 | 5 | 7 | 0 | 39.03 | 24351 | 33.9135 |  |  | 1.044
2019 | 5 | 7 | 23 | 5 | 7 | 1 | 35.96 | 23415 | 32.6099 |  |  | 0.96188
2019 | 5 | 8 | 0 | 5 | 8 | 2 | 35.79 | 23043 | 32.0918 |  |  | 0.95734
2019 | 5 | 8 | 1 | 5 | 8 | 3 | 35.08 | 22966 | 31.9846 |  |  | 0.93834
2019 | 5 | 8 | 2 | 5 | 8 | 4 | 34.64 | 23382 | 32.564 |  |  | 0.92657
2019 | 5 | 8 | 3 | 5 | 8 | 5 | 33.96 | 25462 | 35.4608 |  |  | 0.90839
2019 | 5 | 8 | 4 | 5 | 8 | 6 | 39.48 | 28050 | 39.0651 |  |  | 1.056
2019 | 5 | 8 | 5 | 5 | 8 | 7 | 44.49 | 30024 | 41.8142 |  |  | 1.19
2019 | 5 | 8 | 6 | 5 | 8 | 8 | 46.2 | 31030 | 43.2153 |  |  | 1.2358
2019 | 5 | 8 | 7 | 5 | 8 | 9 | 44.66 | 31527 | 43.9075 |  |  | 1.1946
2019 | 5 | 8 | 8 | 5 | 8 | 10 | 43.5 | 31749 | 44.2166 |  |  | 1.1636
2019 | 5 | 8 | 9 | 5 | 8 | 11 | 42.87 | 32069 | 44.6623 |  |  | 1.1467
2019 | 5 | 8 | 10 | 5 | 8 | 12 | 38.19 | 31998 | 44.5634 |  |  | 1.0215
2019 | 5 | 8 | 11 | 5 | 8 | 13 | 35.78 | 30892 | 43.0231 |  |  | 0.95707
2019 | 5 | 8 | 12 | 5 | 8 | 14 | 34.9 | 30238 | 42.1123 |  |  | 0.93353
2019 | 5 | 8 | 13 | 5 | 8 | 15 | 34.38 | 30113 | 41.9382 |  |  | 0.91962
2019 | 5 | 8 | 14 | 5 | 8 | 16 | 33 | 29830 | 41.5441 |  |  | 0.88271
2019 | 5 | 8 | 15 | 5 | 8 | 17 | 37.35 | 29510 | 41.0984 |  |  | 0.99906
2019 | 5 | 8 | 16 | 5 | 8 | 18 | 39.19 | 29688 | 41.3463 |  |  | 1.0483
2019 | 5 | 8 | 17 | 5 | 8 | 19 | 39.61 | 30403 | 42.3421 |  |  | 1.0595
2019 | 5 | 8 | 18 | 5 | 8 | 20 | 44.18 | 31550 | 43.9395 |  |  | 1.1818
2019 | 5 | 8 | 19 | 5 | 8 | 21 | 39.84 | 29572 | 41.1847 |  |  | 1.0657
2019 | 5 | 8 | 20 | 5 | 8 | 22 | 34.16 | 27112 | 37.7587 |  |  | 0.91374
2019 | 5 | 8 | 21 | 5 | 8 | 23 | 33.92 | 25633 | 35.6989 |  |  | 0.90732
2019 | 5 | 8 | 22 | 5 | 8 | 0 | 32.01 | 24301 | 33.8438 |  |  | 0.85623
2019 | 5 | 8 | 23 | 5 | 8 | 1 | 30.26 | 23409 | 32.6016 |  |  | 0.80942
2019 | 5 | 9 | 0 | 5 | 9 | 2 | 30.69 | 23074 | 32.135 |  |  | 0.82092
2019 | 5 | 9 | 1 | 5 | 9 | 3 | 33.1 | 22984 | 32.0097 |  |  | 0.88538
2019 | 5 | 9 | 2 | 5 | 9 | 4 | 37.07 | 23355 | 32.5264 |  |  | 0.99157
2019 | 5 | 9 | 3 | 5 | 9 | 5 | 45.99 | 25407 | 35.3842 |  |  | 1.2302
2019 | 5 | 9 | 4 | 5 | 9 | 6 | 49.92 | 27942 | 38.9146 |  |  | 1.3353
2019 | 5 | 9 | 5 | 5 | 9 | 7 | 54.66 | 30024 | 41.8142 |  |  | 1.4621
2019 | 5 | 9 | 6 | 5 | 9 | 8 | 55.01 | 31091 | 43.3002 |  |  | 1.4714
2019 | 5 | 9 | 7 | 5 | 9 | 9 | 53.54 | 31442 | 43.7891 |  |  | 1.4321
2019 | 5 | 9 | 8 | 5 | 9 | 10 | 52.38 | 31720 | 44.1762 |  |  | 1.4011
2019 | 5 | 9 | 9 | 5 | 9 | 11 | 53.01 | 32035 | 44.6149 |  |  | 1.4179
2019 | 5 | 9 | 10 | 5 | 9 | 12 | 51.95 | 31850 | 44.3573 |  |  | 1.3896
2019 | 5 | 9 | 11 | 5 | 9 | 13 | 50.11 | 30976 | 43.1401 |  |  | 1.3404
2019 | 5 | 9 | 12 | 5 | 9 | 14 | 47.37 | 30341 | 42.2557 |  |  | 1.2671
2019 | 5 | 9 | 13 | 5 | 9 | 15 | 46.49 | 30025 | 41.8156 |  |  | 1.2435
2019 | 5 | 9 | 14 | 5 | 9 | 16 | 46.5 | 29964 | 41.7307 |  |  | 1.2438
2019 | 5 | 9 | 15 | 5 | 9 | 17 | 47.55 | 29661 | 41.3087 |  |  | 1.2719
2019 | 5 | 9 | 16 | 5 | 9 | 18 | 50.87 | 29562 | 41.1708 |  |  | 1.3607
2019 | 5 | 9 | 17 | 5 | 9 | 19 | 50.72 | 30202 | 42.0621 |  |  | 1.3567
2019 | 5 | 9 | 18 | 5 | 9 | 20 | 52.33 | 31257 | 43.5314 |  |  | 1.3998
2019 | 5 | 9 | 19 | 5 | 9 | 21 | 49.07 | 29373 | 40.9076 |  |  | 1.3126
2019 | 5 | 9 | 20 | 5 | 9 | 22 | 44.6 | 26888 | 37.4467 |  |  | 1.193
2019 | 5 | 9 | 21 | 5 | 9 | 23 | 40.1 | 25581 | 35.6265 |  |  | 1.0726
2019 | 5 | 9 | 22 | 5 | 9 | 0 | 38.83 | 24369 | 33.9386 |  |  | 1.0387
2019 | 5 | 9 | 23 | 5 | 9 | 1 | 37.54 | 23313 | 32.4679 |  |  | 1.0041
2019 | 5 | 10 | 0 | 5 | 10 | 2 | 37.25 | 22930 | 31.9345 |  |  | 0.99639
2019 | 5 | 10 | 1 | 5 | 10 | 3 | 37.17 | 22944 | 31.954 |  |  | 0.99425
2019 | 5 | 10 | 2 | 5 | 10 | 4 | 39.02 | 23295 | 32.4428 |  |  | 1.0437
2019 | 5 | 10 | 3 | 5 | 10 | 5 | 47.63 | 25254 | 35.1711 |  |  | 1.274
2019 | 5 | 10 | 4 | 5 | 10 | 6 | 54.58 | 28023 | 39.0275 |  |  | 1.4599
2019 | 5 | 10 | 5 | 5 | 10 | 7 | 56.17 | 30123 | 41.9521 |  |  | 1.5025
2019 | 5 | 10 | 6 | 5 | 10 | 8 | 53.07 | 31015 | 43.1944 |  |  | 1.4196
2019 | 5 | 10 | 7 | 5 | 10 | 9 | 50.16 | 31334 | 43.6387 |  |  | 1.3417
2019 | 5 | 10 | 8 | 5 | 10 | 10 | 49.61 | 31631 | 44.0523 |  |  | 1.327
2019 | 5 | 10 | 9 | 5 | 10 | 11 | 49.47 | 31849 | 44.3559 |  |  | 1.3233
2019 | 5 | 10 | 10 | 5 | 10 | 12 | 49.02 | 31941 | 44.484 |  |  | 1.3112
2019 | 5 | 10 | 11 | 5 | 10 | 13 | 45.53 | 30869 | 42.9911 |  |  | 1.2179
2019 | 5 | 10 | 12 | 5 | 10 | 14 | 43 | 30085 | 41.8992 |  |  | 1.1502
2019 | 5 | 10 | 13 | 5 | 10 | 15 | 43.51 | 29839 | 41.5566 |  |  | 1.1638
2019 | 5 | 10 | 14 | 5 | 10 | 16 | 45.63 | 29690 | 41.3491 |  |  | 1.2205
2019 | 5 | 10 | 15 | 5 | 10 | 17 | 48.9 | 29116 | 40.5497 |  |  | 1.308
2019 | 5 | 10 | 16 | 5 | 10 | 18 | 50.48 | 28980 | 40.3603 |  |  | 1.3503
2019 | 5 | 10 | 17 | 5 | 10 | 19 | 53.47 | 29003 | 40.3923 |  |  | 1.4303
2019 | 5 | 10 | 18 | 5 | 10 | 20 | 55.86 | 29479 | 41.0552 |  |  | 1.4942
2019 | 5 | 10 | 19 | 5 | 10 | 21 | 54.8 | 28491 | 39.6792 |  |  | 1.4658
2019 | 5 | 10 | 20 | 5 | 10 | 22 | 53.57 | 26667 | 37.139 |  |  | 1.4329
2019 | 5 | 10 | 21 | 5 | 10 | 23 | 54.89 | 25596 | 35.6474 |  |  | 1.4682
2019 | 5 | 10 | 22 | 5 | 10 | 0 | 52.66 | 24176 | 33.6698 |  |  | 1.4086
2019 | 5 | 10 | 23 | 5 | 10 | 1 | 51.29 | 22971 | 31.9916 |  |  | 1.3719
2019 | 5 | 11 | 0 | 5 | 11 | 2 | 50.69 | 22246 | 30.9819 |  |  | 1.3559
2019 | 5 | 11 | 1 | 5 | 11 | 3 | 50.6 | 21941 | 30.5571 |  |  | 1.3535
2019 | 5 | 11 | 2 | 5 | 11 | 4 | 51.2 | 21782 | 30.3357 |  |  | 1.3695
2019 | 5 | 11 | 3 | 5 | 11 | 5 | 48.93 | 22015 | 30.6602 |  |  | 1.3088
2019 | 5 | 11 | 4 | 5 | 11 | 6 | 48.85 | 22420 | 31.2242 |  |  | 1.3067
2019 | 5 | 11 | 5 | 5 | 11 | 7 | 52.66 | 24275 | 33.8076 |  |  | 1.4086
2019 | 5 | 11 | 6 | 5 | 11 | 8 | 54.54 | 26511 | 36.9217 |  |  | 1.4589
2019 | 5 | 11 | 7 | 5 | 11 | 9 | 53.68 | 27783 | 38.6932 |  |  | 1.4359
2019 | 5 | 11 | 8 | 5 | 11 | 10 | 53.69 | 28071 | 39.0943 |  |  | 1.4361
2019 | 5 | 11 | 9 | 5 | 11 | 11 | 52.66 | 28186 | 39.2545 |  |  | 1.4086
2019 | 5 | 11 | 10 | 5 | 11 | 12 | 52.66 | 28311 | 39.4285 |  |  | 1.4086
2019 | 5 | 11 | 11 | 5 | 11 | 13 | 51 | 27573 | 38.4007 |  |  | 1.3642
2019 | 5 | 11 | 12 | 5 | 11 | 14 | 47.74 | 26288 | 36.6111 |  |  | 1.277
2019 | 5 | 11 | 13 | 5 | 11 | 15 | 43.07 | 25388 | 35.3577 |  |  | 1.1521
2019 | 5 | 11 | 14 | 5 | 11 | 16 | 40.84 | 24986 | 34.7978 |  |  | 1.0924
2019 | 5 | 11 | 15 | 5 | 11 | 17 | 40.89 | 24832 | 34.5834 |  |  | 1.0938
2019 | 5 | 11 | 16 | 5 | 11 | 18 | 45 | 24966 | 34.77 |  |  | 1.2037
2019 | 5 | 11 | 17 | 5 | 11 | 19 | 48.93 | 25516 | 35.536 |  |  | 1.3088
2019 | 5 | 11 | 18 | 5 | 11 | 20 | 53.69 | 26842 | 37.3827 |  |  | 1.4361
2019 | 5 | 11 | 19 | 5 | 11 | 21 | 51.6 | 26268 | 36.5833 |  |  | 1.3802
2019 | 5 | 11 | 20 | 5 | 11 | 22 | 46.23 | 24724 | 34.433 |  |  | 1.2366
2019 | 5 | 11 | 21 | 5 | 11 | 23 | 39.56 | 23249 | 32.3787 |  |  | 1.0582
2019 | 5 | 11 | 22 | 5 | 11 | 0 | 34.8 | 21892 | 30.4888 |  |  | 0.93085
2019 | 5 | 11 | 23 | 5 | 11 | 1 | 29.99 | 20786 | 28.9485 |  |  | 0.80219
2019 | 5 | 12 | 0 | 5 | 12 | 2 | 26.25 | 20149 | 28.0614 |  |  | 0.70215
2019 | 5 | 12 | 1 | 5 | 12 | 3 | 25 | 19818 | 27.6004 |  |  | 0.66872
2019 | 5 | 12 | 2 | 5 | 12 | 4 | 24.04 | 19720 | 27.4639 |  |  | 0.64304
2019 | 5 | 12 | 3 | 5 | 12 | 5 | 24.6 | 19733 | 27.482 |  |  | 0.65802
2019 | 5 | 12 | 4 | 5 | 12 | 6 | 27.21 | 19676 | 27.4026 |  |  | 0.72783
2019 | 5 | 12 | 5 | 5 | 12 | 7 | 30.14 | 20769 | 28.9249 |  |  | 0.80621
2019 | 5 | 12 | 6 | 5 | 12 | 8 | 34.6 | 22652 | 31.5473 |  |  | 0.9255
2019 | 5 | 12 | 7 | 5 | 12 | 9 | 35.3 | 23978 | 33.394 |  |  | 0.94423
2019 | 5 | 12 | 8 | 5 | 12 | 10 | 38.01 | 24645 | 34.3229 |  |  | 1.0167
2019 | 5 | 12 | 9 | 5 | 12 | 11 | 38.6 | 24905 | 34.685 |  |  | 1.0325
2019 | 5 | 12 | 10 | 5 | 12 | 12 | 39.1 | 25154 | 35.0318 |  |  | 1.0459
2019 | 5 | 12 | 11 | 5 | 12 | 13 | 38.6 | 25014 | 34.8368 |  |  | 1.0325
2019 | 5 | 12 | 12 | 5 | 12 | 14 | 35.3 | 24043 | 33.4845 |  |  | 0.94423
2019 | 5 | 12 | 13 | 5 | 12 | 15 | 31.59 | 23323 | 32.4818 |  |  | 0.84499
2019 | 5 | 12 | 14 | 5 | 12 | 16 | 35 | 23093 | 32.1615 |  |  | 0.9362
2019 | 5 | 12 | 15 | 5 | 12 | 17 | 37.21 | 23156 | 32.2492 |  |  | 0.99532
2019 | 5 | 12 | 16 | 5 | 12 | 18 | 39.1 | 23606 | 32.8759 |  |  | 1.0459
2019 | 5 | 12 | 17 | 5 | 12 | 19 | 49 | 24637 | 34.3118 |  |  | 1.3107
2019 | 5 | 12 | 18 | 5 | 12 | 20 | 56.41 | 26542 | 36.9649 |  |  | 1.5089
2019 | 5 | 12 | 19 | 5 | 12 | 21 | 55.45 | 26595 | 37.0387 |  |  | 1.4832
2019 | 5 | 12 | 20 | 5 | 12 | 22 | 49.23 | 24770 | 34.497 |  |  | 1.3168
2019 | 5 | 12 | 21 | 5 | 12 | 23 | 39.87 | 23137 | 32.2228 |  |  | 1.0665
2019 | 5 | 12 | 22 | 5 | 12 | 0 | 37.85 | 21816 | 30.383 |  |  | 1.0124
2019 | 5 | 12 | 23 | 5 | 12 | 1 | 35 | 21041 | 29.3037 |  |  | 0.9362
2019 | 5 | 13 | 0 | 5 | 13 | 2 | 34.6 | 20801 | 28.9694 |  |  | 0.9255
2019 | 5 | 13 | 1 | 5 | 13 | 3 | 34.3 | 20894 | 29.0989 |  |  | 0.91748
2019 | 5 | 13 | 2 | 5 | 13 | 4 | 35.73 | 21421 | 29.8329 |  |  | 0.95573
2019 | 5 | 13 | 3 | 5 | 13 | 5 | 46.16 | 23845 | 33.2088 |  |  | 1.2347
2019 | 5 | 13 | 4 | 5 | 13 | 6 | 53.01 | 26477 | 36.8743 |  |  | 1.4179
2019 | 5 | 13 | 5 | 5 | 13 | 7 | 53.01 | 28675 | 39.9355 |  |  | 1.4179
2019 | 5 | 13 | 6 | 5 | 13 | 8 | 51.08 | 29641 | 41.2808 |  |  | 1.3663
2019 | 5 | 13 | 7 | 5 | 13 | 9 | 50.56 | 30011 | 41.7961 |  |  | 1.3524
2019 | 5 | 13 | 8 | 5 | 13 | 10 | 50.54 | 30310 | 42.2125 |  |  | 1.3519
2019 | 5 | 13 | 9 | 5 | 13 | 11 | 51.01 | 30976 | 43.1401 |  |  | 1.3645
2019 | 5 | 13 | 10 | 5 | 13 | 12 | 51.01 | 31262 | 43.5384 |  |  | 1.3645
2019 | 5 | 13 | 11 | 5 | 13 | 13 | 50.54 | 30498 | 42.4744 |  |  | 1.3519
2019 | 5 | 13 | 12 | 5 | 13 | 14 | 50.3 | 29884 | 41.6193 |  |  | 1.3455
2019 | 5 | 13 | 13 | 5 | 13 | 15 | 50.02 | 29679 | 41.3338 |  |  | 1.338
2019 | 5 | 13 | 14 | 5 | 13 | 16 | 50.19 | 29696 | 41.3574 |  |  | 1.3425
2019 | 5 | 13 | 15 | 5 | 13 | 17 | 49.88 | 29372 | 40.9062 |  |  | 1.3342
2019 | 5 | 13 | 16 | 5 | 13 | 18 | 50.38 | 29157 | 40.6068 |  |  | 1.3476
2019 | 5 | 13 | 17 | 5 | 13 | 19 | 52 | 29502 | 41.0872 |  |  | 1.3909
2019 | 5 | 13 | 18 | 5 | 13 | 20 | 56.19 | 30227 | 42.097 |  |  | 1.503
2019 | 5 | 13 | 19 | 5 | 13 | 21 | 51.01 | 28922 | 40.2795 |  |  | 1.3645
2019 | 5 | 13 | 20 | 5 | 13 | 22 | 46.81 | 26571 | 37.0053 |  |  | 1.2521
2019 | 5 | 13 | 21 | 5 | 13 | 23 | 43.76 | 25265 | 35.1864 |  |  | 1.1705
2019 | 5 | 13 | 22 | 5 | 13 | 0 | 40.9 | 23834 | 33.1935 |  |  | 1.094
2019 | 5 | 13 | 23 | 5 | 13 | 1 | 40.9 | 23030 | 32.0737 |  |  | 1.094
2019 | 5 | 14 | 0 | 5 | 14 | 2 | 40.9 | 22683 | 31.5905 |  |  | 1.094
2019 | 5 | 14 | 1 | 5 | 14 | 3 | 41 | 22672 | 31.5752 |  |  | 1.0967
2019 | 5 | 14 | 2 | 5 | 14 | 4 | 44.44 | 23074 | 32.135 |  |  | 1.1887
2019 | 5 | 14 | 3 | 5 | 14 | 5 | 48.52 | 24909 | 34.6906 |  |  | 1.2978
2019 | 5 | 14 | 4 | 5 | 14 | 6 | 52.01 | 27461 | 38.2448 |  |  | 1.3912
2019 | 5 | 14 | 5 | 5 | 14 | 7 | 55.53 | 29497 | 41.0803 |  |  | 1.4854
2019 | 5 | 14 | 6 | 5 | 14 | 8 | 54.82 | 30525 | 42.512 |  |  | 1.4664
2019 | 5 | 14 | 7 | 5 | 14 | 9 | 53.8 | 30810 | 42.9089 |  |  | 1.4391
2019 | 5 | 14 | 8 | 5 | 14 | 10 | 54.88 | 31098 | 43.31 |  |  | 1.468
2019 | 5 | 14 | 9 | 5 | 14 | 11 | 55.99 | 31539 | 43.9242 |  |  | 1.4977
2019 | 5 | 14 | 10 | 5 | 14 | 12 | 56.46 | 31771 | 44.2473 |  |  | 1.5102
2019 | 5 | 14 | 11 | 5 | 14 | 13 | 55.99 | 30963 | 43.122 |  |  | 1.4977
2019 | 5 | 14 | 12 | 5 | 14 | 14 | 55.04 | 30545 | 42.5398 |  |  | 1.4722
2019 | 5 | 14 | 13 | 5 | 14 | 15 | 54.01 | 30448 | 42.4047 |  |  | 1.4447
2019 | 5 | 14 | 14 | 5 | 14 | 16 | 53.49 | 30451 | 42.4089 |  |  | 1.4308
2019 | 5 | 14 | 15 | 5 | 14 | 17 | 53 | 30052 | 41.8532 |  |  | 1.4177
2019 | 5 | 14 | 16 | 5 | 14 | 18 | 54.01 | 29849 | 41.5705 |  |  | 1.4447
2019 | 5 | 14 | 17 | 5 | 14 | 19 | 56.21 | 30088 | 41.9034 |  |  | 1.5035
2019 | 5 | 14 | 18 | 5 | 14 | 20 | 58.56 | 30881 | 43.0078 |  |  | 1.5664
2019 | 5 | 14 | 19 | 5 | 14 | 21 | 56.31 | 29521 | 41.1137 |  |  | 1.5062
2019 | 5 | 14 | 20 | 5 | 14 | 22 | 53.5 | 27036 | 37.6529 |  |  | 1.4311
2019 | 5 | 14 | 21 | 5 | 14 | 23 | 52.75 | 25650 | 35.7226 |  |  | 1.411
2019 | 5 | 14 | 22 | 5 | 14 | 0 | 52.6 | 24296 | 33.8369 |  |  | 1.407
2019 | 5 | 14 | 23 | 5 | 14 | 1 | 52.59 | 23469 | 32.6851 |  |  | 1.4067
2019 | 5 | 15 | 0 | 5 | 15 | 2 | 52.59 | 23021 | 32.0612 |  |  | 1.4067
2019 | 5 | 15 | 1 | 5 | 15 | 3 | 52.66 | 22905 | 31.8996 |  |  | 1.4086
2019 | 5 | 15 | 2 | 5 | 15 | 4 | 52.75 | 23226 | 32.3467 |  |  | 1.411
2019 | 5 | 15 | 3 | 5 | 15 | 5 | 52.75 | 24831 | 34.582 |  |  | 1.411
2019 | 5 | 15 | 4 | 5 | 15 | 6 | 54.97 | 26987 | 37.5846 |  |  | 1.4704
2019 | 5 | 15 | 5 | 5 | 15 | 7 | 57.5 | 28800 | 40.1096 |  |  | 1.5381
2019 | 5 | 15 | 6 | 5 | 15 | 8 | 57.27 | 29879 | 41.6123 |  |  | 1.5319
2019 | 5 | 15 | 7 | 5 | 15 | 9 | 56.54 | 30458 | 42.4187 |  |  | 1.5124
2019 | 5 | 15 | 8 | 5 | 15 | 10 | 55.72 | 31076 | 43.2793 |  |  | 1.4904
2019 | 5 | 15 | 9 | 5 | 15 | 11 | 56.12 | 31631 | 44.0523 |  |  | 1.5011
2019 | 5 | 15 | 10 | 5 | 15 | 12 | 55.04 | 31682 | 44.1233 |  |  | 1.4722
2019 | 5 | 15 | 11 | 5 | 15 | 13 | 53.56 | 30983 | 43.1498 |  |  | 1.4327
2019 | 5 | 15 | 12 | 5 | 15 | 14 | 52.56 | 30465 | 42.4284 |  |  | 1.4059
2019 | 5 | 15 | 13 | 5 | 15 | 15 | 51.6 | 30263 | 42.1471 |  |  | 1.3802
2019 | 5 | 15 | 14 | 5 | 15 | 16 | 51.01 | 30205 | 42.0663 |  |  | 1.3645
2019 | 5 | 15 | 15 | 5 | 15 | 17 | 50.21 | 29768 | 41.4577 |  |  | 1.3431
2019 | 5 | 15 | 16 | 5 | 15 | 18 | 51.45 | 29609 | 41.2363 |  |  | 1.3762
2019 | 5 | 15 | 17 | 5 | 15 | 19 | 53.3 | 30058 | 41.8616 |  |  | 1.4257
2019 | 5 | 15 | 18 | 5 | 15 | 20 | 56.53 | 30780 | 42.8671 |  |  | 1.5121
2019 | 5 | 15 | 19 | 5 | 15 | 21 | 54.3 | 29348 | 40.8728 |  |  | 1.4525
2019 | 5 | 15 | 20 | 5 | 15 | 22 | 52.38 | 26883 | 37.4398 |  |  | 1.4011
2019 | 5 | 15 | 21 | 5 | 15 | 23 | 57.5 | 25620 | 35.6808 |  |  | 1.5381
2019 | 5 | 15 | 22 | 5 | 15 | 0 | 57.45 | 24435 | 34.0305 |  |  | 1.5367
2019 | 5 | 15 | 23 | 5 | 15 | 1 | 56.78 | 23434 | 32.6364 |  |  | 1.5188
2019 | 5 | 16 | 0 | 5 | 16 | 2 | 56.56 | 23160 | 32.2548 |  |  | 1.5129
2019 | 5 | 16 | 1 | 5 | 16 | 3 | 56.21 | 23096 | 32.1657 |  |  | 1.5035
2019 | 5 | 16 | 2 | 5 | 16 | 4 | 57.38 | 23507 | 32.738 |  |  | 1.5348
2019 | 5 | 16 | 3 | 5 | 16 | 5 | 57.1 | 25485 | 35.4928 |  |  | 1.5274
2019 | 5 | 16 | 4 | 5 | 16 | 6 | 57.28 | 27770 | 38.6751 |  |  | 1.5322
2019 | 5 | 16 | 5 | 5 | 16 | 7 | 57.79 | 29693 | 41.3533 |  |  | 1.5458
2019 | 5 | 16 | 6 | 5 | 16 | 8 | 57.71 | 30799 | 42.8936 |  |  | 1.5437
2019 | 5 | 16 | 7 | 5 | 16 | 9 | 57.1 | 31204 | 43.4576 |  |  | 1.5274
2019 | 5 | 16 | 8 | 5 | 16 | 10 | 55.89 | 31467 | 43.8239 |  |  | 1.495
2019 | 5 | 16 | 9 | 5 | 16 | 11 | 56.21 | 32002 | 44.569 |  |  | 1.5035
2019 | 5 | 16 | 10 | 5 | 16 | 12 | 54.58 | 32102 | 44.7083 |  |  | 1.4599
2019 | 5 | 16 | 11 | 5 | 16 | 13 | 51.17 | 31118 | 43.3378 |  |  | 1.3687
2019 | 5 | 16 | 12 | 5 | 16 | 14 | 49.56 | 30644 | 42.6777 |  |  | 1.3257
2019 | 5 | 16 | 13 | 5 | 16 | 15 | 48.1 | 30442 | 42.3964 |  |  | 1.2866
2019 | 5 | 16 | 14 | 5 | 16 | 16 | 44.11 | 30404 | 42.3435 |  |  | 1.1799
2019 | 5 | 16 | 15 | 5 | 16 | 17 | 40.97 | 30010 | 41.7947 |  |  | 1.0959
2019 | 5 | 16 | 16 | 5 | 16 | 18 | 42.8 | 29942 | 41.7 |  |  | 1.1448
2019 | 5 | 16 | 17 | 5 | 16 | 19 | 47.61 | 30303 | 42.2028 |  |  | 1.2735
2019 | 5 | 16 | 18 | 5 | 16 | 20 | 50.19 | 30928 | 43.0732 |  |  | 1.3425
2019 | 5 | 16 | 19 | 5 | 16 | 21 | 48.49 | 29194 | 40.6583 |  |  | 1.297
2019 | 5 | 16 | 20 | 5 | 16 | 22 | 40.8 | 26962 | 37.5498 |  |  | 1.0913
2019 | 5 | 16 | 21 | 5 | 16 | 23 | 39.28 | 25761 | 35.8772 |  |  | 1.0507
2019 | 5 | 16 | 22 | 5 | 16 | 0 | 36.5 | 24600 | 34.2603 |  |  | 0.97633
2019 | 5 | 16 | 23 | 5 | 16 | 1 | 34.25 | 23742 | 33.0653 |  |  | 0.91614
2019 | 5 | 17 | 0 | 5 | 17 | 2 | 33.79 | 23327 | 32.4874 |  |  | 0.90384
2019 | 5 | 17 | 1 | 5 | 17 | 3 | 34 | 23149 | 32.2395 |  |  | 0.90946
2019 | 5 | 17 | 2 | 5 | 17 | 4 | 36.09 | 23525 | 32.7631 |  |  | 0.96536
2019 | 5 | 17 | 3 | 5 | 17 | 5 | 41.13 | 25247 | 35.1613 |  |  | 1.1002
2019 | 5 | 17 | 4 | 5 | 17 | 6 | 47.04 | 27467 | 38.2531 |  |  | 1.2583
2019 | 5 | 17 | 5 | 5 | 17 | 7 | 51.12 | 29269 | 40.7628 |  |  | 1.3674
2019 | 5 | 17 | 6 | 5 | 17 | 8 | 49.17 | 30344 | 42.2599 |  |  | 1.3152
2019 | 5 | 17 | 7 | 5 | 17 | 9 | 47.53 | 31019 | 43.2 |  |  | 1.2714
2019 | 5 | 17 | 8 | 5 | 17 | 10 | 46.03 | 31371 | 43.6902 |  |  | 1.2312
2019 | 5 | 17 | 9 | 5 | 17 | 11 | 45.8 | 31529 | 43.9102 |  |  | 1.2251
2019 | 5 | 17 | 10 | 5 | 17 | 12 | 42 | 31252 | 43.5245 |  |  | 1.1234
2019 | 5 | 17 | 11 | 5 | 17 | 13 | 39.68 | 30264 | 42.1485 |  |  | 1.0614
2019 | 5 | 17 | 12 | 5 | 17 | 14 | 38.49 | 29344 | 40.8672 |  |  | 1.0296
2019 | 5 | 17 | 13 | 5 | 17 | 15 | 39.04 | 28880 | 40.221 |  |  | 1.0443
2019 | 5 | 17 | 14 | 5 | 17 | 16 | 42.53 | 28690 | 39.9564 |  |  | 1.1376
2019 | 5 | 17 | 15 | 5 | 17 | 17 | 45.7 | 28321 | 39.4425 |  |  | 1.2224
2019 | 5 | 17 | 16 | 5 | 17 | 18 | 48.06 | 28251 | 39.345 |  |  | 1.2855
2019 | 5 | 17 | 17 | 5 | 17 | 19 | 50 | 28557 | 39.7712 |  |  | 1.3374
2019 | 5 | 17 | 18 | 5 | 17 | 20 | 55.39 | 29119 | 40.5538 |  |  | 1.4816
2019 | 5 | 17 | 19 | 5 | 17 | 21 | 55.53 | 28033 | 39.0414 |  |  | 1.4854
2019 | 5 | 17 | 20 | 5 | 17 | 22 | 53 | 26025 | 36.2449 |  |  | 1.4177
2019 | 5 | 17 | 21 | 5 | 17 | 23 | 49.5 | 25005 | 34.8243 |  |  | 1.3241
2019 | 5 | 17 | 22 | 5 | 17 | 0 | 46.9 | 23766 | 33.0988 |  |  | 1.2545
2019 | 5 | 17 | 23 | 5 | 17 | 1 | 46.65 | 22740 | 31.6699 |  |  | 1.2478
2019 | 5 | 18 | 0 | 5 | 18 | 2 | 46.18 | 22091 | 30.766 |  |  | 1.2353
2019 | 5 | 18 | 1 | 5 | 18 | 3 | 46.18 | 21743 | 30.2813 |  |  | 1.2353
2019 | 5 | 18 | 2 | 5 | 18 | 4 | 46.19 | 21529 | 29.9833 |  |  | 1.2355
2019 | 5 | 18 | 3 | 5 | 18 | 5 | 46.18 | 21687 | 30.2033 |  |  | 1.2353
2019 | 5 | 18 | 4 | 5 | 18 | 6 | 46.65 | 22050 | 30.7089 |  |  | 1.2478
2019 | 5 | 18 | 5 | 5 | 18 | 7 | 50.06 | 23842 | 33.2046 |  |  | 1.339
2019 | 5 | 18 | 6 | 5 | 18 | 8 | 51.6 | 26029 | 36.2504 |  |  | 1.3802
2019 | 5 | 18 | 7 | 5 | 18 | 9 | 50.47 | 27336 | 38.0707 |  |  | 1.35
2019 | 5 | 18 | 8 | 5 | 18 | 10 | 50.43 | 27752 | 38.65 |  |  | 1.3489
2019 | 5 | 18 | 9 | 5 | 18 | 11 | 48.22 | 27832 | 38.7614 |  |  | 1.2898
2019 | 5 | 18 | 10 | 5 | 18 | 12 | 46 | 27835 | 38.7656 |  |  | 1.2304
2019 | 5 | 18 | 11 | 5 | 18 | 13 | 40.65 | 27026 | 37.6389 |  |  | 1.0873
2019 | 5 | 18 | 12 | 5 | 18 | 14 | 38 | 25668 | 35.7477 |  |  | 1.0165
2019 | 5 | 18 | 13 | 5 | 18 | 15 | 35.01 | 24881 | 34.6516 |  |  | 0.93647
2019 | 5 | 18 | 14 | 5 | 18 | 16 | 35.36 | 24647 | 34.3257 |  |  | 0.94583
2019 | 5 | 18 | 15 | 5 | 18 | 17 | 39.08 | 24584 | 34.238 |  |  | 1.0453
2019 | 5 | 18 | 16 | 5 | 18 | 18 | 40.99 | 24835 | 34.5875 |  |  | 1.0964
2019 | 5 | 18 | 17 | 5 | 18 | 19 | 45.74 | 25323 | 35.2672 |  |  | 1.2235
2019 | 5 | 18 | 18 | 5 | 18 | 20 | 54.54 | 26558 | 36.9872 |  |  | 1.4589
2019 | 5 | 18 | 19 | 5 | 18 | 21 | 56.2 | 25916 | 36.093 |  |  | 1.5033
2019 | 5 | 18 | 20 | 5 | 18 | 22 | 54.54 | 24338 | 33.8954 |  |  | 1.4589
2019 | 5 | 18 | 21 | 5 | 18 | 23 | 55 | 23099 | 32.1698 |  |  | 1.4712
2019 | 5 | 18 | 22 | 5 | 18 | 0 | 54.54 | 21706 | 30.2298 |  |  | 1.4589
2019 | 5 | 18 | 23 | 5 | 18 | 1 | 52 | 20663 | 28.7772 |  |  | 1.3909
2019 | 5 | 19 | 0 | 5 | 19 | 2 | 53 | 20056 | 27.9319 |  |  | 1.4177
2019 | 5 | 19 | 1 | 5 | 19 | 3 | 51.12 | 19834 | 27.6227 |  |  | 1.3674
2019 | 5 | 19 | 2 | 5 | 19 | 4 | 51.16 | 19720 | 27.4639 |  |  | 1.3685
2019 | 5 | 19 | 3 | 5 | 19 | 5 | 48 | 19771 | 27.5349 |  |  | 1.2839
2019 | 5 | 19 | 4 | 5 | 19 | 6 | 44.45 | 19534 | 27.2049 |  |  | 1.189
2019 | 5 | 19 | 5 | 5 | 19 | 7 | 47.02 | 20730 | 28.8705 |  |  | 1.2577
2019 | 5 | 19 | 6 | 5 | 19 | 8 | 49.06 | 22471 | 31.2952 |  |  | 1.3123
2019 | 5 | 19 | 7 | 5 | 19 | 9 | 50 | 24129 | 33.6043 |  |  | 1.3374
2019 | 5 | 19 | 8 | 5 | 19 | 10 | 50 | 24913 | 34.6962 |  |  | 1.3374
2019 | 5 | 19 | 9 | 5 | 19 | 11 | 47.38 | 25249 | 35.1641 |  |  | 1.2674
2019 | 5 | 19 | 10 | 5 | 19 | 12 | 46.04 | 25586 | 35.6335 |  |  | 1.2315
2019 | 5 | 19 | 11 | 5 | 19 | 13 | 43 | 25342 | 35.2936 |  |  | 1.1502
2019 | 5 | 19 | 12 | 5 | 19 | 14 | 38.09 | 24144 | 33.6252 |  |  | 1.0189
2019 | 5 | 19 | 13 | 5 | 19 | 15 | 36.75 | 23218 | 32.3356 |  |  | 0.98301
2019 | 5 | 19 | 14 | 5 | 19 | 16 | 37 | 22959 | 31.9749 |  |  | 0.9897
2019 | 5 | 19 | 15 | 5 | 19 | 17 | 38.28 | 23170 | 32.2687 |  |  | 1.0239
2019 | 5 | 19 | 16 | 5 | 19 | 18 | 42.28 | 23790 | 33.1322 |  |  | 1.1309
2019 | 5 | 19 | 17 | 5 | 19 | 19 | 50.01 | 24708 | 34.4107 |  |  | 1.3377
2019 | 5 | 19 | 18 | 5 | 19 | 20 | 56.44 | 26250 | 36.5582 |  |  | 1.5097
2019 | 5 | 19 | 19 | 5 | 19 | 21 | 57.45 | 26266 | 36.5805 |  |  | 1.5367
2019 | 5 | 19 | 20 | 5 | 19 | 22 | 55.56 | 24499 | 34.1196 |  |  | 1.4862
2019 | 5 | 19 | 21 | 5 | 19 | 23 | 47.57 | 23003 | 32.0361 |  |  | 1.2724
2019 | 5 | 19 | 22 | 5 | 19 | 0 | 45 | 21673 | 30.1838 |  |  | 1.2037
2019 | 5 | 19 | 23 | 5 | 19 | 1 | 42.72 | 20878 | 29.0767 |  |  | 1.1427
2019 | 5 | 20 | 0 | 5 | 20 | 2 | 42.87 | 20738 | 28.8817 |  |  | 1.1467
2019 | 5 | 20 | 1 | 5 | 20 | 3 | 43.5 | 20821 | 28.9973 |  |  | 1.1636
2019 | 5 | 20 | 2 | 5 | 20 | 4 | 48 | 21437 | 29.8552 |  |  | 1.2839
2019 | 5 | 20 | 3 | 5 | 20 | 5 | 53.5 | 23809 | 33.1586 |  |  | 1.4311
2019 | 5 | 20 | 4 | 5 | 20 | 6 | 55.01 | 26583 | 37.022 |  |  | 1.4714
2019 | 5 | 20 | 5 | 5 | 20 | 7 | 57.38 | 29076 | 40.494 |  |  | 1.5348
2019 | 5 | 20 | 6 | 5 | 20 | 8 | 57.45 | 30356 | 42.2766 |  |  | 1.5367
2019 | 5 | 20 | 7 | 5 | 20 | 9 | 56.63 | 30907 | 43.044 |  |  | 1.5148
2019 | 5 | 20 | 8 | 5 | 20 | 10 | 55.5 | 31021 | 43.2027 |  |  | 1.4846
2019 | 5 | 20 | 9 | 5 | 20 | 11 | 55.37 | 31398 | 43.7278 |  |  | 1.4811
2019 | 5 | 20 | 10 | 5 | 20 | 12 | 55.37 | 31281 | 43.5649 |  |  | 1.4811
2019 | 5 | 20 | 11 | 5 | 20 | 13 | 54.53 | 30331 | 42.2418 |  |  | 1.4586
2019 | 5 | 20 | 12 | 5 | 20 | 14 | 54.09 | 29809 | 41.5148 |  |  | 1.4468
2019 | 5 | 20 | 13 | 5 | 20 | 15 | 53.49 | 29450 | 41.0148 |  |  | 1.4308
2019 | 5 | 20 | 14 | 5 | 20 | 16 | 54.2 | 29286 | 40.7864 |  |  | 1.4498
2019 | 5 | 20 | 15 | 5 | 20 | 17 | 53.9 | 28856 | 40.1876 |  |  | 1.4418
2019 | 5 | 20 | 16 | 5 | 20 | 18 | 54.4 | 28647 | 39.8965 |  |  | 1.4551
2019 | 5 | 20 | 17 | 5 | 20 | 19 | 55.7 | 29196 | 40.6611 |  |  | 1.4899
2019 | 5 | 20 | 18 | 5 | 20 | 20 | 57.92 | 30061 | 41.8658 |  |  | 1.5493
2019 | 5 | 20 | 19 | 5 | 20 | 21 | 56.56 | 28607 | 39.8408 |  |  | 1.5129
2019 | 5 | 20 | 20 | 5 | 20 | 22 | 55.17 | 26283 | 36.6042 |  |  | 1.4757
2019 | 5 | 20 | 21 | 5 | 20 | 23 | 58.77 | 24918 | 34.7031 |  |  | 1.572
2019 | 5 | 20 | 22 | 5 | 20 | 0 | 57.97 | 23616 | 32.8899 |  |  | 1.5506
2019 | 5 | 20 | 23 | 5 | 20 | 1 | 57.13 | 22832 | 31.798 |  |  | 1.5282
2019 | 5 | 21 | 0 | 5 | 21 | 2 | 57.38 | 22538 | 31.3885 |  |  | 1.5348
2019 | 5 | 21 | 1 | 5 | 21 | 3 | 57.45 | 22606 | 31.4832 |  |  | 1.5367
2019 | 5 | 21 | 2 | 5 | 21 | 4 | 58.02 | 22906 | 31.901 |  |  | 1.552
2019 | 5 | 21 | 3 | 5 | 21 | 5 | 58.08 | 24868 | 34.6335 |  |  | 1.5536
2019 | 5 | 21 | 4 | 5 | 21 | 6 | 56.35 | 27421 | 38.1891 |  |  | 1.5073
2019 | 5 | 21 | 5 | 5 | 21 | 7 | 57.61 | 29736 | 41.4131 |  |  | 1.541
2019 | 5 | 21 | 6 | 5 | 21 | 8 | 58.13 | 30659 | 42.6986 |  |  | 1.5549
2019 | 5 | 21 | 7 | 5 | 21 | 9 | 57.5 | 31091 | 43.3002 |  |  | 1.5381
2019 | 5 | 21 | 8 | 5 | 21 | 10 | 57.5 | 31443 | 43.7905 |  |  | 1.5381
2019 | 5 | 21 | 9 | 5 | 21 | 11 | 57.69 | 31811 | 44.303 |  |  | 1.5431
2019 | 5 | 21 | 10 | 5 | 21 | 12 | 57.61 | 31757 | 44.2278 |  |  | 1.541
2019 | 5 | 21 | 11 | 5 | 21 | 13 | 56.93 | 30862 | 42.9813 |  |  | 1.5228
2019 | 5 | 21 | 12 | 5 | 21 | 14 | 56.01 | 30167 | 42.0134 |  |  | 1.4982
2019 | 5 | 21 | 13 | 5 | 21 | 15 | 55.01 | 29859 | 41.5844 |  |  | 1.4714
2019 | 5 | 21 | 14 | 5 | 21 | 16 | 55.23 | 29753 | 41.4368 |  |  | 1.4773
2019 | 5 | 21 | 15 | 5 | 21 | 17 | 54.49 | 29285 | 40.785 |  |  | 1.4575
2019 | 5 | 21 | 16 | 5 | 21 | 18 | 54.49 | 29114 | 40.5469 |  |  | 1.4575
2019 | 5 | 21 | 17 | 5 | 21 | 19 | 56 | 29525 | 41.1193 |  |  | 1.4979
2019 | 5 | 21 | 18 | 5 | 21 | 20 | 57.45 | 30060 | 41.8644 |  |  | 1.5367
2019 | 5 | 21 | 19 | 5 | 21 | 21 | 56.01 | 28909 | 40.2614 |  |  | 1.4982
2019 | 5 | 21 | 20 | 5 | 21 | 22 | 56 | 26538 | 36.9593 |  |  | 1.4979
2019 | 5 | 21 | 21 | 5 | 21 | 23 | 59.27 | 25205 | 35.1028 |  |  | 1.5854
2019 | 5 | 21 | 22 | 5 | 21 | 0 | 59.27 | 23916 | 33.3077 |  |  | 1.5854
2019 | 5 | 21 | 23 | 5 | 21 | 1 | 58.73 | 23055 | 32.1086 |  |  | 1.571
2019 | 5 | 22 | 0 | 5 | 22 | 2 | 58.73 | 22775 | 31.7186 |  |  | 1.571
2019 | 5 | 22 | 1 | 5 | 22 | 3 | 58.9 | 22806 | 31.7618 |  |  | 1.5755
2019 | 5 | 22 | 2 | 5 | 22 | 4 | 59.47 | 23254 | 32.3857 |  |  | 1.5907
2019 | 5 | 22 | 3 | 5 | 22 | 5 | 59.39 | 25036 | 34.8675 |  |  | 1.5886
2019 | 5 | 22 | 4 | 5 | 22 | 6 | 57.21 | 27423 | 38.1918 |  |  | 1.5303
2019 | 5 | 22 | 5 | 5 | 22 | 7 | 58.7 | 29678 | 41.3324 |  |  | 1.5701
2019 | 5 | 22 | 6 | 5 | 22 | 8 | 58.68 | 30747 | 42.8212 |  |  | 1.5696
2019 | 5 | 22 | 7 | 5 | 22 | 9 | 58.35 | 31196 | 43.4465 |  |  | 1.5608
2019 | 5 | 22 | 8 | 5 | 22 | 10 | 58.1 | 31415 | 43.7515 |  |  | 1.5541
2019 | 5 | 22 | 9 | 5 | 22 | 11 | 58.73 | 31559 | 43.952 |  |  | 1.571
2019 | 5 | 22 | 10 | 5 | 22 | 12 | 58.55 | 31894 | 44.4186 |  |  | 1.5661
2019 | 5 | 22 | 11 | 5 | 22 | 13 | 57.02 | 31254 | 43.5272 |  |  | 1.5252
2019 | 5 | 22 | 12 | 5 | 22 | 14 | 56.5 | 30808 | 42.9061 |  |  | 1.5113
2019 | 5 | 22 | 13 | 5 | 22 | 15 | 56.02 | 30562 | 42.5635 |  |  | 1.4985
2019 | 5 | 22 | 14 | 5 | 22 | 16 | 56.4 | 30499 | 42.4758 |  |  | 1.5086
2019 | 5 | 22 | 15 | 5 | 22 | 17 | 55.68 | 30008 | 41.792 |  |  | 1.4894
2019 | 5 | 22 | 16 | 5 | 22 | 18 | 55.56 | 29849 | 41.5705 |  |  | 1.4862
2019 | 5 | 22 | 17 | 5 | 22 | 19 | 57.03 | 30166 | 42.012 |  |  | 1.5255
2019 | 5 | 22 | 18 | 5 | 22 | 20 | 59.21 | 30649 | 42.6847 |  |  | 1.5838
2019 | 5 | 22 | 19 | 5 | 22 | 21 | 58.01 | 29417 | 40.9689 |  |  | 1.5517
2019 | 5 | 22 | 20 | 5 | 22 | 22 | 58.13 | 26883 | 37.4398 |  |  | 1.5549
2019 | 5 | 22 | 21 | 5 | 22 | 23 | 58.9 | 25365 | 35.3257 |  |  | 1.5755
2019 | 5 | 22 | 22 | 5 | 22 | 0 | 58.73 | 23972 | 33.3857 |  |  | 1.571
2019 | 5 | 22 | 23 | 5 | 22 | 1 | 57.02 | 23059 | 32.1141 |  |  | 1.5252
2019 | 5 | 23 | 0 | 5 | 23 | 2 | 56.98 | 22699 | 31.6128 |  |  | 1.5241
2019 | 5 | 23 | 1 | 5 | 23 | 3 | 57.35 | 22636 | 31.525 |  |  | 1.534
2019 | 5 | 23 | 2 | 5 | 23 | 4 | 58.73 | 23057 | 32.1113 |  |  | 1.571
2019 | 5 | 23 | 3 | 5 | 23 | 5 | 59.2 | 24828 | 34.5778 |  |  | 1.5835
2019 | 5 | 23 | 4 | 5 | 23 | 6 | 58.73 | 27266 | 37.9732 |  |  | 1.571
2019 | 5 | 23 | 5 | 5 | 23 | 7 | 59.66 | 29342 | 40.8644 |  |  | 1.5958
2019 | 5 | 23 | 6 | 5 | 23 | 8 | 59.66 | 30424 | 42.3713 |  |  | 1.5958
2019 | 5 | 23 | 7 | 5 | 23 | 9 | 59.66 | 31045 | 43.2362 |  |  | 1.5958
2019 | 5 | 23 | 8 | 5 | 23 | 10 | 59.66 | 31443 | 43.7905 |  |  | 1.5958
2019 | 5 | 23 | 9 | 5 | 23 | 11 | 59.66 | 32116 | 44.7277 |  |  | 1.5958
2019 | 5 | 23 | 10 | 5 | 23 | 12 | 59.6 | 32252 | 44.9172 |  |  | 1.5942
2019 | 5 | 23 | 11 | 5 | 23 | 13 | 58.73 | 31358 | 43.6721 |  |  | 1.571
2019 | 5 | 23 | 12 | 5 | 23 | 14 | 55.65 | 30833 | 42.9409 |  |  | 1.4886
2019 | 5 | 23 | 13 | 5 | 23 | 15 | 54.68 | 30627 | 42.654 |  |  | 1.4626
2019 | 5 | 23 | 14 | 5 | 23 | 16 | 54.66 | 30508 | 42.4883 |  |  | 1.4621
2019 | 5 | 23 | 15 | 5 | 23 | 17 | 53.16 | 30013 | 41.7989 |  |  | 1.422
2019 | 5 | 23 | 16 | 5 | 23 | 18 | 52.38 | 29884 | 41.6193 |  |  | 1.4011
2019 | 5 | 23 | 17 | 5 | 23 | 19 | 54.68 | 30109 | 41.9326 |  |  | 1.4626
2019 | 5 | 23 | 18 | 5 | 23 | 20 | 56.84 | 30643 | 42.6763 |  |  | 1.5204
2019 | 5 | 23 | 19 | 5 | 23 | 21 | 53.51 | 29283 | 40.7822 |  |  | 1.4313
2019 | 5 | 23 | 20 | 5 | 23 | 22 | 51.83 | 26785 | 37.3033 |  |  | 1.3864
2019 | 5 | 23 | 21 | 5 | 23 | 23 | 50 | 25597 | 35.6488 |  |  | 1.3374
2019 | 5 | 23 | 22 | 5 | 23 | 0 | 50.2 | 24348 | 33.9093 |  |  | 1.3428
2019 | 5 | 23 | 23 | 5 | 23 | 1 | 46.26 | 23436 | 32.6392 |  |  | 1.2374
2019 | 5 | 24 | 0 | 5 | 24 | 2 | 45 | 23112 | 32.1879 |  |  | 1.2037
2019 | 5 | 24 | 1 | 5 | 24 | 3 | 45 | 22976 | 31.9985 |  |  | 1.2037
2019 | 5 | 24 | 2 | 5 | 24 | 4 | 46.55 | 23338 | 32.5027 |  |  | 1.2452
2019 | 5 | 24 | 3 | 5 | 24 | 5 | 48.12 | 25073 | 34.919 |  |  | 1.2871
2019 | 5 | 24 | 4 | 5 | 24 | 6 | 49.88 | 27504 | 38.3046 |  |  | 1.3342
2019 | 5 | 24 | 5 | 5 | 24 | 7 | 55 | 29583 | 41.2001 |  |  | 1.4712
2019 | 5 | 24 | 6 | 5 | 24 | 8 | 55.78 | 30786 | 42.8755 |  |  | 1.492
2019 | 5 | 24 | 7 | 5 | 24 | 9 | 54.31 | 31231 | 43.4952 |  |  | 1.4527
2019 | 5 | 24 | 8 | 5 | 24 | 10 | 50.51 | 31578 | 43.9785 |  |  | 1.3511
2019 | 5 | 24 | 9 | 5 | 24 | 11 | 50.62 | 32076 | 44.672 |  |  | 1.354
2019 | 5 | 24 | 10 | 5 | 24 | 12 | 50.48 | 32104 | 44.711 |  |  | 1.3503
2019 | 5 | 24 | 11 | 5 | 24 | 13 | 49.52 | 31047 | 43.239 |  |  | 1.3246
2019 | 5 | 24 | 12 | 5 | 24 | 14 | 48.13 | 30164 | 42.0092 |  |  | 1.2874
2019 | 5 | 24 | 13 | 5 | 24 | 15 | 47.5 | 29781 | 41.4758 |  |  | 1.2706
2019 | 5 | 24 | 14 | 5 | 24 | 16 | 45 | 29533 | 41.1304 |  |  | 1.2037
2019 | 5 | 24 | 15 | 5 | 24 | 17 | 42.6 | 29138 | 40.5803 |  |  | 1.1395
2019 | 5 | 24 | 16 | 5 | 24 | 18 | 44.88 | 28973 | 40.3505 |  |  | 1.2005
2019 | 5 | 24 | 17 | 5 | 24 | 19 | 49.28 | 29130 | 40.5692 |  |  | 1.3182
2019 | 5 | 24 | 18 | 5 | 24 | 20 | 53.44 | 29329 | 40.8463 |  |  | 1.4295
2019 | 5 | 24 | 19 | 5 | 24 | 21 | 50.48 | 28210 | 39.2879 |  |  | 1.3503
2019 | 5 | 24 | 20 | 5 | 24 | 22 | 48.5 | 26229 | 36.529 |  |  | 1.2973
2019 | 5 | 24 | 21 | 5 | 24 | 23 | 42.3 | 25316 | 35.2574 |  |  | 1.1315
2019 | 5 | 24 | 22 | 5 | 24 | 0 | 40 | 23917 | 33.3091 |  |  | 1.0699
2019 | 5 | 24 | 23 | 5 | 24 | 1 | 39.5 | 22845 | 31.8161 |  |  | 1.0566
2019 | 5 | 25 | 0 | 5 | 25 | 2 | 38.8 | 22084 | 30.7562 |  |  | 1.0378
2019 | 5 | 25 | 1 | 5 | 25 | 3 | 38.8 | 21826 | 30.3969 |  |  | 1.0378
2019 | 5 | 25 | 2 | 5 | 25 | 4 | 38.87 | 21713 | 30.2396 |  |  | 1.0397
2019 | 5 | 25 | 3 | 5 | 25 | 5 | 38.96 | 21864 | 30.4499 |  |  | 1.0421
2019 | 5 | 25 | 4 | 5 | 25 | 6 | 39.5 | 22351 | 31.1281 |  |  | 1.0566
2019 | 5 | 25 | 5 | 5 | 25 | 7 | 40 | 24168 | 33.6586 |  |  | 1.0699
2019 | 5 | 25 | 6 | 5 | 25 | 8 | 40.91 | 26207 | 36.4983 |  |  | 1.0943
2019 | 5 | 25 | 7 | 5 | 25 | 9 | 42.8 | 27594 | 38.43 |  |  | 1.1448
2019 | 5 | 25 | 8 | 5 | 25 | 10 | 45.01 | 27919 | 38.8826 |  |  | 1.204
2019 | 5 | 25 | 9 | 5 | 25 | 11 | 45.76 | 28071 | 39.0943 |  |  | 1.224
2019 | 5 | 25 | 10 | 5 | 25 | 12 | 47.58 | 28197 | 39.2698 |  |  | 1.2727
2019 | 5 | 25 | 11 | 5 | 25 | 13 | 44 | 27366 | 38.1125 |  |  | 1.1769
2019 | 5 | 25 | 12 | 5 | 25 | 14 | 40.06 | 26112 | 36.366 |  |  | 1.0716
2019 | 5 | 25 | 13 | 5 | 25 | 15 | 39.5 | 25218 | 35.1209 |  |  | 1.0566
2019 | 5 | 25 | 14 | 5 | 25 | 16 | 39 | 24897 | 34.6739 |  |  | 1.0432
2019 | 5 | 25 | 15 | 5 | 25 | 17 | 39.5 | 24829 | 34.5792 |  |  | 1.0566
2019 | 5 | 25 | 16 | 5 | 25 | 18 | 41.12 | 25079 | 34.9274 |  |  | 1.0999
2019 | 5 | 25 | 17 | 5 | 25 | 19 | 44.47 | 25458 | 35.4552 |  |  | 1.1895
2019 | 5 | 25 | 18 | 5 | 25 | 20 | 50.51 | 26472 | 36.8674 |  |  | 1.3511
2019 | 5 | 25 | 19 | 5 | 25 | 21 | 50.33 | 26201 | 36.49 |  |  | 1.3463
2019 | 5 | 25 | 20 | 5 | 25 | 22 | 48.62 | 24888 | 34.6614 |  |  | 1.3005
2019 | 5 | 25 | 21 | 5 | 25 | 23 | 44.17 | 23344 | 32.511 |  |  | 1.1815
2019 | 5 | 25 | 22 | 5 | 25 | 0 | 40 | 22005 | 30.6462 |  |  | 1.0699
2019 | 5 | 25 | 23 | 5 | 25 | 1 | 38.1 | 20828 | 29.007 |  |  | 1.0191
2019 | 5 | 26 | 0 | 5 | 26 | 2 | 36.91 | 20182 | 28.1073 |  |  | 0.98729
2019 | 5 | 26 | 1 | 5 | 26 | 3 | 36 | 19836 | 27.6255 |  |  | 0.96295
2019 | 5 | 26 | 2 | 5 | 26 | 4 | 37.07 | 19669 | 27.3929 |  |  | 0.99157
2019 | 5 | 26 | 3 | 5 | 26 | 5 | 37.6 | 19572 | 27.2578 |  |  | 1.0058
2019 | 5 | 26 | 4 | 5 | 26 | 6 | 37.9 | 19621 | 27.326 |  |  | 1.0138
2019 | 5 | 26 | 5 | 5 | 26 | 7 | 38.2 | 20798 | 28.9652 |  |  | 1.0218
2019 | 5 | 26 | 6 | 5 | 26 | 8 | 38.3 | 22371 | 31.1559 |  |  | 1.0245
2019 | 5 | 26 | 7 | 5 | 26 | 9 | 40 | 23668 | 32.9623 |  |  | 1.0699
2019 | 5 | 26 | 8 | 5 | 26 | 10 | 40 | 24327 | 33.8801 |  |  | 1.0699
2019 | 5 | 26 | 9 | 5 | 26 | 11 | 38.3 | 24518 | 34.1461 |  |  | 1.0245
2019 | 5 | 26 | 10 | 5 | 26 | 12 | 40 | 24775 | 34.504 |  |  | 1.0699
2019 | 5 | 26 | 11 | 5 | 26 | 13 | 38.5 | 24650 | 34.3299 |  |  | 1.0298
2019 | 5 | 26 | 12 | 5 | 26 | 14 | 35 | 23587 | 32.8495 |  |  | 0.9362
2019 | 5 | 26 | 13 | 5 | 26 | 15 | 34 | 22893 | 31.8829 |  |  | 0.90946
2019 | 5 | 26 | 14 | 5 | 26 | 16 | 34 | 22655 | 31.5515 |  |  | 0.90946
2019 | 5 | 26 | 15 | 5 | 26 | 17 | 35.58 | 23002 | 32.0347 |  |  | 0.95172
2019 | 5 | 26 | 16 | 5 | 26 | 18 | 38.1 | 23507 | 32.738 |  |  | 1.0191
2019 | 5 | 26 | 17 | 5 | 26 | 19 | 44.9 | 24517 | 34.1447 |  |  | 1.201
2019 | 5 | 26 | 18 | 5 | 26 | 20 | 55.22 | 25844 | 35.9928 |  |  | 1.4771
2019 | 5 | 26 | 19 | 5 | 26 | 21 | 58.02 | 26424 | 36.8005 |  |  | 1.552
2019 | 5 | 26 | 20 | 5 | 26 | 22 | 55.22 | 24875 | 34.6433 |  |  | 1.4771
2019 | 5 | 26 | 21 | 5 | 26 | 23 | 54.61 | 23266 | 32.4024 |  |  | 1.4607
2019 | 5 | 26 | 22 | 5 | 26 | 0 | 49.64 | 21899 | 30.4986 |  |  | 1.3278
2019 | 5 | 26 | 23 | 5 | 26 | 1 | 46.78 | 21102 | 29.3886 |  |  | 1.2513
2019 | 5 | 27 | 0 | 5 | 27 | 2 | 45.81 | 20782 | 28.943 |  |  | 1.2254
2019 | 5 | 27 | 1 | 5 | 27 | 3 | 45.37 | 20786 | 28.9485 |  |  | 1.2136
2019 | 5 | 27 | 2 | 5 | 27 | 4 | 49 | 21332 | 29.7089 |  |  | 1.3107
2019 | 5 | 27 | 3 | 5 | 27 | 5 | 54.5 | 23528 | 32.7673 |  |  | 1.4578
2019 | 5 | 27 | 4 | 5 | 27 | 6 | 56.26 | 26244 | 36.5499 |  |  | 1.5049
2019 | 5 | 27 | 5 | 5 | 27 | 7 | 58.39 | 28795 | 40.1026 |  |  | 1.5619
2019 | 5 | 27 | 6 | 5 | 27 | 8 | 57.74 | 30112 | 41.9368 |  |  | 1.5445
2019 | 5 | 27 | 7 | 5 | 27 | 9 | 56.48 | 30681 | 42.7292 |  |  | 1.5108
2019 | 5 | 27 | 8 | 5 | 27 | 10 | 54.96 | 30953 | 43.108 |  |  | 1.4701
2019 | 5 | 27 | 9 | 5 | 27 | 11 | 55.23 | 31561 | 43.9548 |  |  | 1.4773
2019 | 5 | 27 | 10 | 5 | 27 | 12 | 54.5 | 31771 | 44.2473 |  |  | 1.4578
2019 | 5 | 27 | 11 | 5 | 27 | 13 | 52.51 | 31034 | 43.2209 |  |  | 1.4046
2019 | 5 | 27 | 12 | 5 | 27 | 14 | 49.39 | 30384 | 42.3156 |  |  | 1.3211
2019 | 5 | 27 | 13 | 5 | 27 | 15 | 48.37 | 30347 | 42.2641 |  |  | 1.2938
2019 | 5 | 27 | 14 | 5 | 27 | 16 | 45.88 | 30241 | 42.1164 |  |  | 1.2272
2019 | 5 | 27 | 15 | 5 | 27 | 17 | 42.53 | 29922 | 41.6722 |  |  | 1.1376
2019 | 5 | 27 | 16 | 5 | 27 | 18 | 41.77 | 29858 | 41.583 |  |  | 1.1173
2019 | 5 | 27 | 17 | 5 | 27 | 19 | 49.23 | 30089 | 41.9048 |  |  | 1.3168
2019 | 5 | 27 | 18 | 5 | 27 | 20 | 52.8 | 30577 | 42.5844 |  |  | 1.4123
2019 | 5 | 27 | 19 | 5 | 27 | 21 | 50.12 | 29222 | 40.6973 |  |  | 1.3406
2019 | 5 | 27 | 20 | 5 | 27 | 22 | 44.3 | 26670 | 37.1431 |  |  | 1.185
2019 | 5 | 27 | 21 | 5 | 27 | 23 | 42 | 25381 | 35.348 |  |  | 1.1234
2019 | 5 | 27 | 22 | 5 | 27 | 0 | 42 | 23960 | 33.3689 |  |  | 1.1234
2019 | 5 | 27 | 23 | 5 | 27 | 1 | 40.99 | 23172 | 32.2715 |  |  | 1.0964
2019 | 5 | 28 | 0 | 5 | 28 | 2 | 41.11 | 22844 | 31.8147 |  |  | 1.0996
2019 | 5 | 28 | 1 | 5 | 28 | 3 | 41.11 | 22818 | 31.7785 |  |  | 1.0996
2019 | 5 | 28 | 2 | 5 | 28 | 4 | 42 | 23212 | 32.3272 |  |  | 1.1234
2019 | 5 | 28 | 3 | 5 | 28 | 5 | 46.3 | 24863 | 34.6265 |  |  | 1.2385
2019 | 5 | 28 | 4 | 5 | 28 | 6 | 50.14 | 27347 | 38.086 |  |  | 1.3412
2019 | 5 | 28 | 5 | 5 | 28 | 7 | 54.42 | 29518 | 41.1095 |  |  | 1.4557
2019 | 5 | 28 | 6 | 5 | 28 | 8 | 54.51 | 30624 | 42.6499 |  |  | 1.4581
2019 | 5 | 28 | 7 | 5 | 28 | 9 | 52.53 | 31261 | 43.537 |  |  | 1.4051
2019 | 5 | 28 | 8 | 5 | 28 | 10 | 52.01 | 31707 | 44.1581 |  |  | 1.3912
2019 | 5 | 28 | 9 | 5 | 28 | 11 | 53.67 | 32280 | 44.9562 |  |  | 1.4356
2019 | 5 | 28 | 10 | 5 | 28 | 12 | 51.51 | 32342 | 45.0425 |  |  | 1.3778
2019 | 5 | 28 | 11 | 5 | 28 | 13 | 49.98 | 31607 | 44.0189 |  |  | 1.3369
2019 | 5 | 28 | 12 | 5 | 28 | 14 | 48 | 30841 | 42.9521 |  |  | 1.2839
2019 | 5 | 28 | 13 | 5 | 28 | 15 | 45.3 | 30624 | 42.6499 |  |  | 1.2117
2019 | 5 | 28 | 14 | 5 | 28 | 16 | 43.89 | 30551 | 42.5482 |  |  | 1.174
2019 | 5 | 28 | 15 | 5 | 28 | 17 | 42.53 | 30260 | 42.1429 |  |  | 1.1376
2019 | 5 | 28 | 16 | 5 | 28 | 18 | 42.48 | 29974 | 41.7446 |  |  | 1.1363
2019 | 5 | 28 | 17 | 5 | 28 | 19 | 48.62 | 30282 | 42.1735 |  |  | 1.3005
2019 | 5 | 28 | 18 | 5 | 28 | 20 | 51.66 | 30529 | 42.5175 |  |  | 1.3818
2019 | 5 | 28 | 19 | 5 | 28 | 21 | 50.14 | 29296 | 40.8004 |  |  | 1.3412
2019 | 5 | 28 | 20 | 5 | 28 | 22 | 45 | 26873 | 37.4259 |  |  | 1.2037
2019 | 5 | 28 | 21 | 5 | 28 | 23 | 45 | 25375 | 35.3396 |  |  | 1.2037
2019 | 5 | 28 | 22 | 5 | 28 | 0 | 43.5 | 24151 | 33.6349 |  |  | 1.1636
2019 | 5 | 28 | 23 | 5 | 28 | 1 | 41.67 | 23311 | 32.4651 |  |  | 1.1146
2019 | 5 | 29 | 0 | 5 | 29 | 2 | 41.01 | 22961 | 31.9776 |  |  | 1.097
2019 | 5 | 29 | 1 | 5 | 29 | 3 | 40.81 | 22843 | 31.8133 |  |  | 1.0916
2019 | 5 | 29 | 2 | 5 | 29 | 4 | 41.48 | 23195 | 32.3035 |  |  | 1.1095
2019 | 5 | 29 | 3 | 5 | 29 | 5 | 42 | 24932 | 34.7226 |  |  | 1.1234
2019 | 5 | 29 | 4 | 5 | 29 | 6 | 46.79 | 27513 | 38.3172 |  |  | 1.2516
2019 | 5 | 29 | 5 | 5 | 29 | 7 | 48.47 | 29669 | 41.3198 |  |  | 1.2965
2019 | 5 | 29 | 6 | 5 | 29 | 8 | 48.47 | 30635 | 42.6652 |  |  | 1.2965
2019 | 5 | 29 | 7 | 5 | 29 | 9 | 48.42 | 31124 | 43.3462 |  |  | 1.2952
2019 | 5 | 29 | 8 | 5 | 29 | 10 | 48.41 | 31541 | 43.927 |  |  | 1.2949
2019 | 5 | 29 | 9 | 5 | 29 | 11 | 49.95 | 32036 | 44.6163 |  |  | 1.3361
2019 | 5 | 29 | 10 | 5 | 29 | 12 | 50.1 | 32230 | 44.8865 |  |  | 1.3401
2019 | 5 | 29 | 11 | 5 | 29 | 13 | 48.47 | 31318 | 43.6164 |  |  | 1.2965
2019 | 5 | 29 | 12 | 5 | 29 | 14 | 48.41 | 30711 | 42.771 |  |  | 1.2949
2019 | 5 | 29 | 13 | 5 | 29 | 15 | 48.42 | 30574 | 42.5802 |  |  | 1.2952
2019 | 5 | 29 | 14 | 5 | 29 | 16 | 48.42 | 30542 | 42.5356 |  |  | 1.2952
2019 | 5 | 29 | 15 | 5 | 29 | 17 | 48.47 | 30063 | 41.8685 |  |  | 1.2965
2019 | 5 | 29 | 16 | 5 | 29 | 18 | 48.47 | 29921 | 41.6708 |  |  | 1.2965
2019 | 5 | 29 | 17 | 5 | 29 | 19 | 53.07 | 30056 | 41.8588 |  |  | 1.4196
2019 | 5 | 29 | 18 | 5 | 29 | 20 | 57.02 | 30281 | 42.1722 |  |  | 1.5252
2019 | 5 | 29 | 19 | 5 | 29 | 21 | 54.03 | 29077 | 40.4954 |  |  | 1.4452
2019 | 5 | 29 | 20 | 5 | 29 | 22 | 51.01 | 26626 | 37.0819 |  |  | 1.3645
2019 | 5 | 29 | 21 | 5 | 29 | 23 | 51.89 | 25204 | 35.1015 |  |  | 1.388
2019 | 5 | 29 | 22 | 5 | 29 | 0 | 45.87 | 23965 | 33.3759 |  |  | 1.227
2019 | 5 | 29 | 23 | 5 | 29 | 1 | 42 | 22995 | 32.025 |  |  | 1.1234
2019 | 5 | 30 | 0 | 5 | 30 | 2 | 41.9 | 22559 | 31.4178 |  |  | 1.1208
2019 | 5 | 30 | 1 | 5 | 30 | 3 | 42 | 22521 | 31.3649 |  |  | 1.1234
2019 | 5 | 30 | 2 | 5 | 30 | 4 | 42 | 22907 | 31.9024 |  |  | 1.1234
2019 | 5 | 30 | 3 | 5 | 30 | 5 | 47.44 | 24624 | 34.2937 |  |  | 1.269
2019 | 5 | 30 | 4 | 5 | 30 | 6 | 54.47 | 27013 | 37.6208 |  |  | 1.457
2019 | 5 | 30 | 5 | 5 | 30 | 7 | 55.47 | 29156 | 40.6054 |  |  | 1.4838
2019 | 5 | 30 | 6 | 5 | 30 | 8 | 55.45 | 30207 | 42.0691 |  |  | 1.4832
2019 | 5 | 30 | 7 | 5 | 30 | 9 | 54.8 | 30719 | 42.7822 |  |  | 1.4658
2019 | 5 | 30 | 8 | 5 | 30 | 10 | 55 | 31215 | 43.4729 |  |  | 1.4712
2019 | 5 | 30 | 9 | 5 | 30 | 11 | 55.67 | 31986 | 44.5467 |  |  | 1.4891
2019 | 5 | 30 | 10 | 5 | 30 | 12 | 56.02 | 32167 | 44.7988 |  |  | 1.4985
2019 | 5 | 30 | 11 | 5 | 30 | 13 | 56 | 31266 | 43.544 |  |  | 1.4979
2019 | 5 | 30 | 12 | 5 | 30 | 14 | 55.45 | 30697 | 42.7515 |  |  | 1.4832
2019 | 5 | 30 | 13 | 5 | 30 | 15 | 55.45 | 30601 | 42.6178 |  |  | 1.4832
2019 | 5 | 30 | 14 | 5 | 30 | 16 | 55.45 | 30568 | 42.5719 |  |  | 1.4832
2019 | 5 | 30 | 15 | 5 | 30 | 17 | 55.11 | 30157 | 41.9995 |  |  | 1.4741
2019 | 5 | 30 | 16 | 5 | 30 | 18 | 55.45 | 30005 | 41.7878 |  |  | 1.4832
2019 | 5 | 30 | 17 | 5 | 30 | 19 | 56.03 | 29970 | 41.739 |  |  | 1.4987
2019 | 5 | 30 | 18 | 5 | 30 | 20 | 59.47 | 30225 | 42.0942 |  |  | 1.5907
2019 | 5 | 30 | 19 | 5 | 30 | 21 | 56 | 29133 | 40.5733 |  |  | 1.4979
2019 | 5 | 30 | 20 | 5 | 30 | 22 | 53.53 | 26870 | 37.4217 |  |  | 1.4319
2019 | 5 | 30 | 21 | 5 | 30 | 23 | 56.28 | 25554 | 35.5889 |  |  | 1.5054
2019 | 5 | 30 | 22 | 5 | 30 | 0 | 53.57 | 24251 | 33.7742 |  |  | 1.4329
2019 | 5 | 30 | 23 | 5 | 30 | 1 | 48.76 | 23285 | 32.4289 |  |  | 1.3043
2019 | 5 | 31 | 0 | 5 | 31 | 2 | 49.06 | 22867 | 31.8467 |  |  | 1.3123
2019 | 5 | 31 | 1 | 5 | 31 | 3 | 51.69 | 22693 | 31.6044 |  |  | 1.3826
2019 | 5 | 31 | 2 | 5 | 31 | 4 | 54.61 | 23091 | 32.1587 |  |  | 1.4607
2019 | 5 | 31 | 3 | 5 | 31 | 5 | 56.02 | 24626 | 34.2965 |  |  | 1.4985
2019 | 5 | 31 | 4 | 5 | 31 | 6 | 55.37 | 27049 | 37.671 |  |  | 1.4811
2019 | 5 | 31 | 5 | 5 | 31 | 7 | 55.98 | 28966 | 40.3408 |  |  | 1.4974
2019 | 5 | 31 | 6 | 5 | 31 | 8 | 55.98 | 30142 | 41.9786 |  |  | 1.4974
2019 | 5 | 31 | 7 | 5 | 31 | 9 | 55.98 | 31156 | 43.3908 |  |  | 1.4974
2019 | 5 | 31 | 8 | 5 | 31 | 10 | 56.02 | 31889 | 44.4116 |  |  | 1.4985
2019 | 5 | 31 | 9 | 5 | 31 | 11 | 57.86 | 32406 | 45.1316 |  |  | 1.5477
2019 | 5 | 31 | 10 | 5 | 31 | 12 | 57.88 | 32546 | 45.3266 |  |  | 1.5482
2019 | 5 | 31 | 11 | 5 | 31 | 13 | 57.5 | 31716 | 44.1707 |  |  | 1.5381
2019 | 5 | 31 | 12 | 5 | 31 | 14 | 55.98 | 30940 | 43.0899 |  |  | 1.4974
2019 | 5 | 31 | 13 | 5 | 31 | 15 | 55.96 | 30600 | 42.6164 |  |  | 1.4969
2019 | 5 | 31 | 14 | 5 | 31 | 16 | 55.97 | 30424 | 42.3713 |  |  | 1.4971
2019 | 5 | 31 | 15 | 5 | 31 | 17 | 55.96 | 30120 | 41.9479 |  |  | 1.4969
2019 | 5 | 31 | 16 | 5 | 31 | 18 | 55.83 | 29859 | 41.5844 |  |  | 1.4934
2019 | 5 | 31 | 17 | 5 | 31 | 19 | 55.98 | 29620 | 41.2516 |  |  | 1.4974
2019 | 5 | 31 | 18 | 5 | 31 | 20 | 57.52 | 29524 | 41.1179 |  |  | 1.5386
2019 | 5 | 31 | 19 | 5 | 31 | 21 | 55.98 | 28785 | 40.0887 |  |  | 1.4974
2019 | 5 | 31 | 20 | 5 | 31 | 22 | 55.98 | 26880 | 37.4356 |  |  | 1.4974
2019 | 5 | 31 | 21 | 5 | 31 | 23 | 59.21 | 25926 | 36.107 |  |  | 1.5838
2019 | 5 | 31 | 22 | 5 | 31 | 0 | 59 | 24475 | 34.0862 |  |  | 1.5782
2019 | 5 | 31 | 23 | 5 | 31 | 1 | 58.22 | 23337 | 32.5013 |  |  | 1.5573
2019 | 6 | 1 | 0 | 6 | 1 | 2 | 57.87 | 22655 | 31.5515 |  |  | 1.5479
2019 | 6 | 1 | 1 | 6 | 1 | 3 | 57.88 | 22288 | 31.0404 |  |  | 1.5482
2019 | 6 | 1 | 2 | 6 | 1 | 4 | 58.22 | 21993 | 30.6295 |  |  | 1.5573
2019 | 6 | 1 | 3 | 6 | 1 | 5 | 55.5 | 21867 | 30.454 |  |  | 1.4846
2019 | 6 | 1 | 4 | 6 | 1 | 6 | 50.55 | 22427 | 31.2339 |  |  | 1.3521
2019 | 6 | 1 | 5 | 6 | 1 | 7 | 53.07 | 24309 | 33.855 |  |  | 1.4196
2019 | 6 | 1 | 6 | 6 | 1 | 8 | 54.45 | 26711 | 37.2002 |  |  | 1.4565
2019 | 6 | 1 | 7 | 6 | 1 | 9 | 55.8 | 28037 | 39.047 |  |  | 1.4926
2019 | 6 | 1 | 8 | 6 | 1 | 10 | 55.8 | 28595 | 39.8241 |  |  | 1.4926
2019 | 6 | 1 | 9 | 6 | 1 | 11 | 56.02 | 28871 | 40.2085 |  |  | 1.4985
2019 | 6 | 1 | 10 | 6 | 1 | 12 | 56 | 29199 | 40.6653 |  |  | 1.4979
2019 | 6 | 1 | 11 | 6 | 1 | 13 | 54.13 | 28539 | 39.7461 |  |  | 1.4479
2019 | 6 | 1 | 12 | 6 | 1 | 14 | 47.75 | 27455 | 38.2364 |  |  | 1.2773
2019 | 6 | 1 | 13 | 6 | 1 | 15 | 45.56 | 26715 | 37.2058 |  |  | 1.2187
2019 | 6 | 1 | 14 | 6 | 1 | 16 | 44.57 | 26448 | 36.834 |  |  | 1.1922
2019 | 6 | 1 | 15 | 6 | 1 | 17 | 45.84 | 26380 | 36.7393 |  |  | 1.2262
2019 | 6 | 1 | 16 | 6 | 1 | 18 | 46.62 | 26538 | 36.9593 |  |  | 1.247
2019 | 6 | 1 | 17 | 6 | 1 | 19 | 50 | 26858 | 37.405 |  |  | 1.3374
2019 | 6 | 1 | 18 | 6 | 1 | 20 | 54.47 | 27231 | 37.9244 |  |  | 1.457
2019 | 6 | 1 | 19 | 6 | 1 | 21 | 54.14 | 27010 | 37.6167 |  |  | 1.4482
2019 | 6 | 1 | 20 | 6 | 1 | 22 | 48.16 | 25505 | 35.5207 |  |  | 1.2882
2019 | 6 | 1 | 21 | 6 | 1 | 23 | 55 | 24004 | 33.4302 |  |  | 1.4712
2019 | 6 | 1 | 22 | 6 | 1 | 0 | 52 | 22555 | 31.4122 |  |  | 1.3909
2019 | 6 | 1 | 23 | 6 | 1 | 1 | 48.78 | 21559 | 30.0251 |  |  | 1.3048
2019 | 6 | 2 | 0 | 6 | 2 | 2 | 47 | 20866 | 29.0599 |  |  | 1.2572
2019 | 6 | 2 | 1 | 6 | 2 | 3 | 47.43 | 20603 | 28.6937 |  |  | 1.2687
2019 | 6 | 2 | 2 | 6 | 2 | 4 | 49 | 20378 | 28.3803 |  |  | 1.3107
2019 | 6 | 2 | 3 | 6 | 2 | 5 | 45.71 | 20039 | 27.9082 |  |  | 1.2227
2019 | 6 | 2 | 4 | 6 | 2 | 6 | 43.95 | 20016 | 27.8762 |  |  | 1.1756
2019 | 6 | 2 | 5 | 6 | 2 | 7 | 45.08 | 21277 | 29.6323 |  |  | 1.2058
2019 | 6 | 2 | 6 | 6 | 2 | 8 | 44.59 | 23113 | 32.1893 |  |  | 1.1927
2019 | 6 | 2 | 7 | 6 | 2 | 9 | 46.03 | 24616 | 34.2825 |  |  | 1.2312
2019 | 6 | 2 | 8 | 6 | 2 | 10 | 47.3 | 25367 | 35.3285 |  |  | 1.2652
2019 | 6 | 2 | 9 | 6 | 2 | 11 | 47.99 | 25730 | 35.834 |  |  | 1.2837
2019 | 6 | 2 | 10 | 6 | 2 | 12 | 48.07 | 26283 | 36.6042 |  |  | 1.2858
2019 | 6 | 2 | 11 | 6 | 2 | 13 | 46.39 | 26264 | 36.5777 |  |  | 1.2409
2019 | 6 | 2 | 12 | 6 | 2 | 14 | 43.33 | 25346 | 35.2992 |  |  | 1.159
2019 | 6 | 2 | 13 | 6 | 2 | 15 | 40.51 | 24824 | 34.5722 |  |  | 1.0836
2019 | 6 | 2 | 14 | 6 | 2 | 16 | 41.01 | 24639 | 34.3146 |  |  | 1.097
2019 | 6 | 2 | 15 | 6 | 2 | 17 | 42 | 24740 | 34.4552 |  |  | 1.1234
2019 | 6 | 2 | 16 | 6 | 2 | 18 | 45.13 | 25144 | 35.0179 |  |  | 1.2072
2019 | 6 | 2 | 17 | 6 | 2 | 19 | 48.57 | 25819 | 35.958 |  |  | 1.2992
2019 | 6 | 2 | 18 | 6 | 2 | 20 | 57.79 | 27041 | 37.6598 |  |  | 1.5458
2019 | 6 | 2 | 19 | 6 | 2 | 21 | 58.73 | 27492 | 38.2879 |  |  | 1.571
2019 | 6 | 2 | 20 | 6 | 2 | 22 | 56.23 | 25805 | 35.9385 |  |  | 1.5041
2019 | 6 | 2 | 21 | 6 | 2 | 23 | 56.63 | 24127 | 33.6015 |  |  | 1.5148
2019 | 6 | 2 | 22 | 6 | 2 | 0 | 51.98 | 22773 | 31.7158 |  |  | 1.3904
2019 | 6 | 2 | 23 | 6 | 2 | 1 | 48.26 | 21932 | 30.5446 |  |  | 1.2909
2019 | 6 | 3 | 0 | 6 | 3 | 2 | 48.1 | 21480 | 29.9151 |  |  | 1.2866
2019 | 6 | 3 | 1 | 6 | 3 | 3 | 48.5 | 21445 | 29.8663 |  |  | 1.2973
2019 | 6 | 3 | 2 | 6 | 3 | 4 | 48.89 | 22050 | 30.7089 |  |  | 1.3077
2019 | 6 | 3 | 3 | 6 | 3 | 5 | 49.14 | 24236 | 33.7533 |  |  | 1.3144
2019 | 6 | 3 | 4 | 6 | 3 | 6 | 54.13 | 27056 | 37.6807 |  |  | 1.4479
2019 | 6 | 3 | 5 | 6 | 3 | 7 | 58.23 | 29178 | 40.636 |  |  | 1.5576
2019 | 6 | 3 | 6 | 6 | 3 | 8 | 58.02 | 30400 | 42.3379 |  |  | 1.552
2019 | 6 | 3 | 7 | 6 | 3 | 9 | 57.88 | 31373 | 43.693 |  |  | 1.5482
2019 | 6 | 3 | 8 | 6 | 3 | 10 | 58.73 | 32133 | 44.7514 |  |  | 1.571
2019 | 6 | 3 | 9 | 6 | 3 | 11 | 59.01 | 32839 | 45.7347 |  |  | 1.5784
2019 | 6 | 3 | 10 | 6 | 3 | 12 | 58.5 | 33242 | 46.2959 |  |  | 1.5648
2019 | 6 | 3 | 11 | 6 | 3 | 13 | 55.38 | 32572 | 45.3628 |  |  | 1.4813
2019 | 6 | 3 | 12 | 6 | 3 | 14 | 53.12 | 32286 | 44.9645 |  |  | 1.4209
2019 | 6 | 3 | 13 | 6 | 3 | 15 | 50.07 | 32233 | 44.8907 |  |  | 1.3393
2019 | 6 | 3 | 14 | 6 | 3 | 16 | 49.57 | 32373 | 45.0857 |  |  | 1.3259
2019 | 6 | 3 | 15 | 6 | 3 | 17 | 48.91 | 31777 | 44.2556 |  |  | 1.3083
2019 | 6 | 3 | 16 | 6 | 3 | 18 | 50.5 | 31333 | 43.6373 |  |  | 1.3508
2019 | 6 | 3 | 17 | 6 | 3 | 19 | 52.07 | 31139 | 43.3671 |  |  | 1.3928
2019 | 6 | 3 | 18 | 6 | 3 | 20 | 56.05 | 31222 | 43.4827 |  |  | 1.4993
2019 | 6 | 3 | 19 | 6 | 3 | 21 | 55.03 | 29999 | 41.7794 |  |  | 1.472
2019 | 6 | 3 | 20 | 6 | 3 | 22 | 55.26 | 27570 | 38.3966 |  |  | 1.4781
2019 | 6 | 3 | 21 | 6 | 3 | 23 | 57.72 | 26400 | 36.7671 |  |  | 1.5439
2019 | 6 | 3 | 22 | 6 | 3 | 0 | 55.09 | 24995 | 34.8104 |  |  | 1.4736
2019 | 6 | 3 | 23 | 6 | 3 | 1 | 51.7 | 24047 | 33.4901 |  |  | 1.3829
2019 | 6 | 4 | 0 | 6 | 4 | 2 | 49.1 | 23583 | 32.8439 |  |  | 1.3134
2019 | 6 | 4 | 1 | 6 | 4 | 3 | 46.9 | 23532 | 32.7729 |  |  | 1.2545
2019 | 6 | 4 | 2 | 6 | 4 | 4 | 45.62 | 23968 | 33.3801 |  |  | 1.2203
2019 | 6 | 4 | 3 | 6 | 4 | 5 | 47.09 | 25610 | 35.6669 |  |  | 1.2596
2019 | 6 | 4 | 4 | 6 | 4 | 6 | 50.31 | 28090 | 39.1208 |  |  | 1.3457
2019 | 6 | 4 | 5 | 6 | 4 | 7 | 55.38 | 30013 | 41.7989 |  |  | 1.4813
2019 | 6 | 4 | 6 | 6 | 4 | 8 | 53 | 31125 | 43.3476 |  |  | 1.4177
2019 | 6 | 4 | 7 | 6 | 4 | 9 | 52 | 31932 | 44.4715 |  |  | 1.3909
2019 | 6 | 4 | 8 | 6 | 4 | 10 | 50.45 | 32604 | 45.4074 |  |  | 1.3495
2019 | 6 | 4 | 9 | 6 | 4 | 11 | 51.07 | 33300 | 46.3767 |  |  | 1.3661
2019 | 6 | 4 | 10 | 6 | 4 | 12 | 49.06 | 33412 | 46.5327 |  |  | 1.3123
2019 | 6 | 4 | 11 | 6 | 4 | 13 | 47.09 | 32642 | 45.4603 |  |  | 1.2596
2019 | 6 | 4 | 12 | 6 | 4 | 14 | 45.86 | 32258 | 44.9255 |  |  | 1.2267
2019 | 6 | 4 | 13 | 6 | 4 | 15 | 43.46 | 32138 | 44.7584 |  |  | 1.1625
2019 | 6 | 4 | 14 | 6 | 4 | 16 | 43.2 | 32144 | 44.7667 |  |  | 1.1555
2019 | 6 | 4 | 15 | 6 | 4 | 17 | 43.31 | 31550 | 43.9395 |  |  | 1.1585
2019 | 6 | 4 | 16 | 6 | 4 | 18 | 45.76 | 31067 | 43.2668 |  |  | 1.224
2019 | 6 | 4 | 17 | 6 | 4 | 19 | 47.21 | 30959 | 43.1164 |  |  | 1.2628
2019 | 6 | 4 | 18 | 6 | 4 | 20 | 54 | 31010 | 43.1874 |  |  | 1.4444
2019 | 6 | 4 | 19 | 6 | 4 | 21 | 54.13 | 29861 | 41.5872 |  |  | 1.4479
2019 | 6 | 4 | 20 | 6 | 4 | 22 | 47.36 | 27475 | 38.2643 |  |  | 1.2668
2019 | 6 | 4 | 21 | 6 | 4 | 23 | 45.82 | 26356 | 36.7058 |  |  | 1.2256
2019 | 6 | 4 | 22 | 6 | 4 | 0 | 46 | 25000 | 34.8173 |  |  | 1.2304
2019 | 6 | 4 | 23 | 6 | 4 | 1 | 42.29 | 24131 | 33.6071 |  |  | 1.1312
2019 | 6 | 5 | 0 | 6 | 5 | 2 | 41 | 23694 | 32.9985 |  |  | 1.0967
2019 | 6 | 5 | 1 | 6 | 5 | 3 | 40.51 | 23560 | 32.8119 |  |  | 1.0836
2019 | 6 | 5 | 2 | 6 | 5 | 4 | 40.88 | 23990 | 33.4107 |  |  | 1.0935
2019 | 6 | 5 | 3 | 6 | 5 | 5 | 45.8 | 25628 | 35.692 |  |  | 1.2251
2019 | 6 | 5 | 4 | 6 | 5 | 6 | 45.07 | 28075 | 39.0999 |  |  | 1.2056
2019 | 6 | 5 | 5 | 6 | 5 | 7 | 48.36 | 29868 | 41.597 |  |  | 1.2936
2019 | 6 | 5 | 6 | 6 | 5 | 8 | 45.8 | 30704 | 42.7613 |  |  | 1.2251
2019 | 6 | 5 | 7 | 6 | 5 | 9 | 44.99 | 31408 | 43.7417 |  |  | 1.2034
2019 | 6 | 5 | 8 | 6 | 5 | 10 | 43.86 | 31842 | 44.3462 |  |  | 1.1732
2019 | 6 | 5 | 9 | 6 | 5 | 11 | 44.64 | 32272 | 44.945 |  |  | 1.1941
2019 | 6 | 5 | 10 | 6 | 5 | 12 | 42.09 | 32565 | 45.3531 |  |  | 1.1259
2019 | 6 | 5 | 11 | 6 | 5 | 13 | 40.01 | 31654 | 44.0843 |  |  | 1.0702
2019 | 6 | 5 | 12 | 6 | 5 | 14 | 38.89 | 30809 | 42.9075 |  |  | 1.0403
2019 | 6 | 5 | 13 | 6 | 5 | 15 | 39 | 30698 | 42.7529 |  |  | 1.0432
2019 | 6 | 5 | 14 | 6 | 5 | 16 | 41.37 | 30581 | 42.59 |  |  | 1.1066
2019 | 6 | 5 | 15 | 6 | 5 | 17 | 43.92 | 30016 | 41.8031 |  |  | 1.1748
2019 | 6 | 5 | 16 | 6 | 5 | 18 | 45.5 | 29707 | 41.3728 |  |  | 1.2171
2019 | 6 | 5 | 17 | 6 | 5 | 19 | 50.07 | 29994 | 41.7725 |  |  | 1.3393
2019 | 6 | 5 | 18 | 6 | 5 | 20 | 58.22 | 30224 | 42.0928 |  |  | 1.5573
2019 | 6 | 5 | 19 | 6 | 5 | 21 | 58.76 | 29215 | 40.6875 |  |  | 1.5718
2019 | 6 | 5 | 20 | 6 | 5 | 22 | 55 | 26909 | 37.476 |  |  | 1.4712
2019 | 6 | 5 | 21 | 6 | 5 | 23 | 52.84 | 25688 | 35.7755 |  |  | 1.4134
2019 | 6 | 5 | 22 | 6 | 5 | 0 | 49.01 | 24411 | 33.997 |  |  | 1.311
2019 | 6 | 5 | 23 | 6 | 5 | 1 | 45.5 | 23563 | 32.816 |  |  | 1.2171
2019 | 6 | 6 | 0 | 6 | 6 | 2 | 46.49 | 23150 | 32.2409 |  |  | 1.2435
2019 | 6 | 6 | 1 | 6 | 6 | 3 | 46.39 | 23125 | 32.206 |  |  | 1.2409
2019 | 6 | 6 | 2 | 6 | 6 | 4 | 46 | 23367 | 32.5431 |  |  | 1.2304
2019 | 6 | 6 | 3 | 6 | 6 | 5 | 49.01 | 24956 | 34.7561 |  |  | 1.311
2019 | 6 | 6 | 4 | 6 | 6 | 6 | 52.36 | 27311 | 38.0359 |  |  | 1.4006
2019 | 6 | 6 | 5 | 6 | 6 | 7 | 56.85 | 29269 | 40.7628 |  |  | 1.5207
2019 | 6 | 6 | 6 | 6 | 6 | 8 | 54.04 | 30153 | 41.9939 |  |  | 1.4455
2019 | 6 | 6 | 7 | 6 | 6 | 9 | 48.01 | 30771 | 42.8546 |  |  | 1.2842
2019 | 6 | 6 | 8 | 6 | 6 | 10 | 43.93 | 31223 | 43.4841 |  |  | 1.1751
2019 | 6 | 6 | 9 | 6 | 6 | 11 | 43.75 | 31700 | 44.1484 |  |  | 1.1703
2019 | 6 | 6 | 10 | 6 | 6 | 12 | 41.81 | 31859 | 44.3698 |  |  | 1.1184
2019 | 6 | 6 | 11 | 6 | 6 | 13 | 37.47 | 31032 | 43.2181 |  |  | 1.0023
2019 | 6 | 6 | 12 | 6 | 6 | 14 | 34.99 | 30539 | 42.5315 |  |  | 0.93594
2019 | 6 | 6 | 13 | 6 | 6 | 15 | 33.58 | 30545 | 42.5398 |  |  | 0.89822
2019 | 6 | 6 | 14 | 6 | 6 | 16 | 35.76 | 30386 | 42.3184 |  |  | 0.95653
2019 | 6 | 6 | 15 | 6 | 6 | 17 | 35.98 | 30089 | 41.9048 |  |  | 0.96242
2019 | 6 | 6 | 16 | 6 | 6 | 18 | 37.67 | 29964 | 41.7307 |  |  | 1.0076
2019 | 6 | 6 | 17 | 6 | 6 | 19 | 39.17 | 30051 | 41.8518 |  |  | 1.0477
2019 | 6 | 6 | 18 | 6 | 6 | 20 | 41.82 | 30354 | 42.2738 |  |  | 1.1186
2019 | 6 | 6 | 19 | 6 | 6 | 21 | 41.81 | 29369 | 40.902 |  |  | 1.1184
2019 | 6 | 6 | 20 | 6 | 6 | 22 | 37.54 | 27059 | 37.6849 |  |  | 1.0041
2019 | 6 | 6 | 21 | 6 | 6 | 23 | 35.77 | 25938 | 36.1237 |  |  | 0.9568
2019 | 6 | 6 | 22 | 6 | 6 | 0 | 31.08 | 24626 | 34.2965 |  |  | 0.83135
2019 | 6 | 6 | 23 | 6 | 6 | 1 | 27.51 | 23746 | 33.0709 |  |  | 0.73586
2019 | 6 | 7 | 0 | 6 | 7 | 2 | 26.73 | 23328 | 32.4888 |  |  | 0.71499
2019 | 6 | 7 | 1 | 6 | 7 | 3 | 29 | 23298 | 32.447 |  |  | 0.77571
2019 | 6 | 7 | 2 | 6 | 7 | 4 | 31.02 | 23641 | 32.9247 |  |  | 0.82974
2019 | 6 | 7 | 3 | 6 | 7 | 5 | 35.67 | 25282 | 35.2101 |  |  | 0.95413
2019 | 6 | 7 | 4 | 6 | 7 | 6 | 40 | 27476 | 38.2657 |  |  | 1.0699
2019 | 6 | 7 | 5 | 6 | 7 | 7 | 43.76 | 29371 | 40.9048 |  |  | 1.1705
2019 | 6 | 7 | 6 | 6 | 7 | 8 | 43.48 | 30411 | 42.3532 |  |  | 1.163
2019 | 6 | 7 | 7 | 6 | 7 | 9 | 42.29 | 30942 | 43.0927 |  |  | 1.1312
2019 | 6 | 7 | 8 | 6 | 7 | 10 | 42.48 | 31514 | 43.8893 |  |  | 1.1363
2019 | 6 | 7 | 9 | 6 | 7 | 11 | 43.75 | 31944 | 44.4882 |  |  | 1.1703
2019 | 6 | 7 | 10 | 6 | 7 | 12 | 43.99 | 32001 | 44.5676 |  |  | 1.1767
2019 | 6 | 7 | 11 | 6 | 7 | 13 | 43.6 | 31026 | 43.2097 |  |  | 1.1662
2019 | 6 | 7 | 12 | 6 | 7 | 14 | 43.51 | 30276 | 42.1652 |  |  | 1.1638
2019 | 6 | 7 | 13 | 6 | 7 | 15 | 43.66 | 30126 | 41.9563 |  |  | 1.1678
2019 | 6 | 7 | 14 | 6 | 7 | 16 | 43.8 | 30015 | 41.8017 |  |  | 1.1716
2019 | 6 | 7 | 15 | 6 | 7 | 17 | 44.11 | 29679 | 41.3338 |  |  | 1.1799
2019 | 6 | 7 | 16 | 6 | 7 | 18 | 45.33 | 29388 | 40.9285 |  |  | 1.2125
2019 | 6 | 7 | 17 | 6 | 7 | 19 | 52.07 | 29206 | 40.675 |  |  | 1.3928
2019 | 6 | 7 | 18 | 6 | 7 | 20 | 57.53 | 29200 | 40.6667 |  |  | 1.5389
2019 | 6 | 7 | 19 | 6 | 7 | 21 | 56.73 | 28389 | 39.5372 |  |  | 1.5175
2019 | 6 | 7 | 20 | 6 | 7 | 22 | 52.36 | 26317 | 36.6515 |  |  | 1.4006
2019 | 6 | 7 | 21 | 6 | 7 | 23 | 56.03 | 25413 | 35.3925 |  |  | 1.4987
2019 | 6 | 7 | 22 | 6 | 7 | 0 | 50.36 | 24113 | 33.582 |  |  | 1.3471
2019 | 6 | 7 | 23 | 6 | 7 | 1 | 45.3 | 23006 | 32.0403 |  |  | 1.2117
2019 | 6 | 8 | 0 | 6 | 8 | 2 | 43.75 | 22340 | 31.1128 |  |  | 1.1703
2019 | 6 | 8 | 1 | 6 | 8 | 3 | 43.58 | 21970 | 30.5975 |  |  | 1.1657
2019 | 6 | 8 | 2 | 6 | 8 | 4 | 43.53 | 21936 | 30.5501 |  |  | 1.1644
2019 | 6 | 8 | 3 | 6 | 8 | 5 | 43.57 | 21893 | 30.4902 |  |  | 1.1654
2019 | 6 | 8 | 4 | 6 | 8 | 6 | 43.99 | 22468 | 31.291 |  |  | 1.1767
2019 | 6 | 8 | 5 | 6 | 8 | 7 | 48.92 | 24292 | 33.8313 |  |  | 1.3085
2019 | 6 | 8 | 6 | 6 | 8 | 8 | 47.49 | 26354 | 36.703 |  |  | 1.2703
2019 | 6 | 8 | 7 | 6 | 8 | 9 | 49.01 | 27789 | 38.7016 |  |  | 1.311
2019 | 6 | 8 | 8 | 6 | 8 | 10 | 49.01 | 28348 | 39.4801 |  |  | 1.311
2019 | 6 | 8 | 9 | 6 | 8 | 11 | 49.01 | 28473 | 39.6542 |  |  | 1.311
2019 | 6 | 8 | 10 | 6 | 8 | 12 | 49.01 | 28646 | 39.8951 |  |  | 1.311
2019 | 6 | 8 | 11 | 6 | 8 | 13 | 47.49 | 27886 | 38.8367 |  |  | 1.2703
2019 | 6 | 8 | 12 | 6 | 8 | 14 | 43.44 | 26815 | 37.3451 |  |  | 1.162
2019 | 6 | 8 | 13 | 6 | 8 | 15 | 42.41 | 26193 | 36.4788 |  |  | 1.1344
2019 | 6 | 8 | 14 | 6 | 8 | 16 | 42.29 | 25936 | 36.1209 |  |  | 1.1312
2019 | 6 | 8 | 15 | 6 | 8 | 17 | 42.41 | 25630 | 35.6947 |  |  | 1.1344
2019 | 6 | 8 | 16 | 6 | 8 | 18 | 42.48 | 25737 | 35.8438 |  |  | 1.1363
2019 | 6 | 8 | 17 | 6 | 8 | 19 | 44.11 | 25905 | 36.0777 |  |  | 1.1799
2019 | 6 | 8 | 18 | 6 | 8 | 20 | 49.01 | 26750 | 37.2546 |  |  | 1.311
2019 | 6 | 8 | 19 | 6 | 8 | 21 | 49.02 | 26679 | 37.1557 |  |  | 1.3112
2019 | 6 | 8 | 20 | 6 | 8 | 22 | 44.83 | 25134 | 35.004 |  |  | 1.1991
2019 | 6 | 8 | 21 | 6 | 8 | 23 | 46.07 | 23431 | 32.6322 |  |  | 1.2323
2019 | 6 | 8 | 22 | 6 | 8 | 0 | 43 | 22222 | 30.9484 |  |  | 1.1502
2019 | 6 | 8 | 23 | 6 | 8 | 1 | 41.25 | 21271 | 29.624 |  |  | 1.1034
2019 | 6 | 9 | 0 | 6 | 9 | 2 | 42.4 | 20693 | 28.819 |  |  | 1.1341
2019 | 6 | 9 | 1 | 6 | 9 | 3 | 40.95 | 20377 | 28.3789 |  |  | 1.0954
2019 | 6 | 9 | 2 | 6 | 9 | 4 | 40.23 | 20172 | 28.0934 |  |  | 1.0761
2019 | 6 | 9 | 3 | 6 | 9 | 5 | 40 | 20175 | 28.0976 |  |  | 1.0699
2019 | 6 | 9 | 4 | 6 | 9 | 6 | 40 | 20189 | 28.1171 |  |  | 1.0699
2019 | 6 | 9 | 5 | 6 | 9 | 7 | 42.85 | 21306 | 29.6727 |  |  | 1.1462
2019 | 6 | 9 | 6 | 6 | 9 | 8 | 44.55 | 22848 | 31.8203 |  |  | 1.1917
2019 | 6 | 9 | 7 | 6 | 9 | 9 | 46.07 | 24324 | 33.8759 |  |  | 1.2323
2019 | 6 | 9 | 8 | 6 | 9 | 10 | 48.5 | 25154 | 35.0318 |  |  | 1.2973
2019 | 6 | 9 | 9 | 6 | 9 | 11 | 50.12 | 25512 | 35.5304 |  |  | 1.3406
2019 | 6 | 9 | 10 | 6 | 9 | 12 | 50.48 | 25964 | 36.1599 |  |  | 1.3503
2019 | 6 | 9 | 11 | 6 | 9 | 13 | 47.75 | 25699 | 35.7908 |  |  | 1.2773
2019 | 6 | 9 | 12 | 6 | 9 | 14 | 42.42 | 24498 | 34.1182 |  |  | 1.1347
2019 | 6 | 9 | 13 | 6 | 9 | 15 | 37.85 | 23807 | 33.1559 |  |  | 1.0124
2019 | 6 | 9 | 14 | 6 | 9 | 16 | 37 | 23623 | 32.8996 |  |  | 0.9897
2019 | 6 | 9 | 15 | 6 | 9 | 17 | 37.35 | 23576 | 32.8341 |  |  | 0.99906
2019 | 6 | 9 | 16 | 6 | 9 | 18 | 37 | 23918 | 33.3104 |  |  | 0.9897
2019 | 6 | 9 | 17 | 6 | 9 | 19 | 40.03 | 24635 | 34.309 |  |  | 1.0708
2019 | 6 | 9 | 18 | 6 | 9 | 20 | 48.91 | 26011 | 36.2254 |  |  | 1.3083
2019 | 6 | 9 | 19 | 6 | 9 | 21 | 51.37 | 26693 | 37.1752 |  |  | 1.3741
2019 | 6 | 9 | 20 | 6 | 9 | 22 | 43.01 | 24944 | 34.7394 |  |  | 1.1505
2019 | 6 | 9 | 21 | 6 | 9 | 23 | 44.17 | 23572 | 32.8286 |  |  | 1.1815
2019 | 6 | 9 | 22 | 6 | 9 | 0 | 39.51 | 22224 | 30.9512 |  |  | 1.0568
2019 | 6 | 9 | 23 | 6 | 9 | 1 | 37.06 | 21463 | 29.8914 |  |  | 0.99131
2019 | 6 | 10 | 0 | 6 | 10 | 2 | 37 | 21097 | 29.3817 |  |  | 0.9897
2019 | 6 | 10 | 1 | 6 | 10 | 3 | 37.5 | 21049 | 29.3148 |  |  | 1.0031
2019 | 6 | 10 | 2 | 6 | 10 | 4 | 39.51 | 21623 | 30.1142 |  |  | 1.0568
2019 | 6 | 10 | 3 | 6 | 10 | 5 | 42.41 | 23488 | 32.7116 |  |  | 1.1344
2019 | 6 | 10 | 4 | 6 | 10 | 6 | 45.61 | 25865 | 36.022 |  |  | 1.22
2019 | 6 | 10 | 5 | 6 | 10 | 7 | 49.87 | 27882 | 38.8311 |  |  | 1.334
2019 | 6 | 10 | 6 | 6 | 10 | 8 | 48.15 | 29081 | 40.5009 |  |  | 1.2879
2019 | 6 | 10 | 7 | 6 | 10 | 9 | 47.58 | 29917 | 41.6652 |  |  | 1.2727
2019 | 6 | 10 | 8 | 6 | 10 | 10 | 48.13 | 30512 | 42.4939 |  |  | 1.2874
2019 | 6 | 10 | 9 | 6 | 10 | 11 | 50 | 30924 | 43.0677 |  |  | 1.3374
2019 | 6 | 10 | 10 | 6 | 10 | 12 | 50.64 | 31229 | 43.4924 |  |  | 1.3546
2019 | 6 | 10 | 11 | 6 | 10 | 13 | 46.89 | 30505 | 42.4841 |  |  | 1.2542
2019 | 6 | 10 | 12 | 6 | 10 | 14 | 45 | 29906 | 41.6499 |  |  | 1.2037
2019 | 6 | 10 | 13 | 6 | 10 | 15 | 44.72 | 29709 | 41.3755 |  |  | 1.1962
2019 | 6 | 10 | 14 | 6 | 10 | 16 | 44.16 | 29517 | 41.1081 |  |  | 1.1812
2019 | 6 | 10 | 15 | 6 | 10 | 17 | 43 | 29109 | 40.5399 |  |  | 1.1502
2019 | 6 | 10 | 16 | 6 | 10 | 18 | 43.44 | 28825 | 40.1444 |  |  | 1.162
2019 | 6 | 10 | 17 | 6 | 10 | 19 | 45.61 | 29219 | 40.6931 |  |  | 1.22
2019 | 6 | 10 | 18 | 6 | 10 | 20 | 50 | 29670 | 41.3212 |  |  | 1.3374
2019 | 6 | 10 | 19 | 6 | 10 | 21 | 49.01 | 28832 | 40.1541 |  |  | 1.311
2019 | 6 | 10 | 20 | 6 | 10 | 22 | 44.72 | 26426 | 36.8033 |  |  | 1.1962
2019 | 6 | 10 | 21 | 6 | 10 | 23 | 44.04 | 25291 | 35.2226 |  |  | 1.178
2019 | 6 | 10 | 22 | 6 | 10 | 0 | 43.36 | 24104 | 33.5695 |  |  | 1.1598
2019 | 6 | 10 | 23 | 6 | 10 | 1 | 42.29 | 23200 | 32.3105 |  |  | 1.1312
2019 | 6 | 11 | 0 | 6 | 11 | 2 | 41.5 | 22795 | 31.7465 |  |  | 1.1101
2019 | 6 | 11 | 1 | 6 | 11 | 3 | 42 | 22706 | 31.6225 |  |  | 1.1234
2019 | 6 | 11 | 2 | 6 | 11 | 4 | 41.1 | 23046 | 32.096 |  |  | 1.0994
2019 | 6 | 11 | 3 | 6 | 11 | 5 | 44.07 | 24768 | 34.4942 |  |  | 1.1788
2019 | 6 | 11 | 4 | 6 | 11 | 6 | 46.09 | 27223 | 37.9133 |  |  | 1.2328
2019 | 6 | 11 | 5 | 6 | 11 | 7 | 48.41 | 29351 | 40.877 |  |  | 1.2949
2019 | 6 | 11 | 6 | 6 | 11 | 8 | 48.99 | 30299 | 42.1972 |  |  | 1.3104
2019 | 6 | 11 | 7 | 6 | 11 | 9 | 47.42 | 30946 | 43.0983 |  |  | 1.2684
2019 | 6 | 11 | 8 | 6 | 11 | 10 | 46.99 | 31286 | 43.5718 |  |  | 1.2569
2019 | 6 | 11 | 9 | 6 | 11 | 11 | 47.38 | 31647 | 44.0746 |  |  | 1.2674
2019 | 6 | 11 | 10 | 6 | 11 | 12 | 45.72 | 31614 | 44.0286 |  |  | 1.223
2019 | 6 | 11 | 11 | 6 | 11 | 13 | 44.09 | 30592 | 42.6053 |  |  | 1.1794
2019 | 6 | 11 | 12 | 6 | 11 | 14 | 43.19 | 30058 | 41.8616 |  |  | 1.1553
2019 | 6 | 11 | 13 | 6 | 11 | 15 | 42.29 | 29910 | 41.6555 |  |  | 1.1312
2019 | 6 | 11 | 14 | 6 | 11 | 16 | 42.81 | 29846 | 41.5663 |  |  | 1.1451
2019 | 6 | 11 | 15 | 6 | 11 | 17 | 44.5 | 29550 | 41.1541 |  |  | 1.1903
2019 | 6 | 11 | 16 | 6 | 11 | 18 | 44.98 | 29603 | 41.2279 |  |  | 1.2032
2019 | 6 | 11 | 17 | 6 | 11 | 19 | 45.72 | 29881 | 41.6151 |  |  | 1.223
2019 | 6 | 11 | 18 | 6 | 11 | 20 | 52.98 | 29945 | 41.7042 |  |  | 1.4171
2019 | 6 | 11 | 19 | 6 | 11 | 21 | 53.07 | 29053 | 40.4619 |  |  | 1.4196
2019 | 6 | 11 | 20 | 6 | 11 | 22 | 45.72 | 26849 | 37.3924 |  |  | 1.223
2019 | 6 | 11 | 21 | 6 | 11 | 23 | 49.89 | 25696 | 35.7867 |  |  | 1.3345
2019 | 6 | 11 | 22 | 6 | 11 | 0 | 47.46 | 24471 | 34.0806 |  |  | 1.2695
2019 | 6 | 11 | 23 | 6 | 11 | 1 | 46.73 | 23460 | 32.6726 |  |  | 1.25
2019 | 6 | 12 | 0 | 6 | 12 | 2 | 44.06 | 23215 | 32.3314 |  |  | 1.1785
2019 | 6 | 12 | 1 | 6 | 12 | 3 | 44 | 23139 | 32.2255 |  |  | 1.1769
2019 | 6 | 12 | 2 | 6 | 12 | 4 | 43.75 | 23593 | 32.8578 |  |  | 1.1703
2019 | 6 | 12 | 3 | 6 | 12 | 5 | 44.81 | 25190 | 35.082 |  |  | 1.1986
2019 | 6 | 12 | 4 | 6 | 12 | 6 | 49.95 | 27644 | 38.4996 |  |  | 1.3361
2019 | 6 | 12 | 5 | 6 | 12 | 7 | 51.22 | 29694 | 41.3546 |  |  | 1.3701
2019 | 6 | 12 | 6 | 6 | 12 | 8 | 51 | 30568 | 42.5719 |  |  | 1.3642
2019 | 6 | 12 | 7 | 6 | 12 | 9 | 50.54 | 31092 | 43.3016 |  |  | 1.3519
2019 | 6 | 12 | 8 | 6 | 12 | 10 | 50.54 | 31470 | 43.8281 |  |  | 1.3519
2019 | 6 | 12 | 9 | 6 | 12 | 11 | 51.2 | 31983 | 44.5425 |  |  | 1.3695
2019 | 6 | 12 | 10 | 6 | 12 | 12 | 51.22 | 31943 | 44.4868 |  |  | 1.3701
2019 | 6 | 12 | 11 | 6 | 12 | 13 | 50.33 | 30877 | 43.0022 |  |  | 1.3463
2019 | 6 | 12 | 12 | 6 | 12 | 14 | 49.89 | 30365 | 42.2891 |  |  | 1.3345
2019 | 6 | 12 | 13 | 6 | 12 | 15 | 47.88 | 30225 | 42.0942 |  |  | 1.2807
2019 | 6 | 12 | 14 | 6 | 12 | 16 | 47.01 | 30227 | 42.097 |  |  | 1.2575
2019 | 6 | 12 | 15 | 6 | 12 | 17 | 46 | 29832 | 41.5468 |  |  | 1.2304
2019 | 6 | 12 | 16 | 6 | 12 | 18 | 46 | 29716 | 41.3853 |  |  | 1.2304
2019 | 6 | 12 | 17 | 6 | 12 | 19 | 47.3 | 29899 | 41.6401 |  |  | 1.2652
2019 | 6 | 12 | 18 | 6 | 12 | 20 | 50.51 | 30144 | 41.9814 |  |  | 1.3511
2019 | 6 | 12 | 19 | 6 | 12 | 21 | 50.1 | 29351 | 40.877 |  |  | 1.3401
2019 | 6 | 12 | 20 | 6 | 12 | 22 | 45.51 | 26976 | 37.5693 |  |  | 1.2173
2019 | 6 | 12 | 21 | 6 | 12 | 23 | 45.86 | 25866 | 36.0234 |  |  | 1.2267
2019 | 6 | 12 | 22 | 6 | 12 | 0 | 42.37 | 24575 | 34.2254 |  |  | 1.1333
2019 | 6 | 12 | 23 | 6 | 12 | 1 | 40.53 | 23683 | 32.9832 |  |  | 1.0841
2019 | 6 | 13 | 0 | 6 | 13 | 2 | 40.01 | 23303 | 32.4539 |  |  | 1.0702
2019 | 6 | 13 | 1 | 6 | 13 | 3 | 40.07 | 23189 | 32.2952 |  |  | 1.0718
2019 | 6 | 13 | 2 | 6 | 13 | 4 | 41.6 | 23612 | 32.8843 |  |  | 1.1127
2019 | 6 | 13 | 3 | 6 | 13 | 5 | 45 | 25183 | 35.0722 |  |  | 1.2037
2019 | 6 | 13 | 4 | 6 | 13 | 6 | 49.11 | 27675 | 38.5428 |  |  | 1.3136
2019 | 6 | 13 | 5 | 6 | 13 | 7 | 50 | 29648 | 41.2906 |  |  | 1.3374
2019 | 6 | 13 | 6 | 6 | 13 | 8 | 49.95 | 30448 | 42.4047 |  |  | 1.3361
2019 | 6 | 13 | 7 | 6 | 13 | 9 | 48.85 | 30999 | 43.1721 |  |  | 1.3067
2019 | 6 | 13 | 8 | 6 | 13 | 10 | 48.02 | 31416 | 43.7529 |  |  | 1.2845
2019 | 6 | 13 | 9 | 6 | 13 | 11 | 49.11 | 32020 | 44.5941 |  |  | 1.3136
2019 | 6 | 13 | 10 | 6 | 13 | 12 | 49.11 | 32178 | 44.8141 |  |  | 1.3136
2019 | 6 | 13 | 11 | 6 | 13 | 13 | 47.35 | 31262 | 43.5384 |  |  | 1.2666
2019 | 6 | 13 | 12 | 6 | 13 | 14 | 45.86 | 30748 | 42.8225 |  |  | 1.2267
2019 | 6 | 13 | 13 | 6 | 13 | 15 | 45.02 | 30678 | 42.7251 |  |  | 1.2042
2019 | 6 | 13 | 14 | 6 | 13 | 16 | 45.92 | 30693 | 42.7459 |  |  | 1.2283
2019 | 6 | 13 | 15 | 6 | 13 | 17 | 45.87 | 30379 | 42.3086 |  |  | 1.227
2019 | 6 | 13 | 16 | 6 | 13 | 18 | 47.12 | 30208 | 42.0705 |  |  | 1.2604
2019 | 6 | 13 | 17 | 6 | 13 | 19 | 47.62 | 30339 | 42.2529 |  |  | 1.2738
2019 | 6 | 13 | 18 | 6 | 13 | 20 | 50.94 | 30229 | 42.0997 |  |  | 1.3626
2019 | 6 | 13 | 19 | 6 | 13 | 21 | 50.94 | 29368 | 40.9006 |  |  | 1.3626
2019 | 6 | 13 | 20 | 6 | 13 | 22 | 47.49 | 27138 | 37.7949 |  |  | 1.2703
2019 | 6 | 13 | 21 | 6 | 13 | 23 | 49.95 | 25997 | 36.2059 |  |  | 1.3361
2019 | 6 | 13 | 22 | 6 | 13 | 0 | 49.9 | 24756 | 34.4775 |  |  | 1.3348
2019 | 6 | 13 | 23 | 6 | 13 | 1 | 47.88 | 23818 | 33.1712 |  |  | 1.2807
2019 | 6 | 14 | 0 | 6 | 14 | 2 | 47 | 23486 | 32.7088 |  |  | 1.2572
2019 | 6 | 14 | 1 | 6 | 14 | 3 | 46.94 | 23417 | 32.6127 |  |  | 1.2556
2019 | 6 | 14 | 2 | 6 | 14 | 4 | 47 | 23733 | 33.0528 |  |  | 1.2572
2019 | 6 | 14 | 3 | 6 | 14 | 5 | 48.51 | 25279 | 35.2059 |  |  | 1.2976
2019 | 6 | 14 | 4 | 6 | 14 | 6 | 50.66 | 27648 | 38.5052 |  |  | 1.3551
2019 | 6 | 14 | 5 | 6 | 14 | 7 | 51.2 | 29500 | 41.0845 |  |  | 1.3695
2019 | 6 | 14 | 6 | 6 | 14 | 8 | 50.87 | 30601 | 42.6178 |  |  | 1.3607
2019 | 6 | 14 | 7 | 6 | 14 | 9 | 50.02 | 31329 | 43.6317 |  |  | 1.338
2019 | 6 | 14 | 8 | 6 | 14 | 10 | 50 | 31714 | 44.1679 |  |  | 1.3374
2019 | 6 | 14 | 9 | 6 | 14 | 11 | 49.95 | 32260 | 44.9283 |  |  | 1.3361
2019 | 6 | 14 | 10 | 6 | 14 | 12 | 49.85 | 32141 | 44.7626 |  |  | 1.3334
2019 | 6 | 14 | 11 | 6 | 14 | 13 | 45.94 | 31261 | 43.537 |  |  | 1.2288
2019 | 6 | 14 | 12 | 6 | 14 | 14 | 42.54 | 30454 | 42.4131 |  |  | 1.1379
2019 | 6 | 14 | 13 | 6 | 14 | 15 | 41.02 | 30336 | 42.2488 |  |  | 1.0972
2019 | 6 | 14 | 14 | 6 | 14 | 16 | 40.13 | 30185 | 42.0385 |  |  | 1.0734
2019 | 6 | 14 | 15 | 6 | 14 | 17 | 40.01 | 29775 | 41.4675 |  |  | 1.0702
2019 | 6 | 14 | 16 | 6 | 14 | 18 | 40.13 | 29529 | 41.1249 |  |  | 1.0734
2019 | 6 | 14 | 17 | 6 | 14 | 19 | 41.55 | 29245 | 40.7293 |  |  | 1.1114
2019 | 6 | 14 | 18 | 6 | 14 | 20 | 44.39 | 29179 | 40.6374 |  |  | 1.1874
2019 | 6 | 14 | 19 | 6 | 14 | 21 | 44.76 | 28591 | 39.8185 |  |  | 1.1973
2019 | 6 | 14 | 20 | 6 | 14 | 22 | 41.54 | 26712 | 37.2016 |  |  | 1.1111
2019 | 6 | 14 | 21 | 6 | 14 | 23 | 48.86 | 25744 | 35.8535 |  |  | 1.3069
2019 | 6 | 14 | 22 | 6 | 14 | 0 | 46.33 | 24187 | 33.6851 |  |  | 1.2393
2019 | 6 | 14 | 23 | 6 | 14 | 1 | 42.87 | 23123 | 32.2033 |  |  | 1.1467
2019 | 6 | 15 | 0 | 6 | 15 | 2 | 41.53 | 22698 | 31.6114 |  |  | 1.1109
2019 | 6 | 15 | 1 | 6 | 15 | 3 | 40.06 | 22317 | 31.0807 |  |  | 1.0716
2019 | 6 | 15 | 2 | 6 | 15 | 4 | 40.01 | 22046 | 30.7033 |  |  | 1.0702
2019 | 6 | 15 | 3 | 6 | 15 | 5 | 40.56 | 21985 | 30.6184 |  |  | 1.0849
2019 | 6 | 15 | 4 | 6 | 15 | 6 | 40.6 | 22588 | 31.4582 |  |  | 1.086
2019 | 6 | 15 | 5 | 6 | 15 | 7 | 44.99 | 24406 | 33.9901 |  |  | 1.2034
2019 | 6 | 15 | 6 | 6 | 15 | 8 | 45.75 | 26410 | 36.781 |  |  | 1.2238
2019 | 6 | 15 | 7 | 6 | 15 | 9 | 47 | 27951 | 38.9272 |  |  | 1.2572
2019 | 6 | 15 | 8 | 6 | 15 | 10 | 47.96 | 28428 | 39.5915 |  |  | 1.2829
2019 | 6 | 15 | 9 | 6 | 15 | 11 | 48.95 | 28772 | 40.0706 |  |  | 1.3093
2019 | 6 | 15 | 10 | 6 | 15 | 12 | 49.45 | 28888 | 40.2321 |  |  | 1.3227
2019 | 6 | 15 | 11 | 6 | 15 | 13 | 47.15 | 28055 | 39.072 |  |  | 1.2612
2019 | 6 | 15 | 12 | 6 | 15 | 14 | 44.3 | 26798 | 37.3214 |  |  | 1.185
2019 | 6 | 15 | 13 | 6 | 15 | 15 | 42 | 26093 | 36.3396 |  |  | 1.1234
2019 | 6 | 15 | 14 | 6 | 15 | 16 | 42 | 25839 | 35.9858 |  |  | 1.1234
2019 | 6 | 15 | 15 | 6 | 15 | 17 | 42.53 | 25743 | 35.8521 |  |  | 1.1376
2019 | 6 | 15 | 16 | 6 | 15 | 18 | 45.01 | 25820 | 35.9594 |  |  | 1.204
2019 | 6 | 15 | 17 | 6 | 15 | 19 | 49.45 | 26089 | 36.334 |  |  | 1.3227
2019 | 6 | 15 | 18 | 6 | 15 | 20 | 51.45 | 26530 | 36.9482 |  |  | 1.3762
2019 | 6 | 15 | 19 | 6 | 15 | 21 | 54.12 | 26703 | 37.1891 |  |  | 1.4476
2019 | 6 | 15 | 20 | 6 | 15 | 22 | 50.66 | 25289 | 35.2198 |  |  | 1.3551
2019 | 6 | 15 | 21 | 6 | 15 | 23 | 51.45 | 23857 | 33.2255 |  |  | 1.3762
2019 | 6 | 15 | 22 | 6 | 15 | 0 | 50.74 | 22512 | 31.3523 |  |  | 1.3572
2019 | 6 | 15 | 23 | 6 | 15 | 1 | 48.95 | 21505 | 29.9499 |  |  | 1.3093
2019 | 6 | 16 | 0 | 6 | 16 | 2 | 46.4 | 20838 | 29.021 |  |  | 1.2411
2019 | 6 | 16 | 1 | 6 | 16 | 3 | 45.75 | 20534 | 28.5976 |  |  | 1.2238
2019 | 6 | 16 | 2 | 6 | 16 | 4 | 44.3 | 20275 | 28.2369 |  |  | 1.185
2019 | 6 | 16 | 3 | 6 | 16 | 5 | 42.29 | 20142 | 28.0516 |  |  | 1.1312
2019 | 6 | 16 | 4 | 6 | 16 | 6 | 41.63 | 20054 | 27.9291 |  |  | 1.1135
2019 | 6 | 16 | 5 | 6 | 16 | 7 | 42.29 | 21278 | 29.6337 |  |  | 1.1312
2019 | 6 | 16 | 6 | 6 | 16 | 8 | 44.34 | 23025 | 32.0668 |  |  | 1.186
2019 | 6 | 16 | 7 | 6 | 16 | 9 | 46.01 | 24445 | 34.0444 |  |  | 1.2307
2019 | 6 | 16 | 8 | 6 | 16 | 10 | 46.18 | 25394 | 35.3661 |  |  | 1.2353
2019 | 6 | 16 | 9 | 6 | 16 | 11 | 46.85 | 25772 | 35.8925 |  |  | 1.2532
2019 | 6 | 16 | 10 | 6 | 16 | 12 | 48.6 | 25994 | 36.2017 |  |  | 1.3
2019 | 6 | 16 | 11 | 6 | 16 | 13 | 47.41 | 25811 | 35.9468 |  |  | 1.2682
2019 | 6 | 16 | 12 | 6 | 16 | 14 | 44.34 | 24670 | 34.3578 |  |  | 1.186
2019 | 6 | 16 | 13 | 6 | 16 | 15 | 43.76 | 23950 | 33.355 |  |  | 1.1705
2019 | 6 | 16 | 14 | 6 | 16 | 16 | 42.9 | 23810 | 33.16 |  |  | 1.1475
2019 | 6 | 16 | 15 | 6 | 16 | 17 | 44 | 23856 | 33.2241 |  |  | 1.1769
2019 | 6 | 16 | 16 | 6 | 16 | 18 | 45.6 | 24304 | 33.848 |  |  | 1.2197
2019 | 6 | 16 | 17 | 6 | 16 | 19 | 49.89 | 25093 | 34.9469 |  |  | 1.3345
2019 | 6 | 16 | 18 | 6 | 16 | 20 | 51.94 | 26192 | 36.4774 |  |  | 1.3893
2019 | 6 | 16 | 19 | 6 | 16 | 21 | 54.64 | 26806 | 37.3325 |  |  | 1.4615
2019 | 6 | 16 | 20 | 6 | 16 | 22 | 49.89 | 25323 | 35.2672 |  |  | 1.3345
2019 | 6 | 16 | 21 | 6 | 16 | 23 | 51.69 | 23663 | 32.9553 |  |  | 1.3826
2019 | 6 | 16 | 22 | 6 | 16 | 0 | 49.96 | 22466 | 31.2883 |  |  | 1.3364
2019 | 6 | 16 | 23 | 6 | 16 | 1 | 47.67 | 21545 | 30.0056 |  |  | 1.2751
2019 | 6 | 17 | 0 | 6 | 17 | 2 | 46.07 | 20979 | 29.2173 |  |  | 1.2323
2019 | 6 | 17 | 1 | 6 | 17 | 3 | 46.07 | 20953 | 29.1811 |  |  | 1.2323
2019 | 6 | 17 | 2 | 6 | 17 | 4 | 48.95 | 21948 | 30.5668 |  |  | 1.3093
2019 | 6 | 17 | 3 | 6 | 17 | 5 | 48.5 | 23996 | 33.4191 |  |  | 1.2973
2019 | 6 | 17 | 4 | 6 | 17 | 6 | 51.45 | 26679 | 37.1557 |  |  | 1.3762
2019 | 6 | 17 | 5 | 6 | 17 | 7 | 53.07 | 28982 | 40.363 |  |  | 1.4196
2019 | 6 | 17 | 6 | 6 | 17 | 8 | 51.85 | 30521 | 42.5064 |  |  | 1.3869
2019 | 6 | 17 | 7 | 6 | 17 | 9 | 50.99 | 31364 | 43.6804 |  |  | 1.3639
2019 | 6 | 17 | 8 | 6 | 17 | 10 | 50.66 | 31710 | 44.1623 |  |  | 1.3551
2019 | 6 | 17 | 9 | 6 | 17 | 11 | 51.2 | 32279 | 44.9548 |  |  | 1.3695
2019 | 6 | 17 | 10 | 6 | 17 | 12 | 50.95 | 32552 | 45.335 |  |  | 1.3628
2019 | 6 | 17 | 11 | 6 | 17 | 13 | 48.56 | 31784 | 44.2654 |  |  | 1.2989
2019 | 6 | 17 | 12 | 6 | 17 | 14 | 46.85 | 31114 | 43.3323 |  |  | 1.2532
2019 | 6 | 17 | 13 | 6 | 17 | 15 | 45.94 | 30984 | 43.1512 |  |  | 1.2288
2019 | 6 | 17 | 14 | 6 | 17 | 16 | 47 | 30947 | 43.0997 |  |  | 1.2572
2019 | 6 | 17 | 15 | 6 | 17 | 17 | 46.72 | 30614 | 42.6359 |  |  | 1.2497
2019 | 6 | 17 | 16 | 6 | 17 | 18 | 47.52 | 30506 | 42.4855 |  |  | 1.2711
2019 | 6 | 17 | 17 | 6 | 17 | 19 | 49.62 | 30568 | 42.5719 |  |  | 1.3273
2019 | 6 | 17 | 18 | 6 | 17 | 20 | 50.87 | 30610 | 42.6304 |  |  | 1.3607
2019 | 6 | 17 | 19 | 6 | 17 | 21 | 49.89 | 29611 | 41.2391 |  |  | 1.3345
2019 | 6 | 17 | 20 | 6 | 17 | 22 | 48.51 | 27302 | 38.0233 |  |  | 1.2976
2019 | 6 | 17 | 21 | 6 | 17 | 23 | 51.45 | 26102 | 36.3521 |  |  | 1.3762
2019 | 6 | 17 | 22 | 6 | 17 | 0 | 49.51 | 24865 | 34.6293 |  |  | 1.3243
2019 | 6 | 17 | 23 | 6 | 17 | 1 | 48.62 | 23809 | 33.1586 |  |  | 1.3005
2019 | 6 | 18 | 0 | 6 | 18 | 2 | 47 | 23464 | 32.6782 |  |  | 1.2572
2019 | 6 | 18 | 1 | 6 | 18 | 3 | 46 | 23367 | 32.5431 |  |  | 1.2304
2019 | 6 | 18 | 2 | 6 | 18 | 4 | 45.95 | 23739 | 33.0612 |  |  | 1.2291
2019 | 6 | 18 | 3 | 6 | 18 | 5 | 46.01 | 25276 | 35.2017 |  |  | 1.2307
2019 | 6 | 18 | 4 | 6 | 18 | 6 | 51.45 | 27502 | 38.3019 |  |  | 1.3762
2019 | 6 | 18 | 5 | 6 | 18 | 7 | 53.89 | 29658 | 41.3045 |  |  | 1.4415
2019 | 6 | 18 | 6 | 6 | 18 | 8 | 53 | 31098 | 43.31 |  |  | 1.4177
2019 | 6 | 18 | 7 | 6 | 18 | 9 | 51 | 31950 | 44.4966 |  |  | 1.3642
2019 | 6 | 18 | 8 | 6 | 18 | 10 | 48.5 | 32257 | 44.9241 |  |  | 1.2973
2019 | 6 | 18 | 9 | 6 | 18 | 11 | 45.9 | 32951 | 45.8906 |  |  | 1.2278
2019 | 6 | 18 | 10 | 6 | 18 | 12 | 45.58 | 33112 | 46.1149 |  |  | 1.2192
2019 | 6 | 18 | 11 | 6 | 18 | 13 | 41.67 | 32293 | 44.9743 |  |  | 1.1146
2019 | 6 | 18 | 12 | 6 | 18 | 14 | 39.51 | 31650 | 44.0788 |  |  | 1.0568
2019 | 6 | 18 | 13 | 6 | 18 | 15 | 38.13 | 31503 | 43.874 |  |  | 1.0199
2019 | 6 | 18 | 14 | 6 | 18 | 16 | 39.51 | 31423 | 43.7626 |  |  | 1.0568
2019 | 6 | 18 | 15 | 6 | 18 | 17 | 41.06 | 31112 | 43.3295 |  |  | 1.0983
2019 | 6 | 18 | 16 | 6 | 18 | 18 | 42.05 | 30700 | 42.7557 |  |  | 1.1248
2019 | 6 | 18 | 17 | 6 | 18 | 19 | 45.2 | 30723 | 42.7877 |  |  | 1.209
2019 | 6 | 18 | 18 | 6 | 18 | 20 | 50.66 | 30679 | 42.7264 |  |  | 1.3551
2019 | 6 | 18 | 19 | 6 | 18 | 21 | 51.2 | 29758 | 41.4438 |  |  | 1.3695
2019 | 6 | 18 | 20 | 6 | 18 | 22 | 45.61 | 27380 | 38.132 |  |  | 1.22
2019 | 6 | 18 | 21 | 6 | 18 | 23 | 44.93 | 26320 | 36.6557 |  |  | 1.2018
2019 | 6 | 18 | 22 | 6 | 18 | 0 | 40.9 | 24921 | 34.7073 |  |  | 1.094
2019 | 6 | 18 | 23 | 6 | 18 | 1 | 40.11 | 24073 | 33.5263 |  |  | 1.0729
2019 | 6 | 19 | 0 | 6 | 19 | 2 | 40.01 | 23690 | 32.9929 |  |  | 1.0702
2019 | 6 | 19 | 1 | 6 | 19 | 3 | 40.01 | 23521 | 32.7575 |  |  | 1.0702
2019 | 6 | 19 | 2 | 6 | 19 | 4 | 41.77 | 23910 | 33.2993 |  |  | 1.1173
2019 | 6 | 19 | 3 | 6 | 19 | 5 | 47 | 25563 | 35.6014 |  |  | 1.2572
2019 | 6 | 19 | 4 | 6 | 19 | 6 | 47.98 | 27926 | 38.8924 |  |  | 1.2834
2019 | 6 | 19 | 5 | 6 | 19 | 7 | 48.5 | 29945 | 41.7042 |  |  | 1.2973
2019 | 6 | 19 | 6 | 6 | 19 | 8 | 50.37 | 31433 | 43.7765 |  |  | 1.3473
2019 | 6 | 19 | 7 | 6 | 19 | 9 | 49.56 | 32143 | 44.7654 |  |  | 1.3257
2019 | 6 | 19 | 8 | 6 | 19 | 10 | 49 | 32559 | 45.3447 |  |  | 1.3107
2019 | 6 | 19 | 9 | 6 | 19 | 11 | 51.2 | 33305 | 46.3837 |  |  | 1.3695
2019 | 6 | 19 | 10 | 6 | 19 | 12 | 51 | 33363 | 46.4644 |  |  | 1.3642
2019 | 6 | 19 | 11 | 6 | 19 | 13 | 48.07 | 32470 | 45.2208 |  |  | 1.2858
2019 | 6 | 19 | 12 | 6 | 19 | 14 | 46 | 31862 | 44.374 |  |  | 1.2304
2019 | 6 | 19 | 13 | 6 | 19 | 15 | 47 | 31714 | 44.1679 |  |  | 1.2572
2019 | 6 | 19 | 14 | 6 | 19 | 16 | 47.04 | 31661 | 44.0941 |  |  | 1.2583
2019 | 6 | 19 | 15 | 6 | 19 | 17 | 47.03 | 31311 | 43.6066 |  |  | 1.258
2019 | 6 | 19 | 16 | 6 | 19 | 18 | 48 | 31105 | 43.3197 |  |  | 1.2839
2019 | 6 | 19 | 17 | 6 | 19 | 19 | 49 | 30866 | 42.9869 |  |  | 1.3107
2019 | 6 | 19 | 18 | 6 | 19 | 20 | 52.33 | 30636 | 42.6666 |  |  | 1.3998
2019 | 6 | 19 | 19 | 6 | 19 | 21 | 50.99 | 29770 | 41.4605 |  |  | 1.3639
2019 | 6 | 19 | 20 | 6 | 19 | 22 | 50 | 27452 | 38.2322 |  |  | 1.3374
2019 | 6 | 19 | 21 | 6 | 19 | 23 | 50.1 | 26547 | 36.9718 |  |  | 1.3401
2019 | 6 | 19 | 22 | 6 | 19 | 0 | 46.43 | 25125 | 34.9914 |  |  | 1.2419
2019 | 6 | 19 | 23 | 6 | 19 | 1 | 43.25 | 24135 | 33.6127 |  |  | 1.1569
2019 | 6 | 20 | 0 | 6 | 20 | 2 | 41.86 | 23776 | 33.1127 |  |  | 1.1197
2019 | 6 | 20 | 1 | 6 | 20 | 3 | 41.77 | 23641 | 32.9247 |  |  | 1.1173
2019 | 6 | 20 | 2 | 6 | 20 | 4 | 43.55 | 23940 | 33.3411 |  |  | 1.1649
2019 | 6 | 20 | 3 | 6 | 20 | 5 | 45.13 | 25276 | 35.2017 |  |  | 1.2072
2019 | 6 | 20 | 4 | 6 | 20 | 6 | 48.07 | 27532 | 38.3436 |  |  | 1.2858
2019 | 6 | 20 | 5 | 6 | 20 | 7 | 49 | 29344 | 40.8672 |  |  | 1.3107
2019 | 6 | 20 | 6 | 6 | 20 | 8 | 50 | 30795 | 42.888 |  |  | 1.3374
2019 | 6 | 20 | 7 | 6 | 20 | 9 | 50 | 31593 | 43.9994 |  |  | 1.3374
2019 | 6 | 20 | 8 | 6 | 20 | 10 | 50.1 | 32186 | 44.8252 |  |  | 1.3401
2019 | 6 | 20 | 9 | 6 | 20 | 11 | 51 | 32798 | 45.6776 |  |  | 1.3642
2019 | 6 | 20 | 10 | 6 | 20 | 12 | 50.33 | 32917 | 45.8433 |  |  | 1.3463
2019 | 6 | 20 | 11 | 6 | 20 | 13 | 47.11 | 31995 | 44.5592 |  |  | 1.2601
2019 | 6 | 20 | 12 | 6 | 20 | 14 | 47 | 31293 | 43.5816 |  |  | 1.2572
2019 | 6 | 20 | 13 | 6 | 20 | 15 | 45.55 | 31067 | 43.2668 |  |  | 1.2184
2019 | 6 | 20 | 14 | 6 | 20 | 16 | 44.51 | 30925 | 43.0691 |  |  | 1.1906
2019 | 6 | 20 | 15 | 6 | 20 | 17 | 44 | 30473 | 42.4396 |  |  | 1.1769
2019 | 6 | 20 | 16 | 6 | 20 | 18 | 43.85 | 30287 | 42.1805 |  |  | 1.1729
2019 | 6 | 20 | 17 | 6 | 20 | 19 | 45.4 | 30190 | 42.0454 |  |  | 1.2144
2019 | 6 | 20 | 18 | 6 | 20 | 20 | 48.07 | 30161 | 42.005 |  |  | 1.2858
2019 | 6 | 20 | 19 | 6 | 20 | 21 | 47.04 | 29372 | 40.9062 |  |  | 1.2583
2019 | 6 | 20 | 20 | 6 | 20 | 22 | 44.51 | 27237 | 37.9328 |  |  | 1.1906
2019 | 6 | 20 | 21 | 6 | 20 | 23 | 45.93 | 26398 | 36.7643 |  |  | 1.2286
2019 | 6 | 20 | 22 | 6 | 20 | 0 | 44.4 | 25054 | 34.8925 |  |  | 1.1876
2019 | 6 | 20 | 23 | 6 | 20 | 1 | 42.53 | 24012 | 33.4414 |  |  | 1.1376
2019 | 6 | 21 | 0 | 6 | 21 | 2 | 41.87 | 23611 | 32.8829 |  |  | 1.12
2019 | 6 | 21 | 1 | 6 | 21 | 3 | 41.91 | 23490 | 32.7144 |  |  | 1.121
2019 | 6 | 21 | 2 | 6 | 21 | 4 | 43.14 | 23867 | 33.2394 |  |  | 1.1539
2019 | 6 | 21 | 3 | 6 | 21 | 5 | 45.73 | 25371 | 35.334 |  |  | 1.2232
2019 | 6 | 21 | 4 | 6 | 21 | 6 | 48.66 | 27667 | 38.5317 |  |  | 1.3016
2019 | 6 | 21 | 5 | 6 | 21 | 7 | 47.41 | 29520 | 41.1123 |  |  | 1.2682
2019 | 6 | 21 | 6 | 6 | 21 | 8 | 48.07 | 30956 | 43.1122 |  |  | 1.2858
2019 | 6 | 21 | 7 | 6 | 21 | 9 | 48.34 | 31779 | 44.2584 |  |  | 1.293
2019 | 6 | 21 | 8 | 6 | 21 | 10 | 48.9 | 32269 | 44.9408 |  |  | 1.308
2019 | 6 | 21 | 9 | 6 | 21 | 11 | 50.03 | 32756 | 45.6191 |  |  | 1.3382
2019 | 6 | 21 | 10 | 6 | 21 | 12 | 49.81 | 32806 | 45.6887 |  |  | 1.3324
2019 | 6 | 21 | 11 | 6 | 21 | 13 | 49 | 31807 | 44.2974 |  |  | 1.3107
2019 | 6 | 21 | 12 | 6 | 21 | 14 | 46.96 | 31036 | 43.2236 |  |  | 1.2561
2019 | 6 | 21 | 13 | 6 | 21 | 15 | 46.42 | 30760 | 42.8393 |  |  | 1.2417
2019 | 6 | 21 | 14 | 6 | 21 | 16 | 45.93 | 30634 | 42.6638 |  |  | 1.2286
2019 | 6 | 21 | 15 | 6 | 21 | 17 | 45.75 | 30206 | 42.0677 |  |  | 1.2238
2019 | 6 | 21 | 16 | 6 | 21 | 18 | 46.01 | 30052 | 41.8532 |  |  | 1.2307
2019 | 6 | 21 | 17 | 6 | 21 | 19 | 48.15 | 29730 | 41.4048 |  |  | 1.2879
2019 | 6 | 21 | 18 | 6 | 21 | 20 | 49 | 29377 | 40.9132 |  |  | 1.3107
2019 | 6 | 21 | 19 | 6 | 21 | 21 | 48.88 | 28691 | 39.9578 |  |  | 1.3075
2019 | 6 | 21 | 20 | 6 | 21 | 22 | 48.51 | 26874 | 37.4272 |  |  | 1.2976
2019 | 6 | 21 | 21 | 6 | 21 | 23 | 49.86 | 26129 | 36.3897 |  |  | 1.3337
2019 | 6 | 21 | 22 | 6 | 21 | 0 | 48.32 | 24824 | 34.5722 |  |  | 1.2925
2019 | 6 | 21 | 23 | 6 | 21 | 1 | 45.99 | 23761 | 33.0918 |  |  | 1.2302
2019 | 6 | 22 | 0 | 6 | 22 | 2 | 45.4 | 23112 | 32.1879 |  |  | 1.2144
2019 | 6 | 22 | 1 | 6 | 22 | 3 | 45.96 | 22782 | 31.7283 |  |  | 1.2294
2019 | 6 | 22 | 2 | 6 | 22 | 4 | 45.42 | 22593 | 31.4651 |  |  | 1.2149
2019 | 6 | 22 | 3 | 6 | 22 | 5 | 44 | 22514 | 31.3551 |  |  | 1.1769
2019 | 6 | 22 | 4 | 6 | 22 | 6 | 43 | 23040 | 32.0877 |  |  | 1.1502
2019 | 6 | 22 | 5 | 6 | 22 | 7 | 45.9 | 24825 | 34.5736 |  |  | 1.2278
2019 | 6 | 22 | 6 | 6 | 22 | 8 | 48.48 | 26954 | 37.5387 |  |  | 1.2968
2019 | 6 | 22 | 7 | 6 | 22 | 9 | 48.16 | 28647 | 39.8965 |  |  | 1.2882
2019 | 6 | 22 | 8 | 6 | 22 | 10 | 48 | 29306 | 40.8143 |  |  | 1.2839
2019 | 6 | 22 | 9 | 6 | 22 | 11 | 48.07 | 29510 | 41.0984 |  |  | 1.2858
2019 | 6 | 22 | 10 | 6 | 22 | 12 | 46.83 | 29789 | 41.487 |  |  | 1.2526
2019 | 6 | 22 | 11 | 6 | 22 | 13 | 45.37 | 29203 | 40.6708 |  |  | 1.2136
2019 | 6 | 22 | 12 | 6 | 22 | 14 | 43.72 | 28003 | 38.9996 |  |  | 1.1695
2019 | 6 | 22 | 13 | 6 | 22 | 15 | 42.51 | 27206 | 37.8896 |  |  | 1.1371
2019 | 6 | 22 | 14 | 6 | 22 | 16 | 42.51 | 27159 | 37.8242 |  |  | 1.1371
2019 | 6 | 22 | 15 | 6 | 22 | 17 | 43.37 | 26957 | 37.5428 |  |  | 1.1601
2019 | 6 | 22 | 16 | 6 | 22 | 18 | 44.51 | 26992 | 37.5916 |  |  | 1.1906
2019 | 6 | 22 | 17 | 6 | 22 | 19 | 47.01 | 27171 | 37.8409 |  |  | 1.2575
2019 | 6 | 22 | 18 | 6 | 22 | 20 | 49 | 27636 | 38.4885 |  |  | 1.3107
2019 | 6 | 22 | 19 | 6 | 22 | 21 | 49.61 | 27731 | 38.6208 |  |  | 1.327
2019 | 6 | 22 | 20 | 6 | 22 | 22 | 47.53 | 25969 | 36.1669 |  |  | 1.2714
2019 | 6 | 22 | 21 | 6 | 22 | 23 | 45.01 | 24394 | 33.9734 |  |  | 1.204
2019 | 6 | 22 | 22 | 6 | 22 | 0 | 42.86 | 23104 | 32.1768 |  |  | 1.1464
2019 | 6 | 22 | 23 | 6 | 22 | 1 | 40.18 | 21980 | 30.6114 |  |  | 1.0748
2019 | 6 | 23 | 0 | 6 | 23 | 2 | 38.85 | 21338 | 29.7173 |  |  | 1.0392
2019 | 6 | 23 | 1 | 6 | 23 | 3 | 38.4 | 20967 | 29.2006 |  |  | 1.0271
2019 | 6 | 23 | 2 | 6 | 23 | 4 | 38.8 | 20828 | 29.007 |  |  | 1.0378
2019 | 6 | 23 | 3 | 6 | 23 | 5 | 38.35 | 20648 | 28.7563 |  |  | 1.0258
2019 | 6 | 23 | 4 | 6 | 23 | 6 | 38.35 | 20571 | 28.6491 |  |  | 1.0258
2019 | 6 | 23 | 5 | 6 | 23 | 7 | 42 | 21873 | 30.4624 |  |  | 1.1234
2019 | 6 | 23 | 6 | 6 | 23 | 8 | 42.7 | 23567 | 32.8216 |  |  | 1.1422
2019 | 6 | 23 | 7 | 6 | 23 | 9 | 43.15 | 25100 | 34.9566 |  |  | 1.1542
2019 | 6 | 23 | 8 | 6 | 23 | 10 | 43.15 | 26028 | 36.249 |  |  | 1.1542
2019 | 6 | 23 | 9 | 6 | 23 | 11 | 43.42 | 26504 | 36.912 |  |  | 1.1614
2019 | 6 | 23 | 10 | 6 | 23 | 12 | 43.14 | 27115 | 37.7629 |  |  | 1.1539
2019 | 6 | 23 | 11 | 6 | 23 | 13 | 42 | 27236 | 37.9314 |  |  | 1.1234
2019 | 6 | 23 | 12 | 6 | 23 | 14 | 38 | 26203 | 36.4928 |  |  | 1.0165
2019 | 6 | 23 | 13 | 6 | 23 | 15 | 35 | 25677 | 35.7602 |  |  | 0.9362
2019 | 6 | 23 | 14 | 6 | 23 | 16 | 38 | 25539 | 35.568 |  |  | 1.0165
2019 | 6 | 23 | 15 | 6 | 23 | 17 | 39.17 | 25458 | 35.4552 |  |  | 1.0477
2019 | 6 | 23 | 16 | 6 | 23 | 18 | 43.15 | 25710 | 35.8062 |  |  | 1.1542
2019 | 6 | 23 | 17 | 6 | 23 | 19 | 48.8 | 26100 | 36.3493 |  |  | 1.3053
2019 | 6 | 23 | 18 | 6 | 23 | 20 | 52.55 | 26690 | 37.171 |  |  | 1.4056
2019 | 6 | 23 | 19 | 6 | 23 | 21 | 55 | 27298 | 38.0178 |  |  | 1.4712
2019 | 6 | 23 | 20 | 6 | 23 | 22 | 52.55 | 25928 | 36.1098 |  |  | 1.4056
2019 | 6 | 23 | 21 | 6 | 23 | 23 | 51 | 24513 | 34.1391 |  |  | 1.3642
2019 | 6 | 23 | 22 | 6 | 23 | 0 | 49 | 23196 | 32.3049 |  |  | 1.3107
2019 | 6 | 23 | 23 | 6 | 23 | 1 | 47 | 22284 | 31.0348 |  |  | 1.2572
2019 | 6 | 24 | 0 | 6 | 24 | 2 | 46.32 | 21698 | 30.2187 |  |  | 1.239
2019 | 6 | 24 | 1 | 6 | 24 | 3 | 46.78 | 21505 | 29.9499 |  |  | 1.2513
2019 | 6 | 24 | 2 | 6 | 24 | 4 | 48 | 21776 | 30.3273 |  |  | 1.2839
2019 | 6 | 24 | 3 | 6 | 24 | 5 | 48.8 | 22942 | 31.9512 |  |  | 1.3053
2019 | 6 | 24 | 4 | 6 | 24 | 6 | 48.22 | 24538 | 34.1739 |  |  | 1.2898
2019 | 6 | 24 | 5 | 6 | 24 | 7 | 49 | 26082 | 36.3242 |  |  | 1.3107
2019 | 6 | 24 | 6 | 6 | 24 | 8 | 50.67 | 27918 | 38.8812 |  |  | 1.3554
2019 | 6 | 24 | 7 | 6 | 24 | 9 | 50.5 | 28969 | 40.3449 |  |  | 1.3508
2019 | 6 | 24 | 8 | 6 | 24 | 10 | 50.1 | 29525 | 41.1193 |  |  | 1.3401
2019 | 6 | 24 | 9 | 6 | 24 | 11 | 50 | 30217 | 42.083 |  |  | 1.3374
2019 | 6 | 24 | 10 | 6 | 24 | 12 | 49 | 30626 | 42.6526 |  |  | 1.3107
2019 | 6 | 24 | 11 | 6 | 24 | 13 | 49 | 30247 | 42.1248 |  |  | 1.3107
2019 | 6 | 24 | 12 | 6 | 24 | 14 | 47.01 | 29355 | 40.8825 |  |  | 1.2575
2019 | 6 | 24 | 13 | 6 | 24 | 15 | 47.01 | 29000 | 40.3881 |  |  | 1.2575
2019 | 6 | 24 | 14 | 6 | 24 | 16 | 47.01 | 29069 | 40.4842 |  |  | 1.2575
2019 | 6 | 24 | 15 | 6 | 24 | 17 | 47.16 | 28940 | 40.3046 |  |  | 1.2615
2019 | 6 | 24 | 16 | 6 | 24 | 18 | 48.07 | 29004 | 40.3937 |  |  | 1.2858
2019 | 6 | 24 | 17 | 6 | 24 | 19 | 48 | 29079 | 40.4981 |  |  | 1.2839
2019 | 6 | 24 | 18 | 6 | 24 | 20 | 50 | 29234 | 40.714 |  |  | 1.3374
2019 | 6 | 24 | 19 | 6 | 24 | 21 | 50 | 29143 | 40.5873 |  |  | 1.3374
2019 | 6 | 24 | 20 | 6 | 24 | 22 | 49 | 27148 | 37.8088 |  |  | 1.3107
2019 | 6 | 24 | 21 | 6 | 24 | 23 | 52 | 26207 | 36.4983 |  |  | 1.3909
2019 | 6 | 24 | 22 | 6 | 24 | 0 | 51.5 | 24724 | 34.433 |  |  | 1.3776
2019 | 6 | 24 | 23 | 6 | 24 | 1 | 51.03 | 23947 | 33.3508 |  |  | 1.365
2019 | 6 | 25 | 0 | 6 | 25 | 2 | 50.5 | 23477 | 32.6963 |  |  | 1.3508
2019 | 6 | 25 | 1 | 6 | 25 | 3 | 50.5 | 23401 | 32.5904 |  |  | 1.3508
2019 | 6 | 25 | 2 | 6 | 25 | 4 | 50.36 | 23860 | 33.2297 |  |  | 1.3471
2019 | 6 | 25 | 3 | 6 | 25 | 5 | 48.85 | 25678 | 35.7616 |  |  | 1.3067
2019 | 6 | 25 | 4 | 6 | 25 | 6 | 50.01 | 28037 | 39.047 |  |  | 1.3377
2019 | 6 | 25 | 5 | 6 | 25 | 7 | 51.52 | 30080 | 41.8922 |  |  | 1.3781
2019 | 6 | 25 | 6 | 6 | 25 | 8 | 51.84 | 32116 | 44.7277 |  |  | 1.3867
2019 | 6 | 25 | 7 | 6 | 25 | 9 | 51.45 | 33127 | 46.1358 |  |  | 1.3762
2019 | 6 | 25 | 8 | 6 | 25 | 10 | 51.03 | 33696 | 46.9282 |  |  | 1.365
2019 | 6 | 25 | 9 | 6 | 25 | 11 | 51.02 | 34565 | 48.1385 |  |  | 1.3647
2019 | 6 | 25 | 10 | 6 | 25 | 12 | 51.02 | 34693 | 48.3167 |  |  | 1.3647
2019 | 6 | 25 | 11 | 6 | 25 | 13 | 49.51 | 34152 | 47.5633 |  |  | 1.3243
2019 | 6 | 25 | 12 | 6 | 25 | 14 | 47.2 | 33716 | 46.9561 |  |  | 1.2625
2019 | 6 | 25 | 13 | 6 | 25 | 15 | 47.16 | 33752 | 47.0062 |  |  | 1.2615
2019 | 6 | 25 | 14 | 6 | 25 | 16 | 47.2 | 33788 | 47.0563 |  |  | 1.2625
2019 | 6 | 25 | 15 | 6 | 25 | 17 | 47.08 | 33280 | 46.3488 |  |  | 1.2593
2019 | 6 | 25 | 16 | 6 | 25 | 18 | 49 | 32942 | 45.8781 |  |  | 1.3107
2019 | 6 | 25 | 17 | 6 | 25 | 19 | 50.51 | 32562 | 45.3489 |  |  | 1.3511
2019 | 6 | 25 | 18 | 6 | 25 | 20 | 51.03 | 32137 | 44.757 |  |  | 1.365
2019 | 6 | 25 | 19 | 6 | 25 | 21 | 51 | 31369 | 43.6874 |  |  | 1.3642
2019 | 6 | 25 | 20 | 6 | 25 | 22 | 49.45 | 29214 | 40.6862 |  |  | 1.3227
2019 | 6 | 25 | 21 | 6 | 25 | 23 | 49.45 | 27887 | 38.838 |  |  | 1.3227
2019 | 6 | 25 | 22 | 6 | 25 | 0 | 46.04 | 26354 | 36.703 |  |  | 1.2315
2019 | 6 | 25 | 23 | 6 | 25 | 1 | 43.49 | 25378 | 35.3438 |  |  | 1.1633
2019 | 6 | 26 | 0 | 6 | 26 | 2 | 43.01 | 24796 | 34.5332 |  |  | 1.1505
2019 | 6 | 26 | 1 | 6 | 26 | 3 | 44.07 | 24674 | 34.3633 |  |  | 1.1788
2019 | 6 | 26 | 2 | 6 | 26 | 4 | 45.37 | 24992 | 34.8062 |  |  | 1.2136
2019 | 6 | 26 | 3 | 6 | 26 | 5 | 45.37 | 26486 | 36.8869 |  |  | 1.2136
2019 | 6 | 26 | 4 | 6 | 26 | 6 | 47.36 | 28808 | 40.1207 |  |  | 1.2668
2019 | 6 | 26 | 5 | 6 | 26 | 7 | 50.5 | 31046 | 43.2376 |  |  | 1.3508
2019 | 6 | 26 | 6 | 6 | 26 | 8 | 51.03 | 33137 | 46.1497 |  |  | 1.365
2019 | 6 | 26 | 7 | 6 | 26 | 9 | 51.01 | 34249 | 47.6984 |  |  | 1.3645
2019 | 6 | 26 | 8 | 6 | 26 | 10 | 49 | 34888 | 48.5883 |  |  | 1.3107
2019 | 6 | 26 | 9 | 6 | 26 | 11 | 48.2 | 35675 | 49.6843 |  |  | 1.2893
2019 | 6 | 26 | 10 | 6 | 26 | 12 | 48.42 | 36080 | 50 |  |  | 1.2952
2019 | 6 | 26 | 11 | 6 | 26 | 13 | 45.74 | 35460 | 49.3849 |  |  | 1.2235
2019 | 6 | 26 | 12 | 6 | 26 | 14 | 44.38 | 34895 | 48.598 |  |  | 1.1871
2019 | 6 | 26 | 13 | 6 | 26 | 15 | 44.37 | 34878 | 48.5744 |  |  | 1.1868
2019 | 6 | 26 | 14 | 6 | 26 | 16 | 44.38 | 34905 | 48.612 |  |  | 1.1871
2019 | 6 | 26 | 15 | 6 | 26 | 17 | 45 | 34304 | 47.775 |  |  | 1.2037
2019 | 6 | 26 | 16 | 6 | 26 | 18 | 46.92 | 33941 | 47.2694 |  |  | 1.255
2019 | 6 | 26 | 17 | 6 | 26 | 19 | 51.02 | 33398 | 46.5132 |  |  | 1.3647
2019 | 6 | 26 | 18 | 6 | 26 | 20 | 51.53 | 33003 | 45.9631 |  |  | 1.3784
2019 | 6 | 26 | 19 | 6 | 26 | 21 | 51.45 | 32274 | 44.9478 |  |  | 1.3762
2019 | 6 | 26 | 20 | 6 | 26 | 22 | 47.52 | 29947 | 41.707 |  |  | 1.2711
2019 | 6 | 26 | 21 | 6 | 26 | 23 | 51.6 | 28481 | 39.6653 |  |  | 1.3802
2019 | 6 | 26 | 22 | 6 | 26 | 0 | 51 | 26792 | 37.313 |  |  | 1.3642
2019 | 6 | 26 | 23 | 6 | 26 | 1 | 48.04 | 25533 | 35.5596 |  |  | 1.285
2019 | 6 | 27 | 0 | 6 | 27 | 2 | 46.79 | 24908 | 34.6892 |  |  | 1.2516
2019 | 6 | 27 | 1 | 6 | 27 | 3 | 46.1 | 24693 | 34.3898 |  |  | 1.2331
2019 | 6 | 27 | 2 | 6 | 27 | 4 | 47.57 | 25032 | 34.8619 |  |  | 1.2724
2019 | 6 | 27 | 3 | 6 | 27 | 5 | 47.08 | 26672 | 37.1459 |  |  | 1.2593
2019 | 6 | 27 | 4 | 6 | 27 | 6 | 50.5 | 28917 | 40.2725 |  |  | 1.3508
2019 | 6 | 27 | 5 | 6 | 27 | 7 | 51 | 31238 | 43.505 |  |  | 1.3642
2019 | 6 | 27 | 6 | 6 | 27 | 8 | 51.8 | 33380 | 46.4881 |  |  | 1.3856
2019 | 6 | 27 | 7 | 6 | 27 | 9 | 51.6 | 34601 | 48.1886 |  |  | 1.3802
2019 | 6 | 27 | 8 | 6 | 27 | 10 | 51 | 35349 | 49.2303 |  |  | 1.3642
2019 | 6 | 27 | 9 | 6 | 27 | 11 | 51.11 | 36324 | 50 |  |  | 1.3671
2019 | 6 | 27 | 10 | 6 | 27 | 12 | 50.5 | 36952 | 50 |  |  | 1.3508
2019 | 6 | 27 | 11 | 6 | 27 | 13 | 47.53 | 36538 | 50 |  |  | 1.2714
2019 | 6 | 27 | 12 | 6 | 27 | 14 | 45.54 | 36140 | 50 |  |  | 1.2181
2019 | 6 | 27 | 13 | 6 | 27 | 15 | 45.54 | 36158 | 50 |  |  | 1.2181
2019 | 6 | 27 | 14 | 6 | 27 | 16 | 46.8 | 36229 | 50 |  |  | 1.2518
2019 | 6 | 27 | 15 | 6 | 27 | 17 | 47.08 | 35673 | 49.6816 |  |  | 1.2593
2019 | 6 | 27 | 16 | 6 | 27 | 18 | 50.45 | 35176 | 48.9894 |  |  | 1.3495
2019 | 6 | 27 | 17 | 6 | 27 | 19 | 51.85 | 34485 | 48.027 |  |  | 1.3869
2019 | 6 | 27 | 18 | 6 | 27 | 20 | 52.89 | 33838 | 47.126 |  |  | 1.4147
2019 | 6 | 27 | 19 | 6 | 27 | 21 | 52.89 | 33165 | 46.1887 |  |  | 1.4147
2019 | 6 | 27 | 20 | 6 | 27 | 22 | 52.48 | 30780 | 42.8671 |  |  | 1.4038
2019 | 6 | 27 | 21 | 6 | 27 | 23 | 53.19 | 29160 | 40.6109 |  |  | 1.4228
2019 | 6 | 27 | 22 | 6 | 27 | 0 | 51.78 | 27321 | 38.0498 |  |  | 1.385
2019 | 6 | 27 | 23 | 6 | 27 | 1 | 51.2 | 25973 | 36.1724 |  |  | 1.3695
2019 | 6 | 28 | 0 | 6 | 28 | 2 | 51.2 | 25326 | 35.2714 |  |  | 1.3695
2019 | 6 | 28 | 1 | 6 | 28 | 3 | 51.2 | 25162 | 35.043 |  |  | 1.3695
2019 | 6 | 28 | 2 | 6 | 28 | 4 | 51.53 | 25352 | 35.3076 |  |  | 1.3784
2019 | 6 | 28 | 3 | 6 | 28 | 5 | 51.2 | 26921 | 37.4927 |  |  | 1.3695
2019 | 6 | 28 | 4 | 6 | 28 | 6 | 50.55 | 29211 | 40.682 |  |  | 1.3521
2019 | 6 | 28 | 5 | 6 | 28 | 7 | 52.48 | 31339 | 43.6456 |  |  | 1.4038
2019 | 6 | 28 | 6 | 6 | 28 | 8 | 53.34 | 33712 | 46.9505 |  |  | 1.4268
2019 | 6 | 28 | 7 | 6 | 28 | 9 | 53.52 | 35173 | 48.9852 |  |  | 1.4316
2019 | 6 | 28 | 8 | 6 | 28 | 10 | 53.52 | 36179 | 50 |  |  | 1.4316
2019 | 6 | 28 | 9 | 6 | 28 | 11 | 53.69 | 37345 | 50 |  |  | 1.4361
2019 | 6 | 28 | 10 | 6 | 28 | 12 | 53.69 | 37932 | 50 |  |  | 1.4361
2019 | 6 | 28 | 11 | 6 | 28 | 13 | 53.19 | 37379 | 50 |  |  | 1.4228
2019 | 6 | 28 | 12 | 6 | 28 | 14 | 51.77 | 36891 | 50 |  |  | 1.3848
2019 | 6 | 28 | 13 | 6 | 28 | 15 | 51.36 | 36771 | 50 |  |  | 1.3738
2019 | 6 | 28 | 14 | 6 | 28 | 16 | 51.2 | 36600 | 50 |  |  | 1.3695
2019 | 6 | 28 | 15 | 6 | 28 | 17 | 51.01 | 35952 | 50 |  |  | 1.3645
2019 | 6 | 28 | 16 | 6 | 28 | 18 | 51.2 | 35605 | 49.5869 |  |  | 1.3695
2019 | 6 | 28 | 17 | 6 | 28 | 19 | 51.45 | 34829 | 48.5061 |  |  | 1.3762
2019 | 6 | 28 | 18 | 6 | 28 | 20 | 51.45 | 33890 | 47.1984 |  |  | 1.3762
2019 | 6 | 28 | 19 | 6 | 28 | 21 | 51.2 | 32942 | 45.8781 |  |  | 1.3695
2019 | 6 | 28 | 20 | 6 | 28 | 22 | 50.66 | 30849 | 42.9632 |  |  | 1.3551
2019 | 6 | 28 | 21 | 6 | 28 | 23 | 51.45 | 29713 | 41.3811 |  |  | 1.3762
2019 | 6 | 28 | 22 | 6 | 28 | 0 | 49.5 | 27883 | 38.8325 |  |  | 1.3241
2019 | 6 | 28 | 23 | 6 | 28 | 1 | 49.42 | 26352 | 36.7003 |  |  | 1.3219
2019 | 6 | 29 | 0 | 6 | 29 | 2 | 49.5 | 25452 | 35.4468 |  |  | 1.3241
2019 | 6 | 29 | 1 | 6 | 29 | 3 | 50 | 24873 | 34.6405 |  |  | 1.3374
2019 | 6 | 29 | 2 | 6 | 29 | 4 | 50.1 | 24501 | 34.1224 |  |  | 1.3401
2019 | 6 | 29 | 3 | 6 | 29 | 5 | 45.91 | 24151 | 33.6349 |  |  | 1.228
2019 | 6 | 29 | 4 | 6 | 29 | 6 | 45.91 | 24578 | 34.2296 |  |  | 1.228
2019 | 6 | 29 | 5 | 6 | 29 | 7 | 48.5 | 26467 | 36.8604 |  |  | 1.2973
2019 | 6 | 29 | 6 | 6 | 29 | 8 | 50.4 | 28938 | 40.3018 |  |  | 1.3481
2019 | 6 | 29 | 7 | 6 | 29 | 9 | 50.1 | 30914 | 43.0537 |  |  | 1.3401
2019 | 6 | 29 | 8 | 6 | 29 | 10 | 50.11 | 32056 | 44.6442 |  |  | 1.3404
2019 | 6 | 29 | 9 | 6 | 29 | 11 | 51 | 33021 | 45.9881 |  |  | 1.3642
2019 | 6 | 29 | 10 | 6 | 29 | 12 | 51.2 | 33707 | 46.9435 |  |  | 1.3695
2019 | 6 | 29 | 11 | 6 | 29 | 13 | 49.63 | 33552 | 46.7277 |  |  | 1.3275
2019 | 6 | 29 | 12 | 6 | 29 | 14 | 48.35 | 32906 | 45.828 |  |  | 1.2933
2019 | 6 | 29 | 13 | 6 | 29 | 15 | 47 | 32199 | 44.8433 |  |  | 1.2572
2019 | 6 | 29 | 14 | 6 | 29 | 16 | 47.24 | 32033 | 44.6122 |  |  | 1.2636
2019 | 6 | 29 | 15 | 6 | 29 | 17 | 48.22 | 31905 | 44.4339 |  |  | 1.2898
2019 | 6 | 29 | 16 | 6 | 29 | 18 | 48.97 | 31745 | 44.2111 |  |  | 1.3099
2019 | 6 | 29 | 17 | 6 | 29 | 19 | 50.1 | 31430 | 43.7724 |  |  | 1.3401
2019 | 6 | 29 | 18 | 6 | 29 | 20 | 50.66 | 31268 | 43.5467 |  |  | 1.3551
2019 | 6 | 29 | 19 | 6 | 29 | 21 | 50.11 | 31002 | 43.1763 |  |  | 1.3404
2019 | 6 | 29 | 20 | 6 | 29 | 22 | 48.96 | 29458 | 41.026 |  |  | 1.3096
2019 | 6 | 29 | 21 | 6 | 29 | 23 | 47.4 | 27543 | 38.359 |  |  | 1.2679
2019 | 6 | 29 | 22 | 6 | 29 | 0 | 47.51 | 25802 | 35.9343 |  |  | 1.2708
2019 | 6 | 29 | 23 | 6 | 29 | 1 | 46 | 24398 | 33.9789 |  |  | 1.2304
2019 | 6 | 30 | 0 | 6 | 30 | 2 | 45.81 | 23540 | 32.784 |  |  | 1.2254
2019 | 6 | 30 | 1 | 6 | 30 | 3 | 45.97 | 22895 | 31.8857 |  |  | 1.2296
2019 | 6 | 30 | 2 | 6 | 30 | 4 | 47 | 22678 | 31.5835 |  |  | 1.2572
2019 | 6 | 30 | 3 | 6 | 30 | 5 | 44.57 | 22370 | 31.1546 |  |  | 1.1922
2019 | 6 | 30 | 4 | 6 | 30 | 6 | 45 | 22303 | 31.0612 |  |  | 1.2037
2019 | 6 | 30 | 5 | 6 | 30 | 7 | 45.73 | 23497 | 32.7241 |  |  | 1.2232
2019 | 6 | 30 | 6 | 6 | 30 | 8 | 45.8 | 25274 | 35.1989 |  |  | 1.2251
2019 | 6 | 30 | 7 | 6 | 30 | 9 | 46 | 27017 | 37.6264 |  |  | 1.2304
2019 | 6 | 30 | 8 | 6 | 30 | 10 | 46.16 | 28352 | 39.4857 |  |  | 1.2347
2019 | 6 | 30 | 9 | 6 | 30 | 11 | 46.63 | 29224 | 40.7001 |  |  | 1.2473
2019 | 6 | 30 | 10 | 6 | 30 | 12 | 48.58 | 30069 | 41.8769 |  |  | 1.2995
2019 | 6 | 30 | 11 | 6 | 30 | 13 | 47 | 30606 | 42.6248 |  |  | 1.2572
2019 | 6 | 30 | 12 | 6 | 30 | 14 | 45.38 | 30145 | 41.9828 |  |  | 1.2139
2019 | 6 | 30 | 13 | 6 | 30 | 15 | 44 | 29669 | 41.3198 |  |  | 1.1769
2019 | 6 | 30 | 14 | 6 | 30 | 16 | 43.37 | 29618 | 41.2488 |  |  | 1.1601
2019 | 6 | 30 | 15 | 6 | 30 | 17 | 42.84 | 29621 | 41.253 |  |  | 1.1459
2019 | 6 | 30 | 16 | 6 | 30 | 18 | 44.36 | 29849 | 41.5705 |  |  | 1.1866
2019 | 6 | 30 | 17 | 6 | 30 | 19 | 47.97 | 30240 | 42.1151 |  |  | 1.2831
2019 | 6 | 30 | 18 | 6 | 30 | 20 | 52.69 | 30789 | 42.8796 |  |  | 1.4094
2019 | 6 | 30 | 19 | 6 | 30 | 21 | 53.88 | 31538 | 43.9228 |  |  | 1.4412
2019 | 6 | 30 | 20 | 6 | 30 | 22 | 51.24 | 29806 | 41.5106 |  |  | 1.3706
2019 | 6 | 30 | 21 | 6 | 30 | 23 | 50.36 | 27581 | 38.4119 |  |  | 1.3471
2019 | 6 | 30 | 22 | 6 | 30 | 0 | 44.59 | 25816 | 35.9538 |  |  | 1.1927
2019 | 6 | 30 | 23 | 6 | 30 | 1 | 42.41 | 24491 | 34.1085 |  |  | 1.1344
2019 | 7 | 1 | 0 | 7 | 1 | 2 | 40.9 | 23960 | 33.3689 |  |  | 1.094
2019 | 7 | 1 | 1 | 7 | 1 | 3 | 40.9 | 23794 | 33.1378 |  |  | 1.094
2019 | 7 | 1 | 2 | 7 | 1 | 4 | 42.41 | 24174 | 33.667 |  |  | 1.1344
2019 | 7 | 1 | 3 | 7 | 1 | 5 | 44.81 | 26203 | 36.4928 |  |  | 1.1986
2019 | 7 | 1 | 4 | 7 | 1 | 6 | 50.16 | 28670 | 39.9285 |  |  | 1.3417
2019 | 7 | 1 | 5 | 7 | 1 | 7 | 50.89 | 31010 | 43.1874 |  |  | 1.3612
2019 | 7 | 1 | 6 | 7 | 1 | 8 | 51.2 | 32830 | 45.7221 |  |  | 1.3695
2019 | 7 | 1 | 7 | 7 | 1 | 9 | 51.45 | 34389 | 47.8933 |  |  | 1.3762
2019 | 7 | 1 | 8 | 7 | 1 | 10 | 51.85 | 35090 | 48.8696 |  |  | 1.3869
2019 | 7 | 1 | 9 | 7 | 1 | 11 | 53.19 | 36346 | 50 |  |  | 1.4228
2019 | 7 | 1 | 10 | 7 | 1 | 12 | 53.19 | 37029 | 50 |  |  | 1.4228
2019 | 7 | 1 | 11 | 7 | 1 | 13 | 51.64 | 36747 | 50 |  |  | 1.3813
2019 | 7 | 1 | 12 | 7 | 1 | 14 | 50.03 | 36424 | 50 |  |  | 1.3382
2019 | 7 | 1 | 13 | 7 | 1 | 15 | 48.38 | 36321 | 50 |  |  | 1.2941
2019 | 7 | 1 | 14 | 7 | 1 | 16 | 48.1 | 36261 | 50 |  |  | 1.2866
2019 | 7 | 1 | 15 | 7 | 1 | 17 | 47.38 | 35441 | 49.3585 |  |  | 1.2674
2019 | 7 | 1 | 16 | 7 | 1 | 18 | 46.46 | 34881 | 48.5785 |  |  | 1.2427
2019 | 7 | 1 | 17 | 7 | 1 | 19 | 49.1 | 34228 | 47.6691 |  |  | 1.3134
2019 | 7 | 1 | 18 | 7 | 1 | 20 | 51.45 | 33712 | 46.9505 |  |  | 1.3762
2019 | 7 | 1 | 19 | 7 | 1 | 21 | 50.76 | 32588 | 45.3851 |  |  | 1.3578
2019 | 7 | 1 | 20 | 7 | 1 | 22 | 48.12 | 30256 | 42.1373 |  |  | 1.2871
2019 | 7 | 1 | 21 | 7 | 1 | 23 | 50.66 | 28636 | 39.8812 |  |  | 1.3551
2019 | 7 | 1 | 22 | 7 | 1 | 0 | 44 | 26968 | 37.5582 |  |  | 1.1769
2019 | 7 | 1 | 23 | 7 | 1 | 1 | 40.97 | 25813 | 35.9496 |  |  | 1.0959
2019 | 7 | 2 | 0 | 7 | 2 | 2 | 40.66 | 25225 | 35.1307 |  |  | 1.0876
2019 | 7 | 2 | 1 | 7 | 2 | 3 | 40.66 | 25016 | 34.8396 |  |  | 1.0876
2019 | 7 | 2 | 2 | 7 | 2 | 4 | 41.07 | 25291 | 35.2226 |  |  | 1.0986
2019 | 7 | 2 | 3 | 7 | 2 | 5 | 44.4 | 26947 | 37.5289 |  |  | 1.1876
2019 | 7 | 2 | 4 | 7 | 2 | 6 | 45.85 | 29225 | 40.7015 |  |  | 1.2264
2019 | 7 | 2 | 5 | 7 | 2 | 7 | 50.11 | 31525 | 43.9047 |  |  | 1.3404
2019 | 7 | 2 | 6 | 7 | 2 | 8 | 51.2 | 33660 | 46.8781 |  |  | 1.3695
2019 | 7 | 2 | 7 | 7 | 2 | 9 | 51.81 | 34907 | 48.6148 |  |  | 1.3858
2019 | 7 | 2 | 8 | 7 | 2 | 10 | 52.69 | 35613 | 49.598 |  |  | 1.4094
2019 | 7 | 2 | 9 | 7 | 2 | 11 | 53.69 | 36409 | 50 |  |  | 1.4361
2019 | 7 | 2 | 10 | 7 | 2 | 12 | 53.77 | 36968 | 50 |  |  | 1.4383
2019 | 7 | 2 | 11 | 7 | 2 | 13 | 53.13 | 36623 | 50 |  |  | 1.4212
2019 | 7 | 2 | 12 | 7 | 2 | 14 | 51.95 | 36145 | 50 |  |  | 1.3896
2019 | 7 | 2 | 13 | 7 | 2 | 15 | 51.64 | 36153 | 50 |  |  | 1.3813
2019 | 7 | 2 | 14 | 7 | 2 | 16 | 51.45 | 35997 | 50 |  |  | 1.3762
2019 | 7 | 2 | 15 | 7 | 2 | 17 | 50.78 | 35262 | 49.1092 |  |  | 1.3583
2019 | 7 | 2 | 16 | 7 | 2 | 18 | 50.11 | 34765 | 48.417 |  |  | 1.3404
2019 | 7 | 2 | 17 | 7 | 2 | 19 | 50.11 | 34160 | 47.5744 |  |  | 1.3404
2019 | 7 | 2 | 18 | 7 | 2 | 20 | 50.76 | 33842 | 47.1315 |  |  | 1.3578
2019 | 7 | 2 | 19 | 7 | 2 | 21 | 50.11 | 33028 | 45.9979 |  |  | 1.3404
2019 | 7 | 2 | 20 | 7 | 2 | 22 | 49.8 | 30632 | 42.661 |  |  | 1.3321
2019 | 7 | 2 | 21 | 7 | 2 | 23 | 51.53 | 29030 | 40.4299 |  |  | 1.3784
2019 | 7 | 2 | 22 | 7 | 2 | 0 | 47.42 | 27310 | 38.0345 |  |  | 1.2684
2019 | 7 | 2 | 23 | 7 | 2 | 1 | 43.75 | 26018 | 36.2351 |  |  | 1.1703
2019 | 7 | 3 | 0 | 7 | 3 | 2 | 42.49 | 25400 | 35.3744 |  |  | 1.1366
2019 | 7 | 3 | 1 | 7 | 3 | 3 | 42.5 | 25200 | 35.0959 |  |  | 1.1368
2019 | 7 | 3 | 2 | 7 | 3 | 4 | 45 | 25460 | 35.458 |  |  | 1.2037
2019 | 7 | 3 | 3 | 7 | 3 | 5 | 47.5 | 27125 | 37.7768 |  |  | 1.2706
2019 | 7 | 3 | 4 | 7 | 3 | 6 | 50.1 | 29390 | 40.9313 |  |  | 1.3401
2019 | 7 | 3 | 5 | 7 | 3 | 7 | 52.49 | 31749 | 44.2166 |  |  | 1.404
2019 | 7 | 3 | 6 | 7 | 3 | 8 | 53.5 | 33662 | 46.8809 |  |  | 1.4311
2019 | 7 | 3 | 7 | 7 | 3 | 9 | 53.69 | 34786 | 48.4462 |  |  | 1.4361
2019 | 7 | 3 | 8 | 7 | 3 | 10 | 53.7 | 35548 | 49.5075 |  |  | 1.4364
2019 | 7 | 3 | 9 | 7 | 3 | 11 | 53.95 | 36478 | 50 |  |  | 1.4431
2019 | 7 | 3 | 10 | 7 | 3 | 12 | 53.99 | 37027 | 50 |  |  | 1.4442
2019 | 7 | 3 | 11 | 7 | 3 | 13 | 53.69 | 36401 | 50 |  |  | 1.4361
2019 | 7 | 3 | 12 | 7 | 3 | 14 | 53.19 | 35849 | 49.9267 |  |  | 1.4228
2019 | 7 | 3 | 13 | 7 | 3 | 15 | 53.19 | 35654 | 49.6551 |  |  | 1.4228
2019 | 7 | 3 | 14 | 7 | 3 | 16 | 53.3 | 35508 | 49.4518 |  |  | 1.4257
2019 | 7 | 3 | 15 | 7 | 3 | 17 | 53.01 | 34775 | 48.4309 |  |  | 1.4179
2019 | 7 | 3 | 16 | 7 | 3 | 18 | 53.19 | 34402 | 47.9114 |  |  | 1.4228
2019 | 7 | 3 | 17 | 7 | 3 | 19 | 53.19 | 33910 | 47.2262 |  |  | 1.4228
2019 | 7 | 3 | 18 | 7 | 3 | 20 | 53.69 | 33647 | 46.86 |  |  | 1.4361
2019 | 7 | 3 | 19 | 7 | 3 | 21 | 53.3 | 32755 | 45.6177 |  |  | 1.4257
2019 | 7 | 3 | 20 | 7 | 3 | 22 | 51.49 | 30301 | 42.2 |  |  | 1.3773
2019 | 7 | 3 | 21 | 7 | 3 | 23 | 53.88 | 28828 | 40.1486 |  |  | 1.4412
2019 | 7 | 3 | 22 | 7 | 3 | 0 | 51.01 | 27053 | 37.6765 |  |  | 1.3645
2019 | 7 | 3 | 23 | 7 | 3 | 1 | 48.24 | 25933 | 36.1167 |  |  | 1.2904
2019 | 7 | 4 | 0 | 7 | 4 | 2 | 47 | 25336 | 35.2853 |  |  | 1.2572
2019 | 7 | 4 | 1 | 7 | 4 | 3 | 47.11 | 25188 | 35.0792 |  |  | 1.2601
2019 | 7 | 4 | 2 | 7 | 4 | 4 | 50 | 25408 | 35.3856 |  |  | 1.3374
2019 | 7 | 4 | 3 | 7 | 4 | 5 | 50.08 | 26912 | 37.4802 |  |  | 1.3396
2019 | 7 | 4 | 4 | 7 | 4 | 6 | 53.95 | 29185 | 40.6458 |  |  | 1.4431
2019 | 7 | 4 | 5 | 7 | 4 | 7 | 54.51 | 31488 | 43.8531 |  |  | 1.4581
2019 | 7 | 4 | 6 | 7 | 4 | 8 | 55 | 33590 | 46.7806 |  |  | 1.4712
2019 | 7 | 4 | 7 | 7 | 4 | 9 | 55.05 | 34660 | 48.2708 |  |  | 1.4725
2019 | 7 | 4 | 8 | 7 | 4 | 10 | 54.7 | 35270 | 49.1203 |  |  | 1.4632
2019 | 7 | 4 | 9 | 7 | 4 | 11 | 55.05 | 36217 | 50 |  |  | 1.4725
2019 | 7 | 4 | 10 | 7 | 4 | 12 | 55.05 | 36703 | 50 |  |  | 1.4725
2019 | 7 | 4 | 11 | 7 | 4 | 13 | 54.44 | 36107 | 50 |  |  | 1.4562
2019 | 7 | 4 | 12 | 7 | 4 | 14 | 53.95 | 35667 | 49.6732 |  |  | 1.4431
2019 | 7 | 4 | 13 | 7 | 4 | 15 | 53.88 | 35629 | 49.6203 |  |  | 1.4412
2019 | 7 | 4 | 14 | 7 | 4 | 16 | 53.95 | 35597 | 49.5757 |  |  | 1.4431
2019 | 7 | 4 | 15 | 7 | 4 | 17 | 53.95 | 35076 | 48.8501 |  |  | 1.4431
2019 | 7 | 4 | 16 | 7 | 4 | 18 | 54.08 | 34748 | 48.3933 |  |  | 1.4466
2019 | 7 | 4 | 17 | 7 | 4 | 19 | 54.63 | 34182 | 47.6051 |  |  | 1.4613
2019 | 7 | 4 | 18 | 7 | 4 | 20 | 55.08 | 33783 | 47.0494 |  |  | 1.4733
2019 | 7 | 4 | 19 | 7 | 4 | 21 | 55.08 | 32961 | 45.9046 |  |  | 1.4733
2019 | 7 | 4 | 20 | 7 | 4 | 22 | 53.88 | 30715 | 42.7766 |  |  | 1.4412
2019 | 7 | 4 | 21 | 7 | 4 | 23 | 58 | 29260 | 40.7502 |  |  | 1.5514
2019 | 7 | 4 | 22 | 7 | 4 | 0 | 56.83 | 27544 | 38.3604 |  |  | 1.5201
2019 | 7 | 4 | 23 | 7 | 4 | 1 | 55.04 | 26216 | 36.5109 |  |  | 1.4722
2019 | 7 | 5 | 0 | 7 | 5 | 2 | 54 | 25675 | 35.7574 |  |  | 1.4444
2019 | 7 | 5 | 1 | 7 | 5 | 3 | 54.03 | 25371 | 35.334 |  |  | 1.4452
2019 | 7 | 5 | 2 | 7 | 5 | 4 | 55.6 | 25667 | 35.7463 |  |  | 1.4872
2019 | 7 | 5 | 3 | 7 | 5 | 5 | 54.55 | 27256 | 37.9593 |  |  | 1.4591
2019 | 7 | 5 | 4 | 7 | 5 | 6 | 56.05 | 29412 | 40.9619 |  |  | 1.4993
2019 | 7 | 5 | 5 | 7 | 5 | 7 | 56.5 | 31694 | 44.14 |  |  | 1.5113
2019 | 7 | 5 | 6 | 7 | 5 | 8 | 57.5 | 33873 | 47.1747 |  |  | 1.5381
2019 | 7 | 5 | 7 | 7 | 5 | 9 | 57.5 | 35148 | 48.9504 |  |  | 1.5381
2019 | 7 | 5 | 8 | 7 | 5 | 10 | 57.55 | 35792 | 49.8473 |  |  | 1.5394
2019 | 7 | 5 | 9 | 7 | 5 | 11 | 57.9 | 36755 | 50 |  |  | 1.5487
2019 | 7 | 5 | 10 | 7 | 5 | 12 | 57.9 | 37165 | 50 |  |  | 1.5487
2019 | 7 | 5 | 11 | 7 | 5 | 13 | 56.9 | 36363 | 50 |  |  | 1.522
2019 | 7 | 5 | 12 | 7 | 5 | 14 | 55.51 | 35546 | 49.5047 |  |  | 1.4848
2019 | 7 | 5 | 13 | 7 | 5 | 15 | 54.55 | 35318 | 49.1872 |  |  | 1.4591
2019 | 7 | 5 | 14 | 7 | 5 | 16 | 54.5 | 35216 | 49.0451 |  |  | 1.4578
2019 | 7 | 5 | 15 | 7 | 5 | 17 | 54.03 | 34642 | 48.2457 |  |  | 1.4452
2019 | 7 | 5 | 16 | 7 | 5 | 18 | 54.85 | 34179 | 47.6009 |  |  | 1.4672
2019 | 7 | 5 | 17 | 7 | 5 | 19 | 55.75 | 33470 | 46.6135 |  |  | 1.4912
2019 | 7 | 5 | 18 | 7 | 5 | 20 | 57.14 | 32758 | 45.6219 |  |  | 1.5284
2019 | 7 | 5 | 19 | 7 | 5 | 21 | 57 | 31931 | 44.4701 |  |  | 1.5247
2019 | 7 | 5 | 20 | 7 | 5 | 22 | 55.39 | 30046 | 41.8449 |  |  | 1.4816
2019 | 7 | 5 | 21 | 7 | 5 | 23 | 58.08 | 28885 | 40.228 |  |  | 1.5536
2019 | 7 | 5 | 22 | 7 | 5 | 0 | 57.47 | 27345 | 38.0832 |  |  | 1.5372
2019 | 7 | 5 | 23 | 7 | 5 | 1 | 55.8 | 26072 | 36.3103 |  |  | 1.4926
2019 | 7 | 6 | 0 | 7 | 6 | 2 | 55 | 25277 | 35.2031 |  |  | 1.4712
2019 | 7 | 6 | 1 | 7 | 6 | 3 | 55 | 24746 | 34.4636 |  |  | 1.4712
2019 | 7 | 6 | 2 | 7 | 6 | 4 | 54 | 24438 | 34.0346 |  |  | 1.4444
2019 | 7 | 6 | 3 | 7 | 6 | 5 | 47.49 | 24426 | 34.0179 |  |  | 1.2703
2019 | 7 | 6 | 4 | 7 | 6 | 6 | 49.16 | 24798 | 34.536 |  |  | 1.315
2019 | 7 | 6 | 5 | 7 | 6 | 7 | 52.92 | 26319 | 36.6543 |  |  | 1.4155
2019 | 7 | 6 | 6 | 7 | 6 | 8 | 53.95 | 28426 | 39.5887 |  |  | 1.4431
2019 | 7 | 6 | 7 | 7 | 6 | 9 | 53.95 | 30283 | 42.1749 |  |  | 1.4431
2019 | 7 | 6 | 8 | 7 | 6 | 10 | 53.7 | 31337 | 43.6428 |  |  | 1.4364
2019 | 7 | 6 | 9 | 7 | 6 | 11 | 53.7 | 32023 | 44.5982 |  |  | 1.4364
2019 | 7 | 6 | 10 | 7 | 6 | 12 | 53.01 | 32662 | 45.4882 |  |  | 1.4179
2019 | 7 | 6 | 11 | 7 | 6 | 13 | 50.46 | 32302 | 44.9868 |  |  | 1.3497
2019 | 7 | 6 | 12 | 7 | 6 | 14 | 46.44 | 31546 | 43.9339 |  |  | 1.2422
2019 | 7 | 6 | 13 | 7 | 6 | 15 | 45.07 | 31069 | 43.2696 |  |  | 1.2056
2019 | 7 | 6 | 14 | 7 | 6 | 16 | 44.87 | 30703 | 42.7599 |  |  | 1.2002
2019 | 7 | 6 | 15 | 7 | 6 | 17 | 45.42 | 30385 | 42.317 |  |  | 1.2149
2019 | 7 | 6 | 16 | 7 | 6 | 18 | 46.44 | 30382 | 42.3128 |  |  | 1.2422
2019 | 7 | 6 | 17 | 7 | 6 | 19 | 50.36 | 30332 | 42.2432 |  |  | 1.3471
2019 | 7 | 6 | 18 | 7 | 6 | 20 | 53.49 | 30464 | 42.427 |  |  | 1.4308
2019 | 7 | 6 | 19 | 7 | 6 | 21 | 53.7 | 29961 | 41.7265 |  |  | 1.4364
2019 | 7 | 6 | 20 | 7 | 6 | 22 | 53.3 | 28351 | 39.4843 |  |  | 1.4257
2019 | 7 | 6 | 21 | 7 | 6 | 23 | 56.78 | 26751 | 37.2559 |  |  | 1.5188
2019 | 7 | 6 | 22 | 7 | 6 | 0 | 56.32 | 25186 | 35.0764 |  |  | 1.5065
2019 | 7 | 6 | 23 | 7 | 6 | 1 | 55.17 | 23847 | 33.2116 |  |  | 1.4757
2019 | 7 | 7 | 0 | 7 | 7 | 2 | 50.01 | 23057 | 32.1113 |  |  | 1.3377
2019 | 7 | 7 | 1 | 7 | 7 | 3 | 48.41 | 22617 | 31.4986 |  |  | 1.2949
2019 | 7 | 7 | 2 | 7 | 7 | 4 | 48.24 | 22341 | 31.1142 |  |  | 1.2904
2019 | 7 | 7 | 3 | 7 | 7 | 5 | 45.17 | 22228 | 30.9568 |  |  | 1.2082
2019 | 7 | 7 | 4 | 7 | 7 | 6 | 44.31 | 22046 | 30.7033 |  |  | 1.1852
2019 | 7 | 7 | 5 | 7 | 7 | 7 | 45.96 | 23131 | 32.2144 |  |  | 1.2294
2019 | 7 | 7 | 6 | 7 | 7 | 8 | 47.08 | 24945 | 34.7407 |  |  | 1.2593
2019 | 7 | 7 | 7 | 7 | 7 | 9 | 48.17 | 26611 | 37.061 |  |  | 1.2885
2019 | 7 | 7 | 8 | 7 | 7 | 10 | 50 | 27861 | 38.8018 |  |  | 1.3374
2019 | 7 | 7 | 9 | 7 | 7 | 11 | 52.97 | 28753 | 40.0441 |  |  | 1.4169
2019 | 7 | 7 | 10 | 7 | 7 | 12 | 54.52 | 29520 | 41.1123 |  |  | 1.4583
2019 | 7 | 7 | 11 | 7 | 7 | 13 | 53.5 | 29907 | 41.6513 |  |  | 1.4311
2019 | 7 | 7 | 12 | 7 | 7 | 14 | 49.07 | 29315 | 40.8268 |  |  | 1.3126
2019 | 7 | 7 | 13 | 7 | 7 | 15 | 46.53 | 28661 | 39.916 |  |  | 1.2446
2019 | 7 | 7 | 14 | 7 | 7 | 16 | 45.18 | 28398 | 39.5497 |  |  | 1.2085
2019 | 7 | 7 | 15 | 7 | 7 | 17 | 45.16 | 28324 | 39.4467 |  |  | 1.208
2019 | 7 | 7 | 16 | 7 | 7 | 18 | 45.18 | 28435 | 39.6012 |  |  | 1.2085
2019 | 7 | 7 | 17 | 7 | 7 | 19 | 46.5 | 28849 | 40.1778 |  |  | 1.2438
2019 | 7 | 7 | 18 | 7 | 7 | 20 | 52.96 | 29555 | 41.1611 |  |  | 1.4166
2019 | 7 | 7 | 19 | 7 | 7 | 21 | 55.17 | 30283 | 42.1749 |  |  | 1.4757
2019 | 7 | 7 | 20 | 7 | 7 | 22 | 48.59 | 28670 | 39.9285 |  |  | 1.2997
2019 | 7 | 7 | 21 | 7 | 7 | 23 | 47.75 | 26852 | 37.3966 |  |  | 1.2773
2019 | 7 | 7 | 22 | 7 | 7 | 0 | 42.41 | 25306 | 35.2435 |  |  | 1.1344
2019 | 7 | 7 | 23 | 7 | 7 | 1 | 40.5 | 24357 | 33.9218 |  |  | 1.0833
2019 | 7 | 8 | 0 | 7 | 8 | 2 | 40.17 | 23706 | 33.0152 |  |  | 1.0745
2019 | 7 | 8 | 1 | 7 | 8 | 3 | 41.75 | 23494 | 32.7199 |  |  | 1.1168
2019 | 7 | 8 | 2 | 7 | 8 | 4 | 42.41 | 24036 | 33.4748 |  |  | 1.1344
2019 | 7 | 8 | 3 | 7 | 8 | 5 | 47.41 | 26298 | 36.6251 |  |  | 1.2682
2019 | 7 | 8 | 4 | 7 | 8 | 6 | 48.57 | 28832 | 40.1541 |  |  | 1.2992
2019 | 7 | 8 | 5 | 7 | 8 | 7 | 53.69 | 31325 | 43.6261 |  |  | 1.4361
2019 | 7 | 8 | 6 | 7 | 8 | 8 | 55.69 | 33440 | 46.5717 |  |  | 1.4896
2019 | 7 | 8 | 7 | 7 | 8 | 9 | 55.62 | 34394 | 47.9003 |  |  | 1.4878
2019 | 7 | 8 | 8 | 7 | 8 | 10 | 56.77 | 35009 | 48.7568 |  |  | 1.5185
2019 | 7 | 8 | 9 | 7 | 8 | 11 | 57.5 | 35717 | 49.7428 |  |  | 1.5381
2019 | 7 | 8 | 10 | 7 | 8 | 12 | 57.69 | 35852 | 49.9309 |  |  | 1.5431
2019 | 7 | 8 | 11 | 7 | 8 | 13 | 56.77 | 34973 | 48.7067 |  |  | 1.5185
2019 | 7 | 8 | 12 | 7 | 8 | 14 | 55 | 34124 | 47.5243 |  |  | 1.4712
2019 | 7 | 8 | 13 | 7 | 8 | 15 | 54 | 33748 | 47.0006 |  |  | 1.4444
2019 | 7 | 8 | 14 | 7 | 8 | 16 | 53.32 | 33567 | 46.7485 |  |  | 1.4262
2019 | 7 | 8 | 15 | 7 | 8 | 17 | 51.6 | 32938 | 45.8725 |  |  | 1.3802
2019 | 7 | 8 | 16 | 7 | 8 | 18 | 52.17 | 32615 | 45.4227 |  |  | 1.3955
2019 | 7 | 8 | 17 | 7 | 8 | 19 | 53.32 | 32261 | 44.9297 |  |  | 1.4262
2019 | 7 | 8 | 18 | 7 | 8 | 20 | 55 | 32086 | 44.686 |  |  | 1.4712
2019 | 7 | 8 | 19 | 7 | 8 | 21 | 55.07 | 31154 | 43.388 |  |  | 1.4731
2019 | 7 | 8 | 20 | 7 | 8 | 22 | 53.47 | 28750 | 40.0399 |  |  | 1.4303
2019 | 7 | 8 | 21 | 7 | 8 | 23 | 54.47 | 27424 | 38.1932 |  |  | 1.457
2019 | 7 | 8 | 22 | 7 | 8 | 0 | 51.6 | 25940 | 36.1265 |  |  | 1.3802
2019 | 7 | 8 | 23 | 7 | 8 | 1 | 48.57 | 25059 | 34.8995 |  |  | 1.2992
2019 | 7 | 9 | 0 | 7 | 9 | 2 | 48.24 | 24507 | 34.1307 |  |  | 1.2904
2019 | 7 | 9 | 1 | 7 | 9 | 3 | 47.7 | 24389 | 33.9664 |  |  | 1.2759
2019 | 7 | 9 | 2 | 7 | 9 | 4 | 48.8 | 24767 | 34.4928 |  |  | 1.3053
2019 | 7 | 9 | 3 | 7 | 9 | 5 | 49.3 | 26305 | 36.6348 |  |  | 1.3187
2019 | 7 | 9 | 4 | 7 | 9 | 6 | 51.6 | 28390 | 39.5386 |  |  | 1.3802
2019 | 7 | 9 | 5 | 7 | 9 | 7 | 54.47 | 30235 | 42.1081 |  |  | 1.457
2019 | 7 | 9 | 6 | 7 | 9 | 8 | 54.97 | 32182 | 44.8197 |  |  | 1.4704
2019 | 7 | 9 | 7 | 7 | 9 | 9 | 54.47 | 33306 | 46.3851 |  |  | 1.457
2019 | 7 | 9 | 8 | 7 | 9 | 10 | 54.97 | 33919 | 47.2388 |  |  | 1.4704
2019 | 7 | 9 | 9 | 7 | 9 | 11 | 55.62 | 34658 | 48.268 |  |  | 1.4878
2019 | 7 | 9 | 10 | 7 | 9 | 12 | 55.62 | 35000 | 48.7443 |  |  | 1.4878
2019 | 7 | 9 | 11 | 7 | 9 | 13 | 54.97 | 34287 | 47.7513 |  |  | 1.4704
2019 | 7 | 9 | 12 | 7 | 9 | 14 | 53.56 | 33372 | 46.477 |  |  | 1.4327
2019 | 7 | 9 | 13 | 7 | 9 | 15 | 53.32 | 33218 | 46.2625 |  |  | 1.4262
2019 | 7 | 9 | 14 | 7 | 9 | 16 | 52.95 | 33121 | 46.1274 |  |  | 1.4163
2019 | 7 | 9 | 15 | 7 | 9 | 17 | 52.16 | 32697 | 45.5369 |  |  | 1.3952
2019 | 7 | 9 | 16 | 7 | 9 | 18 | 51.64 | 32386 | 45.1038 |  |  | 1.3813
2019 | 7 | 9 | 17 | 7 | 9 | 19 | 52.48 | 32114 | 44.725 |  |  | 1.4038
2019 | 7 | 9 | 18 | 7 | 9 | 20 | 53.87 | 31939 | 44.4812 |  |  | 1.441
2019 | 7 | 9 | 19 | 7 | 9 | 21 | 53.14 | 31368 | 43.686 |  |  | 1.4214
2019 | 7 | 9 | 20 | 7 | 9 | 22 | 51 | 29120 | 40.5552 |  |  | 1.3642
2019 | 7 | 9 | 21 | 7 | 9 | 23 | 51.12 | 27747 | 38.6431 |  |  | 1.3674
2019 | 7 | 9 | 22 | 7 | 9 | 0 | 46.5 | 26260 | 36.5721 |  |  | 1.2438
2019 | 7 | 9 | 23 | 7 | 9 | 1 | 42.77 | 25220 | 35.1237 |  |  | 1.144
2019 | 7 | 10 | 0 | 7 | 10 | 2 | 42.01 | 24632 | 34.3048 |  |  | 1.1237
2019 | 7 | 10 | 1 | 7 | 10 | 3 | 42.01 | 24345 | 33.9051 |  |  | 1.1237
2019 | 7 | 10 | 2 | 7 | 10 | 4 | 44.17 | 24647 | 34.3257 |  |  | 1.1815
2019 | 7 | 10 | 3 | 7 | 10 | 5 | 46.75 | 26329 | 36.6682 |  |  | 1.2505
2019 | 7 | 10 | 4 | 7 | 10 | 6 | 47.67 | 28453 | 39.6263 |  |  | 1.2751
2019 | 7 | 10 | 5 | 7 | 10 | 7 | 50.99 | 30435 | 42.3866 |  |  | 1.3639
2019 | 7 | 10 | 6 | 7 | 10 | 8 | 53.64 | 32184 | 44.8225 |  |  | 1.4348
2019 | 7 | 10 | 7 | 7 | 10 | 9 | 53.95 | 33390 | 46.502 |  |  | 1.4431
2019 | 7 | 10 | 8 | 7 | 10 | 10 | 54.9 | 34180 | 47.6023 |  |  | 1.4685
2019 | 7 | 10 | 9 | 7 | 10 | 11 | 55.57 | 35147 | 48.949 |  |  | 1.4864
2019 | 7 | 10 | 10 | 7 | 10 | 12 | 56.57 | 35823 | 49.8905 |  |  | 1.5132
2019 | 7 | 10 | 11 | 7 | 10 | 13 | 56.5 | 35328 | 49.2011 |  |  | 1.5113
2019 | 7 | 10 | 12 | 7 | 10 | 14 | 55.31 | 34797 | 48.4616 |  |  | 1.4795
2019 | 7 | 10 | 13 | 7 | 10 | 15 | 55.57 | 34650 | 48.2568 |  |  | 1.4864
2019 | 7 | 10 | 14 | 7 | 10 | 16 | 55.13 | 34554 | 48.1231 |  |  | 1.4747
2019 | 7 | 10 | 15 | 7 | 10 | 17 | 54.28 | 34115 | 47.5117 |  |  | 1.4519
2019 | 7 | 10 | 16 | 7 | 10 | 18 | 53.92 | 33731 | 46.9769 |  |  | 1.4423
2019 | 7 | 10 | 17 | 7 | 10 | 19 | 53.92 | 33157 | 46.1775 |  |  | 1.4423
2019 | 7 | 10 | 18 | 7 | 10 | 20 | 55.5 | 32862 | 45.7667 |  |  | 1.4846
2019 | 7 | 10 | 19 | 7 | 10 | 21 | 54.39 | 32150 | 44.7751 |  |  | 1.4549
2019 | 7 | 10 | 20 | 7 | 10 | 22 | 51 | 29935 | 41.6903 |  |  | 1.3642
2019 | 7 | 10 | 21 | 7 | 10 | 23 | 55.97 | 28531 | 39.7349 |  |  | 1.4971
2019 | 7 | 10 | 22 | 7 | 10 | 0 | 52.51 | 26895 | 37.4565 |  |  | 1.4046
2019 | 7 | 10 | 23 | 7 | 10 | 1 | 49.01 | 25795 | 35.9245 |  |  | 1.311
2019 | 7 | 11 | 0 | 7 | 11 | 2 | 49.3 | 25266 | 35.1878 |  |  | 1.3187
2019 | 7 | 11 | 1 | 7 | 11 | 3 | 49.3 | 24914 | 34.6976 |  |  | 1.3187
2019 | 7 | 11 | 2 | 7 | 11 | 4 | 50.3 | 25161 | 35.0416 |  |  | 1.3455
2019 | 7 | 11 | 3 | 7 | 11 | 5 | 49 | 26707 | 37.1947 |  |  | 1.3107
2019 | 7 | 11 | 4 | 7 | 11 | 6 | 52.17 | 28803 | 40.1138 |  |  | 1.3955
2019 | 7 | 11 | 5 | 7 | 11 | 7 | 56.42 | 31090 | 43.2988 |  |  | 1.5092
2019 | 7 | 11 | 6 | 7 | 11 | 8 | 57.01 | 33434 | 46.5633 |  |  | 1.5249
2019 | 7 | 11 | 7 | 7 | 11 | 9 | 55.86 | 34944 | 48.6663 |  |  | 1.4942
2019 | 7 | 11 | 8 | 7 | 11 | 10 | 55.07 | 36029 | 50 |  |  | 1.4731
2019 | 7 | 11 | 9 | 7 | 11 | 11 | 56.59 | 37309 | 50 |  |  | 1.5137
2019 | 7 | 11 | 10 | 7 | 11 | 12 | 57.08 | 37758 | 50 |  |  | 1.5268
2019 | 7 | 11 | 11 | 7 | 11 | 13 | 56.07 | 37102 | 50 |  |  | 1.4998
2019 | 7 | 11 | 12 | 7 | 11 | 14 | 55.02 | 36690 | 50 |  |  | 1.4717
2019 | 7 | 11 | 13 | 7 | 11 | 15 | 55.02 | 36583 | 50 |  |  | 1.4717
2019 | 7 | 11 | 14 | 7 | 11 | 16 | 55.57 | 36591 | 50 |  |  | 1.4864
2019 | 7 | 11 | 15 | 7 | 11 | 17 | 54.99 | 35988 | 50 |  |  | 1.4709
2019 | 7 | 11 | 16 | 7 | 11 | 18 | 54.99 | 35611 | 49.5952 |  |  | 1.4709
2019 | 7 | 11 | 17 | 7 | 11 | 19 | 55.57 | 34852 | 48.5382 |  |  | 1.4864
2019 | 7 | 11 | 18 | 7 | 11 | 20 | 56.5 | 34332 | 47.814 |  |  | 1.5113
2019 | 7 | 11 | 19 | 7 | 11 | 21 | 55.57 | 33600 | 46.7945 |  |  | 1.4864
2019 | 7 | 11 | 20 | 7 | 11 | 22 | 51 | 31337 | 43.6428 |  |  | 1.3642
2019 | 7 | 11 | 21 | 7 | 11 | 23 | 58.29 | 29841 | 41.5594 |  |  | 1.5592
2019 | 7 | 11 | 22 | 7 | 11 | 0 | 56.89 | 28024 | 39.0288 |  |  | 1.5217
2019 | 7 | 11 | 23 | 7 | 11 | 1 | 53.05 | 26528 | 36.9454 |  |  | 1.419
2019 | 7 | 12 | 0 | 7 | 12 | 2 | 53.62 | 25913 | 36.0889 |  |  | 1.4343
2019 | 7 | 12 | 1 | 7 | 12 | 3 | 53.11 | 25632 | 35.6975 |  |  | 1.4206
2019 | 7 | 12 | 2 | 7 | 12 | 4 | 54.79 | 25749 | 35.8605 |  |  | 1.4656
2019 | 7 | 12 | 3 | 7 | 12 | 5 | 54.79 | 27406 | 38.1682 |  |  | 1.4656
2019 | 7 | 12 | 4 | 7 | 12 | 6 | 53.09 | 29580 | 41.1959 |  |  | 1.4201
2019 | 7 | 12 | 5 | 7 | 12 | 7 | 56.89 | 31895 | 44.42 |  |  | 1.5217
2019 | 7 | 12 | 6 | 7 | 12 | 8 | 58.29 | 34245 | 47.6928 |  |  | 1.5592
2019 | 7 | 12 | 7 | 7 | 12 | 9 | 58.39 | 35806 | 49.8668 |  |  | 1.5619
2019 | 7 | 12 | 8 | 7 | 12 | 10 | 58.95 | 36620 | 50 |  |  | 1.5768
2019 | 7 | 12 | 9 | 7 | 12 | 11 | 59.96 | 37884 | 50 |  |  | 1.6039
2019 | 7 | 12 | 10 | 7 | 12 | 12 | 60.1 | 38633 | 50 |  |  | 1.6076
2019 | 7 | 12 | 11 | 7 | 12 | 13 | 58.81 | 37933 | 50 |  |  | 1.5731
2019 | 7 | 12 | 12 | 7 | 12 | 14 | 58.31 | 37188 | 50 |  |  | 1.5597
2019 | 7 | 12 | 13 | 7 | 12 | 15 | 58.29 | 36892 | 50 |  |  | 1.5592
2019 | 7 | 12 | 14 | 7 | 12 | 16 | 58.31 | 36459 | 50 |  |  | 1.5597
2019 | 7 | 12 | 15 | 7 | 12 | 17 | 58.29 | 35307 | 49.1718 |  |  | 1.5592
2019 | 7 | 12 | 16 | 7 | 12 | 18 | 58.29 | 34944 | 48.6663 |  |  | 1.5592
2019 | 7 | 12 | 17 | 7 | 12 | 19 | 58.28 | 34307 | 47.7791 |  |  | 1.5589
2019 | 7 | 12 | 18 | 7 | 12 | 20 | 57.89 | 33572 | 46.7555 |  |  | 1.5485
2019 | 7 | 12 | 19 | 7 | 12 | 21 | 57.08 | 32578 | 45.3712 |  |  | 1.5268
2019 | 7 | 12 | 20 | 7 | 12 | 22 | 56.51 | 30433 | 42.3838 |  |  | 1.5116
2019 | 7 | 12 | 21 | 7 | 12 | 23 | 58.21 | 29321 | 40.8352 |  |  | 1.557
2019 | 7 | 12 | 22 | 7 | 12 | 0 | 57.01 | 27576 | 38.4049 |  |  | 1.5249
2019 | 7 | 12 | 23 | 7 | 12 | 1 | 53 | 26261 | 36.5735 |  |  | 1.4177
2019 | 7 | 13 | 0 | 7 | 13 | 2 | 50.33 | 25361 | 35.3201 |  |  | 1.3463
2019 | 7 | 13 | 1 | 7 | 13 | 3 | 48 | 24857 | 34.6182 |  |  | 1.2839
2019 | 7 | 13 | 2 | 7 | 13 | 4 | 48.8 | 24476 | 34.0876 |  |  | 1.3053
2019 | 7 | 13 | 3 | 7 | 13 | 5 | 46.62 | 24556 | 34.199 |  |  | 1.247
2019 | 7 | 13 | 4 | 7 | 13 | 6 | 46.6 | 24791 | 34.5263 |  |  | 1.2465
2019 | 7 | 13 | 5 | 7 | 13 | 7 | 48.03 | 26560 | 36.9899 |  |  | 1.2847
2019 | 7 | 13 | 6 | 7 | 13 | 8 | 51.44 | 28835 | 40.1583 |  |  | 1.376
2019 | 7 | 13 | 7 | 7 | 13 | 9 | 54.84 | 30738 | 42.8086 |  |  | 1.4669
2019 | 7 | 13 | 8 | 7 | 13 | 10 | 55.41 | 31745 | 44.2111 |  |  | 1.4821
2019 | 7 | 13 | 9 | 7 | 13 | 11 | 55.5 | 32460 | 45.2068 |  |  | 1.4846
2019 | 7 | 13 | 10 | 7 | 13 | 12 | 55.01 | 32841 | 45.7375 |  |  | 1.4714
2019 | 7 | 13 | 11 | 7 | 13 | 13 | 53.09 | 32579 | 45.3726 |  |  | 1.4201
2019 | 7 | 13 | 12 | 7 | 13 | 14 | 50.61 | 31913 | 44.445 |  |  | 1.3538
2019 | 7 | 13 | 13 | 7 | 13 | 15 | 48.53 | 31234 | 43.4994 |  |  | 1.2981
2019 | 7 | 13 | 14 | 7 | 13 | 16 | 47.41 | 30829 | 42.9354 |  |  | 1.2682
2019 | 7 | 13 | 15 | 7 | 13 | 17 | 47.11 | 30584 | 42.5941 |  |  | 1.2601
2019 | 7 | 13 | 16 | 7 | 13 | 18 | 48.59 | 30299 | 42.1972 |  |  | 1.2997
2019 | 7 | 13 | 17 | 7 | 13 | 19 | 51.35 | 30029 | 41.8212 |  |  | 1.3735
2019 | 7 | 13 | 18 | 7 | 13 | 20 | 52.49 | 29889 | 41.6262 |  |  | 1.404
2019 | 7 | 13 | 19 | 7 | 13 | 21 | 52.96 | 29619 | 41.2502 |  |  | 1.4166
2019 | 7 | 13 | 20 | 7 | 13 | 22 | 50.53 | 27981 | 38.969 |  |  | 1.3516
2019 | 7 | 13 | 21 | 7 | 13 | 23 | 54.41 | 26459 | 36.8493 |  |  | 1.4554
2019 | 7 | 13 | 22 | 7 | 13 | 0 | 49.99 | 24808 | 34.5499 |  |  | 1.3372
2019 | 7 | 13 | 23 | 7 | 13 | 1 | 47.8 | 23725 | 33.0417 |  |  | 1.2786
2019 | 7 | 14 | 0 | 7 | 14 | 2 | 45.63 | 22949 | 31.9609 |  |  | 1.2205
2019 | 7 | 14 | 1 | 7 | 14 | 3 | 43 | 22480 | 31.3078 |  |  | 1.1502
2019 | 7 | 14 | 2 | 7 | 14 | 4 | 44.57 | 22128 | 30.8175 |  |  | 1.1922
2019 | 7 | 14 | 3 | 7 | 14 | 5 | 45.77 | 21972 | 30.6003 |  |  | 1.2243
2019 | 7 | 14 | 4 | 7 | 14 | 6 | 45.63 | 21703 | 30.2256 |  |  | 1.2205
2019 | 7 | 14 | 5 | 7 | 14 | 7 | 47.91 | 22798 | 31.7506 |  |  | 1.2815
2019 | 7 | 14 | 6 | 7 | 14 | 8 | 48.34 | 24648 | 34.3271 |  |  | 1.293
2019 | 7 | 14 | 7 | 7 | 14 | 9 | 48.12 | 26229 | 36.529 |  |  | 1.2871
2019 | 7 | 14 | 8 | 7 | 14 | 10 | 48.48 | 27199 | 37.8799 |  |  | 1.2968
2019 | 7 | 14 | 9 | 7 | 14 | 11 | 49.62 | 27939 | 38.9105 |  |  | 1.3273
2019 | 7 | 14 | 10 | 7 | 14 | 12 | 50.3 | 28607 | 39.8408 |  |  | 1.3455
2019 | 7 | 14 | 11 | 7 | 14 | 13 | 50 | 28882 | 40.2238 |  |  | 1.3374
2019 | 7 | 14 | 12 | 7 | 14 | 14 | 48.36 | 28138 | 39.1876 |  |  | 1.2936
2019 | 7 | 14 | 13 | 7 | 14 | 15 | 47.4 | 27588 | 38.4216 |  |  | 1.2679
2019 | 7 | 14 | 14 | 7 | 14 | 16 | 45.63 | 27454 | 38.235 |  |  | 1.2205
2019 | 7 | 14 | 15 | 7 | 14 | 17 | 45.78 | 27534 | 38.3464 |  |  | 1.2246
2019 | 7 | 14 | 16 | 7 | 14 | 18 | 47.4 | 27700 | 38.5776 |  |  | 1.2679
2019 | 7 | 14 | 17 | 7 | 14 | 19 | 49.62 | 27999 | 38.994 |  |  | 1.3273
2019 | 7 | 14 | 18 | 7 | 14 | 20 | 55.82 | 28783 | 40.0859 |  |  | 1.4931
2019 | 7 | 14 | 19 | 7 | 14 | 21 | 58.31 | 29791 | 41.4897 |  |  | 1.5597
2019 | 7 | 14 | 20 | 7 | 14 | 22 | 55.5 | 28302 | 39.416 |  |  | 1.4846
2019 | 7 | 14 | 21 | 7 | 14 | 23 | 56.89 | 26469 | 36.8632 |  |  | 1.5217
2019 | 7 | 14 | 22 | 7 | 14 | 0 | 49.96 | 24968 | 34.7728 |  |  | 1.3364
2019 | 7 | 14 | 23 | 7 | 14 | 1 | 44 | 23774 | 33.1099 |  |  | 1.1769
2019 | 7 | 15 | 0 | 7 | 15 | 2 | 43 | 23184 | 32.2882 |  |  | 1.1502
2019 | 7 | 15 | 1 | 7 | 15 | 3 | 42.89 | 22964 | 31.9818 |  |  | 1.1473
2019 | 7 | 15 | 2 | 7 | 15 | 4 | 46 | 23539 | 32.7826 |  |  | 1.2304
2019 | 7 | 15 | 3 | 7 | 15 | 5 | 50.5 | 25752 | 35.8646 |  |  | 1.3508
2019 | 7 | 15 | 4 | 7 | 15 | 6 | 52.44 | 28137 | 39.1862 |  |  | 1.4027
2019 | 7 | 15 | 5 | 7 | 15 | 7 | 55.02 | 30700 | 42.7557 |  |  | 1.4717
2019 | 7 | 15 | 6 | 7 | 15 | 8 | 55.17 | 32886 | 45.8001 |  |  | 1.4757
2019 | 7 | 15 | 7 | 7 | 15 | 9 | 55 | 34369 | 47.8655 |  |  | 1.4712
2019 | 7 | 15 | 8 | 7 | 15 | 10 | 55.9 | 35123 | 48.9156 |  |  | 1.4953
2019 | 7 | 15 | 9 | 7 | 15 | 11 | 57.21 | 36240 | 50 |  |  | 1.5303
2019 | 7 | 15 | 10 | 7 | 15 | 12 | 57.31 | 36879 | 50 |  |  | 1.533
2019 | 7 | 15 | 11 | 7 | 15 | 13 | 55.82 | 36473 | 50 |  |  | 1.4931
2019 | 7 | 15 | 12 | 7 | 15 | 14 | 54.49 | 36021 | 50 |  |  | 1.4575
2019 | 7 | 15 | 13 | 7 | 15 | 15 | 53.99 | 35984 | 50 |  |  | 1.4442
2019 | 7 | 15 | 14 | 7 | 15 | 16 | 54.3 | 35829 | 49.8988 |  |  | 1.4525
2019 | 7 | 15 | 15 | 7 | 15 | 17 | 51.58 | 35154 | 48.9588 |  |  | 1.3797
2019 | 7 | 15 | 16 | 7 | 15 | 18 | 51.95 | 34666 | 48.2791 |  |  | 1.3896
2019 | 7 | 15 | 17 | 7 | 15 | 19 | 53.4 | 34025 | 47.3864 |  |  | 1.4284
2019 | 7 | 15 | 18 | 7 | 15 | 20 | 56.24 | 33588 | 46.7778 |  |  | 1.5043
2019 | 7 | 15 | 19 | 7 | 15 | 21 | 52.66 | 32893 | 45.8099 |  |  | 1.4086
2019 | 7 | 15 | 20 | 7 | 15 | 22 | 51 | 30455 | 42.4145 |  |  | 1.3642
2019 | 7 | 15 | 21 | 7 | 15 | 23 | 52.76 | 28971 | 40.3477 |  |  | 1.4113
2019 | 7 | 15 | 22 | 7 | 15 | 0 | 48.29 | 27306 | 38.0289 |  |  | 1.2917
2019 | 7 | 15 | 23 | 7 | 15 | 1 | 44.87 | 25983 | 36.1864 |  |  | 1.2002
2019 | 7 | 16 | 0 | 7 | 16 | 2 | 43.59 | 25370 | 35.3326 |  |  | 1.166
2019 | 7 | 16 | 1 | 7 | 16 | 3 | 43.77 | 25066 | 34.9093 |  |  | 1.1708
2019 | 7 | 16 | 2 | 7 | 16 | 4 | 45.17 | 25293 | 35.2254 |  |  | 1.2082
2019 | 7 | 16 | 3 | 7 | 16 | 5 | 45.97 | 26978 | 37.5721 |  |  | 1.2296
2019 | 7 | 16 | 4 | 7 | 16 | 6 | 50.03 | 28850 | 40.1792 |  |  | 1.3382
2019 | 7 | 16 | 5 | 7 | 16 | 7 | 53 | 31143 | 43.3727 |  |  | 1.4177
2019 | 7 | 16 | 6 | 7 | 16 | 8 | 55.51 | 33244 | 46.2987 |  |  | 1.4848
2019 | 7 | 16 | 7 | 7 | 16 | 9 | 54.84 | 34628 | 48.2262 |  |  | 1.4669
2019 | 7 | 16 | 8 | 7 | 16 | 10 | 55.32 | 35403 | 49.3055 |  |  | 1.4797
2019 | 7 | 16 | 9 | 7 | 16 | 11 | 56.24 | 36380 | 50 |  |  | 1.5043
2019 | 7 | 16 | 10 | 7 | 16 | 12 | 57.25 | 36979 | 50 |  |  | 1.5314
2019 | 7 | 16 | 11 | 7 | 16 | 13 | 56.1 | 36564 | 50 |  |  | 1.5006
2019 | 7 | 16 | 12 | 7 | 16 | 14 | 54.49 | 36077 | 50 |  |  | 1.4575
2019 | 7 | 16 | 13 | 7 | 16 | 15 | 53.67 | 35850 | 49.9281 |  |  | 1.4356
2019 | 7 | 16 | 14 | 7 | 16 | 16 | 53.66 | 35611 | 49.5952 |  |  | 1.4353
2019 | 7 | 16 | 15 | 7 | 16 | 17 | 51.73 | 34829 | 48.5061 |  |  | 1.3837
2019 | 7 | 16 | 16 | 7 | 16 | 18 | 52.64 | 34228 | 47.6691 |  |  | 1.4081
2019 | 7 | 16 | 17 | 7 | 16 | 19 | 52 | 33608 | 46.8056 |  |  | 1.3909
2019 | 7 | 16 | 18 | 7 | 16 | 20 | 53.03 | 33126 | 46.1344 |  |  | 1.4185
2019 | 7 | 16 | 19 | 7 | 16 | 21 | 52.07 | 32248 | 44.9116 |  |  | 1.3928
2019 | 7 | 16 | 20 | 7 | 16 | 22 | 50.04 | 30158 | 42.0009 |  |  | 1.3385
2019 | 7 | 16 | 21 | 7 | 16 | 23 | 54.99 | 28574 | 39.7948 |  |  | 1.4709
2019 | 7 | 16 | 22 | 7 | 16 | 0 | 49.84 | 26933 | 37.5094 |  |  | 1.3332
2019 | 7 | 16 | 23 | 7 | 16 | 1 | 45.96 | 25694 | 35.7839 |  |  | 1.2294
2019 | 7 | 17 | 0 | 7 | 17 | 2 | 45.63 | 25192 | 35.0847 |  |  | 1.2205
2019 | 7 | 17 | 1 | 7 | 17 | 3 | 45.96 | 24858 | 34.6196 |  |  | 1.2294
2019 | 7 | 17 | 2 | 7 | 17 | 4 | 48.58 | 25156 | 35.0346 |  |  | 1.2995
2019 | 7 | 17 | 3 | 7 | 17 | 5 | 49.86 | 26898 | 37.4607 |  |  | 1.3337
2019 | 7 | 17 | 4 | 7 | 17 | 6 | 49.98 | 29030 | 40.4299 |  |  | 1.3369
2019 | 7 | 17 | 5 | 7 | 17 | 7 | 53.18 | 31270 | 43.5495 |  |  | 1.4225
2019 | 7 | 17 | 6 | 7 | 17 | 8 | 54.49 | 33275 | 46.3419 |  |  | 1.4575
2019 | 7 | 17 | 7 | 7 | 17 | 9 | 55 | 34412 | 47.9254 |  |  | 1.4712
2019 | 7 | 17 | 8 | 7 | 17 | 10 | 55.68 | 35143 | 48.9434 |  |  | 1.4894
2019 | 7 | 17 | 9 | 7 | 17 | 11 | 56.94 | 36070 | 50 |  |  | 1.5231
2019 | 7 | 17 | 10 | 7 | 17 | 12 | 57.31 | 36624 | 50 |  |  | 1.533
2019 | 7 | 17 | 11 | 7 | 17 | 13 | 55.98 | 35987 | 50 |  |  | 1.4974
2019 | 7 | 17 | 12 | 7 | 17 | 14 | 54.49 | 35335 | 49.2108 |  |  | 1.4575
2019 | 7 | 17 | 13 | 7 | 17 | 15 | 54.47 | 35094 | 48.8752 |  |  | 1.457
2019 | 7 | 17 | 14 | 7 | 17 | 16 | 54.49 | 34886 | 48.5855 |  |  | 1.4575
2019 | 7 | 17 | 15 | 7 | 17 | 17 | 53.32 | 34183 | 47.6064 |  |  | 1.4262
2019 | 7 | 17 | 16 | 7 | 17 | 18 | 54.01 | 33507 | 46.665 |  |  | 1.4447
2019 | 7 | 17 | 17 | 7 | 17 | 19 | 53.21 | 32855 | 45.7569 |  |  | 1.4233
2019 | 7 | 17 | 18 | 7 | 17 | 20 | 54.53 | 32477 | 45.2305 |  |  | 1.4586
2019 | 7 | 17 | 19 | 7 | 17 | 21 | 54 | 31649 | 44.0774 |  |  | 1.4444
2019 | 7 | 17 | 20 | 7 | 17 | 22 | 52.29 | 29398 | 40.9424 |  |  | 1.3987
2019 | 7 | 17 | 21 | 7 | 17 | 23 | 56 | 28100 | 39.1347 |  |  | 1.4979
2019 | 7 | 17 | 22 | 7 | 17 | 0 | 51.72 | 26576 | 37.0122 |  |  | 1.3834
2019 | 7 | 17 | 23 | 7 | 17 | 1 | 47.36 | 25455 | 35.451 |  |  | 1.2668
2019 | 7 | 18 | 0 | 7 | 18 | 2 | 45.96 | 24896 | 34.6725 |  |  | 1.2294
2019 | 7 | 18 | 1 | 7 | 18 | 3 | 46 | 24639 | 34.3146 |  |  | 1.2304
2019 | 7 | 18 | 2 | 7 | 18 | 4 | 47.4 | 24993 | 34.8076 |  |  | 1.2679
2019 | 7 | 18 | 3 | 7 | 18 | 5 | 46.9 | 26649 | 37.1139 |  |  | 1.2545
2019 | 7 | 18 | 4 | 7 | 18 | 6 | 50.36 | 28710 | 39.9842 |  |  | 1.3471
2019 | 7 | 18 | 5 | 7 | 18 | 7 | 54 | 30903 | 43.0384 |  |  | 1.4444
2019 | 7 | 18 | 6 | 7 | 18 | 8 | 55.57 | 32997 | 45.9547 |  |  | 1.4864
2019 | 7 | 18 | 7 | 7 | 18 | 9 | 56.19 | 34311 | 47.7847 |  |  | 1.503
2019 | 7 | 18 | 8 | 7 | 18 | 10 | 57.01 | 35104 | 48.8891 |  |  | 1.5249
2019 | 7 | 18 | 9 | 7 | 18 | 11 | 57.89 | 36174 | 50 |  |  | 1.5485
2019 | 7 | 18 | 10 | 7 | 18 | 12 | 58.39 | 36825 | 50 |  |  | 1.5619
2019 | 7 | 18 | 11 | 7 | 18 | 13 | 57.69 | 36385 | 50 |  |  | 1.5431
2019 | 7 | 18 | 12 | 7 | 18 | 14 | 57.24 | 35954 | 50 |  |  | 1.5311
2019 | 7 | 18 | 13 | 7 | 18 | 15 | 57.17 | 35870 | 49.9559 |  |  | 1.5292
2019 | 7 | 18 | 14 | 7 | 18 | 16 | 57.17 | 35636 | 49.63 |  |  | 1.5292
2019 | 7 | 18 | 15 | 7 | 18 | 17 | 56.19 | 34994 | 48.7359 |  |  | 1.503
2019 | 7 | 18 | 16 | 7 | 18 | 18 | 56.19 | 34587 | 48.1691 |  |  | 1.503
2019 | 7 | 18 | 17 | 7 | 18 | 19 | 56.5 | 33923 | 47.2443 |  |  | 1.5113
2019 | 7 | 18 | 18 | 7 | 18 | 20 | 57.05 | 33569 | 46.7513 |  |  | 1.526
2019 | 7 | 18 | 19 | 7 | 18 | 21 | 56.19 | 32852 | 45.7528 |  |  | 1.503
2019 | 7 | 18 | 20 | 7 | 18 | 22 | 52 | 30673 | 42.7181 |  |  | 1.3909
2019 | 7 | 18 | 21 | 7 | 18 | 23 | 53.67 | 29101 | 40.5288 |  |  | 1.4356
2019 | 7 | 18 | 22 | 7 | 18 | 0 | 49.75 | 27306 | 38.0289 |  |  | 1.3307
2019 | 7 | 18 | 23 | 7 | 18 | 1 | 47.25 | 26088 | 36.3326 |  |  | 1.2639
2019 | 7 | 19 | 0 | 7 | 19 | 2 | 47.07 | 25472 | 35.4747 |  |  | 1.2591
2019 | 7 | 19 | 1 | 7 | 19 | 3 | 47.36 | 25135 | 35.0054 |  |  | 1.2668
2019 | 7 | 19 | 2 | 7 | 19 | 4 | 49.88 | 25375 | 35.3396 |  |  | 1.3342
2019 | 7 | 19 | 3 | 7 | 19 | 5 | 50.91 | 27078 | 37.7114 |  |  | 1.3618
2019 | 7 | 19 | 4 | 7 | 19 | 6 | 52.35 | 29067 | 40.4814 |  |  | 1.4003
2019 | 7 | 19 | 5 | 7 | 19 | 7 | 56.61 | 31345 | 43.654 |  |  | 1.5142
2019 | 7 | 19 | 6 | 7 | 19 | 8 | 57.08 | 33589 | 46.7792 |  |  | 1.5268
2019 | 7 | 19 | 7 | 7 | 19 | 9 | 57.17 | 35030 | 48.7861 |  |  | 1.5292
2019 | 7 | 19 | 8 | 7 | 19 | 10 | 57.01 | 35911 | 50 |  |  | 1.5249
2019 | 7 | 19 | 9 | 7 | 19 | 11 | 57.17 | 37001 | 50 |  |  | 1.5292
2019 | 7 | 19 | 10 | 7 | 19 | 12 | 57.05 | 37744 | 50 |  |  | 1.526
2019 | 7 | 19 | 11 | 7 | 19 | 13 | 54.41 | 37205 | 50 |  |  | 1.4554
2019 | 7 | 19 | 12 | 7 | 19 | 14 | 52.14 | 36515 | 50 |  |  | 1.3947
2019 | 7 | 19 | 13 | 7 | 19 | 15 | 52.34 | 36249 | 50 |  |  | 1.4
2019 | 7 | 19 | 14 | 7 | 19 | 16 | 51.81 | 35992 | 50 |  |  | 1.3858
2019 | 7 | 19 | 15 | 7 | 19 | 17 | 50.98 | 35353 | 49.2359 |  |  | 1.3636
2019 | 7 | 19 | 16 | 7 | 19 | 18 | 52 | 34810 | 48.4797 |  |  | 1.3909
2019 | 7 | 19 | 17 | 7 | 19 | 19 | 52.34 | 34159 | 47.573 |  |  | 1.4
2019 | 7 | 19 | 18 | 7 | 19 | 20 | 52.07 | 33453 | 46.5898 |  |  | 1.3928
2019 | 7 | 19 | 19 | 7 | 19 | 21 | 51.1 | 32571 | 45.3614 |  |  | 1.3669
2019 | 7 | 19 | 20 | 7 | 19 | 22 | 49.61 | 30592 | 42.6053 |  |  | 1.327
2019 | 7 | 19 | 21 | 7 | 19 | 23 | 53 | 29440 | 41.0009 |  |  | 1.4177
2019 | 7 | 19 | 22 | 7 | 19 | 0 | 51.51 | 27654 | 38.5136 |  |  | 1.3778
2019 | 7 | 19 | 23 | 7 | 19 | 1 | 49.15 | 26166 | 36.4412 |  |  | 1.3147
2019 | 7 | 20 | 0 | 7 | 20 | 2 | 47.07 | 25233 | 35.1418 |  |  | 1.2591
2019 | 7 | 20 | 1 | 7 | 20 | 3 | 46.71 | 24832 | 34.5834 |  |  | 1.2494
2019 | 7 | 20 | 2 | 7 | 20 | 4 | 48.89 | 24467 | 34.075 |  |  | 1.3077
2019 | 7 | 20 | 3 | 7 | 20 | 5 | 45.5 | 24563 | 34.2087 |  |  | 1.2171
2019 | 7 | 20 | 4 | 7 | 20 | 6 | 45 | 24720 | 34.4274 |  |  | 1.2037
2019 | 7 | 20 | 5 | 7 | 20 | 7 | 47.51 | 26306 | 36.6362 |  |  | 1.2708
2019 | 7 | 20 | 6 | 7 | 20 | 8 | 53.07 | 28643 | 39.8909 |  |  | 1.4196
2019 | 7 | 20 | 7 | 7 | 20 | 9 | 56.19 | 30752 | 42.8281 |  |  | 1.503
2019 | 7 | 20 | 8 | 7 | 20 | 10 | 56.19 | 31718 | 44.1735 |  |  | 1.503
2019 | 7 | 20 | 9 | 7 | 20 | 11 | 56.17 | 32428 | 45.1623 |  |  | 1.5025
2019 | 7 | 20 | 10 | 7 | 20 | 12 | 56.94 | 33036 | 46.009 |  |  | 1.5231
2019 | 7 | 20 | 11 | 7 | 20 | 13 | 55.53 | 32925 | 45.8544 |  |  | 1.4854
2019 | 7 | 20 | 12 | 7 | 20 | 14 | 52.77 | 32279 | 44.9548 |  |  | 1.4115
2019 | 7 | 20 | 13 | 7 | 20 | 15 | 49.1 | 31765 | 44.2389 |  |  | 1.3134
2019 | 7 | 20 | 14 | 7 | 20 | 16 | 47.51 | 31447 | 43.796 |  |  | 1.2708
2019 | 7 | 20 | 15 | 7 | 20 | 17 | 46.8 | 31101 | 43.3142 |  |  | 1.2518
2019 | 7 | 20 | 16 | 7 | 20 | 18 | 47.01 | 31044 | 43.2348 |  |  | 1.2575
2019 | 7 | 20 | 17 | 7 | 20 | 19 | 50.24 | 30951 | 43.1053 |  |  | 1.3439
2019 | 7 | 20 | 18 | 7 | 20 | 20 | 51.78 | 31017 | 43.1972 |  |  | 1.385
2019 | 7 | 20 | 19 | 7 | 20 | 21 | 51.81 | 30758 | 42.8365 |  |  | 1.3858
2019 | 7 | 20 | 20 | 7 | 20 | 22 | 48.8 | 28941 | 40.3059 |  |  | 1.3053
2019 | 7 | 20 | 21 | 7 | 20 | 23 | 50.28 | 27295 | 38.0136 |  |  | 1.3449
2019 | 7 | 20 | 22 | 7 | 20 | 0 | 45 | 25611 | 35.6683 |  |  | 1.2037
2019 | 7 | 20 | 23 | 7 | 20 | 1 | 43 | 24397 | 33.9775 |  |  | 1.1502
2019 | 7 | 21 | 0 | 7 | 21 | 2 | 44 | 23504 | 32.7339 |  |  | 1.1769
2019 | 7 | 21 | 1 | 7 | 21 | 3 | 44.7 | 22935 | 31.9414 |  |  | 1.1957
2019 | 7 | 21 | 2 | 7 | 21 | 4 | 45.5 | 22685 | 31.5933 |  |  | 1.2171
2019 | 7 | 21 | 3 | 7 | 21 | 5 | 43.93 | 22550 | 31.4052 |  |  | 1.1751
2019 | 7 | 21 | 4 | 7 | 21 | 6 | 45 | 22242 | 30.9763 |  |  | 1.2037
2019 | 7 | 21 | 5 | 7 | 21 | 7 | 46.51 | 23182 | 32.2854 |  |  | 1.2441
2019 | 7 | 21 | 6 | 7 | 21 | 8 | 48 | 25057 | 34.8967 |  |  | 1.2839
2019 | 7 | 21 | 7 | 7 | 21 | 9 | 46.66 | 26608 | 37.0568 |  |  | 1.2481
2019 | 7 | 21 | 8 | 7 | 21 | 10 | 48.1 | 27859 | 38.7991 |  |  | 1.2866
2019 | 7 | 21 | 9 | 7 | 21 | 11 | 51.01 | 28869 | 40.2057 |  |  | 1.3645
2019 | 7 | 21 | 10 | 7 | 21 | 12 | 54.31 | 29818 | 41.5273 |  |  | 1.4527
2019 | 7 | 21 | 11 | 7 | 21 | 13 | 55.42 | 30474 | 42.4409 |  |  | 1.4824
2019 | 7 | 21 | 12 | 7 | 21 | 14 | 53.01 | 30023 | 41.8128 |  |  | 1.4179
2019 | 7 | 21 | 13 | 7 | 21 | 15 | 50.1 | 29541 | 41.1416 |  |  | 1.3401
2019 | 7 | 21 | 14 | 7 | 21 | 16 | 48.87 | 29320 | 40.8338 |  |  | 1.3072
2019 | 7 | 21 | 15 | 7 | 21 | 17 | 48 | 29113 | 40.5455 |  |  | 1.2839
2019 | 7 | 21 | 16 | 7 | 21 | 18 | 49.5 | 29229 | 40.707 |  |  | 1.3241
2019 | 7 | 21 | 17 | 7 | 21 | 19 | 54.4 | 29485 | 41.0636 |  |  | 1.4551
2019 | 7 | 21 | 18 | 7 | 21 | 20 | 56.51 | 30300 | 42.1986 |  |  | 1.5116
2019 | 7 | 21 | 19 | 7 | 21 | 21 | 57.69 | 31248 | 43.5189 |  |  | 1.5431
2019 | 7 | 21 | 20 | 7 | 21 | 22 | 53.75 | 29678 | 41.3324 |  |  | 1.4377
2019 | 7 | 21 | 21 | 7 | 21 | 23 | 57.17 | 27823 | 38.7489 |  |  | 1.5292
2019 | 7 | 21 | 22 | 7 | 21 | 0 | 54.17 | 26137 | 36.4008 |  |  | 1.449
2019 | 7 | 21 | 23 | 7 | 21 | 1 | 52 | 24893 | 34.6683 |  |  | 1.3909
2019 | 7 | 22 | 0 | 7 | 22 | 2 | 52.07 | 24193 | 33.6934 |  |  | 1.3928
2019 | 7 | 22 | 1 | 7 | 22 | 3 | 53.5 | 23907 | 33.2951 |  |  | 1.4311
2019 | 7 | 22 | 2 | 7 | 22 | 4 | 56.19 | 24232 | 33.7478 |  |  | 1.503
2019 | 7 | 22 | 3 | 7 | 22 | 5 | 56.78 | 26511 | 36.9217 |  |  | 1.5188
2019 | 7 | 22 | 4 | 7 | 22 | 6 | 57.69 | 28723 | 40.0023 |  |  | 1.5431
2019 | 7 | 22 | 5 | 7 | 22 | 7 | 57.69 | 31476 | 43.8364 |  |  | 1.5431
2019 | 7 | 22 | 6 | 7 | 22 | 8 | 57.69 | 34140 | 47.5466 |  |  | 1.5431
2019 | 7 | 22 | 7 | 7 | 22 | 9 | 57.05 | 35768 | 49.8139 |  |  | 1.526
2019 | 7 | 22 | 8 | 7 | 22 | 10 | 56.19 | 36843 | 50 |  |  | 1.503
2019 | 7 | 22 | 9 | 7 | 22 | 11 | 57 | 38314 | 50 |  |  | 1.5247
2019 | 7 | 22 | 10 | 7 | 22 | 12 | 57.05 | 39092 | 50 |  |  | 1.526
2019 | 7 | 22 | 11 | 7 | 22 | 13 | 56.54 | 38934 | 50 |  |  | 1.5124
2019 | 7 | 22 | 12 | 7 | 22 | 14 | 57.08 | 38636 | 50 |  |  | 1.5268
2019 | 7 | 22 | 13 | 7 | 22 | 15 | 57.17 | 38516 | 50 |  |  | 1.5292
2019 | 7 | 22 | 14 | 7 | 22 | 16 | 57.17 | 38242 | 50 |  |  | 1.5292
2019 | 7 | 22 | 15 | 7 | 22 | 17 | 57.01 | 37410 | 50 |  |  | 1.5249
2019 | 7 | 22 | 16 | 7 | 22 | 18 | 56.54 | 36738 | 50 |  |  | 1.5124
2019 | 7 | 22 | 17 | 7 | 22 | 19 | 55.99 | 35971 | 50 |  |  | 1.4977
2019 | 7 | 22 | 18 | 7 | 22 | 20 | 56.19 | 35592 | 49.5688 |  |  | 1.503
2019 | 7 | 22 | 19 | 7 | 22 | 21 | 55.42 | 34560 | 48.1315 |  |  | 1.4824
2019 | 7 | 22 | 20 | 7 | 22 | 22 | 55.67 | 32108 | 44.7166 |  |  | 1.4891
2019 | 7 | 22 | 21 | 7 | 22 | 23 | 56.02 | 30303 | 42.2028 |  |  | 1.4985
2019 | 7 | 22 | 22 | 7 | 22 | 0 | 53.25 | 28498 | 39.689 |  |  | 1.4244
2019 | 7 | 22 | 23 | 7 | 22 | 1 | 51.51 | 27191 | 37.8687 |  |  | 1.3778
2019 | 7 | 23 | 0 | 7 | 23 | 2 | 50.77 | 26463 | 36.8549 |  |  | 1.358
2019 | 7 | 23 | 1 | 7 | 23 | 3 | 50.19 | 26062 | 36.2964 |  |  | 1.3425
2019 | 7 | 23 | 2 | 7 | 23 | 4 | 51.5 | 26349 | 36.6961 |  |  | 1.3776
2019 | 7 | 23 | 3 | 7 | 23 | 5 | 52.79 | 28019 | 39.0219 |  |  | 1.4121
2019 | 7 | 23 | 4 | 7 | 23 | 6 | 53.93 | 30047 | 41.8463 |  |  | 1.4426
2019 | 7 | 23 | 5 | 7 | 23 | 7 | 55.99 | 32330 | 45.0258 |  |  | 1.4977
2019 | 7 | 23 | 6 | 7 | 23 | 8 | 55.57 | 34851 | 48.5368 |  |  | 1.4864
2019 | 7 | 23 | 7 | 7 | 23 | 9 | 55.42 | 36591 | 50 |  |  | 1.4824
2019 | 7 | 23 | 8 | 7 | 23 | 10 | 55.1 | 37580 | 50 |  |  | 1.4739
2019 | 7 | 23 | 9 | 7 | 23 | 11 | 55.4 | 38890 | 50 |  |  | 1.4819
2019 | 7 | 23 | 10 | 7 | 23 | 12 | 55.4 | 39713 | 50 |  |  | 1.4819
2019 | 7 | 23 | 11 | 7 | 23 | 13 | 54 | 39403 | 50 |  |  | 1.4444
2019 | 7 | 23 | 12 | 7 | 23 | 14 | 55.4 | 39017 | 50 |  |  | 1.4819
2019 | 7 | 23 | 13 | 7 | 23 | 15 | 55.42 | 38948 | 50 |  |  | 1.4824
2019 | 7 | 23 | 14 | 7 | 23 | 16 | 56.25 | 38752 | 50 |  |  | 1.5046
2019 | 7 | 23 | 15 | 7 | 23 | 17 | 57.71 | 38026 | 50 |  |  | 1.5437
2019 | 7 | 23 | 16 | 7 | 23 | 18 | 58.98 | 37079 | 50 |  |  | 1.5776
2019 | 7 | 23 | 17 | 7 | 23 | 19 | 57.43 | 35895 | 49.9907 |  |  | 1.5362
2019 | 7 | 23 | 18 | 7 | 23 | 20 | 57.71 | 35669 | 49.676 |  |  | 1.5437
2019 | 7 | 23 | 19 | 7 | 23 | 21 | 57.85 | 34609 | 48.1997 |  |  | 1.5474
2019 | 7 | 23 | 20 | 7 | 23 | 22 | 57.1 | 31983 | 44.5425 |  |  | 1.5274
2019 | 7 | 23 | 21 | 7 | 23 | 23 | 55.21 | 30478 | 42.4465 |  |  | 1.4768
2019 | 7 | 23 | 22 | 7 | 23 | 0 | 53.19 | 28596 | 39.8255 |  |  | 1.4228
2019 | 7 | 23 | 23 | 7 | 23 | 1 | 51.86 | 27382 | 38.1347 |  |  | 1.3872
2019 | 7 | 24 | 0 | 7 | 24 | 2 | 51.68 | 26628 | 37.0846 |  |  | 1.3824
2019 | 7 | 24 | 1 | 7 | 24 | 3 | 51.98 | 26285 | 36.607 |  |  | 1.3904
2019 | 7 | 24 | 2 | 7 | 24 | 4 | 53.2 | 26376 | 36.7337 |  |  | 1.423
2019 | 7 | 24 | 3 | 7 | 24 | 5 | 53.23 | 28094 | 39.1263 |  |  | 1.4238
2019 | 7 | 24 | 4 | 7 | 24 | 6 | 54.2 | 29944 | 41.7028 |  |  | 1.4498
2019 | 7 | 24 | 5 | 7 | 24 | 7 | 57.35 | 32230 | 44.8865 |  |  | 1.534
2019 | 7 | 24 | 6 | 7 | 24 | 8 | 57.79 | 34841 | 48.5228 |  |  | 1.5458
2019 | 7 | 24 | 7 | 7 | 24 | 9 | 57.71 | 36507 | 50 |  |  | 1.5437
2019 | 7 | 24 | 8 | 7 | 24 | 10 | 58.11 | 37551 | 50 |  |  | 1.5544
2019 | 7 | 24 | 9 | 7 | 24 | 11 | 57.99 | 38883 | 50 |  |  | 1.5512
2019 | 7 | 24 | 10 | 7 | 24 | 12 | 57.24 | 39631 | 50 |  |  | 1.5311
2019 | 7 | 24 | 11 | 7 | 24 | 13 | 56.46 | 39382 | 50 |  |  | 1.5102
2019 | 7 | 24 | 12 | 7 | 24 | 14 | 54.93 | 39009 | 50 |  |  | 1.4693
2019 | 7 | 24 | 13 | 7 | 24 | 15 | 54.88 | 38811 | 50 |  |  | 1.468
2019 | 7 | 24 | 14 | 7 | 24 | 16 | 57.75 | 38685 | 50 |  |  | 1.5447
2019 | 7 | 24 | 15 | 7 | 24 | 17 | 58.25 | 37841 | 50 |  |  | 1.5581
2019 | 7 | 24 | 16 | 7 | 24 | 18 | 58.37 | 37172 | 50 |  |  | 1.5613
2019 | 7 | 24 | 17 | 7 | 24 | 19 | 58.73 | 36145 | 50 |  |  | 1.571
2019 | 7 | 24 | 18 | 7 | 24 | 20 | 58.98 | 35686 | 49.6997 |  |  | 1.5776
2019 | 7 | 24 | 19 | 7 | 24 | 21 | 57.81 | 34681 | 48.3 |  |  | 1.5463
2019 | 7 | 24 | 20 | 7 | 24 | 22 | 53.04 | 32245 | 44.9074 |  |  | 1.4188
2019 | 7 | 24 | 21 | 7 | 24 | 23 | 50.68 | 30592 | 42.6053 |  |  | 1.3556
2019 | 7 | 24 | 22 | 7 | 24 | 0 | 52.06 | 28622 | 39.8617 |  |  | 1.3925
2019 | 7 | 24 | 23 | 7 | 24 | 1 | 48 | 27143 | 37.8019 |  |  | 1.2839
2019 | 7 | 25 | 0 | 7 | 25 | 2 | 45.71 | 26441 | 36.8242 |  |  | 1.2227
2019 | 7 | 25 | 1 | 7 | 25 | 3 | 45 | 25946 | 36.1348 |  |  | 1.2037
2019 | 7 | 25 | 2 | 7 | 25 | 4 | 47.5 | 25977 | 36.178 |  |  | 1.2706
2019 | 7 | 25 | 3 | 7 | 25 | 5 | 51.68 | 27417 | 38.1835 |  |  | 1.3824
2019 | 7 | 25 | 4 | 7 | 25 | 6 | 56.99 | 29004 | 40.3937 |  |  | 1.5244
2019 | 7 | 25 | 5 | 7 | 25 | 7 | 55.25 | 31026 | 43.2097 |  |  | 1.4779
2019 | 7 | 25 | 6 | 7 | 25 | 8 | 56.7 | 33392 | 46.5048 |  |  | 1.5167
2019 | 7 | 25 | 7 | 7 | 25 | 9 | 54.94 | 35022 | 48.7749 |  |  | 1.4696
2019 | 7 | 25 | 8 | 7 | 25 | 10 | 53.84 | 36181 | 50 |  |  | 1.4401
2019 | 7 | 25 | 9 | 7 | 25 | 11 | 56.46 | 37557 | 50 |  |  | 1.5102
2019 | 7 | 25 | 10 | 7 | 25 | 12 | 57.08 | 38338 | 50 |  |  | 1.5268
2019 | 7 | 25 | 11 | 7 | 25 | 13 | 54.94 | 38039 | 50 |  |  | 1.4696
2019 | 7 | 25 | 12 | 7 | 25 | 14 | 53.84 | 37606 | 50 |  |  | 1.4401
2019 | 7 | 25 | 13 | 7 | 25 | 15 | 53.96 | 37536 | 50 |  |  | 1.4434
2019 | 7 | 25 | 14 | 7 | 25 | 16 | 56.85 | 37211 | 50 |  |  | 1.5207
2019 | 7 | 25 | 15 | 7 | 25 | 17 | 58.11 | 36436 | 50 |  |  | 1.5544
2019 | 7 | 25 | 16 | 7 | 25 | 18 | 58.37 | 35610 | 49.5938 |  |  | 1.5613
2019 | 7 | 25 | 17 | 7 | 25 | 19 | 58.52 | 34673 | 48.2889 |  |  | 1.5653
2019 | 7 | 25 | 18 | 7 | 25 | 20 | 56.75 | 34235 | 47.6789 |  |  | 1.518
2019 | 7 | 25 | 19 | 7 | 25 | 21 | 55.5 | 33455 | 46.5926 |  |  | 1.4846
2019 | 7 | 25 | 20 | 7 | 25 | 22 | 49.41 | 31280 | 43.5635 |  |  | 1.3217
2019 | 7 | 25 | 21 | 7 | 25 | 23 | 54.91 | 29719 | 41.3895 |  |  | 1.4688
2019 | 7 | 25 | 22 | 7 | 25 | 0 | 51.25 | 27861 | 38.8018 |  |  | 1.3709
2019 | 7 | 25 | 23 | 7 | 25 | 1 | 47.07 | 26614 | 37.0651 |  |  | 1.2591
2019 | 7 | 26 | 0 | 7 | 26 | 2 | 45.2 | 25947 | 36.1362 |  |  | 1.209
2019 | 7 | 26 | 1 | 7 | 26 | 3 | 45.55 | 25567 | 35.607 |  |  | 1.2184
2019 | 7 | 26 | 2 | 7 | 26 | 4 | 48.01 | 25619 | 35.6794 |  |  | 1.2842
2019 | 7 | 26 | 3 | 7 | 26 | 5 | 50.2 | 27435 | 38.2086 |  |  | 1.3428
2019 | 7 | 26 | 4 | 7 | 26 | 6 | 49.66 | 29291 | 40.7934 |  |  | 1.3283
2019 | 7 | 26 | 5 | 7 | 26 | 7 | 54.18 | 31343 | 43.6512 |  |  | 1.4492
2019 | 7 | 26 | 6 | 7 | 26 | 8 | 56.07 | 33663 | 46.8822 |  |  | 1.4998
2019 | 7 | 26 | 7 | 7 | 26 | 9 | 56.06 | 35029 | 48.7847 |  |  | 1.4995
2019 | 7 | 26 | 8 | 7 | 26 | 10 | 56.06 | 35842 | 49.9169 |  |  | 1.4995
2019 | 7 | 26 | 9 | 7 | 26 | 11 | 56.46 | 36753 | 50 |  |  | 1.5102
2019 | 7 | 26 | 10 | 7 | 26 | 12 | 56.99 | 37102 | 50 |  |  | 1.5244
2019 | 7 | 26 | 11 | 7 | 26 | 13 | 55.21 | 36378 | 50 |  |  | 1.4768
2019 | 7 | 26 | 12 | 7 | 26 | 14 | 52.29 | 35508 | 49.4518 |  |  | 1.3987
2019 | 7 | 26 | 13 | 7 | 26 | 15 | 51.49 | 35171 | 48.9824 |  |  | 1.3773
2019 | 7 | 26 | 14 | 7 | 26 | 16 | 51 | 34853 | 48.5396 |  |  | 1.3642
2019 | 7 | 26 | 15 | 7 | 26 | 17 | 52.07 | 34085 | 47.47 |  |  | 1.3928
2019 | 7 | 26 | 16 | 7 | 26 | 18 | 53.62 | 33411 | 46.5313 |  |  | 1.4343
2019 | 7 | 26 | 17 | 7 | 26 | 19 | 52.06 | 32646 | 45.4659 |  |  | 1.3925
2019 | 7 | 26 | 18 | 7 | 26 | 20 | 51.8 | 32184 | 44.8225 |  |  | 1.3856
2019 | 7 | 26 | 19 | 7 | 26 | 21 | 56.06 | 31123 | 43.3448 |  |  | 1.4995
2019 | 7 | 26 | 20 | 7 | 26 | 22 | 52.77 | 29188 | 40.6499 |  |  | 1.4115
2019 | 7 | 26 | 21 | 7 | 26 | 23 | 52.06 | 28308 | 39.4244 |  |  | 1.3925
2019 | 7 | 26 | 22 | 7 | 26 | 0 | 50.04 | 26750 | 37.2546 |  |  | 1.3385
2019 | 7 | 26 | 23 | 7 | 26 | 1 | 48 | 25364 | 35.3243 |  |  | 1.2839
2019 | 7 | 27 | 0 | 7 | 27 | 2 | 48.44 | 24690 | 34.3856 |  |  | 1.2957
2019 | 7 | 27 | 1 | 7 | 27 | 3 | 46.85 | 24128 | 33.6029 |  |  | 1.2532
2019 | 7 | 27 | 2 | 7 | 27 | 4 | 46 | 23784 | 33.1238 |  |  | 1.2304
2019 | 7 | 27 | 3 | 7 | 27 | 5 | 43.5 | 24031 | 33.4678 |  |  | 1.1636
2019 | 7 | 27 | 4 | 7 | 27 | 6 | 42.21 | 24200 | 33.7032 |  |  | 1.1291
2019 | 7 | 27 | 5 | 7 | 27 | 7 | 44.95 | 25574 | 35.6167 |  |  | 1.2024
2019 | 7 | 27 | 6 | 7 | 27 | 8 | 48.9 | 27678 | 38.547 |  |  | 1.308
2019 | 7 | 27 | 7 | 7 | 27 | 9 | 49.28 | 29183 | 40.643 |  |  | 1.3182
2019 | 7 | 27 | 8 | 7 | 27 | 10 | 49.95 | 29832 | 41.5468 |  |  | 1.3361
2019 | 7 | 27 | 9 | 7 | 27 | 11 | 50 | 30002 | 41.7836 |  |  | 1.3374
2019 | 7 | 27 | 10 | 7 | 27 | 12 | 49.48 | 30409 | 42.3504 |  |  | 1.3235
2019 | 7 | 27 | 11 | 7 | 27 | 13 | 45.27 | 30052 | 41.8532 |  |  | 1.2109
2019 | 7 | 27 | 12 | 7 | 27 | 14 | 41.81 | 29289 | 40.7906 |  |  | 1.1184
2019 | 7 | 27 | 13 | 7 | 27 | 15 | 40.64 | 28644 | 39.8923 |  |  | 1.0871
2019 | 7 | 27 | 14 | 7 | 27 | 16 | 40.5 | 28277 | 39.3812 |  |  | 1.0833
2019 | 7 | 27 | 15 | 7 | 27 | 17 | 40.64 | 28033 | 39.0414 |  |  | 1.0871
2019 | 7 | 27 | 16 | 7 | 27 | 18 | 41.05 | 28153 | 39.2085 |  |  | 1.098
2019 | 7 | 27 | 17 | 7 | 27 | 19 | 42.82 | 28190 | 39.26 |  |  | 1.1454
2019 | 7 | 27 | 18 | 7 | 27 | 20 | 45.78 | 28692 | 39.9592 |  |  | 1.2246
2019 | 7 | 27 | 19 | 7 | 27 | 21 | 49.49 | 28340 | 39.4689 |  |  | 1.3238
2019 | 7 | 27 | 20 | 7 | 27 | 22 | 44.94 | 26675 | 37.1501 |  |  | 1.2021
2019 | 7 | 27 | 21 | 7 | 27 | 23 | 48.14 | 25192 | 35.0847 |  |  | 1.2877
2019 | 7 | 27 | 22 | 7 | 27 | 0 | 43.73 | 23806 | 33.1545 |  |  | 1.1697
2019 | 7 | 27 | 23 | 7 | 27 | 1 | 41 | 22639 | 31.5292 |  |  | 1.0967
2019 | 7 | 28 | 0 | 7 | 28 | 2 | 40.6 | 21944 | 30.5613 |  |  | 1.086
2019 | 7 | 28 | 1 | 7 | 28 | 3 | 40.6 | 21558 | 30.0237 |  |  | 1.086
2019 | 7 | 28 | 2 | 7 | 28 | 4 | 40.6 | 21282 | 29.6393 |  |  | 1.086
2019 | 7 | 28 | 3 | 7 | 28 | 5 | 40.25 | 21302 | 29.6672 |  |  | 1.0766
2019 | 7 | 28 | 4 | 7 | 28 | 6 | 40.05 | 20979 | 29.2173 |  |  | 1.0713
2019 | 7 | 28 | 5 | 7 | 28 | 7 | 42.21 | 21893 | 30.4902 |  |  | 1.1291
2019 | 7 | 28 | 6 | 7 | 28 | 8 | 45.25 | 23499 | 32.7269 |  |  | 1.2104
2019 | 7 | 28 | 7 | 7 | 28 | 9 | 43.02 | 24945 | 34.7407 |  |  | 1.1507
2019 | 7 | 28 | 8 | 7 | 28 | 10 | 44.01 | 25888 | 36.0541 |  |  | 1.1772
2019 | 7 | 28 | 9 | 7 | 28 | 11 | 45.27 | 26544 | 36.9677 |  |  | 1.2109
2019 | 7 | 28 | 10 | 7 | 28 | 12 | 48.07 | 27132 | 37.7866 |  |  | 1.2858
2019 | 7 | 28 | 11 | 7 | 28 | 13 | 47.62 | 27363 | 38.1083 |  |  | 1.2738
2019 | 7 | 28 | 12 | 7 | 28 | 14 | 44.79 | 26733 | 37.2309 |  |  | 1.1981
2019 | 7 | 28 | 13 | 7 | 28 | 15 | 43 | 26189 | 36.4733 |  |  | 1.1502
2019 | 7 | 28 | 14 | 7 | 28 | 16 | 42.92 | 25995 | 36.2031 |  |  | 1.1481
2019 | 7 | 28 | 15 | 7 | 28 | 17 | 42.7 | 25876 | 36.0373 |  |  | 1.1422
2019 | 7 | 28 | 16 | 7 | 28 | 18 | 46.42 | 26080 | 36.3215 |  |  | 1.2417
2019 | 7 | 28 | 17 | 7 | 28 | 19 | 53.59 | 26555 | 36.983 |  |  | 1.4335
2019 | 7 | 28 | 18 | 7 | 28 | 20 | 57.05 | 27751 | 38.6486 |  |  | 1.526
2019 | 7 | 28 | 19 | 7 | 28 | 21 | 58.25 | 28701 | 39.9717 |  |  | 1.5581
2019 | 7 | 28 | 20 | 7 | 28 | 22 | 55.09 | 27219 | 37.9077 |  |  | 1.4736
2019 | 7 | 28 | 21 | 7 | 28 | 23 | 54.3 | 25494 | 35.5053 |  |  | 1.4525
2019 | 7 | 28 | 22 | 7 | 28 | 0 | 47 | 23961 | 33.3703 |  |  | 1.2572
2019 | 7 | 28 | 23 | 7 | 28 | 1 | 40.81 | 22899 | 31.8913 |  |  | 1.0916
2019 | 7 | 29 | 0 | 7 | 29 | 2 | 40.25 | 22380 | 31.1685 |  |  | 1.0766
2019 | 7 | 29 | 1 | 7 | 29 | 3 | 40.05 | 22279 | 31.0278 |  |  | 1.0713
2019 | 7 | 29 | 2 | 7 | 29 | 4 | 40.6 | 22785 | 31.7325 |  |  | 1.086
2019 | 7 | 29 | 3 | 7 | 29 | 5 | 43.24 | 24860 | 34.6224 |  |  | 1.1566
2019 | 7 | 29 | 4 | 7 | 29 | 6 | 44.94 | 26929 | 37.5038 |  |  | 1.2021
2019 | 7 | 29 | 5 | 7 | 29 | 7 | 51.18 | 29193 | 40.6569 |  |  | 1.369
2019 | 7 | 29 | 6 | 7 | 29 | 8 | 56.28 | 31551 | 43.9409 |  |  | 1.5054
2019 | 7 | 29 | 7 | 7 | 29 | 9 | 54.48 | 33028 | 45.9979 |  |  | 1.4573
2019 | 7 | 29 | 8 | 7 | 29 | 10 | 54.19 | 33835 | 47.1218 |  |  | 1.4495
2019 | 7 | 29 | 9 | 7 | 29 | 11 | 55.69 | 34824 | 48.4992 |  |  | 1.4896
2019 | 7 | 29 | 10 | 7 | 29 | 12 | 55 | 35391 | 49.2888 |  |  | 1.4712
2019 | 7 | 29 | 11 | 7 | 29 | 13 | 51.24 | 34829 | 48.5061 |  |  | 1.3706
2019 | 7 | 29 | 12 | 7 | 29 | 14 | 47.49 | 33948 | 47.2792 |  |  | 1.2703
2019 | 7 | 29 | 13 | 7 | 29 | 15 | 46.97 | 33855 | 47.1496 |  |  | 1.2564
2019 | 7 | 29 | 14 | 7 | 29 | 16 | 46.21 | 33777 | 47.041 |  |  | 1.2361
2019 | 7 | 29 | 15 | 7 | 29 | 17 | 46.97 | 33213 | 46.2555 |  |  | 1.2564
2019 | 7 | 29 | 16 | 7 | 29 | 18 | 47.23 | 32690 | 45.5272 |  |  | 1.2633
2019 | 7 | 29 | 17 | 7 | 29 | 19 | 46.07 | 32143 | 44.7654 |  |  | 1.2323
2019 | 7 | 29 | 18 | 7 | 29 | 20 | 46.99 | 32150 | 44.7751 |  |  | 1.2569
2019 | 7 | 29 | 19 | 7 | 29 | 21 | 49.38 | 31205 | 43.459 |  |  | 1.3209
2019 | 7 | 29 | 20 | 7 | 29 | 22 | 44.64 | 28923 | 40.2809 |  |  | 1.1941
2019 | 7 | 29 | 21 | 7 | 29 | 23 | 44.61 | 27579 | 38.4091 |  |  | 1.1933
2019 | 7 | 29 | 22 | 7 | 29 | 0 | 40.25 | 25940 | 36.1265 |  |  | 1.0766
2019 | 7 | 29 | 23 | 7 | 29 | 1 | 39.4 | 24874 | 34.6419 |  |  | 1.0539
2019 | 7 | 30 | 0 | 7 | 30 | 2 | 39.1 | 24350 | 33.9121 |  |  | 1.0459
2019 | 7 | 30 | 1 | 7 | 30 | 3 | 39.2 | 24065 | 33.5152 |  |  | 1.0485
2019 | 7 | 30 | 2 | 7 | 30 | 4 | 39.5 | 24376 | 33.9483 |  |  | 1.0566
2019 | 7 | 30 | 3 | 7 | 30 | 5 | 40.6 | 26208 | 36.4997 |  |  | 1.086
2019 | 7 | 30 | 4 | 7 | 30 | 6 | 45.12 | 28020 | 39.0233 |  |  | 1.2069
2019 | 7 | 30 | 5 | 7 | 30 | 7 | 48.68 | 29967 | 41.7349 |  |  | 1.3021
2019 | 7 | 30 | 6 | 7 | 30 | 8 | 51.19 | 32023 | 44.5982 |  |  | 1.3693
2019 | 7 | 30 | 7 | 7 | 30 | 9 | 50.17 | 33346 | 46.4408 |  |  | 1.342
2019 | 7 | 30 | 8 | 7 | 30 | 10 | 51.42 | 34043 | 47.4115 |  |  | 1.3754
2019 | 7 | 30 | 9 | 7 | 30 | 11 | 54.18 | 34815 | 48.4866 |  |  | 1.4492
2019 | 7 | 30 | 10 | 7 | 30 | 12 | 55.2 | 35207 | 49.0326 |  |  | 1.4765
2019 | 7 | 30 | 11 | 7 | 30 | 13 | 54.26 | 34537 | 48.0995 |  |  | 1.4514
2019 | 7 | 30 | 12 | 7 | 30 | 14 | 54.07 | 33792 | 47.0619 |  |  | 1.4463
2019 | 7 | 30 | 13 | 7 | 30 | 15 | 53.43 | 33648 | 46.8614 |  |  | 1.4292
2019 | 7 | 30 | 14 | 7 | 30 | 16 | 52.76 | 33467 | 46.6093 |  |  | 1.4113
2019 | 7 | 30 | 15 | 7 | 30 | 17 | 51.19 | 32819 | 45.7068 |  |  | 1.3693
2019 | 7 | 30 | 16 | 7 | 30 | 18 | 49.18 | 32356 | 45.062 |  |  | 1.3155
2019 | 7 | 30 | 17 | 7 | 30 | 19 | 50.01 | 31808 | 44.2988 |  |  | 1.3377
2019 | 7 | 30 | 18 | 7 | 30 | 20 | 50.85 | 31963 | 44.5147 |  |  | 1.3602
2019 | 7 | 30 | 19 | 7 | 30 | 21 | 51.42 | 31072 | 43.2738 |  |  | 1.3754
2019 | 7 | 30 | 20 | 7 | 30 | 22 | 47 | 28823 | 40.1416 |  |  | 1.2572
2019 | 7 | 30 | 21 | 7 | 30 | 23 | 50.17 | 27490 | 38.2851 |  |  | 1.342
2019 | 7 | 30 | 22 | 7 | 30 | 0 | 42.68 | 25804 | 35.9371 |  |  | 1.1416
2019 | 7 | 30 | 23 | 7 | 30 | 1 | 40 | 24608 | 34.2714 |  |  | 1.0699
2019 | 7 | 31 | 0 | 7 | 31 | 2 | 39.5 | 24104 | 33.5695 |  |  | 1.0566
2019 | 7 | 31 | 1 | 7 | 31 | 3 | 39.4 | 23785 | 33.1252 |  |  | 1.0539
2019 | 7 | 31 | 2 | 7 | 31 | 4 | 39.4 | 24068 | 33.5194 |  |  | 1.0539
2019 | 7 | 31 | 3 | 7 | 31 | 5 | 40.16 | 25743 | 35.8521 |  |  | 1.0742
2019 | 7 | 31 | 4 | 7 | 31 | 6 | 43.22 | 27450 | 38.2294 |  |  | 1.1561
2019 | 7 | 31 | 5 | 7 | 31 | 7 | 48.79 | 29135 | 40.5761 |  |  | 1.3051
2019 | 7 | 31 | 6 | 7 | 31 | 8 | 51 | 31120 | 43.3406 |  |  | 1.3642
2019 | 7 | 31 | 7 | 7 | 31 | 9 | 50.29 | 32391 | 45.1107 |  |  | 1.3452
2019 | 7 | 31 | 8 | 7 | 31 | 10 | 51.19 | 33119 | 46.1246 |  |  | 1.3693
2019 | 7 | 31 | 9 | 7 | 31 | 11 | 51.26 | 33965 | 47.3028 |  |  | 1.3711
2019 | 7 | 31 | 10 | 7 | 31 | 12 | 52.19 | 34468 | 48.0034 |  |  | 1.396
2019 | 7 | 31 | 11 | 7 | 31 | 13 | 50.69 | 33854 | 47.1483 |  |  | 1.3559
2019 | 7 | 31 | 12 | 7 | 31 | 14 | 50.29 | 33158 | 46.1789 |  |  | 1.3452
2019 | 7 | 31 | 13 | 7 | 31 | 15 | 50.29 | 33135 | 46.1469 |  |  | 1.3452
2019 | 7 | 31 | 14 | 7 | 31 | 16 | 50.29 | 33024 | 45.9923 |  |  | 1.3452
2019 | 7 | 31 | 15 | 7 | 31 | 17 | 48.79 | 32611 | 45.4171 |  |  | 1.3051
2019 | 7 | 31 | 16 | 7 | 31 | 18 | 48.79 | 32119 | 44.7319 |  |  | 1.3051
2019 | 7 | 31 | 17 | 7 | 31 | 19 | 48.17 | 31559 | 43.952 |  |  | 1.2885
2019 | 7 | 31 | 18 | 7 | 31 | 20 | 48.79 | 31722 | 44.179 |  |  | 1.3051
2019 | 7 | 31 | 19 | 7 | 31 | 21 | 50.17 | 30821 | 42.9242 |  |  | 1.342
2019 | 7 | 31 | 20 | 7 | 31 | 22 | 45.19 | 28595 | 39.8241 |  |  | 1.2088
2019 | 7 | 31 | 21 | 7 | 31 | 23 | 50.15 | 27490 | 38.2851 |  |  | 1.3414
2019 | 7 | 31 | 22 | 7 | 31 | 0 | 45.05 | 26031 | 36.2532 |  |  | 1.205
2019 | 7 | 31 | 23 | 7 | 31 | 1 | 42 | 24871 | 34.6377 |  |  | 1.1234
2019 | 8 | 1 | 0 | 8 | 1 | 2 | 42.15 | 24304 | 33.848 |  |  | 1.1275
2019 | 8 | 1 | 1 | 8 | 1 | 3 | 42.5 | 24018 | 33.4497 |  |  | 1.1368
2019 | 8 | 1 | 2 | 8 | 1 | 4 | 44.2 | 24368 | 33.9372 |  |  | 1.1823
2019 | 8 | 1 | 3 | 8 | 1 | 5 | 43.86 | 26215 | 36.5095 |  |  | 1.1732
2019 | 8 | 1 | 4 | 8 | 1 | 6 | 45 | 28075 | 39.0999 |  |  | 1.2037
2019 | 8 | 1 | 5 | 8 | 1 | 7 | 47.74 | 30370 | 42.2961 |  |  | 1.277
2019 | 8 | 1 | 6 | 8 | 1 | 8 | 50.95 | 32559 | 45.3447 |  |  | 1.3628
2019 | 8 | 1 | 7 | 8 | 1 | 9 | 51.01 | 33691 | 46.9212 |  |  | 1.3645
2019 | 8 | 1 | 8 | 8 | 1 | 10 | 50.53 | 34559 | 48.1301 |  |  | 1.3516
2019 | 8 | 1 | 9 | 8 | 1 | 11 | 51.18 | 35613 | 49.598 |  |  | 1.369
2019 | 8 | 1 | 10 | 8 | 1 | 12 | 51.18 | 36113 | 50 |  |  | 1.369
2019 | 8 | 1 | 11 | 8 | 1 | 13 | 49.86 | 35527 | 49.4782 |  |  | 1.3337
2019 | 8 | 1 | 12 | 8 | 1 | 14 | 48.99 | 34848 | 48.5326 |  |  | 1.3104
2019 | 8 | 1 | 13 | 8 | 1 | 15 | 49.53 | 34621 | 48.2164 |  |  | 1.3249
2019 | 8 | 1 | 14 | 8 | 1 | 16 | 49.07 | 34556 | 48.1259 |  |  | 1.3126
2019 | 8 | 1 | 15 | 8 | 1 | 17 | 51.08 | 34092 | 47.4797 |  |  | 1.3663
2019 | 8 | 1 | 16 | 8 | 1 | 18 | 50.08 | 33409 | 46.5285 |  |  | 1.3396
2019 | 8 | 1 | 17 | 8 | 1 | 19 | 49.5 | 32782 | 45.6553 |  |  | 1.3241
2019 | 8 | 1 | 18 | 8 | 1 | 20 | 51 | 32757 | 45.6205 |  |  | 1.3642
2019 | 8 | 1 | 19 | 8 | 1 | 21 | 51.53 | 31697 | 44.1442 |  |  | 1.3784
2019 | 8 | 1 | 20 | 8 | 1 | 22 | 49.01 | 29588 | 41.207 |  |  | 1.311
2019 | 8 | 1 | 21 | 8 | 1 | 23 | 50.95 | 27745 | 38.6403 |  |  | 1.3628
2019 | 8 | 1 | 22 | 8 | 1 | 0 | 47.57 | 26128 | 36.3883 |  |  | 1.2724
2019 | 8 | 1 | 23 | 8 | 1 | 1 | 44.17 | 24966 | 34.77 |  |  | 1.1815
2019 | 8 | 2 | 0 | 8 | 2 | 2 | 43 | 24370 | 33.9399 |  |  | 1.1502
2019 | 8 | 2 | 1 | 8 | 2 | 3 | 42 | 24056 | 33.5026 |  |  | 1.1234
2019 | 8 | 2 | 2 | 8 | 2 | 4 | 43.33 | 24365 | 33.933 |  |  | 1.159
2019 | 8 | 2 | 3 | 8 | 2 | 5 | 44.57 | 25984 | 36.1878 |  |  | 1.1922
2019 | 8 | 2 | 4 | 8 | 2 | 6 | 46.5 | 27615 | 38.4592 |  |  | 1.2438
2019 | 8 | 2 | 5 | 8 | 2 | 7 | 49.99 | 29982 | 41.7557 |  |  | 1.3372
2019 | 8 | 2 | 6 | 8 | 2 | 8 | 50.95 | 32137 | 44.757 |  |  | 1.3628
2019 | 8 | 2 | 7 | 8 | 2 | 9 | 51.01 | 33631 | 46.8377 |  |  | 1.3645
2019 | 8 | 2 | 8 | 8 | 2 | 10 | 51.7 | 34768 | 48.4212 |  |  | 1.3829
2019 | 8 | 2 | 9 | 8 | 2 | 11 | 51.7 | 35744 | 49.7804 |  |  | 1.3829
2019 | 8 | 2 | 10 | 8 | 2 | 12 | 51.7 | 36188 | 50 |  |  | 1.3829
2019 | 8 | 2 | 11 | 8 | 2 | 13 | 51.2 | 35546 | 49.5047 |  |  | 1.3695
2019 | 8 | 2 | 12 | 8 | 2 | 14 | 50.95 | 34675 | 48.2917 |  |  | 1.3628
2019 | 8 | 2 | 13 | 8 | 2 | 15 | 50.87 | 34337 | 47.8209 |  |  | 1.3607
2019 | 8 | 2 | 14 | 8 | 2 | 16 | 50.7 | 34087 | 47.4727 |  |  | 1.3562
2019 | 8 | 2 | 15 | 8 | 2 | 17 | 50.2 | 33711 | 46.9491 |  |  | 1.3428
2019 | 8 | 2 | 16 | 8 | 2 | 18 | 49.93 | 33047 | 46.0243 |  |  | 1.3356
2019 | 8 | 2 | 17 | 8 | 2 | 19 | 50.7 | 32325 | 45.0188 |  |  | 1.3562
2019 | 8 | 2 | 18 | 8 | 2 | 20 | 50.87 | 32189 | 44.8294 |  |  | 1.3607
2019 | 8 | 2 | 19 | 8 | 2 | 21 | 49.92 | 31158 | 43.3935 |  |  | 1.3353
2019 | 8 | 2 | 20 | 8 | 2 | 22 | 48 | 29114 | 40.5469 |  |  | 1.2839
2019 | 8 | 2 | 21 | 8 | 2 | 23 | 51.33 | 27515 | 38.32 |  |  | 1.373
2019 | 8 | 2 | 22 | 8 | 2 | 0 | 50 | 25904 | 36.0763 |  |  | 1.3374
2019 | 8 | 2 | 23 | 8 | 2 | 1 | 47.58 | 24584 | 34.238 |  |  | 1.2727
2019 | 8 | 3 | 0 | 8 | 3 | 2 | 46.72 | 23761 | 33.0918 |  |  | 1.2497
2019 | 8 | 3 | 1 | 8 | 3 | 3 | 46.47 | 23261 | 32.3954 |  |  | 1.243
2019 | 8 | 3 | 2 | 8 | 3 | 4 | 46.01 | 23012 | 32.0487 |  |  | 1.2307
2019 | 8 | 3 | 3 | 8 | 3 | 5 | 43.57 | 23262 | 32.3968 |  |  | 1.1654
2019 | 8 | 3 | 4 | 8 | 3 | 6 | 44.63 | 23432 | 32.6336 |  |  | 1.1938
2019 | 8 | 3 | 5 | 8 | 3 | 7 | 45.51 | 24856 | 34.6168 |  |  | 1.2173
2019 | 8 | 3 | 6 | 8 | 3 | 8 | 48.95 | 27023 | 37.6348 |  |  | 1.3093
2019 | 8 | 3 | 7 | 8 | 3 | 9 | 50.5 | 28822 | 40.1402 |  |  | 1.3508
2019 | 8 | 3 | 8 | 8 | 3 | 10 | 51.2 | 29844 | 41.5635 |  |  | 1.3695
2019 | 8 | 3 | 9 | 8 | 3 | 11 | 50.53 | 30660 | 42.7 |  |  | 1.3516
2019 | 8 | 3 | 10 | 8 | 3 | 12 | 50.89 | 31187 | 43.4339 |  |  | 1.3612
2019 | 8 | 3 | 11 | 8 | 3 | 13 | 48.49 | 31265 | 43.5426 |  |  | 1.297
2019 | 8 | 3 | 12 | 8 | 3 | 14 | 46.58 | 30614 | 42.6359 |  |  | 1.246
2019 | 8 | 3 | 13 | 8 | 3 | 15 | 44.46 | 30036 | 41.8309 |  |  | 1.1892
2019 | 8 | 3 | 14 | 8 | 3 | 16 | 43.03 | 29697 | 41.3588 |  |  | 1.151
2019 | 8 | 3 | 15 | 8 | 3 | 17 | 43.03 | 29438 | 40.9981 |  |  | 1.151
2019 | 8 | 3 | 16 | 8 | 3 | 18 | 44.2 | 29330 | 40.8477 |  |  | 1.1823
2019 | 8 | 3 | 17 | 8 | 3 | 19 | 46 | 29169 | 40.6235 |  |  | 1.2304
2019 | 8 | 3 | 18 | 8 | 3 | 20 | 49.07 | 29830 | 41.5441 |  |  | 1.3126
2019 | 8 | 3 | 19 | 8 | 3 | 21 | 49 | 29252 | 40.7391 |  |  | 1.3107
2019 | 8 | 3 | 20 | 8 | 3 | 22 | 50.07 | 27493 | 38.2893 |  |  | 1.3393
2019 | 8 | 3 | 21 | 8 | 3 | 23 | 51.2 | 25904 | 36.0763 |  |  | 1.3695
2019 | 8 | 3 | 22 | 8 | 3 | 0 | 49.82 | 24435 | 34.0305 |  |  | 1.3326
2019 | 8 | 3 | 23 | 8 | 3 | 1 | 46.6 | 23200 | 32.3105 |  |  | 1.2465
2019 | 8 | 4 | 0 | 8 | 4 | 2 | 45.47 | 22454 | 31.2715 |  |  | 1.2163
2019 | 8 | 4 | 1 | 8 | 4 | 3 | 44.6 | 21884 | 30.4777 |  |  | 1.193
2019 | 8 | 4 | 2 | 8 | 4 | 4 | 44.7 | 21727 | 30.2591 |  |  | 1.1957
2019 | 8 | 4 | 3 | 8 | 4 | 5 | 44.01 | 21793 | 30.351 |  |  | 1.1772
2019 | 8 | 4 | 4 | 8 | 4 | 6 | 44.71 | 21417 | 29.8273 |  |  | 1.1959
2019 | 8 | 4 | 5 | 8 | 4 | 7 | 44.71 | 22301 | 31.0585 |  |  | 1.1959
2019 | 8 | 4 | 6 | 8 | 4 | 8 | 44.72 | 23918 | 33.3104 |  |  | 1.1962
2019 | 8 | 4 | 7 | 8 | 4 | 9 | 44.16 | 25542 | 35.5722 |  |  | 1.1812
2019 | 8 | 4 | 8 | 8 | 4 | 10 | 46.36 | 26742 | 37.2434 |  |  | 1.2401
2019 | 8 | 4 | 9 | 8 | 4 | 11 | 48.95 | 27625 | 38.4732 |  |  | 1.3093
2019 | 8 | 4 | 10 | 8 | 4 | 12 | 49.47 | 28466 | 39.6444 |  |  | 1.3233
2019 | 8 | 4 | 11 | 8 | 4 | 13 | 47.01 | 29018 | 40.4132 |  |  | 1.2575
2019 | 8 | 4 | 12 | 8 | 4 | 14 | 46.58 | 28525 | 39.7266 |  |  | 1.246
2019 | 8 | 4 | 13 | 8 | 4 | 15 | 43.01 | 27979 | 38.9662 |  |  | 1.1505
2019 | 8 | 4 | 14 | 8 | 4 | 16 | 42.89 | 27768 | 38.6723 |  |  | 1.1473
2019 | 8 | 4 | 15 | 8 | 4 | 17 | 41.75 | 27537 | 38.3506 |  |  | 1.1168
2019 | 8 | 4 | 16 | 8 | 4 | 18 | 42.9 | 27653 | 38.5122 |  |  | 1.1475
2019 | 8 | 4 | 17 | 8 | 4 | 19 | 44.91 | 27898 | 38.8534 |  |  | 1.2013
2019 | 8 | 4 | 18 | 8 | 4 | 20 | 51.21 | 29071 | 40.487 |  |  | 1.3698
2019 | 8 | 4 | 19 | 8 | 4 | 21 | 52.1 | 29413 | 40.9633 |  |  | 1.3936
2019 | 8 | 4 | 20 | 8 | 4 | 22 | 51.95 | 27750 | 38.6472 |  |  | 1.3896
2019 | 8 | 4 | 21 | 8 | 4 | 23 | 51.49 | 25940 | 36.1265 |  |  | 1.3773
2019 | 8 | 4 | 22 | 8 | 4 | 0 | 47.18 | 24331 | 33.8856 |  |  | 1.262
2019 | 8 | 4 | 23 | 8 | 4 | 1 | 45.75 | 23220 | 32.3383 |  |  | 1.2238
2019 | 8 | 5 | 0 | 8 | 5 | 2 | 45.6 | 22716 | 31.6364 |  |  | 1.2197
2019 | 8 | 5 | 1 | 8 | 5 | 3 | 45.75 | 22480 | 31.3078 |  |  | 1.2238
2019 | 8 | 5 | 2 | 8 | 5 | 4 | 49.17 | 22780 | 31.7256 |  |  | 1.3152
2019 | 8 | 5 | 3 | 8 | 5 | 5 | 51.25 | 24639 | 34.3146 |  |  | 1.3709
2019 | 8 | 5 | 4 | 8 | 5 | 6 | 51.89 | 26357 | 36.7072 |  |  | 1.388
2019 | 8 | 5 | 5 | 8 | 5 | 7 | 51.79 | 28783 | 40.0859 |  |  | 1.3853
2019 | 8 | 5 | 6 | 8 | 5 | 8 | 51.49 | 31228 | 43.491 |  |  | 1.3773
2019 | 8 | 5 | 7 | 8 | 5 | 9 | 51.17 | 32704 | 45.5467 |  |  | 1.3687
2019 | 8 | 5 | 8 | 8 | 5 | 10 | 51.79 | 33900 | 47.2123 |  |  | 1.3853
2019 | 8 | 5 | 9 | 8 | 5 | 11 | 52.04 | 35022 | 48.7749 |  |  | 1.392
2019 | 8 | 5 | 10 | 8 | 5 | 12 | 52.79 | 35888 | 49.981 |  |  | 1.4121
2019 | 8 | 5 | 11 | 8 | 5 | 13 | 52.04 | 35807 | 49.8682 |  |  | 1.392
2019 | 8 | 5 | 12 | 8 | 5 | 14 | 51.79 | 35113 | 48.9017 |  |  | 1.3853
2019 | 8 | 5 | 13 | 8 | 5 | 15 | 51.25 | 34908 | 48.6161 |  |  | 1.3709
2019 | 8 | 5 | 14 | 8 | 5 | 16 | 50.89 | 34761 | 48.4114 |  |  | 1.3612
2019 | 8 | 5 | 15 | 8 | 5 | 17 | 48.8 | 34293 | 47.7596 |  |  | 1.3053
2019 | 8 | 5 | 16 | 8 | 5 | 18 | 48.49 | 33567 | 46.7485 |  |  | 1.297
2019 | 8 | 5 | 17 | 8 | 5 | 19 | 50.08 | 32960 | 45.9032 |  |  | 1.3396
2019 | 8 | 5 | 18 | 8 | 5 | 20 | 51.79 | 33300 | 46.3767 |  |  | 1.3853
2019 | 8 | 5 | 19 | 8 | 5 | 21 | 51.49 | 32290 | 44.9701 |  |  | 1.3773
2019 | 8 | 5 | 20 | 8 | 5 | 22 | 50.79 | 29933 | 41.6875 |  |  | 1.3586
2019 | 8 | 5 | 21 | 8 | 5 | 23 | 51.79 | 27925 | 38.891 |  |  | 1.3853
2019 | 8 | 5 | 22 | 8 | 5 | 0 | 50.9 | 26080 | 36.3215 |  |  | 1.3615
2019 | 8 | 5 | 23 | 8 | 5 | 1 | 49.16 | 24926 | 34.7143 |  |  | 1.315
2019 | 8 | 6 | 0 | 8 | 6 | 2 | 48.1 | 24226 | 33.7394 |  |  | 1.2866
2019 | 8 | 6 | 1 | 8 | 6 | 3 | 48 | 23939 | 33.3397 |  |  | 1.2839
2019 | 8 | 6 | 2 | 8 | 6 | 4 | 48.55 | 24254 | 33.7784 |  |  | 1.2986
2019 | 8 | 6 | 3 | 8 | 6 | 5 | 46.93 | 25817 | 35.9552 |  |  | 1.2553
2019 | 8 | 6 | 4 | 8 | 6 | 6 | 50 | 27449 | 38.228 |  |  | 1.3374
2019 | 8 | 6 | 5 | 8 | 6 | 7 | 51.2 | 29768 | 41.4577 |  |  | 1.3695
2019 | 8 | 6 | 6 | 8 | 6 | 8 | 51.83 | 32009 | 44.5787 |  |  | 1.3864
2019 | 8 | 6 | 7 | 8 | 6 | 9 | 51 | 33544 | 46.7165 |  |  | 1.3642
2019 | 8 | 6 | 8 | 8 | 6 | 10 | 51.79 | 34605 | 48.1942 |  |  | 1.3853
2019 | 8 | 6 | 9 | 8 | 6 | 11 | 51.99 | 35671 | 49.6788 |  |  | 1.3907
2019 | 8 | 6 | 10 | 8 | 6 | 12 | 52.03 | 36440 | 50 |  |  | 1.3917
2019 | 8 | 6 | 11 | 8 | 6 | 13 | 51.79 | 36237 | 50 |  |  | 1.3853
2019 | 8 | 6 | 12 | 8 | 6 | 14 | 50.8 | 35647 | 49.6454 |  |  | 1.3588
2019 | 8 | 6 | 13 | 8 | 6 | 15 | 50.11 | 35449 | 49.3696 |  |  | 1.3404
2019 | 8 | 6 | 14 | 8 | 6 | 16 | 48.81 | 35114 | 48.903 |  |  | 1.3056
2019 | 8 | 6 | 15 | 8 | 6 | 17 | 48.93 | 34437 | 47.9602 |  |  | 1.3088
2019 | 8 | 6 | 16 | 8 | 6 | 18 | 49.75 | 33852 | 47.1455 |  |  | 1.3307
2019 | 8 | 6 | 17 | 8 | 6 | 19 | 49.07 | 33240 | 46.2931 |  |  | 1.3126
2019 | 8 | 6 | 18 | 8 | 6 | 20 | 50.07 | 33661 | 46.8795 |  |  | 1.3393
2019 | 8 | 6 | 19 | 8 | 6 | 21 | 49.12 | 32535 | 45.3113 |  |  | 1.3139
2019 | 8 | 6 | 20 | 8 | 6 | 22 | 47.51 | 30002 | 41.7836 |  |  | 1.2708
2019 | 8 | 6 | 21 | 8 | 6 | 23 | 49.76 | 27995 | 38.9885 |  |  | 1.331
2019 | 8 | 6 | 22 | 8 | 6 | 0 | 46.21 | 26264 | 36.5777 |  |  | 1.2361
2019 | 8 | 6 | 23 | 8 | 6 | 1 | 43.51 | 25101 | 34.958 |  |  | 1.1638
2019 | 8 | 7 | 0 | 8 | 7 | 2 | 41.75 | 24453 | 34.0555 |  |  | 1.1168
2019 | 8 | 7 | 1 | 8 | 7 | 3 | 42.8 | 24258 | 33.784 |  |  | 1.1448
2019 | 8 | 7 | 2 | 8 | 7 | 4 | 45 | 24490 | 34.1071 |  |  | 1.2037
2019 | 8 | 7 | 3 | 8 | 7 | 5 | 47 | 26090 | 36.3354 |  |  | 1.2572
2019 | 8 | 7 | 4 | 8 | 7 | 6 | 48.28 | 27832 | 38.7614 |  |  | 1.2914
2019 | 8 | 7 | 5 | 8 | 7 | 7 | 51.2 | 29965 | 41.7321 |  |  | 1.3695
2019 | 8 | 7 | 6 | 8 | 7 | 8 | 51.45 | 32176 | 44.8113 |  |  | 1.3762
2019 | 8 | 7 | 7 | 8 | 7 | 9 | 51.24 | 33383 | 46.4923 |  |  | 1.3706
2019 | 8 | 7 | 8 | 8 | 7 | 10 | 51.83 | 34449 | 47.9769 |  |  | 1.3864
2019 | 8 | 7 | 9 | 8 | 7 | 11 | 51.97 | 35448 | 49.3682 |  |  | 1.3901
2019 | 8 | 7 | 10 | 8 | 7 | 12 | 52.81 | 35913 | 50 |  |  | 1.4126
2019 | 8 | 7 | 11 | 8 | 7 | 13 | 51.89 | 35299 | 49.1607 |  |  | 1.388
2019 | 8 | 7 | 12 | 8 | 7 | 14 | 51.45 | 34401 | 47.9101 |  |  | 1.3762
2019 | 8 | 7 | 13 | 8 | 7 | 15 | 51.22 | 34162 | 47.5772 |  |  | 1.3701
2019 | 8 | 7 | 14 | 8 | 7 | 16 | 51.12 | 33854 | 47.1483 |  |  | 1.3674
2019 | 8 | 7 | 15 | 8 | 7 | 17 | 50.97 | 33302 | 46.3795 |  |  | 1.3634
2019 | 8 | 7 | 16 | 8 | 7 | 18 | 51.45 | 32795 | 45.6734 |  |  | 1.3762
2019 | 8 | 7 | 17 | 8 | 7 | 19 | 51 | 32380 | 45.0954 |  |  | 1.3642
2019 | 8 | 7 | 18 | 8 | 7 | 20 | 51.81 | 32997 | 45.9547 |  |  | 1.3858
2019 | 8 | 7 | 19 | 8 | 7 | 21 | 51.22 | 31935 | 44.4757 |  |  | 1.3701
2019 | 8 | 7 | 20 | 8 | 7 | 22 | 50.07 | 29739 | 41.4173 |  |  | 1.3393
2019 | 8 | 7 | 21 | 8 | 7 | 23 | 50.5 | 27836 | 38.767 |  |  | 1.3508
2019 | 8 | 7 | 22 | 8 | 7 | 0 | 50.07 | 26188 | 36.4719 |  |  | 1.3393
2019 | 8 | 7 | 23 | 8 | 7 | 1 | 47.51 | 24904 | 34.6836 |  |  | 1.2708
2019 | 8 | 8 | 0 | 8 | 8 | 2 | 45.5 | 24261 | 33.7881 |  |  | 1.2171
2019 | 8 | 8 | 1 | 8 | 8 | 3 | 44.53 | 24027 | 33.4623 |  |  | 1.1911
2019 | 8 | 8 | 2 | 8 | 8 | 4 | 46 | 24210 | 33.7171 |  |  | 1.2304
2019 | 8 | 8 | 3 | 8 | 8 | 5 | 48.55 | 25716 | 35.8145 |  |  | 1.2986
2019 | 8 | 8 | 4 | 8 | 8 | 6 | 49.44 | 27248 | 37.9481 |  |  | 1.3225
2019 | 8 | 8 | 5 | 8 | 8 | 7 | 50.93 | 29602 | 41.2265 |  |  | 1.3623
2019 | 8 | 8 | 6 | 8 | 8 | 8 | 50.96 | 32238 | 44.8977 |  |  | 1.3631
2019 | 8 | 8 | 7 | 8 | 8 | 9 | 50.03 | 33881 | 47.1859 |  |  | 1.3382
2019 | 8 | 8 | 8 | 8 | 8 | 10 | 49.24 | 35091 | 48.871 |  |  | 1.3171
2019 | 8 | 8 | 9 | 8 | 8 | 11 | 49.33 | 36210 | 50 |  |  | 1.3195
2019 | 8 | 8 | 10 | 8 | 8 | 12 | 50.47 | 36886 | 50 |  |  | 1.35
2019 | 8 | 8 | 11 | 8 | 8 | 13 | 47.57 | 36633 | 50 |  |  | 1.2724
2019 | 8 | 8 | 12 | 8 | 8 | 14 | 45.9 | 35928 | 50 |  |  | 1.2278
2019 | 8 | 8 | 13 | 8 | 8 | 15 | 45.25 | 35744 | 49.7804 |  |  | 1.2104
2019 | 8 | 8 | 14 | 8 | 8 | 16 | 45.24 | 35535 | 49.4894 |  |  | 1.2101
2019 | 8 | 8 | 15 | 8 | 8 | 17 | 45.23 | 34951 | 48.676 |  |  | 1.2098
2019 | 8 | 8 | 16 | 8 | 8 | 18 | 45.25 | 34158 | 47.5716 |  |  | 1.2104
2019 | 8 | 8 | 17 | 8 | 8 | 19 | 45.9 | 33485 | 46.6343 |  |  | 1.2278
2019 | 8 | 8 | 18 | 8 | 8 | 20 | 50.41 | 33869 | 47.1691 |  |  | 1.3484
2019 | 8 | 8 | 19 | 8 | 8 | 21 | 47.9 | 32911 | 45.8349 |  |  | 1.2813
2019 | 8 | 8 | 20 | 8 | 8 | 22 | 47.57 | 30610 | 42.6304 |  |  | 1.2724
2019 | 8 | 8 | 21 | 8 | 8 | 23 | 42.6 | 28487 | 39.6737 |  |  | 1.1395
2019 | 8 | 8 | 22 | 8 | 8 | 0 | 42 | 26703 | 37.1891 |  |  | 1.1234
2019 | 8 | 8 | 23 | 8 | 8 | 1 | 38.75 | 25378 | 35.3438 |  |  | 1.0365
2019 | 8 | 9 | 0 | 8 | 9 | 2 | 37.96 | 24689 | 34.3842 |  |  | 1.0154
2019 | 8 | 9 | 1 | 8 | 9 | 3 | 36.69 | 24355 | 33.9191 |  |  | 0.98141
2019 | 8 | 9 | 2 | 8 | 9 | 4 | 37.41 | 24479 | 34.0917 |  |  | 1.0007
2019 | 8 | 9 | 3 | 8 | 9 | 5 | 39.09 | 25980 | 36.1822 |  |  | 1.0456
2019 | 8 | 9 | 4 | 8 | 9 | 6 | 42 | 27528 | 38.3381 |  |  | 1.1234
2019 | 8 | 9 | 5 | 8 | 9 | 7 | 44.24 | 29655 | 41.3003 |  |  | 1.1834
2019 | 8 | 9 | 6 | 8 | 9 | 8 | 44.75 | 32272 | 44.945 |  |  | 1.197
2019 | 8 | 9 | 7 | 8 | 9 | 9 | 44.7 | 34068 | 47.4463 |  |  | 1.1957
2019 | 8 | 9 | 8 | 8 | 9 | 10 | 44.33 | 35309 | 49.1746 |  |  | 1.1858
2019 | 8 | 9 | 9 | 8 | 9 | 11 | 45.25 | 36378 | 50 |  |  | 1.2104
2019 | 8 | 9 | 10 | 8 | 9 | 12 | 45.46 | 37204 | 50 |  |  | 1.216
2019 | 8 | 9 | 11 | 8 | 9 | 13 | 44.95 | 36731 | 50 |  |  | 1.2024
2019 | 8 | 9 | 12 | 8 | 9 | 14 | 43.28 | 35914 | 50 |  |  | 1.1577
2019 | 8 | 9 | 13 | 8 | 9 | 15 | 42.5 | 35616 | 49.6022 |  |  | 1.1368
2019 | 8 | 9 | 14 | 8 | 9 | 16 | 42.5 | 35276 | 49.1287 |  |  | 1.1368
2019 | 8 | 9 | 15 | 8 | 9 | 17 | 43.88 | 34621 | 48.2164 |  |  | 1.1737
2019 | 8 | 9 | 16 | 8 | 9 | 18 | 45.25 | 33854 | 47.1483 |  |  | 1.2104
2019 | 8 | 9 | 17 | 8 | 9 | 19 | 49.45 | 33120 | 46.126 |  |  | 1.3227
2019 | 8 | 9 | 18 | 8 | 9 | 20 | 53.2 | 33182 | 46.2124 |  |  | 1.423
2019 | 8 | 9 | 19 | 8 | 9 | 21 | 53.19 | 32107 | 44.7152 |  |  | 1.4228
2019 | 8 | 9 | 20 | 8 | 9 | 22 | 51.45 | 30045 | 41.8435 |  |  | 1.3762
2019 | 8 | 9 | 21 | 8 | 9 | 23 | 48.53 | 28359 | 39.4954 |  |  | 1.2981
2019 | 8 | 9 | 22 | 8 | 9 | 0 | 45.88 | 26575 | 37.0108 |  |  | 1.2272
2019 | 8 | 9 | 23 | 8 | 9 | 1 | 44.7 | 25189 | 35.0806 |  |  | 1.1957
2019 | 8 | 10 | 0 | 8 | 10 | 2 | 43.95 | 24237 | 33.7547 |  |  | 1.1756
2019 | 8 | 10 | 1 | 8 | 10 | 3 | 43.71 | 23635 | 32.9163 |  |  | 1.1692
2019 | 8 | 10 | 2 | 8 | 10 | 4 | 43.46 | 23378 | 32.5584 |  |  | 1.1625
2019 | 8 | 10 | 3 | 8 | 10 | 5 | 42.66 | 23659 | 32.9497 |  |  | 1.1411
2019 | 8 | 10 | 4 | 8 | 10 | 6 | 44 | 23814 | 33.1656 |  |  | 1.1769
2019 | 8 | 10 | 5 | 8 | 10 | 7 | 45.26 | 25149 | 35.0249 |  |  | 1.2106
2019 | 8 | 10 | 6 | 8 | 10 | 8 | 47.97 | 27597 | 38.4342 |  |  | 1.2831
2019 | 8 | 10 | 7 | 8 | 10 | 9 | 46.52 | 29548 | 41.1513 |  |  | 1.2443
2019 | 8 | 10 | 8 | 8 | 10 | 10 | 46.71 | 30516 | 42.4994 |  |  | 1.2494
2019 | 8 | 10 | 9 | 8 | 10 | 11 | 47.44 | 31373 | 43.693 |  |  | 1.269
2019 | 8 | 10 | 10 | 8 | 10 | 12 | 48.05 | 32021 | 44.5954 |  |  | 1.2853
2019 | 8 | 10 | 11 | 8 | 10 | 13 | 47.51 | 31929 | 44.4673 |  |  | 1.2708
2019 | 8 | 10 | 12 | 8 | 10 | 14 | 46.13 | 31193 | 43.4423 |  |  | 1.2339
2019 | 8 | 10 | 13 | 8 | 10 | 15 | 44.89 | 30669 | 42.7125 |  |  | 1.2007
2019 | 8 | 10 | 14 | 8 | 10 | 16 | 44.23 | 30206 | 42.0677 |  |  | 1.1831
2019 | 8 | 10 | 15 | 8 | 10 | 17 | 44.13 | 29885 | 41.6206 |  |  | 1.1804
2019 | 8 | 10 | 16 | 8 | 10 | 18 | 45.25 | 29632 | 41.2683 |  |  | 1.2104
2019 | 8 | 10 | 17 | 8 | 10 | 19 | 49 | 29397 | 40.941 |  |  | 1.3107
2019 | 8 | 10 | 18 | 8 | 10 | 20 | 51 | 30172 | 42.0204 |  |  | 1.3642
2019 | 8 | 10 | 19 | 8 | 10 | 21 | 50.25 | 29333 | 40.8519 |  |  | 1.3441
2019 | 8 | 10 | 20 | 8 | 10 | 22 | 47.42 | 27581 | 38.4119 |  |  | 1.2684
2019 | 8 | 10 | 21 | 8 | 10 | 23 | 47.25 | 26022 | 36.2407 |  |  | 1.2639
2019 | 8 | 10 | 22 | 8 | 10 | 0 | 45.53 | 24452 | 34.0541 |  |  | 1.2179
2019 | 8 | 10 | 23 | 8 | 10 | 1 | 42.48 | 23202 | 32.3133 |  |  | 1.1363
2019 | 8 | 11 | 0 | 8 | 11 | 2 | 41 | 22490 | 31.3217 |  |  | 1.0967
2019 | 8 | 11 | 1 | 8 | 11 | 3 | 40 | 21944 | 30.5613 |  |  | 1.0699
2019 | 8 | 11 | 2 | 8 | 11 | 4 | 40 | 21752 | 30.2939 |  |  | 1.0699
2019 | 8 | 11 | 3 | 8 | 11 | 5 | 39.75 | 21874 | 30.4638 |  |  | 1.0633
2019 | 8 | 11 | 4 | 8 | 11 | 6 | 38.5 | 21460 | 29.8872 |  |  | 1.0298
2019 | 8 | 11 | 5 | 8 | 11 | 7 | 39.77 | 22084 | 30.7562 |  |  | 1.0638
2019 | 8 | 11 | 6 | 8 | 11 | 8 | 43 | 23709 | 33.0194 |  |  | 1.1502
2019 | 8 | 11 | 7 | 8 | 11 | 9 | 43 | 25334 | 35.2825 |  |  | 1.1502
2019 | 8 | 11 | 8 | 8 | 11 | 10 | 44 | 26517 | 36.9301 |  |  | 1.1769
2019 | 8 | 11 | 9 | 8 | 11 | 11 | 44.7 | 27383 | 38.1361 |  |  | 1.1957
2019 | 8 | 11 | 10 | 8 | 11 | 12 | 45 | 28111 | 39.15 |  |  | 1.2037
2019 | 8 | 11 | 11 | 8 | 11 | 13 | 43.53 | 28456 | 39.6305 |  |  | 1.1644
2019 | 8 | 11 | 12 | 8 | 11 | 14 | 40.47 | 27788 | 38.7002 |  |  | 1.0825
2019 | 8 | 11 | 13 | 8 | 11 | 15 | 38.45 | 27234 | 37.9286 |  |  | 1.0285
2019 | 8 | 11 | 14 | 8 | 11 | 16 | 38.01 | 26865 | 37.4147 |  |  | 1.0167
2019 | 8 | 11 | 15 | 8 | 11 | 17 | 38.03 | 26689 | 37.1696 |  |  | 1.0173
2019 | 8 | 11 | 16 | 8 | 11 | 18 | 39.75 | 26618 | 37.0707 |  |  | 1.0633
2019 | 8 | 11 | 17 | 8 | 11 | 19 | 42.31 | 26813 | 37.3423 |  |  | 1.1317
2019 | 8 | 11 | 18 | 8 | 11 | 20 | 48.03 | 28331 | 39.4564 |  |  | 1.2847
2019 | 8 | 11 | 19 | 8 | 11 | 21 | 50.9 | 28367 | 39.5065 |  |  | 1.3615
2019 | 8 | 11 | 20 | 8 | 11 | 22 | 46.05 | 26745 | 37.2476 |  |  | 1.2318
2019 | 8 | 11 | 21 | 8 | 11 | 23 | 42 | 25000 | 34.8173 |  |  | 1.1234
2019 | 8 | 11 | 22 | 8 | 11 | 0 | 38 | 23604 | 32.8731 |  |  | 1.0165
2019 | 8 | 11 | 23 | 8 | 11 | 1 | 36.52 | 22582 | 31.4498 |  |  | 0.97686
2019 | 8 | 12 | 0 | 8 | 12 | 2 | 36.3 | 21958 | 30.5808 |  |  | 0.97098
2019 | 8 | 12 | 1 | 8 | 12 | 3 | 36.1 | 21699 | 30.2201 |  |  | 0.96563
2019 | 8 | 12 | 2 | 8 | 12 | 4 | 36.52 | 21981 | 30.6128 |  |  | 0.97686
2019 | 8 | 12 | 3 | 8 | 12 | 5 | 38.5 | 23395 | 32.5821 |  |  | 1.0298
2019 | 8 | 12 | 4 | 8 | 12 | 6 | 41.3 | 24920 | 34.7059 |  |  | 1.1047
2019 | 8 | 12 | 5 | 8 | 12 | 7 | 43.16 | 26874 | 37.4272 |  |  | 1.1545
2019 | 8 | 12 | 6 | 8 | 12 | 8 | 45.58 | 29034 | 40.4355 |  |  | 1.2192
2019 | 8 | 12 | 7 | 8 | 12 | 9 | 44.89 | 30260 | 42.1429 |  |  | 1.2007
2019 | 8 | 12 | 8 | 8 | 12 | 10 | 44.9 | 31137 | 43.3643 |  |  | 1.201
2019 | 8 | 12 | 9 | 8 | 12 | 11 | 46 | 31867 | 44.381 |  |  | 1.2304
2019 | 8 | 12 | 10 | 8 | 12 | 12 | 48.5 | 32331 | 45.0272 |  |  | 1.2973
2019 | 8 | 12 | 11 | 8 | 12 | 13 | 47.51 | 31963 | 44.5147 |  |  | 1.2708
2019 | 8 | 12 | 12 | 8 | 12 | 14 | 46.57 | 31244 | 43.5133 |  |  | 1.2457
2019 | 8 | 12 | 13 | 8 | 12 | 15 | 46 | 30874 | 42.998 |  |  | 1.2304
2019 | 8 | 12 | 14 | 8 | 12 | 16 | 46.57 | 30502 | 42.4799 |  |  | 1.2457
2019 | 8 | 12 | 15 | 8 | 12 | 17 | 46.28 | 30219 | 42.0858 |  |  | 1.2379
2019 | 8 | 12 | 16 | 8 | 12 | 18 | 45.79 | 29829 | 41.5427 |  |  | 1.2248
2019 | 8 | 12 | 17 | 8 | 12 | 19 | 47 | 29463 | 41.0329 |  |  | 1.2572
2019 | 8 | 12 | 18 | 8 | 12 | 20 | 50.1 | 30506 | 42.4855 |  |  | 1.3401
2019 | 8 | 12 | 19 | 8 | 12 | 21 | 48.5 | 29425 | 40.98 |  |  | 1.2973
2019 | 8 | 12 | 20 | 8 | 12 | 22 | 43.68 | 27231 | 37.9244 |  |  | 1.1684
2019 | 8 | 12 | 21 | 8 | 12 | 23 | 38.45 | 25500 | 35.5137 |  |  | 1.0285
2019 | 8 | 12 | 22 | 8 | 12 | 0 | 36.3 | 23949 | 33.3536 |  |  | 0.97098
2019 | 8 | 12 | 23 | 8 | 12 | 1 | 35.11 | 22950 | 31.9623 |  |  | 0.93915
2019 | 8 | 13 | 0 | 8 | 13 | 2 | 35 | 22438 | 31.2493 |  |  | 0.9362
2019 | 8 | 13 | 1 | 8 | 13 | 3 | 35 | 22155 | 30.8551 |  |  | 0.9362
2019 | 8 | 13 | 2 | 8 | 13 | 4 | 35.11 | 22405 | 31.2033 |  |  | 0.93915
2019 | 8 | 13 | 3 | 8 | 13 | 5 | 36.97 | 23737 | 33.0584 |  |  | 0.9889
2019 | 8 | 13 | 4 | 8 | 13 | 6 | 38.5 | 24968 | 34.7728 |  |  | 1.0298
2019 | 8 | 13 | 5 | 8 | 13 | 7 | 42.46 | 26627 | 37.0833 |  |  | 1.1357
2019 | 8 | 13 | 6 | 8 | 13 | 8 | 44.26 | 28566 | 39.7837 |  |  | 1.1839
2019 | 8 | 13 | 7 | 8 | 13 | 9 | 44.89 | 29749 | 41.4312 |  |  | 1.2007
2019 | 8 | 13 | 8 | 8 | 13 | 10 | 46.17 | 30620 | 42.6443 |  |  | 1.235
2019 | 8 | 13 | 9 | 8 | 13 | 11 | 47.49 | 31571 | 43.9687 |  |  | 1.2703
2019 | 8 | 13 | 10 | 8 | 13 | 12 | 48.5 | 32242 | 44.9032 |  |  | 1.2973
2019 | 8 | 13 | 11 | 8 | 13 | 13 | 48.5 | 31833 | 44.3336 |  |  | 1.2973
2019 | 8 | 13 | 12 | 8 | 13 | 14 | 47.25 | 31108 | 43.3239 |  |  | 1.2639
2019 | 8 | 13 | 13 | 8 | 13 | 15 | 46.83 | 30855 | 42.9716 |  |  | 1.2526
2019 | 8 | 13 | 14 | 8 | 13 | 16 | 46.5 | 30618 | 42.6415 |  |  | 1.2438
2019 | 8 | 13 | 15 | 8 | 13 | 17 | 46 | 30303 | 42.2028 |  |  | 1.2304
2019 | 8 | 13 | 16 | 8 | 13 | 18 | 45.14 | 29843 | 41.5622 |  |  | 1.2074
2019 | 8 | 13 | 17 | 8 | 13 | 19 | 46.53 | 29599 | 41.2223 |  |  | 1.2446
2019 | 8 | 13 | 18 | 8 | 13 | 20 | 49.01 | 30740 | 42.8114 |  |  | 1.311
2019 | 8 | 13 | 19 | 8 | 13 | 21 | 46.83 | 29530 | 41.1262 |  |  | 1.2526
2019 | 8 | 13 | 20 | 8 | 13 | 22 | 43.49 | 27361 | 38.1055 |  |  | 1.1633
2019 | 8 | 13 | 21 | 8 | 13 | 23 | 46.56 | 25702 | 35.795 |  |  | 1.2454
2019 | 8 | 13 | 22 | 8 | 13 | 0 | 42.62 | 24161 | 33.6489 |  |  | 1.14
2019 | 8 | 13 | 23 | 8 | 13 | 1 | 39.99 | 23067 | 32.1253 |  |  | 1.0697
2019 | 8 | 14 | 0 | 8 | 14 | 2 | 40.36 | 22462 | 31.2827 |  |  | 1.0796
2019 | 8 | 14 | 1 | 8 | 14 | 3 | 38.69 | 22134 | 30.8259 |  |  | 1.0349
2019 | 8 | 14 | 2 | 8 | 14 | 4 | 42.5 | 22429 | 31.2367 |  |  | 1.1368
2019 | 8 | 14 | 3 | 8 | 14 | 5 | 44.54 | 23720 | 33.0347 |  |  | 1.1914
2019 | 8 | 14 | 4 | 8 | 14 | 6 | 46 | 25073 | 34.919 |  |  | 1.2304
2019 | 8 | 14 | 5 | 8 | 14 | 7 | 47.5 | 26800 | 37.3242 |  |  | 1.2706
2019 | 8 | 14 | 6 | 8 | 14 | 8 | 48.35 | 28812 | 40.1263 |  |  | 1.2933
2019 | 8 | 14 | 7 | 8 | 14 | 9 | 47.75 | 30175 | 42.0245 |  |  | 1.2773
2019 | 8 | 14 | 8 | 8 | 14 | 10 | 47.5 | 31170 | 43.4103 |  |  | 1.2706
2019 | 8 | 14 | 9 | 8 | 14 | 11 | 47.75 | 32194 | 44.8364 |  |  | 1.2773
2019 | 8 | 14 | 10 | 8 | 14 | 12 | 48 | 32986 | 45.9394 |  |  | 1.2839
2019 | 8 | 14 | 11 | 8 | 14 | 13 | 47.25 | 32731 | 45.5843 |  |  | 1.2639
2019 | 8 | 14 | 12 | 8 | 14 | 14 | 45.83 | 32097 | 44.7013 |  |  | 1.2259
2019 | 8 | 14 | 13 | 8 | 14 | 15 | 46 | 31727 | 44.186 |  |  | 1.2304
2019 | 8 | 14 | 14 | 8 | 14 | 16 | 46.56 | 31491 | 43.8573 |  |  | 1.2454
2019 | 8 | 14 | 15 | 8 | 14 | 17 | 47.01 | 31167 | 43.4061 |  |  | 1.2575
2019 | 8 | 14 | 16 | 8 | 14 | 18 | 47.1 | 30707 | 42.7654 |  |  | 1.2599
2019 | 8 | 14 | 17 | 8 | 14 | 19 | 47.4 | 30236 | 42.1095 |  |  | 1.2679
2019 | 8 | 14 | 18 | 8 | 14 | 20 | 48.26 | 31063 | 43.2612 |  |  | 1.2909
2019 | 8 | 14 | 19 | 8 | 14 | 21 | 47.25 | 29849 | 41.5705 |  |  | 1.2639
2019 | 8 | 14 | 20 | 8 | 14 | 22 | 45.93 | 27803 | 38.7211 |  |  | 1.2286
2019 | 8 | 14 | 21 | 8 | 14 | 23 | 45.9 | 26221 | 36.5178 |  |  | 1.2278
2019 | 8 | 14 | 22 | 8 | 14 | 0 | 43.36 | 24640 | 34.316 |  |  | 1.1598
2019 | 8 | 14 | 23 | 8 | 14 | 1 | 40.36 | 23411 | 32.6044 |  |  | 1.0796
2019 | 8 | 15 | 0 | 8 | 15 | 2 | 37.36 | 22695 | 31.6072 |  |  | 0.99933
2019 | 8 | 15 | 1 | 8 | 15 | 3 | 36.69 | 22206 | 30.9262 |  |  | 0.98141
2019 | 8 | 15 | 2 | 8 | 15 | 4 | 36.57 | 22030 | 30.681 |  |  | 0.9782
2019 | 8 | 15 | 3 | 8 | 15 | 5 | 37 | 22214 | 30.9373 |  |  | 0.9897
2019 | 8 | 15 | 4 | 8 | 15 | 6 | 37.09 | 22116 | 30.8008 |  |  | 0.99211
2019 | 8 | 15 | 5 | 8 | 15 | 7 | 39.75 | 22782 | 31.7283 |  |  | 1.0633
2019 | 8 | 15 | 6 | 8 | 15 | 8 | 40.38 | 24363 | 33.9302 |  |  | 1.0801
2019 | 8 | 15 | 7 | 8 | 15 | 9 | 40 | 25893 | 36.061 |  |  | 1.0699
2019 | 8 | 15 | 8 | 8 | 15 | 10 | 40 | 27121 | 37.7712 |  |  | 1.0699
2019 | 8 | 15 | 9 | 8 | 15 | 11 | 41.5 | 28016 | 39.0177 |  |  | 1.1101
2019 | 8 | 15 | 10 | 8 | 15 | 12 | 42.37 | 28810 | 40.1235 |  |  | 1.1333
2019 | 8 | 15 | 11 | 8 | 15 | 13 | 41.85 | 28962 | 40.3352 |  |  | 1.1194
2019 | 8 | 15 | 12 | 8 | 15 | 14 | 40.49 | 28404 | 39.5581 |  |  | 1.0831
2019 | 8 | 15 | 13 | 8 | 15 | 15 | 39.51 | 27948 | 38.923 |  |  | 1.0568
2019 | 8 | 15 | 14 | 8 | 15 | 16 | 38.89 | 27620 | 38.4662 |  |  | 1.0403
2019 | 8 | 15 | 15 | 8 | 15 | 17 | 38.8 | 27426 | 38.196 |  |  | 1.0378
2019 | 8 | 15 | 16 | 8 | 15 | 18 | 39.3 | 27171 | 37.8409 |  |  | 1.0512
2019 | 8 | 15 | 17 | 8 | 15 | 19 | 41.6 | 27306 | 38.0289 |  |  | 1.1127
2019 | 8 | 15 | 18 | 8 | 15 | 20 | 47.75 | 28648 | 39.8979 |  |  | 1.2773
2019 | 8 | 15 | 19 | 8 | 15 | 21 | 47.75 | 28511 | 39.7071 |  |  | 1.2773
2019 | 8 | 15 | 20 | 8 | 15 | 22 | 44.51 | 26912 | 37.4802 |  |  | 1.1906
2019 | 8 | 15 | 21 | 8 | 15 | 23 | 46 | 25413 | 35.3925 |  |  | 1.2304
2019 | 8 | 15 | 22 | 8 | 15 | 0 | 44.01 | 23958 | 33.3662 |  |  | 1.1772
2019 | 8 | 15 | 23 | 8 | 15 | 1 | 44 | 22896 | 31.8871 |  |  | 1.1769
2019 | 8 | 16 | 0 | 8 | 16 | 2 | 43.6 | 22271 | 31.0167 |  |  | 1.1662
2019 | 8 | 16 | 1 | 8 | 16 | 3 | 43.61 | 21952 | 30.5724 |  |  | 1.1665
2019 | 8 | 16 | 2 | 8 | 16 | 4 | 44 | 22158 | 30.8593 |  |  | 1.1769
2019 | 8 | 16 | 3 | 8 | 16 | 5 | 41.64 | 23235 | 32.3592 |  |  | 1.1138
2019 | 8 | 16 | 4 | 8 | 16 | 6 | 42.23 | 24367 | 33.9358 |  |  | 1.1296
2019 | 8 | 16 | 5 | 8 | 16 | 7 | 43.7 | 25934 | 36.1181 |  |  | 1.1689
2019 | 8 | 16 | 6 | 8 | 16 | 8 | 45.04 | 28004 | 39.001 |  |  | 1.2048
2019 | 8 | 16 | 7 | 8 | 16 | 9 | 44.94 | 29478 | 41.0538 |  |  | 1.2021
2019 | 8 | 16 | 8 | 8 | 16 | 10 | 46.01 | 30502 | 42.4799 |  |  | 1.2307
2019 | 8 | 16 | 9 | 8 | 16 | 11 | 47.02 | 31413 | 43.7487 |  |  | 1.2577
2019 | 8 | 16 | 10 | 8 | 16 | 12 | 47.5 | 32408 | 45.1344 |  |  | 1.2706
2019 | 8 | 16 | 11 | 8 | 16 | 13 | 46.01 | 32494 | 45.2542 |  |  | 1.2307
2019 | 8 | 16 | 12 | 8 | 16 | 14 | 43.52 | 32114 | 44.725 |  |  | 1.1641
2019 | 8 | 16 | 13 | 8 | 16 | 15 | 42.66 | 31863 | 44.3754 |  |  | 1.1411
2019 | 8 | 16 | 14 | 8 | 16 | 16 | 42.09 | 31616 | 44.0314 |  |  | 1.1259
2019 | 8 | 16 | 15 | 8 | 16 | 17 | 42.23 | 31198 | 43.4493 |  |  | 1.1296
2019 | 8 | 16 | 16 | 8 | 16 | 18 | 42.67 | 30798 | 42.8922 |  |  | 1.1414
2019 | 8 | 16 | 17 | 8 | 16 | 19 | 44.53 | 30465 | 42.4284 |  |  | 1.1911
2019 | 8 | 16 | 18 | 8 | 16 | 20 | 48.1 | 31326 | 43.6275 |  |  | 1.2866
2019 | 8 | 16 | 19 | 8 | 16 | 21 | 47.4 | 30118 | 41.9451 |  |  | 1.2679
2019 | 8 | 16 | 20 | 8 | 16 | 22 | 44.98 | 28231 | 39.3171 |  |  | 1.2032
2019 | 8 | 16 | 21 | 8 | 16 | 23 | 45.27 | 26567 | 36.9997 |  |  | 1.2109
2019 | 8 | 16 | 22 | 8 | 16 | 0 | 45.25 | 24949 | 34.7463 |  |  | 1.2104
2019 | 8 | 16 | 23 | 8 | 16 | 1 | 43.64 | 23592 | 32.8564 |  |  | 1.1673
2019 | 8 | 17 | 0 | 8 | 17 | 2 | 43.11 | 22715 | 31.635 |  |  | 1.1531
2019 | 8 | 17 | 1 | 8 | 17 | 3 | 42.73 | 22162 | 30.8649 |  |  | 1.143
2019 | 8 | 17 | 2 | 8 | 17 | 4 | 43.05 | 22136 | 30.8287 |  |  | 1.1515
2019 | 8 | 17 | 3 | 8 | 17 | 5 | 41.49 | 22540 | 31.3913 |  |  | 1.1098
2019 | 8 | 17 | 4 | 8 | 17 | 6 | 38.01 | 22547 | 31.4011 |  |  | 1.0167
2019 | 8 | 17 | 5 | 8 | 17 | 7 | 41.25 | 23631 | 32.9107 |  |  | 1.1034
2019 | 8 | 17 | 6 | 8 | 17 | 8 | 42.01 | 25928 | 36.1098 |  |  | 1.1237
2019 | 8 | 17 | 7 | 8 | 17 | 9 | 41.81 | 27808 | 38.728 |  |  | 1.1184
2019 | 8 | 17 | 8 | 8 | 17 | 10 | 43.57 | 29059 | 40.4703 |  |  | 1.1654
2019 | 8 | 17 | 9 | 8 | 17 | 11 | 44.01 | 30077 | 41.888 |  |  | 1.1772
2019 | 8 | 17 | 10 | 8 | 17 | 12 | 44.01 | 30940 | 43.0899 |  |  | 1.1772
2019 | 8 | 17 | 11 | 8 | 17 | 13 | 42.2 | 31038 | 43.2264 |  |  | 1.1288
2019 | 8 | 17 | 12 | 8 | 17 | 14 | 39.01 | 30522 | 42.5078 |  |  | 1.0435
2019 | 8 | 17 | 13 | 8 | 17 | 15 | 37.67 | 30033 | 41.8268 |  |  | 1.0076
2019 | 8 | 17 | 14 | 8 | 17 | 16 | 37 | 29704 | 41.3686 |  |  | 0.9897
2019 | 8 | 17 | 15 | 8 | 17 | 17 | 37.12 | 29402 | 40.948 |  |  | 0.99291
2019 | 8 | 17 | 16 | 8 | 17 | 18 | 38 | 29015 | 40.409 |  |  | 1.0165
2019 | 8 | 17 | 17 | 8 | 17 | 19 | 42 | 28944 | 40.3101 |  |  | 1.1234
2019 | 8 | 17 | 18 | 8 | 17 | 20 | 47.4 | 30009 | 41.7933 |  |  | 1.2679
2019 | 8 | 17 | 19 | 8 | 17 | 21 | 45.98 | 29037 | 40.4396 |  |  | 1.2299
2019 | 8 | 17 | 20 | 8 | 17 | 22 | 40.19 | 27152 | 37.8144 |  |  | 1.075
2019 | 8 | 17 | 21 | 8 | 17 | 23 | 42.8 | 25581 | 35.6265 |  |  | 1.1448
2019 | 8 | 17 | 22 | 8 | 17 | 0 | 36.74 | 24000 | 33.4246 |  |  | 0.98275
2019 | 8 | 17 | 23 | 8 | 17 | 1 | 35.27 | 22817 | 31.7771 |  |  | 0.94343
2019 | 8 | 18 | 0 | 8 | 18 | 2 | 34.93 | 22075 | 30.7437 |  |  | 0.93433
2019 | 8 | 18 | 1 | 8 | 18 | 3 | 35.02 | 21699 | 30.2201 |  |  | 0.93674
2019 | 8 | 18 | 2 | 8 | 18 | 4 | 36.69 | 21546 | 30.007 |  |  | 0.98141
2019 | 8 | 18 | 3 | 8 | 18 | 5 | 36.79 | 21482 | 29.9178 |  |  | 0.98408
2019 | 8 | 18 | 4 | 8 | 18 | 6 | 36.69 | 21145 | 29.4485 |  |  | 0.98141
2019 | 8 | 18 | 5 | 8 | 18 | 7 | 38.01 | 21735 | 30.2702 |  |  | 1.0167
2019 | 8 | 18 | 6 | 8 | 18 | 8 | 40 | 23337 | 32.5013 |  |  | 1.0699
2019 | 8 | 18 | 7 | 8 | 18 | 9 | 39.39 | 24979 | 34.7881 |  |  | 1.0536
2019 | 8 | 18 | 8 | 8 | 18 | 10 | 40 | 26411 | 36.7824 |  |  | 1.0699
2019 | 8 | 18 | 9 | 8 | 18 | 11 | 40.63 | 27527 | 38.3367 |  |  | 1.0868
2019 | 8 | 18 | 10 | 8 | 18 | 12 | 41.89 | 28376 | 39.5191 |  |  | 1.1205
2019 | 8 | 18 | 11 | 8 | 18 | 13 | 41.17 | 28942 | 40.3073 |  |  | 1.1012
2019 | 8 | 18 | 12 | 8 | 18 | 14 | 38.01 | 28392 | 39.5414 |  |  | 1.0167
2019 | 8 | 18 | 13 | 8 | 18 | 15 | 37 | 27955 | 38.9328 |  |  | 0.9897
2019 | 8 | 18 | 14 | 8 | 18 | 16 | 36 | 27550 | 38.3687 |  |  | 0.96295
2019 | 8 | 18 | 15 | 8 | 18 | 17 | 35.59 | 27329 | 38.0609 |  |  | 0.95199
2019 | 8 | 18 | 16 | 8 | 18 | 18 | 36.48 | 27200 | 37.8813 |  |  | 0.97579
2019 | 8 | 18 | 17 | 8 | 18 | 19 | 37.23 | 27349 | 38.0888 |  |  | 0.99585
2019 | 8 | 18 | 18 | 8 | 18 | 20 | 47.26 | 28888 | 40.2321 |  |  | 1.2641
2019 | 8 | 18 | 19 | 8 | 18 | 21 | 47.51 | 28695 | 39.9633 |  |  | 1.2708
2019 | 8 | 18 | 20 | 8 | 18 | 22 | 42 | 27161 | 37.827 |  |  | 1.1234
2019 | 8 | 18 | 21 | 8 | 18 | 23 | 40 | 25568 | 35.6084 |  |  | 1.0699
2019 | 8 | 18 | 22 | 8 | 18 | 0 | 35.69 | 23932 | 33.3299 |  |  | 0.95466
2019 | 8 | 18 | 23 | 8 | 18 | 1 | 33.93 | 22869 | 31.8495 |  |  | 0.90758
2019 | 8 | 19 | 0 | 8 | 19 | 2 | 33.25 | 22252 | 30.9902 |  |  | 0.88939
2019 | 8 | 19 | 1 | 8 | 19 | 3 | 33.25 | 22051 | 30.7103 |  |  | 0.88939
2019 | 8 | 19 | 2 | 8 | 19 | 4 | 33.75 | 22417 | 31.22 |  |  | 0.90277
2019 | 8 | 19 | 3 | 8 | 19 | 5 | 35.69 | 24163 | 33.6517 |  |  | 0.95466
2019 | 8 | 19 | 4 | 8 | 19 | 6 | 39.05 | 25949 | 36.139 |  |  | 1.0445
2019 | 8 | 19 | 5 | 8 | 19 | 7 | 42.01 | 28061 | 39.0804 |  |  | 1.1237
2019 | 8 | 19 | 6 | 8 | 19 | 8 | 44.4 | 30273 | 42.161 |  |  | 1.1876
2019 | 8 | 19 | 7 | 8 | 19 | 9 | 45 | 31778 | 44.257 |  |  | 1.2037
2019 | 8 | 19 | 8 | 8 | 19 | 10 | 45.51 | 32834 | 45.7277 |  |  | 1.2173
2019 | 8 | 19 | 9 | 8 | 19 | 11 | 47.26 | 33763 | 47.0215 |  |  | 1.2641
2019 | 8 | 19 | 10 | 8 | 19 | 12 | 48.37 | 34607 | 48.1969 |  |  | 1.2938
2019 | 8 | 19 | 11 | 8 | 19 | 13 | 47.51 | 34468 | 48.0034 |  |  | 1.2708
2019 | 8 | 19 | 12 | 8 | 19 | 14 | 45.41 | 33775 | 47.0382 |  |  | 1.2147
2019 | 8 | 19 | 13 | 8 | 19 | 15 | 45 | 33350 | 46.4463 |  |  | 1.2037
2019 | 8 | 19 | 14 | 8 | 19 | 16 | 43.18 | 32983 | 45.9352 |  |  | 1.155
2019 | 8 | 19 | 15 | 8 | 19 | 17 | 43.07 | 32248 | 44.9116 |  |  | 1.1521
2019 | 8 | 19 | 16 | 8 | 19 | 18 | 42.17 | 31640 | 44.0648 |  |  | 1.128
2019 | 8 | 19 | 17 | 8 | 19 | 19 | 42.35 | 31438 | 43.7835 |  |  | 1.1328
2019 | 8 | 19 | 18 | 8 | 19 | 20 | 47.02 | 32493 | 45.2528 |  |  | 1.2577
2019 | 8 | 19 | 19 | 8 | 19 | 21 | 43.04 | 30867 | 42.9883 |  |  | 1.1513
2019 | 8 | 19 | 20 | 8 | 19 | 22 | 39.62 | 28659 | 39.9132 |  |  | 1.0598
2019 | 8 | 19 | 21 | 8 | 19 | 23 | 35.58 | 26851 | 37.3952 |  |  | 0.95172
2019 | 8 | 19 | 22 | 8 | 19 | 0 | 34 | 25221 | 35.1251 |  |  | 0.90946
2019 | 8 | 19 | 23 | 8 | 19 | 1 | 33.33 | 24119 | 33.5904 |  |  | 0.89153
2019 | 8 | 20 | 0 | 8 | 20 | 2 | 33 | 23615 | 32.8885 |  |  | 0.88271
2019 | 8 | 20 | 1 | 8 | 20 | 3 | 32.67 | 23313 | 32.4679 |  |  | 0.87388
2019 | 8 | 20 | 2 | 8 | 20 | 4 | 33 | 23507 | 32.738 |  |  | 0.88271
2019 | 8 | 20 | 3 | 8 | 20 | 5 | 34.02 | 25069 | 34.9134 |  |  | 0.90999
2019 | 8 | 20 | 4 | 8 | 20 | 6 | 36.15 | 26697 | 37.1807 |  |  | 0.96697
2019 | 8 | 20 | 5 | 8 | 20 | 7 | 40.49 | 28428 | 39.5915 |  |  | 1.0831
2019 | 8 | 20 | 6 | 8 | 20 | 8 | 41.02 | 30428 | 42.3769 |  |  | 1.0972
2019 | 8 | 20 | 7 | 8 | 20 | 9 | 39.75 | 31774 | 44.2514 |  |  | 1.0633
2019 | 8 | 20 | 8 | 8 | 20 | 10 | 41.66 | 32671 | 45.5007 |  |  | 1.1144
2019 | 8 | 20 | 9 | 8 | 20 | 11 | 42.73 | 33531 | 46.6984 |  |  | 1.143
2019 | 8 | 20 | 10 | 8 | 20 | 12 | 46.25 | 34036 | 47.4017 |  |  | 1.2371
2019 | 8 | 20 | 11 | 8 | 20 | 13 | 46.25 | 33425 | 46.5508 |  |  | 1.2371
2019 | 8 | 20 | 12 | 8 | 20 | 14 | 45.05 | 32561 | 45.3475 |  |  | 1.205
2019 | 8 | 20 | 13 | 8 | 20 | 15 | 45.17 | 32087 | 44.6874 |  |  | 1.2082
2019 | 8 | 20 | 14 | 8 | 20 | 16 | 44.73 | 31787 | 44.2696 |  |  | 1.1965
2019 | 8 | 20 | 15 | 8 | 20 | 17 | 42.73 | 31173 | 43.4144 |  |  | 1.143
2019 | 8 | 20 | 16 | 8 | 20 | 18 | 42.41 | 30572 | 42.5774 |  |  | 1.1344
2019 | 8 | 20 | 17 | 8 | 20 | 19 | 42.53 | 30518 | 42.5022 |  |  | 1.1376
2019 | 8 | 20 | 18 | 8 | 20 | 20 | 47.1 | 31533 | 43.9158 |  |  | 1.2599
2019 | 8 | 20 | 19 | 8 | 20 | 21 | 42.94 | 29957 | 41.7209 |  |  | 1.1486
2019 | 8 | 20 | 20 | 8 | 20 | 22 | 38.05 | 27859 | 38.7991 |  |  | 1.0178
2019 | 8 | 20 | 21 | 8 | 20 | 23 | 34.36 | 26134 | 36.3967 |  |  | 0.91909
2019 | 8 | 20 | 22 | 8 | 20 | 0 | 33.27 | 24614 | 34.2798 |  |  | 0.88993
2019 | 8 | 20 | 23 | 8 | 20 | 1 | 32.48 | 23576 | 32.8341 |  |  | 0.8688
2019 | 8 | 21 | 0 | 8 | 21 | 2 | 32 | 23124 | 32.2046 |  |  | 0.85596
2019 | 8 | 21 | 1 | 8 | 21 | 3 | 32 | 22950 | 31.9623 |  |  | 0.85596
2019 | 8 | 21 | 2 | 8 | 21 | 4 | 33 | 23232 | 32.3551 |  |  | 0.88271
2019 | 8 | 21 | 3 | 8 | 21 | 5 | 34 | 24791 | 34.5263 |  |  | 0.90946
2019 | 8 | 21 | 4 | 8 | 21 | 6 | 35.57 | 26394 | 36.7588 |  |  | 0.95145
2019 | 8 | 21 | 5 | 8 | 21 | 7 | 40.55 | 28023 | 39.0275 |  |  | 1.0847
2019 | 8 | 21 | 6 | 8 | 21 | 8 | 43 | 29935 | 41.6903 |  |  | 1.1502
2019 | 8 | 21 | 7 | 8 | 21 | 9 | 42.98 | 31210 | 43.466 |  |  | 1.1497
2019 | 8 | 21 | 8 | 8 | 21 | 10 | 44.98 | 31987 | 44.5481 |  |  | 1.2032
2019 | 8 | 21 | 9 | 8 | 21 | 11 | 46.5 | 33039 | 46.0132 |  |  | 1.2438
2019 | 8 | 21 | 10 | 8 | 21 | 12 | 47.27 | 33611 | 46.8098 |  |  | 1.2644
2019 | 8 | 21 | 11 | 8 | 21 | 13 | 47.26 | 33433 | 46.5619 |  |  | 1.2641
2019 | 8 | 21 | 12 | 8 | 21 | 14 | 46.25 | 32792 | 45.6692 |  |  | 1.2371
2019 | 8 | 21 | 13 | 8 | 21 | 15 | 46.25 | 32586 | 45.3823 |  |  | 1.2371
2019 | 8 | 21 | 14 | 8 | 21 | 16 | 46.25 | 32232 | 44.8893 |  |  | 1.2371
2019 | 8 | 21 | 15 | 8 | 21 | 17 | 45.01 | 31805 | 44.2946 |  |  | 1.204
2019 | 8 | 21 | 16 | 8 | 21 | 18 | 45 | 31235 | 43.5008 |  |  | 1.2037
2019 | 8 | 21 | 17 | 8 | 21 | 19 | 45.25 | 30950 | 43.1039 |  |  | 1.2104
2019 | 8 | 21 | 18 | 8 | 21 | 20 | 47.5 | 31888 | 44.4102 |  |  | 1.2706
2019 | 8 | 21 | 19 | 8 | 21 | 21 | 44.76 | 30182 | 42.0343 |  |  | 1.1973
2019 | 8 | 21 | 20 | 8 | 21 | 22 | 41.26 | 28184 | 39.2517 |  |  | 1.1037
2019 | 8 | 21 | 21 | 8 | 21 | 23 | 41.81 | 26429 | 36.8075 |  |  | 1.1184
2019 | 8 | 21 | 22 | 8 | 21 | 0 | 33.7 | 24985 | 34.7965 |  |  | 0.90143
2019 | 8 | 21 | 23 | 8 | 21 | 1 | 32.51 | 23833 | 33.1921 |  |  | 0.8696
2019 | 8 | 22 | 0 | 8 | 22 | 2 | 32.09 | 23260 | 32.3941 |  |  | 0.85837
2019 | 8 | 22 | 1 | 8 | 22 | 3 | 32 | 22960 | 31.9762 |  |  | 0.85596
2019 | 8 | 22 | 2 | 8 | 22 | 4 | 32.09 | 23241 | 32.3676 |  |  | 0.85837
2019 | 8 | 22 | 3 | 8 | 22 | 5 | 33.7 | 24707 | 34.4093 |  |  | 0.90143
2019 | 8 | 22 | 4 | 8 | 22 | 6 | 37.64 | 26232 | 36.5331 |  |  | 1.0068
2019 | 8 | 22 | 5 | 8 | 22 | 7 | 40.64 | 27978 | 38.9648 |  |  | 1.0871
2019 | 8 | 22 | 6 | 8 | 22 | 8 | 41.51 | 30221 | 42.0886 |  |  | 1.1103
2019 | 8 | 22 | 7 | 8 | 22 | 9 | 41.51 | 31543 | 43.9297 |  |  | 1.1103
2019 | 8 | 22 | 8 | 8 | 22 | 10 | 42.73 | 32680 | 45.5132 |  |  | 1.143
2019 | 8 | 22 | 9 | 8 | 22 | 11 | 44 | 33616 | 46.8168 |  |  | 1.1769
2019 | 8 | 22 | 10 | 8 | 22 | 12 | 46.04 | 34362 | 47.8557 |  |  | 1.2315
2019 | 8 | 22 | 11 | 8 | 22 | 13 | 45.54 | 33960 | 47.2959 |  |  | 1.2181
2019 | 8 | 22 | 12 | 8 | 22 | 14 | 44.96 | 33140 | 46.1539 |  |  | 1.2026
2019 | 8 | 22 | 13 | 8 | 22 | 15 | 45 | 32814 | 45.6998 |  |  | 1.2037
2019 | 8 | 22 | 14 | 8 | 22 | 16 | 45.11 | 32472 | 45.2235 |  |  | 1.2066
2019 | 8 | 22 | 15 | 8 | 22 | 17 | 45.01 | 32036 | 44.6163 |  |  | 1.204
2019 | 8 | 22 | 16 | 8 | 22 | 18 | 45.11 | 31442 | 43.7891 |  |  | 1.2066
2019 | 8 | 22 | 17 | 8 | 22 | 19 | 45.25 | 31162 | 43.3991 |  |  | 1.2104
2019 | 8 | 22 | 18 | 8 | 22 | 20 | 47.04 | 32192 | 44.8336 |  |  | 1.2583
2019 | 8 | 22 | 19 | 8 | 22 | 21 | 45.42 | 30548 | 42.544 |  |  | 1.2149
2019 | 8 | 22 | 20 | 8 | 22 | 22 | 43.5 | 28403 | 39.5567 |  |  | 1.1636
2019 | 8 | 22 | 21 | 8 | 22 | 23 | 41.09 | 26684 | 37.1626 |  |  | 1.0991
2019 | 8 | 22 | 22 | 8 | 22 | 0 | 34.92 | 25080 | 34.9288 |  |  | 0.93406
2019 | 8 | 22 | 23 | 8 | 22 | 1 | 35.96 | 23937 | 33.3369 |  |  | 0.96188
2019 | 8 | 23 | 0 | 8 | 23 | 2 | 34 | 23328 | 32.4888 |  |  | 0.90946
2019 | 8 | 23 | 1 | 8 | 23 | 3 | 33.5 | 22961 | 31.9776 |  |  | 0.89608
2019 | 8 | 23 | 2 | 8 | 23 | 4 | 35 | 23233 | 32.3565 |  |  | 0.9362
2019 | 8 | 23 | 3 | 8 | 23 | 5 | 39.66 | 24679 | 34.3703 |  |  | 1.0609
2019 | 8 | 23 | 4 | 8 | 23 | 6 | 40.75 | 26150 | 36.4189 |  |  | 1.09
2019 | 8 | 23 | 5 | 8 | 23 | 7 | 42.24 | 27768 | 38.6723 |  |  | 1.1299
2019 | 8 | 23 | 6 | 8 | 23 | 8 | 42.01 | 30111 | 41.9354 |  |  | 1.1237
2019 | 8 | 23 | 7 | 8 | 23 | 9 | 41.51 | 31641 | 44.0662 |  |  | 1.1103
2019 | 8 | 23 | 8 | 8 | 23 | 10 | 42 | 32720 | 45.5689 |  |  | 1.1234
2019 | 8 | 23 | 9 | 8 | 23 | 11 | 42.21 | 33731 | 46.9769 |  |  | 1.1291
2019 | 8 | 23 | 10 | 8 | 23 | 12 | 43.6 | 34456 | 47.9867 |  |  | 1.1662
2019 | 8 | 23 | 11 | 8 | 23 | 13 | 44.55 | 34043 | 47.4115 |  |  | 1.1917
2019 | 8 | 23 | 12 | 8 | 23 | 14 | 43.99 | 33119 | 46.1246 |  |  | 1.1767
2019 | 8 | 23 | 13 | 8 | 23 | 15 | 43.78 | 32745 | 45.6038 |  |  | 1.1711
2019 | 8 | 23 | 14 | 8 | 23 | 16 | 43.98 | 32509 | 45.2751 |  |  | 1.1764
2019 | 8 | 23 | 15 | 8 | 23 | 17 | 44.55 | 31969 | 44.523 |  |  | 1.1917
2019 | 8 | 23 | 16 | 8 | 23 | 18 | 44.33 | 31387 | 43.7125 |  |  | 1.1858
2019 | 8 | 23 | 17 | 8 | 23 | 19 | 45.01 | 31035 | 43.2222 |  |  | 1.204
2019 | 8 | 23 | 18 | 8 | 23 | 20 | 46.18 | 31900 | 44.4269 |  |  | 1.2353
2019 | 8 | 23 | 19 | 8 | 23 | 21 | 45.21 | 30090 | 41.9062 |  |  | 1.2093
2019 | 8 | 23 | 20 | 8 | 23 | 22 | 43.75 | 28018 | 39.0205 |  |  | 1.1703
2019 | 8 | 23 | 21 | 8 | 23 | 23 | 44.01 | 26580 | 37.0178 |  |  | 1.1772
2019 | 8 | 23 | 22 | 8 | 23 | 0 | 43.5 | 25223 | 35.1279 |  |  | 1.1636
2019 | 8 | 23 | 23 | 8 | 23 | 1 | 42.49 | 23916 | 33.3077 |  |  | 1.1366
2019 | 8 | 24 | 0 | 8 | 24 | 2 | 42.5 | 23112 | 32.1879 |  |  | 1.1368
2019 | 8 | 24 | 1 | 8 | 24 | 3 | 42.9 | 22543 | 31.3955 |  |  | 1.1475
2019 | 8 | 24 | 2 | 8 | 24 | 4 | 42.9 | 22223 | 30.9498 |  |  | 1.1475
2019 | 8 | 24 | 3 | 8 | 24 | 5 | 41 | 22567 | 31.4289 |  |  | 1.0967
2019 | 8 | 24 | 4 | 8 | 24 | 6 | 40.94 | 22786 | 31.7339 |  |  | 1.0951
2019 | 8 | 24 | 5 | 8 | 24 | 7 | 42.24 | 23758 | 33.0876 |  |  | 1.1299
2019 | 8 | 24 | 6 | 8 | 24 | 8 | 42.75 | 26004 | 36.2156 |  |  | 1.1435
2019 | 8 | 24 | 7 | 8 | 24 | 9 | 40.97 | 27905 | 38.8631 |  |  | 1.0959
2019 | 8 | 24 | 8 | 8 | 24 | 10 | 40.85 | 28994 | 40.3798 |  |  | 1.0927
2019 | 8 | 24 | 9 | 8 | 24 | 11 | 41.72 | 29881 | 41.6151 |  |  | 1.116
2019 | 8 | 24 | 10 | 8 | 24 | 12 | 43.3 | 30599 | 42.615 |  |  | 1.1582
2019 | 8 | 24 | 11 | 8 | 24 | 13 | 42.4 | 30492 | 42.466 |  |  | 1.1341
2019 | 8 | 24 | 12 | 8 | 24 | 14 | 41.05 | 29839 | 41.5566 |  |  | 1.098
2019 | 8 | 24 | 13 | 8 | 24 | 15 | 39.52 | 29203 | 40.6708 |  |  | 1.0571
2019 | 8 | 24 | 14 | 8 | 24 | 16 | 39 | 28852 | 40.182 |  |  | 1.0432
2019 | 8 | 24 | 15 | 8 | 24 | 17 | 39.84 | 28604 | 39.8366 |  |  | 1.0657
2019 | 8 | 24 | 16 | 8 | 24 | 18 | 42.46 | 28448 | 39.6193 |  |  | 1.1357
2019 | 8 | 24 | 17 | 8 | 24 | 19 | 42.91 | 28572 | 39.792 |  |  | 1.1478
2019 | 8 | 24 | 18 | 8 | 24 | 20 | 44.8 | 29702 | 41.3658 |  |  | 1.1983
2019 | 8 | 24 | 19 | 8 | 24 | 21 | 43.8 | 28268 | 39.3687 |  |  | 1.1716
2019 | 8 | 24 | 20 | 8 | 24 | 22 | 43.5 | 26695 | 37.178 |  |  | 1.1636
2019 | 8 | 24 | 21 | 8 | 24 | 23 | 43.6 | 25205 | 35.1028 |  |  | 1.1662
2019 | 8 | 24 | 22 | 8 | 24 | 0 | 42.5 | 23712 | 33.0236 |  |  | 1.1368
2019 | 8 | 24 | 23 | 8 | 24 | 1 | 42.5 | 22589 | 31.4596 |  |  | 1.1368
2019 | 8 | 25 | 0 | 8 | 25 | 2 | 41.62 | 21944 | 30.5613 |  |  | 1.1133
2019 | 8 | 25 | 1 | 8 | 25 | 3 | 41.62 | 21410 | 29.8176 |  |  | 1.1133
2019 | 8 | 25 | 2 | 8 | 25 | 4 | 41.62 | 21216 | 29.5474 |  |  | 1.1133
2019 | 8 | 25 | 3 | 8 | 25 | 5 | 36.11 | 21366 | 29.7563 |  |  | 0.9659
2019 | 8 | 25 | 4 | 8 | 25 | 6 | 34.57 | 21142 | 29.4443 |  |  | 0.9247
2019 | 8 | 25 | 5 | 8 | 25 | 7 | 36.13 | 21537 | 29.9944 |  |  | 0.96643
2019 | 8 | 25 | 6 | 8 | 25 | 8 | 38.5 | 23213 | 32.3286 |  |  | 1.0298
2019 | 8 | 25 | 7 | 8 | 25 | 9 | 36.84 | 24869 | 34.6349 |  |  | 0.98542
2019 | 8 | 25 | 8 | 8 | 25 | 10 | 36.15 | 26189 | 36.4733 |  |  | 0.96697
2019 | 8 | 25 | 9 | 8 | 25 | 11 | 37.8 | 26980 | 37.5749 |  |  | 1.0111
2019 | 8 | 25 | 10 | 8 | 25 | 12 | 40.22 | 27850 | 38.7865 |  |  | 1.0758
2019 | 8 | 25 | 11 | 8 | 25 | 13 | 40.42 | 28239 | 39.3283 |  |  | 1.0812
2019 | 8 | 25 | 12 | 8 | 25 | 14 | 36.13 | 27625 | 38.4732 |  |  | 0.96643
2019 | 8 | 25 | 13 | 8 | 25 | 15 | 35.5 | 27098 | 37.7392 |  |  | 0.94958
2019 | 8 | 25 | 14 | 8 | 25 | 16 | 35 | 26727 | 37.2225 |  |  | 0.9362
2019 | 8 | 25 | 15 | 8 | 25 | 17 | 35 | 26418 | 36.7922 |  |  | 0.9362
2019 | 8 | 25 | 16 | 8 | 25 | 18 | 36.12 | 26298 | 36.6251 |  |  | 0.96616
2019 | 8 | 25 | 17 | 8 | 25 | 19 | 40.18 | 26846 | 37.3883 |  |  | 1.0748
2019 | 8 | 25 | 18 | 8 | 25 | 20 | 45.21 | 28690 | 39.9564 |  |  | 1.2093
2019 | 8 | 25 | 19 | 8 | 25 | 21 | 45.6 | 28187 | 39.2559 |  |  | 1.2197
2019 | 8 | 25 | 20 | 8 | 25 | 22 | 43.8 | 26597 | 37.0415 |  |  | 1.1716
2019 | 8 | 25 | 21 | 8 | 25 | 23 | 45.75 | 24978 | 34.7867 |  |  | 1.2238
2019 | 8 | 25 | 22 | 8 | 25 | 0 | 39 | 23726 | 33.043 |  |  | 1.0432
2019 | 8 | 25 | 23 | 8 | 25 | 1 | 34.8 | 22843 | 31.8133 |  |  | 0.93085
2019 | 8 | 26 | 0 | 8 | 26 | 2 | 34.7 | 22468 | 31.291 |  |  | 0.92818
2019 | 8 | 26 | 1 | 8 | 26 | 3 | 34.7 | 22229 | 30.9582 |  |  | 0.92818
2019 | 8 | 26 | 2 | 8 | 26 | 4 | 35.2 | 22745 | 31.6768 |  |  | 0.94155
2019 | 8 | 26 | 3 | 8 | 26 | 5 | 40.73 | 24798 | 34.536 |  |  | 1.0895
2019 | 8 | 26 | 4 | 8 | 26 | 6 | 40.73 | 27171 | 37.8409 |  |  | 1.0895
2019 | 8 | 26 | 5 | 8 | 26 | 7 | 45.32 | 29288 | 40.7892 |  |  | 1.2123
2019 | 8 | 26 | 6 | 8 | 26 | 8 | 46.38 | 31387 | 43.7125 |  |  | 1.2406
2019 | 8 | 26 | 7 | 8 | 26 | 9 | 45.7 | 32898 | 45.8168 |  |  | 1.2224
2019 | 8 | 26 | 8 | 8 | 26 | 10 | 43.74 | 33890 | 47.1984 |  |  | 1.17
2019 | 8 | 26 | 9 | 8 | 26 | 11 | 42.25 | 34667 | 48.2805 |  |  | 1.1301
2019 | 8 | 26 | 10 | 8 | 26 | 12 | 43.45 | 35051 | 48.8153 |  |  | 1.1622
2019 | 8 | 26 | 11 | 8 | 26 | 13 | 42.42 | 34492 | 48.0368 |  |  | 1.1347
2019 | 8 | 26 | 12 | 8 | 26 | 14 | 43.46 | 33554 | 46.7304 |  |  | 1.1625
2019 | 8 | 26 | 13 | 8 | 26 | 15 | 43.46 | 33188 | 46.2207 |  |  | 1.1625
2019 | 8 | 26 | 14 | 8 | 26 | 16 | 46.27 | 33052 | 46.0313 |  |  | 1.2377
2019 | 8 | 26 | 15 | 8 | 26 | 17 | 47.87 | 32283 | 44.9603 |  |  | 1.2805
2019 | 8 | 26 | 16 | 8 | 26 | 18 | 48.6 | 31646 | 44.0732 |  |  | 1.3
2019 | 8 | 26 | 17 | 8 | 26 | 19 | 47.87 | 31752 | 44.2208 |  |  | 1.2805
2019 | 8 | 26 | 18 | 8 | 26 | 20 | 49.06 | 32775 | 45.6455 |  |  | 1.3123
2019 | 8 | 26 | 19 | 8 | 26 | 21 | 47.87 | 30681 | 42.7292 |  |  | 1.2805
2019 | 8 | 26 | 20 | 8 | 26 | 22 | 46.9 | 28354 | 39.4884 |  |  | 1.2545
2019 | 8 | 26 | 21 | 8 | 26 | 23 | 50.69 | 26579 | 37.0164 |  |  | 1.3559
2019 | 8 | 26 | 22 | 8 | 26 | 0 | 50.2 | 25061 | 34.9023 |  |  | 1.3428
2019 | 8 | 26 | 23 | 8 | 26 | 1 | 49.2 | 24095 | 33.557 |  |  | 1.316
2019 | 8 | 27 | 0 | 8 | 27 | 2 | 49.2 | 23541 | 32.7854 |  |  | 1.316
2019 | 8 | 27 | 1 | 8 | 27 | 3 | 49.1 | 23217 | 32.3342 |  |  | 1.3134
2019 | 8 | 27 | 2 | 8 | 27 | 4 | 49.19 | 23467 | 32.6823 |  |  | 1.3158
2019 | 8 | 27 | 3 | 8 | 27 | 5 | 49.2 | 25254 | 35.1711 |  |  | 1.316
2019 | 8 | 27 | 4 | 8 | 27 | 6 | 50.4 | 27283 | 37.9969 |  |  | 1.3481
2019 | 8 | 27 | 5 | 8 | 27 | 7 | 53.69 | 29255 | 40.7433 |  |  | 1.4361
2019 | 8 | 27 | 6 | 8 | 27 | 8 | 53.53 | 31358 | 43.6721 |  |  | 1.4319
2019 | 8 | 27 | 7 | 8 | 27 | 9 | 50.95 | 32589 | 45.3865 |  |  | 1.3628
2019 | 8 | 27 | 8 | 8 | 27 | 10 | 49.87 | 33547 | 46.7207 |  |  | 1.334
2019 | 8 | 27 | 9 | 8 | 27 | 11 | 49.9 | 34320 | 47.7972 |  |  | 1.3348
2019 | 8 | 27 | 10 | 8 | 27 | 12 | 50.2 | 34415 | 47.9296 |  |  | 1.3428
2019 | 8 | 27 | 11 | 8 | 27 | 13 | 49.36 | 33526 | 46.6914 |  |  | 1.3203
2019 | 8 | 27 | 12 | 8 | 27 | 14 | 48.59 | 32615 | 45.4227 |  |  | 1.2997
2019 | 8 | 27 | 13 | 8 | 27 | 15 | 48.1 | 32208 | 44.8559 |  |  | 1.2866
2019 | 8 | 27 | 14 | 8 | 27 | 16 | 51.22 | 31817 | 44.3113 |  |  | 1.3701
2019 | 8 | 27 | 15 | 8 | 27 | 17 | 51.5 | 31404 | 43.7362 |  |  | 1.3776
2019 | 8 | 27 | 16 | 8 | 27 | 18 | 51.2 | 30992 | 43.1624 |  |  | 1.3695
2019 | 8 | 27 | 17 | 8 | 27 | 19 | 52.6 | 31131 | 43.3559 |  |  | 1.407
2019 | 8 | 27 | 18 | 8 | 27 | 20 | 51.2 | 32180 | 44.8169 |  |  | 1.3695
2019 | 8 | 27 | 19 | 8 | 27 | 21 | 49.19 | 30207 | 42.0691 |  |  | 1.3158
2019 | 8 | 27 | 20 | 8 | 27 | 22 | 49.19 | 28000 | 38.9954 |  |  | 1.3158
2019 | 8 | 27 | 21 | 8 | 27 | 23 | 51.59 | 26172 | 36.4496 |  |  | 1.38
2019 | 8 | 27 | 22 | 8 | 27 | 0 | 50.38 | 24719 | 34.426 |  |  | 1.3476
2019 | 8 | 27 | 23 | 8 | 27 | 1 | 49.99 | 23651 | 32.9386 |  |  | 1.3372
2019 | 8 | 28 | 0 | 8 | 28 | 2 | 49.99 | 23216 | 32.3328 |  |  | 1.3372
2019 | 8 | 28 | 1 | 8 | 28 | 3 | 49.89 | 23035 | 32.0807 |  |  | 1.3345
2019 | 8 | 28 | 2 | 8 | 28 | 4 | 49.97 | 23373 | 32.5514 |  |  | 1.3366
2019 | 8 | 28 | 3 | 8 | 28 | 5 | 49.99 | 25203 | 35.1001 |  |  | 1.3372
2019 | 8 | 28 | 4 | 8 | 28 | 6 | 50.39 | 27288 | 38.0038 |  |  | 1.3479
2019 | 8 | 28 | 5 | 8 | 28 | 7 | 50.59 | 29222 | 40.6973 |  |  | 1.3532
2019 | 8 | 28 | 6 | 8 | 28 | 8 | 52.99 | 31349 | 43.6596 |  |  | 1.4174
2019 | 8 | 28 | 7 | 8 | 28 | 9 | 52.79 | 32691 | 45.5285 |  |  | 1.4121
2019 | 8 | 28 | 8 | 8 | 28 | 10 | 51.7 | 33802 | 47.0758 |  |  | 1.3829
2019 | 8 | 28 | 9 | 8 | 28 | 11 | 51.09 | 34647 | 48.2527 |  |  | 1.3666
2019 | 8 | 28 | 10 | 8 | 28 | 12 | 51.49 | 35111 | 48.8989 |  |  | 1.3773
2019 | 8 | 28 | 11 | 8 | 28 | 13 | 50.59 | 34732 | 48.371 |  |  | 1.3532
2019 | 8 | 28 | 12 | 8 | 28 | 14 | 49.99 | 33853 | 47.1469 |  |  | 1.3372
2019 | 8 | 28 | 13 | 8 | 28 | 15 | 49.95 | 33593 | 46.7848 |  |  | 1.3361
2019 | 8 | 28 | 14 | 8 | 28 | 16 | 52.9 | 33140 | 46.1539 |  |  | 1.415
2019 | 8 | 28 | 15 | 8 | 28 | 17 | 52.9 | 32707 | 45.5508 |  |  | 1.415
2019 | 8 | 28 | 16 | 8 | 28 | 18 | 52.79 | 32021 | 44.5954 |  |  | 1.4121
2019 | 8 | 28 | 17 | 8 | 28 | 19 | 53.06 | 31981 | 44.5397 |  |  | 1.4193
2019 | 8 | 28 | 18 | 8 | 28 | 20 | 53.84 | 33043 | 46.0188 |  |  | 1.4401
2019 | 8 | 28 | 19 | 8 | 28 | 21 | 50.79 | 30908 | 43.0454 |  |  | 1.3586
2019 | 8 | 28 | 20 | 8 | 28 | 22 | 49 | 28684 | 39.948 |  |  | 1.3107
2019 | 8 | 28 | 21 | 8 | 28 | 23 | 50.99 | 27004 | 37.6083 |  |  | 1.3639
2019 | 8 | 28 | 22 | 8 | 28 | 0 | 50.29 | 25460 | 35.458 |  |  | 1.3452
2019 | 8 | 28 | 23 | 8 | 28 | 1 | 48.32 | 24358 | 33.9232 |  |  | 1.2925
2019 | 8 | 29 | 0 | 8 | 29 | 2 | 47.5 | 23824 | 33.1795 |  |  | 1.2706
2019 | 8 | 29 | 1 | 8 | 29 | 3 | 47.29 | 23602 | 32.8704 |  |  | 1.2649
2019 | 8 | 29 | 2 | 8 | 29 | 4 | 48.01 | 23834 | 33.1935 |  |  | 1.2842
2019 | 8 | 29 | 3 | 8 | 29 | 5 | 47.5 | 25658 | 35.7337 |  |  | 1.2706
2019 | 8 | 29 | 4 | 8 | 29 | 6 | 48.5 | 27772 | 38.6779 |  |  | 1.2973
2019 | 8 | 29 | 5 | 8 | 29 | 7 | 51.99 | 29675 | 41.3282 |  |  | 1.3907
2019 | 8 | 29 | 6 | 8 | 29 | 8 | 53.59 | 31886 | 44.4074 |  |  | 1.4335
2019 | 8 | 29 | 7 | 8 | 29 | 9 | 51.9 | 33250 | 46.3071 |  |  | 1.3883
2019 | 8 | 29 | 8 | 8 | 29 | 10 | 50.39 | 34459 | 47.9908 |  |  | 1.3479
2019 | 8 | 29 | 9 | 8 | 29 | 11 | 50.49 | 35522 | 49.4713 |  |  | 1.3505
2019 | 8 | 29 | 10 | 8 | 29 | 12 | 50.49 | 36068 | 50 |  |  | 1.3505
2019 | 8 | 29 | 11 | 8 | 29 | 13 | 50.69 | 35513 | 49.4587 |  |  | 1.3559
2019 | 8 | 29 | 12 | 8 | 29 | 14 | 50.38 | 34565 | 48.1385 |  |  | 1.3476
2019 | 8 | 29 | 13 | 8 | 29 | 15 | 50 | 34134 | 47.5382 |  |  | 1.3374
2019 | 8 | 29 | 14 | 8 | 29 | 16 | 50.29 | 33903 | 47.2165 |  |  | 1.3452
2019 | 8 | 29 | 15 | 8 | 29 | 17 | 50.49 | 33346 | 46.4408 |  |  | 1.3505
2019 | 8 | 29 | 16 | 8 | 29 | 18 | 50.74 | 32852 | 45.7528 |  |  | 1.3572
2019 | 8 | 29 | 17 | 8 | 29 | 19 | 50.79 | 32710 | 45.555 |  |  | 1.3586
2019 | 8 | 29 | 18 | 8 | 29 | 20 | 50.96 | 33564 | 46.7444 |  |  | 1.3631
2019 | 8 | 29 | 19 | 8 | 29 | 21 | 49.94 | 31546 | 43.9339 |  |  | 1.3358
2019 | 8 | 29 | 20 | 8 | 29 | 22 | 50.04 | 29527 | 41.1221 |  |  | 1.3385
2019 | 8 | 29 | 21 | 8 | 29 | 23 | 50.29 | 27637 | 38.4899 |  |  | 1.3452
2019 | 8 | 29 | 22 | 8 | 29 | 0 | 50.1 | 26031 | 36.2532 |  |  | 1.3401
2019 | 8 | 29 | 23 | 8 | 29 | 1 | 47.73 | 24827 | 34.5764 |  |  | 1.2767
2019 | 8 | 30 | 0 | 8 | 30 | 2 | 47.31 | 24278 | 33.8118 |  |  | 1.2655
2019 | 8 | 30 | 1 | 8 | 30 | 3 | 47 | 23938 | 33.3383 |  |  | 1.2572
2019 | 8 | 30 | 2 | 8 | 30 | 4 | 47.15 | 24134 | 33.6113 |  |  | 1.2612
2019 | 8 | 30 | 3 | 8 | 30 | 5 | 48.89 | 25900 | 36.0708 |  |  | 1.3077
2019 | 8 | 30 | 4 | 8 | 30 | 6 | 49.94 | 27977 | 38.9634 |  |  | 1.3358
2019 | 8 | 30 | 5 | 8 | 30 | 7 | 50.4 | 29652 | 41.2962 |  |  | 1.3481
2019 | 8 | 30 | 6 | 8 | 30 | 8 | 50 | 32032 | 44.6108 |  |  | 1.3374
2019 | 8 | 30 | 7 | 8 | 30 | 9 | 49.35 | 33570 | 46.7527 |  |  | 1.32
2019 | 8 | 30 | 8 | 8 | 30 | 10 | 49.51 | 34884 | 48.5827 |  |  | 1.3243
2019 | 8 | 30 | 9 | 8 | 30 | 11 | 49.94 | 36009 | 50 |  |  | 1.3358
2019 | 8 | 30 | 10 | 8 | 30 | 12 | 50.05 | 36648 | 50 |  |  | 1.3388
2019 | 8 | 30 | 11 | 8 | 30 | 13 | 49.94 | 36163 | 50 |  |  | 1.3358
2019 | 8 | 30 | 12 | 8 | 30 | 14 | 48 | 35219 | 49.0493 |  |  | 1.2839
2019 | 8 | 30 | 13 | 8 | 30 | 15 | 48.3 | 34907 | 48.6148 |  |  | 1.292
2019 | 8 | 30 | 14 | 8 | 30 | 16 | 49.92 | 34549 | 48.1162 |  |  | 1.3353
2019 | 8 | 30 | 15 | 8 | 30 | 17 | 50.49 | 33769 | 47.0299 |  |  | 1.3505
2019 | 8 | 30 | 16 | 8 | 30 | 18 | 52.34 | 32866 | 45.7723 |  |  | 1.4
2019 | 8 | 30 | 17 | 8 | 30 | 19 | 52.49 | 32639 | 45.4561 |  |  | 1.404
2019 | 8 | 30 | 18 | 8 | 30 | 20 | 51.51 | 33190 | 46.2235 |  |  | 1.3778
2019 | 8 | 30 | 19 | 8 | 30 | 21 | 48.65 | 31040 | 43.2292 |  |  | 1.3013
2019 | 8 | 30 | 20 | 8 | 30 | 22 | 46.02 | 28990 | 40.3742 |  |  | 1.231
2019 | 8 | 30 | 21 | 8 | 30 | 23 | 48.29 | 27349 | 38.0888 |  |  | 1.2917
2019 | 8 | 30 | 22 | 8 | 30 | 0 | 48.29 | 25732 | 35.8368 |  |  | 1.2917
2019 | 8 | 30 | 23 | 8 | 30 | 1 | 47.07 | 24579 | 34.231 |  |  | 1.2591
2019 | 8 | 31 | 0 | 8 | 31 | 2 | 47.02 | 23909 | 33.2979 |  |  | 1.2577
2019 | 8 | 31 | 1 | 8 | 31 | 3 | 46.09 | 23380 | 32.5612 |  |  | 1.2328
2019 | 8 | 31 | 2 | 8 | 31 | 4 | 46 | 22933 | 31.9386 |  |  | 1.2304
2019 | 8 | 31 | 3 | 8 | 31 | 5 | 41.28 | 23054 | 32.1072 |  |  | 1.1042
2019 | 8 | 31 | 4 | 8 | 31 | 6 | 39.52 | 23623 | 32.8996 |  |  | 1.0571
2019 | 8 | 31 | 5 | 8 | 31 | 7 | 39.51 | 24482 | 34.0959 |  |  | 1.0568
2019 | 8 | 31 | 6 | 8 | 31 | 8 | 41.07 | 26804 | 37.3298 |  |  | 1.0986
2019 | 8 | 31 | 7 | 8 | 31 | 9 | 40.13 | 28705 | 39.9773 |  |  | 1.0734
2019 | 8 | 31 | 8 | 8 | 31 | 10 | 41.28 | 29986 | 41.7613 |  |  | 1.1042
2019 | 8 | 31 | 9 | 8 | 31 | 11 | 42.27 | 30823 | 42.927 |  |  | 1.1307
2019 | 8 | 31 | 10 | 8 | 31 | 12 | 43.07 | 31452 | 43.803 |  |  | 1.1521
2019 | 8 | 31 | 11 | 8 | 31 | 13 | 43.93 | 31349 | 43.6596 |  |  | 1.1751
2019 | 8 | 31 | 12 | 8 | 31 | 14 | 43.01 | 30701 | 42.7571 |  |  | 1.1505
2019 | 8 | 31 | 13 | 8 | 31 | 15 | 42.01 | 29962 | 41.7279 |  |  | 1.1237
2019 | 8 | 31 | 14 | 8 | 31 | 16 | 41.08 | 29550 | 41.1541 |  |  | 1.0988
2019 | 8 | 31 | 15 | 8 | 31 | 17 | 44.49 | 29217 | 40.6903 |  |  | 1.19
2019 | 8 | 31 | 16 | 8 | 31 | 18 | 44.8 | 28964 | 40.338 |  |  | 1.1983
2019 | 8 | 31 | 17 | 8 | 31 | 19 | 45.66 | 29306 | 40.8143 |  |  | 1.2213
2019 | 8 | 31 | 18 | 8 | 31 | 20 | 46.66 | 30649 | 42.6847 |  |  | 1.2481
2019 | 8 | 31 | 19 | 8 | 31 | 21 | 44.8 | 28839 | 40.1639 |  |  | 1.1983
2019 | 8 | 31 | 20 | 8 | 31 | 22 | 44.8 | 27042 | 37.6612 |  |  | 1.1983
2019 | 8 | 31 | 21 | 8 | 31 | 23 | 46.53 | 25587 | 35.6349 |  |  | 1.2446
2019 | 8 | 31 | 22 | 8 | 31 | 0 | 42.01 | 23941 | 33.3425 |  |  | 1.1237
2019 | 8 | 31 | 23 | 8 | 31 | 1 | 40 | 22787 | 31.7353 |  |  | 1.0699
2019 | 9 | 1 | 0 | 9 | 1 | 2 | 41.42 | 22084 | 30.7562 |  |  | 1.1079
2019 | 9 | 1 | 1 | 9 | 1 | 3 | 41.08 | 21606 | 30.0905 |  |  | 1.0988
2019 | 9 | 1 | 2 | 9 | 1 | 4 | 41.81 | 21382 | 29.7786 |  |  | 1.1184
2019 | 9 | 1 | 3 | 9 | 1 | 5 | 38.39 | 21581 | 30.0557 |  |  | 1.0269
2019 | 9 | 1 | 4 | 9 | 1 | 6 | 36.52 | 21536 | 29.9931 |  |  | 0.97686
2019 | 9 | 1 | 5 | 9 | 1 | 7 | 36.5 | 21808 | 30.3719 |  |  | 0.97633
2019 | 9 | 1 | 6 | 9 | 1 | 8 | 37.9 | 23495 | 32.7213 |  |  | 1.0138
2019 | 9 | 1 | 7 | 9 | 1 | 9 | 36.13 | 25133 | 35.0026 |  |  | 0.96643
2019 | 9 | 1 | 8 | 9 | 1 | 10 | 38 | 26446 | 36.8312 |  |  | 1.0165
2019 | 9 | 1 | 9 | 9 | 1 | 11 | 38 | 27403 | 38.164 |  |  | 1.0165
2019 | 9 | 1 | 10 | 9 | 1 | 12 | 42.59 | 28480 | 39.6639 |  |  | 1.1392
2019 | 9 | 1 | 11 | 9 | 1 | 13 | 41.82 | 28964 | 40.338 |  |  | 1.1186
2019 | 9 | 1 | 12 | 9 | 1 | 14 | 38 | 28280 | 39.3854 |  |  | 1.0165
2019 | 9 | 1 | 13 | 9 | 1 | 15 | 36 | 27664 | 38.5275 |  |  | 0.96295
2019 | 9 | 1 | 14 | 9 | 1 | 16 | 34 | 27375 | 38.125 |  |  | 0.90946
2019 | 9 | 1 | 15 | 9 | 1 | 17 | 34.07 | 27310 | 38.0345 |  |  | 0.91133
2019 | 9 | 1 | 16 | 9 | 1 | 18 | 36.52 | 27199 | 37.8799 |  |  | 0.97686
2019 | 9 | 1 | 17 | 9 | 1 | 19 | 39.67 | 28146 | 39.1988 |  |  | 1.0611
2019 | 9 | 1 | 18 | 9 | 1 | 20 | 47.19 | 29929 | 41.6819 |  |  | 1.2623
2019 | 9 | 1 | 19 | 9 | 1 | 21 | 42 | 29070 | 40.4856 |  |  | 1.1234
2019 | 9 | 1 | 20 | 9 | 1 | 22 | 37.5 | 27332 | 38.0651 |  |  | 1.0031
2019 | 9 | 1 | 21 | 9 | 1 | 23 | 33 | 25576 | 35.6195 |  |  | 0.88271
2019 | 9 | 1 | 22 | 9 | 1 | 0 | 30.5 | 24056 | 33.5026 |  |  | 0.81584
2019 | 9 | 1 | 23 | 9 | 1 | 1 | 25.96 | 23092 | 32.1601 |  |  | 0.6944
2019 | 9 | 2 | 0 | 9 | 2 | 2 | 25 | 22526 | 31.3718 |  |  | 0.66872
2019 | 9 | 2 | 1 | 9 | 2 | 3 | 25.63 | 22374 | 31.1601 |  |  | 0.68557
2019 | 9 | 2 | 2 | 9 | 2 | 4 | 27.06 | 22992 | 32.0208 |  |  | 0.72382
2019 | 9 | 2 | 3 | 9 | 2 | 5 | 34.58 | 25240 | 35.1516 |  |  | 0.92497
2019 | 9 | 2 | 4 | 9 | 2 | 6 | 46.09 | 27901 | 38.8575 |  |  | 1.2328
2019 | 9 | 2 | 5 | 9 | 2 | 7 | 49.55 | 29761 | 41.448 |  |  | 1.3254
2019 | 9 | 2 | 6 | 9 | 2 | 8 | 48.29 | 31691 | 44.1359 |  |  | 1.2917
2019 | 9 | 2 | 7 | 9 | 2 | 9 | 44.07 | 32838 | 45.7333 |  |  | 1.1788
2019 | 9 | 2 | 8 | 9 | 2 | 10 | 41.81 | 33467 | 46.6093 |  |  | 1.1184
2019 | 9 | 2 | 9 | 9 | 2 | 11 | 39.1 | 34545 | 48.1106 |  |  | 1.0459
2019 | 9 | 2 | 10 | 9 | 2 | 12 | 41.16 | 35221 | 49.0521 |  |  | 1.101
2019 | 9 | 2 | 11 | 9 | 2 | 13 | 40 | 34993 | 48.7345 |  |  | 1.0699
2019 | 9 | 2 | 12 | 9 | 2 | 14 | 40.2 | 34620 | 48.2151 |  |  | 1.0753
2019 | 9 | 2 | 13 | 9 | 2 | 15 | 38.2 | 34611 | 48.2025 |  |  | 1.0218
2019 | 9 | 2 | 14 | 9 | 2 | 16 | 40.84 | 34240 | 47.6858 |  |  | 1.0924
2019 | 9 | 2 | 15 | 9 | 2 | 17 | 45.41 | 33490 | 46.6413 |  |  | 1.2147
2019 | 9 | 2 | 16 | 9 | 2 | 18 | 49.55 | 32786 | 45.6609 |  |  | 1.3254
2019 | 9 | 2 | 17 | 9 | 2 | 19 | 49.78 | 32847 | 45.7458 |  |  | 1.3316
2019 | 9 | 2 | 18 | 9 | 2 | 20 | 46.92 | 33953 | 47.2861 |  |  | 1.255
2019 | 9 | 2 | 19 | 9 | 2 | 21 | 40.76 | 31453 | 43.8044 |  |  | 1.0903
2019 | 9 | 2 | 20 | 9 | 2 | 22 | 35.27 | 29140 | 40.5831 |  |  | 0.94343
2019 | 9 | 2 | 21 | 9 | 2 | 23 | 33.75 | 27629 | 38.4787 |  |  | 0.90277
2019 | 9 | 2 | 22 | 9 | 2 | 0 | 32.95 | 26213 | 36.5067 |  |  | 0.88137
2019 | 9 | 2 | 23 | 9 | 2 | 1 | 32.9 | 25198 | 35.0931 |  |  | 0.88003
2019 | 9 | 3 | 0 | 9 | 3 | 2 | 32.95 | 24687 | 34.3814 |  |  | 0.88137
2019 | 9 | 3 | 1 | 9 | 3 | 3 | 33 | 24412 | 33.9984 |  |  | 0.88271
2019 | 9 | 3 | 2 | 9 | 3 | 4 | 33.75 | 24610 | 34.2742 |  |  | 0.90277
2019 | 9 | 3 | 3 | 9 | 3 | 5 | 40.46 | 26469 | 36.8632 |  |  | 1.0823
2019 | 9 | 3 | 4 | 9 | 3 | 6 | 45.9 | 28760 | 40.0539 |  |  | 1.2278
2019 | 9 | 3 | 5 | 9 | 3 | 7 | 42.42 | 30297 | 42.1944 |  |  | 1.1347
2019 | 9 | 3 | 6 | 9 | 3 | 8 | 46.08 | 32334 | 45.0314 |  |  | 1.2326
2019 | 9 | 3 | 7 | 9 | 3 | 9 | 46.89 | 33661 | 46.8795 |  |  | 1.2542
2019 | 9 | 3 | 8 | 9 | 3 | 10 | 46.9 | 34878 | 48.5744 |  |  | 1.2545
2019 | 9 | 3 | 9 | 9 | 3 | 11 | 48.07 | 36066 | 50 |  |  | 1.2858
2019 | 9 | 3 | 10 | 9 | 3 | 12 | 49 | 36820 | 50 |  |  | 1.3107
2019 | 9 | 3 | 11 | 9 | 3 | 13 | 46.9 | 36413 | 50 |  |  | 1.2545
2019 | 9 | 3 | 12 | 9 | 3 | 14 | 46.5 | 36012 | 50 |  |  | 1.2438
2019 | 9 | 3 | 13 | 9 | 3 | 15 | 46.09 | 35913 | 50 |  |  | 1.2328
2019 | 9 | 3 | 14 | 9 | 3 | 16 | 46.9 | 35666 | 49.6718 |  |  | 1.2545
2019 | 9 | 3 | 15 | 9 | 3 | 17 | 47.79 | 34759 | 48.4086 |  |  | 1.2783
2019 | 9 | 3 | 16 | 9 | 3 | 18 | 50.83 | 33719 | 46.9602 |  |  | 1.3596
2019 | 9 | 3 | 17 | 9 | 3 | 19 | 51.22 | 33661 | 46.8795 |  |  | 1.3701
2019 | 9 | 3 | 18 | 9 | 3 | 20 | 49.64 | 34479 | 48.0187 |  |  | 1.3278
2019 | 9 | 3 | 19 | 9 | 3 | 21 | 47 | 31926 | 44.4631 |  |  | 1.2572
2019 | 9 | 3 | 20 | 9 | 3 | 22 | 45.9 | 29533 | 41.1304 |  |  | 1.2278
2019 | 9 | 3 | 21 | 9 | 3 | 23 | 46.19 | 28136 | 39.1848 |  |  | 1.2355
2019 | 9 | 3 | 22 | 9 | 3 | 0 | 44.9 | 26743 | 37.2448 |  |  | 1.201
2019 | 9 | 3 | 23 | 9 | 3 | 1 | 42.01 | 25673 | 35.7546 |  |  | 1.1237
2019 | 9 | 4 | 0 | 9 | 4 | 2 | 43.65 | 25101 | 34.958 |  |  | 1.1676
2019 | 9 | 4 | 1 | 9 | 4 | 3 | 42.64 | 24797 | 34.5346 |  |  | 1.1406
2019 | 9 | 4 | 2 | 9 | 4 | 4 | 43.07 | 25055 | 34.8939 |  |  | 1.1521
2019 | 9 | 4 | 3 | 9 | 4 | 5 | 41.98 | 26940 | 37.5192 |  |  | 1.1229
2019 | 9 | 4 | 4 | 9 | 4 | 6 | 45.78 | 29206 | 40.675 |  |  | 1.2246
2019 | 9 | 4 | 5 | 9 | 4 | 7 | 46 | 30743 | 42.8156 |  |  | 1.2304
2019 | 9 | 4 | 6 | 9 | 4 | 8 | 46.73 | 32698 | 45.5383 |  |  | 1.25
2019 | 9 | 4 | 7 | 9 | 4 | 9 | 46.29 | 33842 | 47.1315 |  |  | 1.2382
2019 | 9 | 4 | 8 | 9 | 4 | 10 | 46.09 | 35084 | 48.8613 |  |  | 1.2328
2019 | 9 | 4 | 9 | 9 | 4 | 11 | 46.29 | 36271 | 50 |  |  | 1.2382
2019 | 9 | 4 | 10 | 9 | 4 | 12 | 46.69 | 36918 | 50 |  |  | 1.2489
2019 | 9 | 4 | 11 | 9 | 4 | 13 | 45.17 | 36484 | 50 |  |  | 1.2082
2019 | 9 | 4 | 12 | 9 | 4 | 14 | 42.66 | 36017 | 50 |  |  | 1.1411
2019 | 9 | 4 | 13 | 9 | 4 | 15 | 42.01 | 35867 | 49.9517 |  |  | 1.1237
2019 | 9 | 4 | 14 | 9 | 4 | 16 | 41.07 | 35575 | 49.5451 |  |  | 1.0986
2019 | 9 | 4 | 15 | 9 | 4 | 17 | 38.89 | 34727 | 48.3641 |  |  | 1.0403
2019 | 9 | 4 | 16 | 9 | 4 | 18 | 39.9 | 33796 | 47.0675 |  |  | 1.0673
2019 | 9 | 4 | 17 | 9 | 4 | 19 | 40.67 | 33906 | 47.2207 |  |  | 1.0879
2019 | 9 | 4 | 18 | 9 | 4 | 20 | 41.98 | 34605 | 48.1942 |  |  | 1.1229
2019 | 9 | 4 | 19 | 9 | 4 | 21 | 41.89 | 32073 | 44.6679 |  |  | 1.1205
2019 | 9 | 4 | 20 | 9 | 4 | 22 | 38.88 | 29660 | 41.3073 |  |  | 1.04
2019 | 9 | 4 | 21 | 9 | 4 | 23 | 38.77 | 28293 | 39.4035 |  |  | 1.037
2019 | 9 | 4 | 22 | 9 | 4 | 0 | 32.58 | 26735 | 37.2337 |  |  | 0.87147
2019 | 9 | 4 | 23 | 9 | 4 | 1 | 31.55 | 25608 | 35.6641 |  |  | 0.84392
2019 | 9 | 5 | 0 | 9 | 5 | 2 | 31.01 | 25093 | 34.9469 |  |  | 0.82948
2019 | 9 | 5 | 1 | 9 | 5 | 3 | 30 | 24822 | 34.5694 |  |  | 0.80246
2019 | 9 | 5 | 2 | 9 | 5 | 4 | 30 | 25034 | 34.8647 |  |  | 0.80246
2019 | 9 | 5 | 3 | 9 | 5 | 5 | 33.68 | 26830 | 37.366 |  |  | 0.9009
2019 | 9 | 5 | 4 | 9 | 5 | 6 | 39.62 | 29048 | 40.455 |  |  | 1.0598
2019 | 9 | 5 | 5 | 9 | 5 | 7 | 40.77 | 30409 | 42.3504 |  |  | 1.0905
2019 | 9 | 5 | 6 | 9 | 5 | 8 | 40.46 | 32138 | 44.7584 |  |  | 1.0823
2019 | 9 | 5 | 7 | 9 | 5 | 9 | 38.15 | 32938 | 45.8725 |  |  | 1.0205
2019 | 9 | 5 | 8 | 9 | 5 | 10 | 37.5 | 33733 | 46.9797 |  |  | 1.0031
2019 | 9 | 5 | 9 | 9 | 5 | 11 | 39 | 34561 | 48.1329 |  |  | 1.0432
2019 | 9 | 5 | 10 | 9 | 5 | 12 | 41.21 | 35217 | 49.0465 |  |  | 1.1023
2019 | 9 | 5 | 11 | 9 | 5 | 13 | 39.07 | 34571 | 48.1468 |  |  | 1.0451
2019 | 9 | 5 | 12 | 9 | 5 | 14 | 39.51 | 34134 | 47.5382 |  |  | 1.0568
2019 | 9 | 5 | 13 | 9 | 5 | 15 | 39.54 | 33904 | 47.2179 |  |  | 1.0576
2019 | 9 | 5 | 14 | 9 | 5 | 16 | 40.46 | 33613 | 46.8126 |  |  | 1.0823
2019 | 9 | 5 | 15 | 9 | 5 | 17 | 38.23 | 33025 | 45.9937 |  |  | 1.0226
2019 | 9 | 5 | 16 | 9 | 5 | 18 | 40.14 | 32331 | 45.0272 |  |  | 1.0737
2019 | 9 | 5 | 17 | 9 | 5 | 19 | 41.01 | 32701 | 45.5425 |  |  | 1.097
2019 | 9 | 5 | 18 | 9 | 5 | 20 | 43.65 | 33516 | 46.6775 |  |  | 1.1676
2019 | 9 | 5 | 19 | 9 | 5 | 21 | 38 | 30896 | 43.0287 |  |  | 1.0165
2019 | 9 | 5 | 20 | 9 | 5 | 22 | 33 | 28344 | 39.4745 |  |  | 0.88271
2019 | 9 | 5 | 21 | 9 | 5 | 23 | 31.75 | 27142 | 37.8005 |  |  | 0.84927
2019 | 9 | 5 | 22 | 9 | 5 | 0 | 28.5 | 25739 | 35.8465 |  |  | 0.76234
2019 | 9 | 5 | 23 | 9 | 5 | 1 | 27.9 | 24785 | 34.5179 |  |  | 0.74629
2019 | 9 | 6 | 0 | 9 | 6 | 2 | 27 | 24394 | 33.9734 |  |  | 0.72221
2019 | 9 | 6 | 1 | 9 | 6 | 3 | 26.21 | 24189 | 33.6879 |  |  | 0.70108
2019 | 9 | 6 | 2 | 9 | 6 | 4 | 27.1 | 24378 | 33.9511 |  |  | 0.72489
2019 | 9 | 6 | 3 | 9 | 6 | 5 | 30.5 | 26116 | 36.3716 |  |  | 0.81584
2019 | 9 | 6 | 4 | 9 | 6 | 6 | 38.23 | 28271 | 39.3728 |  |  | 1.0226
2019 | 9 | 6 | 5 | 9 | 6 | 7 | 39.07 | 29500 | 41.0845 |  |  | 1.0451
2019 | 9 | 6 | 6 | 9 | 6 | 8 | 39.02 | 31212 | 43.4688 |  |  | 1.0437
2019 | 9 | 6 | 7 | 9 | 6 | 9 | 37.88 | 32024 | 44.5996 |  |  | 1.0132
2019 | 9 | 6 | 8 | 9 | 6 | 10 | 38 | 32791 | 45.6678 |  |  | 1.0165
2019 | 9 | 6 | 9 | 9 | 6 | 11 | 40.26 | 33506 | 46.6636 |  |  | 1.0769
2019 | 9 | 6 | 10 | 9 | 6 | 12 | 41.4 | 33953 | 47.2861 |  |  | 1.1074
2019 | 9 | 6 | 11 | 9 | 6 | 13 | 41.43 | 33233 | 46.2834 |  |  | 1.1082
2019 | 9 | 6 | 12 | 9 | 6 | 14 | 41.06 | 32600 | 45.4018 |  |  | 1.0983
2019 | 9 | 6 | 13 | 9 | 6 | 15 | 41.06 | 32365 | 45.0745 |  |  | 1.0983
2019 | 9 | 6 | 14 | 9 | 6 | 16 | 40.74 | 32132 | 44.75 |  |  | 1.0897
2019 | 9 | 6 | 15 | 9 | 6 | 17 | 39.75 | 31477 | 43.8378 |  |  | 1.0633
2019 | 9 | 6 | 16 | 9 | 6 | 18 | 40.46 | 30964 | 43.1234 |  |  | 1.0823
2019 | 9 | 6 | 17 | 9 | 6 | 19 | 40.51 | 31362 | 43.6777 |  |  | 1.0836
2019 | 9 | 6 | 18 | 9 | 6 | 20 | 41.06 | 32028 | 44.6052 |  |  | 1.0983
2019 | 9 | 6 | 19 | 9 | 6 | 21 | 37.89 | 29607 | 41.2335 |  |  | 1.0135
2019 | 9 | 6 | 20 | 9 | 6 | 22 | 34.07 | 27557 | 38.3785 |  |  | 0.91133
2019 | 9 | 6 | 21 | 9 | 6 | 23 | 32.01 | 26471 | 36.866 |  |  | 0.85623
2019 | 9 | 6 | 22 | 9 | 6 | 0 | 30 | 25184 | 35.0736 |  |  | 0.80246
2019 | 9 | 6 | 23 | 9 | 6 | 1 | 29.44 | 24044 | 33.4859 |  |  | 0.78748
2019 | 9 | 7 | 0 | 9 | 7 | 2 | 28 | 23370 | 32.5473 |  |  | 0.74896
2019 | 9 | 7 | 1 | 9 | 7 | 3 | 27.09 | 23079 | 32.142 |  |  | 0.72462
2019 | 9 | 7 | 2 | 9 | 7 | 4 | 27.1 | 22828 | 31.7924 |  |  | 0.72489
2019 | 9 | 7 | 3 | 9 | 7 | 5 | 28 | 22975 | 31.9971 |  |  | 0.74896
2019 | 9 | 7 | 4 | 9 | 7 | 6 | 30.5 | 23609 | 32.8801 |  |  | 0.81584
2019 | 9 | 7 | 5 | 9 | 7 | 7 | 31.75 | 24313 | 33.8606 |  |  | 0.84927
2019 | 9 | 7 | 6 | 9 | 7 | 8 | 37.51 | 26323 | 36.6599 |  |  | 1.0033
2019 | 9 | 7 | 7 | 9 | 7 | 9 | 34.92 | 27890 | 38.8422 |  |  | 0.93406
2019 | 9 | 7 | 8 | 9 | 7 | 10 | 36.99 | 28645 | 39.8937 |  |  | 0.98943
2019 | 9 | 7 | 9 | 9 | 7 | 11 | 36 | 29129 | 40.5678 |  |  | 0.96295
2019 | 9 | 7 | 10 | 9 | 7 | 12 | 35.05 | 29452 | 41.0176 |  |  | 0.93754
2019 | 9 | 7 | 11 | 9 | 7 | 13 | 32.19 | 29098 | 40.5246 |  |  | 0.86104
2019 | 9 | 7 | 12 | 9 | 7 | 14 | 31.55 | 28026 | 39.0316 |  |  | 0.84392
2019 | 9 | 7 | 13 | 9 | 7 | 15 | 28.3 | 27473 | 38.2615 |  |  | 0.75699
2019 | 9 | 7 | 14 | 9 | 7 | 16 | 30.64 | 27283 | 37.9969 |  |  | 0.81958
2019 | 9 | 7 | 15 | 9 | 7 | 17 | 33.56 | 27072 | 37.703 |  |  | 0.89769
2019 | 9 | 7 | 16 | 9 | 7 | 18 | 35.79 | 27022 | 37.6334 |  |  | 0.95734
2019 | 9 | 7 | 17 | 9 | 7 | 19 | 39.45 | 27778 | 38.6862 |  |  | 1.0552
2019 | 9 | 7 | 18 | 9 | 7 | 20 | 40.26 | 29094 | 40.519 |  |  | 1.0769
2019 | 9 | 7 | 19 | 9 | 7 | 21 | 37.98 | 27410 | 38.1737 |  |  | 1.0159
2019 | 9 | 7 | 20 | 9 | 7 | 22 | 34.78 | 25702 | 35.795 |  |  | 0.93032
2019 | 9 | 7 | 21 | 9 | 7 | 23 | 34.46 | 24469 | 34.0778 |  |  | 0.92176
2019 | 9 | 7 | 22 | 9 | 7 | 0 | 32.61 | 23092 | 32.1601 |  |  | 0.87227
2019 | 9 | 7 | 23 | 9 | 7 | 1 | 28.5 | 22198 | 30.915 |  |  | 0.76234
2019 | 9 | 8 | 0 | 9 | 8 | 2 | 27.1 | 21559 | 30.0251 |  |  | 0.72489
2019 | 9 | 8 | 1 | 9 | 8 | 3 | 27.1 | 21168 | 29.4805 |  |  | 0.72489
2019 | 9 | 8 | 2 | 9 | 8 | 4 | 27.9 | 20970 | 29.2048 |  |  | 0.74629
2019 | 9 | 8 | 3 | 9 | 8 | 5 | 28 | 21289 | 29.6491 |  |  | 0.74896
2019 | 9 | 8 | 4 | 9 | 8 | 6 | 29.07 | 21468 | 29.8983 |  |  | 0.77758
2019 | 9 | 8 | 5 | 9 | 8 | 7 | 28.3 | 21565 | 30.0334 |  |  | 0.75699
2019 | 9 | 8 | 6 | 9 | 8 | 8 | 32 | 23135 | 32.22 |  |  | 0.85596
2019 | 9 | 8 | 7 | 9 | 8 | 9 | 32.75 | 24525 | 34.1558 |  |  | 0.87602
2019 | 9 | 8 | 8 | 9 | 8 | 10 | 35 | 25465 | 35.4649 |  |  | 0.9362
2019 | 9 | 8 | 9 | 9 | 8 | 11 | 35.46 | 26063 | 36.2978 |  |  | 0.94851
2019 | 9 | 8 | 10 | 9 | 8 | 12 | 36.64 | 26726 | 37.2211 |  |  | 0.98007
2019 | 9 | 8 | 11 | 9 | 8 | 13 | 38.2 | 26840 | 37.3799 |  |  | 1.0218
2019 | 9 | 8 | 12 | 9 | 8 | 14 | 35.5 | 25944 | 36.132 |  |  | 0.94958
2019 | 9 | 8 | 13 | 9 | 8 | 15 | 34.24 | 25467 | 35.4677 |  |  | 0.91588
2019 | 9 | 8 | 14 | 9 | 8 | 16 | 33.88 | 25107 | 34.9664 |  |  | 0.90625
2019 | 9 | 8 | 15 | 9 | 8 | 17 | 36.13 | 25048 | 34.8842 |  |  | 0.96643
2019 | 9 | 8 | 16 | 9 | 8 | 18 | 41.06 | 25265 | 35.1864 |  |  | 1.0983
2019 | 9 | 8 | 17 | 9 | 8 | 19 | 43.4 | 26540 | 36.9621 |  |  | 1.1609
2019 | 9 | 8 | 18 | 9 | 8 | 20 | 45.49 | 28327 | 39.4508 |  |  | 1.2168
2019 | 9 | 8 | 19 | 9 | 8 | 21 | 42.65 | 27334 | 38.0679 |  |  | 1.1408
2019 | 9 | 8 | 20 | 9 | 8 | 22 | 40.01 | 25712 | 35.8089 |  |  | 1.0702
2019 | 9 | 8 | 21 | 9 | 8 | 23 | 46.77 | 24118 | 33.589 |  |  | 1.251
2019 | 9 | 8 | 22 | 9 | 8 | 0 | 45.78 | 23136 | 32.2214 |  |  | 1.2246
2019 | 9 | 8 | 23 | 9 | 8 | 1 | 45.23 | 22343 | 31.117 |  |  | 1.2098
2019 | 9 | 9 | 0 | 9 | 9 | 2 | 44.94 | 22009 | 30.6518 |  |  | 1.2021
2019 | 9 | 9 | 1 | 9 | 9 | 3 | 41.75 | 21972 | 30.6003 |  |  | 1.1168
2019 | 9 | 9 | 2 | 9 | 9 | 4 | 39.81 | 22479 | 31.3064 |  |  | 1.0649
2019 | 9 | 9 | 3 | 9 | 9 | 5 | 42.45 | 24604 | 34.2658 |  |  | 1.1355
2019 | 9 | 9 | 4 | 9 | 9 | 6 | 47 | 27111 | 37.7573 |  |  | 1.2572
2019 | 9 | 9 | 5 | 9 | 9 | 7 | 48.58 | 28531 | 39.7349 |  |  | 1.2995
2019 | 9 | 9 | 6 | 9 | 9 | 8 | 50.07 | 30086 | 41.9006 |  |  | 1.3393
2019 | 9 | 9 | 7 | 9 | 9 | 9 | 48.07 | 31045 | 43.2362 |  |  | 1.2858
2019 | 9 | 9 | 8 | 9 | 9 | 10 | 46.77 | 31775 | 44.2528 |  |  | 1.251
2019 | 9 | 9 | 9 | 9 | 9 | 11 | 46 | 32582 | 45.3767 |  |  | 1.2304
2019 | 9 | 9 | 10 | 9 | 9 | 12 | 45.23 | 32941 | 45.8767 |  |  | 1.2098
2019 | 9 | 9 | 11 | 9 | 9 | 13 | 42.64 | 32307 | 44.9938 |  |  | 1.1406
2019 | 9 | 9 | 12 | 9 | 9 | 14 | 42.23 | 31666 | 44.101 |  |  | 1.1296
2019 | 9 | 9 | 13 | 9 | 9 | 15 | 41.6 | 31577 | 43.9771 |  |  | 1.1127
2019 | 9 | 9 | 14 | 9 | 9 | 16 | 43.31 | 31375 | 43.6958 |  |  | 1.1585
2019 | 9 | 9 | 15 | 9 | 9 | 17 | 40 | 31074 | 43.2766 |  |  | 1.0699
2019 | 9 | 9 | 16 | 9 | 9 | 18 | 40.09 | 30683 | 42.732 |  |  | 1.0724
2019 | 9 | 9 | 17 | 9 | 9 | 19 | 41.24 | 31689 | 44.1331 |  |  | 1.1031
2019 | 9 | 9 | 18 | 9 | 9 | 20 | 43 | 32243 | 44.9046 |  |  | 1.1502
2019 | 9 | 9 | 19 | 9 | 9 | 21 | 39 | 29500 | 41.0845 |  |  | 1.0432
2019 | 9 | 9 | 20 | 9 | 9 | 22 | 34.35 | 26998 | 37.5999 |  |  | 0.91882
2019 | 9 | 9 | 21 | 9 | 9 | 23 | 33.01 | 26007 | 36.2198 |  |  | 0.88297
2019 | 9 | 9 | 22 | 9 | 9 | 0 | 32.45 | 24825 | 34.5736 |  |  | 0.868
2019 | 9 | 9 | 23 | 9 | 9 | 1 | 31 | 23907 | 33.2951 |  |  | 0.82921
2019 | 9 | 10 | 0 | 9 | 10 | 2 | 29 | 23664 | 32.9567 |  |  | 0.77571
2019 | 9 | 10 | 1 | 9 | 10 | 3 | 27.56 | 23298 | 32.447 |  |  | 0.73719
2019 | 9 | 10 | 2 | 9 | 10 | 4 | 28 | 23560 | 32.8119 |  |  | 0.74896
2019 | 9 | 10 | 3 | 9 | 10 | 5 | 33 | 25484 | 35.4914 |  |  | 0.88271
2019 | 9 | 10 | 4 | 9 | 10 | 6 | 37.54 | 28135 | 39.1834 |  |  | 1.0041
2019 | 9 | 10 | 5 | 9 | 10 | 7 | 41.04 | 29467 | 41.0385 |  |  | 1.0978
2019 | 9 | 10 | 6 | 9 | 10 | 8 | 41 | 30801 | 42.8964 |  |  | 1.0967
2019 | 9 | 10 | 7 | 9 | 10 | 9 | 36 | 31430 | 43.7724 |  |  | 0.96295
2019 | 9 | 10 | 8 | 9 | 10 | 10 | 32.6 | 31772 | 44.2487 |  |  | 0.87201
2019 | 9 | 10 | 9 | 9 | 10 | 11 | 32.98 | 32082 | 44.6804 |  |  | 0.88217
2019 | 9 | 10 | 10 | 9 | 10 | 12 | 32.88 | 32027 | 44.6038 |  |  | 0.8795
2019 | 9 | 10 | 11 | 9 | 10 | 13 | 31.3 | 31335 | 43.6401 |  |  | 0.83723
2019 | 9 | 10 | 12 | 9 | 10 | 14 | 32.01 | 30741 | 42.8128 |  |  | 0.85623
2019 | 9 | 10 | 13 | 9 | 10 | 15 | 32.06 | 30520 | 42.505 |  |  | 0.85756
2019 | 9 | 10 | 14 | 9 | 10 | 16 | 34.01 | 30372 | 42.2989 |  |  | 0.90972
2019 | 9 | 10 | 15 | 9 | 10 | 17 | 34.92 | 29832 | 41.5468 |  |  | 0.93406
2019 | 9 | 10 | 16 | 9 | 10 | 18 | 37.58 | 29730 | 41.4048 |  |  | 1.0052
2019 | 9 | 10 | 17 | 9 | 10 | 19 | 43.29 | 31097 | 43.3086 |  |  | 1.158
2019 | 9 | 10 | 18 | 9 | 10 | 20 | 42.75 | 31676 | 44.115 |  |  | 1.1435
2019 | 9 | 10 | 19 | 9 | 10 | 21 | 35.89 | 28828 | 40.1486 |  |  | 0.96001
2019 | 9 | 10 | 20 | 9 | 10 | 22 | 31.7 | 26392 | 36.756 |  |  | 0.84793
2019 | 9 | 10 | 21 | 9 | 10 | 23 | 31.25 | 25302 | 35.2379 |  |  | 0.8359
2019 | 9 | 10 | 22 | 9 | 10 | 0 | 30.23 | 23985 | 33.4038 |  |  | 0.80861
2019 | 9 | 10 | 23 | 9 | 10 | 1 | 28.29 | 23311 | 32.4651 |  |  | 0.75672
2019 | 9 | 11 | 0 | 9 | 11 | 2 | 26.1 | 22759 | 31.6963 |  |  | 0.69814
2019 | 9 | 11 | 1 | 9 | 11 | 3 | 26 | 22674 | 31.5779 |  |  | 0.69547
2019 | 9 | 11 | 2 | 9 | 11 | 4 | 26.07 | 22778 | 31.7228 |  |  | 0.69734
2019 | 9 | 11 | 3 | 9 | 11 | 5 | 33.75 | 24184 | 33.6809 |  |  | 0.90277
2019 | 9 | 11 | 4 | 9 | 11 | 6 | 35.56 | 26538 | 36.9593 |  |  | 0.95118
2019 | 9 | 11 | 5 | 9 | 11 | 7 | 39.12 | 27580 | 38.4105 |  |  | 1.0464
2019 | 9 | 11 | 6 | 9 | 11 | 8 | 39.82 | 28692 | 39.9592 |  |  | 1.0651
2019 | 9 | 11 | 7 | 9 | 11 | 9 | 36.29 | 29453 | 41.019 |  |  | 0.97071
2019 | 9 | 11 | 8 | 9 | 11 | 10 | 33.94 | 29882 | 41.6165 |  |  | 0.90785
2019 | 9 | 11 | 9 | 9 | 11 | 11 | 32.07 | 30534 | 42.5245 |  |  | 0.85783
2019 | 9 | 11 | 10 | 9 | 11 | 12 | 34.2 | 30778 | 42.8643 |  |  | 0.91481
2019 | 9 | 11 | 11 | 9 | 11 | 13 | 34.73 | 29929 | 41.6819 |  |  | 0.92898
2019 | 9 | 11 | 12 | 9 | 11 | 14 | 33.91 | 28973 | 40.3505 |  |  | 0.90705
2019 | 9 | 11 | 13 | 9 | 11 | 15 | 35.16 | 28751 | 40.0413 |  |  | 0.94048
2019 | 9 | 11 | 14 | 9 | 11 | 16 | 34.9 | 28758 | 40.0511 |  |  | 0.93353
2019 | 9 | 11 | 15 | 9 | 11 | 17 | 37.34 | 28445 | 39.6152 |  |  | 0.9988
2019 | 9 | 11 | 16 | 9 | 11 | 18 | 39.67 | 28508 | 39.7029 |  |  | 1.0611
2019 | 9 | 11 | 17 | 9 | 11 | 19 | 41.1 | 29911 | 41.6569 |  |  | 1.0994
2019 | 9 | 11 | 18 | 9 | 11 | 20 | 42 | 30848 | 42.9618 |  |  | 1.1234
2019 | 9 | 11 | 19 | 9 | 11 | 21 | 36.48 | 28309 | 39.4258 |  |  | 0.97579
2019 | 9 | 11 | 20 | 9 | 11 | 22 | 36 | 26057 | 36.2894 |  |  | 0.96295
2019 | 9 | 11 | 21 | 9 | 11 | 23 | 32.9 | 24852 | 34.6112 |  |  | 0.88003
2019 | 9 | 11 | 22 | 9 | 11 | 0 | 30 | 23706 | 33.0152 |  |  | 0.80246
2019 | 9 | 11 | 23 | 9 | 11 | 1 | 29.07 | 22802 | 31.7562 |  |  | 0.77758
2019 | 9 | 12 | 0 | 9 | 12 | 2 | 28.75 | 22439 | 31.2507 |  |  | 0.76903
2019 | 9 | 12 | 1 | 9 | 12 | 3 | 28.75 | 22536 | 31.3857 |  |  | 0.76903
2019 | 9 | 12 | 2 | 9 | 12 | 4 | 29.55 | 22765 | 31.7047 |  |  | 0.79042
2019 | 9 | 12 | 3 | 9 | 12 | 5 | 41.51 | 24750 | 34.4692 |  |  | 1.1103
2019 | 9 | 12 | 4 | 9 | 12 | 6 | 43.57 | 27470 | 38.2573 |  |  | 1.1654
2019 | 9 | 12 | 5 | 9 | 12 | 7 | 43 | 28911 | 40.2642 |  |  | 1.1502
2019 | 9 | 12 | 6 | 9 | 12 | 8 | 44.1 | 30201 | 42.0607 |  |  | 1.1796
2019 | 9 | 12 | 7 | 9 | 12 | 9 | 43.93 | 31060 | 43.2571 |  |  | 1.1751
2019 | 9 | 12 | 8 | 9 | 12 | 10 | 41.97 | 31424 | 43.764 |  |  | 1.1226
2019 | 9 | 12 | 9 | 9 | 12 | 11 | 40.99 | 31850 | 44.3573 |  |  | 1.0964
2019 | 9 | 12 | 10 | 9 | 12 | 12 | 41.51 | 32026 | 44.6024 |  |  | 1.1103
2019 | 9 | 12 | 11 | 9 | 12 | 13 | 39.54 | 31296 | 43.5857 |  |  | 1.0576
2019 | 9 | 12 | 12 | 9 | 12 | 14 | 38.87 | 30674 | 42.7195 |  |  | 1.0397
2019 | 9 | 12 | 13 | 9 | 12 | 15 | 38.49 | 30446 | 42.402 |  |  | 1.0296
2019 | 9 | 12 | 14 | 9 | 12 | 16 | 39.9 | 30378 | 42.3072 |  |  | 1.0673
2019 | 9 | 12 | 15 | 9 | 12 | 17 | 42 | 30032 | 41.8254 |  |  | 1.1234
2019 | 9 | 12 | 16 | 9 | 12 | 18 | 42.57 | 29977 | 41.7488 |  |  | 1.1387
2019 | 9 | 12 | 17 | 9 | 12 | 19 | 44.07 | 31207 | 43.4618 |  |  | 1.1788
2019 | 9 | 12 | 18 | 9 | 12 | 20 | 41.51 | 31371 | 43.6902 |  |  | 1.1103
2019 | 9 | 12 | 19 | 9 | 12 | 21 | 38.05 | 28563 | 39.7795 |  |  | 1.0178
2019 | 9 | 12 | 20 | 9 | 12 | 22 | 37.5 | 26359 | 36.71 |  |  | 1.0031
2019 | 9 | 12 | 21 | 9 | 12 | 23 | 33.8 | 25138 | 35.0095 |  |  | 0.90411
2019 | 9 | 12 | 22 | 9 | 12 | 0 | 31.25 | 23712 | 33.0236 |  |  | 0.8359
2019 | 9 | 12 | 23 | 9 | 12 | 1 | 30.09 | 22936 | 31.9428 |  |  | 0.80487
2019 | 9 | 13 | 0 | 9 | 13 | 2 | 30 | 22630 | 31.5167 |  |  | 0.80246
2019 | 9 | 13 | 1 | 9 | 13 | 3 | 29.61 | 22431 | 31.2395 |  |  | 0.79203
2019 | 9 | 13 | 2 | 9 | 13 | 4 | 30.01 | 22766 | 31.7061 |  |  | 0.80273
2019 | 9 | 13 | 3 | 9 | 13 | 5 | 40.01 | 24521 | 34.1502 |  |  | 1.0702
2019 | 9 | 13 | 4 | 9 | 13 | 6 | 43.98 | 27269 | 37.9774 |  |  | 1.1764
2019 | 9 | 13 | 5 | 9 | 13 | 7 | 43.59 | 28651 | 39.9021 |  |  | 1.166
2019 | 9 | 13 | 6 | 9 | 13 | 8 | 44.69 | 30031 | 41.824 |  |  | 1.1954
2019 | 9 | 13 | 7 | 9 | 13 | 9 | 43.65 | 30835 | 42.9437 |  |  | 1.1676
2019 | 9 | 13 | 8 | 9 | 13 | 10 | 42.21 | 31149 | 43.381 |  |  | 1.1291
2019 | 9 | 13 | 9 | 9 | 13 | 11 | 42 | 31600 | 44.0091 |  |  | 1.1234
2019 | 9 | 13 | 10 | 9 | 13 | 12 | 41.01 | 31644 | 44.0704 |  |  | 1.097
2019 | 9 | 13 | 11 | 9 | 13 | 13 | 38.01 | 30591 | 42.6039 |  |  | 1.0167
2019 | 9 | 13 | 12 | 9 | 13 | 14 | 36.25 | 29586 | 41.2042 |  |  | 0.96964
2019 | 9 | 13 | 13 | 9 | 13 | 15 | 37.53 | 29274 | 40.7697 |  |  | 1.0039
2019 | 9 | 13 | 14 | 9 | 13 | 16 | 42.01 | 29239 | 40.721 |  |  | 1.1237
2019 | 9 | 13 | 15 | 9 | 13 | 17 | 42.01 | 29019 | 40.4146 |  |  | 1.1237
2019 | 9 | 13 | 16 | 9 | 13 | 18 | 42.42 | 29007 | 40.3979 |  |  | 1.1347
2019 | 9 | 13 | 17 | 9 | 13 | 19 | 44.44 | 30158 | 42.0009 |  |  | 1.1887
2019 | 9 | 13 | 18 | 9 | 13 | 20 | 44.91 | 30566 | 42.5691 |  |  | 1.2013
2019 | 9 | 13 | 19 | 9 | 13 | 21 | 42.02 | 27905 | 38.8631 |  |  | 1.124
2019 | 9 | 13 | 20 | 9 | 13 | 22 | 39 | 25905 | 36.0777 |  |  | 1.0432
2019 | 9 | 13 | 21 | 9 | 13 | 23 | 39.7 | 24780 | 34.5109 |  |  | 1.0619
2019 | 9 | 13 | 22 | 9 | 13 | 0 | 32.5 | 23544 | 32.7896 |  |  | 0.86933
2019 | 9 | 13 | 23 | 9 | 13 | 1 | 32.07 | 22636 | 31.525 |  |  | 0.85783
2019 | 9 | 14 | 0 | 9 | 14 | 2 | 31.09 | 22078 | 30.7479 |  |  | 0.83162
2019 | 9 | 14 | 1 | 9 | 14 | 3 | 30.91 | 21690 | 30.2075 |  |  | 0.8268
2019 | 9 | 14 | 2 | 9 | 14 | 4 | 30.61 | 21411 | 29.819 |  |  | 0.81878
2019 | 9 | 14 | 3 | 9 | 14 | 5 | 31.12 | 21690 | 30.2075 |  |  | 0.83242
2019 | 9 | 14 | 4 | 9 | 14 | 6 | 32.3 | 22339 | 31.1114 |  |  | 0.86398
2019 | 9 | 14 | 5 | 9 | 14 | 7 | 35.81 | 23082 | 32.1462 |  |  | 0.95787
2019 | 9 | 14 | 6 | 9 | 14 | 8 | 41.77 | 25090 | 34.9427 |  |  | 1.1173
2019 | 9 | 14 | 7 | 9 | 14 | 9 | 39.17 | 26860 | 37.4078 |  |  | 1.0477
2019 | 9 | 14 | 8 | 9 | 14 | 10 | 39.17 | 27597 | 38.4342 |  |  | 1.0477
2019 | 9 | 14 | 9 | 9 | 14 | 11 | 39.17 | 28106 | 39.143 |  |  | 1.0477
2019 | 9 | 14 | 10 | 9 | 14 | 12 | 39.9 | 28333 | 39.4592 |  |  | 1.0673
2019 | 9 | 14 | 11 | 9 | 14 | 13 | 39.06 | 27685 | 38.5567 |  |  | 1.0448
2019 | 9 | 14 | 12 | 9 | 14 | 14 | 35.48 | 26350 | 36.6975 |  |  | 0.94904
2019 | 9 | 14 | 13 | 9 | 14 | 15 | 32.07 | 25500 | 35.5137 |  |  | 0.85783
2019 | 9 | 14 | 14 | 9 | 14 | 16 | 35.48 | 25195 | 35.0889 |  |  | 0.94904
2019 | 9 | 14 | 15 | 9 | 14 | 17 | 42.42 | 25080 | 34.9288 |  |  | 1.1347
2019 | 9 | 14 | 16 | 9 | 14 | 18 | 43.92 | 25366 | 35.3271 |  |  | 1.1748
2019 | 9 | 14 | 17 | 9 | 14 | 19 | 47.99 | 26922 | 37.4941 |  |  | 1.2837
2019 | 9 | 14 | 18 | 9 | 14 | 20 | 44.05 | 28007 | 39.0052 |  |  | 1.1783
2019 | 9 | 14 | 19 | 9 | 14 | 21 | 41.77 | 26208 | 36.4997 |  |  | 1.1173
2019 | 9 | 14 | 20 | 9 | 14 | 22 | 36.1 | 24532 | 34.1656 |  |  | 0.96563
2019 | 9 | 14 | 21 | 9 | 14 | 23 | 40 | 23137 | 32.2228 |  |  | 1.0699
2019 | 9 | 14 | 22 | 9 | 14 | 0 | 36.05 | 21757 | 30.3008 |  |  | 0.96429
2019 | 9 | 14 | 23 | 9 | 14 | 1 | 31.75 | 20943 | 29.1672 |  |  | 0.84927
2019 | 9 | 15 | 0 | 9 | 15 | 2 | 31.5 | 20391 | 28.3984 |  |  | 0.84258
2019 | 9 | 15 | 1 | 9 | 15 | 3 | 31.41 | 19936 | 27.7647 |  |  | 0.84018
2019 | 9 | 15 | 2 | 9 | 15 | 4 | 31.5 | 19828 | 27.6143 |  |  | 0.84258
2019 | 9 | 15 | 3 | 9 | 15 | 5 | 31.75 | 20145 | 28.0558 |  |  | 0.84927
2019 | 9 | 15 | 4 | 9 | 15 | 6 | 31.75 | 20508 | 28.5614 |  |  | 0.84927
2019 | 9 | 15 | 5 | 9 | 15 | 7 | 31.75 | 20816 | 28.9903 |  |  | 0.84927
2019 | 9 | 15 | 6 | 9 | 15 | 8 | 36.56 | 22438 | 31.2493 |  |  | 0.97793
2019 | 9 | 15 | 7 | 9 | 15 | 9 | 39.01 | 24116 | 33.5862 |  |  | 1.0435
2019 | 9 | 15 | 8 | 9 | 15 | 10 | 39.01 | 25058 | 34.8981 |  |  | 1.0435
2019 | 9 | 15 | 9 | 9 | 15 | 11 | 39.5 | 25676 | 35.7588 |  |  | 1.0566
2019 | 9 | 15 | 10 | 9 | 15 | 12 | 39.77 | 26270 | 36.5861 |  |  | 1.0638
2019 | 9 | 15 | 11 | 9 | 15 | 13 | 39.76 | 26126 | 36.3855 |  |  | 1.0635
2019 | 9 | 15 | 12 | 9 | 15 | 14 | 36.53 | 25032 | 34.8619 |  |  | 0.97713
2019 | 9 | 15 | 13 | 9 | 15 | 15 | 35.76 | 24368 | 33.9372 |  |  | 0.95653
2019 | 9 | 15 | 14 | 9 | 15 | 16 | 36 | 24070 | 33.5221 |  |  | 0.96295
2019 | 9 | 15 | 15 | 9 | 15 | 17 | 41.75 | 24029 | 33.465 |  |  | 1.1168
2019 | 9 | 15 | 16 | 9 | 15 | 18 | 43.96 | 24410 | 33.9957 |  |  | 1.1759
2019 | 9 | 15 | 17 | 9 | 15 | 19 | 48.9 | 26392 | 36.756 |  |  | 1.308
2019 | 9 | 15 | 18 | 9 | 15 | 20 | 50 | 27770 | 38.6751 |  |  | 1.3374
2019 | 9 | 15 | 19 | 9 | 15 | 21 | 45.91 | 26534 | 36.9537 |  |  | 1.228
2019 | 9 | 15 | 20 | 9 | 15 | 22 | 43.51 | 24799 | 34.5374 |  |  | 1.1638
2019 | 9 | 15 | 21 | 9 | 15 | 23 | 44.86 | 23190 | 32.2966 |  |  | 1.1999
2019 | 9 | 15 | 22 | 9 | 15 | 0 | 44.08 | 22018 | 30.6643 |  |  | 1.1791
2019 | 9 | 15 | 23 | 9 | 15 | 1 | 40.8 | 21275 | 29.6296 |  |  | 1.0913
2019 | 9 | 16 | 0 | 9 | 16 | 2 | 39.5 | 20944 | 29.1686 |  |  | 1.0566
2019 | 9 | 16 | 1 | 9 | 16 | 3 | 38.75 | 21071 | 29.3454 |  |  | 1.0365
2019 | 9 | 16 | 2 | 9 | 16 | 4 | 39.98 | 21663 | 30.1699 |  |  | 1.0694
2019 | 9 | 16 | 3 | 9 | 16 | 5 | 46.44 | 24068 | 33.5194 |  |  | 1.2422
2019 | 9 | 16 | 4 | 9 | 16 | 6 | 49.93 | 27504 | 38.3046 |  |  | 1.3356
2019 | 9 | 16 | 5 | 9 | 16 | 7 | 50.77 | 29263 | 40.7544 |  |  | 1.358
2019 | 9 | 16 | 6 | 9 | 16 | 8 | 52.3 | 30646 | 42.6805 |  |  | 1.399
2019 | 9 | 16 | 7 | 9 | 16 | 9 | 50.79 | 31712 | 44.1651 |  |  | 1.3586
2019 | 9 | 16 | 8 | 9 | 16 | 10 | 50.82 | 32239 | 44.8991 |  |  | 1.3594
2019 | 9 | 16 | 9 | 9 | 16 | 11 | 50 | 32907 | 45.8294 |  |  | 1.3374
2019 | 9 | 16 | 10 | 9 | 16 | 12 | 50.32 | 33002 | 45.9617 |  |  | 1.346
2019 | 9 | 16 | 11 | 9 | 16 | 13 | 49.39 | 32201 | 44.8461 |  |  | 1.3211
2019 | 9 | 16 | 12 | 9 | 16 | 14 | 48.91 | 31702 | 44.1512 |  |  | 1.3083
2019 | 9 | 16 | 13 | 9 | 16 | 15 | 48.11 | 31601 | 44.0105 |  |  | 1.2869
2019 | 9 | 16 | 14 | 9 | 16 | 16 | 50.67 | 31639 | 44.0634 |  |  | 1.3554
2019 | 9 | 16 | 15 | 9 | 16 | 17 | 49.93 | 31117 | 43.3364 |  |  | 1.3356
2019 | 9 | 16 | 16 | 9 | 16 | 18 | 50.79 | 30776 | 42.8615 |  |  | 1.3586
2019 | 9 | 16 | 17 | 9 | 16 | 19 | 55.38 | 32212 | 44.8614 |  |  | 1.4813
2019 | 9 | 16 | 18 | 9 | 16 | 20 | 51.09 | 32168 | 44.8002 |  |  | 1.3666
2019 | 9 | 16 | 19 | 9 | 16 | 21 | 48.32 | 29041 | 40.4452 |  |  | 1.2925
2019 | 9 | 16 | 20 | 9 | 16 | 22 | 49.68 | 26635 | 37.0944 |  |  | 1.3289
2019 | 9 | 16 | 21 | 9 | 16 | 23 | 50.51 | 25418 | 35.3995 |  |  | 1.3511
2019 | 9 | 16 | 22 | 9 | 16 | 0 | 50.51 | 24236 | 33.7533 |  |  | 1.3511
2019 | 9 | 16 | 23 | 9 | 16 | 1 | 50.11 | 23393 | 32.5793 |  |  | 1.3404
2019 | 9 | 17 | 0 | 9 | 17 | 2 | 49.88 | 22987 | 32.0138 |  |  | 1.3342
2019 | 9 | 17 | 1 | 9 | 17 | 3 | 49.86 | 22944 | 31.954 |  |  | 1.3337
2019 | 9 | 17 | 2 | 9 | 17 | 4 | 50.11 | 23379 | 32.5598 |  |  | 1.3404
2019 | 9 | 17 | 3 | 9 | 17 | 5 | 50.34 | 25468 | 35.4691 |  |  | 1.3465
2019 | 9 | 17 | 4 | 9 | 17 | 6 | 50.91 | 28623 | 39.8631 |  |  | 1.3618
2019 | 9 | 17 | 5 | 9 | 17 | 7 | 52.03 | 29989 | 41.7655 |  |  | 1.3917
2019 | 9 | 17 | 6 | 9 | 17 | 8 | 50.76 | 30929 | 43.0746 |  |  | 1.3578
2019 | 9 | 17 | 7 | 9 | 17 | 9 | 50.36 | 31618 | 44.0342 |  |  | 1.3471
2019 | 9 | 17 | 8 | 9 | 17 | 10 | 49.9 | 32428 | 45.1623 |  |  | 1.3348
2019 | 9 | 17 | 9 | 9 | 17 | 11 | 50.11 | 33455 | 46.5926 |  |  | 1.3404
2019 | 9 | 17 | 10 | 9 | 17 | 12 | 50.11 | 33566 | 46.7472 |  |  | 1.3404
2019 | 9 | 17 | 11 | 9 | 17 | 13 | 50.11 | 32702 | 45.5439 |  |  | 1.3404
2019 | 9 | 17 | 12 | 9 | 17 | 14 | 49.88 | 32300 | 44.984 |  |  | 1.3342
2019 | 9 | 17 | 13 | 9 | 17 | 15 | 50 | 32303 | 44.9882 |  |  | 1.3374
2019 | 9 | 17 | 14 | 9 | 17 | 16 | 50.11 | 32093 | 44.6957 |  |  | 1.3404
2019 | 9 | 17 | 15 | 9 | 17 | 17 | 50.51 | 31462 | 43.8169 |  |  | 1.3511
2019 | 9 | 17 | 16 | 9 | 17 | 18 | 50.34 | 31253 | 43.5259 |  |  | 1.3465
2019 | 9 | 17 | 17 | 9 | 17 | 19 | 51.26 | 32587 | 45.3837 |  |  | 1.3711
2019 | 9 | 17 | 18 | 9 | 17 | 20 | 52.01 | 32567 | 45.3559 |  |  | 1.3912
2019 | 9 | 17 | 19 | 9 | 17 | 21 | 49.86 | 29430 | 40.987 |  |  | 1.3337
2019 | 9 | 17 | 20 | 9 | 17 | 22 | 50.11 | 26982 | 37.5777 |  |  | 1.3404
2019 | 9 | 17 | 21 | 9 | 17 | 23 | 50.4 | 25622 | 35.6836 |  |  | 1.3481
2019 | 9 | 17 | 22 | 9 | 17 | 0 | 49.03 | 24301 | 33.8438 |  |  | 1.3115
2019 | 9 | 17 | 23 | 9 | 17 | 1 | 48.03 | 23393 | 32.5793 |  |  | 1.2847
2019 | 9 | 18 | 0 | 9 | 18 | 2 | 47.67 | 22931 | 31.9359 |  |  | 1.2751
2019 | 9 | 18 | 1 | 9 | 18 | 3 | 47.5 | 22955 | 31.9693 |  |  | 1.2706
2019 | 9 | 18 | 2 | 9 | 18 | 4 | 47.67 | 23248 | 32.3773 |  |  | 1.2751
2019 | 9 | 18 | 3 | 9 | 18 | 5 | 47.67 | 25322 | 35.2658 |  |  | 1.2751
2019 | 9 | 18 | 4 | 9 | 18 | 6 | 49.95 | 28463 | 39.6402 |  |  | 1.3361
2019 | 9 | 18 | 5 | 9 | 18 | 7 | 51.22 | 29972 | 41.7418 |  |  | 1.3701
2019 | 9 | 18 | 6 | 9 | 18 | 8 | 51.07 | 31257 | 43.5314 |  |  | 1.3661
2019 | 9 | 18 | 7 | 9 | 18 | 9 | 50.51 | 32082 | 44.6804 |  |  | 1.3511
2019 | 9 | 18 | 8 | 9 | 18 | 10 | 50.1 | 32667 | 45.4951 |  |  | 1.3401
2019 | 9 | 18 | 9 | 9 | 18 | 11 | 50.49 | 33407 | 46.5257 |  |  | 1.3505
2019 | 9 | 18 | 10 | 9 | 18 | 12 | 50.8 | 33704 | 46.9393 |  |  | 1.3588
2019 | 9 | 18 | 11 | 9 | 18 | 13 | 50.01 | 32941 | 45.8767 |  |  | 1.3377
2019 | 9 | 18 | 12 | 9 | 18 | 14 | 50.03 | 32465 | 45.2138 |  |  | 1.3382
2019 | 9 | 18 | 13 | 9 | 18 | 15 | 50.4 | 32276 | 44.9506 |  |  | 1.3481
2019 | 9 | 18 | 14 | 9 | 18 | 16 | 50.98 | 32344 | 45.0453 |  |  | 1.3636
2019 | 9 | 18 | 15 | 9 | 18 | 17 | 51.01 | 31669 | 44.1052 |  |  | 1.3645
2019 | 9 | 18 | 16 | 9 | 18 | 18 | 52.27 | 31322 | 43.622 |  |  | 1.3982
2019 | 9 | 18 | 17 | 9 | 18 | 19 | 53.53 | 32776 | 45.6469 |  |  | 1.4319
2019 | 9 | 18 | 18 | 9 | 18 | 20 | 54.74 | 32575 | 45.367 |  |  | 1.4642
2019 | 9 | 18 | 19 | 9 | 18 | 21 | 50.85 | 29391 | 40.9327 |  |  | 1.3602
2019 | 9 | 18 | 20 | 9 | 18 | 22 | 49.86 | 27012 | 37.6194 |  |  | 1.3337
2019 | 9 | 18 | 21 | 9 | 18 | 23 | 50.34 | 25640 | 35.7087 |  |  | 1.3465
2019 | 9 | 18 | 22 | 9 | 18 | 0 | 49.51 | 24288 | 33.8257 |  |  | 1.3243
2019 | 9 | 18 | 23 | 9 | 18 | 1 | 47.59 | 23397 | 32.5849 |  |  | 1.273
2019 | 9 | 19 | 0 | 9 | 19 | 2 | 46.5 | 23223 | 32.3425 |  |  | 1.2438
2019 | 9 | 19 | 1 | 9 | 19 | 3 | 45.48 | 23053 | 32.1058 |  |  | 1.2165
2019 | 9 | 19 | 2 | 9 | 19 | 4 | 47.1 | 23368 | 32.5445 |  |  | 1.2599
2019 | 9 | 19 | 3 | 9 | 19 | 5 | 48.73 | 25503 | 35.5179 |  |  | 1.3035
2019 | 9 | 19 | 4 | 9 | 19 | 6 | 51.79 | 28690 | 39.9564 |  |  | 1.3853
2019 | 9 | 19 | 5 | 9 | 19 | 7 | 54 | 30231 | 42.1025 |  |  | 1.4444
2019 | 9 | 19 | 6 | 9 | 19 | 8 | 52 | 31320 | 43.6192 |  |  | 1.3909
2019 | 9 | 19 | 7 | 9 | 19 | 9 | 50.34 | 31978 | 44.5356 |  |  | 1.3465
2019 | 9 | 19 | 8 | 9 | 19 | 10 | 50.3 | 32628 | 45.4408 |  |  | 1.3455
2019 | 9 | 19 | 9 | 9 | 19 | 11 | 50.87 | 33498 | 46.6525 |  |  | 1.3607
2019 | 9 | 19 | 10 | 9 | 19 | 12 | 51 | 33916 | 47.2346 |  |  | 1.3642
2019 | 9 | 19 | 11 | 9 | 19 | 13 | 50.49 | 33131 | 46.1413 |  |  | 1.3505
2019 | 9 | 19 | 12 | 9 | 19 | 14 | 50.34 | 32639 | 45.4561 |  |  | 1.3465
2019 | 9 | 19 | 13 | 9 | 19 | 15 | 50.47 | 32403 | 45.1275 |  |  | 1.35
2019 | 9 | 19 | 14 | 9 | 19 | 16 | 50.65 | 32354 | 45.0592 |  |  | 1.3548
2019 | 9 | 19 | 15 | 9 | 19 | 17 | 52.2 | 31711 | 44.1637 |  |  | 1.3963
2019 | 9 | 19 | 16 | 9 | 19 | 18 | 55.07 | 31422 | 43.7612 |  |  | 1.4731
2019 | 9 | 19 | 17 | 9 | 19 | 19 | 56.24 | 32838 | 45.7333 |  |  | 1.5043
2019 | 9 | 19 | 18 | 9 | 19 | 20 | 53.53 | 32628 | 45.4408 |  |  | 1.4319
2019 | 9 | 19 | 19 | 9 | 19 | 21 | 50.55 | 29591 | 41.2112 |  |  | 1.3521
2019 | 9 | 19 | 20 | 9 | 19 | 22 | 49.51 | 27214 | 37.9008 |  |  | 1.3243
2019 | 9 | 19 | 21 | 9 | 19 | 23 | 50.34 | 25720 | 35.8201 |  |  | 1.3465
2019 | 9 | 19 | 22 | 9 | 19 | 0 | 49.07 | 24466 | 34.0736 |  |  | 1.3126
2019 | 9 | 19 | 23 | 9 | 19 | 1 | 48.48 | 23592 | 32.8564 |  |  | 1.2968
2019 | 9 | 20 | 0 | 9 | 20 | 2 | 47.07 | 23248 | 32.3773 |  |  | 1.2591
2019 | 9 | 20 | 1 | 9 | 20 | 3 | 46.28 | 23101 | 32.1726 |  |  | 1.2379
2019 | 9 | 20 | 2 | 9 | 20 | 4 | 46.89 | 23458 | 32.6698 |  |  | 1.2542
2019 | 9 | 20 | 3 | 9 | 20 | 5 | 47.7 | 25544 | 35.575 |  |  | 1.2759
2019 | 9 | 20 | 4 | 9 | 20 | 6 | 52.05 | 28831 | 40.1528 |  |  | 1.3923
2019 | 9 | 20 | 5 | 9 | 20 | 7 | 53.47 | 30211 | 42.0747 |  |  | 1.4303
2019 | 9 | 20 | 6 | 9 | 20 | 8 | 52.09 | 31388 | 43.7139 |  |  | 1.3933
2019 | 9 | 20 | 7 | 9 | 20 | 9 | 49.48 | 32319 | 45.0105 |  |  | 1.3235
2019 | 9 | 20 | 8 | 9 | 20 | 10 | 48.67 | 32862 | 45.7667 |  |  | 1.3019
2019 | 9 | 20 | 9 | 9 | 20 | 11 | 48.87 | 33422 | 46.5466 |  |  | 1.3072
2019 | 9 | 20 | 10 | 9 | 20 | 12 | 48.69 | 33507 | 46.665 |  |  | 1.3024
2019 | 9 | 20 | 11 | 9 | 20 | 13 | 46.3 | 32584 | 45.3795 |  |  | 1.2385
2019 | 9 | 20 | 12 | 9 | 20 | 14 | 45.13 | 31763 | 44.2361 |  |  | 1.2072
2019 | 9 | 20 | 13 | 9 | 20 | 15 | 45.1 | 31296 | 43.5857 |  |  | 1.2064
2019 | 9 | 20 | 14 | 9 | 20 | 16 | 46.3 | 30964 | 43.1234 |  |  | 1.2385
2019 | 9 | 20 | 15 | 9 | 20 | 17 | 47.77 | 30548 | 42.544 |  |  | 1.2778
2019 | 9 | 20 | 16 | 9 | 20 | 18 | 50.75 | 30372 | 42.2989 |  |  | 1.3575
2019 | 9 | 20 | 17 | 9 | 20 | 19 | 51.1 | 31816 | 44.3099 |  |  | 1.3669
2019 | 9 | 20 | 18 | 9 | 20 | 20 | 49.7 | 31529 | 43.9102 |  |  | 1.3294
2019 | 9 | 20 | 19 | 9 | 20 | 21 | 46.3 | 28676 | 39.9369 |  |  | 1.2385
2019 | 9 | 20 | 20 | 9 | 20 | 22 | 46.5 | 26649 | 37.1139 |  |  | 1.2438
2019 | 9 | 20 | 21 | 9 | 20 | 23 | 47.5 | 25589 | 35.6376 |  |  | 1.2706
2019 | 9 | 20 | 22 | 9 | 20 | 0 | 46.46 | 24266 | 33.7951 |  |  | 1.2427
2019 | 9 | 20 | 23 | 9 | 20 | 1 | 41.5 | 23179 | 32.2812 |  |  | 1.1101
2019 | 9 | 21 | 0 | 9 | 21 | 2 | 39.08 | 22695 | 31.6072 |  |  | 1.0453
2019 | 9 | 21 | 1 | 9 | 21 | 3 | 36 | 22416 | 31.2186 |  |  | 0.96295
2019 | 9 | 21 | 2 | 9 | 21 | 4 | 35.09 | 22086 | 30.759 |  |  | 0.93861
2019 | 9 | 21 | 3 | 9 | 21 | 5 | 35 | 22391 | 31.1838 |  |  | 0.9362
2019 | 9 | 21 | 4 | 9 | 21 | 6 | 35.24 | 23380 | 32.5612 |  |  | 0.94262
2019 | 9 | 21 | 5 | 9 | 21 | 7 | 36.13 | 24271 | 33.8021 |  |  | 0.96643
2019 | 9 | 21 | 6 | 9 | 21 | 8 | 40.86 | 26393 | 36.7574 |  |  | 1.093
2019 | 9 | 21 | 7 | 9 | 21 | 9 | 41.6 | 28050 | 39.0651 |  |  | 1.1127
2019 | 9 | 21 | 8 | 9 | 21 | 10 | 40.85 | 28670 | 39.9285 |  |  | 1.0927
2019 | 9 | 21 | 9 | 9 | 21 | 11 | 40 | 29023 | 40.4201 |  |  | 1.0699
2019 | 9 | 21 | 10 | 9 | 21 | 12 | 39 | 29303 | 40.8101 |  |  | 1.0432
2019 | 9 | 21 | 11 | 9 | 21 | 13 | 37 | 28502 | 39.6946 |  |  | 0.9897
2019 | 9 | 21 | 12 | 9 | 21 | 14 | 35 | 27118 | 37.7671 |  |  | 0.9362
2019 | 9 | 21 | 13 | 9 | 21 | 15 | 34.9 | 26227 | 36.5262 |  |  | 0.93353
2019 | 9 | 21 | 14 | 9 | 21 | 16 | 35 | 25991 | 36.1975 |  |  | 0.9362
2019 | 9 | 21 | 15 | 9 | 21 | 17 | 38.13 | 25803 | 35.9357 |  |  | 1.0199
2019 | 9 | 21 | 16 | 9 | 21 | 18 | 44.6 | 25971 | 36.1696 |  |  | 1.193
2019 | 9 | 21 | 17 | 9 | 21 | 19 | 48.73 | 27870 | 38.8144 |  |  | 1.3035
2019 | 9 | 21 | 18 | 9 | 21 | 20 | 49.69 | 28380 | 39.5246 |  |  | 1.3291
2019 | 9 | 21 | 19 | 9 | 21 | 21 | 42.3 | 26570 | 37.0039 |  |  | 1.1315
2019 | 9 | 21 | 20 | 9 | 21 | 22 | 37 | 24852 | 34.6112 |  |  | 0.9897
2019 | 9 | 21 | 21 | 9 | 21 | 23 | 35.55 | 23280 | 32.4219 |  |  | 0.95092
2019 | 9 | 21 | 22 | 9 | 21 | 0 | 34.6 | 22079 | 30.7493 |  |  | 0.9255
2019 | 9 | 21 | 23 | 9 | 21 | 1 | 32 | 21162 | 29.4722 |  |  | 0.85596
2019 | 9 | 22 | 0 | 9 | 22 | 2 | 30.32 | 20514 | 28.5697 |  |  | 0.81102
2019 | 9 | 22 | 1 | 9 | 22 | 3 | 29.86 | 20293 | 28.2619 |  |  | 0.79872
2019 | 9 | 22 | 2 | 9 | 22 | 4 | 30.32 | 20157 | 28.0725 |  |  | 0.81102
2019 | 9 | 22 | 3 | 9 | 22 | 5 | 33 | 20538 | 28.6031 |  |  | 0.88271
2019 | 9 | 22 | 4 | 9 | 22 | 6 | 34.45 | 20847 | 29.0335 |  |  | 0.92149
2019 | 9 | 22 | 5 | 9 | 22 | 7 | 34.7 | 21146 | 29.4499 |  |  | 0.92818
2019 | 9 | 22 | 6 | 9 | 22 | 8 | 35.55 | 22882 | 31.8676 |  |  | 0.95092
2019 | 9 | 22 | 7 | 9 | 22 | 9 | 37.57 | 24358 | 33.9232 |  |  | 1.0049
2019 | 9 | 22 | 8 | 9 | 22 | 10 | 35.55 | 25392 | 35.3633 |  |  | 0.95092
2019 | 9 | 22 | 9 | 9 | 22 | 11 | 35.55 | 25880 | 36.0429 |  |  | 0.95092
2019 | 9 | 22 | 10 | 9 | 22 | 12 | 35.55 | 26237 | 36.5401 |  |  | 0.95092
2019 | 9 | 22 | 11 | 9 | 22 | 13 | 34.95 | 25996 | 36.2045 |  |  | 0.93487
2019 | 9 | 22 | 12 | 9 | 22 | 14 | 34.7 | 24795 | 34.5318 |  |  | 0.92818
2019 | 9 | 22 | 13 | 9 | 22 | 15 | 34.45 | 24018 | 33.4497 |  |  | 0.92149
2019 | 9 | 22 | 14 | 9 | 22 | 16 | 34.99 | 23875 | 33.2506 |  |  | 0.93594
2019 | 9 | 22 | 15 | 9 | 22 | 17 | 39.5 | 23878 | 33.2547 |  |  | 1.0566
2019 | 9 | 22 | 16 | 9 | 22 | 18 | 45 | 24389 | 33.9664 |  |  | 1.2037
2019 | 9 | 22 | 17 | 9 | 22 | 19 | 50.09 | 26723 | 37.217 |  |  | 1.3398
2019 | 9 | 22 | 18 | 9 | 22 | 20 | 55.32 | 27687 | 38.5595 |  |  | 1.4797
2019 | 9 | 22 | 19 | 9 | 22 | 21 | 53.26 | 26263 | 36.5763 |  |  | 1.4246
2019 | 9 | 22 | 20 | 9 | 22 | 22 | 49.49 | 24611 | 34.2756 |  |  | 1.3238
2019 | 9 | 22 | 21 | 9 | 22 | 23 | 48.99 | 23045 | 32.0946 |  |  | 1.3104
2019 | 9 | 22 | 22 | 9 | 22 | 0 | 42.26 | 21953 | 30.5738 |  |  | 1.1304
2019 | 9 | 22 | 23 | 9 | 22 | 1 | 41.65 | 21144 | 29.4471 |  |  | 1.1141
2019 | 9 | 23 | 0 | 9 | 23 | 2 | 40.86 | 20753 | 28.9026 |  |  | 1.093
2019 | 9 | 23 | 1 | 9 | 23 | 3 | 39 | 20848 | 29.0349 |  |  | 1.0432
2019 | 9 | 23 | 2 | 9 | 23 | 4 | 41.48 | 21371 | 29.7633 |  |  | 1.1095
2019 | 9 | 23 | 3 | 9 | 23 | 5 | 44.27 | 23797 | 33.1419 |  |  | 1.1842
2019 | 9 | 23 | 4 | 9 | 23 | 6 | 48.99 | 27250 | 37.9509 |  |  | 1.3104
2019 | 9 | 23 | 5 | 9 | 23 | 7 | 50 | 28701 | 39.9717 |  |  | 1.3374
2019 | 9 | 23 | 6 | 9 | 23 | 8 | 50.2 | 29859 | 41.5844 |  |  | 1.3428
2019 | 9 | 23 | 7 | 9 | 23 | 9 | 49.99 | 30797 | 42.8908 |  |  | 1.3372
2019 | 9 | 23 | 8 | 9 | 23 | 10 | 48.93 | 31262 | 43.5384 |  |  | 1.3088
2019 | 9 | 23 | 9 | 9 | 23 | 11 | 48 | 31791 | 44.2751 |  |  | 1.2839
2019 | 9 | 23 | 10 | 9 | 23 | 12 | 45.77 | 31915 | 44.4478 |  |  | 1.2243
2019 | 9 | 23 | 11 | 9 | 23 | 13 | 43 | 31017 | 43.1972 |  |  | 1.1502
2019 | 9 | 23 | 12 | 9 | 23 | 14 | 41.75 | 30471 | 42.4368 |  |  | 1.1168
2019 | 9 | 23 | 13 | 9 | 23 | 15 | 41.41 | 30239 | 42.1137 |  |  | 1.1077
2019 | 9 | 23 | 14 | 9 | 23 | 16 | 45 | 30126 | 41.9563 |  |  | 1.2037
2019 | 9 | 23 | 15 | 9 | 23 | 17 | 48.61 | 29854 | 41.5775 |  |  | 1.3003
2019 | 9 | 23 | 16 | 9 | 23 | 18 | 50.51 | 29823 | 41.5343 |  |  | 1.3511
2019 | 9 | 23 | 17 | 9 | 23 | 19 | 52.48 | 31913 | 44.445 |  |  | 1.4038
2019 | 9 | 23 | 18 | 9 | 23 | 20 | 49.81 | 31566 | 43.9618 |  |  | 1.3324
2019 | 9 | 23 | 19 | 9 | 23 | 21 | 42.85 | 28489 | 39.6764 |  |  | 1.1462
2019 | 9 | 23 | 20 | 9 | 23 | 22 | 41 | 26137 | 36.4008 |  |  | 1.0967
2019 | 9 | 23 | 21 | 9 | 23 | 23 | 39.07 | 24879 | 34.6488 |  |  | 1.0451
2019 | 9 | 23 | 22 | 9 | 23 | 0 | 35.55 | 23631 | 32.9107 |  |  | 0.95092
2019 | 9 | 23 | 23 | 9 | 23 | 1 | 34.4 | 22853 | 31.8272 |  |  | 0.92016
2019 | 9 | 24 | 0 | 9 | 24 | 2 | 33.91 | 22531 | 31.3788 |  |  | 0.90705
2019 | 9 | 24 | 1 | 9 | 24 | 3 | 32.95 | 22572 | 31.4359 |  |  | 0.88137
2019 | 9 | 24 | 2 | 9 | 24 | 4 | 34.4 | 22950 | 31.9623 |  |  | 0.92016
2019 | 9 | 24 | 3 | 9 | 24 | 5 | 39.07 | 24776 | 34.5054 |  |  | 1.0451
2019 | 9 | 24 | 4 | 9 | 24 | 6 | 49.75 | 27895 | 38.8492 |  |  | 1.3307
2019 | 9 | 24 | 5 | 9 | 24 | 7 | 50.01 | 29030 | 40.4299 |  |  | 1.3377
2019 | 9 | 24 | 6 | 9 | 24 | 8 | 50.26 | 30098 | 41.9173 |  |  | 1.3444
2019 | 9 | 24 | 7 | 9 | 24 | 9 | 49.2 | 30863 | 42.9827 |  |  | 1.316
2019 | 9 | 24 | 8 | 9 | 24 | 10 | 48.19 | 31578 | 43.9785 |  |  | 1.289
2019 | 9 | 24 | 9 | 9 | 24 | 11 | 44.97 | 32326 | 45.0202 |  |  | 1.2029
2019 | 9 | 24 | 10 | 9 | 24 | 12 | 42.23 | 32736 | 45.5912 |  |  | 1.1296
2019 | 9 | 24 | 11 | 9 | 24 | 13 | 40.01 | 31827 | 44.3253 |  |  | 1.0702
2019 | 9 | 24 | 12 | 9 | 24 | 14 | 39.57 | 31396 | 43.725 |  |  | 1.0584
2019 | 9 | 24 | 13 | 9 | 24 | 15 | 39.91 | 31405 | 43.7375 |  |  | 1.0675
2019 | 9 | 24 | 14 | 9 | 24 | 16 | 41.8 | 31341 | 43.6484 |  |  | 1.1181
2019 | 9 | 24 | 15 | 9 | 24 | 17 | 47.24 | 30932 | 43.0788 |  |  | 1.2636
2019 | 9 | 24 | 16 | 9 | 24 | 18 | 50 | 30713 | 42.7738 |  |  | 1.3374
2019 | 9 | 24 | 17 | 9 | 24 | 19 | 52.48 | 32501 | 45.2639 |  |  | 1.4038
2019 | 9 | 24 | 18 | 9 | 24 | 20 | 49.76 | 32158 | 44.7862 |  |  | 1.331
2019 | 9 | 24 | 19 | 9 | 24 | 21 | 44.95 | 29155 | 40.604 |  |  | 1.2024
2019 | 9 | 24 | 20 | 9 | 24 | 22 | 42.12 | 26648 | 37.1125 |  |  | 1.1267
2019 | 9 | 24 | 21 | 9 | 24 | 23 | 39 | 25492 | 35.5025 |  |  | 1.0432
2019 | 9 | 24 | 22 | 9 | 24 | 0 | 35.76 | 24219 | 33.7296 |  |  | 0.95653
2019 | 9 | 24 | 23 | 9 | 24 | 1 | 35.27 | 23374 | 32.5528 |  |  | 0.94343
2019 | 9 | 25 | 0 | 9 | 25 | 2 | 34.95 | 22990 | 32.018 |  |  | 0.93487
2019 | 9 | 25 | 1 | 9 | 25 | 3 | 35 | 23074 | 32.135 |  |  | 0.9362
2019 | 9 | 25 | 2 | 9 | 25 | 4 | 35.69 | 23411 | 32.6044 |  |  | 0.95466
2019 | 9 | 25 | 3 | 9 | 25 | 5 | 38.89 | 25426 | 35.4106 |  |  | 1.0403
2019 | 9 | 25 | 4 | 9 | 25 | 6 | 45.54 | 28821 | 40.1388 |  |  | 1.2181
2019 | 9 | 25 | 5 | 9 | 25 | 7 | 49.36 | 30008 | 41.792 |  |  | 1.3203
2019 | 9 | 25 | 6 | 9 | 25 | 8 | 49.19 | 31144 | 43.3741 |  |  | 1.3158
2019 | 9 | 25 | 7 | 9 | 25 | 9 | 49.11 | 31846 | 44.3517 |  |  | 1.3136
2019 | 9 | 25 | 8 | 9 | 25 | 10 | 48.03 | 32540 | 45.3183 |  |  | 1.2847
2019 | 9 | 25 | 9 | 9 | 25 | 11 | 48.88 | 33170 | 46.1956 |  |  | 1.3075
2019 | 9 | 25 | 10 | 9 | 25 | 12 | 46.83 | 33107 | 46.1079 |  |  | 1.2526
2019 | 9 | 25 | 11 | 9 | 25 | 13 | 44.16 | 32290 | 44.9701 |  |  | 1.1812
2019 | 9 | 25 | 12 | 9 | 25 | 14 | 41 | 31724 | 44.1818 |  |  | 1.0967
2019 | 9 | 25 | 13 | 9 | 25 | 15 | 41.03 | 31536 | 43.92 |  |  | 1.0975
2019 | 9 | 25 | 14 | 9 | 25 | 16 | 44.96 | 31458 | 43.8114 |  |  | 1.2026
2019 | 9 | 25 | 15 | 9 | 25 | 17 | 46.99 | 30938 | 43.0872 |  |  | 1.2569
2019 | 9 | 25 | 16 | 9 | 25 | 18 | 50.14 | 30912 | 43.0509 |  |  | 1.3412
2019 | 9 | 25 | 17 | 9 | 25 | 19 | 51.74 | 32729 | 45.5815 |  |  | 1.384
2019 | 9 | 25 | 18 | 9 | 25 | 20 | 50.74 | 32238 | 44.8977 |  |  | 1.3572
2019 | 9 | 25 | 19 | 9 | 25 | 21 | 48.59 | 29088 | 40.5107 |  |  | 1.2997
2019 | 9 | 25 | 20 | 9 | 25 | 22 | 45.5 | 26698 | 37.1821 |  |  | 1.2171
2019 | 9 | 25 | 21 | 9 | 25 | 23 | 49.59 | 25403 | 35.3786 |  |  | 1.3265
2019 | 9 | 25 | 22 | 9 | 25 | 0 | 49.36 | 24218 | 33.7283 |  |  | 1.3203
2019 | 9 | 25 | 23 | 9 | 25 | 1 | 48.28 | 23417 | 32.6127 |  |  | 1.2914
2019 | 9 | 26 | 0 | 9 | 26 | 2 | 47.15 | 23133 | 32.2172 |  |  | 1.2612
2019 | 9 | 26 | 1 | 9 | 26 | 3 | 46.83 | 22973 | 31.9944 |  |  | 1.2526
2019 | 9 | 26 | 2 | 9 | 26 | 4 | 48.52 | 23316 | 32.472 |  |  | 1.2978
2019 | 9 | 26 | 3 | 9 | 26 | 5 | 48.59 | 25362 | 35.3215 |  |  | 1.2997
2019 | 9 | 26 | 4 | 9 | 26 | 6 | 50.29 | 28612 | 39.8478 |  |  | 1.3452
2019 | 9 | 26 | 5 | 9 | 26 | 7 | 51.51 | 29915 | 41.6624 |  |  | 1.3778
2019 | 9 | 26 | 6 | 9 | 26 | 8 | 50.74 | 30834 | 42.9423 |  |  | 1.3572
2019 | 9 | 26 | 7 | 9 | 26 | 9 | 49.84 | 31522 | 43.9005 |  |  | 1.3332
2019 | 9 | 26 | 8 | 9 | 26 | 10 | 48.88 | 32108 | 44.7166 |  |  | 1.3075
2019 | 9 | 26 | 9 | 9 | 26 | 11 | 48.07 | 32770 | 45.6386 |  |  | 1.2858
2019 | 9 | 26 | 10 | 9 | 26 | 12 | 48.51 | 33116 | 46.1204 |  |  | 1.2976
2019 | 9 | 26 | 11 | 9 | 26 | 13 | 46.82 | 32376 | 45.0898 |  |  | 1.2524
2019 | 9 | 26 | 12 | 9 | 26 | 14 | 45.54 | 31996 | 44.5606 |  |  | 1.2181
2019 | 9 | 26 | 13 | 9 | 26 | 15 | 45.71 | 31960 | 44.5105 |  |  | 1.2227
2019 | 9 | 26 | 14 | 9 | 26 | 16 | 47 | 31861 | 44.3726 |  |  | 1.2572
2019 | 9 | 26 | 15 | 9 | 26 | 17 | 47.21 | 31300 | 43.5913 |  |  | 1.2628
2019 | 9 | 26 | 16 | 9 | 26 | 18 | 50 | 31126 | 43.349 |  |  | 1.3374
2019 | 9 | 26 | 17 | 9 | 26 | 19 | 50.94 | 33036 | 46.009 |  |  | 1.3626
2019 | 9 | 26 | 18 | 9 | 26 | 20 | 50.74 | 32590 | 45.3879 |  |  | 1.3572
2019 | 9 | 26 | 19 | 9 | 26 | 21 | 48.59 | 29493 | 41.0747 |  |  | 1.2997
2019 | 9 | 26 | 20 | 9 | 26 | 22 | 46.37 | 26999 | 37.6013 |  |  | 1.2403
2019 | 9 | 26 | 21 | 9 | 26 | 23 | 49.56 | 25762 | 35.8786 |  |  | 1.3257
2019 | 9 | 26 | 22 | 9 | 26 | 0 | 48.89 | 24621 | 34.2895 |  |  | 1.3077
2019 | 9 | 26 | 23 | 9 | 26 | 1 | 47.89 | 23689 | 32.9915 |  |  | 1.281
2019 | 9 | 27 | 0 | 9 | 27 | 2 | 47.45 | 23321 | 32.479 |  |  | 1.2692
2019 | 9 | 27 | 1 | 9 | 27 | 3 | 47.4 | 23035 | 32.0807 |  |  | 1.2679
2019 | 9 | 27 | 2 | 9 | 27 | 4 | 47.89 | 23435 | 32.6378 |  |  | 1.281
2019 | 9 | 27 | 3 | 9 | 27 | 5 | 48.53 | 25429 | 35.4148 |  |  | 1.2981
2019 | 9 | 27 | 4 | 9 | 27 | 6 | 49.55 | 28545 | 39.7544 |  |  | 1.3254
2019 | 9 | 27 | 5 | 9 | 27 | 7 | 50.31 | 29771 | 41.4619 |  |  | 1.3457
2019 | 9 | 27 | 6 | 9 | 27 | 8 | 50.15 | 30994 | 43.1651 |  |  | 1.3414
2019 | 9 | 27 | 7 | 9 | 27 | 9 | 49.55 | 31839 | 44.342 |  |  | 1.3254
2019 | 9 | 27 | 8 | 9 | 27 | 10 | 49.27 | 32462 | 45.2096 |  |  | 1.3179
2019 | 9 | 27 | 9 | 9 | 27 | 11 | 48.94 | 33128 | 46.1372 |  |  | 1.3091
2019 | 9 | 27 | 10 | 9 | 27 | 12 | 48.94 | 33495 | 46.6483 |  |  | 1.3091
2019 | 9 | 27 | 11 | 9 | 27 | 13 | 47.89 | 32532 | 45.3071 |  |  | 1.281
2019 | 9 | 27 | 12 | 9 | 27 | 14 | 47 | 31839 | 44.342 |  |  | 1.2572
2019 | 9 | 27 | 13 | 9 | 27 | 15 | 46.49 | 31521 | 43.8991 |  |  | 1.2435
2019 | 9 | 27 | 14 | 9 | 27 | 16 | 47.2 | 31325 | 43.6261 |  |  | 1.2625
2019 | 9 | 27 | 15 | 9 | 27 | 17 | 47.19 | 30689 | 42.7404 |  |  | 1.2623
2019 | 9 | 27 | 16 | 9 | 27 | 18 | 48.75 | 30457 | 42.4173 |  |  | 1.304
2019 | 9 | 27 | 17 | 9 | 27 | 19 | 50.56 | 31800 | 44.2877 |  |  | 1.3524
2019 | 9 | 27 | 18 | 9 | 27 | 20 | 50.89 | 31201 | 43.4534 |  |  | 1.3612
2019 | 9 | 27 | 19 | 9 | 27 | 21 | 48.59 | 28367 | 39.5065 |  |  | 1.2997
2019 | 9 | 27 | 20 | 9 | 27 | 22 | 46.5 | 26253 | 36.5624 |  |  | 1.2438
2019 | 9 | 27 | 21 | 9 | 27 | 23 | 49.69 | 25183 | 35.0722 |  |  | 1.3291
2019 | 9 | 27 | 22 | 9 | 27 | 0 | 49.16 | 23985 | 33.4038 |  |  | 1.315
2019 | 9 | 27 | 23 | 9 | 27 | 1 | 48.89 | 22942 | 31.9512 |  |  | 1.3077
2019 | 9 | 28 | 0 | 9 | 28 | 2 | 48.03 | 22389 | 31.181 |  |  | 1.2847
2019 | 9 | 28 | 1 | 9 | 28 | 3 | 47.89 | 21997 | 30.6351 |  |  | 1.281
2019 | 9 | 28 | 2 | 9 | 28 | 4 | 47.95 | 21778 | 30.3301 |  |  | 1.2826
2019 | 9 | 28 | 3 | 9 | 28 | 5 | 44.4 | 22211 | 30.9331 |  |  | 1.1876
2019 | 9 | 28 | 4 | 9 | 28 | 6 | 44.4 | 23229 | 32.3509 |  |  | 1.1876
2019 | 9 | 28 | 5 | 9 | 28 | 7 | 44.4 | 24124 | 33.5973 |  |  | 1.1876
2019 | 9 | 28 | 6 | 9 | 28 | 8 | 48.89 | 26199 | 36.4872 |  |  | 1.3077
2019 | 9 | 28 | 7 | 9 | 28 | 9 | 47.52 | 27753 | 38.6514 |  |  | 1.2711
2019 | 9 | 28 | 8 | 9 | 28 | 10 | 44.95 | 28394 | 39.5441 |  |  | 1.2024
2019 | 9 | 28 | 9 | 9 | 28 | 11 | 46.14 | 28731 | 40.0135 |  |  | 1.2342
2019 | 9 | 28 | 10 | 9 | 28 | 12 | 46.79 | 29037 | 40.4396 |  |  | 1.2516
2019 | 9 | 28 | 11 | 9 | 28 | 13 | 43.82 | 28427 | 39.5901 |  |  | 1.1721
2019 | 9 | 28 | 12 | 9 | 28 | 14 | 39.12 | 27260 | 37.9648 |  |  | 1.0464
2019 | 9 | 28 | 13 | 9 | 28 | 15 | 37.83 | 26504 | 36.912 |  |  | 1.0119
2019 | 9 | 28 | 14 | 9 | 28 | 16 | 38 | 26193 | 36.4788 |  |  | 1.0165
2019 | 9 | 28 | 15 | 9 | 28 | 17 | 40.25 | 26006 | 36.2184 |  |  | 1.0766
2019 | 9 | 28 | 16 | 9 | 28 | 18 | 46.25 | 26125 | 36.3841 |  |  | 1.2371
2019 | 9 | 28 | 17 | 9 | 28 | 19 | 49.81 | 27941 | 38.9133 |  |  | 1.3324
2019 | 9 | 28 | 18 | 9 | 28 | 20 | 50.14 | 28136 | 39.1848 |  |  | 1.3412
2019 | 9 | 28 | 19 | 9 | 28 | 21 | 48.76 | 26157 | 36.4287 |  |  | 1.3043
2019 | 9 | 28 | 20 | 9 | 28 | 22 | 43.26 | 24526 | 34.1572 |  |  | 1.1571
2019 | 9 | 28 | 21 | 9 | 28 | 23 | 48.69 | 22953 | 31.9665 |  |  | 1.3024
2019 | 9 | 28 | 22 | 9 | 28 | 0 | 44.14 | 21675 | 30.1866 |  |  | 1.1807
2019 | 9 | 28 | 23 | 9 | 28 | 1 | 40.5 | 20694 | 28.8204 |  |  | 1.0833
2019 | 9 | 29 | 0 | 9 | 29 | 2 | 36.01 | 20022 | 27.8845 |  |  | 0.96322
2019 | 9 | 29 | 1 | 9 | 29 | 3 | 35.26 | 19670 | 27.3943 |  |  | 0.94316
2019 | 9 | 29 | 2 | 9 | 29 | 4 | 35.26 | 19649 | 27.365 |  |  | 0.94316
2019 | 9 | 29 | 3 | 9 | 29 | 5 | 35.92 | 20007 | 27.8636 |  |  | 0.96081
2019 | 9 | 29 | 4 | 9 | 29 | 6 | 36.77 | 20379 | 28.3817 |  |  | 0.98355
2019 | 9 | 29 | 5 | 9 | 29 | 7 | 38.44 | 20649 | 28.7577 |  |  | 1.0282
2019 | 9 | 29 | 6 | 9 | 29 | 8 | 40.96 | 22330 | 31.0988 |  |  | 1.0956
2019 | 9 | 29 | 7 | 9 | 29 | 9 | 41.5 | 23943 | 33.3453 |  |  | 1.1101
2019 | 9 | 29 | 8 | 9 | 29 | 10 | 40.95 | 24830 | 34.5806 |  |  | 1.0954
2019 | 9 | 29 | 9 | 9 | 29 | 11 | 40.95 | 25503 | 35.5179 |  |  | 1.0954
2019 | 9 | 29 | 10 | 9 | 29 | 12 | 42.08 | 26149 | 36.4175 |  |  | 1.1256
2019 | 9 | 29 | 11 | 9 | 29 | 13 | 40.94 | 26174 | 36.4524 |  |  | 1.0951
2019 | 9 | 29 | 12 | 9 | 29 | 14 | 35.42 | 25199 | 35.0945 |  |  | 0.94744
2019 | 9 | 29 | 13 | 9 | 29 | 15 | 35.26 | 24612 | 34.277 |  |  | 0.94316
2019 | 9 | 29 | 14 | 9 | 29 | 16 | 36.01 | 24415 | 34.0026 |  |  | 0.96322
2019 | 9 | 29 | 15 | 9 | 29 | 17 | 40.95 | 24486 | 34.1015 |  |  | 1.0954
2019 | 9 | 29 | 16 | 9 | 29 | 18 | 49.11 | 24952 | 34.7505 |  |  | 1.3136
2019 | 9 | 29 | 17 | 9 | 29 | 19 | 52.98 | 27519 | 38.3255 |  |  | 1.4171
2019 | 9 | 29 | 18 | 9 | 29 | 20 | 56.86 | 27969 | 38.9522 |  |  | 1.5209
2019 | 9 | 29 | 19 | 9 | 29 | 21 | 54.5 | 26336 | 36.678 |  |  | 1.4578
2019 | 9 | 29 | 20 | 9 | 29 | 22 | 50.29 | 24553 | 34.1948 |  |  | 1.3452
2019 | 9 | 29 | 21 | 9 | 29 | 23 | 50.29 | 23002 | 32.0347 |  |  | 1.3452
2019 | 9 | 29 | 22 | 9 | 29 | 0 | 48.39 | 21824 | 30.3941 |  |  | 1.2944
2019 | 9 | 29 | 23 | 9 | 29 | 1 | 46.78 | 21055 | 29.3232 |  |  | 1.2513
2019 | 9 | 30 | 0 | 9 | 30 | 2 | 45.79 | 20714 | 28.8483 |  |  | 1.2248
2019 | 9 | 30 | 1 | 9 | 30 | 3 | 44.45 | 20768 | 28.9235 |  |  | 1.189
2019 | 9 | 30 | 2 | 9 | 30 | 4 | 45.01 | 21407 | 29.8134 |  |  | 1.204
2019 | 9 | 30 | 3 | 9 | 30 | 5 | 47.27 | 23953 | 33.3592 |  |  | 1.2644
2019 | 9 | 30 | 4 | 9 | 30 | 6 | 51.25 | 27541 | 38.3562 |  |  | 1.3709
2019 | 9 | 30 | 5 | 9 | 30 | 7 | 52.13 | 29026 | 40.4243 |  |  | 1.3944
2019 | 9 | 30 | 6 | 9 | 30 | 8 | 52.04 | 30194 | 42.051 |  |  | 1.392
2019 | 9 | 30 | 7 | 9 | 30 | 9 | 51.5 | 31052 | 43.2459 |  |  | 1.3776
2019 | 9 | 30 | 8 | 9 | 30 | 10 | 50.29 | 31696 | 44.1428 |  |  | 1.3452
2019 | 9 | 30 | 9 | 9 | 30 | 11 | 50.29 | 32546 | 45.3266 |  |  | 1.3452
2019 | 9 | 30 | 10 | 9 | 30 | 12 | 50.29 | 32869 | 45.7764 |  |  | 1.3452
2019 | 9 | 30 | 11 | 9 | 30 | 13 | 49.45 | 32105 | 44.7124 |  |  | 1.3227
2019 | 9 | 30 | 12 | 9 | 30 | 14 | 47.33 | 31625 | 44.0439 |  |  | 1.266
2019 | 9 | 30 | 13 | 9 | 30 | 15 | 47.32 | 31609 | 44.0217 |  |  | 1.2657
2019 | 9 | 30 | 14 | 9 | 30 | 16 | 47.98 | 31527 | 43.9075 |  |  | 1.2834
2019 | 9 | 30 | 15 | 9 | 30 | 17 | 51.13 | 30916 | 43.0565 |  |  | 1.3677
2019 | 9 | 30 | 16 | 9 | 30 | 18 | 52.6 | 30837 | 42.9465 |  |  | 1.407
2019 | 9 | 30 | 17 | 9 | 30 | 19 | 56.74 | 32713 | 45.5592 |  |  | 1.5177
2019 | 9 | 30 | 18 | 9 | 30 | 20 | 51.75 | 31864 | 44.3768 |  |  | 1.3842
2019 | 9 | 30 | 19 | 9 | 30 | 21 | 47.95 | 28696 | 39.9647 |  |  | 1.2826
2019 | 9 | 30 | 20 | 9 | 30 | 22 | 46.83 | 26243 | 36.5485 |  |  | 1.2526
2019 | 9 | 30 | 21 | 9 | 30 | 23 | 50.59 | 25005 | 34.8243 |  |  | 1.3532
2019 | 9 | 30 | 22 | 9 | 30 | 0 | 49.75 | 23724 | 33.0403 |  |  | 1.3307
2019 | 9 | 30 | 23 | 9 | 30 | 1 | 48.45 | 22942 | 31.9512 |  |  | 1.296
2019 | 10 | 1 | 0 | 10 | 1 | 2 | 45.06 | 22590 | 31.4609 |  |  | 1.2053
2019 | 10 | 1 | 1 | 10 | 1 | 3 | 44.07 | 22545 | 31.3983 |  |  | 1.1788
2019 | 10 | 1 | 2 | 10 | 1 | 4 | 44.58 | 23058 | 32.1127 |  |  | 1.1925
2019 | 10 | 1 | 3 | 10 | 1 | 5 | 48.51 | 25282 | 35.2101 |  |  | 1.2976
2019 | 10 | 1 | 4 | 10 | 1 | 6 | 50.36 | 28694 | 39.962 |  |  | 1.3471
2019 | 10 | 1 | 5 | 10 | 1 | 7 | 51.28 | 30256 | 42.1373 |  |  | 1.3717
2019 | 10 | 1 | 6 | 10 | 1 | 8 | 51.81 | 31250 | 43.5217 |  |  | 1.3858
2019 | 10 | 1 | 7 | 10 | 1 | 9 | 50.92 | 32101 | 44.7069 |  |  | 1.362
2019 | 10 | 1 | 8 | 10 | 1 | 10 | 49.75 | 32634 | 45.4492 |  |  | 1.3307
2019 | 10 | 1 | 9 | 10 | 1 | 11 | 48.74 | 33267 | 46.3307 |  |  | 1.3037
2019 | 10 | 1 | 10 | 10 | 1 | 12 | 46.89 | 33381 | 46.4895 |  |  | 1.2542
2019 | 10 | 1 | 11 | 10 | 1 | 13 | 39.49 | 32640 | 45.4575 |  |  | 1.0563
2019 | 10 | 1 | 12 | 10 | 1 | 14 | 39.38 | 32028 | 44.6052 |  |  | 1.0534
2019 | 10 | 1 | 13 | 10 | 1 | 15 | 42.88 | 32052 | 44.6386 |  |  | 1.147
2019 | 10 | 1 | 14 | 10 | 1 | 16 | 47.02 | 32109 | 44.718 |  |  | 1.2577
2019 | 10 | 1 | 15 | 10 | 1 | 17 | 49.75 | 31493 | 43.8601 |  |  | 1.3307
2019 | 10 | 1 | 16 | 10 | 1 | 18 | 51.65 | 31306 | 43.5997 |  |  | 1.3816
2019 | 10 | 1 | 17 | 10 | 1 | 19 | 52.92 | 33203 | 46.2416 |  |  | 1.4155
2019 | 10 | 1 | 18 | 10 | 1 | 20 | 50.02 | 32415 | 45.1442 |  |  | 1.338
2019 | 10 | 1 | 19 | 10 | 1 | 21 | 45.06 | 29339 | 40.8602 |  |  | 1.2053
2019 | 10 | 1 | 20 | 10 | 1 | 22 | 36.97 | 26932 | 37.508 |  |  | 0.9889
2019 | 10 | 1 | 21 | 10 | 1 | 23 | 36.25 | 25544 | 35.575 |  |  | 0.96964
2019 | 10 | 1 | 22 | 10 | 1 | 0 | 35.75 | 24311 | 33.8578 |  |  | 0.95627
2019 | 10 | 1 | 23 | 10 | 1 | 1 | 35.07 | 23475 | 32.6935 |  |  | 0.93808
2019 | 10 | 2 | 0 | 10 | 2 | 2 | 33 | 22906 | 31.901 |  |  | 0.88271
2019 | 10 | 2 | 1 | 10 | 2 | 3 | 34 | 22788 | 31.7367 |  |  | 0.90946
2019 | 10 | 2 | 2 | 10 | 2 | 4 | 35.86 | 23200 | 32.3105 |  |  | 0.95921
2019 | 10 | 2 | 3 | 10 | 2 | 5 | 40 | 25319 | 35.2616 |  |  | 1.0699
2019 | 10 | 2 | 4 | 10 | 2 | 6 | 50.1 | 28537 | 39.7433 |  |  | 1.3401
2019 | 10 | 2 | 5 | 10 | 2 | 7 | 52 | 29992 | 41.7697 |  |  | 1.3909
2019 | 10 | 2 | 6 | 10 | 2 | 8 | 51.75 | 30971 | 43.1331 |  |  | 1.3842
2019 | 10 | 2 | 7 | 10 | 2 | 9 | 50 | 31424 | 43.764 |  |  | 1.3374
2019 | 10 | 2 | 8 | 10 | 2 | 10 | 46.83 | 32016 | 44.5885 |  |  | 1.2526
2019 | 10 | 2 | 9 | 10 | 2 | 11 | 44.16 | 32754 | 45.6163 |  |  | 1.1812
2019 | 10 | 2 | 10 | 10 | 2 | 12 | 42.12 | 32887 | 45.8015 |  |  | 1.1267
2019 | 10 | 2 | 11 | 10 | 2 | 13 | 39.9 | 31998 | 44.5634 |  |  | 1.0673
2019 | 10 | 2 | 12 | 10 | 2 | 14 | 38.07 | 31478 | 43.8392 |  |  | 1.0183
2019 | 10 | 2 | 13 | 10 | 2 | 15 | 38.49 | 31233 | 43.498 |  |  | 1.0296
2019 | 10 | 2 | 14 | 10 | 2 | 16 | 40.55 | 31056 | 43.2515 |  |  | 1.0847
2019 | 10 | 2 | 15 | 10 | 2 | 17 | 48.01 | 30483 | 42.4535 |  |  | 1.2842
2019 | 10 | 2 | 16 | 10 | 2 | 18 | 51.61 | 30317 | 42.2223 |  |  | 1.3805
2019 | 10 | 2 | 17 | 10 | 2 | 19 | 52.1 | 32415 | 45.1442 |  |  | 1.3936
2019 | 10 | 2 | 18 | 10 | 2 | 20 | 51.6 | 31634 | 44.0565 |  |  | 1.3802
2019 | 10 | 2 | 19 | 10 | 2 | 21 | 49.82 | 28617 | 39.8547 |  |  | 1.3326
2019 | 10 | 2 | 20 | 10 | 2 | 22 | 45.08 | 26306 | 36.6362 |  |  | 1.2058
2019 | 10 | 2 | 21 | 10 | 2 | 23 | 50.25 | 25076 | 34.9232 |  |  | 1.3441
2019 | 10 | 2 | 22 | 10 | 2 | 0 | 49.81 | 23937 | 33.3369 |  |  | 1.3324
2019 | 10 | 2 | 23 | 10 | 2 | 1 | 48.4 | 23187 | 32.2924 |  |  | 1.2946
2019 | 10 | 3 | 0 | 10 | 3 | 2 | 46 | 22749 | 31.6824 |  |  | 1.2304
2019 | 10 | 3 | 1 | 10 | 3 | 3 | 46.11 | 22632 | 31.5194 |  |  | 1.2334
2019 | 10 | 3 | 2 | 10 | 3 | 4 | 47.37 | 22999 | 32.0306 |  |  | 1.2671
2019 | 10 | 3 | 3 | 10 | 3 | 5 | 49.5 | 24984 | 34.7951 |  |  | 1.3241
2019 | 10 | 3 | 4 | 10 | 3 | 6 | 50.4 | 28163 | 39.2224 |  |  | 1.3481
2019 | 10 | 3 | 5 | 10 | 3 | 7 | 50.98 | 29563 | 41.1722 |  |  | 1.3636
2019 | 10 | 3 | 6 | 10 | 3 | 8 | 52.13 | 30426 | 42.3741 |  |  | 1.3944
2019 | 10 | 3 | 7 | 10 | 3 | 9 | 50.02 | 30875 | 42.9994 |  |  | 1.338
2019 | 10 | 3 | 8 | 10 | 3 | 10 | 49.1 | 31326 | 43.6275 |  |  | 1.3134
2019 | 10 | 3 | 9 | 10 | 3 | 11 | 46.68 | 31922 | 44.4576 |  |  | 1.2486
2019 | 10 | 3 | 10 | 10 | 3 | 12 | 45.25 | 31994 | 44.5578 |  |  | 1.2104
2019 | 10 | 3 | 11 | 10 | 3 | 13 | 41.86 | 31253 | 43.5259 |  |  | 1.1197
2019 | 10 | 3 | 12 | 10 | 3 | 14 | 40.8 | 30774 | 42.8588 |  |  | 1.0913
2019 | 10 | 3 | 13 | 10 | 3 | 15 | 41.5 | 30633 | 42.6624 |  |  | 1.1101
2019 | 10 | 3 | 14 | 10 | 3 | 16 | 47.93 | 30408 | 42.349 |  |  | 1.2821
2019 | 10 | 3 | 15 | 10 | 3 | 17 | 51.23 | 30061 | 41.8658 |  |  | 1.3703
2019 | 10 | 3 | 16 | 10 | 3 | 18 | 55.06 | 30061 | 41.8658 |  |  | 1.4728
2019 | 10 | 3 | 17 | 10 | 3 | 19 | 53.53 | 32086 | 44.686 |  |  | 1.4319
2019 | 10 | 3 | 18 | 10 | 3 | 20 | 51.48 | 31356 | 43.6693 |  |  | 1.377
2019 | 10 | 3 | 19 | 10 | 3 | 21 | 49.5 | 28324 | 39.4467 |  |  | 1.3241
2019 | 10 | 3 | 20 | 10 | 3 | 22 | 44.07 | 26072 | 36.3103 |  |  | 1.1788
2019 | 10 | 3 | 21 | 10 | 3 | 23 | 50.8 | 24923 | 34.7101 |  |  | 1.3588
2019 | 10 | 3 | 22 | 10 | 3 | 0 | 50 | 23745 | 33.0695 |  |  | 1.3374
2019 | 10 | 3 | 23 | 10 | 3 | 1 | 50.15 | 22940 | 31.9484 |  |  | 1.3414
2019 | 10 | 4 | 0 | 10 | 4 | 2 | 50.89 | 22590 | 31.4609 |  |  | 1.3612
2019 | 10 | 4 | 1 | 10 | 4 | 3 | 51.36 | 22584 | 31.4526 |  |  | 1.3738
2019 | 10 | 4 | 2 | 10 | 4 | 4 | 51.75 | 22836 | 31.8036 |  |  | 1.3842
2019 | 10 | 4 | 3 | 10 | 4 | 5 | 51.75 | 24944 | 34.7394 |  |  | 1.3842
2019 | 10 | 4 | 4 | 10 | 4 | 6 | 54.5 | 28265 | 39.3645 |  |  | 1.4578
2019 | 10 | 4 | 5 | 10 | 4 | 7 | 54.53 | 29508 | 41.0956 |  |  | 1.4586
2019 | 10 | 4 | 6 | 10 | 4 | 8 | 55.52 | 30525 | 42.512 |  |  | 1.4851
2019 | 10 | 4 | 7 | 10 | 4 | 9 | 54.25 | 31299 | 43.5899 |  |  | 1.4511
2019 | 10 | 4 | 8 | 10 | 4 | 10 | 54.05 | 31781 | 44.2612 |  |  | 1.4458
2019 | 10 | 4 | 9 | 10 | 4 | 11 | 54.52 | 32335 | 45.0327 |  |  | 1.4583
2019 | 10 | 4 | 10 | 10 | 4 | 12 | 54.12 | 32515 | 45.2834 |  |  | 1.4476
2019 | 10 | 4 | 11 | 10 | 4 | 13 | 52.27 | 31603 | 44.0133 |  |  | 1.3982
2019 | 10 | 4 | 12 | 10 | 4 | 14 | 51.86 | 30824 | 42.9284 |  |  | 1.3872
2019 | 10 | 4 | 13 | 10 | 4 | 15 | 51.69 | 30544 | 42.5384 |  |  | 1.3826
2019 | 10 | 4 | 14 | 10 | 4 | 16 | 51.51 | 30316 | 42.2209 |  |  | 1.3778
2019 | 10 | 4 | 15 | 10 | 4 | 17 | 51.69 | 29774 | 41.4661 |  |  | 1.3826
2019 | 10 | 4 | 16 | 10 | 4 | 18 | 53.52 | 29698 | 41.3602 |  |  | 1.4316
2019 | 10 | 4 | 17 | 10 | 4 | 19 | 56.52 | 31394 | 43.7222 |  |  | 1.5118
2019 | 10 | 4 | 18 | 10 | 4 | 20 | 55.62 | 30542 | 42.5356 |  |  | 1.4878
2019 | 10 | 4 | 19 | 10 | 4 | 21 | 52.52 | 27858 | 38.7977 |  |  | 1.4048
2019 | 10 | 4 | 20 | 10 | 4 | 22 | 50.28 | 25936 | 36.1209 |  |  | 1.3449
2019 | 10 | 4 | 21 | 10 | 4 | 23 | 53.89 | 24976 | 34.7839 |  |  | 1.4415
2019 | 10 | 4 | 22 | 10 | 4 | 0 | 51.94 | 23587 | 32.8495 |  |  | 1.3893
2019 | 10 | 4 | 23 | 10 | 4 | 1 | 50.12 | 22575 | 31.4401 |  |  | 1.3406
2019 | 10 | 5 | 0 | 10 | 5 | 2 | 49.02 | 21993 | 30.6295 |  |  | 1.3112
2019 | 10 | 5 | 1 | 10 | 5 | 3 | 48.12 | 21737 | 30.273 |  |  | 1.2871
2019 | 10 | 5 | 2 | 10 | 5 | 4 | 48.12 | 21599 | 30.0808 |  |  | 1.2871
2019 | 10 | 5 | 3 | 10 | 5 | 5 | 46.52 | 22078 | 30.7479 |  |  | 1.2443
2019 | 10 | 5 | 4 | 10 | 5 | 6 | 49 | 23231 | 32.3537 |  |  | 1.3107
2019 | 10 | 5 | 5 | 10 | 5 | 7 | 49.17 | 24144 | 33.6252 |  |  | 1.3152
2019 | 10 | 5 | 6 | 10 | 5 | 8 | 51.25 | 26158 | 36.4301 |  |  | 1.3709
2019 | 10 | 5 | 7 | 10 | 5 | 9 | 50.5 | 27630 | 38.4801 |  |  | 1.3508
2019 | 10 | 5 | 8 | 10 | 5 | 10 | 49 | 28213 | 39.2921 |  |  | 1.3107
2019 | 10 | 5 | 9 | 10 | 5 | 11 | 48.37 | 28550 | 39.7614 |  |  | 1.2938
2019 | 10 | 5 | 10 | 10 | 5 | 12 | 49 | 28802 | 40.1124 |  |  | 1.3107
2019 | 10 | 5 | 11 | 10 | 5 | 13 | 46.07 | 28032 | 39.04 |  |  | 1.2323
2019 | 10 | 5 | 12 | 10 | 5 | 14 | 44.77 | 26810 | 37.3381 |  |  | 1.1975
2019 | 10 | 5 | 13 | 10 | 5 | 15 | 42.8 | 26087 | 36.3312 |  |  | 1.1448
2019 | 10 | 5 | 14 | 10 | 5 | 16 | 43.59 | 25692 | 35.7811 |  |  | 1.166
2019 | 10 | 5 | 15 | 10 | 5 | 17 | 48.11 | 25405 | 35.3814 |  |  | 1.2869
2019 | 10 | 5 | 16 | 10 | 5 | 18 | 52.09 | 25809 | 35.944 |  |  | 1.3933
2019 | 10 | 5 | 17 | 10 | 5 | 19 | 54.12 | 27850 | 38.7865 |  |  | 1.4476
2019 | 10 | 5 | 18 | 10 | 5 | 20 | 54.12 | 27706 | 38.586 |  |  | 1.4476
2019 | 10 | 5 | 19 | 10 | 5 | 21 | 51.12 | 25813 | 35.9496 |  |  | 1.3674
2019 | 10 | 5 | 20 | 10 | 5 | 22 | 46.77 | 23960 | 33.3689 |  |  | 1.251
2019 | 10 | 5 | 21 | 10 | 5 | 23 | 51.12 | 22750 | 31.6838 |  |  | 1.3674
2019 | 10 | 5 | 22 | 10 | 5 | 0 | 50.12 | 21564 | 30.032 |  |  | 1.3406
2019 | 10 | 5 | 23 | 10 | 5 | 1 | 47.51 | 20505 | 28.5572 |  |  | 1.2708
2019 | 10 | 6 | 0 | 10 | 6 | 2 | 44.07 | 20073 | 27.9555 |  |  | 1.1788
2019 | 10 | 6 | 1 | 10 | 6 | 3 | 43.78 | 19771 | 27.5349 |  |  | 1.1711
2019 | 10 | 6 | 2 | 10 | 6 | 4 | 43.6 | 19773 | 27.5377 |  |  | 1.1662
2019 | 10 | 6 | 3 | 10 | 6 | 5 | 42.51 | 19976 | 27.8204 |  |  | 1.1371
2019 | 10 | 6 | 4 | 10 | 6 | 6 | 43.34 | 20473 | 28.5126 |  |  | 1.1593
2019 | 10 | 6 | 5 | 10 | 6 | 7 | 43.33 | 20816 | 28.9903 |  |  | 1.159
2019 | 10 | 6 | 6 | 10 | 6 | 8 | 45.48 | 22559 | 31.4178 |  |  | 1.2165
2019 | 10 | 6 | 7 | 10 | 6 | 9 | 47.01 | 24213 | 33.7213 |  |  | 1.2575
2019 | 10 | 6 | 8 | 10 | 6 | 10 | 45.01 | 25167 | 35.0499 |  |  | 1.204
2019 | 10 | 6 | 9 | 10 | 6 | 11 | 45.71 | 25620 | 35.6808 |  |  | 1.2227
2019 | 10 | 6 | 10 | 10 | 6 | 12 | 47.21 | 26217 | 36.5122 |  |  | 1.2628
2019 | 10 | 6 | 11 | 10 | 6 | 13 | 43.35 | 25963 | 36.1585 |  |  | 1.1596
2019 | 10 | 6 | 12 | 10 | 6 | 14 | 40.01 | 24796 | 34.5332 |  |  | 1.0702
2019 | 10 | 6 | 13 | 10 | 6 | 15 | 39.33 | 24092 | 33.5528 |  |  | 1.052
2019 | 10 | 6 | 14 | 10 | 6 | 16 | 39.12 | 23806 | 33.1545 |  |  | 1.0464
2019 | 10 | 6 | 15 | 10 | 6 | 17 | 39.96 | 23726 | 33.043 |  |  | 1.0689
2019 | 10 | 6 | 16 | 10 | 6 | 18 | 43.35 | 24629 | 34.3007 |  |  | 1.1596
2019 | 10 | 6 | 17 | 10 | 6 | 19 | 51 | 27371 | 38.1194 |  |  | 1.3642
2019 | 10 | 6 | 18 | 10 | 6 | 20 | 52.12 | 27473 | 38.2615 |  |  | 1.3941
2019 | 10 | 6 | 19 | 10 | 6 | 21 | 50.29 | 25958 | 36.1515 |  |  | 1.3452
2019 | 10 | 6 | 20 | 10 | 6 | 22 | 47.36 | 24249 | 33.7714 |  |  | 1.2668
2019 | 10 | 6 | 21 | 10 | 6 | 23 | 51 | 22907 | 31.9024 |  |  | 1.3642
2019 | 10 | 6 | 22 | 10 | 6 | 0 | 47.57 | 21687 | 30.2033 |  |  | 1.2724
2019 | 10 | 6 | 23 | 10 | 6 | 1 | 45 | 20969 | 29.2034 |  |  | 1.2037
2019 | 10 | 7 | 0 | 10 | 7 | 2 | 44 | 20776 | 28.9346 |  |  | 1.1769
2019 | 10 | 7 | 1 | 10 | 7 | 3 | 44 | 20868 | 29.0627 |  |  | 1.1769
2019 | 10 | 7 | 2 | 10 | 7 | 4 | 43.01 | 21450 | 29.8733 |  |  | 1.1505
2019 | 10 | 7 | 3 | 10 | 7 | 5 | 47.54 | 23963 | 33.3731 |  |  | 1.2716
2019 | 10 | 7 | 4 | 10 | 7 | 6 | 56 | 27641 | 38.4954 |  |  | 1.4979
2019 | 10 | 7 | 5 | 10 | 7 | 7 | 55.1 | 29180 | 40.6388 |  |  | 1.4739
2019 | 10 | 7 | 6 | 10 | 7 | 8 | 55.89 | 30100 | 41.9201 |  |  | 1.495
2019 | 10 | 7 | 7 | 10 | 7 | 9 | 53.08 | 30740 | 42.8114 |  |  | 1.4198
2019 | 10 | 7 | 8 | 10 | 7 | 10 | 51.75 | 31371 | 43.6902 |  |  | 1.3842
2019 | 10 | 7 | 9 | 10 | 7 | 11 | 49.91 | 31990 | 44.5523 |  |  | 1.335
2019 | 10 | 7 | 10 | 10 | 7 | 12 | 48.8 | 32235 | 44.8935 |  |  | 1.3053
2019 | 10 | 7 | 11 | 10 | 7 | 13 | 47.57 | 31450 | 43.8002 |  |  | 1.2724
2019 | 10 | 7 | 12 | 10 | 7 | 14 | 48.04 | 30896 | 43.0287 |  |  | 1.285
2019 | 10 | 7 | 13 | 10 | 7 | 15 | 48.78 | 30719 | 42.7822 |  |  | 1.3048
2019 | 10 | 7 | 14 | 10 | 7 | 16 | 51.5 | 30624 | 42.6499 |  |  | 1.3776
2019 | 10 | 7 | 15 | 10 | 7 | 17 | 54.91 | 30084 | 41.8978 |  |  | 1.4688
2019 | 10 | 7 | 16 | 10 | 7 | 18 | 57.51 | 30410 | 42.3518 |  |  | 1.5383
2019 | 10 | 7 | 17 | 10 | 7 | 19 | 56 | 32272 | 44.945 |  |  | 1.4979
2019 | 10 | 7 | 18 | 10 | 7 | 20 | 56 | 31603 | 44.0133 |  |  | 1.4979
2019 | 10 | 7 | 19 | 10 | 7 | 21 | 51.25 | 28433 | 39.5985 |  |  | 1.3709
2019 | 10 | 7 | 20 | 10 | 7 | 22 | 47.72 | 26050 | 36.2797 |  |  | 1.2764
2019 | 10 | 7 | 21 | 10 | 7 | 23 | 57.5 | 24731 | 34.4427 |  |  | 1.5381
2019 | 10 | 7 | 22 | 10 | 7 | 0 | 55.91 | 23500 | 32.7283 |  |  | 1.4955
2019 | 10 | 7 | 23 | 10 | 7 | 1 | 54.63 | 22736 | 31.6643 |  |  | 1.4613
2019 | 10 | 8 | 0 | 10 | 8 | 2 | 54.23 | 22490 | 31.3217 |  |  | 1.4506
2019 | 10 | 8 | 1 | 10 | 8 | 3 | 53.67 | 22310 | 31.071 |  |  | 1.4356
2019 | 10 | 8 | 2 | 10 | 8 | 4 | 52.89 | 22801 | 31.7548 |  |  | 1.4147
2019 | 10 | 8 | 3 | 10 | 8 | 5 | 52.72 | 24954 | 34.7533 |  |  | 1.4102
2019 | 10 | 8 | 4 | 10 | 8 | 6 | 56 | 28384 | 39.5302 |  |  | 1.4979
2019 | 10 | 8 | 5 | 10 | 8 | 7 | 56.65 | 29697 | 41.3588 |  |  | 1.5153
2019 | 10 | 8 | 6 | 10 | 8 | 8 | 57.64 | 30622 | 42.6471 |  |  | 1.5418
2019 | 10 | 8 | 7 | 10 | 8 | 9 | 55.14 | 31183 | 43.4284 |  |  | 1.4749
2019 | 10 | 8 | 8 | 10 | 8 | 10 | 54.23 | 31971 | 44.5258 |  |  | 1.4506
2019 | 10 | 8 | 9 | 10 | 8 | 11 | 54.98 | 32684 | 45.5188 |  |  | 1.4706
2019 | 10 | 8 | 10 | 10 | 8 | 12 | 54.48 | 33149 | 46.1664 |  |  | 1.4573
2019 | 10 | 8 | 11 | 10 | 8 | 13 | 52.94 | 32313 | 45.0021 |  |  | 1.4161
2019 | 10 | 8 | 12 | 10 | 8 | 14 | 52.1 | 31639 | 44.0634 |  |  | 1.3936
2019 | 10 | 8 | 13 | 10 | 8 | 15 | 51.49 | 31567 | 43.9632 |  |  | 1.3773
2019 | 10 | 8 | 14 | 10 | 8 | 16 | 52.81 | 31550 | 43.9395 |  |  | 1.4126
2019 | 10 | 8 | 15 | 10 | 8 | 17 | 53.16 | 31022 | 43.2041 |  |  | 1.422
2019 | 10 | 8 | 16 | 10 | 8 | 18 | 54.98 | 31170 | 43.4103 |  |  | 1.4706
2019 | 10 | 8 | 17 | 10 | 8 | 19 | 58.97 | 33068 | 46.0536 |  |  | 1.5774
2019 | 10 | 8 | 18 | 10 | 8 | 20 | 57.79 | 31975 | 44.5314 |  |  | 1.5458
2019 | 10 | 8 | 19 | 10 | 8 | 21 | 51.6 | 28788 | 40.0929 |  |  | 1.3802
2019 | 10 | 8 | 20 | 10 | 8 | 22 | 47.1 | 26375 | 36.7323 |  |  | 1.2599
2019 | 10 | 8 | 21 | 10 | 8 | 23 | 48.8 | 25104 | 34.9622 |  |  | 1.3053
2019 | 10 | 8 | 22 | 10 | 8 | 0 | 45.05 | 23804 | 33.1517 |  |  | 1.205
2019 | 10 | 8 | 23 | 10 | 8 | 1 | 43.14 | 22830 | 31.7952 |  |  | 1.1539
2019 | 10 | 9 | 0 | 10 | 9 | 2 | 42.15 | 22618 | 31.4999 |  |  | 1.1275
2019 | 10 | 9 | 1 | 10 | 9 | 3 | 41.07 | 22513 | 31.3537 |  |  | 1.0986
2019 | 10 | 9 | 2 | 10 | 9 | 4 | 40.99 | 22801 | 31.7548 |  |  | 1.0964
2019 | 10 | 9 | 3 | 10 | 9 | 5 | 41.82 | 24672 | 34.3605 |  |  | 1.1186
2019 | 10 | 9 | 4 | 10 | 9 | 6 | 50.21 | 27681 | 38.5512 |  |  | 1.3431
2019 | 10 | 9 | 5 | 10 | 9 | 7 | 52.73 | 29040 | 40.4438 |  |  | 1.4105
2019 | 10 | 9 | 6 | 10 | 9 | 8 | 53.16 | 29840 | 41.558 |  |  | 1.422
2019 | 10 | 9 | 7 | 10 | 9 | 9 | 50.85 | 30486 | 42.4577 |  |  | 1.3602
2019 | 10 | 9 | 8 | 10 | 9 | 10 | 48.5 | 30978 | 43.1429 |  |  | 1.2973
2019 | 10 | 9 | 9 | 10 | 9 | 11 | 50.22 | 31830 | 44.3294 |  |  | 1.3433
2019 | 10 | 9 | 10 | 10 | 9 | 12 | 52.1 | 31917 | 44.4506 |  |  | 1.3936
2019 | 10 | 9 | 11 | 10 | 9 | 13 | 48.35 | 31142 | 43.3713 |  |  | 1.2933
2019 | 10 | 9 | 12 | 10 | 9 | 14 | 46.94 | 30489 | 42.4618 |  |  | 1.2556
2019 | 10 | 9 | 13 | 10 | 9 | 15 | 46.9 | 30284 | 42.1763 |  |  | 1.2545
2019 | 10 | 9 | 14 | 10 | 9 | 16 | 46.95 | 30162 | 42.0064 |  |  | 1.2559
2019 | 10 | 9 | 15 | 10 | 9 | 17 | 47.09 | 29694 | 41.3546 |  |  | 1.2596
2019 | 10 | 9 | 16 | 10 | 9 | 18 | 51.8 | 29921 | 41.6708 |  |  | 1.3856
2019 | 10 | 9 | 17 | 10 | 9 | 19 | 55.23 | 31878 | 44.3963 |  |  | 1.4773
2019 | 10 | 9 | 18 | 10 | 9 | 20 | 53.72 | 31024 | 43.2069 |  |  | 1.4369
2019 | 10 | 9 | 19 | 10 | 9 | 21 | 47.48 | 28239 | 39.3283 |  |  | 1.27
2019 | 10 | 9 | 20 | 10 | 9 | 22 | 44.02 | 25929 | 36.1112 |  |  | 1.1775
2019 | 10 | 9 | 21 | 10 | 9 | 23 | 44.04 | 24740 | 34.4552 |  |  | 1.178
2019 | 10 | 9 | 22 | 10 | 9 | 0 | 41.44 | 23595 | 32.8606 |  |  | 1.1085
2019 | 10 | 9 | 23 | 10 | 9 | 1 | 40 | 22878 | 31.862 |  |  | 1.0699
2019 | 10 | 10 | 0 | 10 | 10 | 2 | 39.25 | 22530 | 31.3774 |  |  | 1.0499
2019 | 10 | 10 | 1 | 10 | 10 | 3 | 38.75 | 22418 | 31.2214 |  |  | 1.0365
2019 | 10 | 10 | 2 | 10 | 10 | 4 | 38.83 | 22804 | 31.759 |  |  | 1.0387
2019 | 10 | 10 | 3 | 10 | 10 | 5 | 40.23 | 25033 | 34.8633 |  |  | 1.0761
2019 | 10 | 10 | 4 | 10 | 10 | 6 | 47.53 | 28205 | 39.2809 |  |  | 1.2714
2019 | 10 | 10 | 5 | 10 | 10 | 7 | 48.01 | 29724 | 41.3964 |  |  | 1.2842
2019 | 10 | 10 | 6 | 10 | 10 | 8 | 50 | 30627 | 42.654 |  |  | 1.3374
2019 | 10 | 10 | 7 | 10 | 10 | 9 | 46.16 | 31277 | 43.5593 |  |  | 1.2347
2019 | 10 | 10 | 8 | 10 | 10 | 10 | 45.03 | 31625 | 44.0439 |  |  | 1.2045
2019 | 10 | 10 | 9 | 10 | 10 | 11 | 46.21 | 32185 | 44.8238 |  |  | 1.2361
2019 | 10 | 10 | 10 | 10 | 10 | 12 | 47.68 | 32386 | 45.1038 |  |  | 1.2754
2019 | 10 | 10 | 11 | 10 | 10 | 13 | 46.05 | 31601 | 44.0105 |  |  | 1.2318
2019 | 10 | 10 | 12 | 10 | 10 | 14 | 47.51 | 31054 | 43.2487 |  |  | 1.2708
2019 | 10 | 10 | 13 | 10 | 10 | 15 | 47.77 | 30926 | 43.0704 |  |  | 1.2778
2019 | 10 | 10 | 14 | 10 | 10 | 16 | 50.51 | 30828 | 42.934 |  |  | 1.3511
2019 | 10 | 10 | 15 | 10 | 10 | 17 | 50.51 | 30246 | 42.1234 |  |  | 1.3511
2019 | 10 | 10 | 16 | 10 | 10 | 18 | 54.69 | 30616 | 42.6387 |  |  | 1.4629
2019 | 10 | 10 | 17 | 10 | 10 | 19 | 59.13 | 32457 | 45.2027 |  |  | 1.5817
2019 | 10 | 10 | 18 | 10 | 10 | 20 | 57.79 | 31497 | 43.8657 |  |  | 1.5458
2019 | 10 | 10 | 19 | 10 | 10 | 21 | 52.22 | 28575 | 39.7962 |  |  | 1.3968
2019 | 10 | 10 | 20 | 10 | 10 | 22 | 47.69 | 26376 | 36.7337 |  |  | 1.2756
2019 | 10 | 10 | 21 | 10 | 10 | 23 | 52.45 | 25173 | 35.0583 |  |  | 1.403
2019 | 10 | 10 | 22 | 10 | 10 | 0 | 51.24 | 24048 | 33.4915 |  |  | 1.3706
2019 | 10 | 10 | 23 | 10 | 10 | 1 | 47.4 | 23311 | 32.4651 |  |  | 1.2679
2019 | 10 | 11 | 0 | 10 | 11 | 2 | 45.65 | 22719 | 31.6406 |  |  | 1.2211
2019 | 10 | 11 | 1 | 10 | 11 | 3 | 45.96 | 22420 | 31.2242 |  |  | 1.2294
2019 | 10 | 11 | 2 | 10 | 11 | 4 | 45.07 | 22809 | 31.7659 |  |  | 1.2056
2019 | 10 | 11 | 3 | 10 | 11 | 5 | 45.07 | 24688 | 34.3828 |  |  | 1.2056
2019 | 10 | 11 | 4 | 10 | 11 | 6 | 51.39 | 28040 | 39.0511 |  |  | 1.3746
2019 | 10 | 11 | 5 | 10 | 11 | 7 | 52.45 | 29514 | 41.104 |  |  | 1.403
2019 | 10 | 11 | 6 | 10 | 11 | 8 | 53.01 | 30261 | 42.1443 |  |  | 1.4179
2019 | 10 | 11 | 7 | 10 | 11 | 9 | 51.24 | 30894 | 43.0259 |  |  | 1.3706
2019 | 10 | 11 | 8 | 10 | 11 | 10 | 48.68 | 31403 | 43.7348 |  |  | 1.3021
2019 | 10 | 11 | 9 | 10 | 11 | 11 | 49 | 31951 | 44.498 |  |  | 1.3107
2019 | 10 | 11 | 10 | 10 | 11 | 12 | 47 | 31990 | 44.5523 |  |  | 1.2572
2019 | 10 | 11 | 11 | 10 | 11 | 13 | 45 | 31148 | 43.3796 |  |  | 1.2037
2019 | 10 | 11 | 12 | 10 | 11 | 14 | 43.56 | 30321 | 42.2279 |  |  | 1.1652
2019 | 10 | 11 | 13 | 10 | 11 | 15 | 44.2 | 30017 | 41.8045 |  |  | 1.1823
2019 | 10 | 11 | 14 | 10 | 11 | 16 | 45.16 | 29860 | 41.5858 |  |  | 1.208
2019 | 10 | 11 | 15 | 10 | 11 | 17 | 46.42 | 29406 | 40.9535 |  |  | 1.2417
2019 | 10 | 11 | 16 | 10 | 11 | 18 | 52.18 | 29966 | 41.7335 |  |  | 1.3957
2019 | 10 | 11 | 17 | 10 | 11 | 19 | 54.69 | 31483 | 43.8462 |  |  | 1.4629
2019 | 10 | 11 | 18 | 10 | 11 | 20 | 53.05 | 30446 | 42.402 |  |  | 1.419
2019 | 10 | 11 | 19 | 10 | 11 | 21 | 46.05 | 27885 | 38.8353 |  |  | 1.2318
2019 | 10 | 11 | 20 | 10 | 11 | 22 | 47.14 | 25878 | 36.0401 |  |  | 1.2609
2019 | 10 | 11 | 21 | 10 | 11 | 23 | 47.1 | 24721 | 34.4288 |  |  | 1.2599
2019 | 10 | 11 | 22 | 10 | 11 | 0 | 44.63 | 23328 | 32.4888 |  |  | 1.1938
2019 | 10 | 11 | 23 | 10 | 11 | 1 | 41.01 | 22270 | 31.0153 |  |  | 1.097
2019 | 10 | 12 | 0 | 10 | 12 | 2 | 38.7 | 21589 | 30.0669 |  |  | 1.0352
2019 | 10 | 12 | 1 | 10 | 12 | 3 | 38.45 | 21357 | 29.7438 |  |  | 1.0285
2019 | 10 | 12 | 2 | 10 | 12 | 4 | 37.6 | 20881 | 29.0808 |  |  | 1.0058
2019 | 10 | 12 | 3 | 10 | 12 | 5 | 37.25 | 21140 | 29.4415 |  |  | 0.99639
2019 | 10 | 12 | 4 | 10 | 12 | 6 | 38 | 21944 | 30.5613 |  |  | 1.0165
2019 | 10 | 12 | 5 | 10 | 12 | 7 | 38.5 | 22676 | 31.5807 |  |  | 1.0298
2019 | 10 | 12 | 6 | 10 | 12 | 8 | 42.27 | 24560 | 34.2046 |  |  | 1.1307
2019 | 10 | 12 | 7 | 10 | 12 | 9 | 46.02 | 26033 | 36.256 |  |  | 1.231
2019 | 10 | 12 | 8 | 10 | 12 | 10 | 40.37 | 26641 | 37.1028 |  |  | 1.0798
2019 | 10 | 12 | 9 | 10 | 12 | 11 | 38.45 | 26938 | 37.5164 |  |  | 1.0285
2019 | 10 | 12 | 10 | 10 | 12 | 12 | 37.1 | 27126 | 37.7782 |  |  | 0.99238
2019 | 10 | 12 | 11 | 10 | 12 | 13 | 35.6 | 26649 | 37.1139 |  |  | 0.95225
2019 | 10 | 12 | 12 | 10 | 12 | 14 | 30.04 | 25493 | 35.5039 |  |  | 0.80353
2019 | 10 | 12 | 13 | 10 | 12 | 15 | 30 | 24603 | 34.2644 |  |  | 0.80246
2019 | 10 | 12 | 14 | 10 | 12 | 16 | 30.74 | 24370 | 33.9399 |  |  | 0.82225
2019 | 10 | 12 | 15 | 10 | 12 | 17 | 36.25 | 24199 | 33.7018 |  |  | 0.96964
2019 | 10 | 12 | 16 | 10 | 12 | 18 | 44.65 | 25021 | 34.8466 |  |  | 1.1943
2019 | 10 | 12 | 17 | 10 | 12 | 19 | 46.02 | 27178 | 37.8506 |  |  | 1.231
2019 | 10 | 12 | 18 | 10 | 12 | 20 | 46.05 | 27096 | 37.7364 |  |  | 1.2318
2019 | 10 | 12 | 19 | 10 | 12 | 21 | 38.7 | 25441 | 35.4315 |  |  | 1.0352
2019 | 10 | 12 | 20 | 10 | 12 | 22 | 37.89 | 24104 | 33.5695 |  |  | 1.0135
2019 | 10 | 12 | 21 | 10 | 12 | 23 | 35.86 | 22670 | 31.5724 |  |  | 0.95921
2019 | 10 | 12 | 22 | 10 | 12 | 0 | 34.1 | 21552 | 30.0153 |  |  | 0.91213
2019 | 10 | 12 | 23 | 10 | 12 | 1 | 32.5 | 20555 | 28.6268 |  |  | 0.86933
2019 | 10 | 13 | 0 | 10 | 13 | 2 | 31 | 19796 | 27.5698 |  |  | 0.82921
2019 | 10 | 13 | 1 | 10 | 13 | 3 | 30 | 19578 | 27.2662 |  |  | 0.80246
2019 | 10 | 13 | 2 | 10 | 13 | 4 | 31.99 | 19533 | 27.2035 |  |  | 0.85569
2019 | 10 | 13 | 3 | 10 | 13 | 5 | 32.5 | 19943 | 27.7745 |  |  | 0.86933
2019 | 10 | 13 | 4 | 10 | 13 | 6 | 33.6 | 20512 | 28.5669 |  |  | 0.89876
2019 | 10 | 13 | 5 | 10 | 13 | 7 | 33.75 | 20719 | 28.8552 |  |  | 0.90277
2019 | 10 | 13 | 6 | 10 | 13 | 8 | 35.25 | 22215 | 30.9387 |  |  | 0.94289
2019 | 10 | 13 | 7 | 10 | 13 | 9 | 35.55 | 23843 | 33.206 |  |  | 0.95092
2019 | 10 | 13 | 8 | 10 | 13 | 10 | 35.45 | 24717 | 34.4232 |  |  | 0.94824
2019 | 10 | 13 | 9 | 10 | 13 | 11 | 35.25 | 25179 | 35.0666 |  |  | 0.94289
2019 | 10 | 13 | 10 | 10 | 13 | 12 | 35.25 | 25743 | 35.8521 |  |  | 0.94289
2019 | 10 | 13 | 11 | 10 | 13 | 13 | 34.9 | 25686 | 35.7727 |  |  | 0.93353
2019 | 10 | 13 | 12 | 10 | 13 | 14 | 33.7 | 24452 | 34.0541 |  |  | 0.90143
2019 | 10 | 13 | 13 | 10 | 13 | 15 | 33.7 | 23760 | 33.0904 |  |  | 0.90143
2019 | 10 | 13 | 14 | 10 | 13 | 16 | 35 | 23416 | 32.6113 |  |  | 0.9362
2019 | 10 | 13 | 15 | 10 | 13 | 17 | 36.8 | 23464 | 32.6782 |  |  | 0.98435
2019 | 10 | 13 | 16 | 10 | 13 | 18 | 49.08 | 24877 | 34.646 |  |  | 1.3128
2019 | 10 | 13 | 17 | 10 | 13 | 19 | 56.01 | 27343 | 38.0804 |  |  | 1.4982
2019 | 10 | 13 | 18 | 10 | 13 | 20 | 56.41 | 27281 | 37.9941 |  |  | 1.5089
2019 | 10 | 13 | 19 | 10 | 13 | 21 | 53.52 | 25835 | 35.9802 |  |  | 1.4316
2019 | 10 | 13 | 20 | 10 | 13 | 22 | 50.09 | 24205 | 33.7101 |  |  | 1.3398
2019 | 10 | 13 | 21 | 10 | 13 | 23 | 41.01 | 22691 | 31.6016 |  |  | 1.097
2019 | 10 | 13 | 22 | 10 | 13 | 0 | 35.55 | 21600 | 30.0822 |  |  | 0.95092
2019 | 10 | 13 | 23 | 10 | 13 | 1 | 34.45 | 20899 | 29.1059 |  |  | 0.92149
2019 | 10 | 14 | 0 | 10 | 14 | 2 | 33.57 | 20595 | 28.6825 |  |  | 0.89795
2019 | 10 | 14 | 1 | 10 | 14 | 3 | 32.58 | 20536 | 28.6004 |  |  | 0.87147
2019 | 10 | 14 | 2 | 10 | 14 | 4 | 32.07 | 21247 | 29.5906 |  |  | 0.85783
2019 | 10 | 14 | 3 | 10 | 14 | 5 | 36.06 | 23964 | 33.3745 |  |  | 0.96456
2019 | 10 | 14 | 4 | 10 | 14 | 6 | 48.92 | 27941 | 38.9133 |  |  | 1.3085
2019 | 10 | 14 | 5 | 10 | 14 | 7 | 50.24 | 29820 | 41.5301 |  |  | 1.3439
2019 | 10 | 14 | 6 | 10 | 14 | 8 | 50.39 | 30755 | 42.8323 |  |  | 1.3479
2019 | 10 | 14 | 7 | 10 | 14 | 9 | 49.58 | 31329 | 43.6317 |  |  | 1.3262
2019 | 10 | 14 | 8 | 10 | 14 | 10 | 48 | 31804 | 44.2932 |  |  | 1.2839
2019 | 10 | 14 | 9 | 10 | 14 | 11 | 45.25 | 32174 | 44.8085 |  |  | 1.2104
2019 | 10 | 14 | 10 | 10 | 14 | 12 | 43 | 32226 | 44.8809 |  |  | 1.1502
2019 | 10 | 14 | 11 | 10 | 14 | 13 | 39.5 | 31140 | 43.3685 |  |  | 1.0566
2019 | 10 | 14 | 12 | 10 | 14 | 14 | 40.8 | 30354 | 42.2738 |  |  | 1.0913
2019 | 10 | 14 | 13 | 10 | 14 | 15 | 39.99 | 30306 | 42.207 |  |  | 1.0697
2019 | 10 | 14 | 14 | 10 | 14 | 16 | 41.49 | 30150 | 41.9897 |  |  | 1.1098
2019 | 10 | 14 | 15 | 10 | 14 | 17 | 47.5 | 29826 | 41.5385 |  |  | 1.2706
2019 | 10 | 14 | 16 | 10 | 14 | 18 | 52.19 | 30503 | 42.4813 |  |  | 1.396
2019 | 10 | 14 | 17 | 10 | 14 | 19 | 50.44 | 32147 | 44.7709 |  |  | 1.3492
2019 | 10 | 14 | 18 | 10 | 14 | 20 | 50.09 | 31055 | 43.2501 |  |  | 1.3398
2019 | 10 | 14 | 19 | 10 | 14 | 21 | 39.96 | 27955 | 38.9328 |  |  | 1.0689
2019 | 10 | 14 | 20 | 10 | 14 | 22 | 35.55 | 25556 | 35.5917 |  |  | 0.95092
2019 | 10 | 14 | 21 | 10 | 14 | 23 | 31.95 | 24334 | 33.8898 |  |  | 0.85462
2019 | 10 | 14 | 22 | 10 | 14 | 0 | 29.07 | 23246 | 32.3746 |  |  | 0.77758
2019 | 10 | 14 | 23 | 10 | 14 | 1 | 25 | 22480 | 31.3078 |  |  | 0.66872
2019 | 10 | 15 | 0 | 10 | 15 | 2 | 24.27 | 22162 | 30.8649 |  |  | 0.64919
2019 | 10 | 15 | 1 | 10 | 15 | 3 | 25 | 22039 | 30.6936 |  |  | 0.66872
2019 | 10 | 15 | 2 | 10 | 15 | 4 | 29.99 | 22566 | 31.4275 |  |  | 0.80219
2019 | 10 | 15 | 3 | 10 | 15 | 5 | 40.61 | 24595 | 34.2533 |  |  | 1.0863
2019 | 10 | 15 | 4 | 10 | 15 | 6 | 52.5 | 28026 | 39.0316 |  |  | 1.4043
2019 | 10 | 15 | 5 | 10 | 15 | 7 | 52.19 | 29570 | 41.182 |  |  | 1.396
2019 | 10 | 15 | 6 | 10 | 15 | 8 | 52.51 | 30307 | 42.2084 |  |  | 1.4046
2019 | 10 | 15 | 7 | 10 | 15 | 9 | 50.39 | 30712 | 42.7724 |  |  | 1.3479
2019 | 10 | 15 | 8 | 10 | 15 | 10 | 49 | 30913 | 43.0523 |  |  | 1.3107
2019 | 10 | 15 | 9 | 10 | 15 | 11 | 46.3 | 31247 | 43.5175 |  |  | 1.2385
2019 | 10 | 15 | 10 | 10 | 15 | 12 | 45.27 | 31199 | 43.4506 |  |  | 1.2109
2019 | 10 | 15 | 11 | 10 | 15 | 13 | 43 | 30108 | 41.9312 |  |  | 1.1502
2019 | 10 | 15 | 12 | 10 | 15 | 14 | 42 | 29463 | 41.0329 |  |  | 1.1234
2019 | 10 | 15 | 13 | 10 | 15 | 15 | 43.58 | 29272 | 40.7669 |  |  | 1.1657
2019 | 10 | 15 | 14 | 10 | 15 | 16 | 46.64 | 29174 | 40.6304 |  |  | 1.2476
2019 | 10 | 15 | 15 | 10 | 15 | 17 | 50.54 | 28861 | 40.1945 |  |  | 1.3519
2019 | 10 | 15 | 16 | 10 | 15 | 18 | 54.5 | 29913 | 41.6596 |  |  | 1.4578
2019 | 10 | 15 | 17 | 10 | 15 | 19 | 55.29 | 31906 | 44.4353 |  |  | 1.4789
2019 | 10 | 15 | 18 | 10 | 15 | 20 | 50.54 | 30863 | 42.9827 |  |  | 1.3519
2019 | 10 | 15 | 19 | 10 | 15 | 21 | 41.49 | 28136 | 39.1848 |  |  | 1.1098
2019 | 10 | 15 | 20 | 10 | 15 | 22 | 40 | 25630 | 35.6947 |  |  | 1.0699
2019 | 10 | 15 | 21 | 10 | 15 | 23 | 41.07 | 24305 | 33.8494 |  |  | 1.0986
2019 | 10 | 15 | 22 | 10 | 15 | 0 | 35.99 | 23119 | 32.1977 |  |  | 0.96269
2019 | 10 | 15 | 23 | 10 | 15 | 1 | 34.4 | 22323 | 31.0891 |  |  | 0.92016
2019 | 10 | 16 | 0 | 10 | 16 | 2 | 34.11 | 21956 | 30.578 |  |  | 0.9124
2019 | 10 | 16 | 1 | 10 | 16 | 3 | 34.3 | 21892 | 30.4888 |  |  | 0.91748
2019 | 10 | 16 | 2 | 10 | 16 | 4 | 34.67 | 22285 | 31.0362 |  |  | 0.92738
2019 | 10 | 16 | 3 | 10 | 16 | 5 | 38.68 | 24512 | 34.1377 |  |  | 1.0346
2019 | 10 | 16 | 4 | 10 | 16 | 6 | 49.97 | 28229 | 39.3143 |  |  | 1.3366
2019 | 10 | 16 | 5 | 10 | 16 | 7 | 51.3 | 29940 | 41.6972 |  |  | 1.3722
2019 | 10 | 16 | 6 | 10 | 16 | 8 | 50.14 | 30486 | 42.4577 |  |  | 1.3412
2019 | 10 | 16 | 7 | 10 | 16 | 9 | 46.99 | 30941 | 43.0913 |  |  | 1.2569
2019 | 10 | 16 | 8 | 10 | 16 | 10 | 43.67 | 31154 | 43.388 |  |  | 1.1681
2019 | 10 | 16 | 9 | 10 | 16 | 11 | 40.57 | 31518 | 43.8949 |  |  | 1.0852
2019 | 10 | 16 | 10 | 10 | 16 | 12 | 39 | 31501 | 43.8712 |  |  | 1.0432
2019 | 10 | 16 | 11 | 10 | 16 | 13 | 36.34 | 30579 | 42.5872 |  |  | 0.97205
2019 | 10 | 16 | 12 | 10 | 16 | 14 | 37.25 | 30053 | 41.8546 |  |  | 0.99639
2019 | 10 | 16 | 13 | 10 | 16 | 15 | 38.11 | 29774 | 41.4661 |  |  | 1.0194
2019 | 10 | 16 | 14 | 10 | 16 | 16 | 46.99 | 29604 | 41.2293 |  |  | 1.2569
2019 | 10 | 16 | 15 | 10 | 16 | 17 | 50.07 | 29343 | 40.8658 |  |  | 1.3393
2019 | 10 | 16 | 16 | 10 | 16 | 18 | 55 | 30524 | 42.5106 |  |  | 1.4712
2019 | 10 | 16 | 17 | 10 | 16 | 19 | 55.05 | 32434 | 45.1706 |  |  | 1.4725
2019 | 10 | 16 | 18 | 10 | 16 | 20 | 53.01 | 31394 | 43.7222 |  |  | 1.4179
2019 | 10 | 16 | 19 | 10 | 16 | 21 | 46.96 | 28424 | 39.5859 |  |  | 1.2561
2019 | 10 | 16 | 20 | 10 | 16 | 22 | 44.03 | 25919 | 36.0972 |  |  | 1.1777
2019 | 10 | 16 | 21 | 10 | 16 | 23 | 44.07 | 24685 | 34.3786 |  |  | 1.1788
2019 | 10 | 16 | 22 | 10 | 16 | 0 | 38.07 | 23353 | 32.5236 |  |  | 1.0183
2019 | 10 | 16 | 23 | 10 | 16 | 1 | 35.99 | 22642 | 31.5334 |  |  | 0.96269
2019 | 10 | 17 | 0 | 10 | 17 | 2 | 35.99 | 22307 | 31.0668 |  |  | 0.96269
2019 | 10 | 17 | 1 | 10 | 17 | 3 | 35.99 | 22162 | 30.8649 |  |  | 0.96269
2019 | 10 | 17 | 2 | 10 | 17 | 4 | 38.07 | 22466 | 31.2883 |  |  | 1.0183
2019 | 10 | 17 | 3 | 10 | 17 | 5 | 44.33 | 24495 | 34.114 |  |  | 1.1858
2019 | 10 | 17 | 4 | 10 | 17 | 6 | 52.13 | 28088 | 39.118 |  |  | 1.3944
2019 | 10 | 17 | 5 | 10 | 17 | 7 | 54.42 | 29836 | 41.5524 |  |  | 1.4557
2019 | 10 | 17 | 6 | 10 | 17 | 8 | 54.03 | 30611 | 42.6317 |  |  | 1.4452
2019 | 10 | 17 | 7 | 10 | 17 | 9 | 53 | 31042 | 43.232 |  |  | 1.4177
2019 | 10 | 17 | 8 | 10 | 17 | 10 | 52.19 | 31381 | 43.7041 |  |  | 1.396
2019 | 10 | 17 | 9 | 10 | 17 | 11 | 48.7 | 31763 | 44.2361 |  |  | 1.3027
2019 | 10 | 17 | 10 | 10 | 17 | 12 | 46.48 | 31764 | 44.2375 |  |  | 1.2433
2019 | 10 | 17 | 11 | 10 | 17 | 13 | 45.04 | 30790 | 42.881 |  |  | 1.2048
2019 | 10 | 17 | 12 | 10 | 17 | 14 | 44.35 | 30046 | 41.8449 |  |  | 1.1863
2019 | 10 | 17 | 13 | 10 | 17 | 15 | 46.42 | 29996 | 41.7752 |  |  | 1.2417
2019 | 10 | 17 | 14 | 10 | 17 | 16 | 51.52 | 29935 | 41.6903 |  |  | 1.3781
2019 | 10 | 17 | 15 | 10 | 17 | 17 | 53.88 | 29566 | 41.1764 |  |  | 1.4412
2019 | 10 | 17 | 16 | 10 | 17 | 18 | 57.44 | 30652 | 42.6888 |  |  | 1.5364
2019 | 10 | 17 | 17 | 10 | 17 | 19 | 54.5 | 32338 | 45.0369 |  |  | 1.4578
2019 | 10 | 17 | 18 | 10 | 17 | 20 | 52.56 | 31207 | 43.4618 |  |  | 1.4059
2019 | 10 | 17 | 19 | 10 | 17 | 21 | 45.88 | 28332 | 39.4578 |  |  | 1.2272
2019 | 10 | 17 | 20 | 10 | 17 | 22 | 45.04 | 26073 | 36.3117 |  |  | 1.2048
2019 | 10 | 17 | 21 | 10 | 17 | 23 | 45.21 | 24740 | 34.4552 |  |  | 1.2093
2019 | 10 | 17 | 22 | 10 | 17 | 0 | 39.57 | 23460 | 32.6726 |  |  | 1.0584
2019 | 10 | 17 | 23 | 10 | 17 | 1 | 36.59 | 22624 | 31.5083 |  |  | 0.97873
2019 | 10 | 18 | 0 | 10 | 18 | 2 | 36 | 22288 | 31.0404 |  |  | 0.96295
2019 | 10 | 18 | 1 | 10 | 18 | 3 | 36.59 | 22146 | 30.8426 |  |  | 0.97873
2019 | 10 | 18 | 2 | 10 | 18 | 4 | 41.07 | 22498 | 31.3328 |  |  | 1.0986
2019 | 10 | 18 | 3 | 10 | 18 | 5 | 44.03 | 24609 | 34.2728 |  |  | 1.1777
2019 | 10 | 18 | 4 | 10 | 18 | 6 | 49.05 | 27797 | 38.7127 |  |  | 1.312
2019 | 10 | 18 | 5 | 10 | 18 | 7 | 51.46 | 29453 | 41.019 |  |  | 1.3765
2019 | 10 | 18 | 6 | 10 | 18 | 8 | 52.54 | 30113 | 41.9382 |  |  | 1.4054
2019 | 10 | 18 | 7 | 10 | 18 | 9 | 52.54 | 30682 | 42.7306 |  |  | 1.4054
2019 | 10 | 18 | 8 | 10 | 18 | 10 | 52.34 | 30950 | 43.1039 |  |  | 1.4
2019 | 10 | 18 | 9 | 10 | 18 | 11 | 51.56 | 31119 | 43.3392 |  |  | 1.3792
2019 | 10 | 18 | 10 | 10 | 18 | 12 | 50.8 | 31114 | 43.3323 |  |  | 1.3588
2019 | 10 | 18 | 11 | 10 | 18 | 13 | 47.85 | 30058 | 41.8616 |  |  | 1.2799
2019 | 10 | 18 | 12 | 10 | 18 | 14 | 44.07 | 29241 | 40.7238 |  |  | 1.1788
2019 | 10 | 18 | 13 | 10 | 18 | 15 | 44.03 | 28809 | 40.1221 |  |  | 1.1777
2019 | 10 | 18 | 14 | 10 | 18 | 16 | 45.01 | 28700 | 39.9703 |  |  | 1.204
2019 | 10 | 18 | 15 | 10 | 18 | 17 | 46.61 | 28568 | 39.7865 |  |  | 1.2468
2019 | 10 | 18 | 16 | 10 | 18 | 18 | 52.68 | 29587 | 41.2056 |  |  | 1.4091
2019 | 10 | 18 | 17 | 10 | 18 | 19 | 51.83 | 31135 | 43.3615 |  |  | 1.3864
2019 | 10 | 18 | 18 | 10 | 18 | 20 | 50.49 | 30028 | 41.8198 |  |  | 1.3505
2019 | 10 | 18 | 19 | 10 | 18 | 21 | 43.66 | 27613 | 38.4564 |  |  | 1.1678
2019 | 10 | 18 | 20 | 10 | 18 | 22 | 40.43 | 25717 | 35.8159 |  |  | 1.0814
2019 | 10 | 18 | 21 | 10 | 18 | 23 | 50.29 | 24404 | 33.9873 |  |  | 1.3452
2019 | 10 | 18 | 22 | 10 | 18 | 0 | 49.12 | 23136 | 32.2214 |  |  | 1.3139
2019 | 10 | 18 | 23 | 10 | 18 | 1 | 44.85 | 22050 | 30.7089 |  |  | 1.1997
2019 | 10 | 19 | 0 | 10 | 19 | 2 | 42 | 21575 | 30.0474 |  |  | 1.1234
2019 | 10 | 19 | 1 | 10 | 19 | 3 | 41.65 | 21250 | 29.5947 |  |  | 1.1141
2019 | 10 | 19 | 2 | 10 | 19 | 4 | 40.15 | 21102 | 29.3886 |  |  | 1.074
2019 | 10 | 19 | 3 | 10 | 19 | 5 | 38.49 | 21652 | 30.1546 |  |  | 1.0296
2019 | 10 | 19 | 4 | 10 | 19 | 6 | 40.56 | 22867 | 31.8467 |  |  | 1.0849
2019 | 10 | 19 | 5 | 10 | 19 | 7 | 40.57 | 23908 | 33.2965 |  |  | 1.0852
2019 | 10 | 19 | 6 | 10 | 19 | 8 | 46.34 | 25636 | 35.7031 |  |  | 1.2395
2019 | 10 | 19 | 7 | 10 | 19 | 9 | 47.51 | 27152 | 37.8144 |  |  | 1.2708
2019 | 10 | 19 | 8 | 10 | 19 | 10 | 44.16 | 27671 | 38.5372 |  |  | 1.1812
2019 | 10 | 19 | 9 | 10 | 19 | 11 | 43.37 | 28005 | 39.0024 |  |  | 1.1601
2019 | 10 | 19 | 10 | 10 | 19 | 12 | 42.96 | 28088 | 39.118 |  |  | 1.1491
2019 | 10 | 19 | 11 | 10 | 19 | 13 | 40.56 | 27481 | 38.2726 |  |  | 1.0849
2019 | 10 | 19 | 12 | 10 | 19 | 14 | 37.62 | 26124 | 36.3827 |  |  | 1.0063
2019 | 10 | 19 | 13 | 10 | 19 | 15 | 36.25 | 25440 | 35.4301 |  |  | 0.96964
2019 | 10 | 19 | 14 | 10 | 19 | 16 | 38.48 | 25263 | 35.1836 |  |  | 1.0293
2019 | 10 | 19 | 15 | 10 | 19 | 17 | 44.08 | 25351 | 35.3062 |  |  | 1.1791
2019 | 10 | 19 | 16 | 10 | 19 | 18 | 47.9 | 26680 | 37.1571 |  |  | 1.2813
2019 | 10 | 19 | 17 | 10 | 19 | 19 | 50.99 | 28312 | 39.4299 |  |  | 1.3639
2019 | 10 | 19 | 18 | 10 | 19 | 20 | 50.01 | 27765 | 38.6681 |  |  | 1.3377
2019 | 10 | 19 | 19 | 10 | 19 | 21 | 42.15 | 25748 | 35.8591 |  |  | 1.1275
2019 | 10 | 19 | 20 | 10 | 19 | 22 | 40.56 | 24221 | 33.7324 |  |  | 1.0849
2019 | 10 | 19 | 21 | 10 | 19 | 23 | 37 | 22718 | 31.6392 |  |  | 0.9897
2019 | 10 | 19 | 22 | 10 | 19 | 0 | 35.1 | 21370 | 29.7619 |  |  | 0.93888
2019 | 10 | 19 | 23 | 10 | 19 | 1 | 33.33 | 20500 | 28.5502 |  |  | 0.89153
2019 | 10 | 20 | 0 | 10 | 20 | 2 | 32.42 | 19919 | 27.7411 |  |  | 0.86719
2019 | 10 | 20 | 1 | 10 | 20 | 3 | 32.3 | 19497 | 27.1533 |  |  | 0.86398
2019 | 10 | 20 | 2 | 10 | 20 | 4 | 32.42 | 19531 | 27.2007 |  |  | 0.86719
2019 | 10 | 20 | 3 | 10 | 20 | 5 | 34.16 | 19871 | 27.6742 |  |  | 0.91374
2019 | 10 | 20 | 4 | 10 | 20 | 6 | 35.02 | 20535 | 28.599 |  |  | 0.93674
2019 | 10 | 20 | 5 | 10 | 20 | 7 | 35.1 | 20967 | 29.2006 |  |  | 0.93888
2019 | 10 | 20 | 6 | 10 | 20 | 8 | 37.62 | 22333 | 31.103 |  |  | 1.0063
2019 | 10 | 20 | 7 | 10 | 20 | 9 | 41.2 | 24048 | 33.4915 |  |  | 1.102
2019 | 10 | 20 | 8 | 10 | 20 | 10 | 41.67 | 24902 | 34.6809 |  |  | 1.1146
2019 | 10 | 20 | 9 | 10 | 20 | 11 | 42.53 | 25366 | 35.3271 |  |  | 1.1376
2019 | 10 | 20 | 10 | 10 | 20 | 12 | 45.51 | 25742 | 35.8507 |  |  | 1.2173
2019 | 10 | 20 | 11 | 10 | 20 | 13 | 44.82 | 25459 | 35.4566 |  |  | 1.1989
2019 | 10 | 20 | 12 | 10 | 20 | 14 | 41.55 | 23867 | 33.2394 |  |  | 1.1114
2019 | 10 | 20 | 13 | 10 | 20 | 15 | 37.82 | 23066 | 32.1239 |  |  | 1.0116
2019 | 10 | 20 | 14 | 10 | 20 | 16 | 40.38 | 22811 | 31.7687 |  |  | 1.0801
2019 | 10 | 20 | 15 | 10 | 20 | 17 | 47.58 | 23189 | 32.2952 |  |  | 1.2727
2019 | 10 | 20 | 16 | 10 | 20 | 18 | 51.06 | 24921 | 34.7073 |  |  | 1.3658
2019 | 10 | 20 | 17 | 10 | 20 | 19 | 53.74 | 27251 | 37.9523 |  |  | 1.4375
2019 | 10 | 20 | 18 | 10 | 20 | 20 | 56.14 | 27096 | 37.7364 |  |  | 1.5017
2019 | 10 | 20 | 19 | 10 | 20 | 21 | 55.07 | 25582 | 35.6279 |  |  | 1.4731
2019 | 10 | 20 | 20 | 10 | 20 | 22 | 51.31 | 23917 | 33.3091 |  |  | 1.3725
2019 | 10 | 20 | 21 | 10 | 20 | 23 | 55.05 | 22235 | 30.9665 |  |  | 1.4725
2019 | 10 | 20 | 22 | 10 | 20 | 0 | 53.99 | 21101 | 29.3872 |  |  | 1.4442
2019 | 10 | 20 | 23 | 10 | 20 | 1 | 53.99 | 20405 | 28.4179 |  |  | 1.4442
2019 | 10 | 21 | 0 | 10 | 21 | 2 | 54.11 | 20108 | 28.0043 |  |  | 1.4474
2019 | 10 | 21 | 1 | 10 | 21 | 3 | 53.99 | 20237 | 28.1839 |  |  | 1.4442
2019 | 10 | 21 | 2 | 10 | 21 | 4 | 53.49 | 20876 | 29.0739 |  |  | 1.4308
2019 | 10 | 21 | 3 | 10 | 21 | 5 | 55.05 | 23574 | 32.8314 |  |  | 1.4725
2019 | 10 | 21 | 4 | 10 | 21 | 6 | 55.5 | 27542 | 38.3576 |  |  | 1.4846
2019 | 10 | 21 | 5 | 10 | 21 | 7 | 55.5 | 29891 | 41.629 |  |  | 1.4846
2019 | 10 | 21 | 6 | 10 | 21 | 8 | 56.57 | 30451 | 42.4089 |  |  | 1.5132
2019 | 10 | 21 | 7 | 10 | 21 | 9 | 55.49 | 31155 | 43.3894 |  |  | 1.4843
2019 | 10 | 21 | 8 | 10 | 21 | 10 | 54.01 | 31423 | 43.7626 |  |  | 1.4447
2019 | 10 | 21 | 9 | 10 | 21 | 11 | 53.49 | 31584 | 43.9868 |  |  | 1.4308
2019 | 10 | 21 | 10 | 10 | 21 | 12 | 53.99 | 31202 | 43.4548 |  |  | 1.4442
2019 | 10 | 21 | 11 | 10 | 21 | 13 | 52.86 | 30286 | 42.1791 |  |  | 1.4139
2019 | 10 | 21 | 12 | 10 | 21 | 14 | 51.35 | 29544 | 41.1457 |  |  | 1.3735
2019 | 10 | 21 | 13 | 10 | 21 | 15 | 51.35 | 29178 | 40.636 |  |  | 1.3735
2019 | 10 | 21 | 14 | 10 | 21 | 16 | 54.11 | 29119 | 40.5538 |  |  | 1.4474
2019 | 10 | 21 | 15 | 10 | 21 | 17 | 58.02 | 29144 | 40.5887 |  |  | 1.552
2019 | 10 | 21 | 16 | 10 | 21 | 18 | 60.46 | 30667 | 42.7097 |  |  | 1.6172
2019 | 10 | 21 | 17 | 10 | 21 | 19 | 59.88 | 32478 | 45.2319 |  |  | 1.6017
2019 | 10 | 21 | 18 | 10 | 21 | 20 | 56.11 | 31433 | 43.7765 |  |  | 1.5009
2019 | 10 | 21 | 19 | 10 | 21 | 21 | 51.52 | 28352 | 39.4857 |  |  | 1.3781
2019 | 10 | 21 | 20 | 10 | 21 | 22 | 44.19 | 25940 | 36.1265 |  |  | 1.182
2019 | 10 | 21 | 21 | 10 | 21 | 23 | 52.25 | 24435 | 34.0305 |  |  | 1.3976
2019 | 10 | 21 | 22 | 10 | 21 | 0 | 51.05 | 22938 | 31.9456 |  |  | 1.3655
2019 | 10 | 21 | 23 | 10 | 21 | 1 | 47 | 22100 | 30.7785 |  |  | 1.2572
2019 | 10 | 22 | 0 | 10 | 22 | 2 | 45.03 | 21760 | 30.305 |  |  | 1.2045
2019 | 10 | 22 | 1 | 10 | 22 | 3 | 44.5 | 21692 | 30.2103 |  |  | 1.1903
2019 | 10 | 22 | 2 | 10 | 22 | 4 | 45 | 22177 | 30.8858 |  |  | 1.2037
2019 | 10 | 22 | 3 | 10 | 22 | 5 | 46.99 | 24465 | 34.0723 |  |  | 1.2569
2019 | 10 | 22 | 4 | 10 | 22 | 6 | 56.43 | 28365 | 39.5038 |  |  | 1.5094
2019 | 10 | 22 | 5 | 10 | 22 | 7 | 57.8 | 30785 | 42.8741 |  |  | 1.5461
2019 | 10 | 22 | 6 | 10 | 22 | 8 | 57.88 | 31615 | 44.03 |  |  | 1.5482
2019 | 10 | 22 | 7 | 10 | 22 | 9 | 55.49 | 32013 | 44.5843 |  |  | 1.4843
2019 | 10 | 22 | 8 | 10 | 22 | 10 | 52.72 | 32366 | 45.0759 |  |  | 1.4102
2019 | 10 | 22 | 9 | 10 | 22 | 11 | 48.75 | 32646 | 45.4659 |  |  | 1.304
2019 | 10 | 22 | 10 | 10 | 22 | 12 | 46.25 | 32421 | 45.1525 |  |  | 1.2371
2019 | 10 | 22 | 11 | 10 | 22 | 13 | 45.51 | 31492 | 43.8587 |  |  | 1.2173
2019 | 10 | 22 | 12 | 10 | 22 | 14 | 44.26 | 30886 | 43.0147 |  |  | 1.1839
2019 | 10 | 22 | 13 | 10 | 22 | 15 | 46.24 | 30562 | 42.5635 |  |  | 1.2369
2019 | 10 | 22 | 14 | 10 | 22 | 16 | 49.55 | 30437 | 42.3894 |  |  | 1.3254
2019 | 10 | 22 | 15 | 10 | 22 | 17 | 51.42 | 30432 | 42.3825 |  |  | 1.3754
2019 | 10 | 22 | 16 | 10 | 22 | 18 | 54.88 | 31824 | 44.3211 |  |  | 1.468
2019 | 10 | 22 | 17 | 10 | 22 | 19 | 54.82 | 33280 | 46.3488 |  |  | 1.4664
2019 | 10 | 22 | 18 | 10 | 22 | 20 | 49.73 | 32197 | 44.8406 |  |  | 1.3302
2019 | 10 | 22 | 19 | 10 | 22 | 21 | 43.78 | 29099 | 40.526 |  |  | 1.1711
2019 | 10 | 22 | 20 | 10 | 22 | 22 | 38.38 | 26576 | 37.0122 |  |  | 1.0266
2019 | 10 | 22 | 21 | 10 | 22 | 23 | 37.3 | 24717 | 34.4232 |  |  | 0.99773
2019 | 10 | 22 | 22 | 10 | 22 | 0 | 33.5 | 23277 | 32.4177 |  |  | 0.89608
2019 | 10 | 22 | 23 | 10 | 22 | 1 | 32.43 | 22321 | 31.0863 |  |  | 0.86746
2019 | 10 | 23 | 0 | 10 | 23 | 2 | 32 | 21856 | 30.4387 |  |  | 0.85596
2019 | 10 | 23 | 1 | 10 | 23 | 3 | 31.4 | 21996 | 30.6337 |  |  | 0.83991
2019 | 10 | 23 | 2 | 10 | 23 | 4 | 33.5 | 22408 | 31.2075 |  |  | 0.89608
2019 | 10 | 23 | 3 | 10 | 23 | 5 | 40.7 | 24644 | 34.3215 |  |  | 1.0887
2019 | 10 | 23 | 4 | 10 | 23 | 6 | 51.36 | 28467 | 39.6458 |  |  | 1.3738
2019 | 10 | 23 | 5 | 10 | 23 | 7 | 53.25 | 31099 | 43.3114 |  |  | 1.4244
2019 | 10 | 23 | 6 | 10 | 23 | 8 | 56.01 | 31843 | 44.3475 |  |  | 1.4982
2019 | 10 | 23 | 7 | 10 | 23 | 9 | 54.11 | 32213 | 44.8628 |  |  | 1.4474
2019 | 10 | 23 | 8 | 10 | 23 | 10 | 51.23 | 32504 | 45.2681 |  |  | 1.3703
2019 | 10 | 23 | 9 | 10 | 23 | 11 | 47.25 | 32892 | 45.8085 |  |  | 1.2639
2019 | 10 | 23 | 10 | 10 | 23 | 12 | 46.35 | 32755 | 45.6177 |  |  | 1.2398
2019 | 10 | 23 | 11 | 10 | 23 | 13 | 46.29 | 31777 | 44.2556 |  |  | 1.2382
2019 | 10 | 23 | 12 | 10 | 23 | 14 | 45.65 | 31085 | 43.2919 |  |  | 1.2211
2019 | 10 | 23 | 13 | 10 | 23 | 15 | 45.87 | 30620 | 42.6443 |  |  | 1.227
2019 | 10 | 23 | 14 | 10 | 23 | 16 | 50.67 | 30509 | 42.4897 |  |  | 1.3554
2019 | 10 | 23 | 15 | 10 | 23 | 17 | 53.49 | 30456 | 42.4159 |  |  | 1.4308
2019 | 10 | 23 | 16 | 10 | 23 | 18 | 55.49 | 32046 | 44.6303 |  |  | 1.4843
2019 | 10 | 23 | 17 | 10 | 23 | 19 | 55.84 | 33641 | 46.8516 |  |  | 1.4936
2019 | 10 | 23 | 18 | 10 | 23 | 20 | 54.34 | 32550 | 45.3322 |  |  | 1.4535
2019 | 10 | 23 | 19 | 10 | 23 | 21 | 48 | 29516 | 41.1067 |  |  | 1.2839
2019 | 10 | 23 | 20 | 10 | 23 | 22 | 41.69 | 27049 | 37.671 |  |  | 1.1152
2019 | 10 | 23 | 21 | 10 | 23 | 23 | 41.81 | 25144 | 35.0179 |  |  | 1.1184
2019 | 10 | 23 | 22 | 10 | 23 | 0 | 39.21 | 23730 | 33.0486 |  |  | 1.0488
2019 | 10 | 23 | 23 | 10 | 23 | 1 | 37.57 | 22821 | 31.7827 |  |  | 1.0049
2019 | 10 | 24 | 0 | 10 | 24 | 2 | 36.35 | 22422 | 31.227 |  |  | 0.97232
2019 | 10 | 24 | 1 | 10 | 24 | 3 | 35.91 | 22347 | 31.1225 |  |  | 0.96055
2019 | 10 | 24 | 2 | 10 | 24 | 4 | 37.06 | 22759 | 31.6963 |  |  | 0.99131
2019 | 10 | 24 | 3 | 10 | 24 | 5 | 39.55 | 25056 | 34.8953 |  |  | 1.0579
2019 | 10 | 24 | 4 | 10 | 24 | 6 | 48.98 | 28807 | 40.1193 |  |  | 1.3102
2019 | 10 | 24 | 5 | 10 | 24 | 7 | 54.11 | 31204 | 43.4576 |  |  | 1.4474
2019 | 10 | 24 | 6 | 10 | 24 | 8 | 54.11 | 31692 | 44.1372 |  |  | 1.4474
2019 | 10 | 24 | 7 | 10 | 24 | 9 | 51.48 | 32067 | 44.6595 |  |  | 1.377
2019 | 10 | 24 | 8 | 10 | 24 | 10 | 46.93 | 32196 | 44.8392 |  |  | 1.2553
2019 | 10 | 24 | 9 | 10 | 24 | 11 | 44.44 | 32290 | 44.9701 |  |  | 1.1887
2019 | 10 | 24 | 10 | 10 | 24 | 12 | 42.5 | 31849 | 44.3559 |  |  | 1.1368
2019 | 10 | 24 | 11 | 10 | 24 | 13 | 38.65 | 30862 | 42.9813 |  |  | 1.0338
2019 | 10 | 24 | 12 | 10 | 24 | 14 | 37.35 | 30218 | 42.0844 |  |  | 0.99906
2019 | 10 | 24 | 13 | 10 | 24 | 15 | 38.35 | 29926 | 41.6778 |  |  | 1.0258
2019 | 10 | 24 | 14 | 10 | 24 | 16 | 42.86 | 29680 | 41.3351 |  |  | 1.1464
2019 | 10 | 24 | 15 | 10 | 24 | 17 | 48.01 | 29543 | 41.1443 |  |  | 1.2842
2019 | 10 | 24 | 16 | 10 | 24 | 18 | 55.05 | 31221 | 43.4813 |  |  | 1.4725
2019 | 10 | 24 | 17 | 10 | 24 | 19 | 58.97 | 33121 | 46.1274 |  |  | 1.5774
2019 | 10 | 24 | 18 | 10 | 24 | 20 | 57.5 | 32465 | 45.2138 |  |  | 1.5381
2019 | 10 | 24 | 19 | 10 | 24 | 21 | 54.85 | 29660 | 41.3073 |  |  | 1.4672
2019 | 10 | 24 | 20 | 10 | 24 | 22 | 48.06 | 27158 | 37.8228 |  |  | 1.2855
2019 | 10 | 24 | 21 | 10 | 24 | 23 | 51 | 25416 | 35.3967 |  |  | 1.3642
2019 | 10 | 24 | 22 | 10 | 24 | 0 | 51.48 | 23837 | 33.1976 |  |  | 1.377
2019 | 10 | 24 | 23 | 10 | 24 | 1 | 45.03 | 22885 | 31.8718 |  |  | 1.2045
2019 | 10 | 25 | 0 | 10 | 25 | 2 | 41.44 | 22464 | 31.2855 |  |  | 1.1085
2019 | 10 | 25 | 1 | 10 | 25 | 3 | 39.61 | 22246 | 30.9819 |  |  | 1.0595
2019 | 10 | 25 | 2 | 10 | 25 | 4 | 42.11 | 22643 | 31.5348 |  |  | 1.1264
2019 | 10 | 25 | 3 | 10 | 25 | 5 | 44.57 | 24945 | 34.7407 |  |  | 1.1922
2019 | 10 | 25 | 4 | 10 | 25 | 6 | 51.23 | 28900 | 40.2488 |  |  | 1.3703
2019 | 10 | 25 | 5 | 10 | 25 | 7 | 53.1 | 31181 | 43.4256 |  |  | 1.4204
2019 | 10 | 25 | 6 | 10 | 25 | 8 | 53.1 | 31817 | 44.3113 |  |  | 1.4204
2019 | 10 | 25 | 7 | 10 | 25 | 9 | 52.24 | 32026 | 44.6024 |  |  | 1.3974
2019 | 10 | 25 | 8 | 10 | 25 | 10 | 48.81 | 32001 | 44.5676 |  |  | 1.3056
2019 | 10 | 25 | 9 | 10 | 25 | 11 | 47.01 | 31999 | 44.5648 |  |  | 1.2575
2019 | 10 | 25 | 10 | 10 | 25 | 12 | 46.5 | 31721 | 44.1776 |  |  | 1.2438
2019 | 10 | 25 | 11 | 10 | 25 | 13 | 44.57 | 30667 | 42.7097 |  |  | 1.1922
2019 | 10 | 25 | 12 | 10 | 25 | 14 | 44.5 | 29988 | 41.7641 |  |  | 1.1903
2019 | 10 | 25 | 13 | 10 | 25 | 15 | 44.57 | 29530 | 41.1262 |  |  | 1.1922
2019 | 10 | 25 | 14 | 10 | 25 | 16 | 46.01 | 29206 | 40.675 |  |  | 1.2307
2019 | 10 | 25 | 15 | 10 | 25 | 17 | 51.23 | 29011 | 40.4034 |  |  | 1.3703
2019 | 10 | 25 | 16 | 10 | 25 | 18 | 56.51 | 30352 | 42.271 |  |  | 1.5116
2019 | 10 | 25 | 17 | 10 | 25 | 19 | 60.16 | 31812 | 44.3044 |  |  | 1.6092
2019 | 10 | 25 | 18 | 10 | 25 | 20 | 57.79 | 31104 | 43.3183 |  |  | 1.5458
2019 | 10 | 25 | 19 | 10 | 25 | 21 | 52.5 | 28495 | 39.6848 |  |  | 1.4043
2019 | 10 | 25 | 20 | 10 | 25 | 22 | 46.07 | 26433 | 36.8131 |  |  | 1.2323
2019 | 10 | 25 | 21 | 10 | 25 | 23 | 50.03 | 24983 | 34.7937 |  |  | 1.3382
2019 | 10 | 25 | 22 | 10 | 25 | 0 | 47 | 23370 | 32.5473 |  |  | 1.2572
2019 | 10 | 25 | 23 | 10 | 25 | 1 | 42.01 | 22110 | 30.7925 |  |  | 1.1237
2019 | 10 | 26 | 0 | 10 | 26 | 2 | 39.5 | 21439 | 29.858 |  |  | 1.0566
2019 | 10 | 26 | 1 | 10 | 26 | 3 | 39.21 | 21250 | 29.5947 |  |  | 1.0488
2019 | 10 | 26 | 2 | 10 | 26 | 4 | 38.99 | 21105 | 29.3928 |  |  | 1.0429
2019 | 10 | 26 | 3 | 10 | 26 | 5 | 39.21 | 21664 | 30.1713 |  |  | 1.0488
2019 | 10 | 26 | 4 | 10 | 26 | 6 | 42.5 | 22928 | 31.9317 |  |  | 1.1368
2019 | 10 | 26 | 5 | 10 | 26 | 7 | 44.58 | 24452 | 34.0541 |  |  | 1.1925
2019 | 10 | 26 | 6 | 10 | 26 | 8 | 48.01 | 26382 | 36.742 |  |  | 1.2842
2019 | 10 | 26 | 7 | 10 | 26 | 9 | 46.54 | 27600 | 38.4383 |  |  | 1.2449
2019 | 10 | 26 | 8 | 10 | 26 | 10 | 43.78 | 27748 | 38.6445 |  |  | 1.1711
2019 | 10 | 26 | 9 | 10 | 26 | 11 | 43.17 | 27731 | 38.6208 |  |  | 1.1547
2019 | 10 | 26 | 10 | 10 | 26 | 12 | 43.76 | 27728 | 38.6166 |  |  | 1.1705
2019 | 10 | 26 | 11 | 10 | 26 | 13 | 42.89 | 27156 | 37.82 |  |  | 1.1473
2019 | 10 | 26 | 12 | 10 | 26 | 14 | 39.85 | 25907 | 36.0805 |  |  | 1.0659
2019 | 10 | 26 | 13 | 10 | 26 | 15 | 39.26 | 25155 | 35.0332 |  |  | 1.0502
2019 | 10 | 26 | 14 | 10 | 26 | 16 | 42.3 | 24925 | 34.7129 |  |  | 1.1315
2019 | 10 | 26 | 15 | 10 | 26 | 17 | 46.44 | 24886 | 34.6586 |  |  | 1.2422
2019 | 10 | 26 | 16 | 10 | 26 | 18 | 55.73 | 26429 | 36.8075 |  |  | 1.4907
2019 | 10 | 26 | 17 | 10 | 26 | 19 | 59.82 | 27925 | 38.891 |  |  | 1.6001
2019 | 10 | 26 | 18 | 10 | 26 | 20 | 58.97 | 27741 | 38.6347 |  |  | 1.5774
2019 | 10 | 26 | 19 | 10 | 26 | 21 | 55.06 | 26030 | 36.2518 |  |  | 1.4728
2019 | 10 | 26 | 20 | 10 | 26 | 22 | 51.98 | 24557 | 34.2004 |  |  | 1.3904
2019 | 10 | 26 | 21 | 10 | 26 | 23 | 49 | 23063 | 32.1197 |  |  | 1.3107
2019 | 10 | 26 | 22 | 10 | 26 | 0 | 43.95 | 21566 | 30.0348 |  |  | 1.1756
2019 | 10 | 26 | 23 | 10 | 26 | 1 | 42.81 | 20545 | 28.6129 |  |  | 1.1451
2019 | 10 | 27 | 0 | 10 | 27 | 2 | 42.95 | 19963 | 27.8023 |  |  | 1.1489
2019 | 10 | 27 | 1 | 10 | 27 | 3 | 41.78 | 19445 | 27.0809 |  |  | 1.1176
2019 | 10 | 27 | 2 | 10 | 27 | 4 | 39.99 | 19258 | 26.8205 |  |  | 1.0697
2019 | 10 | 27 | 3 | 10 | 27 | 5 | 39.98 | 19401 | 27.0196 |  |  | 1.0694
2019 | 10 | 27 | 4 | 10 | 27 | 6 | 41.86 | 19846 | 27.6394 |  |  | 1.1197
2019 | 10 | 27 | 5 | 10 | 27 | 7 | 43.19 | 20295 | 28.2647 |  |  | 1.1553
2019 | 10 | 27 | 6 | 10 | 27 | 8 | 42.67 | 21417 | 29.8273 |  |  | 1.1414
2019 | 10 | 27 | 7 | 10 | 27 | 9 | 43.01 | 23456 | 32.667 |  |  | 1.1505
2019 | 10 | 27 | 8 | 10 | 27 | 10 | 43.21 | 24544 | 34.1823 |  |  | 1.1558
2019 | 10 | 27 | 9 | 10 | 27 | 11 | 43.2 | 24899 | 34.6767 |  |  | 1.1555
2019 | 10 | 27 | 10 | 10 | 27 | 12 | 43.21 | 24839 | 34.5931 |  |  | 1.1558
2019 | 10 | 27 | 11 | 10 | 27 | 13 | 45.57 | 25299 | 35.2338 |  |  | 1.2189
2019 | 10 | 27 | 12 | 10 | 27 | 14 | 46.12 | 25026 | 34.8536 |  |  | 1.2336
2019 | 10 | 27 | 13 | 10 | 27 | 15 | 44.08 | 23844 | 33.2074 |  |  | 1.1791
2019 | 10 | 27 | 14 | 10 | 27 | 16 | 44.07 | 23259 | 32.3927 |  |  | 1.1788
2019 | 10 | 27 | 15 | 10 | 27 | 17 | 46.77 | 23336 | 32.4999 |  |  | 1.251
2019 | 10 | 27 | 16 | 10 | 27 | 18 | 50.15 | 25112 | 34.9733 |  |  | 1.3414
2019 | 10 | 27 | 17 | 10 | 27 | 19 | 55.52 | 26896 | 37.4579 |  |  | 1.4851
2019 | 10 | 27 | 18 | 10 | 27 | 20 | 56.85 | 27521 | 38.3283 |  |  | 1.5207
2019 | 10 | 27 | 19 | 10 | 27 | 21 | 56.51 | 27223 | 37.9133 |  |  | 1.5116
2019 | 10 | 27 | 20 | 10 | 27 | 22 | 53.19 | 25795 | 35.9245 |  |  | 1.4228
2019 | 10 | 27 | 21 | 10 | 27 | 23 | 53 | 23689 | 32.9915 |  |  | 1.4177
2019 | 10 | 27 | 22 | 10 | 27 | 0 | 52.98 | 22150 | 30.8482 |  |  | 1.4171
2019 | 10 | 27 | 23 | 10 | 27 | 1 | 51.88 | 21201 | 29.5265 |  |  | 1.3877
2019 | 10 | 28 | 0 | 10 | 28 | 2 | 48.39 | 20596 | 28.6839 |  |  | 1.2944
2019 | 10 | 28 | 1 | 10 | 28 | 3 | 46.05 | 20414 | 28.4304 |  |  | 1.2318
2019 | 10 | 28 | 2 | 10 | 28 | 4 | 45.57 | 20552 | 28.6226 |  |  | 1.2189
2019 | 10 | 28 | 3 | 10 | 28 | 5 | 49.14 | 21324 | 29.6978 |  |  | 1.3144
2019 | 10 | 28 | 4 | 10 | 28 | 6 | 51.88 | 24103 | 33.5681 |  |  | 1.3877
2019 | 10 | 28 | 5 | 10 | 28 | 7 | 53.34 | 27515 | 38.32 |  |  | 1.4268
2019 | 10 | 28 | 6 | 10 | 28 | 8 | 55.49 | 29591 | 41.2112 |  |  | 1.4843
2019 | 10 | 28 | 7 | 10 | 28 | 9 | 55.66 | 30466 | 42.4298 |  |  | 1.4888
2019 | 10 | 28 | 8 | 10 | 28 | 10 | 54.8 | 30803 | 42.8991 |  |  | 1.4658
2019 | 10 | 28 | 9 | 10 | 28 | 11 | 53.19 | 31003 | 43.1777 |  |  | 1.4228
2019 | 10 | 28 | 10 | 10 | 28 | 12 | 54.11 | 31251 | 43.5231 |  |  | 1.4474
2019 | 10 | 28 | 11 | 10 | 28 | 13 | 53.19 | 31339 | 43.6456 |  |  | 1.4228
2019 | 10 | 28 | 12 | 10 | 28 | 14 | 53 | 30383 | 42.3142 |  |  | 1.4177
2019 | 10 | 28 | 13 | 10 | 28 | 15 | 53.34 | 29992 | 41.7697 |  |  | 1.4268
2019 | 10 | 28 | 14 | 10 | 28 | 16 | 54.99 | 29694 | 41.3546 |  |  | 1.4709
2019 | 10 | 28 | 15 | 10 | 28 | 17 | 60.16 | 29817 | 41.5259 |  |  | 1.6092
2019 | 10 | 28 | 16 | 10 | 28 | 18 | 61.23 | 31299 | 43.5899 |  |  | 1.6378
2019 | 10 | 28 | 17 | 10 | 28 | 19 | 61.5 | 32495 | 45.2556 |  |  | 1.645
2019 | 10 | 28 | 18 | 10 | 28 | 20 | 59.49 | 32644 | 45.4631 |  |  | 1.5913
2019 | 10 | 28 | 19 | 10 | 28 | 21 | 57.79 | 31316 | 43.6136 |  |  | 1.5458
2019 | 10 | 28 | 20 | 10 | 28 | 22 | 54.81 | 28249 | 39.3422 |  |  | 1.4661
2019 | 10 | 28 | 21 | 10 | 28 | 23 | 50.48 | 25870 | 36.029 |  |  | 1.3503
2019 | 10 | 28 | 22 | 10 | 28 | 0 | 53.1 | 24298 | 33.8397 |  |  | 1.4204
2019 | 10 | 28 | 23 | 10 | 28 | 1 | 51 | 23139 | 32.2255 |  |  | 1.3642
2019 | 10 | 29 | 0 | 10 | 29 | 2 | 48.3 | 22368 | 31.1518 |  |  | 1.292
2019 | 10 | 29 | 1 | 10 | 29 | 3 | 47.28 | 22079 | 30.7493 |  |  | 1.2647
2019 | 10 | 29 | 2 | 10 | 29 | 4 | 47.05 | 22138 | 30.8315 |  |  | 1.2585
2019 | 10 | 29 | 3 | 10 | 29 | 5 | 49.03 | 22574 | 31.4387 |  |  | 1.3115
2019 | 10 | 29 | 4 | 10 | 29 | 6 | 49.35 | 24967 | 34.7714 |  |  | 1.32
2019 | 10 | 29 | 5 | 10 | 29 | 7 | 54.54 | 28225 | 39.3088 |  |  | 1.4589
2019 | 10 | 29 | 6 | 10 | 29 | 8 | 55.81 | 30124 | 41.9535 |  |  | 1.4928
2019 | 10 | 29 | 7 | 10 | 29 | 9 | 55.07 | 30963 | 43.122 |  |  | 1.4731
2019 | 10 | 29 | 8 | 10 | 29 | 10 | 54.11 | 31343 | 43.6512 |  |  | 1.4474
2019 | 10 | 29 | 9 | 10 | 29 | 11 | 53.99 | 31438 | 43.7835 |  |  | 1.4442
2019 | 10 | 29 | 10 | 10 | 29 | 12 | 54.21 | 31623 | 44.0412 |  |  | 1.45
2019 | 10 | 29 | 11 | 10 | 29 | 13 | 53.31 | 31678 | 44.1177 |  |  | 1.426
2019 | 10 | 29 | 12 | 10 | 29 | 14 | 52.62 | 30710 | 42.7696 |  |  | 1.4075
2019 | 10 | 29 | 13 | 10 | 29 | 15 | 55.01 | 30092 | 41.9089 |  |  | 1.4714
2019 | 10 | 29 | 14 | 10 | 29 | 16 | 57.2 | 30006 | 41.7892 |  |  | 1.53
2019 | 10 | 29 | 15 | 10 | 29 | 17 | 60.23 | 30221 | 42.0886 |  |  | 1.6111
2019 | 10 | 29 | 16 | 10 | 29 | 18 | 61.23 | 31595 | 44.0022 |  |  | 1.6378
2019 | 10 | 29 | 17 | 10 | 29 | 19 | 60.75 | 32517 | 45.2862 |  |  | 1.625
2019 | 10 | 29 | 18 | 10 | 29 | 20 | 58.97 | 32599 | 45.4004 |  |  | 1.5774
2019 | 10 | 29 | 19 | 10 | 29 | 21 | 58.02 | 31370 | 43.6888 |  |  | 1.552
2019 | 10 | 29 | 20 | 10 | 29 | 22 | 54.85 | 28502 | 39.6946 |  |  | 1.4672
2019 | 10 | 29 | 21 | 10 | 29 | 23 | 48.68 | 26040 | 36.2657 |  |  | 1.3021
2019 | 10 | 29 | 22 | 10 | 29 | 0 | 49 | 24487 | 34.1029 |  |  | 1.3107
2019 | 10 | 29 | 23 | 10 | 29 | 1 | 47.01 | 23297 | 32.4456 |  |  | 1.2575
2019 | 10 | 30 | 0 | 10 | 30 | 2 | 44.44 | 22450 | 31.266 |  |  | 1.1887
2019 | 10 | 30 | 1 | 10 | 30 | 3 | 42.18 | 22129 | 30.8189 |  |  | 1.1283
2019 | 10 | 30 | 2 | 10 | 30 | 4 | 41.21 | 22127 | 30.8161 |  |  | 1.1023
2019 | 10 | 30 | 3 | 10 | 30 | 5 | 43.43 | 22633 | 31.5208 |  |  | 1.1617
2019 | 10 | 30 | 4 | 10 | 30 | 6 | 46.67 | 24970 | 34.7756 |  |  | 1.2484
2019 | 10 | 30 | 5 | 10 | 30 | 7 | 54.12 | 28314 | 39.4327 |  |  | 1.4476
2019 | 10 | 30 | 6 | 10 | 30 | 8 | 57.6 | 29976 | 41.7474 |  |  | 1.5407
2019 | 10 | 30 | 7 | 10 | 30 | 9 | 54.82 | 30741 | 42.8128 |  |  | 1.4664
2019 | 10 | 30 | 8 | 10 | 30 | 10 | 55.07 | 31097 | 43.3086 |  |  | 1.4731
2019 | 10 | 30 | 9 | 10 | 30 | 11 | 55.07 | 31286 | 43.5718 |  |  | 1.4731
2019 | 10 | 30 | 10 | 10 | 30 | 12 | 55 | 31634 | 44.0565 |  |  | 1.4712
2019 | 10 | 30 | 11 | 10 | 30 | 13 | 53 | 31668 | 44.1038 |  |  | 1.4177
2019 | 10 | 30 | 12 | 10 | 30 | 14 | 53.68 | 30864 | 42.9841 |  |  | 1.4359
2019 | 10 | 30 | 13 | 10 | 30 | 15 | 54.03 | 30432 | 42.3825 |  |  | 1.4452
2019 | 10 | 30 | 14 | 10 | 30 | 16 | 56.17 | 30074 | 41.8839 |  |  | 1.5025
2019 | 10 | 30 | 15 | 10 | 30 | 17 | 58.95 | 30337 | 42.2501 |  |  | 1.5768
2019 | 10 | 30 | 16 | 10 | 30 | 18 | 59.91 | 31716 | 44.1707 |  |  | 1.6025
2019 | 10 | 30 | 17 | 10 | 30 | 19 | 60 | 32232 | 44.8893 |  |  | 1.6049
2019 | 10 | 30 | 18 | 10 | 30 | 20 | 56.85 | 32182 | 44.8197 |  |  | 1.5207
2019 | 10 | 30 | 19 | 10 | 30 | 21 | 55.5 | 30986 | 43.154 |  |  | 1.4846
2019 | 10 | 30 | 20 | 10 | 30 | 22 | 48.72 | 28263 | 39.3617 |  |  | 1.3032
2019 | 10 | 30 | 21 | 10 | 30 | 23 | 44.63 | 26007 | 36.2198 |  |  | 1.1938
2019 | 10 | 30 | 22 | 10 | 30 | 0 | 45 | 24610 | 34.2742 |  |  | 1.2037
2019 | 10 | 30 | 23 | 10 | 30 | 1 | 45 | 23446 | 32.6531 |  |  | 1.2037
2019 | 10 | 31 | 0 | 10 | 31 | 2 | 39.1 | 22488 | 31.3189 |  |  | 1.0459
2019 | 10 | 31 | 1 | 10 | 31 | 3 | 38.1 | 22168 | 30.8732 |  |  | 1.0191
2019 | 10 | 31 | 2 | 10 | 31 | 4 | 38.1 | 22015 | 30.6602 |  |  | 1.0191
2019 | 10 | 31 | 3 | 10 | 31 | 5 | 39.5 | 22410 | 31.2103 |  |  | 1.0566
2019 | 10 | 31 | 4 | 10 | 31 | 6 | 44.57 | 24706 | 34.4079 |  |  | 1.1922
2019 | 10 | 31 | 5 | 10 | 31 | 7 | 53.2 | 27608 | 38.4495 |  |  | 1.423
2019 | 10 | 31 | 6 | 10 | 31 | 8 | 55.5 | 29413 | 40.9633 |  |  | 1.4846
2019 | 10 | 31 | 7 | 10 | 31 | 9 | 55.35 | 30481 | 42.4507 |  |  | 1.4805
2019 | 10 | 31 | 8 | 10 | 31 | 10 | 54.35 | 30772 | 42.856 |  |  | 1.4538
2019 | 10 | 31 | 9 | 10 | 31 | 11 | 53.2 | 31042 | 43.232 |  |  | 1.423
2019 | 10 | 31 | 10 | 10 | 31 | 12 | 52.5 | 31521 | 43.8991 |  |  | 1.4043
2019 | 10 | 31 | 11 | 10 | 31 | 13 | 49 | 31651 | 44.0801 |  |  | 1.3107
2019 | 10 | 31 | 12 | 10 | 31 | 14 | 48.1 | 30641 | 42.6735 |  |  | 1.2866
2019 | 10 | 31 | 13 | 10 | 31 | 15 | 49.08 | 29831 | 41.5454 |  |  | 1.3128
2019 | 10 | 31 | 14 | 10 | 31 | 16 | 51.08 | 29491 | 41.0719 |  |  | 1.3663
2019 | 10 | 31 | 15 | 10 | 31 | 17 | 56.01 | 29478 | 41.0538 |  |  | 1.4982
2019 | 10 | 31 | 16 | 10 | 31 | 18 | 59.69 | 30717 | 42.7794 |  |  | 1.5966
2019 | 10 | 31 | 17 | 10 | 31 | 19 | 60 | 31268 | 43.5467 |  |  | 1.6049
2019 | 10 | 31 | 18 | 10 | 31 | 20 | 56.26 | 30726 | 42.7919 |  |  | 1.5049
2019 | 10 | 31 | 19 | 10 | 31 | 21 | 53.55 | 29671 | 41.3226 |  |  | 1.4324
2019 | 10 | 31 | 20 | 10 | 31 | 22 | 46.05 | 27282 | 37.9955 |  |  | 1.2318
2019 | 10 | 31 | 21 | 10 | 31 | 23 | 40 | 25439 | 35.4287 |  |  | 1.0699
2019 | 10 | 31 | 22 | 10 | 31 | 0 | 42.1 | 24258 | 33.784 |  |  | 1.1261
2019 | 10 | 31 | 23 | 10 | 31 | 1 | 40.18 | 23087 | 32.1531 |  |  | 1.0748
2019 | 11 | 1 | 0 | 11 | 1 | 2 | 32.4 | 21989 | 30.6239 |  |  | 0.86666
2019 | 11 | 1 | 1 | 11 | 1 | 3 | 30.01 | 21360 | 29.7479 |  |  | 0.80273
2019 | 11 | 1 | 2 | 11 | 1 | 4 | 29.1 | 21096 | 29.3803 |  |  | 0.77839
2019 | 11 | 1 | 3 | 11 | 1 | 5 | 28.9 | 20862 | 29.0544 |  |  | 0.77304
2019 | 11 | 1 | 4 | 11 | 1 | 6 | 29.1 | 21173 | 29.4875 |  |  | 0.77839
2019 | 11 | 1 | 5 | 11 | 1 | 7 | 32.86 | 21645 | 30.1449 |  |  | 0.87896
2019 | 11 | 1 | 6 | 11 | 1 | 8 | 33 | 22151 | 30.8496 |  |  | 0.88271
2019 | 11 | 1 | 7 | 11 | 1 | 9 | 35.07 | 23986 | 33.4051 |  |  | 0.93808
2019 | 11 | 1 | 8 | 11 | 1 | 10 | 33.01 | 25173 | 35.0583 |  |  | 0.88297
2019 | 11 | 1 | 9 | 11 | 1 | 11 | 34.04 | 25630 | 35.6947 |  |  | 0.91053
2019 | 11 | 1 | 10 | 11 | 1 | 12 | 35.9 | 25886 | 36.0513 |  |  | 0.96028
2019 | 11 | 1 | 11 | 11 | 1 | 13 | 33.43 | 26365 | 36.7184 |  |  | 0.89421
2019 | 11 | 1 | 12 | 11 | 1 | 14 | 31.5 | 25969 | 36.1669 |  |  | 0.84258
2019 | 11 | 1 | 13 | 11 | 1 | 15 | 30.09 | 24767 | 34.4928 |  |  | 0.80487
2019 | 11 | 1 | 14 | 11 | 1 | 16 | 30 | 24032 | 33.4692 |  |  | 0.80246
2019 | 11 | 1 | 15 | 11 | 1 | 17 | 30.07 | 23849 | 33.2144 |  |  | 0.80433
2019 | 11 | 1 | 16 | 11 | 1 | 18 | 38.08 | 25651 | 35.724 |  |  | 1.0186
2019 | 11 | 1 | 17 | 11 | 1 | 19 | 37.01 | 26506 | 36.9147 |  |  | 0.98997
2019 | 11 | 1 | 18 | 11 | 1 | 20 | 31.98 | 26872 | 37.4245 |  |  | 0.85542
2019 | 11 | 1 | 19 | 11 | 1 | 21 | 30.22 | 26539 | 36.9607 |  |  | 0.80835
2019 | 11 | 1 | 20 | 11 | 1 | 22 | 30.49 | 25245 | 35.1586 |  |  | 0.81557
2019 | 11 | 1 | 21 | 11 | 1 | 23 | 29.5 | 23799 | 33.1447 |  |  | 0.78909
2019 | 11 | 1 | 22 | 11 | 1 | 0 | 27.31 | 22528 | 31.3746 |  |  | 0.73051
2019 | 11 | 1 | 23 | 11 | 1 | 1 | 25.8 | 21224 | 29.5585 |  |  | 0.69012
2019 | 11 | 2 | 0 | 11 | 2 | 2 | 24.78 | 20347 | 28.3371 |  |  | 0.66283
2019 | 11 | 2 | 1 | 11 | 2 | 3 | 20.6 | 19834 | 27.6227 |  |  | 0.55102
2019 | 11 | 2 | 2 | 11 | 2 | 4 | 18.99 | 19728 | 27.4751 |  |  | 0.50796
2019 | 11 | 2 | 3 | 11 | 2 | 5 | 21.86 | 19747 | 27.5015 |  |  | 0.58473
2019 | 11 | 2 | 4 | 11 | 2 | 6 | 24.47 | 20529 | 28.5906 |  |  | 0.65454
2019 | 11 | 2 | 5 | 11 | 2 | 7 | 28.03 | 21356 | 29.7424 |  |  | 0.74977
2019 | 11 | 2 | 6 | 11 | 2 | 8 | 29.34 | 22514 | 31.3551 |  |  | 0.78481
2019 | 11 | 2 | 7 | 11 | 2 | 9 | 32.17 | 24785 | 34.5179 |  |  | 0.86051
2019 | 11 | 2 | 8 | 11 | 2 | 10 | 31.04 | 26047 | 36.2755 |  |  | 0.83028
2019 | 11 | 2 | 9 | 11 | 2 | 11 | 30 | 26398 | 36.7643 |  |  | 0.80246
2019 | 11 | 2 | 10 | 11 | 2 | 12 | 29.6 | 26394 | 36.7588 |  |  | 0.79176
2019 | 11 | 2 | 11 | 11 | 2 | 13 | 27.9 | 26998 | 37.5999 |  |  | 0.74629
2019 | 11 | 2 | 12 | 11 | 2 | 14 | 26.89 | 26513 | 36.9245 |  |  | 0.71927
2019 | 11 | 2 | 13 | 11 | 2 | 15 | 27.94 | 25074 | 34.9204 |  |  | 0.74736
2019 | 11 | 2 | 14 | 11 | 2 | 16 | 30 | 24448 | 34.0486 |  |  | 0.80246
2019 | 11 | 2 | 15 | 11 | 2 | 17 | 33.91 | 24458 | 34.0625 |  |  | 0.90705
2019 | 11 | 2 | 16 | 11 | 2 | 18 | 39.44 | 26277 | 36.5958 |  |  | 1.055
2019 | 11 | 2 | 17 | 11 | 2 | 19 | 35.05 | 26946 | 37.5275 |  |  | 0.93754
2019 | 11 | 2 | 18 | 11 | 2 | 20 | 32.06 | 27276 | 37.9871 |  |  | 0.85756
2019 | 11 | 2 | 19 | 11 | 2 | 21 | 29.23 | 26904 | 37.469 |  |  | 0.78186
2019 | 11 | 2 | 20 | 11 | 2 | 22 | 28.81 | 25349 | 35.3034 |  |  | 0.77063
2019 | 11 | 2 | 21 | 11 | 2 | 23 | 27.31 | 23796 | 33.1405 |  |  | 0.73051
2019 | 11 | 2 | 22 | 11 | 2 | 0 | 16.45 | 22533 | 31.3816 |  |  | 0.44002
2019 | 11 | 2 | 23 | 11 | 2 | 1 | 12.45 | 20975 | 29.2117 |  |  | 0.33302
2019 | 11 | 3 | 0 | 11 | 3 | 2 | 9 | 19998 | 27.8511 |  |  | 0.24074
2019 | 11 | 3 | 1 | 11 | 3 | 3 | 6.66 | 19527 | 27.1951 |  |  | 0.17815
2019 | 11 | 3 | 2 | 11 | 3 | 4 | 6.77 | 19315 | 26.8999 |  |  | 0.18109
2019 | 11 | 3 | 3 | 11 | 3 | 5 | 6.2 | 19287 | 26.8609 |  |  | 0.16584
2019 | 11 | 3 | 4 | 11 | 3 | 6 | 7.62 | 19627 | 27.3344 |  |  | 0.20383
2019 | 11 | 3 | 5 | 11 | 3 | 7 | 8.77 | 19848 | 27.6422 |  |  | 0.23459
2019 | 11 | 3 | 6 | 11 | 3 | 8 | 9 | 20619 | 28.716 |  |  | 0.24074
2019 | 11 | 3 | 7 | 11 | 3 | 9 | 14.8 | 22472 | 31.2966 |  |  | 0.39588
2019 | 11 | 3 | 8 | 11 | 3 | 10 | 17.2 | 23828 | 33.1851 |  |  | 0.46008
2019 | 11 | 3 | 9 | 11 | 3 | 11 | 16.73 | 24510 | 34.1349 |  |  | 0.44751
2019 | 11 | 3 | 10 | 11 | 3 | 12 | 17.7 | 24667 | 34.3536 |  |  | 0.47345
2019 | 11 | 3 | 11 | 11 | 3 | 13 | 19.2 | 25033 | 34.8633 |  |  | 0.51357
2019 | 11 | 3 | 12 | 11 | 3 | 14 | 19.66 | 24962 | 34.7644 |  |  | 0.52588
2019 | 11 | 3 | 13 | 11 | 3 | 15 | 18.53 | 23593 | 32.8578 |  |  | 0.49565
2019 | 11 | 3 | 14 | 11 | 3 | 16 | 20.01 | 22852 | 31.8258 |  |  | 0.53524
2019 | 11 | 3 | 15 | 11 | 3 | 17 | 25.02 | 22923 | 31.9247 |  |  | 0.66925
2019 | 11 | 3 | 16 | 11 | 3 | 18 | 30.91 | 25086 | 34.9371 |  |  | 0.8268
2019 | 11 | 3 | 17 | 11 | 3 | 19 | 39.96 | 26469 | 36.8632 |  |  | 1.0689
2019 | 11 | 3 | 18 | 11 | 3 | 20 | 38.29 | 27141 | 37.7991 |  |  | 1.0242
2019 | 11 | 3 | 19 | 11 | 3 | 21 | 34.3 | 26976 | 37.5693 |  |  | 0.91748
2019 | 11 | 3 | 20 | 11 | 3 | 22 | 31.37 | 25716 | 35.8145 |  |  | 0.83911
2019 | 11 | 3 | 21 | 11 | 3 | 23 | 26.46 | 23909 | 33.2979 |  |  | 0.70777
2019 | 11 | 3 | 22 | 11 | 3 | 0 | 12.1 | 22459 | 31.2785 |  |  | 0.32366
2019 | 11 | 3 | 23 | 11 | 3 | 1 | 8.45 | 21354 | 29.7396 |  |  | 0.22603
2019 | 11 | 4 | 0 | 11 | 4 | 2 | 5.95 | 20681 | 28.8023 |  |  | 0.15915
2019 | 11 | 4 | 1 | 11 | 4 | 3 | 5.95 | 20270 | 28.2299 |  |  | 0.15915
2019 | 11 | 4 | 2 | 11 | 4 | 4 | 5.95 | 20396 | 28.4054 |  |  | 0.15915
2019 | 11 | 4 | 3 | 11 | 4 | 5 | 8 | 21123 | 29.4179 |  |  | 0.21399
2019 | 11 | 4 | 4 | 11 | 4 | 6 | 14.5 | 23870 | 33.2436 |  |  | 0.38786
2019 | 11 | 4 | 5 | 11 | 4 | 7 | 30 | 27179 | 37.852 |  |  | 0.80246
2019 | 11 | 4 | 6 | 11 | 4 | 8 | 38.49 | 29306 | 40.8143 |  |  | 1.0296
2019 | 11 | 4 | 7 | 11 | 4 | 9 | 41.48 | 30623 | 42.6485 |  |  | 1.1095
2019 | 11 | 4 | 8 | 11 | 4 | 10 | 39.1 | 31239 | 43.5064 |  |  | 1.0459
2019 | 11 | 4 | 9 | 11 | 4 | 11 | 37 | 31514 | 43.8893 |  |  | 0.9897
2019 | 11 | 4 | 10 | 11 | 4 | 12 | 34.66 | 31774 | 44.2514 |  |  | 0.92711
2019 | 11 | 4 | 11 | 11 | 4 | 13 | 33.32 | 31704 | 44.154 |  |  | 0.89127
2019 | 11 | 4 | 12 | 11 | 4 | 14 | 30.4 | 30881 | 43.0078 |  |  | 0.81316
2019 | 11 | 4 | 13 | 11 | 4 | 15 | 31.4 | 30181 | 42.0329 |  |  | 0.83991
2019 | 11 | 4 | 14 | 11 | 4 | 16 | 33.32 | 29800 | 41.5023 |  |  | 0.89127
2019 | 11 | 4 | 15 | 11 | 4 | 17 | 37.99 | 29987 | 41.7627 |  |  | 1.0162
2019 | 11 | 4 | 16 | 11 | 4 | 18 | 45.03 | 31434 | 43.7779 |  |  | 1.2045
2019 | 11 | 4 | 17 | 11 | 4 | 19 | 48.83 | 32332 | 45.0286 |  |  | 1.3061
2019 | 11 | 4 | 18 | 11 | 4 | 20 | 44.21 | 32477 | 45.2305 |  |  | 1.1826
2019 | 11 | 4 | 19 | 11 | 4 | 21 | 37.95 | 31262 | 43.5384 |  |  | 1.0151
2019 | 11 | 4 | 20 | 11 | 4 | 22 | 32.4 | 28558 | 39.7725 |  |  | 0.86666
2019 | 11 | 4 | 21 | 11 | 4 | 23 | 27.01 | 26156 | 36.4273 |  |  | 0.72248
2019 | 11 | 4 | 22 | 11 | 4 | 0 | 21.53 | 24699 | 34.3981 |  |  | 0.5759
2019 | 11 | 4 | 23 | 11 | 4 | 1 | 14 | 23430 | 32.6308 |  |  | 0.37448
2019 | 11 | 5 | 0 | 11 | 5 | 2 | 9.99 | 22588 | 31.4582 |  |  | 0.26722
2019 | 11 | 5 | 1 | 11 | 5 | 3 | 9.1 | 22120 | 30.8064 |  |  | 0.24341
2019 | 11 | 5 | 2 | 11 | 5 | 4 | 8.45 | 22068 | 30.734 |  |  | 0.22603
2019 | 11 | 5 | 3 | 11 | 5 | 5 | 13.62 | 22601 | 31.4763 |  |  | 0.36432
2019 | 11 | 5 | 4 | 11 | 5 | 6 | 19.99 | 25113 | 34.9747 |  |  | 0.53471
2019 | 11 | 5 | 5 | 11 | 5 | 7 | 30 | 28562 | 39.7781 |  |  | 0.80246
2019 | 11 | 5 | 6 | 11 | 5 | 8 | 35 | 30272 | 42.1596 |  |  | 0.9362
2019 | 11 | 5 | 7 | 11 | 5 | 9 | 35.01 | 31220 | 43.4799 |  |  | 0.93647
2019 | 11 | 5 | 8 | 11 | 5 | 10 | 33.42 | 31560 | 43.9534 |  |  | 0.89394
2019 | 11 | 5 | 9 | 11 | 5 | 11 | 32.69 | 31740 | 44.2041 |  |  | 0.87441
2019 | 11 | 5 | 10 | 11 | 5 | 12 | 31.25 | 32045 | 44.6289 |  |  | 0.8359
2019 | 11 | 5 | 11 | 11 | 5 | 13 | 30.01 | 32082 | 44.6804 |  |  | 0.80273
2019 | 11 | 5 | 12 | 11 | 5 | 14 | 28 | 31204 | 43.4576 |  |  | 0.74896
2019 | 11 | 5 | 13 | 11 | 5 | 15 | 28.05 | 30534 | 42.5245 |  |  | 0.7503
2019 | 11 | 5 | 14 | 11 | 5 | 16 | 30.5 | 30139 | 41.9744 |  |  | 0.81584
2019 | 11 | 5 | 15 | 11 | 5 | 17 | 36.99 | 30251 | 42.1304 |  |  | 0.98943
2019 | 11 | 5 | 16 | 11 | 5 | 18 | 45 | 32013 | 44.5843 |  |  | 1.2037
2019 | 11 | 5 | 17 | 11 | 5 | 19 | 48.01 | 32825 | 45.7152 |  |  | 1.2842
2019 | 11 | 5 | 18 | 11 | 5 | 20 | 47.56 | 33071 | 46.0578 |  |  | 1.2722
2019 | 11 | 5 | 19 | 11 | 5 | 21 | 43.3 | 31861 | 44.3726 |  |  | 1.1582
2019 | 11 | 5 | 20 | 11 | 5 | 22 | 41.21 | 29109 | 40.5399 |  |  | 1.1023
2019 | 11 | 5 | 21 | 11 | 5 | 23 | 38.3 | 26452 | 36.8395 |  |  | 1.0245
2019 | 11 | 5 | 22 | 11 | 5 | 0 | 36.97 | 24956 | 34.7561 |  |  | 0.9889
2019 | 11 | 5 | 23 | 11 | 5 | 1 | 35.75 | 23634 | 32.9149 |  |  | 0.95627
2019 | 11 | 6 | 0 | 11 | 6 | 2 | 34.27 | 22691 | 31.6016 |  |  | 0.91668
2019 | 11 | 6 | 1 | 11 | 6 | 3 | 33.79 | 22394 | 31.188 |  |  | 0.90384
2019 | 11 | 6 | 2 | 11 | 6 | 4 | 34.45 | 22356 | 31.1351 |  |  | 0.92149
2019 | 11 | 6 | 3 | 11 | 6 | 5 | 37.74 | 23015 | 32.0528 |  |  | 1.0095
2019 | 11 | 6 | 4 | 11 | 6 | 6 | 42.84 | 25456 | 35.4524 |  |  | 1.1459
2019 | 11 | 6 | 5 | 11 | 6 | 7 | 44 | 28878 | 40.2182 |  |  | 1.1769
2019 | 11 | 6 | 6 | 11 | 6 | 8 | 44.84 | 30631 | 42.6596 |  |  | 1.1994
2019 | 11 | 6 | 7 | 11 | 6 | 9 | 45.21 | 31509 | 43.8824 |  |  | 1.2093
2019 | 11 | 6 | 8 | 11 | 6 | 10 | 42.84 | 31644 | 44.0704 |  |  | 1.1459
2019 | 11 | 6 | 9 | 11 | 6 | 11 | 41.76 | 31787 | 44.2696 |  |  | 1.117
2019 | 11 | 6 | 10 | 11 | 6 | 12 | 40.66 | 31885 | 44.406 |  |  | 1.0876
2019 | 11 | 6 | 11 | 11 | 6 | 13 | 40.38 | 31847 | 44.3531 |  |  | 1.0801
2019 | 11 | 6 | 12 | 11 | 6 | 14 | 37.59 | 30825 | 42.9298 |  |  | 1.0055
2019 | 11 | 6 | 13 | 11 | 6 | 15 | 37.59 | 30239 | 42.1137 |  |  | 1.0055
2019 | 11 | 6 | 14 | 11 | 6 | 16 | 40.9 | 30042 | 41.8393 |  |  | 1.094
2019 | 11 | 6 | 15 | 11 | 6 | 17 | 42.18 | 30302 | 42.2014 |  |  | 1.1283
2019 | 11 | 6 | 16 | 11 | 6 | 18 | 45.3 | 31950 | 44.4966 |  |  | 1.2117
2019 | 11 | 6 | 17 | 11 | 6 | 19 | 46.51 | 32934 | 45.867 |  |  | 1.2441
2019 | 11 | 6 | 18 | 11 | 6 | 20 | 46.05 | 33372 | 46.477 |  |  | 1.2318
2019 | 11 | 6 | 19 | 11 | 6 | 21 | 44 | 32165 | 44.796 |  |  | 1.1769
2019 | 11 | 6 | 20 | 11 | 6 | 22 | 40.66 | 29406 | 40.9535 |  |  | 1.0876
2019 | 11 | 6 | 21 | 11 | 6 | 23 | 39.17 | 26741 | 37.242 |  |  | 1.0477
2019 | 11 | 6 | 22 | 11 | 6 | 0 | 39.07 | 25336 | 35.2853 |  |  | 1.0451
2019 | 11 | 6 | 23 | 11 | 6 | 1 | 35.95 | 23918 | 33.3104 |  |  | 0.96162
2019 | 11 | 7 | 0 | 11 | 7 | 2 | 33.4 | 23009 | 32.0445 |  |  | 0.89341
2019 | 11 | 7 | 1 | 11 | 7 | 3 | 32.67 | 22627 | 31.5125 |  |  | 0.87388
2019 | 11 | 7 | 2 | 11 | 7 | 4 | 32.11 | 22638 | 31.5278 |  |  | 0.8589
2019 | 11 | 7 | 3 | 11 | 7 | 5 | 34.73 | 23142 | 32.2297 |  |  | 0.92898
2019 | 11 | 7 | 4 | 11 | 7 | 6 | 41.25 | 25789 | 35.9162 |  |  | 1.1034
2019 | 11 | 7 | 5 | 11 | 7 | 7 | 45.22 | 29210 | 40.6806 |  |  | 1.2096
2019 | 11 | 7 | 6 | 11 | 7 | 8 | 45.6 | 30982 | 43.1484 |  |  | 1.2197
2019 | 11 | 7 | 7 | 11 | 7 | 9 | 45.88 | 31919 | 44.4534 |  |  | 1.2272
2019 | 11 | 7 | 8 | 11 | 7 | 10 | 43.94 | 32213 | 44.8628 |  |  | 1.1753
2019 | 11 | 7 | 9 | 11 | 7 | 11 | 41.25 | 32288 | 44.9673 |  |  | 1.1034
2019 | 11 | 7 | 10 | 11 | 7 | 12 | 40.01 | 32450 | 45.1929 |  |  | 1.0702
2019 | 11 | 7 | 11 | 11 | 7 | 13 | 37.86 | 32478 | 45.2319 |  |  | 1.0127
2019 | 11 | 7 | 12 | 11 | 7 | 14 | 35.48 | 31398 | 43.7278 |  |  | 0.94904
2019 | 11 | 7 | 13 | 11 | 7 | 15 | 35.01 | 30941 | 43.0913 |  |  | 0.93647
2019 | 11 | 7 | 14 | 11 | 7 | 16 | 38.01 | 30772 | 42.856 |  |  | 1.0167
2019 | 11 | 7 | 15 | 11 | 7 | 17 | 40.01 | 31175 | 43.4172 |  |  | 1.0702
2019 | 11 | 7 | 16 | 11 | 7 | 18 | 43.94 | 32972 | 45.9199 |  |  | 1.1753
2019 | 11 | 7 | 17 | 11 | 7 | 19 | 45.45 | 33882 | 47.1872 |  |  | 1.2157
2019 | 11 | 7 | 18 | 11 | 7 | 20 | 45.27 | 34102 | 47.4936 |  |  | 1.2109
2019 | 11 | 7 | 19 | 11 | 7 | 21 | 40 | 32730 | 45.5829 |  |  | 1.0699
2019 | 11 | 7 | 20 | 11 | 7 | 22 | 38 | 29956 | 41.7195 |  |  | 1.0165
2019 | 11 | 7 | 21 | 11 | 7 | 23 | 33.03 | 27598 | 38.4356 |  |  | 0.88351
2019 | 11 | 7 | 22 | 11 | 7 | 0 | 36.94 | 25964 | 36.1599 |  |  | 0.9881
2019 | 11 | 7 | 23 | 11 | 7 | 1 | 30.21 | 24511 | 34.1363 |  |  | 0.80808
2019 | 11 | 8 | 0 | 11 | 8 | 2 | 29.53 | 23642 | 32.9261 |  |  | 0.78989
2019 | 11 | 8 | 1 | 11 | 8 | 3 | 28.9 | 23213 | 32.3286 |  |  | 0.77304
2019 | 11 | 8 | 2 | 11 | 8 | 4 | 28.8 | 23139 | 32.2255 |  |  | 0.77036
2019 | 11 | 8 | 3 | 11 | 8 | 5 | 29.5 | 23764 | 33.096 |  |  | 0.78909
2019 | 11 | 8 | 4 | 11 | 8 | 6 | 31.5 | 26243 | 36.5485 |  |  | 0.84258
2019 | 11 | 8 | 5 | 11 | 8 | 7 | 39.24 | 29795 | 41.4953 |  |  | 1.0496
2019 | 11 | 8 | 6 | 11 | 8 | 8 | 42.39 | 31811 | 44.303 |  |  | 1.1339
2019 | 11 | 8 | 7 | 11 | 8 | 9 | 42.11 | 32892 | 45.8085 |  |  | 1.1264
2019 | 11 | 8 | 8 | 11 | 8 | 10 | 39.69 | 33131 | 46.1413 |  |  | 1.0617
2019 | 11 | 8 | 9 | 11 | 8 | 11 | 36.61 | 33201 | 46.2388 |  |  | 0.97927
2019 | 11 | 8 | 10 | 11 | 8 | 12 | 35.09 | 33283 | 46.353 |  |  | 0.93861
2019 | 11 | 8 | 11 | 11 | 8 | 13 | 34.33 | 32992 | 45.9477 |  |  | 0.91828
2019 | 11 | 8 | 12 | 11 | 8 | 14 | 31.5 | 31931 | 44.4701 |  |  | 0.84258
2019 | 11 | 8 | 13 | 11 | 8 | 15 | 32 | 31171 | 43.4117 |  |  | 0.85596
2019 | 11 | 8 | 14 | 11 | 8 | 16 | 36.61 | 30878 | 43.0036 |  |  | 0.97927
2019 | 11 | 8 | 15 | 11 | 8 | 17 | 41.89 | 31048 | 43.2404 |  |  | 1.1205
2019 | 11 | 8 | 16 | 11 | 8 | 18 | 46.01 | 32872 | 45.7806 |  |  | 1.2307
2019 | 11 | 8 | 17 | 11 | 8 | 19 | 48.39 | 33595 | 46.7875 |  |  | 1.2944
2019 | 11 | 8 | 18 | 11 | 8 | 20 | 49.39 | 33508 | 46.6664 |  |  | 1.3211
2019 | 11 | 8 | 19 | 11 | 8 | 21 | 44.51 | 32329 | 45.0244 |  |  | 1.1906
2019 | 11 | 8 | 20 | 11 | 8 | 22 | 44.58 | 29963 | 41.7293 |  |  | 1.1925
2019 | 11 | 8 | 21 | 11 | 8 | 23 | 42.55 | 27800 | 38.7169 |  |  | 1.1382
2019 | 11 | 8 | 22 | 11 | 8 | 0 | 42.63 | 25922 | 36.1014 |  |  | 1.1403
2019 | 11 | 8 | 23 | 11 | 8 | 1 | 39.78 | 24352 | 33.9149 |  |  | 1.0641
2019 | 11 | 9 | 0 | 11 | 9 | 2 | 38.81 | 23075 | 32.1364 |  |  | 1.0381
2019 | 11 | 9 | 1 | 11 | 9 | 3 | 36.94 | 22423 | 31.2284 |  |  | 0.9881
2019 | 11 | 9 | 2 | 11 | 9 | 4 | 36.2 | 22232 | 30.9624 |  |  | 0.9683
2019 | 11 | 9 | 3 | 11 | 9 | 5 | 36.13 | 22118 | 30.8036 |  |  | 0.96643
2019 | 11 | 9 | 4 | 11 | 9 | 6 | 39.57 | 22745 | 31.6768 |  |  | 1.0584
2019 | 11 | 9 | 5 | 11 | 9 | 7 | 41.56 | 23861 | 33.2311 |  |  | 1.1117
2019 | 11 | 9 | 6 | 11 | 9 | 8 | 42.02 | 25265 | 35.1864 |  |  | 1.124
2019 | 11 | 9 | 7 | 11 | 9 | 9 | 44.57 | 27765 | 38.6681 |  |  | 1.1922
2019 | 11 | 9 | 8 | 11 | 9 | 10 | 44.15 | 29121 | 40.5566 |  |  | 1.181
2019 | 11 | 9 | 9 | 11 | 9 | 11 | 42.55 | 29417 | 40.9689 |  |  | 1.1382
2019 | 11 | 9 | 10 | 11 | 9 | 12 | 41.42 | 29177 | 40.6346 |  |  | 1.1079
2019 | 11 | 9 | 11 | 11 | 9 | 13 | 40.01 | 29276 | 40.7725 |  |  | 1.0702
2019 | 11 | 9 | 12 | 11 | 9 | 14 | 39.96 | 28679 | 39.9411 |  |  | 1.0689
2019 | 11 | 9 | 13 | 11 | 9 | 15 | 41.67 | 27733 | 38.6236 |  |  | 1.1146
2019 | 11 | 9 | 14 | 11 | 9 | 16 | 41.89 | 27085 | 37.7211 |  |  | 1.1205
2019 | 11 | 9 | 15 | 11 | 9 | 17 | 42.43 | 27284 | 37.9983 |  |  | 1.1349
2019 | 11 | 9 | 16 | 11 | 9 | 18 | 44.71 | 29066 | 40.48 |  |  | 1.1959
2019 | 11 | 9 | 17 | 11 | 9 | 19 | 45.53 | 29783 | 41.4786 |  |  | 1.2179
2019 | 11 | 9 | 18 | 11 | 9 | 20 | 42.75 | 29900 | 41.6415 |  |  | 1.1435
2019 | 11 | 9 | 19 | 11 | 9 | 21 | 40.36 | 29426 | 40.9814 |  |  | 1.0796
2019 | 11 | 9 | 20 | 11 | 9 | 22 | 39.66 | 27886 | 38.8367 |  |  | 1.0609
2019 | 11 | 9 | 21 | 11 | 9 | 23 | 36.67 | 25934 | 36.1181 |  |  | 0.98087
2019 | 11 | 9 | 22 | 11 | 9 | 0 | 34.31 | 23915 | 33.3063 |  |  | 0.91775
2019 | 11 | 9 | 23 | 11 | 9 | 1 | 33.52 | 22248 | 30.9846 |  |  | 0.89662
2019 | 11 | 10 | 0 | 11 | 10 | 2 | 30.1 | 21156 | 29.4638 |  |  | 0.80514
2019 | 11 | 10 | 1 | 11 | 10 | 3 | 29 | 20524 | 28.5836 |  |  | 0.77571
2019 | 11 | 10 | 2 | 11 | 10 | 4 | 29.5 | 20228 | 28.1714 |  |  | 0.78909
2019 | 11 | 10 | 3 | 11 | 10 | 5 | 30.1 | 20328 | 28.3107 |  |  | 0.80514
2019 | 11 | 10 | 4 | 11 | 10 | 6 | 31.01 | 20678 | 28.7981 |  |  | 0.82948
2019 | 11 | 10 | 5 | 11 | 10 | 7 | 32.73 | 21166 | 29.4778 |  |  | 0.87548
2019 | 11 | 10 | 6 | 11 | 10 | 8 | 34.03 | 21838 | 30.4136 |  |  | 0.91026
2019 | 11 | 10 | 7 | 11 | 10 | 9 | 35.05 | 23986 | 33.4051 |  |  | 0.93754
2019 | 11 | 10 | 8 | 11 | 10 | 10 | 35.51 | 25763 | 35.88 |  |  | 0.94985
2019 | 11 | 10 | 9 | 11 | 10 | 11 | 34.15 | 26483 | 36.8827 |  |  | 0.91347
2019 | 11 | 10 | 10 | 11 | 10 | 12 | 34.09 | 26419 | 36.7936 |  |  | 0.91186
2019 | 11 | 10 | 11 | 11 | 10 | 13 | 34.31 | 26731 | 37.2281 |  |  | 0.91775
2019 | 11 | 10 | 12 | 11 | 10 | 14 | 36.75 | 26714 | 37.2044 |  |  | 0.98301
2019 | 11 | 10 | 13 | 11 | 10 | 15 | 34.31 | 25686 | 35.7727 |  |  | 0.91775
2019 | 11 | 10 | 14 | 11 | 10 | 16 | 36.57 | 24920 | 34.7059 |  |  | 0.9782
2019 | 11 | 10 | 15 | 11 | 10 | 17 | 42.75 | 25219 | 35.1223 |  |  | 1.1435
2019 | 11 | 10 | 16 | 11 | 10 | 18 | 47 | 27396 | 38.1542 |  |  | 1.2572
2019 | 11 | 10 | 17 | 11 | 10 | 19 | 52.51 | 28764 | 40.0594 |  |  | 1.4046
2019 | 11 | 10 | 18 | 11 | 10 | 20 | 51.01 | 29657 | 41.3031 |  |  | 1.3645
2019 | 11 | 10 | 19 | 11 | 10 | 21 | 47 | 29348 | 40.8728 |  |  | 1.2572
2019 | 11 | 10 | 20 | 11 | 10 | 22 | 45.69 | 28300 | 39.4132 |  |  | 1.2221
2019 | 11 | 10 | 21 | 11 | 10 | 23 | 43.39 | 26214 | 36.5081 |  |  | 1.1606
2019 | 11 | 10 | 22 | 11 | 10 | 0 | 41.83 | 24043 | 33.4845 |  |  | 1.1189
2019 | 11 | 10 | 23 | 11 | 10 | 1 | 38.59 | 22742 | 31.6726 |  |  | 1.0322
2019 | 11 | 11 | 0 | 11 | 11 | 2 | 36.2 | 21934 | 30.5473 |  |  | 0.9683
2019 | 11 | 11 | 1 | 11 | 11 | 3 | 34.75 | 21495 | 29.936 |  |  | 0.92952
2019 | 11 | 11 | 2 | 11 | 11 | 4 | 34.8 | 21498 | 29.9401 |  |  | 0.93085
2019 | 11 | 11 | 3 | 11 | 11 | 5 | 37.19 | 22441 | 31.2534 |  |  | 0.99478
2019 | 11 | 11 | 4 | 11 | 11 | 6 | 42.49 | 25382 | 35.3494 |  |  | 1.1366
2019 | 11 | 11 | 5 | 11 | 11 | 7 | 46.96 | 29636 | 41.2739 |  |  | 1.2561
2019 | 11 | 11 | 6 | 11 | 11 | 8 | 51 | 32148 | 44.7723 |  |  | 1.3642
2019 | 11 | 11 | 7 | 11 | 11 | 9 | 49.85 | 33573 | 46.7569 |  |  | 1.3334
2019 | 11 | 11 | 8 | 11 | 11 | 10 | 48.62 | 34289 | 47.7541 |  |  | 1.3005
2019 | 11 | 11 | 9 | 11 | 11 | 11 | 47.63 | 34343 | 47.8293 |  |  | 1.274
2019 | 11 | 11 | 10 | 11 | 11 | 12 | 47.57 | 34388 | 47.8919 |  |  | 1.2724
2019 | 11 | 11 | 11 | 11 | 11 | 13 | 45.56 | 34208 | 47.6413 |  |  | 1.2187
2019 | 11 | 11 | 12 | 11 | 11 | 14 | 43.66 | 33160 | 46.1817 |  |  | 1.1678
2019 | 11 | 11 | 13 | 11 | 11 | 15 | 43.53 | 32526 | 45.2988 |  |  | 1.1644
2019 | 11 | 11 | 14 | 11 | 11 | 16 | 44.23 | 32296 | 44.9784 |  |  | 1.1831
2019 | 11 | 11 | 15 | 11 | 11 | 17 | 48.39 | 32629 | 45.4422 |  |  | 1.2944
2019 | 11 | 11 | 16 | 11 | 11 | 18 | 51.24 | 34154 | 47.5661 |  |  | 1.3706
2019 | 11 | 11 | 17 | 11 | 11 | 19 | 52.85 | 35010 | 48.7582 |  |  | 1.4137
2019 | 11 | 11 | 18 | 11 | 11 | 20 | 50.25 | 35301 | 49.1635 |  |  | 1.3441
2019 | 11 | 11 | 19 | 11 | 11 | 21 | 48.35 | 34201 | 47.6315 |  |  | 1.2933
2019 | 11 | 11 | 20 | 11 | 11 | 22 | 45.16 | 31470 | 43.8281 |  |  | 1.208
2019 | 11 | 11 | 21 | 11 | 11 | 23 | 43.01 | 28428 | 39.5915 |  |  | 1.1505
2019 | 11 | 11 | 22 | 11 | 11 | 0 | 47.92 | 26288 | 36.6111 |  |  | 1.2818
2019 | 11 | 11 | 23 | 11 | 11 | 1 | 43.82 | 24725 | 34.4344 |  |  | 1.1721
2019 | 11 | 12 | 0 | 11 | 12 | 2 | 39.64 | 23759 | 33.089 |  |  | 1.0603
2019 | 11 | 12 | 1 | 11 | 12 | 3 | 38.81 | 23334 | 32.4971 |  |  | 1.0381
2019 | 11 | 12 | 2 | 11 | 12 | 4 | 38.65 | 23219 | 32.337 |  |  | 1.0338
2019 | 11 | 12 | 3 | 11 | 12 | 5 | 38.81 | 23981 | 33.3982 |  |  | 1.0381
2019 | 11 | 12 | 4 | 11 | 12 | 6 | 42.41 | 26400 | 36.7671 |  |  | 1.1344
2019 | 11 | 12 | 5 | 11 | 12 | 7 | 53.1 | 30553 | 42.551 |  |  | 1.4204
2019 | 11 | 12 | 6 | 11 | 12 | 8 | 55.21 | 32914 | 45.8391 |  |  | 1.4768
2019 | 11 | 12 | 7 | 11 | 12 | 9 | 54.92 | 33929 | 47.2527 |  |  | 1.469
2019 | 11 | 12 | 8 | 11 | 12 | 10 | 53.46 | 34138 | 47.5438 |  |  | 1.43
2019 | 11 | 12 | 9 | 11 | 12 | 11 | 51.49 | 34023 | 47.3836 |  |  | 1.3773
2019 | 11 | 12 | 10 | 11 | 12 | 12 | 49.51 | 33802 | 47.0758 |  |  | 1.3243
2019 | 11 | 12 | 11 | 11 | 12 | 13 | 47.24 | 33608 | 46.8056 |  |  | 1.2636
2019 | 11 | 12 | 12 | 11 | 12 | 14 | 44.26 | 32568 | 45.3572 |  |  | 1.1839
2019 | 11 | 12 | 13 | 11 | 12 | 15 | 43.47 | 32117 | 44.7291 |  |  | 1.1628
2019 | 11 | 12 | 14 | 11 | 12 | 16 | 45 | 31853 | 44.3615 |  |  | 1.2037
2019 | 11 | 12 | 15 | 11 | 12 | 17 | 50.51 | 32220 | 44.8726 |  |  | 1.3511
2019 | 11 | 12 | 16 | 11 | 12 | 18 | 55.03 | 34324 | 47.8028 |  |  | 1.472
2019 | 11 | 12 | 17 | 11 | 12 | 19 | 57.55 | 35197 | 49.0186 |  |  | 1.5394
2019 | 11 | 12 | 18 | 11 | 12 | 20 | 57.01 | 35533 | 49.4866 |  |  | 1.5249
2019 | 11 | 12 | 19 | 11 | 12 | 21 | 52.3 | 34380 | 47.8808 |  |  | 1.399
2019 | 11 | 12 | 20 | 11 | 12 | 22 | 48.56 | 31625 | 44.0439 |  |  | 1.2989
2019 | 11 | 12 | 21 | 11 | 12 | 23 | 44.74 | 28552 | 39.7642 |  |  | 1.1967
2019 | 11 | 12 | 22 | 11 | 12 | 0 | 42.92 | 26560 | 36.9899 |  |  | 1.1481
2019 | 11 | 12 | 23 | 11 | 12 | 1 | 39.25 | 24932 | 34.7226 |  |  | 1.0499
2019 | 11 | 13 | 0 | 11 | 13 | 2 | 37.95 | 23784 | 33.1238 |  |  | 1.0151
2019 | 11 | 13 | 1 | 11 | 13 | 3 | 36.32 | 23451 | 32.6601 |  |  | 0.97151
2019 | 11 | 13 | 2 | 11 | 13 | 4 | 36.82 | 23382 | 32.564 |  |  | 0.98489
2019 | 11 | 13 | 3 | 11 | 13 | 5 | 39.75 | 24007 | 33.4344 |  |  | 1.0633
2019 | 11 | 13 | 4 | 11 | 13 | 6 | 42.15 | 26619 | 37.0721 |  |  | 1.1275
2019 | 11 | 13 | 5 | 11 | 13 | 7 | 55.13 | 30910 | 43.0482 |  |  | 1.4747
2019 | 11 | 13 | 6 | 11 | 13 | 8 | 57.91 | 33003 | 45.9631 |  |  | 1.549
2019 | 11 | 13 | 7 | 11 | 13 | 9 | 54.79 | 33960 | 47.2959 |  |  | 1.4656
2019 | 11 | 13 | 8 | 11 | 13 | 10 | 54.54 | 34447 | 47.9741 |  |  | 1.4589
2019 | 11 | 13 | 9 | 11 | 13 | 11 | 53.53 | 34610 | 48.2011 |  |  | 1.4319
2019 | 11 | 13 | 10 | 11 | 13 | 12 | 53.24 | 34285 | 47.7485 |  |  | 1.4241
2019 | 11 | 13 | 11 | 11 | 13 | 13 | 50.61 | 33984 | 47.3293 |  |  | 1.3538
2019 | 11 | 13 | 12 | 11 | 13 | 14 | 45 | 32885 | 45.7987 |  |  | 1.2037
2019 | 11 | 13 | 13 | 11 | 13 | 15 | 44.12 | 32255 | 44.9213 |  |  | 1.1802
2019 | 11 | 13 | 14 | 11 | 13 | 16 | 44.13 | 31827 | 44.3253 |  |  | 1.1804
2019 | 11 | 13 | 15 | 11 | 13 | 17 | 50.5 | 32185 | 44.8238 |  |  | 1.3508
2019 | 11 | 13 | 16 | 11 | 13 | 18 | 57.03 | 34418 | 47.9337 |  |  | 1.5255
2019 | 11 | 13 | 17 | 11 | 13 | 19 | 56.59 | 35200 | 49.0228 |  |  | 1.5137
2019 | 11 | 13 | 18 | 11 | 13 | 20 | 56.56 | 35646 | 49.644 |  |  | 1.5129
2019 | 11 | 13 | 19 | 11 | 13 | 21 | 52.63 | 34026 | 47.3878 |  |  | 1.4078
2019 | 11 | 13 | 20 | 11 | 13 | 22 | 49.57 | 31407 | 43.7403 |  |  | 1.3259
2019 | 11 | 13 | 21 | 11 | 13 | 23 | 45.54 | 28529 | 39.7322 |  |  | 1.2181
2019 | 11 | 13 | 22 | 11 | 13 | 0 | 39.6 | 26420 | 36.795 |  |  | 1.0592
2019 | 11 | 13 | 23 | 11 | 13 | 1 | 37.86 | 24776 | 34.5054 |  |  | 1.0127
2019 | 11 | 14 | 0 | 11 | 14 | 2 | 36.51 | 23821 | 33.1754 |  |  | 0.97659
2019 | 11 | 14 | 1 | 11 | 14 | 3 | 35.37 | 23360 | 32.5333 |  |  | 0.9461
2019 | 11 | 14 | 2 | 11 | 14 | 4 | 35.77 | 23259 | 32.3927 |  |  | 0.9568
2019 | 11 | 14 | 3 | 11 | 14 | 5 | 38.23 | 24013 | 33.4428 |  |  | 1.0226
2019 | 11 | 14 | 4 | 11 | 14 | 6 | 39.81 | 26686 | 37.1654 |  |  | 1.0649
2019 | 11 | 14 | 5 | 11 | 14 | 7 | 46.09 | 30702 | 42.7585 |  |  | 1.2328
2019 | 11 | 14 | 6 | 11 | 14 | 8 | 51.69 | 32917 | 45.8433 |  |  | 1.3826
2019 | 11 | 14 | 7 | 11 | 14 | 9 | 53.24 | 34164 | 47.58 |  |  | 1.4241
2019 | 11 | 14 | 8 | 11 | 14 | 10 | 47.62 | 34757 | 48.4059 |  |  | 1.2738
2019 | 11 | 14 | 9 | 11 | 14 | 11 | 46 | 35182 | 48.9977 |  |  | 1.2304
2019 | 11 | 14 | 10 | 11 | 14 | 12 | 44.12 | 35373 | 49.2638 |  |  | 1.1802
2019 | 11 | 14 | 11 | 11 | 14 | 13 | 42.96 | 35259 | 49.105 |  |  | 1.1491
2019 | 11 | 14 | 12 | 11 | 14 | 14 | 40.59 | 34176 | 47.5967 |  |  | 1.0857
2019 | 11 | 14 | 13 | 11 | 14 | 15 | 40.51 | 33868 | 47.1677 |  |  | 1.0836
2019 | 11 | 14 | 14 | 11 | 14 | 16 | 42.97 | 33555 | 46.7318 |  |  | 1.1494
2019 | 11 | 14 | 15 | 11 | 14 | 17 | 48.01 | 33993 | 47.3418 |  |  | 1.2842
2019 | 11 | 14 | 16 | 11 | 14 | 18 | 55.01 | 35740 | 49.7749 |  |  | 1.4714
2019 | 11 | 14 | 17 | 11 | 14 | 19 | 58.91 | 36353 | 50 |  |  | 1.5758
2019 | 11 | 14 | 18 | 11 | 14 | 20 | 58.51 | 36607 | 50 |  |  | 1.5651
2019 | 11 | 14 | 19 | 11 | 14 | 21 | 54.79 | 35177 | 48.9908 |  |  | 1.4656
2019 | 11 | 14 | 20 | 11 | 14 | 22 | 51.69 | 32381 | 45.0968 |  |  | 1.3826
2019 | 11 | 14 | 21 | 11 | 14 | 23 | 46.73 | 29330 | 40.8477 |  |  | 1.25
2019 | 11 | 14 | 22 | 11 | 14 | 0 | 43.01 | 27203 | 37.8854 |  |  | 1.1505
2019 | 11 | 14 | 23 | 11 | 14 | 1 | 39.81 | 25542 | 35.5722 |  |  | 1.0649
2019 | 11 | 15 | 0 | 11 | 15 | 2 | 38.56 | 24214 | 33.7227 |  |  | 1.0314
2019 | 11 | 15 | 1 | 11 | 15 | 3 | 37.98 | 23797 | 33.1419 |  |  | 1.0159
2019 | 11 | 15 | 2 | 11 | 15 | 4 | 37.57 | 23637 | 32.9191 |  |  | 1.0049
2019 | 11 | 15 | 3 | 11 | 15 | 5 | 38.99 | 24372 | 33.9427 |  |  | 1.0429
2019 | 11 | 15 | 4 | 11 | 15 | 6 | 39.96 | 27333 | 38.0665 |  |  | 1.0689
2019 | 11 | 15 | 5 | 11 | 15 | 7 | 47.46 | 31540 | 43.9256 |  |  | 1.2695
2019 | 11 | 15 | 6 | 11 | 15 | 8 | 50.01 | 33616 | 46.8168 |  |  | 1.3377
2019 | 11 | 15 | 7 | 11 | 15 | 9 | 53.01 | 34880 | 48.5772 |  |  | 1.4179
2019 | 11 | 15 | 8 | 11 | 15 | 10 | 52.19 | 35600 | 49.5799 |  |  | 1.396
2019 | 11 | 15 | 9 | 11 | 15 | 11 | 51.23 | 35453 | 49.3752 |  |  | 1.3703
2019 | 11 | 15 | 10 | 11 | 15 | 12 | 48.97 | 35327 | 49.1997 |  |  | 1.3099
2019 | 11 | 15 | 11 | 11 | 15 | 13 | 48.79 | 34924 | 48.6384 |  |  | 1.3051
2019 | 11 | 15 | 12 | 11 | 15 | 14 | 46 | 33724 | 46.9672 |  |  | 1.2304
2019 | 11 | 15 | 13 | 11 | 15 | 15 | 46 | 33022 | 45.9895 |  |  | 1.2304
2019 | 11 | 15 | 14 | 11 | 15 | 16 | 48.97 | 33018 | 45.984 |  |  | 1.3099
2019 | 11 | 15 | 15 | 11 | 15 | 17 | 54.54 | 33488 | 46.6385 |  |  | 1.4589
2019 | 11 | 15 | 16 | 11 | 15 | 18 | 59.3 | 35377 | 49.2693 |  |  | 1.5862
2019 | 11 | 15 | 17 | 11 | 15 | 19 | 60.46 | 35703 | 49.7233 |  |  | 1.6172
2019 | 11 | 15 | 18 | 11 | 15 | 20 | 58 | 35338 | 49.215 |  |  | 1.5514
2019 | 11 | 15 | 19 | 11 | 15 | 21 | 54.24 | 34182 | 47.6051 |  |  | 1.4508
2019 | 11 | 15 | 20 | 11 | 15 | 22 | 52.39 | 31750 | 44.218 |  |  | 1.4014
2019 | 11 | 15 | 21 | 11 | 15 | 23 | 49.55 | 29200 | 40.6667 |  |  | 1.3254
2019 | 11 | 15 | 22 | 11 | 15 | 0 | 48.07 | 27388 | 38.1431 |  |  | 1.2858
2019 | 11 | 15 | 23 | 11 | 15 | 1 | 43.49 | 25515 | 35.5346 |  |  | 1.1633
2019 | 11 | 16 | 0 | 11 | 16 | 2 | 40.08 | 24061 | 33.5096 |  |  | 1.0721
2019 | 11 | 16 | 1 | 11 | 16 | 3 | 38.99 | 23202 | 32.3133 |  |  | 1.0429
2019 | 11 | 16 | 2 | 11 | 16 | 4 | 38.56 | 22936 | 31.9428 |  |  | 1.0314
2019 | 11 | 16 | 3 | 11 | 16 | 5 | 39.6 | 22993 | 32.0222 |  |  | 1.0592
2019 | 11 | 16 | 4 | 11 | 16 | 6 | 40.14 | 23643 | 32.9275 |  |  | 1.0737
2019 | 11 | 16 | 5 | 11 | 16 | 7 | 42.56 | 25005 | 34.8243 |  |  | 1.1384
2019 | 11 | 16 | 6 | 11 | 16 | 8 | 43.66 | 26661 | 37.1306 |  |  | 1.1678
2019 | 11 | 16 | 7 | 11 | 16 | 9 | 50.16 | 29450 | 41.0148 |  |  | 1.3417
2019 | 11 | 16 | 8 | 11 | 16 | 10 | 50.9 | 31096 | 43.3072 |  |  | 1.3615
2019 | 11 | 16 | 9 | 11 | 16 | 11 | 50.16 | 31221 | 43.4813 |  |  | 1.3417
2019 | 11 | 16 | 10 | 11 | 16 | 12 | 49.27 | 30781 | 42.8685 |  |  | 1.3179
2019 | 11 | 16 | 11 | 11 | 16 | 13 | 47.65 | 30686 | 42.7362 |  |  | 1.2746
2019 | 11 | 16 | 12 | 11 | 16 | 14 | 42.96 | 30048 | 41.8477 |  |  | 1.1491
2019 | 11 | 16 | 13 | 11 | 16 | 15 | 39.81 | 28998 | 40.3853 |  |  | 1.0649
2019 | 11 | 16 | 14 | 11 | 16 | 16 | 40.1 | 28259 | 39.3561 |  |  | 1.0726
2019 | 11 | 16 | 15 | 11 | 16 | 17 | 46.01 | 28654 | 39.9062 |  |  | 1.2307
2019 | 11 | 16 | 16 | 11 | 16 | 18 | 53.46 | 30693 | 42.7459 |  |  | 1.43
2019 | 11 | 16 | 17 | 11 | 16 | 19 | 54.54 | 31488 | 43.8531 |  |  | 1.4589
2019 | 11 | 16 | 18 | 11 | 16 | 20 | 51.79 | 31933 | 44.4729 |  |  | 1.3853
2019 | 11 | 16 | 19 | 11 | 16 | 21 | 49.27 | 31586 | 43.9896 |  |  | 1.3179
2019 | 11 | 16 | 20 | 11 | 16 | 22 | 48.87 | 29831 | 41.5454 |  |  | 1.3072
2019 | 11 | 16 | 21 | 11 | 16 | 23 | 47.88 | 27807 | 38.7266 |  |  | 1.2807
2019 | 11 | 16 | 22 | 11 | 16 | 0 | 45.07 | 25746 | 35.8563 |  |  | 1.2056
2019 | 11 | 16 | 23 | 11 | 16 | 1 | 42.42 | 23700 | 33.0068 |  |  | 1.1347
2019 | 11 | 17 | 0 | 11 | 17 | 2 | 39.81 | 22230 | 30.9596 |  |  | 1.0649
2019 | 11 | 17 | 1 | 11 | 17 | 3 | 37.4 | 21396 | 29.7981 |  |  | 1.0004
2019 | 11 | 17 | 2 | 11 | 17 | 4 | 36.3 | 21157 | 29.4652 |  |  | 0.97098
2019 | 11 | 17 | 3 | 11 | 17 | 5 | 36.46 | 21101 | 29.3872 |  |  | 0.97526
2019 | 11 | 17 | 4 | 11 | 17 | 6 | 36.5 | 21667 | 30.1755 |  |  | 0.97633
2019 | 11 | 17 | 5 | 11 | 17 | 7 | 37.4 | 22392 | 31.1852 |  |  | 1.0004
2019 | 11 | 17 | 6 | 11 | 17 | 8 | 38.56 | 23027 | 32.0696 |  |  | 1.0314
2019 | 11 | 17 | 7 | 11 | 17 | 9 | 41.19 | 25320 | 35.263 |  |  | 1.1018
2019 | 11 | 17 | 8 | 11 | 17 | 10 | 43.12 | 27552 | 38.3715 |  |  | 1.1534
2019 | 11 | 17 | 9 | 11 | 17 | 11 | 43.81 | 28713 | 39.9884 |  |  | 1.1719
2019 | 11 | 17 | 10 | 11 | 17 | 12 | 44.08 | 29019 | 40.4146 |  |  | 1.1791
2019 | 11 | 17 | 11 | 11 | 17 | 13 | 42.32 | 29611 | 41.2391 |  |  | 1.132
2019 | 11 | 17 | 12 | 11 | 17 | 14 | 41 | 29422 | 40.9758 |  |  | 1.0967
2019 | 11 | 17 | 13 | 11 | 17 | 15 | 41.01 | 28109 | 39.1472 |  |  | 1.097
2019 | 11 | 17 | 14 | 11 | 17 | 16 | 43.01 | 27254 | 37.9565 |  |  | 1.1505
2019 | 11 | 17 | 15 | 11 | 17 | 17 | 48.11 | 27562 | 38.3854 |  |  | 1.2869
2019 | 11 | 17 | 16 | 11 | 17 | 18 | 52.75 | 29638 | 41.2767 |  |  | 1.411
2019 | 11 | 17 | 17 | 11 | 17 | 19 | 55.15 | 30794 | 42.8866 |  |  | 1.4752
2019 | 11 | 17 | 18 | 11 | 17 | 20 | 52.79 | 31659 | 44.0913 |  |  | 1.4121
2019 | 11 | 17 | 19 | 11 | 17 | 21 | 50.73 | 31286 | 43.5718 |  |  | 1.357
2019 | 11 | 17 | 20 | 11 | 17 | 22 | 47.62 | 29878 | 41.6109 |  |  | 1.2738
2019 | 11 | 17 | 21 | 11 | 17 | 23 | 43.43 | 27578 | 38.4077 |  |  | 1.1617
2019 | 11 | 17 | 22 | 11 | 17 | 0 | 43.28 | 25120 | 34.9845 |  |  | 1.1577
2019 | 11 | 17 | 23 | 11 | 17 | 1 | 40.74 | 23303 | 32.4539 |  |  | 1.0897
2019 | 11 | 18 | 0 | 11 | 18 | 2 | 39.69 | 22125 | 30.8133 |  |  | 1.0617
2019 | 11 | 18 | 1 | 11 | 18 | 3 | 36.89 | 21666 | 30.1741 |  |  | 0.98676
2019 | 11 | 18 | 2 | 11 | 18 | 4 | 35.68 | 21869 | 30.4568 |  |  | 0.95439
2019 | 11 | 18 | 3 | 11 | 18 | 5 | 39 | 22917 | 31.9164 |  |  | 1.0432
2019 | 11 | 18 | 4 | 11 | 18 | 6 | 46.05 | 26191 | 36.476 |  |  | 1.2318
2019 | 11 | 18 | 5 | 11 | 18 | 7 | 51.73 | 30910 | 43.0482 |  |  | 1.3837
2019 | 11 | 18 | 6 | 11 | 18 | 8 | 51.05 | 33635 | 46.8433 |  |  | 1.3655
2019 | 11 | 18 | 7 | 11 | 18 | 9 | 52.19 | 34987 | 48.7262 |  |  | 1.396
2019 | 11 | 18 | 8 | 11 | 18 | 10 | 51.49 | 35294 | 49.1537 |  |  | 1.3773
2019 | 11 | 18 | 9 | 11 | 18 | 11 | 50.45 | 35117 | 48.9072 |  |  | 1.3495
2019 | 11 | 18 | 10 | 11 | 18 | 12 | 50.47 | 34806 | 48.4741 |  |  | 1.35
2019 | 11 | 18 | 11 | 11 | 18 | 13 | 50.77 | 34964 | 48.6941 |  |  | 1.358
2019 | 11 | 18 | 12 | 11 | 18 | 14 | 50 | 34037 | 47.4031 |  |  | 1.3374
2019 | 11 | 18 | 13 | 11 | 18 | 15 | 50.45 | 33583 | 46.7708 |  |  | 1.3495
2019 | 11 | 18 | 14 | 11 | 18 | 16 | 52.23 | 33306 | 46.3851 |  |  | 1.3971
2019 | 11 | 18 | 15 | 11 | 18 | 17 | 54.54 | 33841 | 47.1301 |  |  | 1.4589
2019 | 11 | 18 | 16 | 11 | 18 | 18 | 60.52 | 35919 | 50 |  |  | 1.6188
2019 | 11 | 18 | 17 | 11 | 18 | 19 | 63.05 | 36679 | 50 |  |  | 1.6865
2019 | 11 | 18 | 18 | 11 | 18 | 20 | 62.55 | 36885 | 50 |  |  | 1.6731
2019 | 11 | 18 | 19 | 11 | 18 | 21 | 59.15 | 35686 | 49.6997 |  |  | 1.5822
2019 | 11 | 18 | 20 | 11 | 18 | 22 | 54.54 | 32871 | 45.7792 |  |  | 1.4589
2019 | 11 | 18 | 21 | 11 | 18 | 23 | 53.79 | 29675 | 41.3282 |  |  | 1.4388
2019 | 11 | 18 | 22 | 11 | 18 | 0 | 51.52 | 27202 | 37.8841 |  |  | 1.3781
2019 | 11 | 18 | 23 | 11 | 18 | 1 | 48.26 | 25434 | 35.4218 |  |  | 1.2909
2019 | 11 | 19 | 0 | 11 | 19 | 2 | 45.91 | 24400 | 33.9817 |  |  | 1.228
2019 | 11 | 19 | 1 | 11 | 19 | 3 | 44.29 | 23907 | 33.2951 |  |  | 1.1847
2019 | 11 | 19 | 2 | 11 | 19 | 4 | 43.73 | 23898 | 33.2826 |  |  | 1.1697
2019 | 11 | 19 | 3 | 11 | 19 | 5 | 45.45 | 24620 | 34.2881 |  |  | 1.2157
2019 | 11 | 19 | 4 | 11 | 19 | 6 | 56.12 | 27523 | 38.3311 |  |  | 1.5011
2019 | 11 | 19 | 5 | 11 | 19 | 7 | 60.1 | 32188 | 44.828 |  |  | 1.6076
2019 | 11 | 19 | 6 | 11 | 19 | 8 | 60 | 34865 | 48.5563 |  |  | 1.6049
2019 | 11 | 19 | 7 | 11 | 19 | 9 | 60.9 | 36175 | 50 |  |  | 1.629
2019 | 11 | 19 | 8 | 11 | 19 | 10 | 60.52 | 36286 | 50 |  |  | 1.6188
2019 | 11 | 19 | 9 | 11 | 19 | 11 | 60.16 | 35968 | 50 |  |  | 1.6092
2019 | 11 | 19 | 10 | 11 | 19 | 12 | 61.14 | 35452 | 49.3738 |  |  | 1.6354
2019 | 11 | 19 | 11 | 11 | 19 | 13 | 61.55 | 35337 | 49.2136 |  |  | 1.6464
2019 | 11 | 19 | 12 | 11 | 19 | 14 | 60.9 | 34489 | 48.0326 |  |  | 1.629
2019 | 11 | 19 | 13 | 11 | 19 | 15 | 61.6 | 34028 | 47.3906 |  |  | 1.6477
2019 | 11 | 19 | 14 | 11 | 19 | 16 | 61.75 | 33894 | 47.204 |  |  | 1.6517
2019 | 11 | 19 | 15 | 11 | 19 | 17 | 61.74 | 34741 | 48.3836 |  |  | 1.6515
2019 | 11 | 19 | 16 | 11 | 19 | 18 | 64.3 | 36859 | 50 |  |  | 1.7199
2019 | 11 | 19 | 17 | 11 | 19 | 19 | 65.64 | 37398 | 50 |  |  | 1.7558
2019 | 11 | 19 | 18 | 11 | 19 | 20 | 64.85 | 37661 | 50 |  |  | 1.7347
2019 | 11 | 19 | 19 | 11 | 19 | 21 | 61.6 | 36283 | 50 |  |  | 1.6477
2019 | 11 | 19 | 20 | 11 | 19 | 22 | 59.63 | 33231 | 46.2806 |  |  | 1.595
2019 | 11 | 19 | 21 | 11 | 19 | 23 | 58.07 | 29935 | 41.6903 |  |  | 1.5533
2019 | 11 | 19 | 22 | 11 | 19 | 0 | 56.94 | 27729 | 38.618 |  |  | 1.5231
2019 | 11 | 19 | 23 | 11 | 19 | 1 | 51.89 | 25958 | 36.1515 |  |  | 1.388
2019 | 11 | 20 | 0 | 11 | 20 | 2 | 47.88 | 24642 | 34.3188 |  |  | 1.2807
2019 | 11 | 20 | 1 | 11 | 20 | 3 | 45.45 | 24161 | 33.6489 |  |  | 1.2157
2019 | 11 | 20 | 2 | 11 | 20 | 4 | 45.27 | 24180 | 33.6753 |  |  | 1.2109
2019 | 11 | 20 | 3 | 11 | 20 | 5 | 45.45 | 24859 | 34.621 |  |  | 1.2157
2019 | 11 | 20 | 4 | 11 | 20 | 6 | 55.52 | 27666 | 38.5303 |  |  | 1.4851
2019 | 11 | 20 | 5 | 11 | 20 | 7 | 63.01 | 32363 | 45.0717 |  |  | 1.6854
2019 | 11 | 20 | 6 | 11 | 20 | 8 | 63.01 | 34985 | 48.7234 |  |  | 1.6854
2019 | 11 | 20 | 7 | 11 | 20 | 9 | 63.75 | 36015 | 50 |  |  | 1.7052
2019 | 11 | 20 | 8 | 11 | 20 | 10 | 63.63 | 36365 | 50 |  |  | 1.702
2019 | 11 | 20 | 9 | 11 | 20 | 11 | 63 | 36399 | 50 |  |  | 1.6852
2019 | 11 | 20 | 10 | 11 | 20 | 12 | 62.22 | 36364 | 50 |  |  | 1.6643
2019 | 11 | 20 | 11 | 11 | 20 | 13 | 61.42 | 36060 | 50 |  |  | 1.6429
2019 | 11 | 20 | 12 | 11 | 20 | 14 | 59.82 | 35201 | 49.0242 |  |  | 1.6001
2019 | 11 | 20 | 13 | 11 | 20 | 15 | 60.69 | 34806 | 48.4741 |  |  | 1.6234
2019 | 11 | 20 | 14 | 11 | 20 | 16 | 61.03 | 34746 | 48.3905 |  |  | 1.6325
2019 | 11 | 20 | 15 | 11 | 20 | 17 | 61.27 | 35361 | 49.247 |  |  | 1.6389
2019 | 11 | 20 | 16 | 11 | 20 | 18 | 64 | 36956 | 50 |  |  | 1.7119
2019 | 11 | 20 | 17 | 11 | 20 | 19 | 64.92 | 37400 | 50 |  |  | 1.7365
2019 | 11 | 20 | 18 | 11 | 20 | 20 | 61.78 | 37335 | 50 |  |  | 1.6525
2019 | 11 | 20 | 19 | 11 | 20 | 21 | 59.96 | 36072 | 50 |  |  | 1.6039
2019 | 11 | 20 | 20 | 11 | 20 | 22 | 54.91 | 33231 | 46.2806 |  |  | 1.4688
2019 | 11 | 20 | 21 | 11 | 20 | 23 | 51.49 | 30022 | 41.8114 |  |  | 1.3773
2019 | 11 | 20 | 22 | 11 | 20 | 0 | 47.88 | 27704 | 38.5832 |  |  | 1.2807
2019 | 11 | 20 | 23 | 11 | 20 | 1 | 44.14 | 25752 | 35.8646 |  |  | 1.1807
2019 | 11 | 21 | 0 | 11 | 21 | 2 | 42.68 | 24633 | 34.3062 |  |  | 1.1416
2019 | 11 | 21 | 1 | 11 | 21 | 3 | 41.5 | 24274 | 33.8062 |  |  | 1.1101
2019 | 11 | 21 | 2 | 11 | 21 | 4 | 41 | 24260 | 33.7867 |  |  | 1.0967
2019 | 11 | 21 | 3 | 11 | 21 | 5 | 43.53 | 24961 | 34.763 |  |  | 1.1644
2019 | 11 | 21 | 4 | 11 | 21 | 6 | 48.97 | 27766 | 38.6695 |  |  | 1.3099
2019 | 11 | 21 | 5 | 11 | 21 | 7 | 59.49 | 32247 | 44.9102 |  |  | 1.5913
2019 | 11 | 21 | 6 | 11 | 21 | 8 | 60.5 | 34770 | 48.424 |  |  | 1.6183
2019 | 11 | 21 | 7 | 11 | 21 | 9 | 62.04 | 35912 | 50 |  |  | 1.6595
2019 | 11 | 21 | 8 | 11 | 21 | 10 | 61.59 | 36305 | 50 |  |  | 1.6475
2019 | 11 | 21 | 9 | 11 | 21 | 11 | 61.42 | 36211 | 50 |  |  | 1.6429
2019 | 11 | 21 | 10 | 11 | 21 | 12 | 60.56 | 36221 | 50 |  |  | 1.6199
2019 | 11 | 21 | 11 | 11 | 21 | 13 | 59.82 | 36068 | 50 |  |  | 1.6001
2019 | 11 | 21 | 12 | 11 | 21 | 14 | 59.09 | 35187 | 49.0047 |  |  | 1.5806
2019 | 11 | 21 | 13 | 11 | 21 | 15 | 59.64 | 34645 | 48.2499 |  |  | 1.5953
2019 | 11 | 21 | 14 | 11 | 21 | 16 | 61.69 | 34471 | 48.0075 |  |  | 1.6501
2019 | 11 | 21 | 15 | 11 | 21 | 17 | 63.75 | 35011 | 48.7596 |  |  | 1.7052
2019 | 11 | 21 | 16 | 11 | 21 | 18 | 65.35 | 36822 | 50 |  |  | 1.748
2019 | 11 | 21 | 17 | 11 | 21 | 19 | 64.62 | 36907 | 50 |  |  | 1.7285
2019 | 11 | 21 | 18 | 11 | 21 | 20 | 61.09 | 37253 | 50 |  |  | 1.6341
2019 | 11 | 21 | 19 | 11 | 21 | 21 | 59.82 | 36193 | 50 |  |  | 1.6001
2019 | 11 | 21 | 20 | 11 | 21 | 22 | 52.01 | 33461 | 46.6009 |  |  | 1.3912
2019 | 11 | 21 | 21 | 11 | 21 | 23 | 48 | 30202 | 42.0621 |  |  | 1.2839
2019 | 11 | 21 | 22 | 11 | 21 | 0 | 50.54 | 27944 | 38.9174 |  |  | 1.3519
2019 | 11 | 21 | 23 | 11 | 21 | 1 | 46.38 | 26020 | 36.2379 |  |  | 1.2406
2019 | 11 | 22 | 0 | 11 | 22 | 2 | 39.1 | 24719 | 34.426 |  |  | 1.0459
2019 | 11 | 22 | 1 | 11 | 22 | 3 | 38.17 | 24319 | 33.8689 |  |  | 1.021
2019 | 11 | 22 | 2 | 11 | 22 | 4 | 35.88 | 24324 | 33.8759 |  |  | 0.95974
2019 | 11 | 22 | 3 | 11 | 22 | 5 | 38.27 | 24941 | 34.7352 |  |  | 1.0237
2019 | 11 | 22 | 4 | 11 | 22 | 6 | 47.59 | 27783 | 38.6932 |  |  | 1.273
2019 | 11 | 22 | 5 | 11 | 22 | 7 | 52.2 | 32279 | 44.9548 |  |  | 1.3963
2019 | 11 | 22 | 6 | 11 | 22 | 8 | 53.53 | 34650 | 48.2568 |  |  | 1.4319
2019 | 11 | 22 | 7 | 11 | 22 | 9 | 54 | 36088 | 50 |  |  | 1.4444
2019 | 11 | 22 | 8 | 11 | 22 | 10 | 52.97 | 36829 | 50 |  |  | 1.4169
2019 | 11 | 22 | 9 | 11 | 22 | 11 | 51.99 | 36786 | 50 |  |  | 1.3907
2019 | 11 | 22 | 10 | 11 | 22 | 12 | 50.44 | 36731 | 50 |  |  | 1.3492
2019 | 11 | 22 | 11 | 11 | 22 | 13 | 49.49 | 36460 | 50 |  |  | 1.3238
2019 | 11 | 22 | 12 | 11 | 22 | 14 | 44.51 | 35209 | 49.0354 |  |  | 1.1906
2019 | 11 | 22 | 13 | 11 | 22 | 15 | 42.48 | 34492 | 48.0368 |  |  | 1.1363
2019 | 11 | 22 | 14 | 11 | 22 | 16 | 41.51 | 34082 | 47.4658 |  |  | 1.1103
2019 | 11 | 22 | 15 | 11 | 22 | 17 | 44.51 | 34426 | 47.9449 |  |  | 1.1906
2019 | 11 | 22 | 16 | 11 | 22 | 18 | 50.69 | 35781 | 49.832 |  |  | 1.3559
2019 | 11 | 22 | 17 | 11 | 22 | 19 | 50.8 | 35842 | 49.9169 |  |  | 1.3588
2019 | 11 | 22 | 18 | 11 | 22 | 20 | 48.39 | 35634 | 49.6272 |  |  | 1.2944
2019 | 11 | 22 | 19 | 11 | 22 | 21 | 42.58 | 34467 | 48.002 |  |  | 1.139
2019 | 11 | 22 | 20 | 11 | 22 | 22 | 44.22 | 32147 | 44.7709 |  |  | 1.1828
2019 | 11 | 22 | 21 | 11 | 22 | 23 | 41.24 | 29448 | 41.012 |  |  | 1.1031
2019 | 11 | 22 | 22 | 11 | 22 | 0 | 35.47 | 27168 | 37.8367 |  |  | 0.94878
2019 | 11 | 22 | 23 | 11 | 22 | 1 | 30.79 | 25275 | 35.2003 |  |  | 0.82359
2019 | 11 | 23 | 0 | 11 | 23 | 2 | 29.07 | 23965 | 33.3759 |  |  | 0.77758
2019 | 11 | 23 | 1 | 11 | 23 | 3 | 27.17 | 23194 | 32.3021 |  |  | 0.72676
2019 | 11 | 23 | 2 | 11 | 23 | 4 | 25.16 | 22902 | 31.8955 |  |  | 0.673
2019 | 11 | 23 | 3 | 11 | 23 | 5 | 25.39 | 22704 | 31.6197 |  |  | 0.67915
2019 | 11 | 23 | 4 | 11 | 23 | 6 | 29.11 | 23265 | 32.401 |  |  | 0.77865
2019 | 11 | 23 | 5 | 11 | 23 | 7 | 32.07 | 24600 | 34.2603 |  |  | 0.85783
2019 | 11 | 23 | 6 | 11 | 23 | 8 | 30 | 26133 | 36.3953 |  |  | 0.80246
2019 | 11 | 23 | 7 | 11 | 23 | 9 | 35.55 | 28843 | 40.1695 |  |  | 0.95092
2019 | 11 | 23 | 8 | 11 | 23 | 10 | 35.96 | 30564 | 42.5663 |  |  | 0.96188
2019 | 11 | 23 | 9 | 11 | 23 | 11 | 35.77 | 30740 | 42.8114 |  |  | 0.9568
2019 | 11 | 23 | 10 | 11 | 23 | 12 | 35.49 | 30551 | 42.5482 |  |  | 0.94931
2019 | 11 | 23 | 11 | 11 | 23 | 13 | 35.61 | 30636 | 42.6666 |  |  | 0.95252
2019 | 11 | 23 | 12 | 11 | 23 | 14 | 35.47 | 29902 | 41.6443 |  |  | 0.94878
2019 | 11 | 23 | 13 | 11 | 23 | 15 | 35.26 | 28664 | 39.9202 |  |  | 0.94316
2019 | 11 | 23 | 14 | 11 | 23 | 16 | 35.96 | 27842 | 38.7754 |  |  | 0.96188
2019 | 11 | 23 | 15 | 11 | 23 | 17 | 40.62 | 28055 | 39.072 |  |  | 1.0865
2019 | 11 | 23 | 16 | 11 | 23 | 18 | 48.85 | 30038 | 41.8337 |  |  | 1.3067
2019 | 11 | 23 | 17 | 11 | 23 | 19 | 52.9 | 30707 | 42.7654 |  |  | 1.415
2019 | 11 | 23 | 18 | 11 | 23 | 20 | 50.44 | 31058 | 43.2543 |  |  | 1.3492
2019 | 11 | 23 | 19 | 11 | 23 | 21 | 48.9 | 30767 | 42.849 |  |  | 1.308
2019 | 11 | 23 | 20 | 11 | 23 | 22 | 47.15 | 29453 | 41.019 |  |  | 1.2612
2019 | 11 | 23 | 21 | 11 | 23 | 23 | 44.49 | 27436 | 38.2099 |  |  | 1.19
2019 | 11 | 23 | 22 | 11 | 23 | 0 | 42.65 | 25273 | 35.1975 |  |  | 1.1408
2019 | 11 | 23 | 23 | 11 | 23 | 1 | 40 | 23316 | 32.472 |  |  | 1.0699
2019 | 11 | 24 | 0 | 11 | 24 | 2 | 35.29 | 21976 | 30.6058 |  |  | 0.94396
2019 | 11 | 24 | 1 | 11 | 24 | 3 | 31.95 | 21303 | 29.6686 |  |  | 0.85462
2019 | 11 | 24 | 2 | 11 | 24 | 4 | 30 | 20925 | 29.1421 |  |  | 0.80246
2019 | 11 | 24 | 3 | 11 | 24 | 5 | 30.1 | 20897 | 29.1031 |  |  | 0.80514
2019 | 11 | 24 | 4 | 11 | 24 | 6 | 32.77 | 21240 | 29.5808 |  |  | 0.87655
2019 | 11 | 24 | 5 | 11 | 24 | 7 | 35.31 | 21853 | 30.4345 |  |  | 0.9445
2019 | 11 | 24 | 6 | 11 | 24 | 8 | 35.54 | 22600 | 31.4749 |  |  | 0.95065
2019 | 11 | 24 | 7 | 11 | 24 | 9 | 39.49 | 24794 | 34.5304 |  |  | 1.0563
2019 | 11 | 24 | 8 | 11 | 24 | 10 | 44.12 | 26866 | 37.4161 |  |  | 1.1802
2019 | 11 | 24 | 9 | 11 | 24 | 11 | 44.49 | 27470 | 38.2573 |  |  | 1.19
2019 | 11 | 24 | 10 | 11 | 24 | 12 | 45.32 | 27422 | 38.1904 |  |  | 1.2123
2019 | 11 | 24 | 11 | 11 | 24 | 13 | 42.01 | 27751 | 38.6486 |  |  | 1.1237
2019 | 11 | 24 | 12 | 11 | 24 | 14 | 40.05 | 27654 | 38.5136 |  |  | 1.0713
2019 | 11 | 24 | 13 | 11 | 24 | 15 | 41.68 | 26569 | 37.0025 |  |  | 1.1149
2019 | 11 | 24 | 14 | 11 | 24 | 16 | 45.01 | 26014 | 36.2295 |  |  | 1.204
2019 | 11 | 24 | 15 | 11 | 24 | 17 | 46.72 | 26466 | 36.859 |  |  | 1.2497
2019 | 11 | 24 | 16 | 11 | 24 | 18 | 50 | 28897 | 40.2447 |  |  | 1.3374
2019 | 11 | 24 | 17 | 11 | 24 | 19 | 51.8 | 30226 | 42.0956 |  |  | 1.3856
2019 | 11 | 24 | 18 | 11 | 24 | 20 | 49.96 | 31208 | 43.4632 |  |  | 1.3364
2019 | 11 | 24 | 19 | 11 | 24 | 21 | 45.7 | 30951 | 43.1053 |  |  | 1.2224
2019 | 11 | 24 | 20 | 11 | 24 | 22 | 44.64 | 29679 | 41.3338 |  |  | 1.1941
2019 | 11 | 24 | 21 | 11 | 24 | 23 | 39.8 | 27333 | 38.0665 |  |  | 1.0646
2019 | 11 | 24 | 22 | 11 | 24 | 0 | 38.19 | 24809 | 34.5513 |  |  | 1.0215
2019 | 11 | 24 | 23 | 11 | 24 | 1 | 36.3 | 23212 | 32.3272 |  |  | 0.97098
2019 | 11 | 25 | 0 | 11 | 25 | 2 | 36.02 | 22271 | 31.0167 |  |  | 0.96349
2019 | 11 | 25 | 1 | 11 | 25 | 3 | 35.4 | 21853 | 30.4345 |  |  | 0.9469
2019 | 11 | 25 | 2 | 11 | 25 | 4 | 35.38 | 21876 | 30.4666 |  |  | 0.94637
2019 | 11 | 25 | 3 | 11 | 25 | 5 | 37.84 | 22870 | 31.8509 |  |  | 1.0122
2019 | 11 | 25 | 4 | 11 | 25 | 6 | 39.99 | 26100 | 36.3493 |  |  | 1.0697
2019 | 11 | 25 | 5 | 11 | 25 | 7 | 49.72 | 30761 | 42.8406 |  |  | 1.3299
2019 | 11 | 25 | 6 | 11 | 25 | 8 | 51.25 | 33350 | 46.4463 |  |  | 1.3709
2019 | 11 | 25 | 7 | 11 | 25 | 9 | 51.79 | 34282 | 47.7443 |  |  | 1.3853
2019 | 11 | 25 | 8 | 11 | 25 | 10 | 51.79 | 34538 | 48.1009 |  |  | 1.3853
2019 | 11 | 25 | 9 | 11 | 25 | 11 | 50.79 | 34197 | 47.6259 |  |  | 1.3586
2019 | 11 | 25 | 10 | 11 | 25 | 12 | 50.55 | 34259 | 47.7123 |  |  | 1.3521
2019 | 11 | 25 | 11 | 11 | 25 | 13 | 50.52 | 34174 | 47.5939 |  |  | 1.3513
2019 | 11 | 25 | 12 | 11 | 25 | 14 | 49.71 | 33273 | 46.3391 |  |  | 1.3297
2019 | 11 | 25 | 13 | 11 | 25 | 15 | 50.1 | 32845 | 45.743 |  |  | 1.3401
2019 | 11 | 25 | 14 | 11 | 25 | 16 | 51.79 | 32701 | 45.5425 |  |  | 1.3853
2019 | 11 | 25 | 15 | 11 | 25 | 17 | 53.29 | 33389 | 46.5006 |  |  | 1.4254
2019 | 11 | 25 | 16 | 11 | 25 | 18 | 57.57 | 35147 | 48.949 |  |  | 1.5399
2019 | 11 | 25 | 17 | 11 | 25 | 19 | 58.07 | 35450 | 49.371 |  |  | 1.5533
2019 | 11 | 25 | 18 | 11 | 25 | 20 | 53.93 | 35728 | 49.7582 |  |  | 1.4426
2019 | 11 | 25 | 19 | 11 | 25 | 21 | 50.17 | 34547 | 48.1134 |  |  | 1.342
2019 | 11 | 25 | 20 | 11 | 25 | 22 | 47.3 | 31847 | 44.3531 |  |  | 1.2652
2019 | 11 | 25 | 21 | 11 | 25 | 23 | 43.49 | 28803 | 40.1138 |  |  | 1.1633
2019 | 11 | 25 | 22 | 11 | 25 | 0 | 39.07 | 26619 | 37.0721 |  |  | 1.0451
2019 | 11 | 25 | 23 | 11 | 25 | 1 | 38.43 | 24963 | 34.7658 |  |  | 1.028
2019 | 11 | 26 | 0 | 11 | 26 | 2 | 36.2 | 23930 | 33.3272 |  |  | 0.9683
2019 | 11 | 26 | 1 | 11 | 26 | 3 | 35.91 | 23510 | 32.7422 |  |  | 0.96055
2019 | 11 | 26 | 2 | 11 | 26 | 4 | 35.98 | 23500 | 32.7283 |  |  | 0.96242
2019 | 11 | 26 | 3 | 11 | 26 | 5 | 38.01 | 24158 | 33.6447 |  |  | 1.0167
2019 | 11 | 26 | 4 | 11 | 26 | 6 | 45.21 | 27015 | 37.6236 |  |  | 1.2093
2019 | 11 | 26 | 5 | 11 | 26 | 7 | 53 | 31562 | 43.9562 |  |  | 1.4177
2019 | 11 | 26 | 6 | 11 | 26 | 8 | 54.79 | 33628 | 46.8335 |  |  | 1.4656
2019 | 11 | 26 | 7 | 11 | 26 | 9 | 54.58 | 34450 | 47.9783 |  |  | 1.4599
2019 | 11 | 26 | 8 | 11 | 26 | 10 | 50.56 | 34555 | 48.1245 |  |  | 1.3524
2019 | 11 | 26 | 9 | 11 | 26 | 11 | 48.69 | 34389 | 47.8933 |  |  | 1.3024
2019 | 11 | 26 | 10 | 11 | 26 | 12 | 47.59 | 34199 | 47.6287 |  |  | 1.273
2019 | 11 | 26 | 11 | 11 | 26 | 13 | 47.5 | 34302 | 47.7722 |  |  | 1.2706
2019 | 11 | 26 | 12 | 11 | 26 | 14 | 45.32 | 33341 | 46.4338 |  |  | 1.2123
2019 | 11 | 26 | 13 | 11 | 26 | 15 | 43.69 | 32742 | 45.5996 |  |  | 1.1687
2019 | 11 | 26 | 14 | 11 | 26 | 16 | 45.01 | 32398 | 45.1205 |  |  | 1.204
2019 | 11 | 26 | 15 | 11 | 26 | 17 | 46.88 | 33252 | 46.3098 |  |  | 1.254
2019 | 11 | 26 | 16 | 11 | 26 | 18 | 48.5 | 34769 | 48.4226 |  |  | 1.2973
2019 | 11 | 26 | 17 | 11 | 26 | 19 | 49.48 | 35308 | 49.1732 |  |  | 1.3235
2019 | 11 | 26 | 18 | 11 | 26 | 20 | 47.51 | 35403 | 49.3055 |  |  | 1.2708
2019 | 11 | 26 | 19 | 11 | 26 | 21 | 43.53 | 34275 | 47.7346 |  |  | 1.1644
2019 | 11 | 26 | 20 | 11 | 26 | 22 | 42.28 | 31859 | 44.3698 |  |  | 1.1309
2019 | 11 | 26 | 21 | 11 | 26 | 23 | 37.74 | 28793 | 40.0998 |  |  | 1.0095
2019 | 11 | 26 | 22 | 11 | 26 | 0 | 36.2 | 26840 | 37.3799 |  |  | 0.9683
2019 | 11 | 26 | 23 | 11 | 26 | 1 | 35.32 | 25168 | 35.0513 |  |  | 0.94476
2019 | 11 | 27 | 0 | 11 | 27 | 2 | 32.84 | 23863 | 33.2338 |  |  | 0.87843
2019 | 11 | 27 | 1 | 11 | 27 | 3 | 30.23 | 23286 | 32.4303 |  |  | 0.80861
2019 | 11 | 27 | 2 | 11 | 27 | 4 | 31.65 | 23202 | 32.3133 |  |  | 0.8466
2019 | 11 | 27 | 3 | 11 | 27 | 5 | 33.99 | 23830 | 33.1879 |  |  | 0.90919
2019 | 11 | 27 | 4 | 11 | 27 | 6 | 37.11 | 26671 | 37.1445 |  |  | 0.99264
2019 | 11 | 27 | 5 | 11 | 27 | 7 | 46.35 | 30936 | 43.0844 |  |  | 1.2398
2019 | 11 | 27 | 6 | 11 | 27 | 8 | 50.53 | 32951 | 45.8906 |  |  | 1.3516
2019 | 11 | 27 | 7 | 11 | 27 | 9 | 48.56 | 33669 | 46.8906 |  |  | 1.2989
2019 | 11 | 27 | 8 | 11 | 27 | 10 | 45.33 | 33733 | 46.9797 |  |  | 1.2125
2019 | 11 | 27 | 9 | 11 | 27 | 11 | 44.4 | 33580 | 46.7667 |  |  | 1.1876
2019 | 11 | 27 | 10 | 11 | 27 | 12 | 44.12 | 33512 | 46.6719 |  |  | 1.1802
2019 | 11 | 27 | 11 | 11 | 27 | 13 | 43.87 | 33461 | 46.6009 |  |  | 1.1735
2019 | 11 | 27 | 12 | 11 | 27 | 14 | 43.67 | 32597 | 45.3976 |  |  | 1.1681
2019 | 11 | 27 | 13 | 11 | 27 | 15 | 43.9 | 32143 | 44.7654 |  |  | 1.1743
2019 | 11 | 27 | 14 | 11 | 27 | 16 | 44.4 | 31852 | 44.3601 |  |  | 1.1876
2019 | 11 | 27 | 15 | 11 | 27 | 17 | 47.1 | 32462 | 45.2096 |  |  | 1.2599
2019 | 11 | 27 | 16 | 11 | 27 | 18 | 49.99 | 34231 | 47.6733 |  |  | 1.3372
2019 | 11 | 27 | 17 | 11 | 27 | 19 | 50.18 | 34434 | 47.956 |  |  | 1.3422
2019 | 11 | 27 | 18 | 11 | 27 | 20 | 46.5 | 35012 | 48.761 |  |  | 1.2438
2019 | 11 | 27 | 19 | 11 | 27 | 21 | 44.98 | 34066 | 47.4435 |  |  | 1.2032
2019 | 11 | 27 | 20 | 11 | 27 | 22 | 41.5 | 31459 | 43.8127 |  |  | 1.1101
2019 | 11 | 27 | 21 | 11 | 27 | 23 | 36.99 | 28528 | 39.7308 |  |  | 0.98943
2019 | 11 | 27 | 22 | 11 | 27 | 0 | 31.73 | 26482 | 36.8813 |  |  | 0.84874
2019 | 11 | 27 | 23 | 11 | 27 | 1 | 27.71 | 24889 | 34.6628 |  |  | 0.74121
2019 | 11 | 28 | 0 | 11 | 28 | 2 | 19.39 | 23707 | 33.0166 |  |  | 0.51866
2019 | 11 | 28 | 1 | 11 | 28 | 3 | 12.56 | 23282 | 32.4247 |  |  | 0.33596
2019 | 11 | 28 | 2 | 11 | 28 | 4 | 16.87 | 23221 | 32.3397 |  |  | 0.45125
2019 | 11 | 28 | 3 | 11 | 28 | 5 | 26.45 | 23930 | 33.3272 |  |  | 0.7075
2019 | 11 | 28 | 4 | 11 | 28 | 6 | 35.92 | 26527 | 36.944 |  |  | 0.96081
2019 | 11 | 28 | 5 | 11 | 28 | 7 | 44.25 | 30813 | 42.9131 |  |  | 1.1836
2019 | 11 | 28 | 6 | 11 | 28 | 8 | 46.51 | 32763 | 45.6288 |  |  | 1.2441
2019 | 11 | 28 | 7 | 11 | 28 | 9 | 46.72 | 33619 | 46.821 |  |  | 1.2497
2019 | 11 | 28 | 8 | 11 | 28 | 10 | 45.09 | 33825 | 47.1079 |  |  | 1.2061
2019 | 11 | 28 | 9 | 11 | 28 | 11 | 44.21 | 33748 | 47.0006 |  |  | 1.1826
2019 | 11 | 28 | 10 | 11 | 28 | 12 | 43.99 | 33692 | 46.9226 |  |  | 1.1767
2019 | 11 | 28 | 11 | 11 | 28 | 13 | 44.21 | 33693 | 46.924 |  |  | 1.1826
2019 | 11 | 28 | 12 | 11 | 28 | 14 | 43.21 | 32695 | 45.5341 |  |  | 1.1558
2019 | 11 | 28 | 13 | 11 | 28 | 15 | 43.8 | 32324 | 45.0174 |  |  | 1.1716
2019 | 11 | 28 | 14 | 11 | 28 | 16 | 44.8 | 32131 | 44.7486 |  |  | 1.1983
2019 | 11 | 28 | 15 | 11 | 28 | 17 | 50.87 | 32748 | 45.6079 |  |  | 1.3607
2019 | 11 | 28 | 16 | 11 | 28 | 18 | 54 | 34302 | 47.7722 |  |  | 1.4444
2019 | 11 | 28 | 17 | 11 | 28 | 19 | 55.37 | 34867 | 48.559 |  |  | 1.4811
2019 | 11 | 28 | 18 | 11 | 28 | 20 | 51.9 | 35134 | 48.9309 |  |  | 1.3883
2019 | 11 | 28 | 19 | 11 | 28 | 21 | 46.76 | 34119 | 47.5173 |  |  | 1.2508
2019 | 11 | 28 | 20 | 11 | 28 | 22 | 45.03 | 31662 | 44.0955 |  |  | 1.2045
2019 | 11 | 28 | 21 | 11 | 28 | 23 | 43.8 | 28751 | 40.0413 |  |  | 1.1716
2019 | 11 | 28 | 22 | 11 | 28 | 0 | 40.12 | 26700 | 37.1849 |  |  | 1.0732
2019 | 11 | 28 | 23 | 11 | 28 | 1 | 36.3 | 24920 | 34.7059 |  |  | 0.97098
2019 | 11 | 29 | 0 | 11 | 29 | 2 | 33.17 | 23936 | 33.3355 |  |  | 0.88725
2019 | 11 | 29 | 1 | 11 | 29 | 3 | 33.14 | 23516 | 32.7506 |  |  | 0.88645
2019 | 11 | 29 | 2 | 11 | 29 | 4 | 33.5 | 23319 | 32.4762 |  |  | 0.89608
2019 | 11 | 29 | 3 | 11 | 29 | 5 | 38.7 | 24086 | 33.5444 |  |  | 1.0352
2019 | 11 | 29 | 4 | 11 | 29 | 6 | 46.31 | 26541 | 36.9635 |  |  | 1.2387
2019 | 11 | 29 | 5 | 11 | 29 | 7 | 52.19 | 30666 | 42.7083 |  |  | 1.396
2019 | 11 | 29 | 6 | 11 | 29 | 8 | 52.64 | 32638 | 45.4547 |  |  | 1.4081
2019 | 11 | 29 | 7 | 11 | 29 | 9 | 53.63 | 33411 | 46.5313 |  |  | 1.4345
2019 | 11 | 29 | 8 | 11 | 29 | 10 | 52.64 | 33701 | 46.9352 |  |  | 1.4081
2019 | 11 | 29 | 9 | 11 | 29 | 11 | 52.35 | 33515 | 46.6761 |  |  | 1.4003
2019 | 11 | 29 | 10 | 11 | 29 | 12 | 50.53 | 33344 | 46.438 |  |  | 1.3516
2019 | 11 | 29 | 11 | 11 | 29 | 13 | 49.92 | 32964 | 45.9088 |  |  | 1.3353
2019 | 11 | 29 | 12 | 11 | 29 | 14 | 50.17 | 31949 | 44.4952 |  |  | 1.342
2019 | 11 | 29 | 13 | 11 | 29 | 15 | 51.04 | 31320 | 43.6192 |  |  | 1.3653
2019 | 11 | 29 | 14 | 11 | 29 | 16 | 52.14 | 30956 | 43.1122 |  |  | 1.3947
2019 | 11 | 29 | 15 | 11 | 29 | 17 | 54.09 | 31570 | 43.9673 |  |  | 1.4468
2019 | 11 | 29 | 16 | 11 | 29 | 18 | 56.53 | 33235 | 46.2862 |  |  | 1.5121
2019 | 11 | 29 | 17 | 11 | 29 | 19 | 56.13 | 33462 | 46.6023 |  |  | 1.5014
2019 | 11 | 29 | 18 | 11 | 29 | 20 | 53.05 | 33361 | 46.4617 |  |  | 1.419
2019 | 11 | 29 | 19 | 11 | 29 | 21 | 49.27 | 32513 | 45.2806 |  |  | 1.3179
2019 | 11 | 29 | 20 | 11 | 29 | 22 | 48 | 30502 | 42.4799 |  |  | 1.2839
2019 | 11 | 29 | 21 | 11 | 29 | 23 | 45.15 | 28262 | 39.3603 |  |  | 1.2077
2019 | 11 | 29 | 22 | 11 | 29 | 0 | 43 | 26542 | 36.9649 |  |  | 1.1502
2019 | 11 | 29 | 23 | 11 | 29 | 1 | 38.05 | 24688 | 34.3828 |  |  | 1.0178
2019 | 11 | 30 | 0 | 11 | 30 | 2 | 36.22 | 23419 | 32.6155 |  |  | 0.96884
2019 | 11 | 30 | 1 | 11 | 30 | 3 | 35.39 | 22707 | 31.6239 |  |  | 0.94664
2019 | 11 | 30 | 2 | 11 | 30 | 4 | 35.39 | 22179 | 30.8886 |  |  | 0.94664
2019 | 11 | 30 | 3 | 11 | 30 | 5 | 36.03 | 22251 | 30.9888 |  |  | 0.96376
2019 | 11 | 30 | 4 | 11 | 30 | 6 | 36.56 | 22867 | 31.8467 |  |  | 0.97793
2019 | 11 | 30 | 5 | 11 | 30 | 7 | 40.39 | 24310 | 33.8564 |  |  | 1.0804
2019 | 11 | 30 | 6 | 11 | 30 | 8 | 40 | 25748 | 35.8591 |  |  | 1.0699
2019 | 11 | 30 | 7 | 11 | 30 | 9 | 45.35 | 27980 | 38.9676 |  |  | 1.2131
2019 | 11 | 30 | 8 | 11 | 30 | 10 | 44 | 29246 | 40.7307 |  |  | 1.1769
2019 | 11 | 30 | 9 | 11 | 30 | 11 | 42.7 | 29480 | 41.0566 |  |  | 1.1422
2019 | 11 | 30 | 10 | 11 | 30 | 12 | 41.5 | 29009 | 40.4007 |  |  | 1.1101
2019 | 11 | 30 | 11 | 11 | 30 | 13 | 40.77 | 29097 | 40.5232 |  |  | 1.0905
2019 | 11 | 30 | 12 | 11 | 30 | 14 | 41.14 | 28472 | 39.6528 |  |  | 1.1004
2019 | 11 | 30 | 13 | 11 | 30 | 15 | 40.56 | 27253 | 37.9551 |  |  | 1.0849
2019 | 11 | 30 | 14 | 11 | 30 | 16 | 41.59 | 26549 | 36.9746 |  |  | 1.1125
2019 | 11 | 30 | 15 | 11 | 30 | 17 | 42.42 | 26821 | 37.3534 |  |  | 1.1347
2019 | 11 | 30 | 16 | 11 | 30 | 18 | 49.75 | 28888 | 40.2321 |  |  | 1.3307
2019 | 11 | 30 | 17 | 11 | 30 | 19 | 50.01 | 29307 | 40.8157 |  |  | 1.3377
2019 | 11 | 30 | 18 | 11 | 30 | 20 | 47.35 | 29526 | 41.1207 |  |  | 1.2666
2019 | 11 | 30 | 19 | 11 | 30 | 21 | 42.42 | 29391 | 40.9327 |  |  | 1.1347
2019 | 11 | 30 | 20 | 11 | 30 | 22 | 41.94 | 28047 | 39.0609 |  |  | 1.1218
2019 | 11 | 30 | 21 | 11 | 30 | 23 | 40.13 | 26172 | 36.4496 |  |  | 1.0734
2019 | 11 | 30 | 22 | 11 | 30 | 0 | 38.55 | 24270 | 33.8007 |  |  | 1.0312
2019 | 11 | 30 | 23 | 11 | 30 | 1 | 37.07 | 22541 | 31.3927 |  |  | 0.99157
2019 | 12 | 1 | 0 | 12 | 1 | 2 | 36.26 | 21482 | 29.9178 |  |  | 0.96991
2019 | 12 | 1 | 1 | 12 | 1 | 3 | 35.93 | 20881 | 29.0808 |  |  | 0.96108
2019 | 12 | 1 | 2 | 12 | 1 | 4 | 35.86 | 20583 | 28.6658 |  |  | 0.95921
2019 | 12 | 1 | 3 | 12 | 1 | 5 | 35.92 | 20562 | 28.6366 |  |  | 0.96081
2019 | 12 | 1 | 4 | 12 | 1 | 6 | 36.13 | 21080 | 29.358 |  |  | 0.96643
2019 | 12 | 1 | 5 | 12 | 1 | 7 | 37.04 | 21709 | 30.234 |  |  | 0.99077
2019 | 12 | 1 | 6 | 12 | 1 | 8 | 38.74 | 22363 | 31.1448 |  |  | 1.0362
2019 | 12 | 1 | 7 | 12 | 1 | 9 | 42.12 | 24466 | 34.0736 |  |  | 1.1267
2019 | 12 | 1 | 8 | 12 | 1 | 10 | 44.77 | 26469 | 36.8632 |  |  | 1.1975
2019 | 12 | 1 | 9 | 12 | 1 | 11 | 48 | 27300 | 38.0205 |  |  | 1.2839
2019 | 12 | 1 | 10 | 12 | 1 | 12 | 48.15 | 27347 | 38.086 |  |  | 1.2879
2019 | 12 | 1 | 11 | 12 | 1 | 13 | 45.76 | 27783 | 38.6932 |  |  | 1.224
2019 | 12 | 1 | 12 | 12 | 1 | 14 | 44.7 | 27715 | 38.5985 |  |  | 1.1957
2019 | 12 | 1 | 13 | 12 | 1 | 15 | 44.98 | 26477 | 36.8743 |  |  | 1.2032
2019 | 12 | 1 | 14 | 12 | 1 | 16 | 47.79 | 25808 | 35.9426 |  |  | 1.2783
2019 | 12 | 1 | 15 | 12 | 1 | 17 | 50.45 | 26491 | 36.8938 |  |  | 1.3495
2019 | 12 | 1 | 16 | 12 | 1 | 18 | 52.4 | 28395 | 39.5455 |  |  | 1.4016
2019 | 12 | 1 | 17 | 12 | 1 | 19 | 51.13 | 29313 | 40.824 |  |  | 1.3677
2019 | 12 | 1 | 18 | 12 | 1 | 20 | 50 | 30303 | 42.2028 |  |  | 1.3374
2019 | 12 | 1 | 19 | 12 | 1 | 21 | 48.33 | 30005 | 41.7878 |  |  | 1.2928
2019 | 12 | 1 | 20 | 12 | 1 | 22 | 46.13 | 28652 | 39.9035 |  |  | 1.2339
2019 | 12 | 1 | 21 | 12 | 1 | 23 | 42.68 | 26431 | 36.8103 |  |  | 1.1416
2019 | 12 | 1 | 22 | 12 | 1 | 0 | 42.7 | 24121 | 33.5932 |  |  | 1.1422
2019 | 12 | 1 | 23 | 12 | 1 | 1 | 37.22 | 22667 | 31.5682 |  |  | 0.99559
2019 | 12 | 2 | 0 | 12 | 2 | 2 | 35.4 | 21655 | 30.1588 |  |  | 0.9469
2019 | 12 | 2 | 1 | 12 | 2 | 3 | 34.46 | 21423 | 29.8357 |  |  | 0.92176
2019 | 12 | 2 | 2 | 12 | 2 | 4 | 35.4 | 21426 | 29.8399 |  |  | 0.9469
2019 | 12 | 2 | 3 | 12 | 2 | 5 | 36.3 | 22388 | 31.1796 |  |  | 0.97098
2019 | 12 | 2 | 4 | 12 | 2 | 6 | 40.2 | 25471 | 35.4733 |  |  | 1.0753
2019 | 12 | 2 | 5 | 12 | 2 | 7 | 48.33 | 30090 | 41.9062 |  |  | 1.2928
2019 | 12 | 2 | 6 | 12 | 2 | 8 | 49.92 | 32708 | 45.5522 |  |  | 1.3353
2019 | 12 | 2 | 7 | 12 | 2 | 9 | 49.96 | 33862 | 47.1594 |  |  | 1.3364
2019 | 12 | 2 | 8 | 12 | 2 | 10 | 49.33 | 34231 | 47.6733 |  |  | 1.3195
2019 | 12 | 2 | 9 | 12 | 2 | 11 | 48.33 | 34163 | 47.5786 |  |  | 1.2928
2019 | 12 | 2 | 10 | 12 | 2 | 12 | 46.13 | 34021 | 47.3808 |  |  | 1.2339
2019 | 12 | 2 | 11 | 12 | 2 | 13 | 45.95 | 33947 | 47.2778 |  |  | 1.2291
2019 | 12 | 2 | 12 | 12 | 2 | 14 | 45 | 33117 | 46.1218 |  |  | 1.2037
2019 | 12 | 2 | 13 | 12 | 2 | 15 | 45 | 32737 | 45.5926 |  |  | 1.2037
2019 | 12 | 2 | 14 | 12 | 2 | 16 | 45.05 | 32576 | 45.3684 |  |  | 1.205
2019 | 12 | 2 | 15 | 12 | 2 | 17 | 48.33 | 33232 | 46.282 |  |  | 1.2928
2019 | 12 | 2 | 16 | 12 | 2 | 18 | 50 | 34775 | 48.4309 |  |  | 1.3374
2019 | 12 | 2 | 17 | 12 | 2 | 19 | 51.11 | 35119 | 48.91 |  |  | 1.3671
2019 | 12 | 2 | 18 | 12 | 2 | 20 | 51.47 | 35366 | 49.254 |  |  | 1.3768
2019 | 12 | 2 | 19 | 12 | 2 | 21 | 49.33 | 34416 | 47.9309 |  |  | 1.3195
2019 | 12 | 2 | 20 | 12 | 2 | 22 | 47.23 | 31361 | 43.6763 |  |  | 1.2633
2019 | 12 | 2 | 21 | 12 | 2 | 23 | 43.5 | 28286 | 39.3937 |  |  | 1.1636
2019 | 12 | 2 | 22 | 12 | 2 | 0 | 39.06 | 26100 | 36.3493 |  |  | 1.0448
2019 | 12 | 2 | 23 | 12 | 2 | 1 | 40.46 | 24354 | 33.9177 |  |  | 1.0823
2019 | 12 | 3 | 0 | 12 | 3 | 2 | 38.07 | 23176 | 32.2771 |  |  | 1.0183
2019 | 12 | 3 | 1 | 12 | 3 | 3 | 37.85 | 22785 | 31.7325 |  |  | 1.0124
2019 | 12 | 3 | 2 | 12 | 3 | 4 | 38.1 | 22859 | 31.8356 |  |  | 1.0191
2019 | 12 | 3 | 3 | 12 | 3 | 5 | 42.5 | 23583 | 32.8439 |  |  | 1.1368
2019 | 12 | 3 | 4 | 12 | 3 | 6 | 42.49 | 26317 | 36.6515 |  |  | 1.1366
2019 | 12 | 3 | 5 | 12 | 3 | 7 | 46 | 30840 | 42.9507 |  |  | 1.2304
2019 | 12 | 3 | 6 | 12 | 3 | 8 | 49.96 | 33312 | 46.3934 |  |  | 1.3364
2019 | 12 | 3 | 7 | 12 | 3 | 9 | 49.98 | 34487 | 48.0298 |  |  | 1.3369
2019 | 12 | 3 | 8 | 12 | 3 | 10 | 48.01 | 34905 | 48.612 |  |  | 1.2842
2019 | 12 | 3 | 9 | 12 | 3 | 11 | 49.03 | 34822 | 48.4964 |  |  | 1.3115
2019 | 12 | 3 | 10 | 12 | 3 | 12 | 50.53 | 34707 | 48.3362 |  |  | 1.3516
2019 | 12 | 3 | 11 | 12 | 3 | 13 | 52.1 | 34796 | 48.4602 |  |  | 1.3936
2019 | 12 | 3 | 12 | 12 | 3 | 14 | 52.1 | 33977 | 47.3196 |  |  | 1.3936
2019 | 12 | 3 | 13 | 12 | 3 | 15 | 54.33 | 33424 | 46.5494 |  |  | 1.4533
2019 | 12 | 3 | 14 | 12 | 3 | 16 | 55.33 | 33385 | 46.4951 |  |  | 1.48
2019 | 12 | 3 | 15 | 12 | 3 | 17 | 57.49 | 33990 | 47.3377 |  |  | 1.5378
2019 | 12 | 3 | 16 | 12 | 3 | 18 | 62.72 | 35374 | 49.2651 |  |  | 1.6777
2019 | 12 | 3 | 17 | 12 | 3 | 19 | 64.26 | 35850 | 49.9281 |  |  | 1.7189
2019 | 12 | 3 | 18 | 12 | 3 | 20 | 63.05 | 36129 | 50 |  |  | 1.6865
2019 | 12 | 3 | 19 | 12 | 3 | 21 | 58.24 | 35286 | 49.1426 |  |  | 1.5578
2019 | 12 | 3 | 20 | 12 | 3 | 22 | 55.96 | 32458 | 45.2041 |  |  | 1.4969
2019 | 12 | 3 | 21 | 12 | 3 | 23 | 54.33 | 29174 | 40.6304 |  |  | 1.4533
2019 | 12 | 3 | 22 | 12 | 3 | 0 | 55.76 | 26951 | 37.5345 |  |  | 1.4915
2019 | 12 | 3 | 23 | 12 | 3 | 1 | 51.8 | 25115 | 34.9775 |  |  | 1.3856
2019 | 12 | 4 | 0 | 12 | 4 | 2 | 48.07 | 23804 | 33.1517 |  |  | 1.2858
2019 | 12 | 4 | 1 | 12 | 4 | 3 | 46.83 | 23298 | 32.447 |  |  | 1.2526
2019 | 12 | 4 | 2 | 12 | 4 | 4 | 46.07 | 23118 | 32.1963 |  |  | 1.2323
2019 | 12 | 4 | 3 | 12 | 4 | 5 | 46.92 | 23853 | 33.2199 |  |  | 1.255
2019 | 12 | 4 | 4 | 12 | 4 | 6 | 55.52 | 26734 | 37.2323 |  |  | 1.4851
2019 | 12 | 4 | 5 | 12 | 4 | 7 | 60.63 | 31212 | 43.4688 |  |  | 1.6218
2019 | 12 | 4 | 6 | 12 | 4 | 8 | 59.7 | 33728 | 46.9728 |  |  | 1.5969
2019 | 12 | 4 | 7 | 12 | 4 | 9 | 59 | 34993 | 48.7345 |  |  | 1.5782
2019 | 12 | 4 | 8 | 12 | 4 | 10 | 58.58 | 35472 | 49.4016 |  |  | 1.5669
2019 | 12 | 4 | 9 | 12 | 4 | 11 | 57.6 | 35443 | 49.3612 |  |  | 1.5407
2019 | 12 | 4 | 10 | 12 | 4 | 12 | 56.76 | 35384 | 49.2791 |  |  | 1.5183
2019 | 12 | 4 | 11 | 12 | 4 | 13 | 56.01 | 35466 | 49.3933 |  |  | 1.4982
2019 | 12 | 4 | 12 | 12 | 4 | 14 | 54.45 | 34436 | 47.9588 |  |  | 1.4565
2019 | 12 | 4 | 13 | 12 | 4 | 15 | 52.58 | 34025 | 47.3864 |  |  | 1.4064
2019 | 12 | 4 | 14 | 12 | 4 | 16 | 52.58 | 33931 | 47.2555 |  |  | 1.4064
2019 | 12 | 4 | 15 | 12 | 4 | 17 | 55.08 | 34470 | 48.0062 |  |  | 1.4733
2019 | 12 | 4 | 16 | 12 | 4 | 18 | 58 | 35676 | 49.6857 |  |  | 1.5514
2019 | 12 | 4 | 17 | 12 | 4 | 19 | 57.74 | 35870 | 49.9559 |  |  | 1.5445
2019 | 12 | 4 | 18 | 12 | 4 | 20 | 57.68 | 36278 | 50 |  |  | 1.5429
2019 | 12 | 4 | 19 | 12 | 4 | 21 | 54.11 | 35241 | 49.0799 |  |  | 1.4474
2019 | 12 | 4 | 20 | 12 | 4 | 22 | 47.36 | 32381 | 45.0968 |  |  | 1.2668
2019 | 12 | 4 | 21 | 12 | 4 | 23 | 45.89 | 29150 | 40.597 |  |  | 1.2275
2019 | 12 | 4 | 22 | 12 | 4 | 0 | 46.17 | 27004 | 37.6083 |  |  | 1.235
2019 | 12 | 4 | 23 | 12 | 4 | 1 | 45.56 | 24990 | 34.8034 |  |  | 1.2187
2019 | 12 | 5 | 0 | 12 | 5 | 2 | 42.74 | 23891 | 33.2728 |  |  | 1.1432
2019 | 12 | 5 | 1 | 12 | 5 | 3 | 39.54 | 23365 | 32.5403 |  |  | 1.0576
2019 | 12 | 5 | 2 | 12 | 5 | 4 | 38.72 | 23393 | 32.5793 |  |  | 1.0357
2019 | 12 | 5 | 3 | 12 | 5 | 5 | 43.11 | 24099 | 33.5625 |  |  | 1.1531
2019 | 12 | 5 | 4 | 12 | 5 | 6 | 44.34 | 26929 | 37.5038 |  |  | 1.186
2019 | 12 | 5 | 5 | 12 | 5 | 7 | 46.85 | 31446 | 43.7946 |  |  | 1.2532
2019 | 12 | 5 | 6 | 12 | 5 | 8 | 47.47 | 33756 | 47.0118 |  |  | 1.2698
2019 | 12 | 5 | 7 | 12 | 5 | 9 | 48.13 | 34859 | 48.5479 |  |  | 1.2874
2019 | 12 | 5 | 8 | 12 | 5 | 10 | 47.25 | 35388 | 49.2846 |  |  | 1.2639
2019 | 12 | 5 | 9 | 12 | 5 | 11 | 46.6 | 35118 | 48.9086 |  |  | 1.2465
2019 | 12 | 5 | 10 | 12 | 5 | 12 | 46.17 | 34885 | 48.5841 |  |  | 1.235
2019 | 12 | 5 | 11 | 12 | 5 | 13 | 47.28 | 34646 | 48.2513 |  |  | 1.2647
2019 | 12 | 5 | 12 | 12 | 5 | 14 | 46.32 | 33680 | 46.9059 |  |  | 1.239
2019 | 12 | 5 | 13 | 12 | 5 | 15 | 46.32 | 33229 | 46.2778 |  |  | 1.239
2019 | 12 | 5 | 14 | 12 | 5 | 16 | 47.31 | 33229 | 46.2778 |  |  | 1.2655
2019 | 12 | 5 | 15 | 12 | 5 | 17 | 51.58 | 33650 | 46.8641 |  |  | 1.3797
2019 | 12 | 5 | 16 | 12 | 5 | 18 | 55.49 | 34942 | 48.6635 |  |  | 1.4843
2019 | 12 | 5 | 17 | 12 | 5 | 19 | 57 | 34939 | 48.6593 |  |  | 1.5247
2019 | 12 | 5 | 18 | 12 | 5 | 20 | 58.3 | 34871 | 48.5646 |  |  | 1.5594
2019 | 12 | 5 | 19 | 12 | 5 | 21 | 53.05 | 34162 | 47.5772 |  |  | 1.419
2019 | 12 | 5 | 20 | 12 | 5 | 22 | 50.5 | 31901 | 44.4283 |  |  | 1.3508
2019 | 12 | 5 | 21 | 12 | 5 | 23 | 48.17 | 29293 | 40.7962 |  |  | 1.2885
2019 | 12 | 5 | 22 | 12 | 5 | 0 | 47.32 | 27557 | 38.3785 |  |  | 1.2657
2019 | 12 | 5 | 23 | 12 | 5 | 1 | 44.11 | 25517 | 35.5374 |  |  | 1.1799
2019 | 12 | 6 | 0 | 12 | 6 | 2 | 42.79 | 24005 | 33.4316 |  |  | 1.1446
2019 | 12 | 6 | 1 | 12 | 6 | 3 | 41.76 | 23270 | 32.408 |  |  | 1.117
2019 | 12 | 6 | 2 | 12 | 6 | 4 | 40.62 | 22862 | 31.8398 |  |  | 1.0865
2019 | 12 | 6 | 3 | 12 | 6 | 5 | 41.79 | 22808 | 31.7646 |  |  | 1.1178
2019 | 12 | 6 | 4 | 12 | 6 | 6 | 46.94 | 23251 | 32.3815 |  |  | 1.2556
2019 | 12 | 6 | 5 | 12 | 6 | 7 | 48.59 | 24364 | 33.9316 |  |  | 1.2997
2019 | 12 | 6 | 6 | 12 | 6 | 8 | 48.59 | 25204 | 35.1015 |  |  | 1.2997
2019 | 12 | 6 | 7 | 12 | 6 | 9 | 49.51 | 27193 | 37.8715 |  |  | 1.3243
2019 | 12 | 6 | 8 | 12 | 6 | 10 | 50.49 | 28979 | 40.3589 |  |  | 1.3505
2019 | 12 | 6 | 9 | 12 | 6 | 11 | 48.63 | 29591 | 41.2112 |  |  | 1.3008
2019 | 12 | 6 | 10 | 12 | 6 | 12 | 48.5 | 29318 | 40.831 |  |  | 1.2973
2019 | 12 | 6 | 11 | 12 | 6 | 13 | 48.31 | 29455 | 41.0218 |  |  | 1.2922
2019 | 12 | 6 | 12 | 12 | 6 | 14 | 46.56 | 29105 | 40.5343 |  |  | 1.2454
2019 | 12 | 6 | 13 | 12 | 6 | 15 | 44 | 27714 | 38.5971 |  |  | 1.1769
2019 | 12 | 6 | 14 | 12 | 6 | 16 | 44.98 | 27156 | 37.82 |  |  | 1.2032
2019 | 12 | 6 | 15 | 12 | 6 | 17 | 51.39 | 27520 | 38.3269 |  |  | 1.3746
2019 | 12 | 6 | 16 | 12 | 6 | 18 | 54.6 | 29406 | 40.9535 |  |  | 1.4605
2019 | 12 | 6 | 17 | 12 | 6 | 19 | 54.49 | 30066 | 41.8727 |  |  | 1.4575
2019 | 12 | 6 | 18 | 12 | 6 | 20 | 52.75 | 30486 | 42.4577 |  |  | 1.411
2019 | 12 | 6 | 19 | 12 | 6 | 21 | 51.06 | 30470 | 42.4354 |  |  | 1.3658
2019 | 12 | 6 | 20 | 12 | 6 | 22 | 48.79 | 29590 | 41.2098 |  |  | 1.3051
2019 | 12 | 6 | 21 | 12 | 6 | 23 | 47.54 | 27729 | 38.618 |  |  | 1.2716
2019 | 12 | 6 | 22 | 12 | 6 | 0 | 47.68 | 25704 | 35.7978 |  |  | 1.2754
2019 | 12 | 6 | 23 | 12 | 6 | 1 | 45.86 | 23712 | 33.0236 |  |  | 1.2267
2019 | 12 | 7 | 0 | 12 | 7 | 2 | 43.94 | 22349 | 31.1253 |  |  | 1.1753
2019 | 12 | 7 | 1 | 12 | 7 | 3 | 45.07 | 21606 | 30.0905 |  |  | 1.2056
2019 | 12 | 7 | 2 | 12 | 7 | 4 | 44.69 | 21303 | 29.6686 |  |  | 1.1954
2019 | 12 | 7 | 3 | 12 | 7 | 5 | 44.69 | 21504 | 29.9485 |  |  | 1.1954
2019 | 12 | 7 | 4 | 12 | 7 | 6 | 43.94 | 22429 | 31.2367 |  |  | 1.1753
2019 | 12 | 7 | 5 | 12 | 7 | 7 | 47.44 | 23747 | 33.0723 |  |  | 1.269
2019 | 12 | 7 | 6 | 12 | 7 | 8 | 48.54 | 25118 | 34.9817 |  |  | 1.2984
2019 | 12 | 7 | 7 | 12 | 7 | 9 | 50.21 | 27552 | 38.3715 |  |  | 1.3431
2019 | 12 | 7 | 8 | 12 | 7 | 10 | 50.39 | 29270 | 40.7641 |  |  | 1.3479
2019 | 12 | 7 | 9 | 12 | 7 | 11 | 49.71 | 29351 | 40.877 |  |  | 1.3297
2019 | 12 | 7 | 10 | 12 | 7 | 12 | 49.51 | 28926 | 40.2851 |  |  | 1.3243
2019 | 12 | 7 | 11 | 12 | 7 | 13 | 48.23 | 28948 | 40.3157 |  |  | 1.2901
2019 | 12 | 7 | 12 | 12 | 7 | 14 | 47.08 | 28609 | 39.8436 |  |  | 1.2593
2019 | 12 | 7 | 13 | 12 | 7 | 15 | 44.69 | 27667 | 38.5317 |  |  | 1.1954
2019 | 12 | 7 | 14 | 12 | 7 | 16 | 45.04 | 26956 | 37.5415 |  |  | 1.2048
2019 | 12 | 7 | 15 | 12 | 7 | 17 | 48.8 | 27395 | 38.1528 |  |  | 1.3053
2019 | 12 | 7 | 16 | 12 | 7 | 18 | 51.76 | 29514 | 41.104 |  |  | 1.3845
2019 | 12 | 7 | 17 | 12 | 7 | 19 | 50.23 | 29998 | 41.778 |  |  | 1.3436
2019 | 12 | 7 | 18 | 12 | 7 | 20 | 48.4 | 30597 | 42.6122 |  |  | 1.2946
2019 | 12 | 7 | 19 | 12 | 7 | 21 | 48.01 | 30349 | 42.2669 |  |  | 1.2842
2019 | 12 | 7 | 20 | 12 | 7 | 22 | 46.8 | 29154 | 40.6026 |  |  | 1.2518
2019 | 12 | 7 | 21 | 12 | 7 | 23 | 43.5 | 27326 | 38.0567 |  |  | 1.1636
2019 | 12 | 7 | 22 | 12 | 7 | 0 | 44.85 | 25309 | 35.2477 |  |  | 1.1997
2019 | 12 | 7 | 23 | 12 | 7 | 1 | 43.94 | 23356 | 32.5278 |  |  | 1.1753
2019 | 12 | 8 | 0 | 12 | 8 | 2 | 41.41 | 21931 | 30.5432 |  |  | 1.1077
2019 | 12 | 8 | 1 | 12 | 8 | 3 | 37.1 | 21144 | 29.4471 |  |  | 0.99238
2019 | 12 | 8 | 2 | 12 | 8 | 4 | 36.3 | 20661 | 28.7744 |  |  | 0.97098
2019 | 12 | 8 | 3 | 12 | 8 | 5 | 36.3 | 20677 | 28.7967 |  |  | 0.97098
2019 | 12 | 8 | 4 | 12 | 8 | 6 | 36.2 | 21120 | 29.4137 |  |  | 0.9683
2019 | 12 | 8 | 5 | 12 | 8 | 7 | 36.85 | 21875 | 30.4652 |  |  | 0.98569
2019 | 12 | 8 | 6 | 12 | 8 | 8 | 36.85 | 22628 | 31.5139 |  |  | 0.98569
2019 | 12 | 8 | 7 | 12 | 8 | 9 | 37.1 | 24608 | 34.2714 |  |  | 0.99238
2019 | 12 | 8 | 8 | 12 | 8 | 10 | 40 | 26660 | 37.1292 |  |  | 1.0699
2019 | 12 | 8 | 9 | 12 | 8 | 11 | 40.57 | 27515 | 38.32 |  |  | 1.0852
2019 | 12 | 8 | 10 | 12 | 8 | 12 | 39.49 | 27481 | 38.2726 |  |  | 1.0563
2019 | 12 | 8 | 11 | 12 | 8 | 13 | 42.01 | 27621 | 38.4676 |  |  | 1.1237
2019 | 12 | 8 | 12 | 12 | 8 | 14 | 42 | 27517 | 38.3228 |  |  | 1.1234
2019 | 12 | 8 | 13 | 12 | 8 | 15 | 38.11 | 26451 | 36.8381 |  |  | 1.0194
2019 | 12 | 8 | 14 | 12 | 8 | 16 | 38.05 | 25931 | 36.1139 |  |  | 1.0178
2019 | 12 | 8 | 15 | 12 | 8 | 17 | 41.1 | 26438 | 36.82 |  |  | 1.0994
2019 | 12 | 8 | 16 | 12 | 8 | 18 | 46.94 | 28296 | 39.4077 |  |  | 1.2556
2019 | 12 | 8 | 17 | 12 | 8 | 19 | 48.2 | 29316 | 40.8282 |  |  | 1.2893
2019 | 12 | 8 | 18 | 12 | 8 | 20 | 48.6 | 30293 | 42.1889 |  |  | 1.3
2019 | 12 | 8 | 19 | 12 | 8 | 21 | 48.6 | 30189 | 42.044 |  |  | 1.3
2019 | 12 | 8 | 20 | 12 | 8 | 22 | 44.85 | 29145 | 40.5901 |  |  | 1.1997
2019 | 12 | 8 | 21 | 12 | 8 | 23 | 38.05 | 26708 | 37.1961 |  |  | 1.0178
2019 | 12 | 8 | 22 | 12 | 8 | 0 | 35.7 | 24530 | 34.1628 |  |  | 0.95493
2019 | 12 | 8 | 23 | 12 | 8 | 1 | 30 | 22726 | 31.6504 |  |  | 0.80246
2019 | 12 | 9 | 0 | 12 | 9 | 2 | 28.61 | 21753 | 30.2953 |  |  | 0.76528
2019 | 12 | 9 | 1 | 12 | 9 | 3 | 28.61 | 21133 | 29.4318 |  |  | 0.76528
2019 | 12 | 9 | 2 | 12 | 9 | 4 | 28.61 | 21018 | 29.2716 |  |  | 0.76528
2019 | 12 | 9 | 3 | 12 | 9 | 5 | 28.97 | 21775 | 30.3259 |  |  | 0.77491
2019 | 12 | 9 | 4 | 12 | 9 | 6 | 33.6 | 24178 | 33.6725 |  |  | 0.89876
2019 | 12 | 9 | 5 | 12 | 9 | 7 | 43.48 | 27269 | 37.9774 |  |  | 1.163
2019 | 12 | 9 | 6 | 12 | 9 | 8 | 45.44 | 28966 | 40.3408 |  |  | 1.2155
2019 | 12 | 9 | 7 | 12 | 9 | 9 | 46.25 | 30760 | 42.8393 |  |  | 1.2371
2019 | 12 | 9 | 8 | 12 | 9 | 10 | 45.64 | 31716 | 44.1707 |  |  | 1.2208
2019 | 12 | 9 | 9 | 12 | 9 | 11 | 44.51 | 32072 | 44.6665 |  |  | 1.1906
2019 | 12 | 9 | 10 | 12 | 9 | 12 | 43.06 | 31947 | 44.4924 |  |  | 1.1518
2019 | 12 | 9 | 11 | 12 | 9 | 13 | 43.07 | 32064 | 44.6553 |  |  | 1.1521
2019 | 12 | 9 | 12 | 12 | 9 | 14 | 41.58 | 31536 | 43.92 |  |  | 1.1122
2019 | 12 | 9 | 13 | 12 | 9 | 15 | 41.2 | 30799 | 42.8936 |  |  | 1.102
2019 | 12 | 9 | 14 | 12 | 9 | 16 | 43.56 | 30287 | 42.1805 |  |  | 1.1652
2019 | 12 | 9 | 15 | 12 | 9 | 17 | 46.94 | 30818 | 42.92 |  |  | 1.2556
2019 | 12 | 9 | 16 | 12 | 9 | 18 | 52.17 | 32678 | 45.5104 |  |  | 1.3955
2019 | 12 | 9 | 17 | 12 | 9 | 19 | 52.06 | 33450 | 46.5856 |  |  | 1.3925
2019 | 12 | 9 | 18 | 12 | 9 | 20 | 50.17 | 34033 | 47.3975 |  |  | 1.342
2019 | 12 | 9 | 19 | 12 | 9 | 21 | 48.35 | 33539 | 46.7096 |  |  | 1.2933
2019 | 12 | 9 | 20 | 12 | 9 | 22 | 47.27 | 31179 | 43.4228 |  |  | 1.2644
2019 | 12 | 9 | 21 | 12 | 9 | 23 | 43.73 | 28220 | 39.3018 |  |  | 1.1697
2019 | 12 | 9 | 22 | 12 | 9 | 0 | 42.67 | 26047 | 36.2755 |  |  | 1.1414
2019 | 12 | 9 | 23 | 12 | 9 | 1 | 39.5 | 24205 | 33.7101 |  |  | 1.0566
2019 | 12 | 10 | 0 | 12 | 10 | 2 | 37 | 23077 | 32.1392 |  |  | 0.9897
2019 | 12 | 10 | 1 | 12 | 10 | 3 | 35.41 | 22578 | 31.4442 |  |  | 0.94717
2019 | 12 | 10 | 2 | 12 | 10 | 4 | 35.45 | 22581 | 31.4484 |  |  | 0.94824
2019 | 12 | 10 | 3 | 12 | 10 | 5 | 36.31 | 23352 | 32.5222 |  |  | 0.97125
2019 | 12 | 10 | 4 | 12 | 10 | 6 | 46.11 | 26215 | 36.5095 |  |  | 1.2334
2019 | 12 | 10 | 5 | 12 | 10 | 7 | 53.1 | 31060 | 43.2571 |  |  | 1.4204
2019 | 12 | 10 | 6 | 12 | 10 | 8 | 55.84 | 33826 | 47.1093 |  |  | 1.4936
2019 | 12 | 10 | 7 | 12 | 10 | 9 | 54.93 | 34963 | 48.6927 |  |  | 1.4693
2019 | 12 | 10 | 8 | 12 | 10 | 10 | 51 | 35173 | 48.9852 |  |  | 1.3642
2019 | 12 | 10 | 9 | 12 | 10 | 11 | 49.9 | 34821 | 48.495 |  |  | 1.3348
2019 | 12 | 10 | 10 | 12 | 10 | 12 | 47.34 | 34589 | 48.1719 |  |  | 1.2663
2019 | 12 | 10 | 11 | 12 | 10 | 13 | 46.99 | 34401 | 47.9101 |  |  | 1.2569
2019 | 12 | 10 | 12 | 12 | 10 | 14 | 46.94 | 33587 | 46.7764 |  |  | 1.2556
2019 | 12 | 10 | 13 | 12 | 10 | 15 | 46.55 | 33204 | 46.243 |  |  | 1.2452
2019 | 12 | 10 | 14 | 12 | 10 | 16 | 46.67 | 33090 | 46.0842 |  |  | 1.2484
2019 | 12 | 10 | 15 | 12 | 10 | 17 | 51.93 | 33698 | 46.931 |  |  | 1.3891
2019 | 12 | 10 | 16 | 12 | 10 | 18 | 53.48 | 35370 | 49.2596 |  |  | 1.4305
2019 | 12 | 10 | 17 | 12 | 10 | 19 | 53.15 | 35968 | 50 |  |  | 1.4217
2019 | 12 | 10 | 18 | 12 | 10 | 20 | 52.05 | 36531 | 50 |  |  | 1.3923
2019 | 12 | 10 | 19 | 12 | 10 | 21 | 49.21 | 35612 | 49.5966 |  |  | 1.3163
2019 | 12 | 10 | 20 | 12 | 10 | 22 | 45.44 | 32822 | 45.711 |  |  | 1.2155
2019 | 12 | 10 | 21 | 12 | 10 | 23 | 41.43 | 29527 | 41.1221 |  |  | 1.1082
2019 | 12 | 10 | 22 | 12 | 10 | 0 | 39.75 | 27221 | 37.9105 |  |  | 1.0633
2019 | 12 | 10 | 23 | 12 | 10 | 1 | 37.94 | 25152 | 35.029 |  |  | 1.0148
2019 | 12 | 11 | 0 | 12 | 11 | 2 | 36.3 | 24045 | 33.4873 |  |  | 0.97098
2019 | 12 | 11 | 1 | 12 | 11 | 3 | 35.89 | 23578 | 32.8369 |  |  | 0.96001
2019 | 12 | 11 | 2 | 12 | 11 | 4 | 34.82 | 23528 | 32.7673 |  |  | 0.93139
2019 | 12 | 11 | 3 | 12 | 11 | 5 | 36 | 24185 | 33.6823 |  |  | 0.96295
2019 | 12 | 11 | 4 | 12 | 11 | 6 | 41.11 | 27054 | 37.6779 |  |  | 1.0996
2019 | 12 | 11 | 5 | 12 | 11 | 7 | 50 | 31916 | 44.4492 |  |  | 1.3374
2019 | 12 | 11 | 6 | 12 | 11 | 8 | 54.5 | 34494 | 48.0396 |  |  | 1.4578
2019 | 12 | 11 | 7 | 12 | 11 | 9 | 54.01 | 35446 | 49.3654 |  |  | 1.4447
2019 | 12 | 11 | 8 | 12 | 11 | 10 | 50.23 | 35612 | 49.5966 |  |  | 1.3436
2019 | 12 | 11 | 9 | 12 | 11 | 11 | 47.99 | 35337 | 49.2136 |  |  | 1.2837
2019 | 12 | 11 | 10 | 12 | 11 | 12 | 45.1 | 34935 | 48.6538 |  |  | 1.2064
2019 | 12 | 11 | 11 | 12 | 11 | 13 | 43.01 | 34687 | 48.3084 |  |  | 1.1505
2019 | 12 | 11 | 12 | 12 | 11 | 14 | 39.09 | 33738 | 46.9867 |  |  | 1.0456
2019 | 12 | 11 | 13 | 12 | 11 | 15 | 39.01 | 33689 | 46.9185 |  |  | 1.0435
2019 | 12 | 11 | 14 | 12 | 11 | 16 | 41.05 | 33344 | 46.438 |  |  | 1.098
2019 | 12 | 11 | 15 | 12 | 11 | 17 | 45 | 33916 | 47.2346 |  |  | 1.2037
2019 | 12 | 11 | 16 | 12 | 11 | 18 | 46.81 | 35683 | 49.6955 |  |  | 1.2521
2019 | 12 | 11 | 17 | 12 | 11 | 19 | 49.03 | 36304 | 50 |  |  | 1.3115
2019 | 12 | 11 | 18 | 12 | 11 | 20 | 50.05 | 36763 | 50 |  |  | 1.3388
2019 | 12 | 11 | 19 | 12 | 11 | 21 | 45 | 35903 | 50 |  |  | 1.2037
2019 | 12 | 11 | 20 | 12 | 11 | 22 | 42.24 | 33054 | 46.0341 |  |  | 1.1299
2019 | 12 | 11 | 21 | 12 | 11 | 23 | 37.63 | 29651 | 41.2948 |  |  | 1.0066
2019 | 12 | 11 | 22 | 12 | 11 | 0 | 37 | 27311 | 38.0359 |  |  | 0.9897
2019 | 12 | 11 | 23 | 12 | 11 | 1 | 35.83 | 25380 | 35.3466 |  |  | 0.95841
2019 | 12 | 12 | 0 | 12 | 12 | 2 | 33.01 | 24144 | 33.6252 |  |  | 0.88297
2019 | 12 | 12 | 1 | 12 | 12 | 3 | 30 | 23606 | 32.8759 |  |  | 0.80246
2019 | 12 | 12 | 2 | 12 | 12 | 4 | 29.77 | 23504 | 32.7339 |  |  | 0.79631
2019 | 12 | 12 | 3 | 12 | 12 | 5 | 30 | 24298 | 33.8397 |  |  | 0.80246
2019 | 12 | 12 | 4 | 12 | 12 | 6 | 33.92 | 27259 | 37.9634 |  |  | 0.90732
2019 | 12 | 12 | 5 | 12 | 12 | 7 | 41.96 | 31911 | 44.4422 |  |  | 1.1224
2019 | 12 | 12 | 6 | 12 | 12 | 8 | 43.75 | 34610 | 48.2011 |  |  | 1.1703
2019 | 12 | 12 | 7 | 12 | 12 | 9 | 44.59 | 35605 | 49.5869 |  |  | 1.1927
2019 | 12 | 12 | 8 | 12 | 12 | 10 | 43.8 | 35974 | 50 |  |  | 1.1716
2019 | 12 | 12 | 9 | 12 | 12 | 11 | 42.16 | 35942 | 50 |  |  | 1.1277
2019 | 12 | 12 | 10 | 12 | 12 | 12 | 41.1 | 35754 | 49.7944 |  |  | 1.0994
2019 | 12 | 12 | 11 | 12 | 12 | 13 | 40.75 | 35843 | 49.9183 |  |  | 1.09
2019 | 12 | 12 | 12 | 12 | 12 | 14 | 40.32 | 35211 | 49.0381 |  |  | 1.0785
2019 | 12 | 12 | 13 | 12 | 12 | 15 | 40.29 | 34889 | 48.5897 |  |  | 1.0777
2019 | 12 | 12 | 14 | 12 | 12 | 16 | 40.75 | 34919 | 48.6315 |  |  | 1.09
2019 | 12 | 12 | 15 | 12 | 12 | 17 | 41.43 | 35695 | 49.7122 |  |  | 1.1082
2019 | 12 | 12 | 16 | 12 | 12 | 18 | 43.75 | 36981 | 50 |  |  | 1.1703
2019 | 12 | 12 | 17 | 12 | 12 | 19 | 44.59 | 37254 | 50 |  |  | 1.1927
2019 | 12 | 12 | 18 | 12 | 12 | 20 | 41.78 | 37368 | 50 |  |  | 1.1176
2019 | 12 | 12 | 19 | 12 | 12 | 21 | 37.25 | 36328 | 50 |  |  | 0.99639
2019 | 12 | 12 | 20 | 12 | 12 | 22 | 36.71 | 33500 | 46.6552 |  |  | 0.98194
2019 | 12 | 12 | 21 | 12 | 12 | 23 | 31.37 | 30207 | 42.0691 |  |  | 0.83911
2019 | 12 | 12 | 22 | 12 | 12 | 0 | 21.01 | 27842 | 38.7754 |  |  | 0.56199
2019 | 12 | 12 | 23 | 12 | 12 | 1 | 16.5 | 25918 | 36.0958 |  |  | 0.44135
2019 | 12 | 13 | 0 | 12 | 13 | 2 | 11.01 | 24595 | 34.2533 |  |  | 0.2945
2019 | 12 | 13 | 1 | 12 | 13 | 3 | 7.47 | 23874 | 33.2492 |  |  | 0.19981
2019 | 12 | 13 | 2 | 12 | 13 | 4 | 6.25 | 23890 | 33.2715 |  |  | 0.16718
2019 | 12 | 13 | 3 | 12 | 13 | 5 | 9.36 | 24585 | 34.2394 |  |  | 0.25037
2019 | 12 | 13 | 4 | 12 | 13 | 6 | 20 | 27445 | 38.2225 |  |  | 0.53497
2019 | 12 | 13 | 5 | 12 | 13 | 7 | 28.21 | 31895 | 44.42 |  |  | 0.75458
2019 | 12 | 13 | 6 | 12 | 13 | 8 | 32.69 | 34173 | 47.5925 |  |  | 0.87441
2019 | 12 | 13 | 7 | 12 | 13 | 9 | 34.34 | 34949 | 48.6733 |  |  | 0.91855
2019 | 12 | 13 | 8 | 12 | 13 | 10 | 34.96 | 35170 | 48.981 |  |  | 0.93513
2019 | 12 | 13 | 9 | 12 | 13 | 11 | 31.87 | 35047 | 48.8097 |  |  | 0.85248
2019 | 12 | 13 | 10 | 12 | 13 | 12 | 30 | 34741 | 48.3836 |  |  | 0.80246
2019 | 12 | 13 | 11 | 12 | 13 | 13 | 31.84 | 34815 | 48.4866 |  |  | 0.85168
2019 | 12 | 13 | 12 | 12 | 13 | 14 | 30 | 33545 | 46.7179 |  |  | 0.80246
2019 | 12 | 13 | 13 | 12 | 13 | 15 | 29.51 | 32777 | 45.6483 |  |  | 0.78935
2019 | 12 | 13 | 14 | 12 | 13 | 16 | 31.44 | 32624 | 45.4352 |  |  | 0.84098
2019 | 12 | 13 | 15 | 12 | 13 | 17 | 32 | 33110 | 46.1121 |  |  | 0.85596
2019 | 12 | 13 | 16 | 12 | 13 | 18 | 36.89 | 34341 | 47.8265 |  |  | 0.98676
2019 | 12 | 13 | 17 | 12 | 13 | 19 | 38 | 34519 | 48.0744 |  |  | 1.0165
2019 | 12 | 13 | 18 | 12 | 13 | 20 | 38.01 | 34375 | 47.8738 |  |  | 1.0167
2019 | 12 | 13 | 19 | 12 | 13 | 21 | 36.51 | 33616 | 46.8168 |  |  | 0.97659
2019 | 12 | 13 | 20 | 12 | 13 | 22 | 34.51 | 31309 | 43.6038 |  |  | 0.9231
2019 | 12 | 13 | 21 | 12 | 13 | 23 | 29.75 | 28780 | 40.0817 |  |  | 0.79577
2019 | 12 | 13 | 22 | 12 | 13 | 0 | 26.75 | 26967 | 37.5568 |  |  | 0.71553
2019 | 12 | 13 | 23 | 12 | 13 | 1 | 25.21 | 25120 | 34.9845 |  |  | 0.67433
2019 | 12 | 14 | 0 | 12 | 14 | 2 | 25.01 | 23748 | 33.0737 |  |  | 0.66898
2019 | 12 | 14 | 1 | 12 | 14 | 3 | 23.01 | 22957 | 31.9721 |  |  | 0.61549
2019 | 12 | 14 | 2 | 12 | 14 | 4 | 21.92 | 22627 | 31.5125 |  |  | 0.58633
2019 | 12 | 14 | 3 | 12 | 14 | 5 | 19.64 | 22523 | 31.3676 |  |  | 0.52534
2019 | 12 | 14 | 4 | 12 | 14 | 6 | 21.08 | 23102 | 32.174 |  |  | 0.56386
2019 | 12 | 14 | 5 | 12 | 14 | 7 | 26.46 | 24628 | 34.2993 |  |  | 0.70777
2019 | 12 | 14 | 6 | 12 | 14 | 8 | 28 | 26217 | 36.5122 |  |  | 0.74896
2019 | 12 | 14 | 7 | 12 | 14 | 9 | 30 | 28547 | 39.7572 |  |  | 0.80246
2019 | 12 | 14 | 8 | 12 | 14 | 10 | 30.75 | 30166 | 42.012 |  |  | 0.82252
2019 | 12 | 14 | 9 | 12 | 14 | 11 | 29.94 | 30301 | 42.2 |  |  | 0.80086
2019 | 12 | 14 | 10 | 12 | 14 | 12 | 29.32 | 30006 | 41.7892 |  |  | 0.78427
2019 | 12 | 14 | 11 | 12 | 14 | 13 | 27 | 30063 | 41.8685 |  |  | 0.72221
2019 | 12 | 14 | 12 | 12 | 14 | 14 | 26.75 | 29495 | 41.0775 |  |  | 0.71553
2019 | 12 | 14 | 13 | 12 | 14 | 15 | 27.95 | 28401 | 39.5539 |  |  | 0.74763
2019 | 12 | 14 | 14 | 12 | 14 | 16 | 28.1 | 27696 | 38.572 |  |  | 0.75164
2019 | 12 | 14 | 15 | 12 | 14 | 17 | 30.01 | 28249 | 39.3422 |  |  | 0.80273
2019 | 12 | 14 | 16 | 12 | 14 | 18 | 36.99 | 30165 | 42.0106 |  |  | 0.98943
2019 | 12 | 14 | 17 | 12 | 14 | 19 | 36.99 | 30574 | 42.5802 |  |  | 0.98943
2019 | 12 | 14 | 18 | 12 | 14 | 20 | 32.48 | 30927 | 43.0718 |  |  | 0.8688
2019 | 12 | 14 | 19 | 12 | 14 | 21 | 29.94 | 30579 | 42.5872 |  |  | 0.80086
2019 | 12 | 14 | 20 | 12 | 14 | 22 | 29.79 | 29344 | 40.8672 |  |  | 0.79684
2019 | 12 | 14 | 21 | 12 | 14 | 23 | 29.6 | 27336 | 38.0707 |  |  | 0.79176
2019 | 12 | 14 | 22 | 12 | 14 | 0 | 26.2 | 25171 | 35.0555 |  |  | 0.70082
2019 | 12 | 14 | 23 | 12 | 14 | 1 | 20 | 23212 | 32.3272 |  |  | 0.53497
2019 | 12 | 15 | 0 | 12 | 15 | 2 | 10.93 | 21799 | 30.3593 |  |  | 0.29236
2019 | 12 | 15 | 1 | 12 | 15 | 3 | 7.56 | 21058 | 29.3273 |  |  | 0.20222
2019 | 12 | 15 | 2 | 12 | 15 | 4 | 5.41 | 20669 | 28.7856 |  |  | 0.14471
2019 | 12 | 15 | 3 | 12 | 15 | 5 | 5.84 | 20594 | 28.6811 |  |  | 0.15621
2019 | 12 | 15 | 4 | 12 | 15 | 6 | 7.57 | 21331 | 29.7075 |  |  | 0.20249
2019 | 12 | 15 | 5 | 12 | 15 | 7 | 11.31 | 22352 | 31.1295 |  |  | 0.30253
2019 | 12 | 15 | 6 | 12 | 15 | 8 | 15.97 | 23191 | 32.298 |  |  | 0.42718
2019 | 12 | 15 | 7 | 12 | 15 | 9 | 23.68 | 25077 | 34.9246 |  |  | 0.63341
2019 | 12 | 15 | 8 | 12 | 15 | 10 | 28.03 | 27159 | 37.8242 |  |  | 0.74977
2019 | 12 | 15 | 9 | 12 | 15 | 11 | 28 | 27964 | 38.9453 |  |  | 0.74896
2019 | 12 | 15 | 10 | 12 | 15 | 12 | 30.1 | 27868 | 38.8116 |  |  | 0.80514
2019 | 12 | 15 | 11 | 12 | 15 | 13 | 30 | 28226 | 39.3102 |  |  | 0.80246
2019 | 12 | 15 | 12 | 12 | 15 | 14 | 29.19 | 28149 | 39.2029 |  |  | 0.78079
2019 | 12 | 15 | 13 | 12 | 15 | 15 | 28 | 27056 | 37.6807 |  |  | 0.74896
2019 | 12 | 15 | 14 | 12 | 15 | 16 | 30.71 | 26427 | 36.8047 |  |  | 0.82145
2019 | 12 | 15 | 15 | 12 | 15 | 17 | 36.63 | 26832 | 37.3688 |  |  | 0.9798
2019 | 12 | 15 | 16 | 12 | 15 | 18 | 42.88 | 29015 | 40.409 |  |  | 1.147
2019 | 12 | 15 | 17 | 12 | 15 | 19 | 43.96 | 30044 | 41.8421 |  |  | 1.1759
2019 | 12 | 15 | 18 | 12 | 15 | 20 | 44.59 | 31135 | 43.3615 |  |  | 1.1927
2019 | 12 | 15 | 19 | 12 | 15 | 21 | 44.1 | 31077 | 43.2807 |  |  | 1.1796
2019 | 12 | 15 | 20 | 12 | 15 | 22 | 39.75 | 29885 | 41.6206 |  |  | 1.0633
2019 | 12 | 15 | 21 | 12 | 15 | 23 | 35.1 | 27401 | 38.1612 |  |  | 0.93888
2019 | 12 | 15 | 22 | 12 | 15 | 0 | 39.53 | 24941 | 34.7352 |  |  | 1.0574
2019 | 12 | 15 | 23 | 12 | 15 | 1 | 33.68 | 23159 | 32.2534 |  |  | 0.9009
2019 | 12 | 16 | 0 | 12 | 16 | 2 | 30.91 | 22072 | 30.7395 |  |  | 0.8268
2019 | 12 | 16 | 1 | 12 | 16 | 3 | 29.49 | 21605 | 30.0891 |  |  | 0.78882
2019 | 12 | 16 | 2 | 12 | 16 | 4 | 29.19 | 21609 | 30.0947 |  |  | 0.78079
2019 | 12 | 16 | 3 | 12 | 16 | 5 | 31.88 | 22566 | 31.4275 |  |  | 0.85275
2019 | 12 | 16 | 4 | 12 | 16 | 6 | 39.27 | 25798 | 35.9287 |  |  | 1.0504
2019 | 12 | 16 | 5 | 12 | 16 | 7 | 45.48 | 30706 | 42.7641 |  |  | 1.2165
2019 | 12 | 16 | 6 | 12 | 16 | 8 | 44.6 | 33494 | 46.6469 |  |  | 1.193
2019 | 12 | 16 | 7 | 12 | 16 | 9 | 47.45 | 34433 | 47.9546 |  |  | 1.2692
2019 | 12 | 16 | 8 | 12 | 16 | 10 | 45.45 | 34894 | 48.5967 |  |  | 1.2157
2019 | 12 | 16 | 9 | 12 | 16 | 11 | 43.94 | 35032 | 48.7888 |  |  | 1.1753
2019 | 12 | 16 | 10 | 12 | 16 | 12 | 43.94 | 35006 | 48.7526 |  |  | 1.1753
2019 | 12 | 16 | 11 | 12 | 16 | 13 | 43.59 | 34911 | 48.6203 |  |  | 1.166
2019 | 12 | 16 | 12 | 12 | 16 | 14 | 41.98 | 33823 | 47.1051 |  |  | 1.1229
2019 | 12 | 16 | 13 | 12 | 16 | 15 | 41.94 | 33325 | 46.4115 |  |  | 1.1218
2019 | 12 | 16 | 14 | 12 | 16 | 16 | 41.73 | 33134 | 46.1455 |  |  | 1.1162
2019 | 12 | 16 | 15 | 12 | 16 | 17 | 41.94 | 33722 | 46.9644 |  |  | 1.1218
2019 | 12 | 16 | 16 | 12 | 16 | 18 | 44.13 | 35093 | 48.8738 |  |  | 1.1804
2019 | 12 | 16 | 17 | 12 | 16 | 19 | 46.54 | 35472 | 49.4016 |  |  | 1.2449
2019 | 12 | 16 | 18 | 12 | 16 | 20 | 44.97 | 35825 | 49.8933 |  |  | 1.2029
2019 | 12 | 16 | 19 | 12 | 16 | 21 | 40.56 | 34817 | 48.4894 |  |  | 1.0849
2019 | 12 | 16 | 20 | 12 | 16 | 22 | 38.26 | 31976 | 44.5328 |  |  | 1.0234
2019 | 12 | 16 | 21 | 12 | 16 | 23 | 36 | 28878 | 40.2182 |  |  | 0.96295
2019 | 12 | 16 | 22 | 12 | 16 | 0 | 32.71 | 26708 | 37.1961 |  |  | 0.87495
2019 | 12 | 16 | 23 | 12 | 16 | 1 | 31.9 | 24865 | 34.6293 |  |  | 0.85328
2019 | 12 | 17 | 0 | 12 | 17 | 2 | 30.5 | 23852 | 33.2185 |  |  | 0.81584
2019 | 12 | 17 | 1 | 12 | 17 | 3 | 29.19 | 23369 | 32.5459 |  |  | 0.78079
2019 | 12 | 17 | 2 | 12 | 17 | 4 | 29.4 | 23280 | 32.4219 |  |  | 0.78641
2019 | 12 | 17 | 3 | 12 | 17 | 5 | 31.25 | 24144 | 33.6252 |  |  | 0.8359
2019 | 12 | 17 | 4 | 12 | 17 | 6 | 35.74 | 26874 | 37.4272 |  |  | 0.956
2019 | 12 | 17 | 5 | 12 | 17 | 7 | 44.92 | 31285 | 43.5704 |  |  | 1.2016
2019 | 12 | 17 | 6 | 12 | 17 | 8 | 49.5 | 33941 | 47.2694 |  |  | 1.3241
2019 | 12 | 17 | 7 | 12 | 17 | 9 | 48 | 34684 | 48.3042 |  |  | 1.2839
2019 | 12 | 17 | 8 | 12 | 17 | 10 | 48.5 | 35076 | 48.8501 |  |  | 1.2973
2019 | 12 | 17 | 9 | 12 | 17 | 11 | 48.06 | 35046 | 48.8083 |  |  | 1.2855
2019 | 12 | 17 | 10 | 12 | 17 | 12 | 47.01 | 34814 | 48.4852 |  |  | 1.2575
2019 | 12 | 17 | 11 | 12 | 17 | 13 | 46.6 | 34796 | 48.4602 |  |  | 1.2465
2019 | 12 | 17 | 12 | 12 | 17 | 14 | 45.23 | 33706 | 46.9421 |  |  | 1.2098
2019 | 12 | 17 | 13 | 12 | 17 | 15 | 44.85 | 33213 | 46.2555 |  |  | 1.1997
2019 | 12 | 17 | 14 | 12 | 17 | 16 | 46 | 32993 | 45.9491 |  |  | 1.2304
2019 | 12 | 17 | 15 | 12 | 17 | 17 | 49.35 | 33296 | 46.3711 |  |  | 1.32
2019 | 12 | 17 | 16 | 12 | 17 | 18 | 56.27 | 34804 | 48.4713 |  |  | 1.5051
2019 | 12 | 17 | 17 | 12 | 17 | 19 | 55.1 | 35343 | 49.222 |  |  | 1.4739
2019 | 12 | 17 | 18 | 12 | 17 | 20 | 49.78 | 35871 | 49.9573 |  |  | 1.3316
2019 | 12 | 17 | 19 | 12 | 17 | 21 | 46.6 | 35177 | 48.9908 |  |  | 1.2465
2019 | 12 | 17 | 20 | 12 | 17 | 22 | 43.49 | 32663 | 45.4896 |  |  | 1.1633
2019 | 12 | 17 | 21 | 12 | 17 | 23 | 39.5 | 29289 | 40.7906 |  |  | 1.0566
2019 | 12 | 17 | 22 | 12 | 17 | 0 | 37.01 | 26974 | 37.5665 |  |  | 0.98997
2019 | 12 | 17 | 23 | 12 | 17 | 1 | 32.69 | 25020 | 34.8452 |  |  | 0.87441
2019 | 12 | 18 | 0 | 12 | 18 | 2 | 29.67 | 23892 | 33.2742 |  |  | 0.79363
2019 | 12 | 18 | 1 | 12 | 18 | 3 | 26.5 | 23409 | 32.6016 |  |  | 0.70884
2019 | 12 | 18 | 2 | 12 | 18 | 4 | 26.5 | 23343 | 32.5096 |  |  | 0.70884
2019 | 12 | 18 | 3 | 12 | 18 | 5 | 28.1 | 24046 | 33.4887 |  |  | 0.75164
2019 | 12 | 18 | 4 | 12 | 18 | 6 | 33 | 26886 | 37.444 |  |  | 0.88271
2019 | 12 | 18 | 5 | 12 | 18 | 7 | 44.6 | 31469 | 43.8267 |  |  | 1.193
2019 | 12 | 18 | 6 | 12 | 18 | 8 | 49.1 | 34110 | 47.5048 |  |  | 1.3134
2019 | 12 | 18 | 7 | 12 | 18 | 9 | 48.78 | 34781 | 48.4393 |  |  | 1.3048
2019 | 12 | 18 | 8 | 12 | 18 | 10 | 45.6 | 34932 | 48.6496 |  |  | 1.2197
2019 | 12 | 18 | 9 | 12 | 18 | 11 | 43.35 | 34953 | 48.6788 |  |  | 1.1596
2019 | 12 | 18 | 10 | 12 | 18 | 12 | 41.07 | 34747 | 48.3919 |  |  | 1.0986
2019 | 12 | 18 | 11 | 12 | 18 | 13 | 40.1 | 34588 | 48.1705 |  |  | 1.0726
2019 | 12 | 18 | 12 | 12 | 18 | 14 | 39.14 | 33724 | 46.9672 |  |  | 1.0469
2019 | 12 | 18 | 13 | 12 | 18 | 15 | 39.14 | 33310 | 46.3906 |  |  | 1.0469
2019 | 12 | 18 | 14 | 12 | 18 | 16 | 40.31 | 33149 | 46.1664 |  |  | 1.0782
2019 | 12 | 18 | 15 | 12 | 18 | 17 | 43.1 | 33741 | 46.9909 |  |  | 1.1529
2019 | 12 | 18 | 16 | 12 | 18 | 18 | 46.47 | 35243 | 49.0827 |  |  | 1.243
2019 | 12 | 18 | 17 | 12 | 18 | 19 | 46.3 | 35667 | 49.6732 |  |  | 1.2385
2019 | 12 | 18 | 18 | 12 | 18 | 20 | 43.85 | 35782 | 49.8334 |  |  | 1.1729
2019 | 12 | 18 | 19 | 12 | 18 | 21 | 39.15 | 34522 | 48.0786 |  |  | 1.0472
2019 | 12 | 18 | 20 | 12 | 18 | 22 | 35.9 | 32379 | 45.094 |  |  | 0.96028
2019 | 12 | 18 | 21 | 12 | 18 | 23 | 28.1 | 29193 | 40.6569 |  |  | 0.75164
2019 | 12 | 18 | 22 | 12 | 18 | 0 | 15 | 27080 | 37.7141 |  |  | 0.40123
2019 | 12 | 18 | 23 | 12 | 18 | 1 | 8.66 | 25146 | 35.0207 |  |  | 0.23164
2019 | 12 | 19 | 0 | 12 | 19 | 2 | 5.95 | 24001 | 33.426 |  |  | 0.15915
2019 | 12 | 19 | 1 | 12 | 19 | 3 | 4.28 | 23364 | 32.5389 |  |  | 0.11448
2019 | 12 | 19 | 2 | 12 | 19 | 4 | 2.27 | 23199 | 32.3091 |  |  | 0.06072
2019 | 12 | 19 | 3 | 12 | 19 | 5 | 5.1 | 24026 | 33.4609 |  |  | 0.13642
2019 | 12 | 19 | 4 | 12 | 19 | 6 | 7.19 | 26782 | 37.2991 |  |  | 0.19232
2019 | 12 | 19 | 5 | 12 | 19 | 7 | 27 | 31151 | 43.3838 |  |  | 0.72221
2019 | 12 | 19 | 6 | 12 | 19 | 8 | 32.27 | 33548 | 46.7221 |  |  | 0.86318
2019 | 12 | 19 | 7 | 12 | 19 | 9 | 35.74 | 34510 | 48.0619 |  |  | 0.956
2019 | 12 | 19 | 8 | 12 | 19 | 10 | 34.18 | 34758 | 48.4072 |  |  | 0.91427
2019 | 12 | 19 | 9 | 12 | 19 | 11 | 31.99 | 34944 | 48.6663 |  |  | 0.85569
2019 | 12 | 19 | 10 | 12 | 19 | 12 | 30 | 35005 | 48.7512 |  |  | 0.80246
2019 | 12 | 19 | 11 | 12 | 19 | 13 | 28.8 | 35249 | 49.0911 |  |  | 0.77036
2019 | 12 | 19 | 12 | 12 | 19 | 14 | 26.42 | 34143 | 47.5507 |  |  | 0.7067
2019 | 12 | 19 | 13 | 12 | 19 | 15 | 25.92 | 33651 | 46.8655 |  |  | 0.69333
2019 | 12 | 19 | 14 | 12 | 19 | 16 | 26.5 | 33567 | 46.7485 |  |  | 0.70884
2019 | 12 | 19 | 15 | 12 | 19 | 17 | 28.8 | 33975 | 47.3168 |  |  | 0.77036
2019 | 12 | 19 | 16 | 12 | 19 | 18 | 32.92 | 35023 | 48.7763 |  |  | 0.88057
2019 | 12 | 19 | 17 | 12 | 19 | 19 | 34.89 | 35208 | 49.034 |  |  | 0.93326
2019 | 12 | 19 | 18 | 12 | 19 | 20 | 35.67 | 35364 | 49.2512 |  |  | 0.95413
2019 | 12 | 19 | 19 | 12 | 19 | 21 | 30 | 34426 | 47.9449 |  |  | 0.80246
2019 | 12 | 19 | 20 | 12 | 19 | 22 | 26.21 | 31925 | 44.4617 |  |  | 0.70108
2019 | 12 | 19 | 21 | 12 | 19 | 23 | 9.19 | 28793 | 40.0998 |  |  | 0.24582
2019 | 12 | 19 | 22 | 12 | 19 | 0 | 4.72 | 26722 | 37.2156 |  |  | 0.12625
2019 | 12 | 19 | 23 | 12 | 19 | 1 | 2.3 | 24815 | 34.5597 |  |  | 0.061522
2019 | 12 | 20 | 0 | 12 | 20 | 2 | 2.3 | 23242 | 32.369 |  |  | 0.061522
2019 | 12 | 20 | 1 | 12 | 20 | 3 | 2.3 | 22733 | 31.6601 |  |  | 0.061522
2019 | 12 | 20 | 2 | 12 | 20 | 4 | 1.76 | 22628 | 31.5139 |  |  | 0.047078
2019 | 12 | 20 | 3 | 12 | 20 | 5 | 2.3 | 23157 | 32.2506 |  |  | 0.061522
2019 | 12 | 20 | 4 | 12 | 20 | 6 | 2.3 | 25702 | 35.795 |  |  | 0.061522
2019 | 12 | 20 | 5 | 12 | 20 | 7 | 10.5 | 29672 | 41.324 |  |  | 0.28086
2019 | 12 | 20 | 6 | 12 | 20 | 8 | 20 | 32120 | 44.7333 |  |  | 0.53497
2019 | 12 | 20 | 7 | 12 | 20 | 9 | 23.85 | 32893 | 45.8099 |  |  | 0.63796
2019 | 12 | 20 | 8 | 12 | 20 | 10 | 24.51 | 33205 | 46.2444 |  |  | 0.65561
2019 | 12 | 20 | 9 | 12 | 20 | 11 | 24.18 | 33241 | 46.2945 |  |  | 0.64678
2019 | 12 | 20 | 10 | 12 | 20 | 12 | 23.29 | 33012 | 45.9756 |  |  | 0.62298
2019 | 12 | 20 | 11 | 12 | 20 | 13 | 23.01 | 33016 | 45.9812 |  |  | 0.61549
2019 | 12 | 20 | 12 | 12 | 20 | 14 | 21.78 | 31985 | 44.5453 |  |  | 0.58259
2019 | 12 | 20 | 13 | 12 | 20 | 15 | 22.5 | 31260 | 43.5356 |  |  | 0.60185
2019 | 12 | 20 | 14 | 12 | 20 | 16 | 23.04 | 30972 | 43.1345 |  |  | 0.61629
2019 | 12 | 20 | 15 | 12 | 20 | 17 | 24.38 | 31394 | 43.7222 |  |  | 0.65213
2019 | 12 | 20 | 16 | 12 | 20 | 18 | 27.37 | 32459 | 45.2054 |  |  | 0.73211
2019 | 12 | 20 | 17 | 12 | 20 | 19 | 30 | 32613 | 45.4199 |  |  | 0.80246
2019 | 12 | 20 | 18 | 12 | 20 | 20 | 32.51 | 32470 | 45.2208 |  |  | 0.8696
2019 | 12 | 20 | 19 | 12 | 20 | 21 | 27.99 | 31590 | 43.9952 |  |  | 0.7487
2019 | 12 | 20 | 20 | 12 | 20 | 22 | 24.51 | 29526 | 41.1207 |  |  | 0.65561
2019 | 12 | 20 | 21 | 12 | 20 | 23 | 17 | 27092 | 37.7309 |  |  | 0.45473
2019 | 12 | 20 | 22 | 12 | 20 | 0 | 2.38 | 25221 | 35.1251 |  |  | 0.063662
2019 | 12 | 20 | 23 | 12 | 20 | 1 | 2.3 | 23305 | 32.4567 |  |  | 0.061522
2019 | 12 | 21 | 0 | 12 | 21 | 2 | 2.3 | 21976 | 30.6058 |  |  | 0.061522
2019 | 12 | 21 | 1 | 12 | 21 | 3 | 2.3 | 21194 | 29.5167 |  |  | 0.061522
2019 | 12 | 21 | 2 | 12 | 21 | 4 | 2.3 | 20862 | 29.0544 |  |  | 0.061522
2019 | 12 | 21 | 3 | 12 | 21 | 5 | 2.3 | 20930 | 29.1491 |  |  | 0.061522
2019 | 12 | 21 | 4 | 12 | 21 | 6 | 2.3 | 21758 | 30.3022 |  |  | 0.061522
2019 | 12 | 21 | 5 | 12 | 21 | 7 | 2.3 | 23135 | 32.22 |  |  | 0.061522
2019 | 12 | 21 | 6 | 12 | 21 | 8 | 2.3 | 24656 | 34.3383 |  |  | 0.061522
2019 | 12 | 21 | 7 | 12 | 21 | 9 | 2.3 | 27007 | 37.6125 |  |  | 0.061522
2019 | 12 | 21 | 8 | 12 | 21 | 10 | 2.3 | 28639 | 39.8854 |  |  | 0.061522
2019 | 12 | 21 | 9 | 12 | 21 | 11 | 2.3 | 28792 | 40.0984 |  |  | 0.061522
2019 | 12 | 21 | 10 | 12 | 21 | 12 | 2.3 | 28705 | 39.9773 |  |  | 0.061522
2019 | 12 | 21 | 11 | 12 | 21 | 13 | 2.3 | 28846 | 40.1736 |  |  | 0.061522
2019 | 12 | 21 | 12 | 12 | 21 | 14 | 2.3 | 28329 | 39.4536 |  |  | 0.061522
2019 | 12 | 21 | 13 | 12 | 21 | 15 | 2.3 | 27192 | 37.8701 |  |  | 0.061522
2019 | 12 | 21 | 14 | 12 | 21 | 16 | 2.3 | 26632 | 37.0902 |  |  | 0.061522
2019 | 12 | 21 | 15 | 12 | 21 | 17 | 2.3 | 26859 | 37.4064 |  |  | 0.061522
2019 | 12 | 21 | 16 | 12 | 21 | 18 | 2.3 | 28321 | 39.4425 |  |  | 0.061522
2019 | 12 | 21 | 17 | 12 | 21 | 19 | 3.3 | 28752 | 40.0427 |  |  | 0.088271
2019 | 12 | 21 | 18 | 12 | 21 | 20 | 5.26 | 29107 | 40.5371 |  |  | 0.1407
2019 | 12 | 21 | 19 | 12 | 21 | 21 | 3.88 | 28826 | 40.1458 |  |  | 0.10378
2019 | 12 | 21 | 20 | 12 | 21 | 22 | 2.3 | 27403 | 38.164 |  |  | 0.061522
2019 | 12 | 21 | 21 | 12 | 21 | 23 | 2.3 | 25465 | 35.4649 |  |  | 0.061522
2019 | 12 | 21 | 22 | 12 | 21 | 0 | 0.51 | 23435 | 32.6378 |  |  | 0.013642
2019 | 12 | 21 | 23 | 12 | 21 | 1 | 0.51 | 21641 | 30.1393 |  |  | 0.013642
2019 | 12 | 22 | 0 | 12 | 22 | 2 | 0.5 | 20456 | 28.4889 |  |  | 0.013374
2019 | 12 | 22 | 1 | 12 | 22 | 3 | 0.1 | 19757 | 27.5154 |  |  | 0.0026749
2019 | 12 | 22 | 2 | 12 | 22 | 4 | 0.1 | 19414 | 27.0378 |  |  | 0.0026749
2019 | 12 | 22 | 3 | 12 | 22 | 5 | 0.1 | 19342 | 26.9375 |  |  | 0.0026749
2019 | 12 | 22 | 4 | 12 | 22 | 6 | 0.2 | 19787 | 27.5572 |  |  | 0.0053497
2019 | 12 | 22 | 5 | 12 | 22 | 7 | 0.5 | 20774 | 28.9318 |  |  | 0.013374
2019 | 12 | 22 | 6 | 12 | 22 | 8 | 0.51 | 21922 | 30.5306 |  |  | 0.013642
2019 | 12 | 22 | 7 | 12 | 22 | 9 | 1.02 | 23931 | 33.3286 |  |  | 0.027284
2019 | 12 | 22 | 8 | 12 | 22 | 10 | 2.3 | 26047 | 36.2755 |  |  | 0.061522
2019 | 12 | 22 | 9 | 12 | 22 | 11 | 2.3 | 26639 | 37.1 |  |  | 0.061522
2019 | 12 | 22 | 10 | 12 | 22 | 12 | 2.05 | 26430 | 36.8089 |  |  | 0.054835
2019 | 12 | 22 | 11 | 12 | 22 | 13 | 2.3 | 26687 | 37.1668 |  |  | 0.061522
2019 | 12 | 22 | 12 | 12 | 22 | 14 | 2.3 | 26289 | 36.6125 |  |  | 0.061522
2019 | 12 | 22 | 13 | 12 | 22 | 15 | 1.1 | 25002 | 34.8201 |  |  | 0.029424
2019 | 12 | 22 | 14 | 12 | 22 | 16 | 1.02 | 24205 | 33.7101 |  |  | 0.027284
2019 | 12 | 22 | 15 | 12 | 22 | 17 | 2.3 | 24454 | 34.0569 |  |  | 0.061522
2019 | 12 | 22 | 16 | 12 | 22 | 18 | 2.3 | 26399 | 36.7657 |  |  | 0.061522
2019 | 12 | 22 | 17 | 12 | 22 | 19 | 3.5 | 27170 | 37.8395 |  |  | 0.09362
2019 | 12 | 22 | 18 | 12 | 22 | 20 | 5.5 | 27988 | 38.9787 |  |  | 0.14712
2019 | 12 | 22 | 19 | 12 | 22 | 21 | 6.6 | 28158 | 39.2155 |  |  | 0.17654
2019 | 12 | 22 | 20 | 12 | 22 | 22 | 5.5 | 26958 | 37.5442 |  |  | 0.14712
2019 | 12 | 22 | 21 | 12 | 22 | 23 | 3.49 | 24821 | 34.568 |  |  | 0.093353
2019 | 12 | 22 | 22 | 12 | 22 | 0 | 5.02 | 22716 | 31.6364 |  |  | 0.13428
2019 | 12 | 22 | 23 | 12 | 22 | 1 | 4.52 | 21058 | 29.3273 |  |  | 0.1209
2019 | 12 | 23 | 0 | 12 | 23 | 2 | 2.3 | 20024 | 27.8873 |  |  | 0.061522
2019 | 12 | 23 | 1 | 12 | 23 | 3 | 1.02 | 19359 | 26.9612 |  |  | 0.027284
2019 | 12 | 23 | 2 | 12 | 23 | 4 | 1 | 19278 | 26.8483 |  |  | 0.026749
2019 | 12 | 23 | 3 | 12 | 23 | 5 | 2.3 | 20099 | 27.9917 |  |  | 0.061522
2019 | 12 | 23 | 4 | 12 | 23 | 6 | 5.5 | 22218 | 30.9429 |  |  | 0.14712
2019 | 12 | 23 | 5 | 12 | 23 | 7 | 19.4 | 25172 | 35.0569 |  |  | 0.51892
2019 | 12 | 23 | 6 | 12 | 23 | 8 | 26.51 | 27565 | 38.3896 |  |  | 0.70911
2019 | 12 | 23 | 7 | 12 | 23 | 9 | 34.44 | 29428 | 40.9842 |  |  | 0.92123
2019 | 12 | 23 | 8 | 12 | 23 | 10 | 35.1 | 30072 | 41.8811 |  |  | 0.93888
2019 | 12 | 23 | 9 | 12 | 23 | 11 | 34.44 | 29860 | 41.5858 |  |  | 0.92123
2019 | 12 | 23 | 10 | 12 | 23 | 12 | 32.83 | 29445 | 41.0079 |  |  | 0.87816
2019 | 12 | 23 | 11 | 12 | 23 | 13 | 31.53 | 29502 | 41.0872 |  |  | 0.84339
2019 | 12 | 23 | 12 | 12 | 23 | 14 | 30 | 28871 | 40.2085 |  |  | 0.80246
2019 | 12 | 23 | 13 | 12 | 23 | 15 | 29.51 | 28028 | 39.0344 |  |  | 0.78935
2019 | 12 | 23 | 14 | 12 | 23 | 16 | 33.41 | 27722 | 38.6083 |  |  | 0.89367
2019 | 12 | 23 | 15 | 12 | 23 | 17 | 39 | 27978 | 38.9648 |  |  | 1.0432
2019 | 12 | 23 | 16 | 12 | 23 | 18 | 40.93 | 29534 | 41.1318 |  |  | 1.0948
2019 | 12 | 23 | 17 | 12 | 23 | 19 | 39.07 | 29733 | 41.409 |  |  | 1.0451
2019 | 12 | 23 | 18 | 12 | 23 | 20 | 35.98 | 29892 | 41.6304 |  |  | 0.96242
2019 | 12 | 23 | 19 | 12 | 23 | 21 | 30.79 | 29686 | 41.3435 |  |  | 0.82359
2019 | 12 | 23 | 20 | 12 | 23 | 22 | 28.51 | 28012 | 39.0121 |  |  | 0.76261
2019 | 12 | 23 | 21 | 12 | 23 | 23 | 18.58 | 25543 | 35.5736 |  |  | 0.49699
2019 | 12 | 23 | 22 | 12 | 23 | 0 | 7 | 23251 | 32.3815 |  |  | 0.18724
2019 | 12 | 23 | 23 | 12 | 23 | 1 | 4.62 | 21201 | 29.5265 |  |  | 0.12358
2019 | 12 | 24 | 0 | 12 | 24 | 2 | 2.3 | 19813 | 27.5934 |  |  | 0.061522
2019 | 12 | 24 | 1 | 12 | 24 | 3 | 1.09 | 19110 | 26.6144 |  |  | 0.029156
2019 | 12 | 24 | 2 | 12 | 24 | 4 | 0.03 | 18860 | 26.2662 |  |  | 0.00080246
2019 | 12 | 24 | 3 | 12 | 24 | 5 | 2.9 | 19227 | 26.7773 |  |  | 0.077571
2019 | 12 | 24 | 4 | 12 | 24 | 6 | 6.26 | 20710 | 28.8427 |  |  | 0.16745
2019 | 12 | 24 | 5 | 12 | 24 | 7 | 15.13 | 22954 | 31.9679 |  |  | 0.40471
2019 | 12 | 24 | 6 | 12 | 24 | 8 | 26.51 | 24950 | 34.7477 |  |  | 0.70911
2019 | 12 | 24 | 7 | 12 | 24 | 9 | 31.24 | 27041 | 37.6598 |  |  | 0.83563
2019 | 12 | 24 | 8 | 12 | 24 | 10 | 30.72 | 27959 | 38.9383 |  |  | 0.82172
2019 | 12 | 24 | 9 | 12 | 24 | 11 | 25.68 | 27906 | 38.8645 |  |  | 0.68691
2019 | 12 | 24 | 10 | 12 | 24 | 12 | 27 | 27164 | 37.8311 |  |  | 0.72221
2019 | 12 | 24 | 11 | 12 | 24 | 13 | 27.55 | 26890 | 37.4495 |  |  | 0.73693
2019 | 12 | 24 | 12 | 12 | 24 | 14 | 27 | 25952 | 36.1432 |  |  | 0.72221
2019 | 12 | 24 | 13 | 12 | 24 | 15 | 26.97 | 24931 | 34.7212 |  |  | 0.72141
2019 | 12 | 24 | 14 | 12 | 24 | 16 | 27.72 | 24392 | 33.9706 |  |  | 0.74147
2019 | 12 | 24 | 15 | 12 | 24 | 17 | 33.41 | 24867 | 34.6321 |  |  | 0.89367
2019 | 12 | 24 | 16 | 12 | 24 | 18 | 36.51 | 27122 | 37.7726 |  |  | 0.97659
2019 | 12 | 24 | 17 | 12 | 24 | 19 | 35.72 | 27364 | 38.1097 |  |  | 0.95546
2019 | 12 | 24 | 18 | 12 | 24 | 20 | 34.11 | 26361 | 36.7128 |  |  | 0.9124
2019 | 12 | 24 | 19 | 12 | 24 | 21 | 28.93 | 24681 | 34.3731 |  |  | 0.77384
2019 | 12 | 24 | 20 | 12 | 24 | 22 | 23.61 | 22504 | 31.3412 |  |  | 0.63154
2019 | 12 | 24 | 21 | 12 | 24 | 23 | 20.99 | 21541 | 30 |  |  | 0.56146
2019 | 12 | 24 | 22 | 12 | 24 | 0 | 12.28 | 20946 | 29.1714 |  |  | 0.32847
2019 | 12 | 24 | 23 | 12 | 24 | 1 | 9.99 | 19931 | 27.7578 |  |  | 0.26722
2019 | 12 | 25 | 0 | 12 | 25 | 2 | 9.32 | 18740 | 26.0991 |  |  | 0.2493
2019 | 12 | 25 | 1 | 12 | 25 | 3 | 5.37 | 17726 | 24.6869 |  |  | 0.14364
2019 | 12 | 25 | 2 | 12 | 25 | 4 | 4.24 | 17208 | 23.9655 |  |  | 0.11341
2019 | 12 | 25 | 3 | 12 | 25 | 5 | 4 | 17185 | 23.9334 |  |  | 0.10699
2019 | 12 | 25 | 4 | 12 | 25 | 6 | 5.41 | 17491 | 24.3596 |  |  | 0.14471
2019 | 12 | 25 | 5 | 12 | 25 | 7 | 6.87 | 18040 | 25.1242 |  |  | 0.18376
2019 | 12 | 25 | 6 | 12 | 25 | 8 | 9.34 | 18269 | 25.4431 |  |  | 0.24983
2019 | 12 | 25 | 7 | 12 | 25 | 9 | 9.99 | 19573 | 27.2592 |  |  | 0.26722
2019 | 12 | 25 | 8 | 12 | 25 | 10 | 12.03 | 21514 | 29.9624 |  |  | 0.32179
2019 | 12 | 25 | 9 | 12 | 25 | 11 | 11.78 | 22687 | 31.596 |  |  | 0.3151
2019 | 12 | 25 | 10 | 12 | 25 | 12 | 15.01 | 22983 | 32.0083 |  |  | 0.4015
2019 | 12 | 25 | 11 | 12 | 25 | 13 | 12.03 | 22857 | 31.8328 |  |  | 0.32179
2019 | 12 | 25 | 12 | 12 | 25 | 14 | 11.59 | 22080 | 30.7507 |  |  | 0.31002
2019 | 12 | 25 | 13 | 12 | 25 | 15 | 9.99 | 20550 | 28.6199 |  |  | 0.26722
2019 | 12 | 25 | 14 | 12 | 25 | 16 | 12.53 | 20088 | 27.9764 |  |  | 0.33516
2019 | 12 | 25 | 15 | 12 | 25 | 17 | 14.99 | 20603 | 28.6937 |  |  | 0.40096
2019 | 12 | 25 | 16 | 12 | 25 | 18 | 19.62 | 22832 | 31.798 |  |  | 0.52481
2019 | 12 | 25 | 17 | 12 | 25 | 19 | 29.37 | 23844 | 33.2074 |  |  | 0.78561
2019 | 12 | 25 | 18 | 12 | 25 | 20 | 29.61 | 24680 | 34.3717 |  |  | 0.79203
2019 | 12 | 25 | 19 | 12 | 25 | 21 | 30 | 24974 | 34.7811 |  |  | 0.80246
2019 | 12 | 25 | 20 | 12 | 25 | 22 | 31 | 24339 | 33.8968 |  |  | 0.82921
2019 | 12 | 25 | 21 | 12 | 25 | 23 | 25.32 | 22394 | 31.188 |  |  | 0.67728
2019 | 12 | 25 | 22 | 12 | 25 | 0 | 12 | 20425 | 28.4458 |  |  | 0.32098
2019 | 12 | 25 | 23 | 12 | 25 | 1 | 10.58 | 18797 | 26.1785 |  |  | 0.283
2019 | 12 | 26 | 0 | 12 | 26 | 2 | 7.99 | 17873 | 24.8916 |  |  | 0.21372
2019 | 12 | 26 | 1 | 12 | 26 | 3 | 4.86 | 17356 | 24.1716 |  |  | 0.13
2019 | 12 | 26 | 2 | 12 | 26 | 4 | 3.92 | 17168 | 23.9098 |  |  | 0.10485
2019 | 12 | 26 | 3 | 12 | 26 | 5 | 5.1 | 17716 | 24.673 |  |  | 0.13642
2019 | 12 | 26 | 4 | 12 | 26 | 6 | 14 | 19544 | 27.2188 |  |  | 0.37448
2019 | 12 | 26 | 5 | 12 | 26 | 7 | 22.8 | 22110 | 30.7925 |  |  | 0.60987
2019 | 12 | 26 | 6 | 12 | 26 | 8 | 27.4 | 24434 | 34.0291 |  |  | 0.73291
2019 | 12 | 26 | 7 | 12 | 26 | 9 | 32.51 | 26471 | 36.866 |  |  | 0.8696
2019 | 12 | 26 | 8 | 12 | 26 | 10 | 34.95 | 27882 | 38.8311 |  |  | 0.93487
2019 | 12 | 26 | 9 | 12 | 26 | 11 | 32.51 | 28156 | 39.2127 |  |  | 0.8696
2019 | 12 | 26 | 10 | 12 | 26 | 12 | 33.36 | 28005 | 39.0024 |  |  | 0.89234
2019 | 12 | 26 | 11 | 12 | 26 | 13 | 29.92 | 28140 | 39.1904 |  |  | 0.80032
2019 | 12 | 26 | 12 | 12 | 26 | 14 | 27.98 | 27404 | 38.1654 |  |  | 0.74843
2019 | 12 | 26 | 13 | 12 | 26 | 15 | 26.94 | 26230 | 36.5304 |  |  | 0.72061
2019 | 12 | 26 | 14 | 12 | 26 | 16 | 32 | 25715 | 35.8131 |  |  | 0.85596
2019 | 12 | 26 | 15 | 12 | 26 | 17 | 39 | 26216 | 36.5109 |  |  | 1.0432
2019 | 12 | 26 | 16 | 12 | 26 | 18 | 42.64 | 27989 | 38.9801 |  |  | 1.1406
2019 | 12 | 26 | 17 | 12 | 26 | 19 | 40.92 | 28522 | 39.7224 |  |  | 1.0946
2019 | 12 | 26 | 18 | 12 | 26 | 20 | 37.24 | 28964 | 40.338 |  |  | 0.99612
2019 | 12 | 26 | 19 | 12 | 26 | 21 | 32.03 | 28740 | 40.026 |  |  | 0.85676
2019 | 12 | 26 | 20 | 12 | 26 | 22 | 30.58 | 27136 | 37.7921 |  |  | 0.81798
2019 | 12 | 26 | 21 | 12 | 26 | 23 | 28.7 | 24778 | 34.5082 |  |  | 0.76769
2019 | 12 | 26 | 22 | 12 | 26 | 0 | 27.47 | 22848 | 31.8203 |  |  | 0.73479
2019 | 12 | 26 | 23 | 12 | 26 | 1 | 25 | 21041 | 29.3037 |  |  | 0.66872
2019 | 12 | 27 | 0 | 12 | 27 | 2 | 19.99 | 19999 | 27.8525 |  |  | 0.53471
2019 | 12 | 27 | 1 | 12 | 27 | 3 | 19.73 | 19466 | 27.1102 |  |  | 0.52775
2019 | 12 | 27 | 2 | 12 | 27 | 4 | 16.6 | 19413 | 27.0364 |  |  | 0.44403
2019 | 12 | 27 | 3 | 12 | 27 | 5 | 20.5 | 20024 | 27.8873 |  |  | 0.54835
2019 | 12 | 27 | 4 | 12 | 27 | 6 | 24 | 22027 | 30.6769 |  |  | 0.64197
2019 | 12 | 27 | 5 | 12 | 27 | 7 | 29.57 | 24741 | 34.4566 |  |  | 0.79096
2019 | 12 | 27 | 6 | 12 | 27 | 8 | 34.75 | 27053 | 37.6765 |  |  | 0.92952
2019 | 12 | 27 | 7 | 12 | 27 | 9 | 38.09 | 29189 | 40.6513 |  |  | 1.0189
2019 | 12 | 27 | 8 | 12 | 27 | 10 | 38.59 | 30154 | 41.9953 |  |  | 1.0322
2019 | 12 | 27 | 9 | 12 | 27 | 11 | 38.09 | 30211 | 42.0747 |  |  | 1.0189
2019 | 12 | 27 | 10 | 12 | 27 | 12 | 39 | 29837 | 41.5538 |  |  | 1.0432
2019 | 12 | 27 | 11 | 12 | 27 | 13 | 37.52 | 29877 | 41.6095 |  |  | 1.0036
2019 | 12 | 27 | 12 | 12 | 27 | 14 | 34.9 | 29011 | 40.4034 |  |  | 0.93353
2019 | 12 | 27 | 13 | 12 | 27 | 15 | 32.51 | 27961 | 38.9411 |  |  | 0.8696
2019 | 12 | 27 | 14 | 12 | 27 | 16 | 34.99 | 27525 | 38.3339 |  |  | 0.93594
2019 | 12 | 27 | 15 | 12 | 27 | 17 | 40.01 | 27947 | 38.9216 |  |  | 1.0702
2019 | 12 | 27 | 16 | 12 | 27 | 18 | 44.88 | 29726 | 41.3992 |  |  | 1.2005
2019 | 12 | 27 | 17 | 12 | 27 | 19 | 43.99 | 30189 | 42.044 |  |  | 1.1767
2019 | 12 | 27 | 18 | 12 | 27 | 20 | 39.52 | 30324 | 42.232 |  |  | 1.0571
2019 | 12 | 27 | 19 | 12 | 27 | 21 | 36.67 | 29927 | 41.6791 |  |  | 0.98087
2019 | 12 | 27 | 20 | 12 | 27 | 22 | 35.38 | 28212 | 39.2907 |  |  | 0.94637
2019 | 12 | 27 | 21 | 12 | 27 | 23 | 33.57 | 25913 | 36.0889 |  |  | 0.89795
2019 | 12 | 27 | 22 | 12 | 27 | 0 | 30.17 | 23971 | 33.3843 |  |  | 0.80701
2019 | 12 | 27 | 23 | 12 | 27 | 1 | 29.5 | 22012 | 30.656 |  |  | 0.78909
2019 | 12 | 28 | 0 | 12 | 28 | 2 | 25.75 | 20787 | 28.9499 |  |  | 0.68878
2019 | 12 | 28 | 1 | 12 | 28 | 3 | 23 | 20074 | 27.9569 |  |  | 0.61522
2019 | 12 | 28 | 2 | 12 | 28 | 4 | 20.97 | 19699 | 27.4347 |  |  | 0.56092
2019 | 12 | 28 | 3 | 12 | 28 | 5 | 20.72 | 19844 | 27.6366 |  |  | 0.55423
2019 | 12 | 28 | 4 | 12 | 28 | 6 | 21.47 | 20739 | 28.8831 |  |  | 0.57429
2019 | 12 | 28 | 5 | 12 | 28 | 7 | 23 | 22143 | 30.8384 |  |  | 0.61522
2019 | 12 | 28 | 6 | 12 | 28 | 8 | 27 | 23846 | 33.2102 |  |  | 0.72221
2019 | 12 | 28 | 7 | 12 | 28 | 9 | 34.75 | 26127 | 36.3869 |  |  | 0.92952
2019 | 12 | 28 | 8 | 12 | 28 | 10 | 35 | 27937 | 38.9077 |  |  | 0.9362
2019 | 12 | 28 | 9 | 12 | 28 | 11 | 34.51 | 28226 | 39.3102 |  |  | 0.9231
2019 | 12 | 28 | 10 | 12 | 28 | 12 | 33 | 27909 | 38.8687 |  |  | 0.88271
2019 | 12 | 28 | 11 | 12 | 28 | 13 | 32.27 | 27905 | 38.8631 |  |  | 0.86318
2019 | 12 | 28 | 12 | 12 | 28 | 14 | 30.51 | 27402 | 38.1626 |  |  | 0.8161
2019 | 12 | 28 | 13 | 12 | 28 | 15 | 26.48 | 26285 | 36.607 |  |  | 0.70831
2019 | 12 | 28 | 14 | 12 | 28 | 16 | 32 | 25643 | 35.7128 |  |  | 0.85596
2019 | 12 | 28 | 15 | 12 | 28 | 17 | 39.09 | 25842 | 35.99 |  |  | 1.0456
2019 | 12 | 28 | 16 | 12 | 28 | 18 | 43.75 | 27859 | 38.7991 |  |  | 1.1703
2019 | 12 | 28 | 17 | 12 | 28 | 19 | 43.29 | 28723 | 40.0023 |  |  | 1.158
2019 | 12 | 28 | 18 | 12 | 28 | 20 | 39.62 | 29310 | 40.8199 |  |  | 1.0598
2019 | 12 | 28 | 19 | 12 | 28 | 21 | 35.39 | 29182 | 40.6416 |  |  | 0.94664
2019 | 12 | 28 | 20 | 12 | 28 | 22 | 34.75 | 27887 | 38.838 |  |  | 0.92952
2019 | 12 | 28 | 21 | 12 | 28 | 23 | 30.17 | 25810 | 35.9454 |  |  | 0.80701
2019 | 12 | 28 | 22 | 12 | 28 | 0 | 30.6 | 23642 | 32.9261 |  |  | 0.81851
2019 | 12 | 28 | 23 | 12 | 28 | 1 | 28.1 | 21734 | 30.2688 |  |  | 0.75164
2019 | 12 | 29 | 0 | 12 | 29 | 2 | 26.92 | 20432 | 28.4555 |  |  | 0.72007
2019 | 12 | 29 | 1 | 12 | 29 | 3 | 22.85 | 19581 | 27.2703 |  |  | 0.61121
2019 | 12 | 29 | 2 | 12 | 29 | 4 | 20.97 | 19255 | 26.8163 |  |  | 0.56092
2019 | 12 | 29 | 3 | 12 | 29 | 5 | 21.31 | 19374 | 26.982 |  |  | 0.57001
2019 | 12 | 29 | 4 | 12 | 29 | 6 | 22.72 | 19845 | 27.638 |  |  | 0.60773
2019 | 12 | 29 | 5 | 12 | 29 | 7 | 25.1 | 20697 | 28.8246 |  |  | 0.67139
2019 | 12 | 29 | 6 | 12 | 29 | 8 | 27.52 | 21589 | 30.0669 |  |  | 0.73612
2019 | 12 | 29 | 7 | 12 | 29 | 9 | 30.04 | 23309 | 32.4623 |  |  | 0.80353
2019 | 12 | 29 | 8 | 12 | 29 | 10 | 32.52 | 25272 | 35.1962 |  |  | 0.86987
2019 | 12 | 29 | 9 | 12 | 29 | 11 | 32.51 | 26020 | 36.2379 |  |  | 0.8696
2019 | 12 | 29 | 10 | 12 | 29 | 12 | 32.03 | 25924 | 36.1042 |  |  | 0.85676
2019 | 12 | 29 | 11 | 12 | 29 | 13 | 30.61 | 26232 | 36.5331 |  |  | 0.81878
2019 | 12 | 29 | 12 | 12 | 29 | 14 | 30.8 | 26081 | 36.3228 |  |  | 0.82386
2019 | 12 | 29 | 13 | 12 | 29 | 15 | 31.39 | 24938 | 34.731 |  |  | 0.83964
2019 | 12 | 29 | 14 | 12 | 29 | 16 | 33.97 | 24306 | 33.8508 |  |  | 0.90865
2019 | 12 | 29 | 15 | 12 | 29 | 17 | 41 | 24635 | 34.309 |  |  | 1.0967
2019 | 12 | 29 | 16 | 12 | 29 | 18 | 43.5 | 26789 | 37.3089 |  |  | 1.1636
2019 | 12 | 29 | 17 | 12 | 29 | 19 | 43.5 | 27812 | 38.7336 |  |  | 1.1636
2019 | 12 | 29 | 18 | 12 | 29 | 20 | 40 | 28772 | 40.0706 |  |  | 1.0699
2019 | 12 | 29 | 19 | 12 | 29 | 21 | 41.15 | 28895 | 40.2419 |  |  | 1.1007
2019 | 12 | 29 | 20 | 12 | 29 | 22 | 39.06 | 27823 | 38.7489 |  |  | 1.0448
2019 | 12 | 29 | 21 | 12 | 29 | 23 | 34.9 | 25629 | 35.6933 |  |  | 0.93353
2019 | 12 | 29 | 22 | 12 | 29 | 0 | 33.1 | 23245 | 32.3732 |  |  | 0.88538
2019 | 12 | 29 | 23 | 12 | 29 | 1 | 25 | 21284 | 29.6421 |  |  | 0.66872
2019 | 12 | 30 | 0 | 12 | 30 | 2 | 22.51 | 20221 | 28.1617 |  |  | 0.60211
2019 | 12 | 30 | 1 | 12 | 30 | 3 | 21.97 | 19619 | 27.3233 |  |  | 0.58767
2019 | 12 | 30 | 2 | 12 | 30 | 4 | 21.47 | 19594 | 27.2884 |  |  | 0.57429
2019 | 12 | 30 | 3 | 12 | 30 | 5 | 22.22 | 20156 | 28.0711 |  |  | 0.59436
2019 | 12 | 30 | 4 | 12 | 30 | 6 | 30 | 22051 | 30.7103 |  |  | 0.80246
2019 | 12 | 30 | 5 | 12 | 30 | 7 | 38 | 24961 | 34.763 |  |  | 1.0165
2019 | 12 | 30 | 6 | 12 | 30 | 8 | 41.26 | 27529 | 38.3395 |  |  | 1.1037
2019 | 12 | 30 | 7 | 12 | 30 | 9 | 42.42 | 29989 | 41.7655 |  |  | 1.1347
2019 | 12 | 30 | 8 | 12 | 30 | 10 | 42.42 | 31066 | 43.2654 |  |  | 1.1347
2019 | 12 | 30 | 9 | 12 | 30 | 11 | 40.98 | 30952 | 43.1067 |  |  | 1.0962
2019 | 12 | 30 | 10 | 12 | 30 | 12 | 39.38 | 30433 | 42.3838 |  |  | 1.0534
2019 | 12 | 30 | 11 | 12 | 30 | 13 | 38.38 | 30547 | 42.5426 |  |  | 1.0266
2019 | 12 | 30 | 12 | 12 | 30 | 14 | 35.32 | 29831 | 41.5454 |  |  | 0.94476
2019 | 12 | 30 | 13 | 12 | 30 | 15 | 35.16 | 28776 | 40.0762 |  |  | 0.94048
2019 | 12 | 30 | 14 | 12 | 30 | 16 | 36.46 | 28371 | 39.5121 |  |  | 0.97526
2019 | 12 | 30 | 15 | 12 | 30 | 17 | 43.59 | 28664 | 39.9202 |  |  | 1.166
2019 | 12 | 30 | 16 | 12 | 30 | 18 | 46.42 | 30492 | 42.466 |  |  | 1.2417
2019 | 12 | 30 | 17 | 12 | 30 | 19 | 47.82 | 31076 | 43.2793 |  |  | 1.2791
2019 | 12 | 30 | 18 | 12 | 30 | 20 | 47.5 | 31293 | 43.5816 |  |  | 1.2706
2019 | 12 | 30 | 19 | 12 | 30 | 21 | 46.42 | 31077 | 43.2807 |  |  | 1.2417
2019 | 12 | 30 | 20 | 12 | 30 | 22 | 42.76 | 29282 | 40.7809 |  |  | 1.1438
2019 | 12 | 30 | 21 | 12 | 30 | 23 | 40.88 | 26713 | 37.203 |  |  | 1.0935
2019 | 12 | 30 | 22 | 12 | 30 | 0 | 37.55 | 24230 | 33.745 |  |  | 1.0044
2019 | 12 | 30 | 23 | 12 | 30 | 1 | 34.22 | 22065 | 30.7298 |  |  | 0.91534
2019 | 12 | 31 | 0 | 12 | 31 | 2 | 30.95 | 20632 | 28.7341 |  |  | 0.82787
2019 | 12 | 31 | 1 | 12 | 31 | 3 | 29.8 | 19906 | 27.723 |  |  | 0.79711
2019 | 12 | 31 | 2 | 12 | 31 | 4 | 28.59 | 19779 | 27.5461 |  |  | 0.76475
2019 | 12 | 31 | 3 | 12 | 31 | 5 | 30.95 | 20068 | 27.9486 |  |  | 0.82787
2019 | 12 | 31 | 4 | 12 | 31 | 6 | 30.75 | 21496 | 29.9373 |  |  | 0.82252
2019 | 12 | 31 | 5 | 12 | 31 | 7 | 37.01 | 23724 | 33.0403 |  |  | 0.98997
2019 | 12 | 31 | 6 | 12 | 31 | 8 | 40.15 | 25826 | 35.9677 |  |  | 1.074
2019 | 12 | 31 | 7 | 12 | 31 | 9 | 42.15 | 28323 | 39.4453 |  |  | 1.1275
2019 | 12 | 31 | 8 | 12 | 31 | 10 | 42.25 | 29859 | 41.5844 |  |  | 1.1301
2019 | 12 | 31 | 9 | 12 | 31 | 11 | 39.53 | 30089 | 41.9048 |  |  | 1.0574
2019 | 12 | 31 | 10 | 12 | 31 | 12 | 38.6 | 29472 | 41.0455 |  |  | 1.0325
2019 | 12 | 31 | 11 | 12 | 31 | 13 | 37.9 | 29020 | 40.416 |  |  | 1.0138
2019 | 12 | 31 | 12 | 12 | 31 | 14 | 38 | 28102 | 39.1375 |  |  | 1.0165
2019 | 12 | 31 | 13 | 12 | 31 | 15 | 39.58 | 27102 | 37.7448 |  |  | 1.0587
2019 | 12 | 31 | 14 | 12 | 31 | 16 | 42.28 | 26594 | 37.0373 |  |  | 1.1309
2019 | 12 | 31 | 15 | 12 | 31 | 17 | 46.06 | 26947 | 37.5289 |  |  | 1.232
2019 | 12 | 31 | 16 | 12 | 31 | 18 | 47.73 | 29322 | 40.8366 |  |  | 1.2767
2019 | 12 | 31 | 17 | 12 | 31 | 19 | 46 | 30191 | 42.0468 |  |  | 1.2304
2019 | 12 | 31 | 18 | 12 | 31 | 20 | 42.58 | 29362 | 40.8923 |  |  | 1.139
2019 | 12 | 31 | 19 | 12 | 31 | 21 | 39.74 | 27608 | 38.4495 |  |  | 1.063
2019 | 12 | 31 | 20 | 12 | 31 | 22 | 38.88 | 25241 | 35.153 |  |  | 1.04
2019 | 12 | 31 | 21 | 12 | 31 | 23 | 37.37 | 23911 | 33.3007 |  |  | 0.9996
2019 | 12 | 31 | 22 | 1 | 1 | 0 | 41.88 | 22963 | 31.9804 |  |  | 1.1202
2019 | 12 | 31 | 23 | 1 | 1 | 1 | 38.6 | 22162 | 30.8649 |  |  | 1.0325